## Outputs
|  |  |  | Heating |  |  | Cooling
| Peak Loop Heating Load | #REF! | MBH | Design Day | #REF! |  | Design Day | #REF!
| Peak Loop Cooling Load | #REF! | MBH | Design Day of Year | #REF! | of 365 | Design Day of Year | #REF! | of 365
|  |  |  | Design Day Heating Load | #REF! | MBH | Design Day Heating Load | #REF! | MBH
| Peak Bore Field Heating Load | #REF! | MBH | Design Day Min Heating Load | #REF! | MBH | Design Day Min Heating Load | #REF! | MBH
| Peak Bore Field Cooling Load | #REF! | MBH | Diversity Factor | #REF! |  | Diversity Factor | #REF!
| Total Bore Field Heating Energy |  | MMbtu | Average Geo-Loop Heating Season Load | #VALUE! | MBH
| Total Bore Field Cooling Energy |  | MMbtu | Avg Bore Field Jan Load | #VALUE! | MBH
| Total Bore Field Annual Energy |  | MMbtu | Avg Bore Field Feb Load | #VALUE! | MBH
|  |  |  | Avg Bore Field Mar Load | #VALUE! | MBH
|  |  |  | Avg Bore Field Nov Load | #VALUE! | MBH
| ASHP Annual Electric Consumption |  | kWh | Avg Bore Field Dec Load | #VALUE! | MBH
| Loop Heat Pump Annual Electric Consumption | #REF! | kWh
| Loop Pumps Annual Electric Consumption | #REF! | kWh | Total Buildling Load (Heating ) | #REF! | MMBTU
| Bore Field Pumps Annual Electric Consumption | #REF! | kWh | Total Buildling Load (Cooling) | #REF! | MMBTU
| Total Annual Electric Consumption | #REF! | kWh | Total Heat Moved | #REF!
| Total Annual Electric Consumption | #REF! | MMBtu | Delievery Rate | #REF!
| Total Annual Electric Cost | 27593.0459
WWTP HX vs CT - Chiller
Chiller @ Building
| WWTP HX | #N/A | kWh
| Open Loop Cooling Tower | #N/A | kWh
| Difference | #N/A | kWh
| % Difference | #N/A
Note on C19: [Threaded comment] Your version of Excel allows you to read this threaded comment; however, any edits to it will get removed if the file is opened in a newer version of Excel. Learn more: https://go.microsoft.com/fwlink/?linkid=870924 Comment: Refresh Pivot Tables to update

## Hrly Calcs - WWTP
[10 empty] | MBH | MBH | [6 empty] | MBH | MBH | MBH |  | kW | MBH | MBH | MBH |  |  |  |  | kW | [6 empty] | kW | kW | kW | kW | kW | kW
Pick (Max) |  |  |  |  | Max |  |  |  |  | 2659.4345 | 4139.2797 | [6 empty] | 2659.4345 | #N/A | #N/A |  | #N/A | 4139.2797 | #N/A | #N/A |  |  |  |  | #N/A | [6 empty] | 8.2745 | 0 | 0 | 0 | 8.2745 | #N/A
Average | [9 empty] | 123.7861 | 537.3098 | [6 empty] | 123.7861 | #N/A | #N/A |  | #N/A | 537.3098 | #N/A | #N/A |  |  |  |  | #N/A | [6 empty] | 8.2745 | 0 | 0 | 0 | 8.2745 | #N/A
Annual Energy |  |  |  |  | Sum |  |  |  |  | 1084366.3735 | 4706833.5758 | [6 empty] | 1084366.3735 | #N/A | #N/A |  | #N/A | 4706833.5758 | #N/A | #N/A |  |  |  |  | #N/A | [6 empty] | 72485.0044 | 0 | 0 | 0 | 72485.0044 | #N/A
Max Case | [9 empty] | 2659.4345 | 4139.2797 |  | 689.8799 | [18 empty] | 1 | 50% | 0% |  |  | 8.2745 | 0 |  |  | 8.2745
Date | Month | Day | Hour | Day of Year | Hour of Year | Dry Bulb Temperature (°F) | Dew-point (F) | Pressure (mbar) | Wet-Bulb (°F) | Heating Load (MBH) | Cooling Load (MBH) | Mode (Heating/ Cooling) | Loop Flow (GPM) | Maximum Available WWTP Outfall Flow (GPM) | WWTP Outfall HX EWT (°F) | WWTP Outfall HX Max LWT (°F) | Max. Avail. Heat Transfer from WWTP HX (MBH) | Heat Required from Loop (MBH) | Heat Absorbed from WWTP Outfall (MBH) | Heat Required from Central Plant (MBH) | Avg. Bldg. Heat Pump Heating COP | Bldg. Heat Pump Heating Electric Demand (kW) | Heat Rejected to District Loop (MBH) | Heat Rejected to WWTP Outfall (MBH) | Heat Rejection Required from Central Plant (MBH) | Avg. Bldg. CWLT (°F) | Avg. Bldg. CWET (°F) | Bldg. Chiller EIR | Avg. Bldg. Chiller kW/Ton | Loop Heat Pump Electric Demand (kW) | % Loop Design Flow | Loop No. Pumps Operating | Loop Pump 1 Speed | Loop Pump 2 Speed | Looop Pump 3 Speed | Looop Pump 4 Speed | Loop Pump 1 Demand (kW) | Loop Pump 2 Demand (kW) | Loop Pump 3 Demand (kW) | Loop Pump 4 Demand (kW) | Total Loop Pump Demand (kW) | Total Electric Demand (kW)
2007-01-01 01:00 | 1 | 1 | 1 | 1 | 1 | 35.96 | 24.98 | 1000 | 31.5478 | 19.7168 | 0 | Heating | 2.6289 | 45873.5988 | 52.7965 | 62.7965 | 224780.6342 | 19.7168 | 19.7168 | 0 | 3.5052 | 0 | 0 | 0 | 0 | 0 | 0 | 0 | 0 | 0 | 0.008763% | 1 | 50% | 0% | 0% | 0% | 8.2745 | 0 | 0 | 0 | 8.2745 | 8.2745
2007-01-01 02:00 | 1 | 1 | 2 | 1.0417 | 2 | 35.96 | 26.06 | 1000 | 31.9108 | 22.6505 | 0 | Heating | 3.0201 | #N/A | #N/A | #N/A | #N/A | 22.6505 | #N/A | #N/A | 3.5052 | #N/A | 0 | 0 | 0 | 0 | 0 | 0 | 0 | 0 | 0.01007% | 1 | 50% | 0% | 0% | 0% | 8.2745 | 0 | 0 | 0 | 8.2745 | #N/A
2007-01-01 03:00 | 1 | 1 | 3 | 1.0833 | 3 | 35.96 | 27.32 | 1000 | 32.3711 | 25.4554 | 0 | Heating | 3.3941 | #N/A | #N/A | #N/A | #N/A | 25.4554 | #N/A | #N/A | 3.5052 | #N/A | 0 | 0 | 0 | 0 | 0 | 0 | 0 | 0 | 0.01131% | 1 | 50% | 0% | 0% | 0% | 8.2745 | 0 | 0 | 0 | 8.2745 | #N/A
2007-01-01 04:00 | 1 | 1 | 4 | 1.125 | 4 | 37.4 | 28.94 | 1000 | 33.8374 | 27.9298 | 0 | Heating | 3.724 | #N/A | #N/A | #N/A | #N/A | 27.9298 | #N/A | #N/A | 3.5838 | #N/A | 0 | 0 | 0 | 0 | 0 | 0 | 0 | 0 | 0.01241% | 1 | 50% | 0% | 0% | 0% | 8.2745 | 0 | 0 | 0 | 8.2745 | #N/A
2007-01-01 05:00 | 1 | 1 | 5 | 1.1667 | 5 | 37.04 | 28.76 | 1000 | 33.5584 | 38.6139 | 0 | Heating | 5.1485 | #N/A | #N/A | #N/A | #N/A | 38.6139 | #N/A | #N/A | 3.5637 | #N/A | 0 | 0 | 0 | 0 | 0 | 0 | 0 | 0 | 0.01716% | 1 | 50% | 0% | 0% | 0% | 8.2745 | 0 | 0 | 0 | 8.2745 | #N/A
2007-01-01 06:00 | 1 | 1 | 6 | 1.2083 | 6 | 37.4 | 28.76 | 1000 | 33.7662 | 33.4299 | 0 | Heating | 4.4573 | #N/A | #N/A | #N/A | #N/A | 33.4299 | #N/A | #N/A | 3.5838 | #N/A | 0 | 0 | 0 | 0 | 0 | 0 | 0 | 0 | 0.01486% | 1 | 50% | 0% | 0% | 0% | 8.2745 | 0 | 0 | 0 | 8.2745 | #N/A
2007-01-01 07:00 | 1 | 1 | 7 | 1.25 | 7 | 37.94 | 28.94 | 1000 | 34.1476 | 764.0129 | 0 | Heating | 101.8684 | #N/A | #N/A | #N/A | #N/A | 764.0129 | #N/A | #N/A | 3.6146 | #N/A | 0 | 0 | 0 | 0 | 0 | 0 | 0 | 0 | 0.3396% | 1 | 50% | 0% | 0% | 0% | 8.2745 | 0 | 0 | 0 | 8.2745 | #N/A
2007-01-01 08:00 | 1 | 1 | 8 | 1.2917 | 8 | 37.94 | 28.22 | 1000 | 33.867 | 438.6383 | 0 | Heating | 58.4851 | #N/A | #N/A | #N/A | #N/A | 438.6383 | #N/A | #N/A | 3.6146 | #N/A | 0 | 0 | 0 | 0 | 0 | 0 | 0 | 0 | 0.195% | 1 | 50% | 0% | 0% | 0% | 8.2745 | 0 | 0 | 0 | 8.2745 | #N/A
2007-01-01 09:00 | 1 | 1 | 9 | 1.3333 | 9 | 39.02 | 28.22 | 1000 | 34.4858 | 159.2598 | 0 | Heating | 21.2346 | #N/A | #N/A | #N/A | #N/A | 159.2598 | #N/A | #N/A | 3.6785 | #N/A | 0 | 0 | 0 | 0 | 0 | 0 | 0 | 0 | 0.07078% | 1 | 50% | 0% | 0% | 0% | 8.2745 | 0 | 0 | 0 | 8.2745 | #N/A
2007-01-01 10:00 | 1 | 1 | 10 | 1.375 | 10 | 39.2 | 28.94 | 1000 | 34.8659 | 121.8154 | 0 | Heating | 16.2421 | #N/A | #N/A | #N/A | #N/A | 121.8154 | #N/A | #N/A | 3.6894 | #N/A | 0 | 0 | 0 | 0 | 0 | 0 | 0 | 0 | 0.05414% | 1 | 50% | 0% | 0% | 0% | 8.2745 | 0 | 0 | 0 | 8.2745 | #N/A
2007-01-01 11:00 | 1 | 1 | 11 | 1.4167 | 11 | 41 | 29.12 | 999 | 35.9452 | 117.0646 | 0 | Heating | 15.6086 | #N/A | #N/A | #N/A | #N/A | 117.0646 | #N/A | #N/A | 3.8033 | #N/A | 0 | 0 | 0 | 0 | 0 | 0 | 0 | 0 | 0.05203% | 1 | 50% | 0% | 0% | 0% | 8.2745 | 0 | 0 | 0 | 8.2745 | #N/A
2007-01-01 12:00 | 1 | 1 | 12 | 1.4583 | 12 | 44.6 | 28.94 | 999 | 37.8542 | 84.4586 | 0 | Heating | 11.2611 | #N/A | #N/A | #N/A | #N/A | 84.4586 | #N/A | #N/A | 4.058 | #N/A | 0 | 0 | 0 | 0 | 0 | 0 | 0 | 0 | 0.03754% | 1 | 50% | 0% | 0% | 0% | 8.2745 | 0 | 0 | 0 | 8.2745 | #N/A
2007-01-01 13:00 | 1 | 1 | 13 | 1.5 | 13 | 44.96 | 28.94 | 998 | 38.0449 | 109.0799 | 0 | Heating | 14.544 | #N/A | #N/A | #N/A | #N/A | 109.0799 | #N/A | #N/A | 4.0856 | #N/A | 0 | 0 | 0 | 0 | 0 | 0 | 0 | 0 | 0.04848% | 1 | 50% | 0% | 0% | 0% | 8.2745 | 0 | 0 | 0 | 8.2745 | #N/A
2007-01-01 14:00 | 1 | 1 | 14 | 1.5417 | 14 | 44.96 | 29.12 | 998 | 38.1121 | 39.8677 | 0 | Heating | 5.3157 | #N/A | #N/A | #N/A | #N/A | 39.8677 | #N/A | #N/A | 4.0856 | #N/A | 0 | 0 | 0 | 0 | 0 | 0 | 0 | 0 | 0.01772% | 1 | 50% | 0% | 0% | 0% | 8.2745 | 0 | 0 | 0 | 8.2745 | #N/A
2007-01-01 15:00 | 1 | 1 | 15 | 1.5833 | 15 | 46.94 | 29.3 | 998 | 39.2361 | 46.4831 | 0 | Heating | 6.1977 | #N/A | #N/A | #N/A | #N/A | 46.4831 | #N/A | #N/A | 4.2441 | #N/A | 0 | 0 | 0 | 0 | 0 | 0 | 0 | 0 | 0.02066% | 1 | 50% | 0% | 0% | 0% | 8.2745 | 0 | 0 | 0 | 8.2745 | #N/A
2007-01-01 16:00 | 1 | 1 | 16 | 1.625 | 16 | 46.04 | 28.94 | 998 | 38.6247 | 60.1098 | 0 | Heating | 8.0146 | #N/A | #N/A | #N/A | #N/A | 60.1098 | #N/A | #N/A | 4.1705 | #N/A | 0 | 0 | 0 | 0 | 0 | 0 | 0 | 0 | 0.02672% | 1 | 50% | 0% | 0% | 0% | 8.2745 | 0 | 0 | 0 | 8.2745 | #N/A
2007-01-01 17:00 | 1 | 1 | 17 | 1.6667 | 17 | 46.04 | 28.22 | 998 | 38.3628 | 43.4807 | 0 | Heating | 5.7974 | #N/A | #N/A | #N/A | #N/A | 43.4807 | #N/A | #N/A | 4.1705 | #N/A | 0 | 0 | 0 | 0 | 0 | 0 | 0 | 0 | 0.01932% | 1 | 50% | 0% | 0% | 0% | 8.2745 | 0 | 0 | 0 | 8.2745 | #N/A
2007-01-01 18:00 | 1 | 1 | 18 | 1.7083 | 18 | 44.6 | 27.68 | 998 | 37.391 | 97.9323 | 0 | Heating | 13.0576 | #N/A | #N/A | #N/A | #N/A | 97.9323 | #N/A | #N/A | 4.058 | #N/A | 0 | 0 | 0 | 0 | 0 | 0 | 0 | 0 | 0.04353% | 1 | 50% | 0% | 0% | 0% | 8.2745 | 0 | 0 | 0 | 8.2745 | #N/A
2007-01-01 19:00 | 1 | 1 | 19 | 1.75 | 19 | 41 | 26.96 | 998 | 35.1375 | 200.4354 | 0 | Heating | 26.7247 | #N/A | #N/A | #N/A | #N/A | 200.4354 | #N/A | #N/A | 3.8033 | #N/A | 0 | 0 | 0 | 0 | 0 | 0 | 0 | 0 | 0.08908% | 1 | 50% | 0% | 0% | 0% | 8.2745 | 0 | 0 | 0 | 8.2745 | #N/A
2007-01-01 20:00 | 1 | 1 | 20 | 1.7917 | 20 | 41 | 27.32 | 998 | 35.2673 | 235.3194 | 0 | Heating | 31.3759 | #N/A | #N/A | #N/A | #N/A | 235.3194 | #N/A | #N/A | 3.8033 | #N/A | 0 | 0 | 0 | 0 | 0 | 0 | 0 | 0 | 0.1046% | 1 | 50% | 0% | 0% | 0% | 8.2745 | 0 | 0 | 0 | 8.2745 | #N/A
2007-01-01 21:00 | 1 | 1 | 21 | 1.8333 | 21 | 41 | 27.68 | 998 | 35.3988 | 294.9436 | 0 | Heating | 39.3258 | #N/A | #N/A | #N/A | #N/A | 294.9436 | #N/A | #N/A | 3.8033 | #N/A | 0 | 0 | 0 | 0 | 0 | 0 | 0 | 0 | 0.1311% | 1 | 50% | 0% | 0% | 0% | 8.2745 | 0 | 0 | 0 | 8.2745 | #N/A
2007-01-01 22:00 | 1 | 1 | 22 | 1.875 | 22 | 42.98 | 28.04 | 998 | 36.6331 | 317.2385 | 0 | Heating | 42.2985 | #N/A | #N/A | #N/A | #N/A | 317.2385 | #N/A | #N/A | 3.9388 | #N/A | 0 | 0 | 0 | 0 | 0 | 0 | 0 | 0 | 0.141% | 1 | 50% | 0% | 0% | 0% | 8.2745 | 0 | 0 | 0 | 8.2745 | #N/A
2007-01-01 23:00 | 1 | 1 | 23 | 1.9167 | 23 | 42.98 | 27.86 | 998 | 36.5674 | 3.1834 | 0 | Heating | 0.42445 | #N/A | #N/A | #N/A | #N/A | 3.1834 | #N/A | #N/A | 3.9388 | #N/A | 0 | 0 | 0 | 0 | 0 | 0 | 0 | 0 | 0.001415% | 1 | 50% | 0% | 0% | 0% | 8.2745 | 0 | 0 | 0 | 8.2745 | #N/A
2007-01-02 | 1 | 2 | 0 | 1.9583 | 24 | 42.98 | 27.86 | 998 | 36.5674 | 14.7251 | 0 | Heating | 1.9633 | #N/A | #N/A | #N/A | #N/A | 14.7251 | #N/A | #N/A | 3.9388 | #N/A | 0 | 0 | 0 | 0 | 0 | 0 | 0 | 0 | 0.006544% | 1 | 50% | 0% | 0% | 0% | 8.2745 | 0 | 0 | 0 | 8.2745 | #N/A
2007-01-02 01:00 | 1 | 2 | 1 | 2 | 25 | 42.8 | 28.04 | 998 | 36.5338 | 19.935 | 0 | Heating | 2.658 | #N/A | #N/A | #N/A | #N/A | 19.935 | #N/A | #N/A | 3.9261 | #N/A | 0 | 0 | 0 | 0 | 0 | 0 | 0 | 0 | 0.00886% | 1 | 50% | 0% | 0% | 0% | 8.2745 | 0 | 0 | 0 | 8.2745 | #N/A
2007-01-02 02:00 | 1 | 2 | 2 | 2.0417 | 26 | 42.98 | 27.86 | 998 | 36.5674 | 22.7243 | 0 | Heating | 3.0299 | #N/A | #N/A | #N/A | #N/A | 22.7243 | #N/A | #N/A | 3.9388 | #N/A | 0 | 0 | 0 | 0 | 0 | 0 | 0 | 0 | 0.0101% | 1 | 50% | 0% | 0% | 0% | 8.2745 | 0 | 0 | 0 | 8.2745 | #N/A
2007-01-02 03:00 | 1 | 2 | 3 | 2.0833 | 27 | 42.98 | 27.68 | 998 | 36.5021 | 24.948 | 0 | Heating | 3.3264 | #N/A | #N/A | #N/A | #N/A | 24.948 | #N/A | #N/A | 3.9388 | #N/A | 0 | 0 | 0 | 0 | 0 | 0 | 0 | 0 | 0.01109% | 1 | 50% | 0% | 0% | 0% | 8.2745 | 0 | 0 | 0 | 8.2745 | #N/A
2007-01-02 04:00 | 1 | 2 | 4 | 2.125 | 28 | 42.08 | 28.04 | 998 | 36.1349 | 26.7135 | 0 | Heating | 3.5618 | #N/A | #N/A | #N/A | #N/A | 26.7135 | #N/A | #N/A | 3.8759 | #N/A | 0 | 0 | 0 | 0 | 0 | 0 | 0 | 0 | 0.01187% | 1 | 50% | 0% | 0% | 0% | 8.2745 | 0 | 0 | 0 | 8.2745 | #N/A
2007-01-02 05:00 | 1 | 2 | 5 | 2.1667 | 29 | 42.08 | 28.4 | 998 | 36.2687 | 37.2438 | 0 | Heating | 4.9658 | #N/A | #N/A | #N/A | #N/A | 37.2438 | #N/A | #N/A | 3.8759 | #N/A | 0 | 0 | 0 | 0 | 0 | 0 | 0 | 0 | 0.01655% | 1 | 50% | 0% | 0% | 0% | 8.2745 | 0 | 0 | 0 | 8.2745 | #N/A
2007-01-02 06:00 | 1 | 2 | 6 | 2.2083 | 30 | 37.94 | 29.12 | 998 | 34.2146 | 45.4097 | 0 | Heating | 6.0546 | #N/A | #N/A | #N/A | #N/A | 45.4097 | #N/A | #N/A | 3.6146 | #N/A | 0 | 0 | 0 | 0 | 0 | 0 | 0 | 0 | 0.02018% | 1 | 50% | 0% | 0% | 0% | 8.2745 | 0 | 0 | 0 | 8.2745 | #N/A
2007-01-02 07:00 | 1 | 2 | 7 | 2.25 | 31 | 35.96 | 30.02 | 999 | 33.4439 | 788.8377 | 0 | Heating | 105.1784 | #N/A | #N/A | #N/A | #N/A | 788.8377 | #N/A | #N/A | 3.5052 | #N/A | 0 | 0 | 0 | 0 | 0 | 0 | 0 | 0 | 0.3506% | 1 | 50% | 0% | 0% | 0% | 8.2745 | 0 | 0 | 0 | 8.2745 | #N/A
2007-01-02 08:00 | 1 | 2 | 8 | 2.2917 | 32 | 35.96 | 29.66 | 999 | 33.2945 | 476.7779 | 0 | Heating | 63.5704 | #N/A | #N/A | #N/A | #N/A | 476.7779 | #N/A | #N/A | 3.5052 | #N/A | 0 | 0 | 0 | 0 | 0 | 0 | 0 | 0 | 0.2119% | 1 | 50% | 0% | 0% | 0% | 8.2745 | 0 | 0 | 0 | 8.2745 | #N/A
2007-01-02 09:00 | 1 | 2 | 9 | 2.3333 | 33 | 35.96 | 29.84 | 999 | 33.369 | 208.3847 | 0 | Heating | 27.7846 | #N/A | #N/A | #N/A | #N/A | 208.3847 | #N/A | #N/A | 3.5052 | #N/A | 0 | 0 | 0 | 0 | 0 | 0 | 0 | 0 | 0.09262% | 1 | 50% | 0% | 0% | 0% | 8.2745 | 0 | 0 | 0 | 8.2745 | #N/A
2007-01-02 10:00 | 1 | 2 | 10 | 2.375 | 34 | 37.04 | 30.92 | 999 | 34.4447 | 181.5775 | 0 | Heating | 24.2103 | #N/A | #N/A | #N/A | #N/A | 181.5775 | #N/A | #N/A | 3.5637 | #N/A | 0 | 0 | 0 | 0 | 0 | 0 | 0 | 0 | 0.0807% | 1 | 50% | 0% | 0% | 0% | 8.2745 | 0 | 0 | 0 | 8.2745 | #N/A
2007-01-02 11:00 | 1 | 2 | 11 | 2.4167 | 35 | 37.04 | 31.1 | 999 | 34.5219 | 201.8218 | 0 | Heating | 26.9096 | #N/A | #N/A | #N/A | #N/A | 201.8218 | #N/A | #N/A | 3.5637 | #N/A | 0 | 0 | 0 | 0 | 0 | 0 | 0 | 0 | 0.0897% | 1 | 50% | 0% | 0% | 0% | 8.2745 | 0 | 0 | 0 | 8.2745 | #N/A
2007-01-02 12:00 | 1 | 2 | 12 | 2.4583 | 36 | 39.02 | 30.92 | 999 | 35.5643 | 187.5402 | 0 | Heating | 25.0054 | #N/A | #N/A | #N/A | #N/A | 187.5402 | #N/A | #N/A | 3.6785 | #N/A | 0 | 0 | 0 | 0 | 0 | 0 | 0 | 0 | 0.08335% | 1 | 50% | 0% | 0% | 0% | 8.2745 | 0 | 0 | 0 | 8.2745 | #N/A
2007-01-02 13:00 | 1 | 2 | 13 | 2.5 | 37 | 39.02 | 30.92 | 999 | 35.5643 | 249.7832 | 0 | Heating | 33.3044 | #N/A | #N/A | #N/A | #N/A | 249.7832 | #N/A | #N/A | 3.6785 | #N/A | 0 | 0 | 0 | 0 | 0 | 0 | 0 | 0 | 0.111% | 1 | 50% | 0% | 0% | 0% | 8.2745 | 0 | 0 | 0 | 8.2745 | #N/A
2007-01-02 14:00 | 1 | 2 | 14 | 2.5417 | 38 | 39.02 | 29.84 | 999 | 35.1193 | 174.9803 | 0 | Heating | 23.3307 | #N/A | #N/A | #N/A | #N/A | 174.9803 | #N/A | #N/A | 3.6785 | #N/A | 0 | 0 | 0 | 0 | 0 | 0 | 0 | 0 | 0.07777% | 1 | 50% | 0% | 0% | 0% | 8.2745 | 0 | 0 | 0 | 8.2745 | #N/A
2007-01-02 15:00 | 1 | 2 | 15 | 2.5833 | 39 | 39.92 | 28.58 | 1000 | 35.1341 | 176.6138 | 0 | Heating | 23.5485 | #N/A | #N/A | #N/A | #N/A | 176.6138 | #N/A | #N/A | 3.7339 | #N/A | 0 | 0 | 0 | 0 | 0 | 0 | 0 | 0 | 0.0785% | 1 | 50% | 0% | 0% | 0% | 8.2745 | 0 | 0 | 0 | 8.2745 | #N/A
2007-01-02 16:00 | 1 | 2 | 16 | 2.625 | 40 | 39.02 | 26.96 | 1000 | 34.0165 | 185.8398 | 0 | Heating | 24.7786 | #N/A | #N/A | #N/A | #N/A | 185.8398 | #N/A | #N/A | 3.6785 | #N/A | 0 | 0 | 0 | 0 | 0 | 0 | 0 | 0 | 0.0826% | 1 | 50% | 0% | 0% | 0% | 8.2745 | 0 | 0 | 0 | 8.2745 | #N/A
2007-01-02 17:00 | 1 | 2 | 17 | 2.6667 | 41 | 39.02 | 24.62 | 1001 | 33.2045 | 159.7071 | 0 | Heating | 21.2943 | #N/A | #N/A | #N/A | #N/A | 159.7071 | #N/A | #N/A | 3.6785 | #N/A | 0 | 0 | 0 | 0 | 0 | 0 | 0 | 0 | 0.07098% | 1 | 50% | 0% | 0% | 0% | 8.2745 | 0 | 0 | 0 | 8.2745 | #N/A
2007-01-02 18:00 | 1 | 2 | 18 | 2.7083 | 42 | 35.96 | 22.28 | 1002 | 30.7075 | 216.4252 | 0 | Heating | 28.8567 | #N/A | #N/A | #N/A | #N/A | 216.4252 | #N/A | #N/A | 3.5052 | #N/A | 0 | 0 | 0 | 0 | 0 | 0 | 0 | 0 | 0.09619% | 1 | 50% | 0% | 0% | 0% | 8.2745 | 0 | 0 | 0 | 8.2745 | #N/A
2007-01-02 19:00 | 1 | 2 | 19 | 2.75 | 43 | 35.06 | 19.94 | 1002 | 29.516 | 315.1301 | 0 | Heating | 42.0173 | #N/A | #N/A | #N/A | #N/A | 315.1301 | #N/A | #N/A | 3.4585 | #N/A | 0 | 0 | 0 | 0 | 0 | 0 | 0 | 0 | 0.1401% | 1 | 50% | 0% | 0% | 0% | 8.2745 | 0 | 0 | 0 | 8.2745 | #N/A
2007-01-02 20:00 | 1 | 2 | 20 | 2.7917 | 44 | 35.06 | 18.68 | 1003 | 29.1822 | 372.0946 | 0 | Heating | 49.6126 | #N/A | #N/A | #N/A | #N/A | 372.0946 | #N/A | #N/A | 3.4585 | #N/A | 0 | 0 | 0 | 0 | 0 | 0 | 0 | 0 | 0.1654% | 1 | 50% | 0% | 0% | 0% | 8.2745 | 0 | 0 | 0 | 8.2745 | #N/A
2007-01-02 21:00 | 1 | 2 | 21 | 2.8333 | 45 | 30.02 | 17.24 | 1003 | 25.7444 | 468.745 | 0 | Heating | 62.4993 | #N/A | #N/A | #N/A | #N/A | 468.745 | #N/A | #N/A | 3.2302 | #N/A | 0 | 0 | 0 | 0 | 0 | 0 | 0 | 0 | 0.2083% | 1 | 50% | 0% | 0% | 0% | 8.2745 | 0 | 0 | 0 | 8.2745 | #N/A
2007-01-02 22:00 | 1 | 2 | 22 | 2.875 | 46 | 28.94 | 15.98 | 1003 | 24.7436 | 537.1705 | 0 | Heating | 71.6227 | #N/A | #N/A | #N/A | #N/A | 537.1705 | #N/A | #N/A | 3.188 | #N/A | 0 | 0 | 0 | 0 | 0 | 0 | 0 | 0 | 0.2387% | 1 | 50% | 0% | 0% | 0% | 8.2745 | 0 | 0 | 0 | 8.2745 | #N/A
2007-01-02 23:00 | 1 | 2 | 23 | 2.9167 | 47 | 28.94 | 15.08 | 1004 | 24.5262 | 74.3648 | 0 | Heating | 9.9153 | #N/A | #N/A | #N/A | #N/A | 74.3648 | #N/A | #N/A | 3.188 | #N/A | 0 | 0 | 0 | 0 | 0 | 0 | 0 | 0 | 0.03305% | 1 | 50% | 0% | 0% | 0% | 8.2745 | 0 | 0 | 0 | 8.2745 | #N/A
2007-01-03 | 1 | 3 | 0 | 2.9583 | 48 | 26.06 | 14.36 | 1004 | 22.4889 | 219.6905 | 0 | Heating | 29.2921 | #N/A | #N/A | #N/A | #N/A | 219.6905 | #N/A | #N/A | 3.0859 | #N/A | 0 | 0 | 0 | 0 | 0 | 0 | 0 | 0 | 0.09764% | 1 | 50% | 0% | 0% | 0% | 8.2745 | 0 | 0 | 0 | 8.2745 | #N/A
2007-01-03 01:00 | 1 | 3 | 1 | 3 | 49 | 26.96 | 14 | 1004 | 22.993 | 306.2702 | 0 | Heating | 40.836 | #N/A | #N/A | #N/A | #N/A | 306.2702 | #N/A | #N/A | 3.1163 | #N/A | 0 | 0 | 0 | 0 | 0 | 0 | 0 | 0 | 0.1361% | 1 | 50% | 0% | 0% | 0% | 8.2745 | 0 | 0 | 0 | 8.2745 | #N/A
2007-01-03 02:00 | 1 | 3 | 2 | 3.0417 | 50 | 26.96 | 12.74 | 1004 | 22.7056 | 373.3951 | 0 | Heating | 49.786 | #N/A | #N/A | #N/A | #N/A | 373.3951 | #N/A | #N/A | 3.1163 | #N/A | 0 | 0 | 0 | 0 | 0 | 0 | 0 | 0 | 0.166% | 1 | 50% | 0% | 0% | 0% | 8.2745 | 0 | 0 | 0 | 8.2745 | #N/A
2007-01-03 03:00 | 1 | 3 | 3 | 3.0833 | 51 | 26.96 | 11.66 | 1005 | 22.4739 | 440.1871 | 0 | Heating | 58.6916 | #N/A | #N/A | #N/A | #N/A | 440.1871 | #N/A | #N/A | 3.1163 | #N/A | 0 | 0 | 0 | 0 | 0 | 0 | 0 | 0 | 0.1956% | 1 | 50% | 0% | 0% | 0% | 8.2745 | 0 | 0 | 0 | 8.2745 | #N/A
2007-01-03 04:00 | 1 | 3 | 4 | 3.125 | 52 | 28.04 | 10.94 | 1005 | 23.0318 | 502.5292 | 0 | Heating | 67.0039 | #N/A | #N/A | #N/A | #N/A | 502.5292 | #N/A | #N/A | 3.1545 | #N/A | 0 | 0 | 0 | 0 | 0 | 0 | 0 | 0 | 0.2233% | 1 | 50% | 0% | 0% | 0% | 8.2745 | 0 | 0 | 0 | 8.2745 | #N/A
2007-01-03 05:00 | 1 | 3 | 5 | 3.1667 | 53 | 28.04 | 11.12 | 1006 | 23.0719 | 538.8737 | 0 | Heating | 71.8498 | #N/A | #N/A | #N/A | #N/A | 538.8737 | #N/A | #N/A | 3.1545 | #N/A | 0 | 0 | 0 | 0 | 0 | 0 | 0 | 0 | 0.2395% | 1 | 50% | 0% | 0% | 0% | 8.2745 | 0 | 0 | 0 | 8.2745 | #N/A
2007-01-03 06:00 | 1 | 3 | 6 | 3.2083 | 54 | 28.94 | 11.48 | 1006 | 23.7301 | 535.1659 | 0 | Heating | 71.3555 | #N/A | #N/A | #N/A | #N/A | 535.1659 | #N/A | #N/A | 3.188 | #N/A | 0 | 0 | 0 | 0 | 0 | 0 | 0 | 0 | 0.2379% | 1 | 50% | 0% | 0% | 0% | 8.2745 | 0 | 0 | 0 | 8.2745 | #N/A
2007-01-03 07:00 | 1 | 3 | 7 | 3.25 | 55 | 28.94 | 12.02 | 1007 | 23.8461 | 1208.2587 | 0 | Heating | 161.1012 | #N/A | #N/A | #N/A | #N/A | 1208.2587 | #N/A | #N/A | 3.188 | #N/A | 0 | 0 | 0 | 0 | 0 | 0 | 0 | 0 | 0.537% | 1 | 50% | 0% | 0% | 0% | 8.2745 | 0 | 0 | 0 | 8.2745 | #N/A
2007-01-03 08:00 | 1 | 3 | 8 | 3.2917 | 56 | 28.94 | 11.3 | 1008 | 23.6999 | 829.2576 | 0 | Heating | 110.5677 | #N/A | #N/A | #N/A | #N/A | 829.2576 | #N/A | #N/A | 3.188 | #N/A | 0 | 0 | 0 | 0 | 0 | 0 | 0 | 0 | 0.3686% | 1 | 50% | 0% | 0% | 0% | 8.2745 | 0 | 0 | 0 | 8.2745 | #N/A
2007-01-03 09:00 | 1 | 3 | 9 | 3.3333 | 57 | 30.92 | 11.3 | 1008 | 24.9679 | 434.2946 | 0 | Heating | 57.9059 | #N/A | #N/A | #N/A | #N/A | 434.2946 | #N/A | #N/A | 3.2671 | #N/A | 0 | 0 | 0 | 0 | 0 | 0 | 0 | 0 | 0.193% | 1 | 50% | 0% | 0% | 0% | 8.2745 | 0 | 0 | 0 | 8.2745 | #N/A
2007-01-03 10:00 | 1 | 3 | 10 | 3.375 | 58 | 33.98 | 12.02 | 1009 | 27.0257 | 326.0549 | 0 | Heating | 43.474 | #N/A | #N/A | #N/A | #N/A | 326.0549 | #N/A | #N/A | 3.405 | #N/A | 0 | 0 | 0 | 0 | 0 | 0 | 0 | 0 | 0.1449% | 1 | 50% | 0% | 0% | 0% | 8.2745 | 0 | 0 | 0 | 8.2745 | #N/A
2007-01-03 11:00 | 1 | 3 | 11 | 3.4167 | 59 | 33.98 | 12.38 | 1009 | 27.0983 | 328.7078 | 0 | Heating | 43.8277 | #N/A | #N/A | #N/A | #N/A | 328.7078 | #N/A | #N/A | 3.405 | #N/A | 0 | 0 | 0 | 0 | 0 | 0 | 0 | 0 | 0.1461% | 1 | 50% | 0% | 0% | 0% | 8.2745 | 0 | 0 | 0 | 8.2745 | #N/A
2007-01-03 12:00 | 1 | 3 | 12 | 3.4583 | 60 | 39.02 | 12.56 | 1009 | 30.1467 | 307.4898 | 0 | Heating | 40.9986 | #N/A | #N/A | #N/A | #N/A | 307.4898 | #N/A | #N/A | 3.6785 | #N/A | 0 | 0 | 0 | 0 | 0 | 0 | 0 | 0 | 0.1367% | 1 | 50% | 0% | 0% | 0% | 8.2745 | 0 | 0 | 0 | 8.2745 | #N/A
2007-01-03 13:00 | 1 | 3 | 13 | 3.5 | 61 | 42.98 | 12.92 | 1009 | 32.5005 | 366.04 | 0 | Heating | 48.8053 | #N/A | #N/A | #N/A | #N/A | 366.04 | #N/A | #N/A | 3.9388 | #N/A | 0 | 0 | 0 | 0 | 0 | 0 | 0 | 0 | 0.1627% | 1 | 50% | 0% | 0% | 0% | 8.2745 | 0 | 0 | 0 | 8.2745 | #N/A
2007-01-03 14:00 | 1 | 3 | 14 | 3.5417 | 62 | 42.98 | 13.1 | 1009 | 32.5367 | 292.7001 | 0 | Heating | 39.0267 | #N/A | #N/A | #N/A | #N/A | 292.7001 | #N/A | #N/A | 3.9388 | #N/A | 0 | 0 | 0 | 0 | 0 | 0 | 0 | 0 | 0.1301% | 1 | 50% | 0% | 0% | 0% | 8.2745 | 0 | 0 | 0 | 8.2745 | #N/A
2007-01-03 15:00 | 1 | 3 | 15 | 3.5833 | 63 | 46.94 | 13.28 | 1009 | 34.868 | 300.1367 | 0 | Heating | 40.0182 | #N/A | #N/A | #N/A | #N/A | 300.1367 | #N/A | #N/A | 4.2441 | #N/A | 0 | 0 | 0 | 0 | 0 | 0 | 0 | 0 | 0.1334% | 1 | 50% | 0% | 0% | 0% | 8.2745 | 0 | 0 | 0 | 8.2745 | #N/A
2007-01-03 16:00 | 1 | 3 | 16 | 3.625 | 64 | 44.96 | 12.92 | 1009 | 33.659 | 306.8682 | 0 | Heating | 40.9158 | #N/A | #N/A | #N/A | #N/A | 306.8682 | #N/A | #N/A | 4.0856 | #N/A | 0 | 0 | 0 | 0 | 0 | 0 | 0 | 0 | 0.1364% | 1 | 50% | 0% | 0% | 0% | 8.2745 | 0 | 0 | 0 | 8.2745 | #N/A
2007-01-03 17:00 | 1 | 3 | 17 | 3.6667 | 65 | 44.96 | 12.56 | 1010 | 33.5952 | 309.4244 | 0 | Heating | 41.2566 | #N/A | #N/A | #N/A | #N/A | 309.4244 | #N/A | #N/A | 4.0856 | #N/A | 0 | 0 | 0 | 0 | 0 | 0 | 0 | 0 | 0.1375% | 1 | 50% | 0% | 0% | 0% | 8.2745 | 0 | 0 | 0 | 8.2745 | #N/A
2007-01-03 18:00 | 1 | 3 | 18 | 3.7083 | 66 | 42.98 | 12.38 | 1010 | 32.3999 | 379.3732 | 0 | Heating | 50.5831 | #N/A | #N/A | #N/A | #N/A | 379.3732 | #N/A | #N/A | 3.9388 | #N/A | 0 | 0 | 0 | 0 | 0 | 0 | 0 | 0 | 0.1686% | 1 | 50% | 0% | 0% | 0% | 8.2745 | 0 | 0 | 0 | 8.2745 | #N/A
2007-01-03 19:00 | 1 | 3 | 19 | 3.75 | 67 | 42.98 | 12.02 | 1011 | 32.3363 | 486.4409 | 0 | Heating | 64.8588 | #N/A | #N/A | #N/A | #N/A | 486.4409 | #N/A | #N/A | 3.9388 | #N/A | 0 | 0 | 0 | 0 | 0 | 0 | 0 | 0 | 0.2162% | 1 | 50% | 0% | 0% | 0% | 8.2745 | 0 | 0 | 0 | 8.2745 | #N/A
2007-01-03 20:00 | 1 | 3 | 20 | 3.7917 | 68 | 42.98 | 11.66 | 1011 | 32.2675 | 541.0841 | 0 | Heating | 72.1445 | #N/A | #N/A | #N/A | #N/A | 541.0841 | #N/A | #N/A | 3.9388 | #N/A | 0 | 0 | 0 | 0 | 0 | 0 | 0 | 0 | 0.2405% | 1 | 50% | 0% | 0% | 0% | 8.2745 | 0 | 0 | 0 | 8.2745 | #N/A
2007-01-03 21:00 | 1 | 3 | 21 | 3.8333 | 69 | 41 | 11.3 | 1012 | 31.0716 | 632.6374 | 0 | Heating | 84.3517 | #N/A | #N/A | #N/A | #N/A | 632.6374 | #N/A | #N/A | 3.8033 | #N/A | 0 | 0 | 0 | 0 | 0 | 0 | 0 | 0 | 0.2812% | 1 | 50% | 0% | 0% | 0% | 8.2745 | 0 | 0 | 0 | 8.2745 | #N/A
2007-01-03 22:00 | 1 | 3 | 22 | 3.875 | 70 | 39.02 | 10.94 | 1012 | 29.8581 | 706.8861 | 0 | Heating | 94.2515 | #N/A | #N/A | #N/A | #N/A | 706.8861 | #N/A | #N/A | 3.6785 | #N/A | 0 | 0 | 0 | 0 | 0 | 0 | 0 | 0 | 0.3142% | 1 | 50% | 0% | 0% | 0% | 8.2745 | 0 | 0 | 0 | 8.2745 | #N/A
2007-01-03 23:00 | 1 | 3 | 23 | 3.9167 | 71 | 39.02 | 9.86 | 1012 | 29.6667 | 234.8303 | 0 | Heating | 31.3107 | #N/A | #N/A | #N/A | #N/A | 234.8303 | #N/A | #N/A | 3.6785 | #N/A | 0 | 0 | 0 | 0 | 0 | 0 | 0 | 0 | 0.1044% | 1 | 50% | 0% | 0% | 0% | 8.2745 | 0 | 0 | 0 | 8.2745 | #N/A
2007-01-04 | 1 | 4 | 0 | 3.9583 | 72 | 33.98 | 8.78 | 1013 | 26.4382 | 440.5848 | 0 | Heating | 58.7446 | #N/A | #N/A | #N/A | #N/A | 440.5848 | #N/A | #N/A | 3.405 | #N/A | 0 | 0 | 0 | 0 | 0 | 0 | 0 | 0 | 0.1958% | 1 | 50% | 0% | 0% | 0% | 8.2745 | 0 | 0 | 0 | 8.2745 | #N/A
2007-01-04 01:00 | 1 | 4 | 1 | 4 | 73 | 33.98 | 8.06 | 1013 | 26.3149 | 546.149 | 0 | Heating | 72.8199 | #N/A | #N/A | #N/A | #N/A | 546.149 | #N/A | #N/A | 3.405 | #N/A | 0 | 0 | 0 | 0 | 0 | 0 | 0 | 0 | 0.2427% | 1 | 50% | 0% | 0% | 0% | 8.2745 | 0 | 0 | 0 | 8.2745 | #N/A
2007-01-04 02:00 | 1 | 4 | 2 | 4.0417 | 74 | 33.98 | 7.52 | 1013 | 26.225 | 594.1676 | 0 | Heating | 79.2224 | #N/A | #N/A | #N/A | #N/A | 594.1676 | #N/A | #N/A | 3.405 | #N/A | 0 | 0 | 0 | 0 | 0 | 0 | 0 | 0 | 0.2641% | 1 | 50% | 0% | 0% | 0% | 8.2745 | 0 | 0 | 0 | 8.2745 | #N/A
2007-01-04 03:00 | 1 | 4 | 3 | 4.0833 | 75 | 37.94 | 6.98 | 1013 | 28.5595 | 616.7694 | 0 | Heating | 82.2359 | #N/A | #N/A | #N/A | #N/A | 616.7694 | #N/A | #N/A | 3.6146 | #N/A | 0 | 0 | 0 | 0 | 0 | 0 | 0 | 0 | 0.2741% | 1 | 50% | 0% | 0% | 0% | 8.2745 | 0 | 0 | 0 | 8.2745 | #N/A
2007-01-04 04:00 | 1 | 4 | 4 | 4.125 | 76 | 37.94 | 6.98 | 1013 | 28.5595 | 632.6512 | 0 | Heating | 84.3535 | #N/A | #N/A | #N/A | #N/A | 632.6512 | #N/A | #N/A | 3.6146 | #N/A | 0 | 0 | 0 | 0 | 0 | 0 | 0 | 0 | 0.2812% | 1 | 50% | 0% | 0% | 0% | 8.2745 | 0 | 0 | 0 | 8.2745 | #N/A
2007-01-04 05:00 | 1 | 4 | 5 | 4.1667 | 77 | 37.94 | 6.44 | 1013 | 28.4771 | 674.8053 | 0 | Heating | 89.974 | #N/A | #N/A | #N/A | #N/A | 674.8053 | #N/A | #N/A | 3.6146 | #N/A | 0 | 0 | 0 | 0 | 0 | 0 | 0 | 0 | 0.2999% | 1 | 50% | 0% | 0% | 0% | 8.2745 | 0 | 0 | 0 | 8.2745 | #N/A
2007-01-04 06:00 | 1 | 4 | 6 | 4.2083 | 78 | 32 | 6.08 | 1014 | 24.7494 | 702.1498 | 0 | Heating | 93.62 | #N/A | #N/A | #N/A | #N/A | 702.1498 | #N/A | #N/A | 3.3135 | #N/A | 0 | 0 | 0 | 0 | 0 | 0 | 0 | 0 | 0.3121% | 1 | 50% | 0% | 0% | 0% | 8.2745 | 0 | 0 | 0 | 8.2745 | #N/A
2007-01-04 07:00 | 1 | 4 | 7 | 4.25 | 79 | 32 | 6.08 | 1014 | 24.7494 | 1431.5648 | 0 | Heating | 190.8753 | #N/A | #N/A | #N/A | #N/A | 1431.5648 | #N/A | #N/A | 3.3135 | #N/A | 0 | 0 | 0 | 0 | 0 | 0 | 0 | 0 | 0.6363% | 1 | 50% | 0% | 0% | 0% | 8.2745 | 0 | 0 | 0 | 8.2745 | #N/A
2007-01-04 08:00 | 1 | 4 | 8 | 4.2917 | 80 | 32 | 6.26 | 1014 | 24.7779 | 1009.887 | 0 | Heating | 134.6516 | #N/A | #N/A | #N/A | #N/A | 1009.887 | #N/A | #N/A | 3.3135 | #N/A | 0 | 0 | 0 | 0 | 0 | 0 | 0 | 0 | 0.4488% | 1 | 50% | 0% | 0% | 0% | 8.2745 | 0 | 0 | 0 | 8.2745 | #N/A
2007-01-04 09:00 | 1 | 4 | 9 | 4.3333 | 81 | 35.96 | 7.34 | 1014 | 27.4227 | 603.2966 | 0 | Heating | 80.4396 | #N/A | #N/A | #N/A | #N/A | 603.2966 | #N/A | #N/A | 3.5052 | #N/A | 0 | 0 | 0 | 0 | 0 | 0 | 0 | 0 | 0.2681% | 1 | 50% | 0% | 0% | 0% | 8.2745 | 0 | 0 | 0 | 8.2745 | #N/A
2007-01-04 10:00 | 1 | 4 | 10 | 4.375 | 82 | 39.92 | 8.96 | 1014 | 30.0536 | 508.0006 | 0 | Heating | 67.7334 | #N/A | #N/A | #N/A | #N/A | 508.0006 | #N/A | #N/A | 3.7339 | #N/A | 0 | 0 | 0 | 0 | 0 | 0 | 0 | 0 | 0.2258% | 1 | 50% | 0% | 0% | 0% | 8.2745 | 0 | 0 | 0 | 8.2745 | #N/A
2007-01-04 11:00 | 1 | 4 | 11 | 4.4167 | 83 | 39.92 | 8.78 | 1013 | 30.0183 | 443.8255 | 0 | Heating | 59.1767 | #N/A | #N/A | #N/A | #N/A | 443.8255 | #N/A | #N/A | 3.7339 | #N/A | 0 | 0 | 0 | 0 | 0 | 0 | 0 | 0 | 0.1973% | 1 | 50% | 0% | 0% | 0% | 8.2745 | 0 | 0 | 0 | 8.2745 | #N/A
2007-01-04 12:00 | 1 | 4 | 12 | 4.4583 | 84 | 44.06 | 8.42 | 1012 | 32.3437 | 386.3103 | 0 | Heating | 51.508 | #N/A | #N/A | #N/A | #N/A | 386.3103 | #N/A | #N/A | 4.0174 | #N/A | 0 | 0 | 0 | 0 | 0 | 0 | 0 | 0 | 0.1717% | 1 | 50% | 0% | 0% | 0% | 8.2745 | 0 | 0 | 0 | 8.2745 | #N/A
2007-01-04 13:00 | 1 | 4 | 13 | 4.5 | 85 | 46.94 | 8.06 | 1011 | 33.9641 | 394.5296 | 0 | Heating | 52.6039 | #N/A | #N/A | #N/A | #N/A | 394.5296 | #N/A | #N/A | 4.2441 | #N/A | 0 | 0 | 0 | 0 | 0 | 0 | 0 | 0 | 0.1753% | 1 | 50% | 0% | 0% | 0% | 8.2745 | 0 | 0 | 0 | 8.2745 | #N/A
2007-01-04 14:00 | 1 | 4 | 14 | 4.5417 | 86 | 46.94 | 8.24 | 1011 | 33.9925 | 289.613 | 0 | Heating | 38.6151 | #N/A | #N/A | #N/A | #N/A | 289.613 | #N/A | #N/A | 4.2441 | #N/A | 0 | 0 | 0 | 0 | 0 | 0 | 0 | 0 | 0.1287% | 1 | 50% | 0% | 0% | 0% | 8.2745 | 0 | 0 | 0 | 8.2745 | #N/A
2007-01-04 15:00 | 1 | 4 | 15 | 4.5833 | 87 | 50 | 8.42 | 1010 | 35.7574 | 256.4225 | 0 | Heating | 34.1897 | #N/A | #N/A | #N/A | #N/A | 256.4225 | #N/A | #N/A | 4.5134 | #N/A | 0 | 0 | 0 | 0 | 0 | 0 | 0 | 0 | 0.114% | 1 | 50% | 0% | 0% | 0% | 8.2745 | 0 | 0 | 0 | 8.2745 | #N/A
2007-01-04 16:00 | 1 | 4 | 16 | 4.625 | 88 | 48.02 | 8.06 | 1009 | 34.5702 | 261.0637 | 0 | Heating | 34.8085 | #N/A | #N/A | #N/A | #N/A | 261.0637 | #N/A | #N/A | 4.3357 | #N/A | 0 | 0 | 0 | 0 | 0 | 0 | 0 | 0 | 0.116% | 1 | 50% | 0% | 0% | 0% | 8.2745 | 0 | 0 | 0 | 8.2745 | #N/A
2007-01-04 17:00 | 1 | 4 | 17 | 4.6667 | 89 | 48.02 | 8.78 | 1009 | 34.6839 | 233.8847 | 0 | Heating | 31.1846 | #N/A | #N/A | #N/A | #N/A | 233.8847 | #N/A | #N/A | 4.3357 | #N/A | 0 | 0 | 0 | 0 | 0 | 0 | 0 | 0 | 0.1039% | 1 | 50% | 0% | 0% | 0% | 8.2745 | 0 | 0 | 0 | 8.2745 | #N/A
2007-01-04 18:00 | 1 | 4 | 18 | 4.7083 | 90 | 44.96 | 9.32 | 1008 | 32.9953 | 290.212 | 0 | Heating | 38.6949 | #N/A | #N/A | #N/A | #N/A | 290.212 | #N/A | #N/A | 4.0856 | #N/A | 0 | 0 | 0 | 0 | 0 | 0 | 0 | 0 | 0.129% | 1 | 50% | 0% | 0% | 0% | 8.2745 | 0 | 0 | 0 | 8.2745 | #N/A
2007-01-04 19:00 | 1 | 4 | 19 | 4.75 | 91 | 44.06 | 10.04 | 1008 | 32.5905 | 392.5815 | 0 | Heating | 52.3442 | #N/A | #N/A | #N/A | #N/A | 392.5815 | #N/A | #N/A | 4.0174 | #N/A | 0 | 0 | 0 | 0 | 0 | 0 | 0 | 0 | 0.1745% | 1 | 50% | 0% | 0% | 0% | 8.2745 | 0 | 0 | 0 | 8.2745 | #N/A
2007-01-04 20:00 | 1 | 4 | 20 | 4.7917 | 92 | 44.06 | 10.04 | 1008 | 32.5905 | 445.1932 | 0 | Heating | 59.3591 | #N/A | #N/A | #N/A | #N/A | 445.1932 | #N/A | #N/A | 4.0174 | #N/A | 0 | 0 | 0 | 0 | 0 | 0 | 0 | 0 | 0.1979% | 1 | 50% | 0% | 0% | 0% | 8.2745 | 0 | 0 | 0 | 8.2745 | #N/A
2007-01-04 21:00 | 1 | 4 | 21 | 4.8333 | 93 | 46.94 | 10.04 | 1008 | 34.2664 | 543.6431 | 0 | Heating | 72.4857 | #N/A | #N/A | #N/A | #N/A | 543.6431 | #N/A | #N/A | 4.2441 | #N/A | 0 | 0 | 0 | 0 | 0 | 0 | 0 | 0 | 0.2416% | 1 | 50% | 0% | 0% | 0% | 8.2745 | 0 | 0 | 0 | 8.2745 | #N/A
2007-01-04 22:00 | 1 | 4 | 22 | 4.875 | 94 | 48.02 | 10.04 | 1007 | 34.8767 | 606.0839 | 0 | Heating | 80.8112 | #N/A | #N/A | #N/A | #N/A | 606.0839 | #N/A | #N/A | 4.3357 | #N/A | 0 | 0 | 0 | 0 | 0 | 0 | 0 | 0 | 0.2694% | 1 | 50% | 0% | 0% | 0% | 8.2745 | 0 | 0 | 0 | 8.2745 | #N/A
2007-01-04 23:00 | 1 | 4 | 23 | 4.9167 | 95 | 48.02 | 10.22 | 1006 | 34.8999 | 94.513 | 0 | Heating | 12.6017 | #N/A | #N/A | #N/A | #N/A | 94.513 | #N/A | #N/A | 4.3357 | #N/A | 0 | 0 | 0 | 0 | 0 | 0 | 0 | 0 | 0.04201% | 1 | 50% | 0% | 0% | 0% | 8.2745 | 0 | 0 | 0 | 8.2745 | #N/A
2007-01-05 | 1 | 5 | 0 | 4.9583 | 96 | 50 | 10.4 | 1004 | 36.0313 | 217.8014 | 0 | Heating | 29.0402 | #N/A | #N/A | #N/A | #N/A | 217.8014 | #N/A | #N/A | 4.5134 | #N/A | 0 | 0 | 0 | 0 | 0 | 0 | 0 | 0 | 0.0968% | 1 | 50% | 0% | 0% | 0% | 8.2745 | 0 | 0 | 0 | 8.2745 | #N/A
2007-01-05 01:00 | 1 | 5 | 1 | 5 | 97 | 50 | 10.94 | 1003 | 36.1162 | 285.1095 | 0 | Heating | 38.0146 | #N/A | #N/A | #N/A | #N/A | 285.1095 | #N/A | #N/A | 4.5134 | #N/A | 0 | 0 | 0 | 0 | 0 | 0 | 0 | 0 | 0.1267% | 1 | 50% | 0% | 0% | 0% | 8.2745 | 0 | 0 | 0 | 8.2745 | #N/A
2007-01-05 02:00 | 1 | 5 | 2 | 5.0417 | 98 | 50 | 10.04 | 1003 | 35.9628 | 333.944 | 0 | Heating | 44.5259 | #N/A | #N/A | #N/A | #N/A | 333.944 | #N/A | #N/A | 4.5134 | #N/A | 0 | 0 | 0 | 0 | 0 | 0 | 0 | 0 | 0.1484% | 1 | 50% | 0% | 0% | 0% | 8.2745 | 0 | 0 | 0 | 8.2745 | #N/A
2007-01-05 03:00 | 1 | 5 | 3 | 5.0833 | 99 | 50 | 9.32 | 1003 | 35.8443 | 386.673 | 0 | Heating | 51.5564 | #N/A | #N/A | #N/A | #N/A | 386.673 | #N/A | #N/A | 4.5134 | #N/A | 0 | 0 | 0 | 0 | 0 | 0 | 0 | 0 | 0.1719% | 1 | 50% | 0% | 0% | 0% | 8.2745 | 0 | 0 | 0 | 8.2745 | #N/A
2007-01-05 04:00 | 1 | 5 | 4 | 5.125 | 100 | 50 | 8.96 | 1003 | 35.7864 | 435.6723 | 0 | Heating | 58.0896 | #N/A | #N/A | #N/A | #N/A | 435.6723 | #N/A | #N/A | 4.5134 | #N/A | 0 | 0 | 0 | 0 | 0 | 0 | 0 | 0 | 0.1936% | 1 | 50% | 0% | 0% | 0% | 8.2745 | 0 | 0 | 0 | 8.2745 | #N/A
2007-01-05 05:00 | 1 | 5 | 5 | 5.1667 | 101 | 50 | 9.14 | 1003 | 35.8152 | 470.3224 | 0 | Heating | 62.7097 | #N/A | #N/A | #N/A | #N/A | 470.3224 | #N/A | #N/A | 4.5134 | #N/A | 0 | 0 | 0 | 0 | 0 | 0 | 0 | 0 | 0.209% | 1 | 50% | 0% | 0% | 0% | 8.2745 | 0 | 0 | 0 | 8.2745 | #N/A
2007-01-05 06:00 | 1 | 5 | 6 | 5.2083 | 102 | 50 | 9.5 | 1003 | 35.8735 | 465.3648 | 0 | Heating | 62.0486 | #N/A | #N/A | #N/A | #N/A | 465.3648 | #N/A | #N/A | 4.5134 | #N/A | 0 | 0 | 0 | 0 | 0 | 0 | 0 | 0 | 0.2068% | 1 | 50% | 0% | 0% | 0% | 8.2745 | 0 | 0 | 0 | 8.2745 | #N/A
2007-01-05 07:00 | 1 | 5 | 7 | 5.25 | 103 | 51.98 | 10.04 | 1002 | 37.0517 | 1169.6447 | 0 | Heating | 155.9526 | #N/A | #N/A | #N/A | #N/A | 1169.6447 | #N/A | #N/A | 4.7043 | #N/A | 0 | 0 | 0 | 0 | 0 | 0 | 0 | 0 | 0.5198% | 1 | 50% | 0% | 0% | 0% | 8.2745 | 0 | 0 | 0 | 8.2745 | #N/A
2007-01-05 08:00 | 1 | 5 | 8 | 5.2917 | 104 | 51.98 | 8.96 | 1002 | 36.8782 | 831.3092 | 0 | Heating | 110.8412 | #N/A | #N/A | #N/A | #N/A | 831.3092 | #N/A | #N/A | 4.7043 | #N/A | 0 | 0 | 0 | 0 | 0 | 0 | 0 | 0 | 0.3695% | 1 | 50% | 0% | 0% | 0% | 8.2745 | 0 | 0 | 0 | 8.2745 | #N/A
2007-01-05 09:00 | 1 | 5 | 9 | 5.3333 | 105 | 53.06 | 8.6 | 1002 | 37.4147 | 665.2802 | 0 | Heating | 88.704 | #N/A | #N/A | #N/A | #N/A | 665.2802 | #N/A | #N/A | 4.8142 | #N/A | 0 | 0 | 0 | 0 | 0 | 0 | 0 | 0 | 0.2957% | 1 | 50% | 0% | 0% | 0% | 8.2745 | 0 | 0 | 0 | 8.2745 | #N/A
2007-01-05 10:00 | 1 | 5 | 10 | 5.375 | 106 | 53.96 | 8.96 | 1002 | 37.9594 | 614.3501 | 0 | Heating | 81.9134 | #N/A | #N/A | #N/A | #N/A | 614.3501 | #N/A | #N/A | 4.9089 | #N/A | 0 | 0 | 0 | 0 | 0 | 0 | 0 | 0 | 0.273% | 1 | 50% | 0% | 0% | 0% | 8.2745 | 0 | 0 | 0 | 8.2745 | #N/A
2007-01-05 11:00 | 1 | 5 | 11 | 5.4167 | 107 | 53.96 | 10.04 | 1001 | 38.1214 | 612.9121 | 0 | Heating | 81.7216 | #N/A | #N/A | #N/A | #N/A | 612.9121 | #N/A | #N/A | 4.9089 | #N/A | 0 | 0 | 0 | 0 | 0 | 0 | 0 | 0 | 0.2724% | 1 | 50% | 0% | 0% | 0% | 8.2745 | 0 | 0 | 0 | 8.2745 | #N/A
2007-01-05 12:00 | 1 | 5 | 12 | 5.4583 | 108 | 55.94 | 10.94 | 1000 | 39.3181 | 550.1177 | 0 | Heating | 73.349 | #N/A | #N/A | #N/A | #N/A | 550.1177 | #N/A | #N/A | 5.1278 | #N/A | 0 | 0 | 0 | 0 | 0 | 0 | 0 | 0 | 0.2445% | 1 | 50% | 0% | 0% | 0% | 8.2745 | 0 | 0 | 0 | 8.2745 | #N/A
2007-01-05 13:00 | 1 | 5 | 13 | 5.5 | 109 | 57.02 | 12.02 | 999 | 40.0592 | 472.3647 | 0 | Heating | 62.982 | #N/A | #N/A | #N/A | #N/A | 472.3647 | #N/A | #N/A | 5.2534 | #N/A | 0 | 0 | 0 | 0 | 0 | 0 | 0 | 0 | 0.2099% | 1 | 50% | 0% | 0% | 0% | 8.2745 | 0 | 0 | 0 | 8.2745 | #N/A
2007-01-05 14:00 | 1 | 5 | 14 | 5.5417 | 110 | 57.02 | 10.22 | 999 | 39.7617 | 420.2149 | 0 | Heating | 56.0286 | #N/A | #N/A | #N/A | #N/A | 420.2149 | #N/A | #N/A | 5.2534 | #N/A | 0 | 0 | 0 | 0 | 0 | 0 | 0 | 0 | 0.1868% | 1 | 50% | 0% | 0% | 0% | 8.2745 | 0 | 0 | 0 | 8.2745 | #N/A
2007-01-05 15:00 | 1 | 5 | 15 | 5.5833 | 111 | 57.02 | 8.42 | 999 | 39.4865 | 497.8048 | 0 | Heating | 66.374 | #N/A | #N/A | #N/A | #N/A | 497.8048 | #N/A | #N/A | 5.2534 | #N/A | 0 | 0 | 0 | 0 | 0 | 0 | 0 | 0 | 0.2212% | 1 | 50% | 0% | 0% | 0% | 8.2745 | 0 | 0 | 0 | 8.2745 | #N/A
2007-01-05 16:00 | 1 | 5 | 16 | 5.625 | 112 | 57.02 | 6.08 | 999 | 39.1597 | 543.5778 | 0 | Heating | 72.477 | #N/A | #N/A | #N/A | #N/A | 543.5778 | #N/A | #N/A | 5.2534 | #N/A | 0 | 0 | 0 | 0 | 0 | 0 | 0 | 0 | 0.2416% | 1 | 50% | 0% | 0% | 0% | 8.2745 | 0 | 0 | 0 | 8.2745 | #N/A
2007-01-05 17:00 | 1 | 5 | 17 | 5.6667 | 113 | 57.02 | 6.8 | 1000 | 39.2661 | 582.4756 | 0 | Heating | 77.6634 | #N/A | #N/A | #N/A | #N/A | 582.4756 | #N/A | #N/A | 5.2534 | #N/A | 0 | 0 | 0 | 0 | 0 | 0 | 0 | 0 | 0.2589% | 1 | 50% | 0% | 0% | 0% | 8.2745 | 0 | 0 | 0 | 8.2745 | #N/A
2007-01-05 18:00 | 1 | 5 | 18 | 5.7083 | 114 | 55.4 | 7.34 | 1001 | 38.4869 | 675.4987 | 0 | Heating | 90.0665 | #N/A | #N/A | #N/A | #N/A | 675.4987 | #N/A | #N/A | 5.0667 | #N/A | 0 | 0 | 0 | 0 | 0 | 0 | 0 | 0 | 0.3002% | 1 | 50% | 0% | 0% | 0% | 8.2745 | 0 | 0 | 0 | 8.2745 | #N/A
2007-01-05 19:00 | 1 | 5 | 19 | 5.75 | 115 | 55.4 | 8.06 | 1002 | 38.5999 | 141.6012 | 0 | Heating | 18.8802 | #N/A | #N/A | #N/A | #N/A | 141.6012 | #N/A | #N/A | 5.0667 | #N/A | 0 | 0 | 0 | 0 | 0 | 0 | 0 | 0 | 0.06293% | 1 | 50% | 0% | 0% | 0% | 8.2745 | 0 | 0 | 0 | 8.2745 | #N/A
2007-01-05 20:00 | 1 | 5 | 20 | 5.7917 | 116 | 55.94 | 7.34 | 1003 | 38.7945 | 346.518 | 0 | Heating | 46.2024 | #N/A | #N/A | #N/A | #N/A | 346.518 | #N/A | #N/A | 5.1278 | #N/A | 0 | 0 | 0 | 0 | 0 | 0 | 0 | 0 | 0.154% | 1 | 50% | 0% | 0% | 0% | 8.2745 | 0 | 0 | 0 | 8.2745 | #N/A
2007-01-05 21:00 | 1 | 5 | 21 | 5.8333 | 117 | 57.02 | 6.62 | 1003 | 39.2701 | 418.6545 | 0 | Heating | 55.8206 | #N/A | #N/A | #N/A | #N/A | 418.6545 | #N/A | #N/A | 5.2534 | #N/A | 0 | 0 | 0 | 0 | 0 | 0 | 0 | 0 | 0.1861% | 1 | 50% | 0% | 0% | 0% | 8.2745 | 0 | 0 | 0 | 8.2745 | #N/A
2007-01-05 22:00 | 1 | 5 | 22 | 5.875 | 118 | 57.02 | 6.08 | 1004 | 39.2073 | 506.7474 | 0 | Heating | 67.5663 | #N/A | #N/A | #N/A | #N/A | 506.7474 | #N/A | #N/A | 5.2534 | #N/A | 0 | 0 | 0 | 0 | 0 | 0 | 0 | 0 | 0.2252% | 1 | 50% | 0% | 0% | 0% | 8.2745 | 0 | 0 | 0 | 8.2745 | #N/A
2007-01-05 23:00 | 1 | 5 | 23 | 5.9167 | 119 | 57.02 | 6.26 | 1004 | 39.2312 | 598.1564 | 0 | Heating | 79.7542 | #N/A | #N/A | #N/A | #N/A | 598.1564 | #N/A | #N/A | 5.2534 | #N/A | 0 | 0 | 0 | 0 | 0 | 0 | 0 | 0 | 0.2658% | 1 | 50% | 0% | 0% | 0% | 8.2745 | 0 | 0 | 0 | 8.2745 | #N/A
2007-01-06 | 1 | 6 | 0 | 5.9583 | 120 | 57.2 | 6.44 | 1005 | 39.3602 | 693.5378 | 0 | Heating | 92.4717 | #N/A | #N/A | #N/A | #N/A | 693.5378 | #N/A | #N/A | 5.2747 | #N/A | 0 | 0 | 0 | 0 | 0 | 0 | 0 | 0 | 0.3082% | 1 | 50% | 0% | 0% | 0% | 8.2745 | 0 | 0 | 0 | 8.2745 | #N/A
2007-01-06 01:00 | 1 | 6 | 1 | 6 | 121 | 59 | 6.98 | 1005 | 40.3793 | 759.2287 | 0 | Heating | 101.2305 | #N/A | #N/A | #N/A | #N/A | 759.2287 | #N/A | #N/A | 5.4953 | #N/A | 0 | 0 | 0 | 0 | 0 | 0 | 0 | 0 | 0.3374% | 1 | 50% | 0% | 0% | 0% | 8.2745 | 0 | 0 | 0 | 8.2745 | #N/A
2007-01-06 02:00 | 1 | 6 | 2 | 6.0417 | 122 | 59 | 6.08 | 1006 | 40.2699 | 814.2162 | 0 | Heating | 108.5622 | #N/A | #N/A | #N/A | #N/A | 814.2162 | #N/A | #N/A | 5.4953 | #N/A | 0 | 0 | 0 | 0 | 0 | 0 | 0 | 0 | 0.3619% | 1 | 50% | 0% | 0% | 0% | 8.2745 | 0 | 0 | 0 | 8.2745 | #N/A
2007-01-06 03:00 | 1 | 6 | 3 | 6.0833 | 123 | 59 | 5.36 | 1006 | 40.178 | 859.3306 | 0 | Heating | 114.5774 | #N/A | #N/A | #N/A | #N/A | 859.3306 | #N/A | #N/A | 5.4953 | #N/A | 0 | 0 | 0 | 0 | 0 | 0 | 0 | 0 | 0.3819% | 1 | 50% | 0% | 0% | 0% | 8.2745 | 0 | 0 | 0 | 8.2745 | #N/A
2007-01-06 04:00 | 1 | 6 | 4 | 6.125 | 124 | 59 | 5 | 1007 | 40.1431 | 907.3012 | 0 | Heating | 120.9735 | #N/A | #N/A | #N/A | #N/A | 907.3012 | #N/A | #N/A | 5.4953 | #N/A | 0 | 0 | 0 | 0 | 0 | 0 | 0 | 0 | 0.4032% | 1 | 50% | 0% | 0% | 0% | 8.2745 | 0 | 0 | 0 | 8.2745 | #N/A
2007-01-06 05:00 | 1 | 6 | 5 | 6.1667 | 125 | 59 | 4.1 | 1007 | 40.0341 | 954.7283 | 0 | Heating | 127.2971 | #N/A | #N/A | #N/A | #N/A | 954.7283 | #N/A | #N/A | 5.4953 | #N/A | 0 | 0 | 0 | 0 | 0 | 0 | 0 | 0 | 0.4243% | 1 | 50% | 0% | 0% | 0% | 8.2745 | 0 | 0 | 0 | 8.2745 | #N/A
2007-01-06 06:00 | 1 | 6 | 6 | 6.2083 | 126 | 60.08 | 3.38 | 1008 | 40.5254 | 978.9916 | 0 | Heating | 130.5322 | #N/A | #N/A | #N/A | #N/A | 978.9916 | #N/A | #N/A | 5.6339 | #N/A | 0 | 0 | 0 | 0 | 0 | 0 | 0 | 0 | 0.4351% | 1 | 50% | 0% | 0% | 0% | 8.2745 | 0 | 0 | 0 | 8.2745 | #N/A
2007-01-06 07:00 | 1 | 6 | 7 | 6.25 | 127 | 60.08 | 3.02 | 1008 | 40.4848 | 974.6642 | 0 | Heating | 129.9552 | #N/A | #N/A | #N/A | #N/A | 974.6642 | #N/A | #N/A | 5.6339 | #N/A | 0 | 0 | 0 | 0 | 0 | 0 | 0 | 0 | 0.4332% | 1 | 50% | 0% | 0% | 0% | 8.2745 | 0 | 0 | 0 | 8.2745 | #N/A
2007-01-06 08:00 | 1 | 6 | 8 | 6.2917 | 128 | 60.08 | 3.92 | 1008 | 40.5875 | 883.9118 | 0 | Heating | 117.8549 | #N/A | #N/A | #N/A | #N/A | 883.9118 | #N/A | #N/A | 5.6339 | #N/A | 0 | 0 | 0 | 0 | 0 | 0 | 0 | 0 | 0.3928% | 1 | 50% | 0% | 0% | 0% | 8.2745 | 0 | 0 | 0 | 8.2745 | #N/A
2007-01-06 09:00 | 1 | 6 | 9 | 6.3333 | 129 | 60.8 | 5.72 | 1009 | 41.1882 | 677.7166 | 0 | Heating | 90.3622 | #N/A | #N/A | #N/A | #N/A | 677.7166 | #N/A | #N/A | 5.7289 | #N/A | 0 | 0 | 0 | 0 | 0 | 0 | 0 | 0 | 0.3012% | 1 | 50% | 0% | 0% | 0% | 8.2745 | 0 | 0 | 0 | 8.2745 | #N/A
2007-01-06 10:00 | 1 | 6 | 10 | 6.375 | 130 | 62.06 | 8.06 | 1009 | 42.1401 | 546.9018 | 0 | Heating | 72.9202 | #N/A | #N/A | #N/A | #N/A | 546.9018 | #N/A | #N/A | 5.9003 | #N/A | 0 | 0 | 0 | 0 | 0 | 0 | 0 | 0 | 0.2431% | 1 | 50% | 0% | 0% | 0% | 8.2745 | 0 | 0 | 0 | 8.2745 | #N/A
2007-01-06 11:00 | 1 | 6 | 11 | 6.4167 | 131 | 62.06 | 8.78 | 1009 | 42.2408 | 487.7678 | 0 | Heating | 65.0357 | #N/A | #N/A | #N/A | #N/A | 487.7678 | #N/A | #N/A | 5.9003 | #N/A | 0 | 0 | 0 | 0 | 0 | 0 | 0 | 0 | 0.2168% | 1 | 50% | 0% | 0% | 0% | 8.2745 | 0 | 0 | 0 | 8.2745 | #N/A
2007-01-06 12:00 | 1 | 6 | 12 | 6.4583 | 132 | 66.02 | 9.32 | 1009 | 44.2882 | 446.2903 | 0 | Heating | 59.5054 | #N/A | #N/A | #N/A | #N/A | 446.2903 | #N/A | #N/A | 6.4831 | #N/A | 0 | 0 | 0 | 0 | 0 | 0 | 0 | 0 | 0.1984% | 1 | 50% | 0% | 0% | 0% | 8.2745 | 0 | 0 | 0 | 8.2745 | #N/A
2007-01-06 13:00 | 1 | 6 | 13 | 6.5 | 133 | 69.98 | 10.04 | 1009 | 46.2927 | 394.2363 | 0 | Heating | 52.5648 | #N/A | #N/A | #N/A | #N/A | 394.2363 | #N/A | #N/A | 7.1363 | #N/A | 0 | 0 | 0 | 0 | 0 | 0 | 0 | 0 | 0.1752% | 1 | 50% | 0% | 0% | 0% | 8.2745 | 0 | 0 | 0 | 8.2745 | #N/A
2007-01-06 14:00 | 1 | 6 | 14 | 6.5417 | 134 | 69.98 | 10.22 | 1008 | 46.3069 | 353.2452 | 0 | Heating | 47.0994 | #N/A | #N/A | #N/A | #N/A | 353.2452 | #N/A | #N/A | 7.1363 | #N/A | 0 | 0 | 0 | 0 | 0 | 0 | 0 | 0 | 0.157% | 1 | 50% | 0% | 0% | 0% | 8.2745 | 0 | 0 | 0 | 8.2745 | #N/A
2007-01-06 15:00 | 1 | 6 | 15 | 6.5833 | 135 | 57.92 | 10.4 | 1008 | 40.3442 | 346.2335 | 0 | Heating | 46.1645 | #N/A | #N/A | #N/A | #N/A | 346.2335 | #N/A | #N/A | 5.3615 | #N/A | 0 | 0 | 0 | 0 | 0 | 0 | 0 | 0 | 0.1539% | 1 | 50% | 0% | 0% | 0% | 8.2745 | 0 | 0 | 0 | 8.2745 | #N/A
2007-01-06 16:00 | 1 | 6 | 16 | 6.625 | 136 | 59 | 10.04 | 1008 | 40.8499 | 354.8447 | 0 | Heating | 47.3126 | #N/A | #N/A | #N/A | #N/A | 354.8447 | #N/A | #N/A | 5.4953 | #N/A | 0 | 0 | 0 | 0 | 0 | 0 | 0 | 0 | 0.1577% | 1 | 50% | 0% | 0% | 0% | 8.2745 | 0 | 0 | 0 | 8.2745 | #N/A
2007-01-06 17:00 | 1 | 6 | 17 | 6.6667 | 137 | 59 | 10.04 | 1007 | 40.8405 | 392.7569 | 0 | Heating | 52.3676 | #N/A | #N/A | #N/A | #N/A | 392.7569 | #N/A | #N/A | 5.4953 | #N/A | 0 | 0 | 0 | 0 | 0 | 0 | 0 | 0 | 0.1746% | 1 | 50% | 0% | 0% | 0% | 8.2745 | 0 | 0 | 0 | 8.2745 | #N/A
2007-01-06 18:00 | 1 | 6 | 18 | 6.7083 | 138 | 55.94 | 10.04 | 1007 | 39.2346 | 478.0005 | 0 | Heating | 63.7334 | #N/A | #N/A | #N/A | #N/A | 478.0005 | #N/A | #N/A | 5.1278 | #N/A | 0 | 0 | 0 | 0 | 0 | 0 | 0 | 0 | 0.2124% | 1 | 50% | 0% | 0% | 0% | 8.2745 | 0 | 0 | 0 | 8.2745 | #N/A
2007-01-06 19:00 | 1 | 6 | 19 | 6.75 | 139 | 53.06 | 10.04 | 1006 | 37.6758 | 574.7748 | 0 | Heating | 76.6366 | #N/A | #N/A | #N/A | #N/A | 574.7748 | #N/A | #N/A | 4.8142 | #N/A | 0 | 0 | 0 | 0 | 0 | 0 | 0 | 0 | 0.2555% | 1 | 50% | 0% | 0% | 0% | 8.2745 | 0 | 0 | 0 | 8.2745 | #N/A
2007-01-06 20:00 | 1 | 6 | 20 | 6.7917 | 140 | 53.06 | 10.76 | 1005 | 37.7863 | 646.1189 | 0 | Heating | 86.1492 | #N/A | #N/A | #N/A | #N/A | 646.1189 | #N/A | #N/A | 4.8142 | #N/A | 0 | 0 | 0 | 0 | 0 | 0 | 0 | 0 | 0.2872% | 1 | 50% | 0% | 0% | 0% | 8.2745 | 0 | 0 | 0 | 8.2745 | #N/A
2007-01-06 21:00 | 1 | 6 | 21 | 6.8333 | 141 | 46.94 | 11.3 | 1004 | 34.4594 | 648.2215 | 0 | Heating | 86.4295 | #N/A | #N/A | #N/A | #N/A | 648.2215 | #N/A | #N/A | 4.2441 | #N/A | 0 | 0 | 0 | 0 | 0 | 0 | 0 | 0 | 0.2881% | 1 | 50% | 0% | 0% | 0% | 8.2745 | 0 | 0 | 0 | 8.2745 | #N/A
2007-01-06 22:00 | 1 | 6 | 22 | 6.875 | 142 | 44.96 | 12.02 | 1002 | 33.4384 | 677.097 | 0 | Heating | 90.2796 | #N/A | #N/A | #N/A | #N/A | 677.097 | #N/A | #N/A | 4.0856 | #N/A | 0 | 0 | 0 | 0 | 0 | 0 | 0 | 0 | 0.3009% | 1 | 50% | 0% | 0% | 0% | 8.2745 | 0 | 0 | 0 | 8.2745 | #N/A
2007-01-06 23:00 | 1 | 6 | 23 | 6.9167 | 143 | 44.96 | 12.2 | 1001 | 33.4661 | 670.3477 | 0 | Heating | 89.3797 | #N/A | #N/A | #N/A | #N/A | 670.3477 | #N/A | #N/A | 4.0856 | #N/A | 0 | 0 | 0 | 0 | 0 | 0 | 0 | 0 | 0.2979% | 1 | 50% | 0% | 0% | 0% | 8.2745 | 0 | 0 | 0 | 8.2745 | #N/A
2007-01-07 | 1 | 7 | 0 | 6.9583 | 144 | 44.06 | 12.38 | 1000 | 32.9707 | 642.4416 | 0 | Heating | 85.6589 | #N/A | #N/A | #N/A | #N/A | 642.4416 | #N/A | #N/A | 4.0174 | #N/A | 0 | 0 | 0 | 0 | 0 | 0 | 0 | 0 | 0.2855% | 1 | 50% | 0% | 0% | 0% | 8.2745 | 0 | 0 | 0 | 8.2745 | #N/A
2007-01-07 01:00 | 1 | 7 | 1 | 7 | 145 | 44.06 | 12.92 | 999 | 33.0707 | 560.0566 | 0 | Heating | 74.6742 | #N/A | #N/A | #N/A | #N/A | 560.0566 | #N/A | #N/A | 4.0174 | #N/A | 0 | 0 | 0 | 0 | 0 | 0 | 0 | 0 | 0.2489% | 1 | 50% | 0% | 0% | 0% | 8.2745 | 0 | 0 | 0 | 8.2745 | #N/A
2007-01-07 02:00 | 1 | 7 | 2 | 7.0417 | 146 | 44.06 | 12.02 | 997 | 32.8813 | 536.7506 | 0 | Heating | 71.5667 | #N/A | #N/A | #N/A | #N/A | 536.7506 | #N/A | #N/A | 4.0174 | #N/A | 0 | 0 | 0 | 0 | 0 | 0 | 0 | 0 | 0.2386% | 1 | 50% | 0% | 0% | 0% | 8.2745 | 0 | 0 | 0 | 8.2745 | #N/A
2007-01-07 03:00 | 1 | 7 | 3 | 7.0833 | 147 | 41 | 11.3 | 995 | 30.9743 | 537.3848 | 0 | Heating | 71.6513 | #N/A | #N/A | #N/A | #N/A | 537.3848 | #N/A | #N/A | 3.8033 | #N/A | 0 | 0 | 0 | 0 | 0 | 0 | 0 | 0 | 0.2388% | 1 | 50% | 0% | 0% | 0% | 8.2745 | 0 | 0 | 0 | 8.2745 | #N/A
2007-01-07 04:00 | 1 | 7 | 4 | 7.125 | 148 | 41 | 10.94 | 993 | 30.8975 | 533.8572 | 0 | Heating | 71.181 | #N/A | #N/A | #N/A | #N/A | 533.8572 | #N/A | #N/A | 3.8033 | #N/A | 0 | 0 | 0 | 0 | 0 | 0 | 0 | 0 | 0.2373% | 1 | 50% | 0% | 0% | 0% | 8.2745 | 0 | 0 | 0 | 8.2745 | #N/A
2007-01-07 05:00 | 1 | 7 | 5 | 7.1667 | 149 | 41 | 12.02 | 991 | 31.0849 | 529.2101 | 0 | Heating | 70.5614 | #N/A | #N/A | #N/A | #N/A | 529.2101 | #N/A | #N/A | 3.8033 | #N/A | 0 | 0 | 0 | 0 | 0 | 0 | 0 | 0 | 0.2352% | 1 | 50% | 0% | 0% | 0% | 8.2745 | 0 | 0 | 0 | 8.2745 | #N/A
2007-01-07 06:00 | 1 | 7 | 6 | 7.2083 | 150 | 39.92 | 13.46 | 990 | 30.7453 | 493.8747 | 0 | Heating | 65.85 | #N/A | #N/A | #N/A | #N/A | 493.8747 | #N/A | #N/A | 3.7339 | #N/A | 0 | 0 | 0 | 0 | 0 | 0 | 0 | 0 | 0.2195% | 1 | 50% | 0% | 0% | 0% | 8.2745 | 0 | 0 | 0 | 8.2745 | #N/A
2007-01-07 07:00 | 1 | 7 | 7 | 7.25 | 151 | 41 | 15.08 | 989 | 31.6898 | 1762.7793 | 0 | Heating | 235.0372 | #N/A | #N/A | #N/A | #N/A | 1762.7793 | #N/A | #N/A | 3.8033 | #N/A | 0 | 0 | 0 | 0 | 0 | 0 | 0 | 0 | 0.7835% | 1 | 50% | 0% | 0% | 0% | 8.2745 | 0 | 0 | 0 | 8.2745 | #N/A
2007-01-07 08:00 | 1 | 7 | 8 | 7.2917 | 152 | 41 | 17.42 | 989 | 32.227 | 1254.8609 | 0 | Heating | 167.3148 | #N/A | #N/A | #N/A | #N/A | 1254.8609 | #N/A | #N/A | 3.8033 | #N/A | 0 | 0 | 0 | 0 | 0 | 0 | 0 | 0 | 0.5577% | 1 | 50% | 0% | 0% | 0% | 8.2745 | 0 | 0 | 0 | 8.2745 | #N/A
2007-01-07 09:00 | 1 | 7 | 9 | 7.3333 | 153 | 42.08 | 20.3 | 988 | 33.606 | 697.5188 | 0 | Heating | 93.0025 | #N/A | #N/A | #N/A | #N/A | 697.5188 | #N/A | #N/A | 3.8759 | #N/A | 0 | 0 | 0 | 0 | 0 | 0 | 0 | 0 | 0.31% | 1 | 50% | 0% | 0% | 0% | 8.2745 | 0 | 0 | 0 | 8.2745 | #N/A
2007-01-07 10:00 | 1 | 7 | 10 | 7.375 | 154 | 42.98 | 24.08 | 987 | 35.2357 | 625.3244 | 0 | Heating | 83.3766 | #N/A | #N/A | #N/A | #N/A | 625.3244 | #N/A | #N/A | 3.9388 | #N/A | 0 | 0 | 0 | 0 | 0 | 0 | 0 | 0 | 0.2779% | 1 | 50% | 0% | 0% | 0% | 8.2745 | 0 | 0 | 0 | 8.2745 | #N/A
2007-01-07 11:00 | 1 | 7 | 11 | 7.4167 | 155 | 42.98 | 25.52 | 986 | 35.7025 | 599.1295 | 0 | Heating | 79.8839 | #N/A | #N/A | #N/A | #N/A | 599.1295 | #N/A | #N/A | 3.9388 | #N/A | 0 | 0 | 0 | 0 | 0 | 0 | 0 | 0 | 0.2663% | 1 | 50% | 0% | 0% | 0% | 8.2745 | 0 | 0 | 0 | 8.2745 | #N/A
2007-01-07 12:00 | 1 | 7 | 12 | 7.4583 | 156 | 44.96 | 26.78 | 986 | 37.2212 | 516.4628 | 0 | Heating | 68.8617 | #N/A | #N/A | #N/A | #N/A | 516.4628 | #N/A | #N/A | 4.0856 | #N/A | 0 | 0 | 0 | 0 | 0 | 0 | 0 | 0 | 0.2295% | 1 | 50% | 0% | 0% | 0% | 8.2745 | 0 | 0 | 0 | 8.2745 | #N/A
2007-01-07 13:00 | 1 | 7 | 13 | 7.5 | 157 | 46.04 | 28.04 | 985 | 38.2434 | 513.8607 | 0 | Heating | 68.5148 | #N/A | #N/A | #N/A | #N/A | 513.8607 | #N/A | #N/A | 4.1705 | #N/A | 0 | 0 | 0 | 0 | 0 | 0 | 0 | 0 | 0.2284% | 1 | 50% | 0% | 0% | 0% | 8.2745 | 0 | 0 | 0 | 8.2745 | #N/A
2007-01-07 14:00 | 1 | 7 | 14 | 7.5417 | 158 | 46.04 | 24.62 | 986 | 37.0933 | 373.9092 | 0 | Heating | 49.8546 | #N/A | #N/A | #N/A | #N/A | 373.9092 | #N/A | #N/A | 4.1705 | #N/A | 0 | 0 | 0 | 0 | 0 | 0 | 0 | 0 | 0.1662% | 1 | 50% | 0% | 0% | 0% | 8.2745 | 0 | 0 | 0 | 8.2745 | #N/A
2007-01-07 15:00 | 1 | 7 | 15 | 7.5833 | 159 | 46.04 | 21.02 | 987 | 36.0349 | 304.048 | 0 | Heating | 40.5397 | #N/A | #N/A | #N/A | #N/A | 304.048 | #N/A | #N/A | 4.1705 | #N/A | 0 | 0 | 0 | 0 | 0 | 0 | 0 | 0 | 0.1351% | 1 | 50% | 0% | 0% | 0% | 8.2745 | 0 | 0 | 0 | 8.2745 | #N/A
2007-01-07 16:00 | 1 | 7 | 16 | 7.625 | 160 | 44.96 | 17.06 | 988 | 34.4219 | 267.6585 | 0 | Heating | 35.6878 | #N/A | #N/A | #N/A | #N/A | 267.6585 | #N/A | #N/A | 4.0856 | #N/A | 0 | 0 | 0 | 0 | 0 | 0 | 0 | 0 | 0.119% | 1 | 50% | 0% | 0% | 0% | 8.2745 | 0 | 0 | 0 | 8.2745 | #N/A
2007-01-07 17:00 | 1 | 7 | 17 | 7.6667 | 161 | 44.96 | 16.7 | 990 | 34.3495 | 256.8799 | 0 | Heating | 34.2506 | #N/A | #N/A | #N/A | #N/A | 256.8799 | #N/A | #N/A | 4.0856 | #N/A | 0 | 0 | 0 | 0 | 0 | 0 | 0 | 0 | 0.1142% | 1 | 50% | 0% | 0% | 0% | 8.2745 | 0 | 0 | 0 | 8.2745 | #N/A
2007-01-07 18:00 | 1 | 7 | 18 | 7.7083 | 162 | 44.06 | 16.34 | 991 | 33.757 | 346.8557 | 0 | Heating | 46.2474 | #N/A | #N/A | #N/A | #N/A | 346.8557 | #N/A | #N/A | 4.0174 | #N/A | 0 | 0 | 0 | 0 | 0 | 0 | 0 | 0 | 0.1542% | 1 | 50% | 0% | 0% | 0% | 8.2745 | 0 | 0 | 0 | 8.2745 | #N/A
2007-01-07 19:00 | 1 | 7 | 19 | 7.75 | 163 | 42.98 | 15.98 | 993 | 33.0616 | 477.2445 | 0 | Heating | 63.6326 | #N/A | #N/A | #N/A | #N/A | 477.2445 | #N/A | #N/A | 3.9388 | #N/A | 0 | 0 | 0 | 0 | 0 | 0 | 0 | 0 | 0.2121% | 1 | 50% | 0% | 0% | 0% | 8.2745 | 0 | 0 | 0 | 8.2745 | #N/A
2007-01-07 20:00 | 1 | 7 | 20 | 7.7917 | 164 | 42.98 | 14.9 | 994 | 32.8248 | 517.2149 | 0 | Heating | 68.962 | #N/A | #N/A | #N/A | #N/A | 517.2149 | #N/A | #N/A | 3.9388 | #N/A | 0 | 0 | 0 | 0 | 0 | 0 | 0 | 0 | 0.2299% | 1 | 50% | 0% | 0% | 0% | 8.2745 | 0 | 0 | 0 | 8.2745 | #N/A
2007-01-07 21:00 | 1 | 7 | 21 | 7.8333 | 165 | 44.06 | 13.82 | 994 | 33.2222 | 600.0122 | 0 | Heating | 80.0016 | #N/A | #N/A | #N/A | #N/A | 600.0122 | #N/A | #N/A | 4.0174 | #N/A | 0 | 0 | 0 | 0 | 0 | 0 | 0 | 0 | 0.2667% | 1 | 50% | 0% | 0% | 0% | 8.2745 | 0 | 0 | 0 | 8.2745 | #N/A
2007-01-07 22:00 | 1 | 7 | 22 | 7.875 | 166 | 44.96 | 12.92 | 995 | 33.5666 | 603.4127 | 0 | Heating | 80.455 | #N/A | #N/A | #N/A | #N/A | 603.4127 | #N/A | #N/A | 4.0856 | #N/A | 0 | 0 | 0 | 0 | 0 | 0 | 0 | 0 | 0.2682% | 1 | 50% | 0% | 0% | 0% | 8.2745 | 0 | 0 | 0 | 8.2745 | #N/A
2007-01-07 23:00 | 1 | 7 | 23 | 7.9167 | 167 | 44.96 | 15.08 | 996 | 34.0221 | 41.1437 | 0 | Heating | 5.4858 | #N/A | #N/A | #N/A | #N/A | 41.1437 | #N/A | #N/A | 4.0856 | #N/A | 0 | 0 | 0 | 0 | 0 | 0 | 0 | 0 | 0.01829% | 1 | 50% | 0% | 0% | 0% | 8.2745 | 0 | 0 | 0 | 8.2745 | #N/A
2007-01-08 | 1 | 8 | 0 | 7.9583 | 168 | 42.08 | 17.42 | 997 | 32.9019 | 201.95 | 0 | Heating | 26.9267 | #N/A | #N/A | #N/A | #N/A | 201.95 | #N/A | #N/A | 3.8759 | #N/A | 0 | 0 | 0 | 0 | 0 | 0 | 0 | 0 | 0.08976% | 1 | 50% | 0% | 0% | 0% | 8.2745 | 0 | 0 | 0 | 8.2745 | #N/A
2007-01-08 01:00 | 1 | 8 | 1 | 8 | 169 | 39.02 | 19.94 | 998 | 31.7778 | 285.1979 | 0 | Heating | 38.0264 | #N/A | #N/A | #N/A | #N/A | 285.1979 | #N/A | #N/A | 3.6785 | #N/A | 0 | 0 | 0 | 0 | 0 | 0 | 0 | 0 | 0.1268% | 1 | 50% | 0% | 0% | 0% | 8.2745 | 0 | 0 | 0 | 8.2745 | #N/A
2007-01-08 02:00 | 1 | 8 | 2 | 8.0417 | 170 | 39.02 | 19.04 | 999 | 31.5485 | 341.2153 | 0 | Heating | 45.4954 | #N/A | #N/A | #N/A | #N/A | 341.2153 | #N/A | #N/A | 3.6785 | #N/A | 0 | 0 | 0 | 0 | 0 | 0 | 0 | 0 | 0.1517% | 1 | 50% | 0% | 0% | 0% | 8.2745 | 0 | 0 | 0 | 8.2745 | #N/A
2007-01-08 03:00 | 1 | 8 | 3 | 8.0833 | 171 | 39.2 | 18.32 | 1000 | 31.4741 | 384.684 | 0 | Heating | 51.2912 | #N/A | #N/A | #N/A | #N/A | 384.684 | #N/A | #N/A | 3.6894 | #N/A | 0 | 0 | 0 | 0 | 0 | 0 | 0 | 0 | 0.171% | 1 | 50% | 0% | 0% | 0% | 8.2745 | 0 | 0 | 0 | 8.2745 | #N/A
2007-01-08 04:00 | 1 | 8 | 4 | 8.125 | 172 | 39.2 | 17.96 | 1001 | 31.3903 | 426.4772 | 0 | Heating | 56.8636 | #N/A | #N/A | #N/A | #N/A | 426.4772 | #N/A | #N/A | 3.6894 | #N/A | 0 | 0 | 0 | 0 | 0 | 0 | 0 | 0 | 0.1895% | 1 | 50% | 0% | 0% | 0% | 8.2745 | 0 | 0 | 0 | 8.2745 | #N/A
2007-01-08 05:00 | 1 | 8 | 5 | 8.1667 | 173 | 39.02 | 17.06 | 1002 | 31.077 | 460.35 | 0 | Heating | 61.38 | #N/A | #N/A | #N/A | #N/A | 460.35 | #N/A | #N/A | 3.6785 | #N/A | 0 | 0 | 0 | 0 | 0 | 0 | 0 | 0 | 0.2046% | 1 | 50% | 0% | 0% | 0% | 8.2745 | 0 | 0 | 0 | 8.2745 | #N/A
2007-01-08 06:00 | 1 | 8 | 6 | 8.2083 | 174 | 39.92 | 16.34 | 1003 | 31.4283 | 459.6808 | 0 | Heating | 61.2908 | #N/A | #N/A | #N/A | #N/A | 459.6808 | #N/A | #N/A | 3.7339 | #N/A | 0 | 0 | 0 | 0 | 0 | 0 | 0 | 0 | 0.2043% | 1 | 50% | 0% | 0% | 0% | 8.2745 | 0 | 0 | 0 | 8.2745 | #N/A
2007-01-08 07:00 | 1 | 8 | 7 | 8.25 | 175 | 41 | 15.98 | 1003 | 31.9583 | 1209.2097 | 0 | Heating | 161.228 | #N/A | #N/A | #N/A | #N/A | 1209.2097 | #N/A | #N/A | 3.8033 | #N/A | 0 | 0 | 0 | 0 | 0 | 0 | 0 | 0 | 0.5374% | 1 | 50% | 0% | 0% | 0% | 8.2745 | 0 | 0 | 0 | 8.2745 | #N/A
2007-01-08 08:00 | 1 | 8 | 8 | 8.2917 | 176 | 41 | 14.9 | 1004 | 31.7308 | 888.3934 | 0 | Heating | 118.4525 | #N/A | #N/A | #N/A | #N/A | 888.3934 | #N/A | #N/A | 3.8033 | #N/A | 0 | 0 | 0 | 0 | 0 | 0 | 0 | 0 | 0.3948% | 1 | 50% | 0% | 0% | 0% | 8.2745 | 0 | 0 | 0 | 8.2745 | #N/A
2007-01-08 09:00 | 1 | 8 | 9 | 8.3333 | 177 | 42.8 | 14.72 | 1005 | 32.7456 | 583.396 | 0 | Heating | 77.7861 | #N/A | #N/A | #N/A | #N/A | 583.396 | #N/A | #N/A | 3.9261 | #N/A | 0 | 0 | 0 | 0 | 0 | 0 | 0 | 0 | 0.2593% | 1 | 50% | 0% | 0% | 0% | 8.2745 | 0 | 0 | 0 | 8.2745 | #N/A
2007-01-08 10:00 | 1 | 8 | 10 | 8.375 | 178 | 44.6 | 15.08 | 1006 | 33.8776 | 539.3969 | 0 | Heating | 71.9196 | #N/A | #N/A | #N/A | #N/A | 539.3969 | #N/A | #N/A | 4.058 | #N/A | 0 | 0 | 0 | 0 | 0 | 0 | 0 | 0 | 0.2397% | 1 | 50% | 0% | 0% | 0% | 8.2745 | 0 | 0 | 0 | 8.2745 | #N/A
2007-01-08 11:00 | 1 | 8 | 11 | 8.4167 | 179 | 44.06 | 15.26 | 1006 | 33.6043 | 527.2997 | 0 | Heating | 70.3066 | #N/A | #N/A | #N/A | #N/A | 527.2997 | #N/A | #N/A | 4.0174 | #N/A | 0 | 0 | 0 | 0 | 0 | 0 | 0 | 0 | 0.2344% | 1 | 50% | 0% | 0% | 0% | 8.2745 | 0 | 0 | 0 | 8.2745 | #N/A
2007-01-08 12:00 | 1 | 8 | 12 | 8.4583 | 180 | 44.6 | 15.08 | 1006 | 33.8776 | 483.219 | 0 | Heating | 64.4292 | #N/A | #N/A | #N/A | #N/A | 483.219 | #N/A | #N/A | 4.058 | #N/A | 0 | 0 | 0 | 0 | 0 | 0 | 0 | 0 | 0.2148% | 1 | 50% | 0% | 0% | 0% | 8.2745 | 0 | 0 | 0 | 8.2745 | #N/A
2007-01-08 13:00 | 1 | 8 | 13 | 8.5 | 181 | 44.6 | 15.08 | 1006 | 33.8776 | 518.4975 | 0 | Heating | 69.133 | #N/A | #N/A | #N/A | #N/A | 518.4975 | #N/A | #N/A | 4.058 | #N/A | 0 | 0 | 0 | 0 | 0 | 0 | 0 | 0 | 0.2304% | 1 | 50% | 0% | 0% | 0% | 8.2745 | 0 | 0 | 0 | 8.2745 | #N/A
2007-01-08 14:00 | 1 | 8 | 14 | 8.5417 | 182 | 44.06 | 15.26 | 1006 | 33.6043 | 382.3634 | 0 | Heating | 50.9818 | #N/A | #N/A | #N/A | #N/A | 382.3634 | #N/A | #N/A | 4.0174 | #N/A | 0 | 0 | 0 | 0 | 0 | 0 | 0 | 0 | 0.1699% | 1 | 50% | 0% | 0% | 0% | 8.2745 | 0 | 0 | 0 | 8.2745 | #N/A
2007-01-08 15:00 | 1 | 8 | 15 | 8.5833 | 183 | 46.04 | 15.44 | 1007 | 34.7879 | 324.1898 | 0 | Heating | 43.2253 | #N/A | #N/A | #N/A | #N/A | 324.1898 | #N/A | #N/A | 4.1705 | #N/A | 0 | 0 | 0 | 0 | 0 | 0 | 0 | 0 | 0.1441% | 1 | 50% | 0% | 0% | 0% | 8.2745 | 0 | 0 | 0 | 8.2745 | #N/A
2007-01-08 16:00 | 1 | 8 | 16 | 8.625 | 184 | 44.06 | 15.08 | 1007 | 33.5711 | 292.0687 | 0 | Heating | 38.9425 | #N/A | #N/A | #N/A | #N/A | 292.0687 | #N/A | #N/A | 4.0174 | #N/A | 0 | 0 | 0 | 0 | 0 | 0 | 0 | 0 | 0.1298% | 1 | 50% | 0% | 0% | 0% | 8.2745 | 0 | 0 | 0 | 8.2745 | #N/A
2007-01-08 17:00 | 1 | 8 | 17 | 8.6667 | 185 | 44.06 | 16.34 | 1007 | 33.8523 | 268.7777 | 0 | Heating | 35.837 | #N/A | #N/A | #N/A | #N/A | 268.7777 | #N/A | #N/A | 4.0174 | #N/A | 0 | 0 | 0 | 0 | 0 | 0 | 0 | 0 | 0.1195% | 1 | 50% | 0% | 0% | 0% | 8.2745 | 0 | 0 | 0 | 8.2745 | #N/A
2007-01-08 18:00 | 1 | 8 | 18 | 8.7083 | 186 | 39.92 | 17.78 | 1008 | 31.7864 | 331.4897 | 0 | Heating | 44.1986 | #N/A | #N/A | #N/A | #N/A | 331.4897 | #N/A | #N/A | 3.7339 | #N/A | 0 | 0 | 0 | 0 | 0 | 0 | 0 | 0 | 0.1473% | 1 | 50% | 0% | 0% | 0% | 8.2745 | 0 | 0 | 0 | 8.2745 | #N/A
2007-01-08 19:00 | 1 | 8 | 19 | 8.75 | 187 | 39.02 | 19.04 | 1009 | 31.5908 | 429.0484 | 0 | Heating | 57.2065 | #N/A | #N/A | #N/A | #N/A | 429.0484 | #N/A | #N/A | 3.6785 | #N/A | 0 | 0 | 0 | 0 | 0 | 0 | 0 | 0 | 0.1907% | 1 | 50% | 0% | 0% | 0% | 8.2745 | 0 | 0 | 0 | 8.2745 | #N/A
2007-01-08 20:00 | 1 | 8 | 20 | 8.7917 | 188 | 39.02 | 17.78 | 1009 | 31.2796 | 467.2265 | 0 | Heating | 62.2969 | #N/A | #N/A | #N/A | #N/A | 467.2265 | #N/A | #N/A | 3.6785 | #N/A | 0 | 0 | 0 | 0 | 0 | 0 | 0 | 0 | 0.2077% | 1 | 50% | 0% | 0% | 0% | 8.2745 | 0 | 0 | 0 | 8.2745 | #N/A
2007-01-08 21:00 | 1 | 8 | 21 | 8.8333 | 189 | 37.04 | 16.34 | 1009 | 29.7941 | 546.345 | 0 | Heating | 72.846 | #N/A | #N/A | #N/A | #N/A | 546.345 | #N/A | #N/A | 3.5637 | #N/A | 0 | 0 | 0 | 0 | 0 | 0 | 0 | 0 | 0.2428% | 1 | 50% | 0% | 0% | 0% | 8.2745 | 0 | 0 | 0 | 8.2745 | #N/A
2007-01-08 22:00 | 1 | 8 | 22 | 8.875 | 190 | 37.04 | 15.08 | 1009 | 29.5092 | 613.524 | 0 | Heating | 81.8032 | #N/A | #N/A | #N/A | #N/A | 613.524 | #N/A | #N/A | 3.5637 | #N/A | 0 | 0 | 0 | 0 | 0 | 0 | 0 | 0 | 0.2727% | 1 | 50% | 0% | 0% | 0% | 8.2745 | 0 | 0 | 0 | 8.2745 | #N/A
2007-01-08 23:00 | 1 | 8 | 23 | 8.9167 | 191 | 37.04 | 15.26 | 1009 | 29.549 | 64.6651 | 0 | Heating | 8.622 | #N/A | #N/A | #N/A | #N/A | 64.6651 | #N/A | #N/A | 3.5637 | #N/A | 0 | 0 | 0 | 0 | 0 | 0 | 0 | 0 | 0.02874% | 1 | 50% | 0% | 0% | 0% | 8.2745 | 0 | 0 | 0 | 8.2745 | #N/A
2007-01-09 | 1 | 9 | 0 | 8.9583 | 192 | 35.96 | 15.44 | 1009 | 28.9506 | 241.4351 | 0 | Heating | 32.1913 | #N/A | #N/A | #N/A | #N/A | 241.4351 | #N/A | #N/A | 3.5052 | #N/A | 0 | 0 | 0 | 0 | 0 | 0 | 0 | 0 | 0.1073% | 1 | 50% | 0% | 0% | 0% | 8.2745 | 0 | 0 | 0 | 8.2745 | #N/A
2007-01-09 01:00 | 1 | 9 | 1 | 9 | 193 | 35.06 | 15.98 | 1009 | 28.5377 | 331.2892 | 0 | Heating | 44.1719 | #N/A | #N/A | #N/A | #N/A | 331.2892 | #N/A | #N/A | 3.4585 | #N/A | 0 | 0 | 0 | 0 | 0 | 0 | 0 | 0 | 0.1472% | 1 | 50% | 0% | 0% | 0% | 8.2745 | 0 | 0 | 0 | 8.2745 | #N/A
2007-01-09 02:00 | 1 | 9 | 2 | 9.0417 | 194 | 35.06 | 15.8 | 1009 | 28.4958 | 372.7024 | 0 | Heating | 49.6937 | #N/A | #N/A | #N/A | #N/A | 372.7024 | #N/A | #N/A | 3.4585 | #N/A | 0 | 0 | 0 | 0 | 0 | 0 | 0 | 0 | 0.1656% | 1 | 50% | 0% | 0% | 0% | 8.2745 | 0 | 0 | 0 | 8.2745 | #N/A
2007-01-09 03:00 | 1 | 9 | 3 | 9.0833 | 195 | 33.08 | 15.62 | 1010 | 27.259 | 395.6288 | 0 | Heating | 52.7505 | #N/A | #N/A | #N/A | #N/A | 395.6288 | #N/A | #N/A | 3.3624 | #N/A | 0 | 0 | 0 | 0 | 0 | 0 | 0 | 0 | 0.1758% | 1 | 50% | 0% | 0% | 0% | 8.2745 | 0 | 0 | 0 | 8.2745 | #N/A
2007-01-09 04:00 | 1 | 9 | 4 | 9.125 | 196 | 32 | 15.98 | 1010 | 26.6807 | 414.9398 | 0 | Heating | 55.3253 | #N/A | #N/A | #N/A | #N/A | 414.9398 | #N/A | #N/A | 3.3135 | #N/A | 0 | 0 | 0 | 0 | 0 | 0 | 0 | 0 | 0.1844% | 1 | 50% | 0% | 0% | 0% | 8.2745 | 0 | 0 | 0 | 8.2745 | #N/A
2007-01-09 05:00 | 1 | 9 | 5 | 9.1667 | 197 | 32 | 14.36 | 1010 | 26.3037 | 444.7552 | 0 | Heating | 59.3007 | #N/A | #N/A | #N/A | #N/A | 444.7552 | #N/A | #N/A | 3.3135 | #N/A | 0 | 0 | 0 | 0 | 0 | 0 | 0 | 0 | 0.1977% | 1 | 50% | 0% | 0% | 0% | 8.2745 | 0 | 0 | 0 | 8.2745 | #N/A
2007-01-09 06:00 | 1 | 9 | 6 | 9.2083 | 198 | 30.92 | 13.1 | 1011 | 25.3532 | 451.8051 | 0 | Heating | 60.2407 | #N/A | #N/A | #N/A | #N/A | 451.8051 | #N/A | #N/A | 3.2671 | #N/A | 0 | 0 | 0 | 0 | 0 | 0 | 0 | 0 | 0.2008% | 1 | 50% | 0% | 0% | 0% | 8.2745 | 0 | 0 | 0 | 8.2745 | #N/A
2007-01-09 07:00 | 1 | 9 | 7 | 9.25 | 199 | 30.92 | 12.02 | 1011 | 25.1254 | 1191.4972 | 0 | Heating | 158.8663 | #N/A | #N/A | #N/A | #N/A | 1191.4972 | #N/A | #N/A | 3.2671 | #N/A | 0 | 0 | 0 | 0 | 0 | 0 | 0 | 0 | 0.5296% | 1 | 50% | 0% | 0% | 0% | 8.2745 | 0 | 0 | 0 | 8.2745 | #N/A
2007-01-09 08:00 | 1 | 9 | 8 | 9.2917 | 200 | 30.92 | 10.58 | 1011 | 24.8373 | 874.0195 | 0 | Heating | 116.5359 | #N/A | #N/A | #N/A | #N/A | 874.0195 | #N/A | #N/A | 3.2671 | #N/A | 0 | 0 | 0 | 0 | 0 | 0 | 0 | 0 | 0.3885% | 1 | 50% | 0% | 0% | 0% | 8.2745 | 0 | 0 | 0 | 8.2745 | #N/A
2007-01-09 09:00 | 1 | 9 | 9 | 9.3333 | 201 | 35.06 | 10.04 | 1012 | 27.3232 | 549.2984 | 0 | Heating | 73.2398 | #N/A | #N/A | #N/A | #N/A | 549.2984 | #N/A | #N/A | 3.4585 | #N/A | 0 | 0 | 0 | 0 | 0 | 0 | 0 | 0 | 0.2441% | 1 | 50% | 0% | 0% | 0% | 8.2745 | 0 | 0 | 0 | 8.2745 | #N/A
2007-01-09 10:00 | 1 | 9 | 10 | 9.375 | 202 | 35.96 | 10.04 | 1012 | 27.8713 | 522.6881 | 0 | Heating | 69.6918 | #N/A | #N/A | #N/A | #N/A | 522.6881 | #N/A | #N/A | 3.5052 | #N/A | 0 | 0 | 0 | 0 | 0 | 0 | 0 | 0 | 0.2323% | 1 | 50% | 0% | 0% | 0% | 8.2745 | 0 | 0 | 0 | 8.2745 | #N/A
2007-01-09 11:00 | 1 | 9 | 11 | 9.4167 | 203 | 35.96 | 13.1 | 1012 | 28.4596 | 547.111 | 0 | Heating | 72.9481 | #N/A | #N/A | #N/A | #N/A | 547.111 | #N/A | #N/A | 3.5052 | #N/A | 0 | 0 | 0 | 0 | 0 | 0 | 0 | 0 | 0.2432% | 1 | 50% | 0% | 0% | 0% | 8.2745 | 0 | 0 | 0 | 8.2745 | #N/A
2007-01-09 12:00 | 1 | 9 | 12 | 9.4583 | 204 | 39.02 | 15.98 | 1011 | 30.8708 | 505.48 | 0 | Heating | 67.3973 | #N/A | #N/A | #N/A | #N/A | 505.48 | #N/A | #N/A | 3.6785 | #N/A | 0 | 0 | 0 | 0 | 0 | 0 | 0 | 0 | 0.2247% | 1 | 50% | 0% | 0% | 0% | 8.2745 | 0 | 0 | 0 | 8.2745 | #N/A
2007-01-09 13:00 | 1 | 9 | 13 | 9.5 | 205 | 39.02 | 19.04 | 1011 | 31.5992 | 551.4839 | 0 | Heating | 73.5312 | #N/A | #N/A | #N/A | #N/A | 551.4839 | #N/A | #N/A | 3.6785 | #N/A | 0 | 0 | 0 | 0 | 0 | 0 | 0 | 0 | 0.2451% | 1 | 50% | 0% | 0% | 0% | 8.2745 | 0 | 0 | 0 | 8.2745 | #N/A
2007-01-09 14:00 | 1 | 9 | 14 | 9.5417 | 206 | 39.02 | 18.68 | 1010 | 31.5045 | 413.9333 | 0 | Heating | 55.1911 | #N/A | #N/A | #N/A | #N/A | 413.9333 | #N/A | #N/A | 3.6785 | #N/A | 0 | 0 | 0 | 0 | 0 | 0 | 0 | 0 | 0.184% | 1 | 50% | 0% | 0% | 0% | 8.2745 | 0 | 0 | 0 | 8.2745 | #N/A
2007-01-09 15:00 | 1 | 9 | 15 | 9.5833 | 207 | 39.02 | 17.96 | 1010 | 31.3275 | 368.4353 | 0 | Heating | 49.1247 | #N/A | #N/A | #N/A | #N/A | 368.4353 | #N/A | #N/A | 3.6785 | #N/A | 0 | 0 | 0 | 0 | 0 | 0 | 0 | 0 | 0.1637% | 1 | 50% | 0% | 0% | 0% | 8.2745 | 0 | 0 | 0 | 8.2745 | #N/A
2007-01-09 16:00 | 1 | 9 | 16 | 9.625 | 208 | 37.94 | 17.06 | 1010 | 30.4912 | 367.9028 | 0 | Heating | 49.0537 | #N/A | #N/A | #N/A | #N/A | 367.9028 | #N/A | #N/A | 3.6146 | #N/A | 0 | 0 | 0 | 0 | 0 | 0 | 0 | 0 | 0.1635% | 1 | 50% | 0% | 0% | 0% | 8.2745 | 0 | 0 | 0 | 8.2745 | #N/A
2007-01-09 17:00 | 1 | 9 | 17 | 9.6667 | 209 | 37.94 | 16.7 | 1011 | 30.4111 | 336.3427 | 0 | Heating | 44.8457 | #N/A | #N/A | #N/A | #N/A | 336.3427 | #N/A | #N/A | 3.6146 | #N/A | 0 | 0 | 0 | 0 | 0 | 0 | 0 | 0 | 0.1495% | 1 | 50% | 0% | 0% | 0% | 8.2745 | 0 | 0 | 0 | 8.2745 | #N/A
2007-01-09 18:00 | 1 | 9 | 18 | 9.7083 | 210 | 33.98 | 16.34 | 1012 | 27.984 | 386.9062 | 0 | Heating | 51.5875 | #N/A | #N/A | #N/A | #N/A | 386.9062 | #N/A | #N/A | 3.405 | #N/A | 0 | 0 | 0 | 0 | 0 | 0 | 0 | 0 | 0.172% | 1 | 50% | 0% | 0% | 0% | 8.2745 | 0 | 0 | 0 | 8.2745 | #N/A
2007-01-09 19:00 | 1 | 9 | 19 | 9.75 | 211 | 33.98 | 15.98 | 1012 | 27.8986 | 489.2666 | 0 | Heating | 65.2355 | #N/A | #N/A | #N/A | #N/A | 489.2666 | #N/A | #N/A | 3.405 | #N/A | 0 | 0 | 0 | 0 | 0 | 0 | 0 | 0 | 0.2175% | 1 | 50% | 0% | 0% | 0% | 8.2745 | 0 | 0 | 0 | 8.2745 | #N/A
2007-01-09 20:00 | 1 | 9 | 20 | 9.7917 | 212 | 33.98 | 15.26 | 1013 | 27.7354 | 537.3254 | 0 | Heating | 71.6434 | #N/A | #N/A | #N/A | #N/A | 537.3254 | #N/A | #N/A | 3.405 | #N/A | 0 | 0 | 0 | 0 | 0 | 0 | 0 | 0 | 0.2388% | 1 | 50% | 0% | 0% | 0% | 8.2745 | 0 | 0 | 0 | 8.2745 | #N/A
2007-01-09 21:00 | 1 | 9 | 21 | 9.8333 | 213 | 30.02 | 14.54 | 1014 | 25.1152 | 626.9252 | 0 | Heating | 83.59 | #N/A | #N/A | #N/A | #N/A | 626.9252 | #N/A | #N/A | 3.2302 | #N/A | 0 | 0 | 0 | 0 | 0 | 0 | 0 | 0 | 0.2786% | 1 | 50% | 0% | 0% | 0% | 8.2745 | 0 | 0 | 0 | 8.2745 | #N/A
2007-01-09 22:00 | 1 | 9 | 22 | 9.875 | 214 | 30.92 | 14 | 1015 | 25.5645 | 699.9605 | 0 | Heating | 93.3281 | #N/A | #N/A | #N/A | #N/A | 699.9605 | #N/A | #N/A | 3.2671 | #N/A | 0 | 0 | 0 | 0 | 0 | 0 | 0 | 0 | 0.3111% | 1 | 50% | 0% | 0% | 0% | 8.2745 | 0 | 0 | 0 | 8.2745 | #N/A
2007-01-09 23:00 | 1 | 9 | 23 | 9.9167 | 215 | 30.92 | 13.82 | 1015 | 25.5245 | 163.2359 | 0 | Heating | 21.7648 | #N/A | #N/A | #N/A | #N/A | 163.2359 | #N/A | #N/A | 3.2671 | #N/A | 0 | 0 | 0 | 0 | 0 | 0 | 0 | 0 | 0.07255% | 1 | 50% | 0% | 0% | 0% | 8.2745 | 0 | 0 | 0 | 8.2745 | #N/A
2007-01-10 | 1 | 10 | 0 | 9.9583 | 216 | 30.2 | 13.82 | 1016 | 25.0723 | 339.1822 | 0 | Heating | 45.2243 | #N/A | #N/A | #N/A | #N/A | 339.1822 | #N/A | #N/A | 3.2375 | #N/A | 0 | 0 | 0 | 0 | 0 | 0 | 0 | 0 | 0.1507% | 1 | 50% | 0% | 0% | 0% | 8.2745 | 0 | 0 | 0 | 8.2745 | #N/A
2007-01-10 01:00 | 1 | 10 | 1 | 10 | 217 | 30.2 | 14 | 1017 | 25.1158 | 404.8641 | 0 | Heating | 53.9819 | #N/A | #N/A | #N/A | #N/A | 404.8641 | #N/A | #N/A | 3.2375 | #N/A | 0 | 0 | 0 | 0 | 0 | 0 | 0 | 0 | 0.1799% | 1 | 50% | 0% | 0% | 0% | 8.2745 | 0 | 0 | 0 | 8.2745 | #N/A
2007-01-10 02:00 | 1 | 10 | 2 | 10.0417 | 218 | 28.94 | 13.1 | 1017 | 24.1101 | 458.0982 | 0 | Heating | 61.0798 | #N/A | #N/A | #N/A | #N/A | 458.0982 | #N/A | #N/A | 3.188 | #N/A | 0 | 0 | 0 | 0 | 0 | 0 | 0 | 0 | 0.2036% | 1 | 50% | 0% | 0% | 0% | 8.2745 | 0 | 0 | 0 | 8.2745 | #N/A
2007-01-10 03:00 | 1 | 10 | 3 | 10.0833 | 219 | 28.04 | 12.38 | 1018 | 23.3735 | 508.5917 | 0 | Heating | 67.8122 | #N/A | #N/A | #N/A | #N/A | 508.5917 | #N/A | #N/A | 3.1545 | #N/A | 0 | 0 | 0 | 0 | 0 | 0 | 0 | 0 | 0.226% | 1 | 50% | 0% | 0% | 0% | 8.2745 | 0 | 0 | 0 | 8.2745 | #N/A
2007-01-10 04:00 | 1 | 10 | 4 | 10.125 | 220 | 28.04 | 12.02 | 1019 | 23.2999 | 557.2692 | 0 | Heating | 74.3026 | #N/A | #N/A | #N/A | #N/A | 557.2692 | #N/A | #N/A | 3.1545 | #N/A | 0 | 0 | 0 | 0 | 0 | 0 | 0 | 0 | 0.2477% | 1 | 50% | 0% | 0% | 0% | 8.2745 | 0 | 0 | 0 | 8.2745 | #N/A
2007-01-10 05:00 | 1 | 10 | 5 | 10.1667 | 221 | 28.04 | 10.76 | 1020 | 23.0442 | 600.5328 | 0 | Heating | 80.071 | #N/A | #N/A | #N/A | #N/A | 600.5328 | #N/A | #N/A | 3.1545 | #N/A | 0 | 0 | 0 | 0 | 0 | 0 | 0 | 0 | 0.2669% | 1 | 50% | 0% | 0% | 0% | 8.2745 | 0 | 0 | 0 | 8.2745 | #N/A
2007-01-10 06:00 | 1 | 10 | 6 | 10.2083 | 222 | 28.4 | 9.68 | 1020 | 23.0695 | 606.9653 | 0 | Heating | 80.9287 | #N/A | #N/A | #N/A | #N/A | 606.9653 | #N/A | #N/A | 3.1678 | #N/A | 0 | 0 | 0 | 0 | 0 | 0 | 0 | 0 | 0.2698% | 1 | 50% | 0% | 0% | 0% | 8.2745 | 0 | 0 | 0 | 8.2745 | #N/A
2007-01-10 07:00 | 1 | 10 | 7 | 10.25 | 223 | 28.04 | 8.96 | 1020 | 22.6978 | 1320.8891 | 0 | Heating | 176.1185 | #N/A | #N/A | #N/A | #N/A | 1320.8891 | #N/A | #N/A | 3.1545 | #N/A | 0 | 0 | 0 | 0 | 0 | 0 | 0 | 0 | 0.5871% | 1 | 50% | 0% | 0% | 0% | 8.2745 | 0 | 0 | 0 | 8.2745 | #N/A
2007-01-10 08:00 | 1 | 10 | 8 | 10.2917 | 224 | 28.04 | 8.96 | 1021 | 22.7012 | 937.4126 | 0 | Heating | 124.9884 | #N/A | #N/A | #N/A | #N/A | 937.4126 | #N/A | #N/A | 3.1545 | #N/A | 0 | 0 | 0 | 0 | 0 | 0 | 0 | 0 | 0.4166% | 1 | 50% | 0% | 0% | 0% | 8.2745 | 0 | 0 | 0 | 8.2745 | #N/A
2007-01-10 09:00 | 1 | 10 | 9 | 10.3333 | 225 | 26.06 | 9.5 | 1021 | 21.4863 | 564.9223 | 0 | Heating | 75.323 | #N/A | #N/A | #N/A | #N/A | 564.9223 | #N/A | #N/A | 3.0859 | #N/A | 0 | 0 | 0 | 0 | 0 | 0 | 0 | 0 | 0.2511% | 1 | 50% | 0% | 0% | 0% | 8.2745 | 0 | 0 | 0 | 8.2745 | #N/A
2007-01-10 10:00 | 1 | 10 | 10 | 10.375 | 226 | 26.96 | 10.94 | 1021 | 22.3718 | 439.6031 | 0 | Heating | 58.6137 | #N/A | #N/A | #N/A | #N/A | 439.6031 | #N/A | #N/A | 3.1163 | #N/A | 0 | 0 | 0 | 0 | 0 | 0 | 0 | 0 | 0.1954% | 1 | 50% | 0% | 0% | 0% | 8.2745 | 0 | 0 | 0 | 8.2745 | #N/A
2007-01-10 11:00 | 1 | 10 | 11 | 10.4167 | 227 | 26.96 | 11.48 | 1020 | 22.48 | 404.9633 | 0 | Heating | 53.9951 | #N/A | #N/A | #N/A | #N/A | 404.9633 | #N/A | #N/A | 3.1163 | #N/A | 0 | 0 | 0 | 0 | 0 | 0 | 0 | 0 | 0.18% | 1 | 50% | 0% | 0% | 0% | 8.2745 | 0 | 0 | 0 | 8.2745 | #N/A
2007-01-10 12:00 | 1 | 10 | 12 | 10.4583 | 228 | 28.04 | 11.66 | 1020 | 23.2276 | 325.2985 | 0 | Heating | 43.3731 | #N/A | #N/A | #N/A | #N/A | 325.2985 | #N/A | #N/A | 3.1545 | #N/A | 0 | 0 | 0 | 0 | 0 | 0 | 0 | 0 | 0.1446% | 1 | 50% | 0% | 0% | 0% | 8.2745 | 0 | 0 | 0 | 8.2745 | #N/A
2007-01-10 13:00 | 1 | 10 | 13 | 10.5 | 229 | 28.04 | 12.02 | 1019 | 23.2999 | 330.3063 | 0 | Heating | 44.0408 | #N/A | #N/A | #N/A | #N/A | 330.3063 | #N/A | #N/A | 3.1545 | #N/A | 0 | 0 | 0 | 0 | 0 | 0 | 0 | 0 | 0.1468% | 1 | 50% | 0% | 0% | 0% | 8.2745 | 0 | 0 | 0 | 8.2745 | #N/A
2007-01-10 14:00 | 1 | 10 | 14 | 10.5417 | 230 | 28.04 | 11.3 | 1018 | 23.1471 | 218.383 | 0 | Heating | 29.1177 | #N/A | #N/A | #N/A | #N/A | 218.383 | #N/A | #N/A | 3.1545 | #N/A | 0 | 0 | 0 | 0 | 0 | 0 | 0 | 0 | 0.09706% | 1 | 50% | 0% | 0% | 0% | 8.2745 | 0 | 0 | 0 | 8.2745 | #N/A
2007-01-10 15:00 | 1 | 10 | 15 | 10.5833 | 231 | 28.04 | 10.22 | 1018 | 22.9308 | 191.3274 | 0 | Heating | 25.5103 | #N/A | #N/A | #N/A | #N/A | 191.3274 | #N/A | #N/A | 3.1545 | #N/A | 0 | 0 | 0 | 0 | 0 | 0 | 0 | 0 | 0.08503% | 1 | 50% | 0% | 0% | 0% | 8.2745 | 0 | 0 | 0 | 8.2745 | #N/A
2007-01-10 16:00 | 1 | 10 | 16 | 10.625 | 232 | 26.06 | 8.96 | 1017 | 21.3708 | 188.5561 | 0 | Heating | 25.1408 | #N/A | #N/A | #N/A | #N/A | 188.5561 | #N/A | #N/A | 3.0859 | #N/A | 0 | 0 | 0 | 0 | 0 | 0 | 0 | 0 | 0.0838% | 1 | 50% | 0% | 0% | 0% | 8.2745 | 0 | 0 | 0 | 8.2745 | #N/A
2007-01-10 17:00 | 1 | 10 | 17 | 10.6667 | 233 | 26.06 | 10.04 | 1017 | 21.5799 | 164.0007 | 0 | Heating | 21.8668 | #N/A | #N/A | #N/A | #N/A | 164.0007 | #N/A | #N/A | 3.0859 | #N/A | 0 | 0 | 0 | 0 | 0 | 0 | 0 | 0 | 0.07289% | 1 | 50% | 0% | 0% | 0% | 8.2745 | 0 | 0 | 0 | 8.2745 | #N/A
2007-01-10 18:00 | 1 | 10 | 18 | 10.7083 | 234 | 24.08 | 10.94 | 1016 | 20.4253 | 204.6764 | 0 | Heating | 27.2902 | #N/A | #N/A | #N/A | #N/A | 204.6764 | #N/A | #N/A | 3.0238 | #N/A | 0 | 0 | 0 | 0 | 0 | 0 | 0 | 0 | 0.09097% | 1 | 50% | 0% | 0% | 0% | 8.2745 | 0 | 0 | 0 | 8.2745 | #N/A
2007-01-10 19:00 | 1 | 10 | 19 | 10.75 | 235 | 23 | 12.02 | 1015 | 19.9197 | 294.3412 | 0 | Heating | 39.2455 | #N/A | #N/A | #N/A | #N/A | 294.3412 | #N/A | #N/A | 2.9925 | #N/A | 0 | 0 | 0 | 0 | 0 | 0 | 0 | 0 | 0.1308% | 1 | 50% | 0% | 0% | 0% | 8.2745 | 0 | 0 | 0 | 8.2745 | #N/A
2007-01-10 20:00 | 1 | 10 | 20 | 10.7917 | 236 | 23 | 12.74 | 1014 | 20.0803 | 326.7958 | 0 | Heating | 43.5728 | #N/A | #N/A | #N/A | #N/A | 326.7958 | #N/A | #N/A | 2.9925 | #N/A | 0 | 0 | 0 | 0 | 0 | 0 | 0 | 0 | 0.1452% | 1 | 50% | 0% | 0% | 0% | 8.2745 | 0 | 0 | 0 | 8.2745 | #N/A
2007-01-10 21:00 | 1 | 10 | 21 | 10.8333 | 237 | 21.02 | 13.28 | 1014 | 18.8438 | 397.2863 | 0 | Heating | 52.9715 | #N/A | #N/A | #N/A | #N/A | 397.2863 | #N/A | #N/A | 2.9394 | #N/A | 0 | 0 | 0 | 0 | 0 | 0 | 0 | 0 | 0.1766% | 1 | 50% | 0% | 0% | 0% | 8.2745 | 0 | 0 | 0 | 8.2745 | #N/A
2007-01-10 22:00 | 1 | 10 | 22 | 10.875 | 238 | 21.02 | 14 | 1013 | 19.0172 | 429.1274 | 0 | Heating | 57.217 | #N/A | #N/A | #N/A | #N/A | 429.1274 | #N/A | #N/A | 2.9394 | #N/A | 0 | 0 | 0 | 0 | 0 | 0 | 0 | 0 | 0.1907% | 1 | 50% | 0% | 0% | 0% | 8.2745 | 0 | 0 | 0 | 8.2745 | #N/A
2007-01-10 23:00 | 1 | 10 | 23 | 10.9167 | 239 | 21.02 | 14.54 | 1012 | 19.1505 | 10.9888 | 0 | Heating | 1.4652 | #N/A | #N/A | #N/A | #N/A | 10.9888 | #N/A | #N/A | 2.9394 | #N/A | 0 | 0 | 0 | 0 | 0 | 0 | 0 | 0 | 0.004884% | 1 | 50% | 0% | 0% | 0% | 8.2745 | 0 | 0 | 0 | 8.2745 | #N/A
2007-01-11 | 1 | 11 | 0 | 10.9583 | 240 | 19.04 | 15.08 | 1011 | 17.9098 | 33.7226 | 0 | Heating | 4.4963 | #N/A | #N/A | #N/A | #N/A | 33.7226 | #N/A | #N/A | 2.8915 | #N/A | 0 | 0 | 0 | 0 | 0 | 0 | 0 | 0 | 0.01499% | 1 | 50% | 0% | 0% | 0% | 8.2745 | 0 | 0 | 0 | 8.2745 | #N/A
2007-01-11 01:00 | 1 | 11 | 1 | 11 | 241 | 19.04 | 15.98 | 1010 | 18.1503 | 71.2362 | 0 | Heating | 9.4982 | #N/A | #N/A | #N/A | #N/A | 71.2362 | #N/A | #N/A | 2.8915 | #N/A | 0 | 0 | 0 | 0 | 0 | 0 | 0 | 0 | 0.03166% | 1 | 50% | 0% | 0% | 0% | 8.2745 | 0 | 0 | 0 | 8.2745 | #N/A
2007-01-11 02:00 | 1 | 11 | 2 | 11.0417 | 242 | 19.04 | 19.04 | 1009 | 19.04 | 86.6532 | 0 | Heating | 11.5538 | #N/A | #N/A | #N/A | #N/A | 86.6532 | #N/A | #N/A | 2.8915 | #N/A | 0 | 0 | 0 | 0 | 0 | 0 | 0 | 0 | 0.03851% | 1 | 50% | 0% | 0% | 0% | 8.2745 | 0 | 0 | 0 | 8.2745 | #N/A
2007-01-11 03:00 | 1 | 11 | 3 | 11.0833 | 243 | 17.06 | 22.46 | 1008 | 17.06 | 92.3747 | 0 | Heating | 12.3166 | #N/A | #N/A | #N/A | #N/A | 92.3747 | #N/A | #N/A | 2.8481 | #N/A | 0 | 0 | 0 | 0 | 0 | 0 | 0 | 0 | 0.04106% | 1 | 50% | 0% | 0% | 0% | 8.2745 | 0 | 0 | 0 | 8.2745 | #N/A
2007-01-11 04:00 | 1 | 11 | 4 | 11.125 | 244 | 14 | 26.06 | 1007 | 14 | 92.7164 | 0 | Heating | 12.3622 | #N/A | #N/A | #N/A | #N/A | 92.7164 | #N/A | #N/A | 2.7888 | #N/A | 0 | 0 | 0 | 0 | 0 | 0 | 0 | 0 | 0.04121% | 1 | 50% | 0% | 0% | 0% | 8.2745 | 0 | 0 | 0 | 8.2745 | #N/A
2007-01-11 05:00 | 1 | 11 | 5 | 11.1667 | 245 | 14 | 28.22 | 1005 | 14 | 72.8622 | 0 | Heating | 9.715 | #N/A | #N/A | #N/A | #N/A | 72.8622 | #N/A | #N/A | 2.7888 | #N/A | 0 | 0 | 0 | 0 | 0 | 0 | 0 | 0 | 0.03238% | 1 | 50% | 0% | 0% | 0% | 8.2745 | 0 | 0 | 0 | 8.2745 | #N/A
2007-01-11 06:00 | 1 | 11 | 6 | 11.2083 | 246 | 14 | 30.56 | 1004 | 14 | 30.5053 | 0 | Heating | 4.0674 | #N/A | #N/A | #N/A | #N/A | 30.5053 | #N/A | #N/A | 2.7888 | #N/A | 0 | 0 | 0 | 0 | 0 | 0 | 0 | 0 | 0.01356% | 1 | 50% | 0% | 0% | 0% | 8.2745 | 0 | 0 | 0 | 8.2745 | #N/A
2007-01-11 07:00 | 1 | 11 | 7 | 11.25 | 247 | 17.96 | 33.08 | 1002 | 17.96 | 730.8743 | 0 | Heating | 97.4499 | #N/A | #N/A | #N/A | #N/A | 730.8743 | #N/A | #N/A | 2.8673 | #N/A | 0 | 0 | 0 | 0 | 0 | 0 | 0 | 0 | 0.3248% | 1 | 50% | 0% | 0% | 0% | 8.2745 | 0 | 0 | 0 | 8.2745 | #N/A
2007-01-11 08:00 | 1 | 11 | 8 | 11.2917 | 248 | 19.04 | 33.98 | 1001 | 19.04 | 413.121 | 0 | Heating | 55.0828 | #N/A | #N/A | #N/A | #N/A | 413.121 | #N/A | #N/A | 2.8915 | #N/A | 0 | 0 | 0 | 0 | 0 | 0 | 0 | 0 | 0.1836% | 1 | 50% | 0% | 0% | 0% | 8.2745 | 0 | 0 | 0 | 8.2745 | #N/A
2007-01-11 09:00 | 1 | 11 | 9 | 11.3333 | 249 | 21.92 | 35.6 | 1001 | 21.92 | 115.0086 | 0 | Heating | 15.3345 | #N/A | #N/A | #N/A | #N/A | 115.0086 | #N/A | #N/A | 2.9629 | #N/A | 0 | 0 | 0 | 0 | 0 | 0 | 0 | 0 | 0.05111% | 1 | 50% | 0% | 0% | 0% | 8.2745 | 0 | 0 | 0 | 8.2745 | #N/A
2007-01-11 10:00 | 1 | 11 | 10 | 11.375 | 250 | 21.92 | 37.94 | 1000 | 21.92 | 78.9474 | 0 | Heating | 10.5263 | #N/A | #N/A | #N/A | #N/A | 78.9474 | #N/A | #N/A | 2.9629 | #N/A | 0 | 0 | 0 | 0 | 0 | 0 | 0 | 0 | 0.03509% | 1 | 50% | 0% | 0% | 0% | 8.2745 | 0 | 0 | 0 | 8.2745 | #N/A
2007-01-11 11:00 | 1 | 11 | 11 | 11.4167 | 251 | 21.92 | 40.1 | 998 | 21.92 | 64.7322 | 0 | Heating | 8.631 | #N/A | #N/A | #N/A | #N/A | 64.7322 | #N/A | #N/A | 2.9629 | #N/A | 0 | 0 | 0 | 0 | 0 | 0 | 0 | 0 | 0.02877% | 1 | 50% | 0% | 0% | 0% | 8.2745 | 0 | 0 | 0 | 8.2745 | #N/A
2007-01-11 12:00 | 1 | 11 | 12 | 11.4583 | 252 | 28.04 | 42.08 | 996 | 28.04 | 26.3597 | 0 | Heating | 3.5146 | #N/A | #N/A | #N/A | #N/A | 26.3597 | #N/A | #N/A | 3.1545 | #N/A | 0 | 0 | 0 | 0 | 0 | 0 | 0 | 0 | 0.01172% | 1 | 50% | 0% | 0% | 0% | 8.2745 | 0 | 0 | 0 | 8.2745 | #N/A
2007-01-11 13:00 | 1 | 11 | 13 | 11.5 | 253 | 28.94 | 44.06 | 994 | 28.94 | 25.8231 | 0 | Heating | 3.4431 | #N/A | #N/A | #N/A | #N/A | 25.8231 | #N/A | #N/A | 3.188 | #N/A | 0 | 0 | 0 | 0 | 0 | 0 | 0 | 0 | 0.01148% | 1 | 50% | 0% | 0% | 0% | 8.2745 | 0 | 0 | 0 | 8.2745 | #N/A
2007-01-11 14:00 | 1 | 11 | 14 | 11.5417 | 254 | 28.94 | 45.32 | 992 | 28.94 | 14.4488 | 0 | Heating | 1.9265 | #N/A | #N/A | #N/A | #N/A | 14.4488 | #N/A | #N/A | 3.188 | #N/A | 0 | 0 | 0 | 0 | 0 | 0 | 0 | 0 | 0.006422% | 1 | 50% | 0% | 0% | 0% | 8.2745 | 0 | 0 | 0 | 8.2745 | #N/A
2007-01-11 15:00 | 1 | 11 | 15 | 11.5833 | 255 | 32 | 46.22 | 990 | 32 | 10.3777 | 0 | Heating | 1.3837 | #N/A | #N/A | #N/A | #N/A | 10.3777 | #N/A | #N/A | 3.3135 | #N/A | 0 | 0 | 0 | 0 | 0 | 0 | 0 | 0 | 0.004612% | 1 | 50% | 0% | 0% | 0% | 8.2745 | 0 | 0 | 0 | 8.2745 | #N/A
2007-01-11 16:00 | 1 | 11 | 16 | 11.625 | 256 | 33.08 | 46.94 | 988 | 33.08 | 6.9442 | 0 | Heating | 0.92589 | #N/A | #N/A | #N/A | #N/A | 6.9442 | #N/A | #N/A | 3.3624 | #N/A | 0 | 0 | 0 | 0 | 0 | 0 | 0 | 0 | 0.003086% | 1 | 50% | 0% | 0% | 0% | 8.2745 | 0 | 0 | 0 | 8.2745 | #N/A
2007-01-11 17:00 | 1 | 11 | 17 | 11.6667 | 257 | 33.08 | 47.3 | 987 | 33.08 | 0.58523 | 0 | Heating | 0.078031 | #N/A | #N/A | #N/A | #N/A | 0.58523 | #N/A | #N/A | 3.3624 | #N/A | 0 | 0 | 0 | 0 | 0 | 0 | 0 | 0 | 0.0002601% | 1 | 50% | 0% | 0% | 0% | 8.2745 | 0 | 0 | 0 | 8.2745 | #N/A
2007-01-11 18:00 | 1 | 11 | 18 | 11.7083 | 258 | 33.08 | 47.66 | 985 | 33.08 | 1.5566 | 0 | Heating | 0.20754 | #N/A | #N/A | #N/A | #N/A | 1.5566 | #N/A | #N/A | 3.3624 | #N/A | 0 | 0 | 0 | 0 | 0 | 0 | 0 | 0 | 0.0006918% | 1 | 50% | 0% | 0% | 0% | 8.2745 | 0 | 0 | 0 | 8.2745 | #N/A
2007-01-11 19:00 | 1 | 11 | 19 | 11.75 | 259 | 33.98 | 48.02 | 984 | 33.98 | 6.3353 | 0 | Heating | 0.84471 | #N/A | #N/A | #N/A | #N/A | 6.3353 | #N/A | #N/A | 3.405 | #N/A | 0 | 0 | 0 | 0 | 0 | 0 | 0 | 0 | 0.002816% | 1 | 50% | 0% | 0% | 0% | 8.2745 | 0 | 0 | 0 | 8.2745 | #N/A
2007-01-11 20:00 | 1 | 11 | 20 | 11.7917 | 260 | 33.98 | 42.98 | 985 | 33.98 | 11.1234 | 0 | Heating | 1.4831 | #N/A | #N/A | #N/A | #N/A | 11.1234 | #N/A | #N/A | 3.405 | #N/A | 0 | 0 | 0 | 0 | 0 | 0 | 0 | 0 | 0.004944% | 1 | 50% | 0% | 0% | 0% | 8.2745 | 0 | 0 | 0 | 8.2745 | #N/A
2007-01-11 21:00 | 1 | 11 | 21 | 11.8333 | 261 | 33.08 | 37.94 | 985 | 33.08 | 47.7447 | 0 | Heating | 6.366 | #N/A | #N/A | #N/A | #N/A | 47.7447 | #N/A | #N/A | 3.3624 | #N/A | 0 | 0 | 0 | 0 | 0 | 0 | 0 | 0 | 0.02122% | 1 | 50% | 0% | 0% | 0% | 8.2745 | 0 | 0 | 0 | 8.2745 | #N/A
2007-01-11 22:00 | 1 | 11 | 22 | 11.875 | 262 | 33.98 | 33.08 | 986 | 33.98 | 149.6092 | 0 | Heating | 19.9479 | #N/A | #N/A | #N/A | #N/A | 149.6092 | #N/A | #N/A | 3.405 | #N/A | 0 | 0 | 0 | 0 | 0 | 0 | 0 | 0 | 0.06649% | 1 | 50% | 0% | 0% | 0% | 8.2745 | 0 | 0 | 0 | 8.2745 | #N/A
2007-01-11 23:00 | 1 | 11 | 23 | 11.9167 | 263 | 33.98 | 28.58 | 987 | 33.98 | 0 | 0 | Cooling | 0 | #N/A | #N/A | #N/A | #N/A | 0 | 0 | 0 | 0 | 0 | 0 | #N/A | #N/A | 88 | #N/A | #N/A | #N/A | #N/A | 0% | 1 | 50% | 0% | 0% | 0% | 8.2745 | 0 | 0 | 0 | 8.2745 | #N/A
2007-01-12 | 1 | 12 | 0 | 11.9583 | 264 | 33.08 | 24.08 | 988 | 33.08 | 0.071585 | 0 | Heating | 0.0095446 | #N/A | #N/A | #N/A | #N/A | 0.071585 | #N/A | #N/A | 3.3624 | #N/A | 0 | 0 | 0 | 0 | 0 | 0 | 0 | 0 | 3.182e-05% | 1 | 50% | 0% | 0% | 0% | 8.2745 | 0 | 0 | 0 | 8.2745 | #N/A
2007-01-12 01:00 | 1 | 12 | 1 | 12 | 265 | 33.08 | 19.94 | 989 | 33.08 | 8.2273 | 0 | Heating | 1.097 | #N/A | #N/A | #N/A | #N/A | 8.2273 | #N/A | #N/A | 3.3624 | #N/A | 0 | 0 | 0 | 0 | 0 | 0 | 0 | 0 | 0.003657% | 1 | 50% | 0% | 0% | 0% | 8.2745 | 0 | 0 | 0 | 8.2745 | #N/A
2007-01-12 02:00 | 1 | 12 | 2 | 12.0417 | 266 | 33.08 | 21.02 | 991 | 33.08 | 16.2547 | 0 | Heating | 2.1673 | #N/A | #N/A | #N/A | #N/A | 16.2547 | #N/A | #N/A | 3.3624 | #N/A | 0 | 0 | 0 | 0 | 0 | 0 | 0 | 0 | 0.007224% | 1 | 50% | 0% | 0% | 0% | 8.2745 | 0 | 0 | 0 | 8.2745 | #N/A
2007-01-12 03:00 | 1 | 12 | 3 | 12.0833 | 267 | 33.08 | 22.46 | 992 | 33.08 | 25.2138 | 0 | Heating | 3.3618 | #N/A | #N/A | #N/A | #N/A | 25.2138 | #N/A | #N/A | 3.3624 | #N/A | 0 | 0 | 0 | 0 | 0 | 0 | 0 | 0 | 0.01121% | 1 | 50% | 0% | 0% | 0% | 8.2745 | 0 | 0 | 0 | 8.2745 | #N/A
2007-01-12 04:00 | 1 | 12 | 4 | 12.125 | 268 | 33.98 | 24.08 | 994 | 33.98 | 91.4576 | 0 | Heating | 12.1943 | #N/A | #N/A | #N/A | #N/A | 91.4576 | #N/A | #N/A | 3.405 | #N/A | 0 | 0 | 0 | 0 | 0 | 0 | 0 | 0 | 0.04065% | 1 | 50% | 0% | 0% | 0% | 8.2745 | 0 | 0 | 0 | 8.2745 | #N/A
2007-01-12 05:00 | 1 | 12 | 5 | 12.1667 | 269 | 33.98 | 19.22 | 995 | 33.98 | 181.1212 | 0 | Heating | 24.1495 | #N/A | #N/A | #N/A | #N/A | 181.1212 | #N/A | #N/A | 3.405 | #N/A | 0 | 0 | 0 | 0 | 0 | 0 | 0 | 0 | 0.0805% | 1 | 50% | 0% | 0% | 0% | 8.2745 | 0 | 0 | 0 | 8.2745 | #N/A
2007-01-12 06:00 | 1 | 12 | 6 | 12.2083 | 270 | 33.98 | 14.54 | 997 | 33.98 | 233.3354 | 0 | Heating | 31.1114 | #N/A | #N/A | #N/A | #N/A | 233.3354 | #N/A | #N/A | 3.405 | #N/A | 0 | 0 | 0 | 0 | 0 | 0 | 0 | 0 | 0.1037% | 1 | 50% | 0% | 0% | 0% | 8.2745 | 0 | 0 | 0 | 8.2745 | #N/A
2007-01-12 07:00 | 1 | 12 | 7 | 12.25 | 271 | 33.98 | 10.04 | 998 | 33.98 | 931.1505 | 0 | Heating | 124.1534 | #N/A | #N/A | #N/A | #N/A | 931.1505 | #N/A | #N/A | 3.405 | #N/A | 0 | 0 | 0 | 0 | 0 | 0 | 0 | 0 | 0.4138% | 1 | 50% | 0% | 0% | 0% | 8.2745 | 0 | 0 | 0 | 8.2745 | #N/A
2007-01-12 08:00 | 1 | 12 | 8 | 12.2917 | 272 | 33.98 | 8.24 | 1000 | 33.98 | 699.7324 | 0 | Heating | 93.2977 | #N/A | #N/A | #N/A | #N/A | 699.7324 | #N/A | #N/A | 3.405 | #N/A | 0 | 0 | 0 | 0 | 0 | 0 | 0 | 0 | 0.311% | 1 | 50% | 0% | 0% | 0% | 8.2745 | 0 | 0 | 0 | 8.2745 | #N/A
2007-01-12 09:00 | 1 | 12 | 9 | 12.3333 | 273 | 33.8 | 7.34 | 1002 | 33.8 | 600.8053 | 0 | Heating | 80.1074 | #N/A | #N/A | #N/A | #N/A | 600.8053 | #N/A | #N/A | 3.3963 | #N/A | 0 | 0 | 0 | 0 | 0 | 0 | 0 | 0 | 0.267% | 1 | 50% | 0% | 0% | 0% | 8.2745 | 0 | 0 | 0 | 8.2745 | #N/A
2007-01-12 10:00 | 1 | 12 | 10 | 12.375 | 274 | 35.96 | 6.98 | 1004 | 35.96 | 638.3665 | 0 | Heating | 85.1155 | #N/A | #N/A | #N/A | #N/A | 638.3665 | #N/A | #N/A | 3.5052 | #N/A | 0 | 0 | 0 | 0 | 0 | 0 | 0 | 0 | 0.2837% | 1 | 50% | 0% | 0% | 0% | 8.2745 | 0 | 0 | 0 | 8.2745 | #N/A
2007-01-12 11:00 | 1 | 12 | 11 | 12.4167 | 275 | 35.96 | 5.36 | 1005 | 35.96 | 646.5093 | 0 | Heating | 86.2012 | #N/A | #N/A | #N/A | #N/A | 646.5093 | #N/A | #N/A | 3.5052 | #N/A | 0 | 0 | 0 | 0 | 0 | 0 | 0 | 0 | 0.2873% | 1 | 50% | 0% | 0% | 0% | 8.2745 | 0 | 0 | 0 | 8.2745 | #N/A
2007-01-12 12:00 | 1 | 12 | 12 | 12.4583 | 276 | 37.94 | 3.56 | 1006 | 37.94 | 572.061 | 0 | Heating | 76.2748 | #N/A | #N/A | #N/A | #N/A | 572.061 | #N/A | #N/A | 3.6146 | #N/A | 0 | 0 | 0 | 0 | 0 | 0 | 0 | 0 | 0.2542% | 1 | 50% | 0% | 0% | 0% | 8.2745 | 0 | 0 | 0 | 8.2745 | #N/A
2007-01-12 13:00 | 1 | 12 | 13 | 12.5 | 277 | 41 | 1.94 | 1007 | 41 | 510.99 | 0 | Heating | 68.132 | #N/A | #N/A | #N/A | #N/A | 510.99 | #N/A | #N/A | 3.8033 | #N/A | 0 | 0 | 0 | 0 | 0 | 0 | 0 | 0 | 0.2271% | 1 | 50% | 0% | 0% | 0% | 8.2745 | 0 | 0 | 0 | 8.2745 | #N/A
2007-01-12 14:00 | 1 | 12 | 14 | 12.5417 | 278 | 41 | 3.2 | 1008 | 41 | 493.6376 | 0 | Heating | 65.8183 | #N/A | #N/A | #N/A | #N/A | 493.6376 | #N/A | #N/A | 3.8033 | #N/A | 0 | 0 | 0 | 0 | 0 | 0 | 0 | 0 | 0.2194% | 1 | 50% | 0% | 0% | 0% | 8.2745 | 0 | 0 | 0 | 8.2745 | #N/A
2007-01-12 15:00 | 1 | 12 | 15 | 12.5833 | 279 | 44.06 | 4.28 | 1008 | 44.06 | 552.7488 | 0 | Heating | 73.6998 | #N/A | #N/A | #N/A | #N/A | 552.7488 | #N/A | #N/A | 4.0174 | #N/A | 0 | 0 | 0 | 0 | 0 | 0 | 0 | 0 | 0.2457% | 1 | 50% | 0% | 0% | 0% | 8.2745 | 0 | 0 | 0 | 8.2745 | #N/A
2007-01-12 16:00 | 1 | 12 | 16 | 12.625 | 280 | 44.06 | 5 | 1009 | 44.06 | 585.3749 | 0 | Heating | 78.05 | #N/A | #N/A | #N/A | #N/A | 585.3749 | #N/A | #N/A | 4.0174 | #N/A | 0 | 0 | 0 | 0 | 0 | 0 | 0 | 0 | 0.2602% | 1 | 50% | 0% | 0% | 0% | 8.2745 | 0 | 0 | 0 | 8.2745 | #N/A
2007-01-12 17:00 | 1 | 12 | 17 | 12.6667 | 281 | 44.06 | 6.26 | 1010 | 44.06 | 594.3292 | 0 | Heating | 79.2439 | #N/A | #N/A | #N/A | #N/A | 594.3292 | #N/A | #N/A | 4.0174 | #N/A | 0 | 0 | 0 | 0 | 0 | 0 | 0 | 0 | 0.2641% | 1 | 50% | 0% | 0% | 0% | 8.2745 | 0 | 0 | 0 | 8.2745 | #N/A
2007-01-12 18:00 | 1 | 12 | 18 | 12.7083 | 282 | 42.98 | 7.7 | 1012 | 42.98 | 649.6929 | 0 | Heating | 86.6257 | #N/A | #N/A | #N/A | #N/A | 649.6929 | #N/A | #N/A | 3.9388 | #N/A | 0 | 0 | 0 | 0 | 0 | 0 | 0 | 0 | 0.2888% | 1 | 50% | 0% | 0% | 0% | 8.2745 | 0 | 0 | 0 | 8.2745 | #N/A
2007-01-12 19:00 | 1 | 12 | 19 | 12.75 | 283 | 44.06 | 8.96 | 1013 | 44.06 | 82.1544 | 0 | Heating | 10.9539 | #N/A | #N/A | #N/A | #N/A | 82.1544 | #N/A | #N/A | 4.0174 | #N/A | 0 | 0 | 0 | 0 | 0 | 0 | 0 | 0 | 0.03651% | 1 | 50% | 0% | 0% | 0% | 8.2745 | 0 | 0 | 0 | 8.2745 | #N/A
2007-01-12 20:00 | 1 | 12 | 20 | 12.7917 | 284 | 44.06 | 9.68 | 1014 | 44.06 | 198.3162 | 0 | Heating | 26.4422 | #N/A | #N/A | #N/A | #N/A | 198.3162 | #N/A | #N/A | 4.0174 | #N/A | 0 | 0 | 0 | 0 | 0 | 0 | 0 | 0 | 0.08814% | 1 | 50% | 0% | 0% | 0% | 8.2745 | 0 | 0 | 0 | 8.2745 | #N/A
2007-01-12 21:00 | 1 | 12 | 21 | 12.8333 | 285 | 44.96 | 10.22 | 1015 | 44.96 | 261.7162 | 0 | Heating | 34.8955 | #N/A | #N/A | #N/A | #N/A | 261.7162 | #N/A | #N/A | 4.0856 | #N/A | 0 | 0 | 0 | 0 | 0 | 0 | 0 | 0 | 0.1163% | 1 | 50% | 0% | 0% | 0% | 8.2745 | 0 | 0 | 0 | 8.2745 | #N/A
2007-01-12 22:00 | 1 | 12 | 22 | 12.875 | 286 | 44.96 | 10.94 | 1016 | 44.96 | 346.5123 | 0 | Heating | 46.2016 | #N/A | #N/A | #N/A | #N/A | 346.5123 | #N/A | #N/A | 4.0856 | #N/A | 0 | 0 | 0 | 0 | 0 | 0 | 0 | 0 | 0.154% | 1 | 50% | 0% | 0% | 0% | 8.2745 | 0 | 0 | 0 | 8.2745 | #N/A
2007-01-12 23:00 | 1 | 12 | 23 | 12.9167 | 287 | 44.96 | 11.48 | 1016 | 44.96 | 402.6017 | 0 | Heating | 53.6802 | #N/A | #N/A | #N/A | #N/A | 402.6017 | #N/A | #N/A | 4.0856 | #N/A | 0 | 0 | 0 | 0 | 0 | 0 | 0 | 0 | 0.1789% | 1 | 50% | 0% | 0% | 0% | 8.2745 | 0 | 0 | 0 | 8.2745 | #N/A
2007-01-13 | 1 | 13 | 0 | 12.9583 | 288 | 44.06 | 12.02 | 1016 | 44.06 | 441.1022 | 0 | Heating | 58.8136 | #N/A | #N/A | #N/A | #N/A | 441.1022 | #N/A | #N/A | 4.0174 | #N/A | 0 | 0 | 0 | 0 | 0 | 0 | 0 | 0 | 0.196% | 1 | 50% | 0% | 0% | 0% | 8.2745 | 0 | 0 | 0 | 8.2745 | #N/A
2007-01-13 01:00 | 1 | 13 | 1 | 13 | 289 | 44.06 | 12.92 | 1017 | 44.06 | 448.7738 | 0 | Heating | 59.8365 | #N/A | #N/A | #N/A | #N/A | 448.7738 | #N/A | #N/A | 4.0174 | #N/A | 0 | 0 | 0 | 0 | 0 | 0 | 0 | 0 | 0.1995% | 1 | 50% | 0% | 0% | 0% | 8.2745 | 0 | 0 | 0 | 8.2745 | #N/A
2007-01-13 02:00 | 1 | 13 | 2 | 13.0417 | 290 | 44.06 | 12.38 | 1017 | 44.06 | 468.0674 | 0 | Heating | 62.409 | #N/A | #N/A | #N/A | #N/A | 468.0674 | #N/A | #N/A | 4.0174 | #N/A | 0 | 0 | 0 | 0 | 0 | 0 | 0 | 0 | 0.208% | 1 | 50% | 0% | 0% | 0% | 8.2745 | 0 | 0 | 0 | 8.2745 | #N/A
2007-01-13 03:00 | 1 | 13 | 3 | 13.0834 | 291 | 42.08 | 12.02 | 1017 | 42.08 | 494.7989 | 0 | Heating | 65.9732 | #N/A | #N/A | #N/A | #N/A | 494.7989 | #N/A | #N/A | 3.8759 | #N/A | 0 | 0 | 0 | 0 | 0 | 0 | 0 | 0 | 0.2199% | 1 | 50% | 0% | 0% | 0% | 8.2745 | 0 | 0 | 0 | 8.2745 | #N/A
2007-01-13 04:00 | 1 | 13 | 4 | 13.125 | 292 | 42.08 | 12.02 | 1018 | 42.08 | 519.2335 | 0 | Heating | 69.2311 | #N/A | #N/A | #N/A | #N/A | 519.2335 | #N/A | #N/A | 3.8759 | #N/A | 0 | 0 | 0 | 0 | 0 | 0 | 0 | 0 | 0.2308% | 1 | 50% | 0% | 0% | 0% | 8.2745 | 0 | 0 | 0 | 8.2745 | #N/A
2007-01-13 05:00 | 1 | 13 | 5 | 13.1667 | 293 | 42.08 | 12.02 | 1018 | 42.08 | 538.0517 | 0 | Heating | 71.7402 | #N/A | #N/A | #N/A | #N/A | 538.0517 | #N/A | #N/A | 3.8759 | #N/A | 0 | 0 | 0 | 0 | 0 | 0 | 0 | 0 | 0.2391% | 1 | 50% | 0% | 0% | 0% | 8.2745 | 0 | 0 | 0 | 8.2745 | #N/A
2007-01-13 06:00 | 1 | 13 | 6 | 13.2084 | 294 | 44.06 | 12.38 | 1018 | 44.06 | 528.2005 | 0 | Heating | 70.4267 | #N/A | #N/A | #N/A | #N/A | 528.2005 | #N/A | #N/A | 4.0174 | #N/A | 0 | 0 | 0 | 0 | 0 | 0 | 0 | 0 | 0.2348% | 1 | 50% | 0% | 0% | 0% | 8.2745 | 0 | 0 | 0 | 8.2745 | #N/A
2007-01-13 07:00 | 1 | 13 | 7 | 13.25 | 295 | 44.06 | 12.92 | 1018 | 44.06 | 490.1677 | 0 | Heating | 65.3557 | #N/A | #N/A | #N/A | #N/A | 490.1677 | #N/A | #N/A | 4.0174 | #N/A | 0 | 0 | 0 | 0 | 0 | 0 | 0 | 0 | 0.2179% | 1 | 50% | 0% | 0% | 0% | 8.2745 | 0 | 0 | 0 | 8.2745 | #N/A
2007-01-13 08:00 | 1 | 13 | 8 | 13.2917 | 296 | 44.06 | 12.56 | 1018 | 44.06 | 446.3418 | 0 | Heating | 59.5122 | #N/A | #N/A | #N/A | #N/A | 446.3418 | #N/A | #N/A | 4.0174 | #N/A | 0 | 0 | 0 | 0 | 0 | 0 | 0 | 0 | 0.1984% | 1 | 50% | 0% | 0% | 0% | 8.2745 | 0 | 0 | 0 | 8.2745 | #N/A
2007-01-13 09:00 | 1 | 13 | 9 | 13.3334 | 297 | 42.8 | 12.92 | 1018 | 42.8 | 379.2578 | 0 | Heating | 50.5677 | #N/A | #N/A | #N/A | #N/A | 379.2578 | #N/A | #N/A | 3.9261 | #N/A | 0 | 0 | 0 | 0 | 0 | 0 | 0 | 0 | 0.1686% | 1 | 50% | 0% | 0% | 0% | 8.2745 | 0 | 0 | 0 | 8.2745 | #N/A
2007-01-13 10:00 | 1 | 13 | 10 | 13.375 | 298 | 42.98 | 14 | 1017 | 42.98 | 353.2816 | 0 | Heating | 47.1042 | #N/A | #N/A | #N/A | #N/A | 353.2816 | #N/A | #N/A | 3.9388 | #N/A | 0 | 0 | 0 | 0 | 0 | 0 | 0 | 0 | 0.157% | 1 | 50% | 0% | 0% | 0% | 8.2745 | 0 | 0 | 0 | 8.2745 | #N/A
2007-01-13 11:00 | 1 | 13 | 11 | 13.4167 | 299 | 42.98 | 14.18 | 1016 | 42.98 | 321.4902 | 0 | Heating | 42.8654 | #N/A | #N/A | #N/A | #N/A | 321.4902 | #N/A | #N/A | 3.9388 | #N/A | 0 | 0 | 0 | 0 | 0 | 0 | 0 | 0 | 0.1429% | 1 | 50% | 0% | 0% | 0% | 8.2745 | 0 | 0 | 0 | 8.2745 | #N/A
2007-01-13 12:00 | 1 | 13 | 12 | 13.4584 | 300 | 42.8 | 14 | 1015 | 42.8 | 272.6702 | 0 | Heating | 36.356 | #N/A | #N/A | #N/A | #N/A | 272.6702 | #N/A | #N/A | 3.9261 | #N/A | 0 | 0 | 0 | 0 | 0 | 0 | 0 | 0 | 0.1212% | 1 | 50% | 0% | 0% | 0% | 8.2745 | 0 | 0 | 0 | 8.2745 | #N/A
2007-01-13 13:00 | 1 | 13 | 13 | 13.5 | 301 | 39.2 | 14 | 1014 | 39.2 | 258.9403 | 0 | Heating | 34.5254 | #N/A | #N/A | #N/A | #N/A | 258.9403 | #N/A | #N/A | 3.6894 | #N/A | 0 | 0 | 0 | 0 | 0 | 0 | 0 | 0 | 0.1151% | 1 | 50% | 0% | 0% | 0% | 8.2745 | 0 | 0 | 0 | 8.2745 | #N/A
2007-01-13 14:00 | 1 | 13 | 14 | 13.5417 | 302 | 37.04 | 13.28 | 1013 | 37.04 | 245.6335 | 0 | Heating | 32.7511 | #N/A | #N/A | #N/A | #N/A | 245.6335 | #N/A | #N/A | 3.5637 | #N/A | 0 | 0 | 0 | 0 | 0 | 0 | 0 | 0 | 0.1092% | 1 | 50% | 0% | 0% | 0% | 8.2745 | 0 | 0 | 0 | 8.2745 | #N/A
2007-01-13 15:00 | 1 | 13 | 15 | 13.5834 | 303 | 33.98 | 12.2 | 1012 | 33.98 | 214.5276 | 0 | Heating | 28.6037 | #N/A | #N/A | #N/A | #N/A | 214.5276 | #N/A | #N/A | 3.405 | #N/A | 0 | 0 | 0 | 0 | 0 | 0 | 0 | 0 | 0.09535% | 1 | 50% | 0% | 0% | 0% | 8.2745 | 0 | 0 | 0 | 8.2745 | #N/A
2007-01-13 16:00 | 1 | 13 | 16 | 13.625 | 304 | 33.8 | 10.94 | 1011 | 33.8 | 199.4494 | 0 | Heating | 26.5933 | #N/A | #N/A | #N/A | #N/A | 199.4494 | #N/A | #N/A | 3.3963 | #N/A | 0 | 0 | 0 | 0 | 0 | 0 | 0 | 0 | 0.08864% | 1 | 50% | 0% | 0% | 0% | 8.2745 | 0 | 0 | 0 | 8.2745 | #N/A
2007-01-13 17:00 | 1 | 13 | 17 | 13.6667 | 305 | 32 | 9.32 | 1011 | 32 | 199.2551 | 0 | Heating | 26.5673 | #N/A | #N/A | #N/A | #N/A | 199.2551 | #N/A | #N/A | 3.3135 | #N/A | 0 | 0 | 0 | 0 | 0 | 0 | 0 | 0 | 0.08856% | 1 | 50% | 0% | 0% | 0% | 8.2745 | 0 | 0 | 0 | 8.2745 | #N/A
2007-01-13 18:00 | 1 | 13 | 18 | 13.7084 | 306 | 30.2 | 7.7 | 1010 | 30.2 | 228.8755 | 0 | Heating | 30.5167 | #N/A | #N/A | #N/A | #N/A | 228.8755 | #N/A | #N/A | 3.2375 | #N/A | 0 | 0 | 0 | 0 | 0 | 0 | 0 | 0 | 0.1017% | 1 | 50% | 0% | 0% | 0% | 8.2745 | 0 | 0 | 0 | 8.2745 | #N/A
2007-01-13 19:00 | 1 | 13 | 19 | 13.75 | 307 | 28.94 | 6.08 | 1010 | 28.94 | 264.6741 | 0 | Heating | 35.2899 | #N/A | #N/A | #N/A | #N/A | 264.6741 | #N/A | #N/A | 3.188 | #N/A | 0 | 0 | 0 | 0 | 0 | 0 | 0 | 0 | 0.1176% | 1 | 50% | 0% | 0% | 0% | 8.2745 | 0 | 0 | 0 | 8.2745 | #N/A
2007-01-13 20:00 | 1 | 13 | 20 | 13.7917 | 308 | 28.94 | 10.4 | 1009 | 28.94 | 298.0053 | 0 | Heating | 39.734 | #N/A | #N/A | #N/A | #N/A | 298.0053 | #N/A | #N/A | 3.188 | #N/A | 0 | 0 | 0 | 0 | 0 | 0 | 0 | 0 | 0.1324% | 1 | 50% | 0% | 0% | 0% | 8.2745 | 0 | 0 | 0 | 8.2745 | #N/A
2007-01-13 21:00 | 1 | 13 | 21 | 13.8334 | 309 | 28.04 | 14.72 | 1008 | 28.04 | 288.6404 | 0 | Heating | 38.4854 | #N/A | #N/A | #N/A | #N/A | 288.6404 | #N/A | #N/A | 3.1545 | #N/A | 0 | 0 | 0 | 0 | 0 | 0 | 0 | 0 | 0.1283% | 1 | 50% | 0% | 0% | 0% | 8.2745 | 0 | 0 | 0 | 8.2745 | #N/A
2007-01-13 22:00 | 1 | 13 | 22 | 13.875 | 310 | 28.04 | 19.04 | 1007 | 28.04 | 302.5435 | 0 | Heating | 40.3391 | #N/A | #N/A | #N/A | #N/A | 302.5435 | #N/A | #N/A | 3.1545 | #N/A | 0 | 0 | 0 | 0 | 0 | 0 | 0 | 0 | 0.1345% | 1 | 50% | 0% | 0% | 0% | 8.2745 | 0 | 0 | 0 | 8.2745 | #N/A
2007-01-13 23:00 | 1 | 13 | 23 | 13.9167 | 311 | 28.04 | 21.2 | 1007 | 28.04 | 317.0601 | 0 | Heating | 42.2747 | #N/A | #N/A | #N/A | #N/A | 317.0601 | #N/A | #N/A | 3.1545 | #N/A | 0 | 0 | 0 | 0 | 0 | 0 | 0 | 0 | 0.1409% | 1 | 50% | 0% | 0% | 0% | 8.2745 | 0 | 0 | 0 | 8.2745 | #N/A
2007-01-14 | 1 | 14 | 0 | 13.9584 | 312 | 26.6 | 23.54 | 1007 | 26.6 | 330.4218 | 0 | Heating | 44.0562 | #N/A | #N/A | #N/A | #N/A | 330.4218 | #N/A | #N/A | 3.104 | #N/A | 0 | 0 | 0 | 0 | 0 | 0 | 0 | 0 | 0.1469% | 1 | 50% | 0% | 0% | 0% | 8.2745 | 0 | 0 | 0 | 8.2745 | #N/A
2007-01-14 01:00 | 1 | 14 | 1 | 14 | 313 | 26.6 | 26.06 | 1007 | 26.6 | 299.5221 | 0 | Heating | 39.9363 | #N/A | #N/A | #N/A | #N/A | 299.5221 | #N/A | #N/A | 3.104 | #N/A | 0 | 0 | 0 | 0 | 0 | 0 | 0 | 0 | 0.1331% | 1 | 50% | 0% | 0% | 0% | 8.2745 | 0 | 0 | 0 | 8.2745 | #N/A
2007-01-14 02:00 | 1 | 14 | 2 | 14.0417 | 314 | 26.96 | 26.78 | 1007 | 26.96 | 295.1952 | 0 | Heating | 39.3594 | #N/A | #N/A | #N/A | #N/A | 295.1952 | #N/A | #N/A | 3.1163 | #N/A | 0 | 0 | 0 | 0 | 0 | 0 | 0 | 0 | 0.1312% | 1 | 50% | 0% | 0% | 0% | 8.2745 | 0 | 0 | 0 | 8.2745 | #N/A
2007-01-14 03:00 | 1 | 14 | 3 | 14.0834 | 315 | 26.6 | 27.68 | 1007 | 26.6 | 296.467 | 0 | Heating | 39.5289 | #N/A | #N/A | #N/A | #N/A | 296.467 | #N/A | #N/A | 3.104 | #N/A | 0 | 0 | 0 | 0 | 0 | 0 | 0 | 0 | 0.1318% | 1 | 50% | 0% | 0% | 0% | 8.2745 | 0 | 0 | 0 | 8.2745 | #N/A
2007-01-14 04:00 | 1 | 14 | 4 | 14.125 | 316 | 26.6 | 28.94 | 1006 | 26.6 | 296.2269 | 0 | Heating | 39.4969 | #N/A | #N/A | #N/A | #N/A | 296.2269 | #N/A | #N/A | 3.104 | #N/A | 0 | 0 | 0 | 0 | 0 | 0 | 0 | 0 | 0.1317% | 1 | 50% | 0% | 0% | 0% | 8.2745 | 0 | 0 | 0 | 8.2745 | #N/A
2007-01-14 05:00 | 1 | 14 | 5 | 14.1667 | 317 | 26.06 | 30.02 | 1006 | 26.06 | 303.3032 | 0 | Heating | 40.4404 | #N/A | #N/A | #N/A | #N/A | 303.3032 | #N/A | #N/A | 3.0859 | #N/A | 0 | 0 | 0 | 0 | 0 | 0 | 0 | 0 | 0.1348% | 1 | 50% | 0% | 0% | 0% | 8.2745 | 0 | 0 | 0 | 8.2745 | #N/A
2007-01-14 06:00 | 1 | 14 | 6 | 14.2084 | 318 | 26.6 | 31.46 | 1006 | 26.6 | 287.0738 | 0 | Heating | 38.2765 | #N/A | #N/A | #N/A | #N/A | 287.0738 | #N/A | #N/A | 3.104 | #N/A | 0 | 0 | 0 | 0 | 0 | 0 | 0 | 0 | 0.1276% | 1 | 50% | 0% | 0% | 0% | 8.2745 | 0 | 0 | 0 | 8.2745 | #N/A
2007-01-14 07:00 | 1 | 14 | 7 | 14.25 | 319 | 26.6 | 33.08 | 1006 | 26.6 | 1306.8455 | 0 | Heating | 174.2461 | #N/A | #N/A | #N/A | #N/A | 1306.8455 | #N/A | #N/A | 3.104 | #N/A | 0 | 0 | 0 | 0 | 0 | 0 | 0 | 0 | 0.5808% | 1 | 50% | 0% | 0% | 0% | 8.2745 | 0 | 0 | 0 | 8.2745 | #N/A
2007-01-14 08:00 | 1 | 14 | 8 | 14.2917 | 320 | 26.96 | 32 | 1007 | 26.96 | 881.4103 | 0 | Heating | 117.5214 | #N/A | #N/A | #N/A | #N/A | 881.4103 | #N/A | #N/A | 3.1163 | #N/A | 0 | 0 | 0 | 0 | 0 | 0 | 0 | 0 | 0.3917% | 1 | 50% | 0% | 0% | 0% | 8.2745 | 0 | 0 | 0 | 8.2745 | #N/A
2007-01-14 09:00 | 1 | 14 | 9 | 14.3334 | 321 | 26.6 | 31.64 | 1007 | 26.6 | 534.4284 | 0 | Heating | 71.2571 | #N/A | #N/A | #N/A | #N/A | 534.4284 | #N/A | #N/A | 3.104 | #N/A | 0 | 0 | 0 | 0 | 0 | 0 | 0 | 0 | 0.2375% | 1 | 50% | 0% | 0% | 0% | 8.2745 | 0 | 0 | 0 | 8.2745 | #N/A
2007-01-14 10:00 | 1 | 14 | 10 | 14.375 | 322 | 28.4 | 32 | 1007 | 28.4 | 509.4931 | 0 | Heating | 67.9324 | #N/A | #N/A | #N/A | #N/A | 509.4931 | #N/A | #N/A | 3.1678 | #N/A | 0 | 0 | 0 | 0 | 0 | 0 | 0 | 0 | 0.2264% | 1 | 50% | 0% | 0% | 0% | 8.2745 | 0 | 0 | 0 | 8.2745 | #N/A
2007-01-14 11:00 | 1 | 14 | 11 | 14.4167 | 323 | 28.04 | 33.44 | 1007 | 28.04 | 492.0126 | 0 | Heating | 65.6017 | #N/A | #N/A | #N/A | #N/A | 492.0126 | #N/A | #N/A | 3.1545 | #N/A | 0 | 0 | 0 | 0 | 0 | 0 | 0 | 0 | 0.2187% | 1 | 50% | 0% | 0% | 0% | 8.2745 | 0 | 0 | 0 | 8.2745 | #N/A
2007-01-14 12:00 | 1 | 14 | 12 | 14.4584 | 324 | 28.4 | 34.7 | 1007 | 28.4 | 416.5573 | 0 | Heating | 55.541 | #N/A | #N/A | #N/A | #N/A | 416.5573 | #N/A | #N/A | 3.1678 | #N/A | 0 | 0 | 0 | 0 | 0 | 0 | 0 | 0 | 0.1851% | 1 | 50% | 0% | 0% | 0% | 8.2745 | 0 | 0 | 0 | 8.2745 | #N/A
2007-01-14 13:00 | 1 | 14 | 13 | 14.5 | 325 | 30.2 | 35.96 | 1006 | 30.2 | 435.9781 | 0 | Heating | 58.1304 | #N/A | #N/A | #N/A | #N/A | 435.9781 | #N/A | #N/A | 3.2375 | #N/A | 0 | 0 | 0 | 0 | 0 | 0 | 0 | 0 | 0.1938% | 1 | 50% | 0% | 0% | 0% | 8.2745 | 0 | 0 | 0 | 8.2745 | #N/A
2007-01-14 14:00 | 1 | 14 | 14 | 14.5417 | 326 | 30.02 | 36.5 | 1006 | 30.02 | 297.73 | 0 | Heating | 39.6973 | #N/A | #N/A | #N/A | #N/A | 297.73 | #N/A | #N/A | 3.2302 | #N/A | 0 | 0 | 0 | 0 | 0 | 0 | 0 | 0 | 0.1323% | 1 | 50% | 0% | 0% | 0% | 8.2745 | 0 | 0 | 0 | 8.2745 | #N/A
2007-01-14 15:00 | 1 | 14 | 15 | 14.5834 | 327 | 30.2 | 37.04 | 1007 | 30.2 | 255.7538 | 0 | Heating | 34.1005 | #N/A | #N/A | #N/A | #N/A | 255.7538 | #N/A | #N/A | 3.2375 | #N/A | 0 | 0 | 0 | 0 | 0 | 0 | 0 | 0 | 0.1137% | 1 | 50% | 0% | 0% | 0% | 8.2745 | 0 | 0 | 0 | 8.2745 | #N/A
2007-01-14 16:00 | 1 | 14 | 16 | 14.625 | 328 | 32 | 37.04 | 1007 | 32 | 226.8231 | 0 | Heating | 30.2431 | #N/A | #N/A | #N/A | #N/A | 226.8231 | #N/A | #N/A | 3.3135 | #N/A | 0 | 0 | 0 | 0 | 0 | 0 | 0 | 0 | 0.1008% | 1 | 50% | 0% | 0% | 0% | 8.2745 | 0 | 0 | 0 | 8.2745 | #N/A
2007-01-14 17:00 | 1 | 14 | 17 | 14.6667 | 329 | 32 | 35.96 | 1008 | 32 | 167.4665 | 0 | Heating | 22.3289 | #N/A | #N/A | #N/A | #N/A | 167.4665 | #N/A | #N/A | 3.3135 | #N/A | 0 | 0 | 0 | 0 | 0 | 0 | 0 | 0 | 0.07443% | 1 | 50% | 0% | 0% | 0% | 8.2745 | 0 | 0 | 0 | 8.2745 | #N/A
2007-01-14 18:00 | 1 | 14 | 18 | 14.7084 | 330 | 32 | 35.06 | 1008 | 32 | 212.2621 | 0 | Heating | 28.3016 | #N/A | #N/A | #N/A | #N/A | 212.2621 | #N/A | #N/A | 3.3135 | #N/A | 0 | 0 | 0 | 0 | 0 | 0 | 0 | 0 | 0.09434% | 1 | 50% | 0% | 0% | 0% | 8.2745 | 0 | 0 | 0 | 8.2745 | #N/A
2007-01-14 19:00 | 1 | 14 | 19 | 14.75 | 331 | 32 | 33.98 | 1009 | 32 | 305.4473 | 0 | Heating | 40.7263 | #N/A | #N/A | #N/A | #N/A | 305.4473 | #N/A | #N/A | 3.3135 | #N/A | 0 | 0 | 0 | 0 | 0 | 0 | 0 | 0 | 0.1358% | 1 | 50% | 0% | 0% | 0% | 8.2745 | 0 | 0 | 0 | 8.2745 | #N/A
2007-01-14 20:00 | 1 | 14 | 20 | 14.7917 | 332 | 30.92 | 34.34 | 1010 | 30.92 | 335.6315 | 0 | Heating | 44.7509 | #N/A | #N/A | #N/A | #N/A | 335.6315 | #N/A | #N/A | 3.2671 | #N/A | 0 | 0 | 0 | 0 | 0 | 0 | 0 | 0 | 0.1492% | 1 | 50% | 0% | 0% | 0% | 8.2745 | 0 | 0 | 0 | 8.2745 | #N/A
2007-01-14 21:00 | 1 | 14 | 21 | 14.8334 | 333 | 28.94 | 34.7 | 1010 | 28.94 | 406.7651 | 0 | Heating | 54.2353 | #N/A | #N/A | #N/A | #N/A | 406.7651 | #N/A | #N/A | 3.188 | #N/A | 0 | 0 | 0 | 0 | 0 | 0 | 0 | 0 | 0.1808% | 1 | 50% | 0% | 0% | 0% | 8.2745 | 0 | 0 | 0 | 8.2745 | #N/A
2007-01-14 22:00 | 1 | 14 | 22 | 14.875 | 334 | 28.94 | 35.06 | 1011 | 28.94 | 445.4897 | 0 | Heating | 59.3986 | #N/A | #N/A | #N/A | #N/A | 445.4897 | #N/A | #N/A | 3.188 | #N/A | 0 | 0 | 0 | 0 | 0 | 0 | 0 | 0 | 0.198% | 1 | 50% | 0% | 0% | 0% | 8.2745 | 0 | 0 | 0 | 8.2745 | #N/A
2007-01-14 23:00 | 1 | 14 | 23 | 14.9167 | 335 | 28.94 | 35.24 | 1011 | 28.94 | 7.7637 | 0 | Heating | 1.0352 | #N/A | #N/A | #N/A | #N/A | 7.7637 | #N/A | #N/A | 3.188 | #N/A | 0 | 0 | 0 | 0 | 0 | 0 | 0 | 0 | 0.003451% | 1 | 50% | 0% | 0% | 0% | 8.2745 | 0 | 0 | 0 | 8.2745 | #N/A
2007-01-15 | 1 | 15 | 0 | 14.9584 | 336 | 28.04 | 35.42 | 1011 | 28.04 | 20.9466 | 0 | Heating | 2.7929 | #N/A | #N/A | #N/A | #N/A | 20.9466 | #N/A | #N/A | 3.1545 | #N/A | 0 | 0 | 0 | 0 | 0 | 0 | 0 | 0 | 0.00931% | 1 | 50% | 0% | 0% | 0% | 8.2745 | 0 | 0 | 0 | 8.2745 | #N/A
2007-01-15 01:00 | 1 | 15 | 1 | 15 | 337 | 28.04 | 35.96 | 1011 | 28.04 | 27.6858 | 0 | Heating | 3.6914 | #N/A | #N/A | #N/A | #N/A | 27.6858 | #N/A | #N/A | 3.1545 | #N/A | 0 | 0 | 0 | 0 | 0 | 0 | 0 | 0 | 0.0123% | 1 | 50% | 0% | 0% | 0% | 8.2745 | 0 | 0 | 0 | 8.2745 | #N/A
2007-01-15 02:00 | 1 | 15 | 2 | 15.0417 | 338 | 28.04 | 35.42 | 1011 | 28.04 | 48.293 | 0 | Heating | 6.4391 | #N/A | #N/A | #N/A | #N/A | 48.293 | #N/A | #N/A | 3.1545 | #N/A | 0 | 0 | 0 | 0 | 0 | 0 | 0 | 0 | 0.02146% | 1 | 50% | 0% | 0% | 0% | 8.2745 | 0 | 0 | 0 | 8.2745 | #N/A
2007-01-15 03:00 | 1 | 15 | 3 | 15.0834 | 339 | 26.06 | 35.06 | 1011 | 26.06 | 70.0692 | 0 | Heating | 9.3426 | #N/A | #N/A | #N/A | #N/A | 70.0692 | #N/A | #N/A | 3.0859 | #N/A | 0 | 0 | 0 | 0 | 0 | 0 | 0 | 0 | 0.03114% | 1 | 50% | 0% | 0% | 0% | 8.2745 | 0 | 0 | 0 | 8.2745 | #N/A
2007-01-15 04:00 | 1 | 15 | 4 | 15.125 | 340 | 26.6 | 35.06 | 1011 | 26.6 | 88.6362 | 0 | Heating | 11.8182 | #N/A | #N/A | #N/A | #N/A | 88.6362 | #N/A | #N/A | 3.104 | #N/A | 0 | 0 | 0 | 0 | 0 | 0 | 0 | 0 | 0.03939% | 1 | 50% | 0% | 0% | 0% | 8.2745 | 0 | 0 | 0 | 8.2745 | #N/A
2007-01-15 05:00 | 1 | 15 | 5 | 15.1667 | 341 | 26.06 | 34.52 | 1011 | 26.06 | 108.7995 | 0 | Heating | 14.5066 | #N/A | #N/A | #N/A | #N/A | 108.7995 | #N/A | #N/A | 3.0859 | #N/A | 0 | 0 | 0 | 0 | 0 | 0 | 0 | 0 | 0.04836% | 1 | 50% | 0% | 0% | 0% | 8.2745 | 0 | 0 | 0 | 8.2745 | #N/A
2007-01-15 06:00 | 1 | 15 | 6 | 15.2084 | 342 | 26.6 | 34.16 | 1011 | 26.6 | 103.1458 | 0 | Heating | 13.7528 | #N/A | #N/A | #N/A | #N/A | 103.1458 | #N/A | #N/A | 3.104 | #N/A | 0 | 0 | 0 | 0 | 0 | 0 | 0 | 0 | 0.04584% | 1 | 50% | 0% | 0% | 0% | 8.2745 | 0 | 0 | 0 | 8.2745 | #N/A
2007-01-15 07:00 | 1 | 15 | 7 | 15.25 | 343 | 26.96 | 33.98 | 1011 | 26.96 | 877.5615 | 0 | Heating | 117.0082 | #N/A | #N/A | #N/A | #N/A | 877.5615 | #N/A | #N/A | 3.1163 | #N/A | 0 | 0 | 0 | 0 | 0 | 0 | 0 | 0 | 0.39% | 1 | 50% | 0% | 0% | 0% | 8.2745 | 0 | 0 | 0 | 8.2745 | #N/A
2007-01-15 08:00 | 1 | 15 | 8 | 15.2917 | 344 | 26.96 | 32.9 | 1012 | 26.96 | 560.3697 | 0 | Heating | 74.716 | #N/A | #N/A | #N/A | #N/A | 560.3697 | #N/A | #N/A | 3.1163 | #N/A | 0 | 0 | 0 | 0 | 0 | 0 | 0 | 0 | 0.2491% | 1 | 50% | 0% | 0% | 0% | 8.2745 | 0 | 0 | 0 | 8.2745 | #N/A
2007-01-15 09:00 | 1 | 15 | 9 | 15.3334 | 345 | 28.4 | 32.72 | 1013 | 28.4 | 259.3847 | 0 | Heating | 34.5846 | #N/A | #N/A | #N/A | #N/A | 259.3847 | #N/A | #N/A | 3.1678 | #N/A | 0 | 0 | 0 | 0 | 0 | 0 | 0 | 0 | 0.1153% | 1 | 50% | 0% | 0% | 0% | 8.2745 | 0 | 0 | 0 | 8.2745 | #N/A
2007-01-15 10:00 | 1 | 15 | 10 | 15.375 | 346 | 28.4 | 33.08 | 1013 | 28.4 | 233.4884 | 0 | Heating | 31.1318 | #N/A | #N/A | #N/A | #N/A | 233.4884 | #N/A | #N/A | 3.1678 | #N/A | 0 | 0 | 0 | 0 | 0 | 0 | 0 | 0 | 0.1038% | 1 | 50% | 0% | 0% | 0% | 8.2745 | 0 | 0 | 0 | 8.2745 | #N/A
2007-01-15 11:00 | 1 | 15 | 11 | 15.4167 | 347 | 30.2 | 33.44 | 1013 | 30.2 | 182.0239 | 0 | Heating | 24.2699 | #N/A | #N/A | #N/A | #N/A | 182.0239 | #N/A | #N/A | 3.2375 | #N/A | 0 | 0 | 0 | 0 | 0 | 0 | 0 | 0 | 0.0809% | 1 | 50% | 0% | 0% | 0% | 8.2745 | 0 | 0 | 0 | 8.2745 | #N/A
2007-01-15 12:00 | 1 | 15 | 12 | 15.4584 | 348 | 33.8 | 33.62 | 1013 | 33.8 | 104.6234 | 0 | Heating | 13.9498 | #N/A | #N/A | #N/A | #N/A | 104.6234 | #N/A | #N/A | 3.3963 | #N/A | 0 | 0 | 0 | 0 | 0 | 0 | 0 | 0 | 0.0465% | 1 | 50% | 0% | 0% | 0% | 8.2745 | 0 | 0 | 0 | 8.2745 | #N/A
2007-01-15 13:00 | 1 | 15 | 13 | 15.5 | 349 | 33.08 | 33.98 | 1012 | 33.08 | 101.1276 | 0 | Heating | 13.4837 | #N/A | #N/A | #N/A | #N/A | 101.1276 | #N/A | #N/A | 3.3624 | #N/A | 0 | 0 | 0 | 0 | 0 | 0 | 0 | 0 | 0.04495% | 1 | 50% | 0% | 0% | 0% | 8.2745 | 0 | 0 | 0 | 8.2745 | #N/A
2007-01-15 14:00 | 1 | 15 | 14 | 15.5417 | 350 | 33.08 | 32.9 | 1012 | 33.08 | 34.7477 | 0 | Heating | 4.633 | #N/A | #N/A | #N/A | #N/A | 34.7477 | #N/A | #N/A | 3.3624 | #N/A | 0 | 0 | 0 | 0 | 0 | 0 | 0 | 0 | 0.01544% | 1 | 50% | 0% | 0% | 0% | 8.2745 | 0 | 0 | 0 | 8.2745 | #N/A
2007-01-15 15:00 | 1 | 15 | 15 | 15.5834 | 351 | 35.06 | 31.64 | 1012 | 35.06 | 38.668 | 0 | Heating | 5.1557 | #N/A | #N/A | #N/A | #N/A | 38.668 | #N/A | #N/A | 3.4585 | #N/A | 0 | 0 | 0 | 0 | 0 | 0 | 0 | 0 | 0.01719% | 1 | 50% | 0% | 0% | 0% | 8.2745 | 0 | 0 | 0 | 8.2745 | #N/A
2007-01-15 16:00 | 1 | 15 | 16 | 15.625 | 352 | 35.06 | 30.02 | 1013 | 35.06 | 49.7152 | 0 | Heating | 6.6287 | #N/A | #N/A | #N/A | #N/A | 49.7152 | #N/A | #N/A | 3.4585 | #N/A | 0 | 0 | 0 | 0 | 0 | 0 | 0 | 0 | 0.0221% | 1 | 50% | 0% | 0% | 0% | 8.2745 | 0 | 0 | 0 | 8.2745 | #N/A
2007-01-15 17:00 | 1 | 15 | 17 | 15.6667 | 353 | 35.06 | 28.76 | 1013 | 35.06 | 45.966 | 0 | Heating | 6.1288 | #N/A | #N/A | #N/A | #N/A | 45.966 | #N/A | #N/A | 3.4585 | #N/A | 0 | 0 | 0 | 0 | 0 | 0 | 0 | 0 | 0.02043% | 1 | 50% | 0% | 0% | 0% | 8.2745 | 0 | 0 | 0 | 8.2745 | #N/A
2007-01-15 18:00 | 1 | 15 | 18 | 15.7084 | 354 | 35.96 | 27.32 | 1014 | 35.96 | 102.6331 | 0 | Heating | 13.6844 | #N/A | #N/A | #N/A | #N/A | 102.6331 | #N/A | #N/A | 3.5052 | #N/A | 0 | 0 | 0 | 0 | 0 | 0 | 0 | 0 | 0.04561% | 1 | 50% | 0% | 0% | 0% | 8.2745 | 0 | 0 | 0 | 8.2745 | #N/A
2007-01-15 19:00 | 1 | 15 | 19 | 15.75 | 355 | 37.4 | 26.06 | 1014 | 37.4 | 208.7025 | 0 | Heating | 27.827 | #N/A | #N/A | #N/A | #N/A | 208.7025 | #N/A | #N/A | 3.5838 | #N/A | 0 | 0 | 0 | 0 | 0 | 0 | 0 | 0 | 0.09276% | 1 | 50% | 0% | 0% | 0% | 8.2745 | 0 | 0 | 0 | 8.2745 | #N/A
2007-01-15 20:00 | 1 | 15 | 20 | 15.7917 | 356 | 37.04 | 25.7 | 1014 | 37.04 | 272.982 | 0 | Heating | 36.3976 | #N/A | #N/A | #N/A | #N/A | 272.982 | #N/A | #N/A | 3.5637 | #N/A | 0 | 0 | 0 | 0 | 0 | 0 | 0 | 0 | 0.1213% | 1 | 50% | 0% | 0% | 0% | 8.2745 | 0 | 0 | 0 | 8.2745 | #N/A
2007-01-15 21:00 | 1 | 15 | 21 | 15.8334 | 357 | 37.04 | 25.34 | 1014 | 37.04 | 356.9806 | 0 | Heating | 47.5974 | #N/A | #N/A | #N/A | #N/A | 356.9806 | #N/A | #N/A | 3.5637 | #N/A | 0 | 0 | 0 | 0 | 0 | 0 | 0 | 0 | 0.1587% | 1 | 50% | 0% | 0% | 0% | 8.2745 | 0 | 0 | 0 | 8.2745 | #N/A
2007-01-15 22:00 | 1 | 15 | 22 | 15.875 | 358 | 37.4 | 24.98 | 1014 | 37.4 | 413.2196 | 0 | Heating | 55.096 | #N/A | #N/A | #N/A | #N/A | 413.2196 | #N/A | #N/A | 3.5838 | #N/A | 0 | 0 | 0 | 0 | 0 | 0 | 0 | 0 | 0.1837% | 1 | 50% | 0% | 0% | 0% | 8.2745 | 0 | 0 | 0 | 8.2745 | #N/A
2007-01-15 23:00 | 1 | 15 | 23 | 15.9167 | 359 | 37.04 | 24.08 | 1014 | 37.04 | 11.3227 | 0 | Heating | 1.5097 | #N/A | #N/A | #N/A | #N/A | 11.3227 | #N/A | #N/A | 3.5637 | #N/A | 0 | 0 | 0 | 0 | 0 | 0 | 0 | 0 | 0.005032% | 1 | 50% | 0% | 0% | 0% | 8.2745 | 0 | 0 | 0 | 8.2745 | #N/A
2007-01-16 | 1 | 16 | 0 | 15.9584 | 360 | 37.04 | 23.36 | 1014 | 37.04 | 55.49 | 0 | Heating | 7.3987 | #N/A | #N/A | #N/A | #N/A | 55.49 | #N/A | #N/A | 3.5637 | #N/A | 0 | 0 | 0 | 0 | 0 | 0 | 0 | 0 | 0.02466% | 1 | 50% | 0% | 0% | 0% | 8.2745 | 0 | 0 | 0 | 8.2745 | #N/A
2007-01-16 01:00 | 1 | 16 | 1 | 16 | 361 | 37.04 | 23 | 1014 | 37.04 | 109.5547 | 0 | Heating | 14.6073 | #N/A | #N/A | #N/A | #N/A | 109.5547 | #N/A | #N/A | 3.5637 | #N/A | 0 | 0 | 0 | 0 | 0 | 0 | 0 | 0 | 0.04869% | 1 | 50% | 0% | 0% | 0% | 8.2745 | 0 | 0 | 0 | 8.2745 | #N/A
2007-01-16 02:00 | 1 | 16 | 2 | 16.0417 | 362 | 37.04 | 22.82 | 1013 | 37.04 | 160.9893 | 0 | Heating | 21.4652 | #N/A | #N/A | #N/A | #N/A | 160.9893 | #N/A | #N/A | 3.5637 | #N/A | 0 | 0 | 0 | 0 | 0 | 0 | 0 | 0 | 0.07155% | 1 | 50% | 0% | 0% | 0% | 8.2745 | 0 | 0 | 0 | 8.2745 | #N/A
2007-01-16 03:00 | 1 | 16 | 3 | 16.0834 | 363 | 35.6 | 22.64 | 1013 | 35.6 | 206.7061 | 0 | Heating | 27.5608 | #N/A | #N/A | #N/A | #N/A | 206.7061 | #N/A | #N/A | 3.4863 | #N/A | 0 | 0 | 0 | 0 | 0 | 0 | 0 | 0 | 0.09187% | 1 | 50% | 0% | 0% | 0% | 8.2745 | 0 | 0 | 0 | 8.2745 | #N/A
2007-01-16 04:00 | 1 | 16 | 4 | 16.125 | 364 | 30.92 | 23 | 1013 | 30.92 | 249.2789 | 0 | Heating | 33.2372 | #N/A | #N/A | #N/A | #N/A | 249.2789 | #N/A | #N/A | 3.2671 | #N/A | 0 | 0 | 0 | 0 | 0 | 0 | 0 | 0 | 0.1108% | 1 | 50% | 0% | 0% | 0% | 8.2745 | 0 | 0 | 0 | 8.2745 | #N/A
2007-01-16 05:00 | 1 | 16 | 5 | 16.1667 | 365 | 30.92 | 22.1 | 1013 | 30.92 | 283.7414 | 0 | Heating | 37.8322 | #N/A | #N/A | #N/A | #N/A | 283.7414 | #N/A | #N/A | 3.2671 | #N/A | 0 | 0 | 0 | 0 | 0 | 0 | 0 | 0 | 0.1261% | 1 | 50% | 0% | 0% | 0% | 8.2745 | 0 | 0 | 0 | 8.2745 | #N/A
2007-01-16 06:00 | 1 | 16 | 6 | 16.2084 | 366 | 28.04 | 21.38 | 1014 | 28.04 | 286.5032 | 0 | Heating | 38.2004 | #N/A | #N/A | #N/A | #N/A | 286.5032 | #N/A | #N/A | 3.1545 | #N/A | 0 | 0 | 0 | 0 | 0 | 0 | 0 | 0 | 0.1273% | 1 | 50% | 0% | 0% | 0% | 8.2745 | 0 | 0 | 0 | 8.2745 | #N/A
2007-01-16 07:00 | 1 | 16 | 7 | 16.25 | 367 | 26.6 | 21.02 | 1014 | 26.6 | 972.506 | 0 | Heating | 129.6675 | #N/A | #N/A | #N/A | #N/A | 972.506 | #N/A | #N/A | 3.104 | #N/A | 0 | 0 | 0 | 0 | 0 | 0 | 0 | 0 | 0.4322% | 1 | 50% | 0% | 0% | 0% | 8.2745 | 0 | 0 | 0 | 8.2745 | #N/A
2007-01-16 08:00 | 1 | 16 | 8 | 16.2917 | 368 | 26.96 | 22.64 | 1015 | 26.96 | 615.7461 | 0 | Heating | 82.0995 | #N/A | #N/A | #N/A | #N/A | 615.7461 | #N/A | #N/A | 3.1163 | #N/A | 0 | 0 | 0 | 0 | 0 | 0 | 0 | 0 | 0.2737% | 1 | 50% | 0% | 0% | 0% | 8.2745 | 0 | 0 | 0 | 8.2745 | #N/A
2007-01-16 09:00 | 1 | 16 | 9 | 16.3334 | 369 | 26.6 | 24.98 | 1015 | 26.6 | 220.7266 | 0 | Heating | 29.4302 | #N/A | #N/A | #N/A | #N/A | 220.7266 | #N/A | #N/A | 3.104 | #N/A | 0 | 0 | 0 | 0 | 0 | 0 | 0 | 0 | 0.0981% | 1 | 50% | 0% | 0% | 0% | 8.2745 | 0 | 0 | 0 | 8.2745 | #N/A
2007-01-16 10:00 | 1 | 16 | 10 | 16.375 | 370 | 24.98 | 28.04 | 1016 | 24.98 | 149.502 | 0 | Heating | 19.9336 | #N/A | #N/A | #N/A | #N/A | 149.502 | #N/A | #N/A | 3.0513 | #N/A | 0 | 0 | 0 | 0 | 0 | 0 | 0 | 0 | 0.06645% | 1 | 50% | 0% | 0% | 0% | 8.2745 | 0 | 0 | 0 | 8.2745 | #N/A
2007-01-16 11:00 | 1 | 16 | 11 | 16.4167 | 371 | 24.98 | 28.4 | 1015 | 24.98 | 137.3427 | 0 | Heating | 18.3124 | #N/A | #N/A | #N/A | #N/A | 137.3427 | #N/A | #N/A | 3.0513 | #N/A | 0 | 0 | 0 | 0 | 0 | 0 | 0 | 0 | 0.06104% | 1 | 50% | 0% | 0% | 0% | 8.2745 | 0 | 0 | 0 | 8.2745 | #N/A
2007-01-16 12:00 | 1 | 16 | 12 | 16.4584 | 372 | 24.8 | 28.58 | 1014 | 24.8 | 104.8188 | 0 | Heating | 13.9758 | #N/A | #N/A | #N/A | #N/A | 104.8188 | #N/A | #N/A | 3.0457 | #N/A | 0 | 0 | 0 | 0 | 0 | 0 | 0 | 0 | 0.04659% | 1 | 50% | 0% | 0% | 0% | 8.2745 | 0 | 0 | 0 | 8.2745 | #N/A
2007-01-16 13:00 | 1 | 16 | 13 | 16.5 | 373 | 24.8 | 28.94 | 1013 | 24.8 | 116.8261 | 0 | Heating | 15.5768 | #N/A | #N/A | #N/A | #N/A | 116.8261 | #N/A | #N/A | 3.0457 | #N/A | 0 | 0 | 0 | 0 | 0 | 0 | 0 | 0 | 0.05192% | 1 | 50% | 0% | 0% | 0% | 8.2745 | 0 | 0 | 0 | 8.2745 | #N/A
2007-01-16 14:00 | 1 | 16 | 14 | 16.5417 | 374 | 24.98 | 28.22 | 1012 | 24.98 | 40.284 | 0 | Heating | 5.3712 | #N/A | #N/A | #N/A | #N/A | 40.284 | #N/A | #N/A | 3.0513 | #N/A | 0 | 0 | 0 | 0 | 0 | 0 | 0 | 0 | 0.0179% | 1 | 50% | 0% | 0% | 0% | 8.2745 | 0 | 0 | 0 | 8.2745 | #N/A
2007-01-16 15:00 | 1 | 16 | 15 | 16.5834 | 375 | 21.92 | 27.32 | 1011 | 21.92 | 31.6163 | 0 | Heating | 4.2155 | #N/A | #N/A | #N/A | #N/A | 31.6163 | #N/A | #N/A | 2.9629 | #N/A | 0 | 0 | 0 | 0 | 0 | 0 | 0 | 0 | 0.01405% | 1 | 50% | 0% | 0% | 0% | 8.2745 | 0 | 0 | 0 | 8.2745 | #N/A
2007-01-16 16:00 | 1 | 16 | 16 | 16.625 | 376 | 21.2 | 26.06 | 1011 | 21.2 | 27.2018 | 0 | Heating | 3.6269 | #N/A | #N/A | #N/A | #N/A | 27.2018 | #N/A | #N/A | 2.944 | #N/A | 0 | 0 | 0 | 0 | 0 | 0 | 0 | 0 | 0.01209% | 1 | 50% | 0% | 0% | 0% | 8.2745 | 0 | 0 | 0 | 8.2745 | #N/A
2007-01-16 17:00 | 1 | 16 | 17 | 16.6667 | 377 | 21.92 | 24.62 | 1011 | 21.92 | 15.9526 | 0 | Heating | 2.127 | #N/A | #N/A | #N/A | #N/A | 15.9526 | #N/A | #N/A | 2.9629 | #N/A | 0 | 0 | 0 | 0 | 0 | 0 | 0 | 0 | 0.00709% | 1 | 50% | 0% | 0% | 0% | 8.2745 | 0 | 0 | 0 | 8.2745 | #N/A
2007-01-16 18:00 | 1 | 16 | 18 | 16.7084 | 378 | 19.04 | 23.36 | 1011 | 19.04 | 38.3024 | 0 | Heating | 5.107 | #N/A | #N/A | #N/A | #N/A | 38.3024 | #N/A | #N/A | 2.8915 | #N/A | 0 | 0 | 0 | 0 | 0 | 0 | 0 | 0 | 0.01702% | 1 | 50% | 0% | 0% | 0% | 8.2745 | 0 | 0 | 0 | 8.2745 | #N/A
2007-01-16 19:00 | 1 | 16 | 19 | 16.75 | 379 | 19.04 | 21.92 | 1011 | 19.04 | 102.2354 | 0 | Heating | 13.6314 | #N/A | #N/A | #N/A | #N/A | 102.2354 | #N/A | #N/A | 2.8915 | #N/A | 0 | 0 | 0 | 0 | 0 | 0 | 0 | 0 | 0.04544% | 1 | 50% | 0% | 0% | 0% | 8.2745 | 0 | 0 | 0 | 8.2745 | #N/A
2007-01-16 20:00 | 1 | 16 | 20 | 16.7917 | 380 | 19.04 | 21.02 | 1011 | 19.04 | 137.8428 | 0 | Heating | 18.379 | #N/A | #N/A | #N/A | #N/A | 137.8428 | #N/A | #N/A | 2.8915 | #N/A | 0 | 0 | 0 | 0 | 0 | 0 | 0 | 0 | 0.06126% | 1 | 50% | 0% | 0% | 0% | 8.2745 | 0 | 0 | 0 | 8.2745 | #N/A
2007-01-16 21:00 | 1 | 16 | 21 | 16.8334 | 381 | 17.06 | 19.94 | 1011 | 17.06 | 202.5884 | 0 | Heating | 27.0118 | #N/A | #N/A | #N/A | #N/A | 202.5884 | #N/A | #N/A | 2.8481 | #N/A | 0 | 0 | 0 | 0 | 0 | 0 | 0 | 0 | 0.09004% | 1 | 50% | 0% | 0% | 0% | 8.2745 | 0 | 0 | 0 | 8.2745 | #N/A
2007-01-16 22:00 | 1 | 16 | 22 | 16.875 | 382 | 15.08 | 19.04 | 1010 | 15.08 | 266.0883 | 0 | Heating | 35.4784 | #N/A | #N/A | #N/A | #N/A | 266.0883 | #N/A | #N/A | 2.8087 | #N/A | 0 | 0 | 0 | 0 | 0 | 0 | 0 | 0 | 0.1183% | 1 | 50% | 0% | 0% | 0% | 8.2745 | 0 | 0 | 0 | 8.2745 | #N/A
2007-01-16 23:00 | 1 | 16 | 23 | 16.9167 | 383 | 15.08 | 18.5 | 1010 | 15.08 | 1.6728 | 0 | Heating | 0.22304 | #N/A | #N/A | #N/A | #N/A | 1.6728 | #N/A | #N/A | 2.8087 | #N/A | 0 | 0 | 0 | 0 | 0 | 0 | 0 | 0 | 0.0007435% | 1 | 50% | 0% | 0% | 0% | 8.2745 | 0 | 0 | 0 | 8.2745 | #N/A
2007-01-17 | 1 | 17 | 0 | 16.9584 | 384 | 12.92 | 18.14 | 1009 | 12.92 | 7.9963 | 0 | Heating | 1.0662 | #N/A | #N/A | #N/A | #N/A | 7.9963 | #N/A | #N/A | 2.7697 | #N/A | 0 | 0 | 0 | 0 | 0 | 0 | 0 | 0 | 0.003554% | 1 | 50% | 0% | 0% | 0% | 8.2745 | 0 | 0 | 0 | 8.2745 | #N/A
2007-01-17 01:00 | 1 | 17 | 1 | 17 | 385 | 12.02 | 17.96 | 1009 | 12.02 | 11.613 | 0 | Heating | 1.5484 | #N/A | #N/A | #N/A | #N/A | 11.613 | #N/A | #N/A | 2.7546 | #N/A | 0 | 0 | 0 | 0 | 0 | 0 | 0 | 0 | 0.005161% | 1 | 50% | 0% | 0% | 0% | 8.2745 | 0 | 0 | 0 | 8.2745 | #N/A
2007-01-17 02:00 | 1 | 17 | 2 | 17.0417 | 386 | 12.02 | 18.14 | 1009 | 12.02 | 14.8839 | 0 | Heating | 1.9845 | #N/A | #N/A | #N/A | #N/A | 14.8839 | #N/A | #N/A | 2.7546 | #N/A | 0 | 0 | 0 | 0 | 0 | 0 | 0 | 0 | 0.006615% | 1 | 50% | 0% | 0% | 0% | 8.2745 | 0 | 0 | 0 | 8.2745 | #N/A
2007-01-17 03:00 | 1 | 17 | 3 | 17.0834 | 387 | 8.96 | 18.32 | 1009 | 8.96 | 18.4433 | 0 | Heating | 2.4591 | #N/A | #N/A | #N/A | #N/A | 18.4433 | #N/A | #N/A | 2.7067 | #N/A | 0 | 0 | 0 | 0 | 0 | 0 | 0 | 0 | 0.008197% | 1 | 50% | 0% | 0% | 0% | 8.2745 | 0 | 0 | 0 | 8.2745 | #N/A
2007-01-17 04:00 | 1 | 17 | 4 | 17.125 | 388 | 6.08 | 19.04 | 1009 | 6.08 | 21.5755 | 0 | Heating | 2.8767 | #N/A | #N/A | #N/A | #N/A | 21.5755 | #N/A | #N/A | 2.6655 | #N/A | 0 | 0 | 0 | 0 | 0 | 0 | 0 | 0 | 0.009589% | 1 | 50% | 0% | 0% | 0% | 8.2745 | 0 | 0 | 0 | 8.2745 | #N/A
2007-01-17 05:00 | 1 | 17 | 5 | 17.1667 | 389 | 6.08 | 19.4 | 1008 | 6.08 | 26.0502 | 0 | Heating | 3.4734 | #N/A | #N/A | #N/A | #N/A | 26.0502 | #N/A | #N/A | 2.6655 | #N/A | 0 | 0 | 0 | 0 | 0 | 0 | 0 | 0 | 0.01158% | 1 | 50% | 0% | 0% | 0% | 8.2745 | 0 | 0 | 0 | 8.2745 | #N/A
2007-01-17 06:00 | 1 | 17 | 6 | 17.2084 | 390 | 3.92 | 20.12 | 1008 | 3.92 | 38.3499 | 0 | Heating | 5.1133 | #N/A | #N/A | #N/A | #N/A | 38.3499 | #N/A | #N/A | 2.6361 | #N/A | 0 | 0 | 0 | 0 | 0 | 0 | 0 | 0 | 0.01704% | 1 | 50% | 0% | 0% | 0% | 8.2745 | 0 | 0 | 0 | 8.2745 | #N/A
2007-01-17 07:00 | 1 | 17 | 7 | 17.25 | 391 | 3.02 | 21.02 | 1007 | 3.02 | 782.1957 | 0 | Heating | 104.2928 | #N/A | #N/A | #N/A | #N/A | 782.1957 | #N/A | #N/A | 2.6241 | #N/A | 0 | 0 | 0 | 0 | 0 | 0 | 0 | 0 | 0.3476% | 1 | 50% | 0% | 0% | 0% | 8.2745 | 0 | 0 | 0 | 8.2745 | #N/A
2007-01-17 08:00 | 1 | 17 | 8 | 17.2917 | 392 | 3.02 | 22.28 | 1008 | 3.02 | 453.3456 | 0 | Heating | 60.4461 | #N/A | #N/A | #N/A | #N/A | 453.3456 | #N/A | #N/A | 2.6241 | #N/A | 0 | 0 | 0 | 0 | 0 | 0 | 0 | 0 | 0.2015% | 1 | 50% | 0% | 0% | 0% | 8.2745 | 0 | 0 | 0 | 8.2745 | #N/A
2007-01-17 09:00 | 1 | 17 | 9 | 17.3334 | 393 | 6.08 | 24.26 | 1008 | 6.08 | 124.8542 | 0 | Heating | 16.6472 | #N/A | #N/A | #N/A | #N/A | 124.8542 | #N/A | #N/A | 2.6655 | #N/A | 0 | 0 | 0 | 0 | 0 | 0 | 0 | 0 | 0.05549% | 1 | 50% | 0% | 0% | 0% | 8.2745 | 0 | 0 | 0 | 8.2745 | #N/A
2007-01-17 10:00 | 1 | 17 | 10 | 17.375 | 394 | 8.06 | 26.96 | 1008 | 8.06 | 73.4915 | 0 | Heating | 9.7989 | #N/A | #N/A | #N/A | #N/A | 73.4915 | #N/A | #N/A | 2.6935 | #N/A | 0 | 0 | 0 | 0 | 0 | 0 | 0 | 0 | 0.03266% | 1 | 50% | 0% | 0% | 0% | 8.2745 | 0 | 0 | 0 | 8.2745 | #N/A
2007-01-17 11:00 | 1 | 17 | 11 | 17.4167 | 395 | 8.06 | 27.5 | 1007 | 8.06 | 52.1512 | 0 | Heating | 6.9535 | #N/A | #N/A | #N/A | #N/A | 52.1512 | #N/A | #N/A | 2.6935 | #N/A | 0 | 0 | 0 | 0 | 0 | 0 | 0 | 0 | 0.02318% | 1 | 50% | 0% | 0% | 0% | 8.2745 | 0 | 0 | 0 | 8.2745 | #N/A
2007-01-17 12:00 | 1 | 17 | 12 | 17.4584 | 396 | 12.92 | 27.68 | 1006 | 12.92 | 15.7225 | 0 | Heating | 2.0963 | #N/A | #N/A | #N/A | #N/A | 15.7225 | #N/A | #N/A | 2.7697 | #N/A | 0 | 0 | 0 | 0 | 0 | 0 | 0 | 0 | 0.006988% | 1 | 50% | 0% | 0% | 0% | 8.2745 | 0 | 0 | 0 | 8.2745 | #N/A
2007-01-17 13:00 | 1 | 17 | 13 | 17.5 | 397 | 15.98 | 28.04 | 1005 | 15.98 | 14.4249 | 0 | Heating | 1.9233 | #N/A | #N/A | #N/A | #N/A | 14.4249 | #N/A | #N/A | 2.8262 | #N/A | 0 | 0 | 0 | 0 | 0 | 0 | 0 | 0 | 0.006411% | 1 | 50% | 0% | 0% | 0% | 8.2745 | 0 | 0 | 0 | 8.2745 | #N/A
2007-01-17 14:00 | 1 | 17 | 14 | 17.5417 | 398 | 15.98 | 28.58 | 1005 | 15.98 | 7.449 | 0 | Heating | 0.99321 | #N/A | #N/A | #N/A | #N/A | 7.449 | #N/A | #N/A | 2.8262 | #N/A | 0 | 0 | 0 | 0 | 0 | 0 | 0 | 0 | 0.003311% | 1 | 50% | 0% | 0% | 0% | 8.2745 | 0 | 0 | 0 | 8.2745 | #N/A
2007-01-17 15:00 | 1 | 17 | 15 | 17.5834 | 399 | 17.96 | 28.94 | 1005 | 17.96 | 6.2067 | 0 | Heating | 0.82755 | #N/A | #N/A | #N/A | #N/A | 6.2067 | #N/A | #N/A | 2.8673 | #N/A | 0 | 0 | 0 | 0 | 0 | 0 | 0 | 0 | 0.002759% | 1 | 50% | 0% | 0% | 0% | 8.2745 | 0 | 0 | 0 | 8.2745 | #N/A
2007-01-17 16:00 | 1 | 17 | 16 | 17.625 | 400 | 17.96 | 28.94 | 1005 | 17.96 | 6.3012 | 0 | Heating | 0.84016 | #N/A | #N/A | #N/A | #N/A | 6.3012 | #N/A | #N/A | 2.8673 | #N/A | 0 | 0 | 0 | 0 | 0 | 0 | 0 | 0 | 0.002801% | 1 | 50% | 0% | 0% | 0% | 8.2745 | 0 | 0 | 0 | 8.2745 | #N/A
2007-01-17 17:00 | 1 | 17 | 17 | 17.6667 | 401 | 17.96 | 30.56 | 1005 | 17.96 | 4.1532 | 0 | Heating | 0.55376 | #N/A | #N/A | #N/A | #N/A | 4.1532 | #N/A | #N/A | 2.8673 | #N/A | 0 | 0 | 0 | 0 | 0 | 0 | 0 | 0 | 0.001846% | 1 | 50% | 0% | 0% | 0% | 8.2745 | 0 | 0 | 0 | 8.2745 | #N/A
2007-01-17 18:00 | 1 | 17 | 18 | 17.7084 | 402 | 15.08 | 32.36 | 1004 | 15.08 | 8.7259 | 0 | Heating | 1.1635 | #N/A | #N/A | #N/A | #N/A | 8.7259 | #N/A | #N/A | 2.8087 | #N/A | 0 | 0 | 0 | 0 | 0 | 0 | 0 | 0 | 0.003878% | 1 | 50% | 0% | 0% | 0% | 8.2745 | 0 | 0 | 0 | 8.2745 | #N/A
2007-01-17 19:00 | 1 | 17 | 19 | 17.75 | 403 | 15.08 | 33.98 | 1004 | 15.08 | 17.1572 | 0 | Heating | 2.2876 | #N/A | #N/A | #N/A | #N/A | 17.1572 | #N/A | #N/A | 2.8087 | #N/A | 0 | 0 | 0 | 0 | 0 | 0 | 0 | 0 | 0.007625% | 1 | 50% | 0% | 0% | 0% | 8.2745 | 0 | 0 | 0 | 8.2745 | #N/A
2007-01-17 20:00 | 1 | 17 | 20 | 17.7917 | 404 | 15.08 | 33.62 | 1004 | 15.08 | 26.9204 | 0 | Heating | 3.5894 | #N/A | #N/A | #N/A | #N/A | 26.9204 | #N/A | #N/A | 2.8087 | #N/A | 0 | 0 | 0 | 0 | 0 | 0 | 0 | 0 | 0.01196% | 1 | 50% | 0% | 0% | 0% | 8.2745 | 0 | 0 | 0 | 8.2745 | #N/A
2007-01-17 21:00 | 1 | 17 | 21 | 17.8334 | 405 | 14 | 33.26 | 1004 | 14 | 64.5044 | 0 | Heating | 8.6006 | #N/A | #N/A | #N/A | #N/A | 64.5044 | #N/A | #N/A | 2.7888 | #N/A | 0 | 0 | 0 | 0 | 0 | 0 | 0 | 0 | 0.02867% | 1 | 50% | 0% | 0% | 0% | 8.2745 | 0 | 0 | 0 | 8.2745 | #N/A
2007-01-17 22:00 | 1 | 17 | 22 | 17.875 | 406 | 14 | 33.08 | 1004 | 14 | 91.8842 | 0 | Heating | 12.2512 | #N/A | #N/A | #N/A | #N/A | 91.8842 | #N/A | #N/A | 2.7888 | #N/A | 0 | 0 | 0 | 0 | 0 | 0 | 0 | 0 | 0.04084% | 1 | 50% | 0% | 0% | 0% | 8.2745 | 0 | 0 | 0 | 8.2745 | #N/A
2007-01-17 23:00 | 1 | 17 | 23 | 17.9167 | 407 | 14 | 32.18 | 1004 | 14 | 0 | 0 | Cooling | 0 | #N/A | #N/A | #N/A | #N/A | 0 | 0 | 0 | 0 | 0 | 0 | #N/A | #N/A | 88 | #N/A | #N/A | #N/A | #N/A | 0% | 1 | 50% | 0% | 0% | 0% | 8.2745 | 0 | 0 | 0 | 8.2745 | #N/A
2007-01-18 | 1 | 18 | 0 | 17.9584 | 408 | 12.92 | 31.46 | 1004 | 12.92 | 0 | 0 | Cooling | 0 | #N/A | #N/A | #N/A | #N/A | 0 | 0 | 0 | 0 | 0 | 0 | #N/A | #N/A | 88 | #N/A | #N/A | #N/A | #N/A | 0% | 1 | 50% | 0% | 0% | 0% | 8.2745 | 0 | 0 | 0 | 8.2745 | #N/A
2007-01-18 01:00 | 1 | 18 | 1 | 18 | 409 | 12.92 | 30.92 | 1004 | 12.92 | 0 | 0 | Cooling | 0 | #N/A | #N/A | #N/A | #N/A | 0 | 0 | 0 | 0 | 0 | 0 | #N/A | #N/A | 88 | #N/A | #N/A | #N/A | #N/A | 0% | 1 | 50% | 0% | 0% | 0% | 8.2745 | 0 | 0 | 0 | 8.2745 | #N/A
2007-01-18 02:00 | 1 | 18 | 2 | 18.0417 | 410 | 12.92 | 31.64 | 1004 | 12.92 | 0 | 0 | Cooling | 0 | #N/A | #N/A | #N/A | #N/A | 0 | 0 | 0 | 0 | 0 | 0 | #N/A | #N/A | 88 | #N/A | #N/A | #N/A | #N/A | 0% | 1 | 50% | 0% | 0% | 0% | 8.2745 | 0 | 0 | 0 | 8.2745 | #N/A
2007-01-18 03:00 | 1 | 18 | 3 | 18.0834 | 411 | 14 | 32.72 | 1004 | 14 | 0 | 0 | Cooling | 0 | #N/A | #N/A | #N/A | #N/A | 0 | 0 | 0 | 0 | 0 | 0 | #N/A | #N/A | 88 | #N/A | #N/A | #N/A | #N/A | 0% | 1 | 50% | 0% | 0% | 0% | 8.2745 | 0 | 0 | 0 | 8.2745 | #N/A
2007-01-18 04:00 | 1 | 18 | 4 | 18.125 | 412 | 15.08 | 33.98 | 1004 | 15.08 | 0 | 0 | Cooling | 0 | #N/A | #N/A | #N/A | #N/A | 0 | 0 | 0 | 0 | 0 | 0 | #N/A | #N/A | 88 | #N/A | #N/A | #N/A | #N/A | 0% | 1 | 50% | 0% | 0% | 0% | 8.2745 | 0 | 0 | 0 | 8.2745 | #N/A
2007-01-18 05:00 | 1 | 18 | 5 | 18.1667 | 413 | 15.08 | 33.8 | 1004 | 15.08 | 0.55808 | 0 | Heating | 0.07441 | #N/A | #N/A | #N/A | #N/A | 0.55808 | #N/A | #N/A | 2.8087 | #N/A | 0 | 0 | 0 | 0 | 0 | 0 | 0 | 0 | 0.000248% | 1 | 50% | 0% | 0% | 0% | 8.2745 | 0 | 0 | 0 | 8.2745 | #N/A
2007-01-18 06:00 | 1 | 18 | 6 | 18.2084 | 414 | 15.98 | 33.8 | 1004 | 15.98 | 0.8056 | 0 | Heating | 0.10741 | #N/A | #N/A | #N/A | #N/A | 0.8056 | #N/A | #N/A | 2.8262 | #N/A | 0 | 0 | 0 | 0 | 0 | 0 | 0 | 0 | 0.000358% | 1 | 50% | 0% | 0% | 0% | 8.2745 | 0 | 0 | 0 | 8.2745 | #N/A
2007-01-18 07:00 | 1 | 18 | 7 | 18.25 | 415 | 17.06 | 33.98 | 1004 | 17.06 | 396.2059 | 0 | Heating | 52.8274 | #N/A | #N/A | #N/A | #N/A | 396.2059 | #N/A | #N/A | 2.8481 | #N/A | 0 | 0 | 0 | 0 | 0 | 0 | 0 | 0 | 0.1761% | 1 | 50% | 0% | 0% | 0% | 8.2745 | 0 | 0 | 0 | 8.2745 | #N/A
2007-01-18 08:00 | 1 | 18 | 8 | 18.2917 | 416 | 17.96 | 33.62 | 1005 | 17.96 | 193.5497 | 0 | Heating | 25.8066 | #N/A | #N/A | #N/A | #N/A | 193.5497 | #N/A | #N/A | 2.8673 | #N/A | 0 | 0 | 0 | 0 | 0 | 0 | 0 | 0 | 0.08602% | 1 | 50% | 0% | 0% | 0% | 8.2745 | 0 | 0 | 0 | 8.2745 | #N/A
2007-01-18 09:00 | 1 | 18 | 9 | 18.3334 | 417 | 21.92 | 33.98 | 1005 | 21.92 | 20.305 | 0 | Heating | 2.7073 | #N/A | #N/A | #N/A | #N/A | 20.305 | #N/A | #N/A | 2.9629 | #N/A | 0 | 0 | 0 | 0 | 0 | 0 | 0 | 0 | 0.009024% | 1 | 50% | 0% | 0% | 0% | 8.2745 | 0 | 0 | 0 | 8.2745 | #N/A
2007-01-18 10:00 | 1 | 18 | 10 | 18.375 | 418 | 24.08 | 35.06 | 1005 | 24.08 | 18.2523 | 0 | Heating | 2.4336 | #N/A | #N/A | #N/A | #N/A | 18.2523 | #N/A | #N/A | 3.0238 | #N/A | 0 | 0 | 0 | 0 | 0 | 0 | 0 | 0 | 0.008112% | 1 | 50% | 0% | 0% | 0% | 8.2745 | 0 | 0 | 0 | 8.2745 | #N/A
2007-01-18 11:00 | 1 | 18 | 11 | 18.4167 | 419 | 24.08 | 35.24 | 1005 | 24.08 | 17.3221 | 0 | Heating | 2.3096 | #N/A | #N/A | #N/A | #N/A | 17.3221 | #N/A | #N/A | 3.0238 | #N/A | 0 | 0 | 0 | 0 | 0 | 0 | 0 | 0 | 0.007699% | 1 | 50% | 0% | 0% | 0% | 8.2745 | 0 | 0 | 0 | 8.2745 | #N/A
2007-01-18 12:00 | 1 | 18 | 12 | 18.4584 | 420 | 28.94 | 35.06 | 1004 | 28.94 | 14.2507 | 0 | Heating | 1.9001 | #N/A | #N/A | #N/A | #N/A | 14.2507 | #N/A | #N/A | 3.188 | #N/A | 0 | 0 | 0 | 0 | 0 | 0 | 0 | 0 | 0.006334% | 1 | 50% | 0% | 0% | 0% | 8.2745 | 0 | 0 | 0 | 8.2745 | #N/A
2007-01-18 13:00 | 1 | 18 | 13 | 18.5 | 421 | 28.94 | 35.06 | 1004 | 28.94 | 15.9865 | 0 | Heating | 2.1315 | #N/A | #N/A | #N/A | #N/A | 15.9865 | #N/A | #N/A | 3.188 | #N/A | 0 | 0 | 0 | 0 | 0 | 0 | 0 | 0 | 0.007105% | 1 | 50% | 0% | 0% | 0% | 8.2745 | 0 | 0 | 0 | 8.2745 | #N/A
2007-01-18 14:00 | 1 | 18 | 14 | 18.5417 | 422 | 28.94 | 34.88 | 1004 | 28.94 | 7.8944 | 0 | Heating | 1.0526 | #N/A | #N/A | #N/A | #N/A | 7.8944 | #N/A | #N/A | 3.188 | #N/A | 0 | 0 | 0 | 0 | 0 | 0 | 0 | 0 | 0.003509% | 1 | 50% | 0% | 0% | 0% | 8.2745 | 0 | 0 | 0 | 8.2745 | #N/A
2007-01-18 15:00 | 1 | 18 | 15 | 18.5834 | 423 | 32 | 34.7 | 1003 | 32 | 8.1432 | 0 | Heating | 1.0858 | #N/A | #N/A | #N/A | #N/A | 8.1432 | #N/A | #N/A | 3.3135 | #N/A | 0 | 0 | 0 | 0 | 0 | 0 | 0 | 0 | 0.003619% | 1 | 50% | 0% | 0% | 0% | 8.2745 | 0 | 0 | 0 | 8.2745 | #N/A
2007-01-18 16:00 | 1 | 18 | 16 | 18.625 | 424 | 33.98 | 33.98 | 1003 | 33.98 | 8.8439 | 0 | Heating | 1.1792 | #N/A | #N/A | #N/A | #N/A | 8.8439 | #N/A | #N/A | 3.405 | #N/A | 0 | 0 | 0 | 0 | 0 | 0 | 0 | 0 | 0.003931% | 1 | 50% | 0% | 0% | 0% | 8.2745 | 0 | 0 | 0 | 8.2745 | #N/A
2007-01-18 17:00 | 1 | 18 | 17 | 18.6667 | 425 | 33.98 | 33.26 | 1003 | 33.98 | 6.7641 | 0 | Heating | 0.90188 | #N/A | #N/A | #N/A | #N/A | 6.7641 | #N/A | #N/A | 3.405 | #N/A | 0 | 0 | 0 | 0 | 0 | 0 | 0 | 0 | 0.003006% | 1 | 50% | 0% | 0% | 0% | 8.2745 | 0 | 0 | 0 | 8.2745 | #N/A
2007-01-18 18:00 | 1 | 18 | 18 | 18.7084 | 426 | 33.98 | 32.72 | 1004 | 33.98 | 11.3481 | 0 | Heating | 1.5131 | #N/A | #N/A | #N/A | #N/A | 11.3481 | #N/A | #N/A | 3.405 | #N/A | 0 | 0 | 0 | 0 | 0 | 0 | 0 | 0 | 0.005044% | 1 | 50% | 0% | 0% | 0% | 8.2745 | 0 | 0 | 0 | 8.2745 | #N/A
2007-01-18 19:00 | 1 | 18 | 19 | 18.75 | 427 | 33.08 | 32 | 1004 | 33.08 | 19.4842 | 0 | Heating | 2.5979 | #N/A | #N/A | #N/A | #N/A | 19.4842 | #N/A | #N/A | 3.3624 | #N/A | 0 | 0 | 0 | 0 | 0 | 0 | 0 | 0 | 0.00866% | 1 | 50% | 0% | 0% | 0% | 8.2745 | 0 | 0 | 0 | 8.2745 | #N/A
2007-01-18 20:00 | 1 | 18 | 20 | 18.7917 | 428 | 33.08 | 31.64 | 1004 | 33.08 | 47.9333 | 0 | Heating | 6.3911 | #N/A | #N/A | #N/A | #N/A | 47.9333 | #N/A | #N/A | 3.3624 | #N/A | 0 | 0 | 0 | 0 | 0 | 0 | 0 | 0 | 0.0213% | 1 | 50% | 0% | 0% | 0% | 8.2745 | 0 | 0 | 0 | 8.2745 | #N/A
2007-01-18 21:00 | 1 | 18 | 21 | 18.8334 | 429 | 33.08 | 31.28 | 1004 | 33.08 | 113.7987 | 0 | Heating | 15.1732 | #N/A | #N/A | #N/A | #N/A | 113.7987 | #N/A | #N/A | 3.3624 | #N/A | 0 | 0 | 0 | 0 | 0 | 0 | 0 | 0 | 0.05058% | 1 | 50% | 0% | 0% | 0% | 8.2745 | 0 | 0 | 0 | 8.2745 | #N/A
2007-01-18 22:00 | 1 | 18 | 22 | 18.875 | 430 | 32 | 30.92 | 1004 | 32 | 154.0484 | 0 | Heating | 20.5398 | #N/A | #N/A | #N/A | #N/A | 154.0484 | #N/A | #N/A | 3.3135 | #N/A | 0 | 0 | 0 | 0 | 0 | 0 | 0 | 0 | 0.06847% | 1 | 50% | 0% | 0% | 0% | 8.2745 | 0 | 0 | 0 | 8.2745 | #N/A
2007-01-18 23:00 | 1 | 18 | 23 | 18.9167 | 431 | 32 | 30.74 | 1004 | 32 | 0 | 0 | Cooling | 0 | #N/A | #N/A | #N/A | #N/A | 0 | 0 | 0 | 0 | 0 | 0 | #N/A | #N/A | 88 | #N/A | #N/A | #N/A | #N/A | 0% | 1 | 50% | 0% | 0% | 0% | 8.2745 | 0 | 0 | 0 | 8.2745 | #N/A
2007-01-19 | 1 | 19 | 0 | 18.9584 | 432 | 32 | 30.74 | 1003 | 32 | 0 | 0 | Cooling | 0 | #N/A | #N/A | #N/A | #N/A | 0 | 0 | 0 | 0 | 0 | 0 | #N/A | #N/A | 88 | #N/A | #N/A | #N/A | #N/A | 0% | 1 | 50% | 0% | 0% | 0% | 8.2745 | 0 | 0 | 0 | 8.2745 | #N/A
2007-01-19 01:00 | 1 | 19 | 1 | 19 | 433 | 30.92 | 30.92 | 1003 | 30.92 | 0.55584 | 0 | Heating | 0.074112 | #N/A | #N/A | #N/A | #N/A | 0.55584 | #N/A | #N/A | 3.2671 | #N/A | 0 | 0 | 0 | 0 | 0 | 0 | 0 | 0 | 0.000247% | 1 | 50% | 0% | 0% | 0% | 8.2745 | 0 | 0 | 0 | 8.2745 | #N/A
2007-01-19 02:00 | 1 | 19 | 2 | 19.0417 | 434 | 30.92 | 30.38 | 1003 | 30.92 | 4.083 | 0 | Heating | 0.5444 | #N/A | #N/A | #N/A | #N/A | 4.083 | #N/A | #N/A | 3.2671 | #N/A | 0 | 0 | 0 | 0 | 0 | 0 | 0 | 0 | 0.001815% | 1 | 50% | 0% | 0% | 0% | 8.2745 | 0 | 0 | 0 | 8.2745 | #N/A
2007-01-19 03:00 | 1 | 19 | 3 | 19.0834 | 435 | 30.02 | 30.02 | 1003 | 30.02 | 7.6359 | 0 | Heating | 1.0181 | #N/A | #N/A | #N/A | #N/A | 7.6359 | #N/A | #N/A | 3.2302 | #N/A | 0 | 0 | 0 | 0 | 0 | 0 | 0 | 0 | 0.003394% | 1 | 50% | 0% | 0% | 0% | 8.2745 | 0 | 0 | 0 | 8.2745 | #N/A
2007-01-19 04:00 | 1 | 19 | 4 | 19.125 | 436 | 30.2 | 30.02 | 1003 | 30.2 | 10.6893 | 0 | Heating | 1.4252 | #N/A | #N/A | #N/A | #N/A | 10.6893 | #N/A | #N/A | 3.2375 | #N/A | 0 | 0 | 0 | 0 | 0 | 0 | 0 | 0 | 0.004751% | 1 | 50% | 0% | 0% | 0% | 8.2745 | 0 | 0 | 0 | 8.2745 | #N/A
2007-01-19 05:00 | 1 | 19 | 5 | 19.1667 | 437 | 30.02 | 30.02 | 1003 | 30.02 | 13.7271 | 0 | Heating | 1.8303 | #N/A | #N/A | #N/A | #N/A | 13.7271 | #N/A | #N/A | 3.2302 | #N/A | 0 | 0 | 0 | 0 | 0 | 0 | 0 | 0 | 0.006101% | 1 | 50% | 0% | 0% | 0% | 8.2745 | 0 | 0 | 0 | 8.2745 | #N/A
2007-01-19 06:00 | 1 | 19 | 6 | 19.2084 | 438 | 28.4 | 30.38 | 1004 | 28.4 | 14.3423 | 0 | Heating | 1.9123 | #N/A | #N/A | #N/A | #N/A | 14.3423 | #N/A | #N/A | 3.1678 | #N/A | 0 | 0 | 0 | 0 | 0 | 0 | 0 | 0 | 0.006374% | 1 | 50% | 0% | 0% | 0% | 8.2745 | 0 | 0 | 0 | 8.2745 | #N/A
2007-01-19 07:00 | 1 | 19 | 7 | 19.25 | 439 | 28.4 | 30.92 | 1004 | 28.4 | 530.2649 | 0 | Heating | 70.702 | #N/A | #N/A | #N/A | #N/A | 530.2649 | #N/A | #N/A | 3.1678 | #N/A | 0 | 0 | 0 | 0 | 0 | 0 | 0 | 0 | 0.2357% | 1 | 50% | 0% | 0% | 0% | 8.2745 | 0 | 0 | 0 | 8.2745 | #N/A
2007-01-19 08:00 | 1 | 19 | 8 | 19.2917 | 440 | 28.94 | 30.92 | 1004 | 28.94 | 337.6696 | 0 | Heating | 45.0226 | #N/A | #N/A | #N/A | #N/A | 337.6696 | #N/A | #N/A | 3.188 | #N/A | 0 | 0 | 0 | 0 | 0 | 0 | 0 | 0 | 0.1501% | 1 | 50% | 0% | 0% | 0% | 8.2745 | 0 | 0 | 0 | 8.2745 | #N/A
2007-01-19 09:00 | 1 | 19 | 9 | 19.3334 | 441 | 28.4 | 31.64 | 1005 | 28.4 | 232.0419 | 0 | Heating | 30.9389 | #N/A | #N/A | #N/A | #N/A | 232.0419 | #N/A | #N/A | 3.1678 | #N/A | 0 | 0 | 0 | 0 | 0 | 0 | 0 | 0 | 0.1031% | 1 | 50% | 0% | 0% | 0% | 8.2745 | 0 | 0 | 0 | 8.2745 | #N/A
2007-01-19 10:00 | 1 | 19 | 10 | 19.375 | 442 | 28.4 | 33.08 | 1005 | 28.4 | 229.0755 | 0 | Heating | 30.5434 | #N/A | #N/A | #N/A | #N/A | 229.0755 | #N/A | #N/A | 3.1678 | #N/A | 0 | 0 | 0 | 0 | 0 | 0 | 0 | 0 | 0.1018% | 1 | 50% | 0% | 0% | 0% | 8.2745 | 0 | 0 | 0 | 8.2745 | #N/A
2007-01-19 11:00 | 1 | 19 | 11 | 19.4167 | 443 | 28.94 | 32.18 | 1005 | 28.94 | 252.4647 | 0 | Heating | 33.662 | #N/A | #N/A | #N/A | #N/A | 252.4647 | #N/A | #N/A | 3.188 | #N/A | 0 | 0 | 0 | 0 | 0 | 0 | 0 | 0 | 0.1122% | 1 | 50% | 0% | 0% | 0% | 8.2745 | 0 | 0 | 0 | 8.2745 | #N/A
2007-01-19 12:00 | 1 | 19 | 12 | 19.4584 | 444 | 32 | 31.1 | 1005 | 32 | 227.7931 | 0 | Heating | 30.3724 | #N/A | #N/A | #N/A | #N/A | 227.7931 | #N/A | #N/A | 3.3135 | #N/A | 0 | 0 | 0 | 0 | 0 | 0 | 0 | 0 | 0.1012% | 1 | 50% | 0% | 0% | 0% | 8.2745 | 0 | 0 | 0 | 8.2745 | #N/A
2007-01-19 13:00 | 1 | 19 | 13 | 19.5 | 445 | 35.96 | 30.02 | 1005 | 35.96 | 211.2334 | 0 | Heating | 28.1645 | #N/A | #N/A | #N/A | #N/A | 211.2334 | #N/A | #N/A | 3.5052 | #N/A | 0 | 0 | 0 | 0 | 0 | 0 | 0 | 0 | 0.09388% | 1 | 50% | 0% | 0% | 0% | 8.2745 | 0 | 0 | 0 | 8.2745 | #N/A
2007-01-19 14:00 | 1 | 19 | 14 | 19.5417 | 446 | 35.96 | 30.2 | 1005 | 35.96 | 204.4419 | 0 | Heating | 27.2589 | #N/A | #N/A | #N/A | #N/A | 204.4419 | #N/A | #N/A | 3.5052 | #N/A | 0 | 0 | 0 | 0 | 0 | 0 | 0 | 0 | 0.09086% | 1 | 50% | 0% | 0% | 0% | 8.2745 | 0 | 0 | 0 | 8.2745 | #N/A
2007-01-19 15:00 | 1 | 19 | 15 | 19.5834 | 447 | 35.06 | 30.38 | 1006 | 35.06 | 294.7621 | 0 | Heating | 39.3016 | #N/A | #N/A | #N/A | #N/A | 294.7621 | #N/A | #N/A | 3.4585 | #N/A | 0 | 0 | 0 | 0 | 0 | 0 | 0 | 0 | 0.131% | 1 | 50% | 0% | 0% | 0% | 8.2745 | 0 | 0 | 0 | 8.2745 | #N/A
2007-01-19 16:00 | 1 | 19 | 16 | 19.625 | 448 | 35.06 | 30.02 | 1006 | 35.06 | 311.5719 | 0 | Heating | 41.5429 | #N/A | #N/A | #N/A | #N/A | 311.5719 | #N/A | #N/A | 3.4585 | #N/A | 0 | 0 | 0 | 0 | 0 | 0 | 0 | 0 | 0.1385% | 1 | 50% | 0% | 0% | 0% | 8.2745 | 0 | 0 | 0 | 8.2745 | #N/A
2007-01-19 17:00 | 1 | 19 | 17 | 19.6667 | 449 | 35.06 | 29.3 | 1006 | 35.06 | 278.0578 | 0 | Heating | 37.0744 | #N/A | #N/A | #N/A | #N/A | 278.0578 | #N/A | #N/A | 3.4585 | #N/A | 0 | 0 | 0 | 0 | 0 | 0 | 0 | 0 | 0.1236% | 1 | 50% | 0% | 0% | 0% | 8.2745 | 0 | 0 | 0 | 8.2745 | #N/A
2007-01-19 18:00 | 1 | 19 | 18 | 19.7084 | 450 | 33.08 | 28.76 | 1006 | 33.08 | 308.8326 | 0 | Heating | 41.1777 | #N/A | #N/A | #N/A | #N/A | 308.8326 | #N/A | #N/A | 3.3624 | #N/A | 0 | 0 | 0 | 0 | 0 | 0 | 0 | 0 | 0.1373% | 1 | 50% | 0% | 0% | 0% | 8.2745 | 0 | 0 | 0 | 8.2745 | #N/A
2007-01-19 19:00 | 1 | 19 | 19 | 19.75 | 451 | 30.92 | 28.04 | 1006 | 30.92 | 0 | 0 | Cooling | 0 | #N/A | #N/A | #N/A | #N/A | 0 | 0 | 0 | 0 | 0 | 0 | #N/A | #N/A | 88 | #N/A | #N/A | #N/A | #N/A | 0% | 1 | 50% | 0% | 0% | 0% | 8.2745 | 0 | 0 | 0 | 8.2745 | #N/A
2007-01-19 20:00 | 1 | 19 | 20 | 19.7917 | 452 | 30.92 | 27.32 | 1006 | 30.92 | 5.5479 | 0 | Heating | 0.73972 | #N/A | #N/A | #N/A | #N/A | 5.5479 | #N/A | #N/A | 3.2671 | #N/A | 0 | 0 | 0 | 0 | 0 | 0 | 0 | 0 | 0.002466% | 1 | 50% | 0% | 0% | 0% | 8.2745 | 0 | 0 | 0 | 8.2745 | #N/A
2007-01-19 21:00 | 1 | 19 | 21 | 19.8334 | 453 | 30.2 | 26.6 | 1006 | 30.2 | 8.2711 | 0 | Heating | 1.1028 | #N/A | #N/A | #N/A | #N/A | 8.2711 | #N/A | #N/A | 3.2375 | #N/A | 0 | 0 | 0 | 0 | 0 | 0 | 0 | 0 | 0.003676% | 1 | 50% | 0% | 0% | 0% | 8.2745 | 0 | 0 | 0 | 8.2745 | #N/A
2007-01-19 22:00 | 1 | 19 | 22 | 19.875 | 454 | 30.2 | 26.06 | 1006 | 30.2 | 13.31 | 0 | Heating | 1.7747 | #N/A | #N/A | #N/A | #N/A | 13.31 | #N/A | #N/A | 3.2375 | #N/A | 0 | 0 | 0 | 0 | 0 | 0 | 0 | 0 | 0.005916% | 1 | 50% | 0% | 0% | 0% | 8.2745 | 0 | 0 | 0 | 8.2745 | #N/A
2007-01-19 23:00 | 1 | 19 | 23 | 19.9167 | 455 | 30.02 | 26.6 | 1006 | 30.02 | 18.401 | 0 | Heating | 2.4535 | #N/A | #N/A | #N/A | #N/A | 18.401 | #N/A | #N/A | 3.2302 | #N/A | 0 | 0 | 0 | 0 | 0 | 0 | 0 | 0 | 0.008178% | 1 | 50% | 0% | 0% | 0% | 8.2745 | 0 | 0 | 0 | 8.2745 | #N/A
2007-01-20 | 1 | 20 | 0 | 19.9584 | 456 | 28.94 | 27.14 | 1006 | 28.94 | 23.4323 | 0 | Heating | 3.1243 | #N/A | #N/A | #N/A | #N/A | 23.4323 | #N/A | #N/A | 3.188 | #N/A | 0 | 0 | 0 | 0 | 0 | 0 | 0 | 0 | 0.01041% | 1 | 50% | 0% | 0% | 0% | 8.2745 | 0 | 0 | 0 | 8.2745 | #N/A
2007-01-20 01:00 | 1 | 20 | 1 | 20 | 457 | 28.04 | 28.04 | 1005 | 28.04 | 27.8274 | 0 | Heating | 3.7103 | #N/A | #N/A | #N/A | #N/A | 27.8274 | #N/A | #N/A | 3.1545 | #N/A | 0 | 0 | 0 | 0 | 0 | 0 | 0 | 0 | 0.01237% | 1 | 50% | 0% | 0% | 0% | 8.2745 | 0 | 0 | 0 | 8.2745 | #N/A
2007-01-20 02:00 | 1 | 20 | 2 | 20.0417 | 458 | 28.04 | 27.14 | 1005 | 28.04 | 48.9868 | 0 | Heating | 6.5316 | #N/A | #N/A | #N/A | #N/A | 48.9868 | #N/A | #N/A | 3.1545 | #N/A | 0 | 0 | 0 | 0 | 0 | 0 | 0 | 0 | 0.02177% | 1 | 50% | 0% | 0% | 0% | 8.2745 | 0 | 0 | 0 | 8.2745 | #N/A
2007-01-20 03:00 | 1 | 20 | 3 | 20.0834 | 459 | 26.96 | 26.42 | 1005 | 26.96 | 72.19 | 0 | Heating | 9.6253 | #N/A | #N/A | #N/A | #N/A | 72.19 | #N/A | #N/A | 3.1163 | #N/A | 0 | 0 | 0 | 0 | 0 | 0 | 0 | 0 | 0.03208% | 1 | 50% | 0% | 0% | 0% | 8.2745 | 0 | 0 | 0 | 8.2745 | #N/A
2007-01-20 04:00 | 1 | 20 | 4 | 20.125 | 460 | 26.96 | 26.06 | 1004 | 26.96 | 94.3365 | 0 | Heating | 12.5782 | #N/A | #N/A | #N/A | #N/A | 94.3365 | #N/A | #N/A | 3.1163 | #N/A | 0 | 0 | 0 | 0 | 0 | 0 | 0 | 0 | 0.04193% | 1 | 50% | 0% | 0% | 0% | 8.2745 | 0 | 0 | 0 | 8.2745 | #N/A
2007-01-20 05:00 | 1 | 20 | 5 | 20.1667 | 461 | 26.96 | 23.72 | 1005 | 26.96 | 130.3121 | 0 | Heating | 17.3749 | #N/A | #N/A | #N/A | #N/A | 130.3121 | #N/A | #N/A | 3.1163 | #N/A | 0 | 0 | 0 | 0 | 0 | 0 | 0 | 0 | 0.05792% | 1 | 50% | 0% | 0% | 0% | 8.2745 | 0 | 0 | 0 | 8.2745 | #N/A
2007-01-20 06:00 | 1 | 20 | 6 | 20.2084 | 462 | 24.98 | 21.74 | 1005 | 24.98 | 146.7987 | 0 | Heating | 19.5732 | #N/A | #N/A | #N/A | #N/A | 146.7987 | #N/A | #N/A | 3.0513 | #N/A | 0 | 0 | 0 | 0 | 0 | 0 | 0 | 0 | 0.06524% | 1 | 50% | 0% | 0% | 0% | 8.2745 | 0 | 0 | 0 | 8.2745 | #N/A
2007-01-20 07:00 | 1 | 20 | 7 | 20.25 | 463 | 24.98 | 19.94 | 1005 | 24.98 | 137.3806 | 0 | Heating | 18.3174 | #N/A | #N/A | #N/A | #N/A | 137.3806 | #N/A | #N/A | 3.0513 | #N/A | 0 | 0 | 0 | 0 | 0 | 0 | 0 | 0 | 0.06106% | 1 | 50% | 0% | 0% | 0% | 8.2745 | 0 | 0 | 0 | 8.2745 | #N/A
2007-01-20 08:00 | 1 | 20 | 8 | 20.2917 | 464 | 24.98 | 19.58 | 1006 | 24.98 | 119.1555 | 0 | Heating | 15.8874 | #N/A | #N/A | #N/A | #N/A | 119.1555 | #N/A | #N/A | 3.0513 | #N/A | 0 | 0 | 0 | 0 | 0 | 0 | 0 | 0 | 0.05296% | 1 | 50% | 0% | 0% | 0% | 8.2745 | 0 | 0 | 0 | 8.2745 | #N/A
2007-01-20 09:00 | 1 | 20 | 9 | 20.3334 | 465 | 23 | 19.94 | 1006 | 23 | 91.8787 | 0 | Heating | 12.2505 | #N/A | #N/A | #N/A | #N/A | 91.8787 | #N/A | #N/A | 2.9925 | #N/A | 0 | 0 | 0 | 0 | 0 | 0 | 0 | 0 | 0.04083% | 1 | 50% | 0% | 0% | 0% | 8.2745 | 0 | 0 | 0 | 8.2745 | #N/A
2007-01-20 10:00 | 1 | 20 | 10 | 20.375 | 466 | 21.02 | 21.02 | 1006 | 21.02 | 88.1164 | 0 | Heating | 11.7489 | #N/A | #N/A | #N/A | #N/A | 88.1164 | #N/A | #N/A | 2.9394 | #N/A | 0 | 0 | 0 | 0 | 0 | 0 | 0 | 0 | 0.03916% | 1 | 50% | 0% | 0% | 0% | 8.2745 | 0 | 0 | 0 | 8.2745 | #N/A
2007-01-20 11:00 | 1 | 20 | 11 | 20.4167 | 467 | 21.02 | 21.74 | 1006 | 21.02 | 123.6339 | 0 | Heating | 16.4845 | #N/A | #N/A | #N/A | #N/A | 123.6339 | #N/A | #N/A | 2.9394 | #N/A | 0 | 0 | 0 | 0 | 0 | 0 | 0 | 0 | 0.05495% | 1 | 50% | 0% | 0% | 0% | 8.2745 | 0 | 0 | 0 | 8.2745 | #N/A
2007-01-20 12:00 | 1 | 20 | 12 | 20.4584 | 468 | 19.94 | 22.28 | 1005 | 19.94 | 99.7111 | 0 | Heating | 13.2948 | #N/A | #N/A | #N/A | #N/A | 99.7111 | #N/A | #N/A | 2.9127 | #N/A | 0 | 0 | 0 | 0 | 0 | 0 | 0 | 0 | 0.04432% | 1 | 50% | 0% | 0% | 0% | 8.2745 | 0 | 0 | 0 | 8.2745 | #N/A
2007-01-20 13:00 | 1 | 20 | 13 | 20.5 | 469 | 19.94 | 23 | 1005 | 19.94 | 90.7637 | 0 | Heating | 12.1018 | #N/A | #N/A | #N/A | #N/A | 90.7637 | #N/A | #N/A | 2.9127 | #N/A | 0 | 0 | 0 | 0 | 0 | 0 | 0 | 0 | 0.04034% | 1 | 50% | 0% | 0% | 0% | 8.2745 | 0 | 0 | 0 | 8.2745 | #N/A
2007-01-20 14:00 | 1 | 20 | 14 | 20.5417 | 470 | 19.94 | 20.84 | 1005 | 19.94 | 99.6922 | 0 | Heating | 13.2923 | #N/A | #N/A | #N/A | #N/A | 99.6922 | #N/A | #N/A | 2.9127 | #N/A | 0 | 0 | 0 | 0 | 0 | 0 | 0 | 0 | 0.04431% | 1 | 50% | 0% | 0% | 0% | 8.2745 | 0 | 0 | 0 | 8.2745 | #N/A
2007-01-20 15:00 | 1 | 20 | 15 | 20.5834 | 471 | 19.04 | 18.68 | 1005 | 19.04 | 105.8681 | 0 | Heating | 14.1158 | #N/A | #N/A | #N/A | #N/A | 105.8681 | #N/A | #N/A | 2.8915 | #N/A | 0 | 0 | 0 | 0 | 0 | 0 | 0 | 0 | 0.04705% | 1 | 50% | 0% | 0% | 0% | 8.2745 | 0 | 0 | 0 | 8.2745 | #N/A
2007-01-20 16:00 | 1 | 20 | 16 | 20.625 | 472 | 17.96 | 15.98 | 1005 | 17.96 | 135.0742 | 0 | Heating | 18.0099 | #N/A | #N/A | #N/A | #N/A | 135.0742 | #N/A | #N/A | 2.8673 | #N/A | 0 | 0 | 0 | 0 | 0 | 0 | 0 | 0 | 0.06003% | 1 | 50% | 0% | 0% | 0% | 8.2745 | 0 | 0 | 0 | 8.2745 | #N/A
2007-01-20 17:00 | 1 | 20 | 17 | 20.6667 | 473 | 17.96 | 15.26 | 1005 | 17.96 | 165.7844 | 0 | Heating | 22.1046 | #N/A | #N/A | #N/A | #N/A | 165.7844 | #N/A | #N/A | 2.8673 | #N/A | 0 | 0 | 0 | 0 | 0 | 0 | 0 | 0 | 0.07368% | 1 | 50% | 0% | 0% | 0% | 8.2745 | 0 | 0 | 0 | 8.2745 | #N/A
2007-01-20 18:00 | 1 | 20 | 18 | 20.7084 | 474 | 15.98 | 14.72 | 1005 | 15.98 | 229.2247 | 0 | Heating | 30.5633 | #N/A | #N/A | #N/A | #N/A | 229.2247 | #N/A | #N/A | 2.8262 | #N/A | 0 | 0 | 0 | 0 | 0 | 0 | 0 | 0 | 0.1019% | 1 | 50% | 0% | 0% | 0% | 8.2745 | 0 | 0 | 0 | 8.2745 | #N/A
2007-01-20 19:00 | 1 | 20 | 19 | 20.75 | 475 | 15.08 | 14 | 1005 | 15.08 | 303.056 | 0 | Heating | 40.4075 | #N/A | #N/A | #N/A | #N/A | 303.056 | #N/A | #N/A | 2.8087 | #N/A | 0 | 0 | 0 | 0 | 0 | 0 | 0 | 0 | 0.1347% | 1 | 50% | 0% | 0% | 0% | 8.2745 | 0 | 0 | 0 | 8.2745 | #N/A
2007-01-20 20:00 | 1 | 20 | 20 | 20.7917 | 476 | 15.08 | 14 | 1004 | 15.08 | 373.1168 | 0 | Heating | 49.7489 | #N/A | #N/A | #N/A | #N/A | 373.1168 | #N/A | #N/A | 2.8087 | #N/A | 0 | 0 | 0 | 0 | 0 | 0 | 0 | 0 | 0.1658% | 1 | 50% | 0% | 0% | 0% | 8.2745 | 0 | 0 | 0 | 8.2745 | #N/A
2007-01-20 21:00 | 1 | 20 | 21 | 20.8334 | 477 | 14 | 14 | 1004 | 14 | 399.4263 | 0 | Heating | 53.2568 | #N/A | #N/A | #N/A | #N/A | 399.4263 | #N/A | #N/A | 2.7888 | #N/A | 0 | 0 | 0 | 0 | 0 | 0 | 0 | 0 | 0.1775% | 1 | 50% | 0% | 0% | 0% | 8.2745 | 0 | 0 | 0 | 8.2745 | #N/A
2007-01-20 22:00 | 1 | 20 | 22 | 20.875 | 478 | 12.92 | 14 | 1004 | 12.92 | 448.0909 | 0 | Heating | 59.7454 | #N/A | #N/A | #N/A | #N/A | 448.0909 | #N/A | #N/A | 2.7697 | #N/A | 0 | 0 | 0 | 0 | 0 | 0 | 0 | 0 | 0.1992% | 1 | 50% | 0% | 0% | 0% | 8.2745 | 0 | 0 | 0 | 8.2745 | #N/A
2007-01-20 23:00 | 1 | 20 | 23 | 20.9167 | 479 | 12.92 | 16.52 | 1003 | 12.92 | 490.6259 | 0 | Heating | 65.4168 | #N/A | #N/A | #N/A | #N/A | 490.6259 | #N/A | #N/A | 2.7697 | #N/A | 0 | 0 | 0 | 0 | 0 | 0 | 0 | 0 | 0.2181% | 1 | 50% | 0% | 0% | 0% | 8.2745 | 0 | 0 | 0 | 8.2745 | #N/A
2007-01-21 | 1 | 21 | 0 | 20.9584 | 480 | 12.02 | 19.04 | 1002 | 12.02 | 528.931 | 0 | Heating | 70.5241 | #N/A | #N/A | #N/A | #N/A | 528.931 | #N/A | #N/A | 2.7546 | #N/A | 0 | 0 | 0 | 0 | 0 | 0 | 0 | 0 | 0.2351% | 1 | 50% | 0% | 0% | 0% | 8.2745 | 0 | 0 | 0 | 8.2745 | #N/A
2007-01-21 01:00 | 1 | 21 | 1 | 21 | 481 | 10.94 | 21.92 | 1001 | 10.94 | 522.075 | 0 | Heating | 69.61 | #N/A | #N/A | #N/A | #N/A | 522.075 | #N/A | #N/A | 2.737 | #N/A | 0 | 0 | 0 | 0 | 0 | 0 | 0 | 0 | 0.232% | 1 | 50% | 0% | 0% | 0% | 8.2745 | 0 | 0 | 0 | 8.2745 | #N/A
2007-01-21 02:00 | 1 | 21 | 2 | 21.0417 | 482 | 10.94 | 22.1 | 1001 | 10.94 | 525.5278 | 0 | Heating | 70.0704 | #N/A | #N/A | #N/A | #N/A | 525.5278 | #N/A | #N/A | 2.737 | #N/A | 0 | 0 | 0 | 0 | 0 | 0 | 0 | 0 | 0.2336% | 1 | 50% | 0% | 0% | 0% | 8.2745 | 0 | 0 | 0 | 8.2745 | #N/A
2007-01-21 03:00 | 1 | 21 | 3 | 21.0834 | 483 | 10.04 | 22.28 | 1000 | 10.04 | 528.5579 | 0 | Heating | 70.4744 | #N/A | #N/A | #N/A | #N/A | 528.5579 | #N/A | #N/A | 2.723 | #N/A | 0 | 0 | 0 | 0 | 0 | 0 | 0 | 0 | 0.2349% | 1 | 50% | 0% | 0% | 0% | 8.2745 | 0 | 0 | 0 | 8.2745 | #N/A
2007-01-21 04:00 | 1 | 21 | 4 | 21.125 | 484 | 8.96 | 23 | 1000 | 8.96 | 529.0885 | 0 | Heating | 70.5451 | #N/A | #N/A | #N/A | #N/A | 529.0885 | #N/A | #N/A | 2.7067 | #N/A | 0 | 0 | 0 | 0 | 0 | 0 | 0 | 0 | 0.2352% | 1 | 50% | 0% | 0% | 0% | 8.2745 | 0 | 0 | 0 | 8.2745 | #N/A
2007-01-21 05:00 | 1 | 21 | 5 | 21.1667 | 485 | 8.96 | 23.18 | 999 | 8.96 | 533.6447 | 0 | Heating | 71.1526 | #N/A | #N/A | #N/A | #N/A | 533.6447 | #N/A | #N/A | 2.7067 | #N/A | 0 | 0 | 0 | 0 | 0 | 0 | 0 | 0 | 0.2372% | 1 | 50% | 0% | 0% | 0% | 8.2745 | 0 | 0 | 0 | 8.2745 | #N/A
2007-01-21 06:00 | 1 | 21 | 6 | 21.2084 | 486 | 6.98 | 23.54 | 998 | 6.98 | 509.8122 | 0 | Heating | 67.975 | #N/A | #N/A | #N/A | #N/A | 509.8122 | #N/A | #N/A | 2.6781 | #N/A | 0 | 0 | 0 | 0 | 0 | 0 | 0 | 0 | 0.2266% | 1 | 50% | 0% | 0% | 0% | 8.2745 | 0 | 0 | 0 | 8.2745 | #N/A
2007-01-21 07:00 | 1 | 21 | 7 | 21.25 | 487 | 6.08 | 24.08 | 998 | 6.08 | 1341.8545 | 0 | Heating | 178.9139 | #N/A | #N/A | #N/A | #N/A | 1341.8545 | #N/A | #N/A | 2.6655 | #N/A | 0 | 0 | 0 | 0 | 0 | 0 | 0 | 0 | 0.5964% | 1 | 50% | 0% | 0% | 0% | 8.2745 | 0 | 0 | 0 | 8.2745 | #N/A
2007-01-21 08:00 | 1 | 21 | 8 | 21.2917 | 488 | 6.08 | 22.28 | 998 | 6.08 | 961.8574 | 0 | Heating | 128.2477 | #N/A | #N/A | #N/A | #N/A | 961.8574 | #N/A | #N/A | 2.6655 | #N/A | 0 | 0 | 0 | 0 | 0 | 0 | 0 | 0 | 0.4275% | 1 | 50% | 0% | 0% | 0% | 8.2745 | 0 | 0 | 0 | 8.2745 | #N/A
2007-01-21 09:00 | 1 | 21 | 9 | 21.3334 | 489 | 8.96 | 21.38 | 999 | 8.96 | 616.758 | 0 | Heating | 82.2344 | #N/A | #N/A | #N/A | #N/A | 616.758 | #N/A | #N/A | 2.7067 | #N/A | 0 | 0 | 0 | 0 | 0 | 0 | 0 | 0 | 0.2741% | 1 | 50% | 0% | 0% | 0% | 8.2745 | 0 | 0 | 0 | 8.2745 | #N/A
2007-01-21 10:00 | 1 | 21 | 10 | 21.375 | 490 | 12.02 | 21.02 | 1000 | 12.02 | 535.7647 | 0 | Heating | 71.4353 | #N/A | #N/A | #N/A | #N/A | 535.7647 | #N/A | #N/A | 2.7546 | #N/A | 0 | 0 | 0 | 0 | 0 | 0 | 0 | 0 | 0.2381% | 1 | 50% | 0% | 0% | 0% | 8.2745 | 0 | 0 | 0 | 8.2745 | #N/A
2007-01-21 11:00 | 1 | 21 | 11 | 21.4167 | 491 | 12.02 | 20.12 | 1000 | 12.02 | 523.3398 | 0 | Heating | 69.7786 | #N/A | #N/A | #N/A | #N/A | 523.3398 | #N/A | #N/A | 2.7546 | #N/A | 0 | 0 | 0 | 0 | 0 | 0 | 0 | 0 | 0.2326% | 1 | 50% | 0% | 0% | 0% | 8.2745 | 0 | 0 | 0 | 8.2745 | #N/A
2007-01-21 12:00 | 1 | 21 | 12 | 21.4584 | 492 | 17.06 | 19.04 | 999 | 17.06 | 437.3571 | 0 | Heating | 58.3143 | #N/A | #N/A | #N/A | #N/A | 437.3571 | #N/A | #N/A | 2.8481 | #N/A | 0 | 0 | 0 | 0 | 0 | 0 | 0 | 0 | 0.1944% | 1 | 50% | 0% | 0% | 0% | 8.2745 | 0 | 0 | 0 | 8.2745 | #N/A
2007-01-21 13:00 | 1 | 21 | 13 | 21.5 | 493 | 17.96 | 17.96 | 999 | 17.96 | 453.9794 | 0 | Heating | 60.5306 | #N/A | #N/A | #N/A | #N/A | 453.9794 | #N/A | #N/A | 2.8673 | #N/A | 0 | 0 | 0 | 0 | 0 | 0 | 0 | 0 | 0.2018% | 1 | 50% | 0% | 0% | 0% | 8.2745 | 0 | 0 | 0 | 8.2745 | #N/A
2007-01-21 14:00 | 1 | 21 | 14 | 21.5417 | 494 | 17.96 | 18.5 | 999 | 17.96 | 332.0107 | 0 | Heating | 44.2681 | #N/A | #N/A | #N/A | #N/A | 332.0107 | #N/A | #N/A | 2.8673 | #N/A | 0 | 0 | 0 | 0 | 0 | 0 | 0 | 0 | 0.1476% | 1 | 50% | 0% | 0% | 0% | 8.2745 | 0 | 0 | 0 | 8.2745 | #N/A
2007-01-21 15:00 | 1 | 21 | 15 | 21.5834 | 495 | 19.04 | 19.04 | 999 | 19.04 | 341.3395 | 0 | Heating | 45.5119 | #N/A | #N/A | #N/A | #N/A | 341.3395 | #N/A | #N/A | 2.8915 | #N/A | 0 | 0 | 0 | 0 | 0 | 0 | 0 | 0 | 0.1517% | 1 | 50% | 0% | 0% | 0% | 8.2745 | 0 | 0 | 0 | 8.2745 | #N/A
2007-01-21 16:00 | 1 | 21 | 16 | 21.625 | 496 | 19.04 | 19.04 | 999 | 19.04 | 352.7981 | 0 | Heating | 47.0397 | #N/A | #N/A | #N/A | #N/A | 352.7981 | #N/A | #N/A | 2.8915 | #N/A | 0 | 0 | 0 | 0 | 0 | 0 | 0 | 0 | 0.1568% | 1 | 50% | 0% | 0% | 0% | 8.2745 | 0 | 0 | 0 | 8.2745 | #N/A
2007-01-21 17:00 | 1 | 21 | 17 | 21.6667 | 497 | 19.04 | 21.02 | 999 | 19.04 | 301.2565 | 0 | Heating | 40.1675 | #N/A | #N/A | #N/A | #N/A | 301.2565 | #N/A | #N/A | 2.8915 | #N/A | 0 | 0 | 0 | 0 | 0 | 0 | 0 | 0 | 0.1339% | 1 | 50% | 0% | 0% | 0% | 8.2745 | 0 | 0 | 0 | 8.2745 | #N/A
2007-01-21 18:00 | 1 | 21 | 18 | 21.7084 | 498 | 19.04 | 23 | 1000 | 19.04 | 347.1115 | 0 | Heating | 46.2815 | #N/A | #N/A | #N/A | #N/A | 347.1115 | #N/A | #N/A | 2.8915 | #N/A | 0 | 0 | 0 | 0 | 0 | 0 | 0 | 0 | 0.1543% | 1 | 50% | 0% | 0% | 0% | 8.2745 | 0 | 0 | 0 | 8.2745 | #N/A
2007-01-21 19:00 | 1 | 21 | 19 | 21.75 | 499 | 19.04 | 24.98 | 1000 | 19.04 | 433.5411 | 0 | Heating | 57.8055 | #N/A | #N/A | #N/A | #N/A | 433.5411 | #N/A | #N/A | 2.8915 | #N/A | 0 | 0 | 0 | 0 | 0 | 0 | 0 | 0 | 0.1927% | 1 | 50% | 0% | 0% | 0% | 8.2745 | 0 | 0 | 0 | 8.2745 | #N/A
2007-01-21 20:00 | 1 | 21 | 20 | 21.7917 | 500 | 19.04 | 24.98 | 1000 | 19.04 | 465.18 | 0 | Heating | 62.024 | #N/A | #N/A | #N/A | #N/A | 465.18 | #N/A | #N/A | 2.8915 | #N/A | 0 | 0 | 0 | 0 | 0 | 0 | 0 | 0 | 0.2067% | 1 | 50% | 0% | 0% | 0% | 8.2745 | 0 | 0 | 0 | 8.2745 | #N/A
2007-01-21 21:00 | 1 | 21 | 21 | 21.8334 | 501 | 17.96 | 24.98 | 999 | 17.96 | 537.2829 | 0 | Heating | 71.6377 | #N/A | #N/A | #N/A | #N/A | 537.2829 | #N/A | #N/A | 2.8673 | #N/A | 0 | 0 | 0 | 0 | 0 | 0 | 0 | 0 | 0.2388% | 1 | 50% | 0% | 0% | 0% | 8.2745 | 0 | 0 | 0 | 8.2745 | #N/A
2007-01-21 22:00 | 1 | 21 | 22 | 21.875 | 502 | 19.04 | 24.98 | 999 | 19.04 | 603.7284 | 0 | Heating | 80.4971 | #N/A | #N/A | #N/A | #N/A | 603.7284 | #N/A | #N/A | 2.8915 | #N/A | 0 | 0 | 0 | 0 | 0 | 0 | 0 | 0 | 0.2683% | 1 | 50% | 0% | 0% | 0% | 8.2745 | 0 | 0 | 0 | 8.2745 | #N/A
2007-01-21 23:00 | 1 | 21 | 23 | 21.9167 | 503 | 19.04 | 24.44 | 999 | 19.04 | 37.168 | 0 | Heating | 4.9557 | #N/A | #N/A | #N/A | #N/A | 37.168 | #N/A | #N/A | 2.8915 | #N/A | 0 | 0 | 0 | 0 | 0 | 0 | 0 | 0 | 0.01652% | 1 | 50% | 0% | 0% | 0% | 8.2745 | 0 | 0 | 0 | 8.2745 | #N/A
2007-01-22 | 1 | 22 | 0 | 21.9584 | 504 | 17.96 | 24.08 | 998 | 17.96 | 170.7438 | 0 | Heating | 22.7658 | #N/A | #N/A | #N/A | #N/A | 170.7438 | #N/A | #N/A | 2.8673 | #N/A | 0 | 0 | 0 | 0 | 0 | 0 | 0 | 0 | 0.07589% | 1 | 50% | 0% | 0% | 0% | 8.2745 | 0 | 0 | 0 | 8.2745 | #N/A
2007-01-22 01:00 | 1 | 22 | 1 | 22 | 505 | 17.96 | 24.08 | 998 | 17.96 | 228.9519 | 0 | Heating | 30.5269 | #N/A | #N/A | #N/A | #N/A | 228.9519 | #N/A | #N/A | 2.8673 | #N/A | 0 | 0 | 0 | 0 | 0 | 0 | 0 | 0 | 0.1018% | 1 | 50% | 0% | 0% | 0% | 8.2745 | 0 | 0 | 0 | 8.2745 | #N/A
2007-01-22 02:00 | 1 | 22 | 2 | 22.0417 | 506 | 17.96 | 23.18 | 998 | 17.96 | 250.496 | 0 | Heating | 33.3995 | #N/A | #N/A | #N/A | #N/A | 250.496 | #N/A | #N/A | 2.8673 | #N/A | 0 | 0 | 0 | 0 | 0 | 0 | 0 | 0 | 0.1113% | 1 | 50% | 0% | 0% | 0% | 8.2745 | 0 | 0 | 0 | 8.2745 | #N/A
2007-01-22 03:00 | 1 | 22 | 3 | 22.0834 | 507 | 17.96 | 22.28 | 997 | 17.96 | 250.453 | 0 | Heating | 33.3937 | #N/A | #N/A | #N/A | #N/A | 250.453 | #N/A | #N/A | 2.8673 | #N/A | 0 | 0 | 0 | 0 | 0 | 0 | 0 | 0 | 0.1113% | 1 | 50% | 0% | 0% | 0% | 8.2745 | 0 | 0 | 0 | 8.2745 | #N/A
2007-01-22 04:00 | 1 | 22 | 4 | 22.125 | 508 | 17.96 | 21.92 | 997 | 17.96 | 247.0925 | 0 | Heating | 32.9457 | #N/A | #N/A | #N/A | #N/A | 247.0925 | #N/A | #N/A | 2.8673 | #N/A | 0 | 0 | 0 | 0 | 0 | 0 | 0 | 0 | 0.1098% | 1 | 50% | 0% | 0% | 0% | 8.2745 | 0 | 0 | 0 | 8.2745 | #N/A
2007-01-22 05:00 | 1 | 22 | 5 | 22.1667 | 509 | 17.96 | 21.02 | 996 | 17.96 | 256.443 | 0 | Heating | 34.1924 | #N/A | #N/A | #N/A | #N/A | 256.443 | #N/A | #N/A | 2.8673 | #N/A | 0 | 0 | 0 | 0 | 0 | 0 | 0 | 0 | 0.114% | 1 | 50% | 0% | 0% | 0% | 8.2745 | 0 | 0 | 0 | 8.2745 | #N/A
2007-01-22 06:00 | 1 | 22 | 6 | 22.2084 | 510 | 17.6 | 20.3 | 995 | 17.6 | 245.9898 | 0 | Heating | 32.7986 | #N/A | #N/A | #N/A | #N/A | 245.9898 | #N/A | #N/A | 2.8595 | #N/A | 0 | 0 | 0 | 0 | 0 | 0 | 0 | 0 | 0.1093% | 1 | 50% | 0% | 0% | 0% | 8.2745 | 0 | 0 | 0 | 8.2745 | #N/A
2007-01-22 07:00 | 1 | 22 | 7 | 22.25 | 511 | 15.8 | 19.94 | 994 | 15.8 | 1020.3346 | 0 | Heating | 136.0446 | #N/A | #N/A | #N/A | #N/A | 1020.3346 | #N/A | #N/A | 2.8226 | #N/A | 0 | 0 | 0 | 0 | 0 | 0 | 0 | 0 | 0.4535% | 1 | 50% | 0% | 0% | 0% | 8.2745 | 0 | 0 | 0 | 8.2745 | #N/A
2007-01-22 08:00 | 1 | 22 | 8 | 22.2917 | 512 | 15.98 | 20.84 | 994 | 15.98 | 678.248 | 0 | Heating | 90.4331 | #N/A | #N/A | #N/A | #N/A | 678.248 | #N/A | #N/A | 2.8262 | #N/A | 0 | 0 | 0 | 0 | 0 | 0 | 0 | 0 | 0.3014% | 1 | 50% | 0% | 0% | 0% | 8.2745 | 0 | 0 | 0 | 8.2745 | #N/A
2007-01-22 09:00 | 1 | 22 | 9 | 22.3334 | 513 | 15.98 | 22.64 | 993 | 15.98 | 367.7384 | 0 | Heating | 49.0318 | #N/A | #N/A | #N/A | #N/A | 367.7384 | #N/A | #N/A | 2.8262 | #N/A | 0 | 0 | 0 | 0 | 0 | 0 | 0 | 0 | 0.1634% | 1 | 50% | 0% | 0% | 0% | 8.2745 | 0 | 0 | 0 | 8.2745 | #N/A
2007-01-22 10:00 | 1 | 22 | 10 | 22.375 | 514 | 17.96 | 24.98 | 992 | 17.96 | 331.7032 | 0 | Heating | 44.2271 | #N/A | #N/A | #N/A | #N/A | 331.7032 | #N/A | #N/A | 2.8673 | #N/A | 0 | 0 | 0 | 0 | 0 | 0 | 0 | 0 | 0.1474% | 1 | 50% | 0% | 0% | 0% | 8.2745 | 0 | 0 | 0 | 8.2745 | #N/A
2007-01-22 11:00 | 1 | 22 | 11 | 22.4167 | 515 | 17.96 | 26.06 | 991 | 17.96 | 345.257 | 0 | Heating | 46.0343 | #N/A | #N/A | #N/A | #N/A | 345.257 | #N/A | #N/A | 2.8673 | #N/A | 0 | 0 | 0 | 0 | 0 | 0 | 0 | 0 | 0.1534% | 1 | 50% | 0% | 0% | 0% | 8.2745 | 0 | 0 | 0 | 8.2745 | #N/A
2007-01-22 12:00 | 1 | 22 | 12 | 22.4584 | 516 | 21.02 | 26.96 | 989 | 21.02 | 305.6967 | 0 | Heating | 40.7596 | #N/A | #N/A | #N/A | #N/A | 305.6967 | #N/A | #N/A | 2.9394 | #N/A | 0 | 0 | 0 | 0 | 0 | 0 | 0 | 0 | 0.1359% | 1 | 50% | 0% | 0% | 0% | 8.2745 | 0 | 0 | 0 | 8.2745 | #N/A
2007-01-22 13:00 | 1 | 22 | 13 | 22.5 | 517 | 21.92 | 28.04 | 987 | 21.92 | 345.3285 | 0 | Heating | 46.0438 | #N/A | #N/A | #N/A | #N/A | 345.3285 | #N/A | #N/A | 2.9629 | #N/A | 0 | 0 | 0 | 0 | 0 | 0 | 0 | 0 | 0.1535% | 1 | 50% | 0% | 0% | 0% | 8.2745 | 0 | 0 | 0 | 8.2745 | #N/A
2007-01-22 14:00 | 1 | 22 | 14 | 22.5417 | 518 | 21.92 | 27.86 | 986 | 21.92 | 225.9505 | 0 | Heating | 30.1267 | #N/A | #N/A | #N/A | #N/A | 225.9505 | #N/A | #N/A | 2.9629 | #N/A | 0 | 0 | 0 | 0 | 0 | 0 | 0 | 0 | 0.1004% | 1 | 50% | 0% | 0% | 0% | 8.2745 | 0 | 0 | 0 | 8.2745 | #N/A
2007-01-22 15:00 | 1 | 22 | 15 | 22.5834 | 519 | 21.92 | 27.68 | 986 | 21.92 | 186.0212 | 0 | Heating | 24.8028 | #N/A | #N/A | #N/A | #N/A | 186.0212 | #N/A | #N/A | 2.9629 | #N/A | 0 | 0 | 0 | 0 | 0 | 0 | 0 | 0 | 0.08268% | 1 | 50% | 0% | 0% | 0% | 8.2745 | 0 | 0 | 0 | 8.2745 | #N/A
2007-01-22 16:00 | 1 | 22 | 16 | 22.625 | 520 | 23 | 26.96 | 985 | 23 | 159.0905 | 0 | Heating | 21.2121 | #N/A | #N/A | #N/A | #N/A | 159.0905 | #N/A | #N/A | 2.9925 | #N/A | 0 | 0 | 0 | 0 | 0 | 0 | 0 | 0 | 0.07071% | 1 | 50% | 0% | 0% | 0% | 8.2745 | 0 | 0 | 0 | 8.2745 | #N/A
2007-01-22 17:00 | 1 | 22 | 17 | 22.6667 | 521 | 23 | 28.22 | 985 | 23 | 107.8463 | 0 | Heating | 14.3795 | #N/A | #N/A | #N/A | #N/A | 107.8463 | #N/A | #N/A | 2.9925 | #N/A | 0 | 0 | 0 | 0 | 0 | 0 | 0 | 0 | 0.04793% | 1 | 50% | 0% | 0% | 0% | 8.2745 | 0 | 0 | 0 | 8.2745 | #N/A
2007-01-22 18:00 | 1 | 22 | 18 | 22.7084 | 522 | 21.2 | 29.66 | 985 | 21.2 | 147.8836 | 0 | Heating | 19.7178 | #N/A | #N/A | #N/A | #N/A | 147.8836 | #N/A | #N/A | 2.944 | #N/A | 0 | 0 | 0 | 0 | 0 | 0 | 0 | 0 | 0.06573% | 1 | 50% | 0% | 0% | 0% | 8.2745 | 0 | 0 | 0 | 8.2745 | #N/A
2007-01-22 19:00 | 1 | 22 | 19 | 22.75 | 523 | 21.2 | 30.92 | 985 | 21.2 | 221.0375 | 0 | Heating | 29.4717 | #N/A | #N/A | #N/A | #N/A | 221.0375 | #N/A | #N/A | 2.944 | #N/A | 0 | 0 | 0 | 0 | 0 | 0 | 0 | 0 | 0.09824% | 1 | 50% | 0% | 0% | 0% | 8.2745 | 0 | 0 | 0 | 8.2745 | #N/A
2007-01-22 20:00 | 1 | 22 | 20 | 22.7917 | 524 | 21.02 | 31.28 | 985 | 21.02 | 253.8473 | 0 | Heating | 33.8463 | #N/A | #N/A | #N/A | #N/A | 253.8473 | #N/A | #N/A | 2.9394 | #N/A | 0 | 0 | 0 | 0 | 0 | 0 | 0 | 0 | 0.1128% | 1 | 50% | 0% | 0% | 0% | 8.2745 | 0 | 0 | 0 | 8.2745 | #N/A
2007-01-22 21:00 | 1 | 22 | 21 | 22.8334 | 525 | 21.02 | 31.64 | 985 | 21.02 | 333.9514 | 0 | Heating | 44.5269 | #N/A | #N/A | #N/A | #N/A | 333.9514 | #N/A | #N/A | 2.9394 | #N/A | 0 | 0 | 0 | 0 | 0 | 0 | 0 | 0 | 0.1484% | 1 | 50% | 0% | 0% | 0% | 8.2745 | 0 | 0 | 0 | 8.2745 | #N/A
2007-01-22 22:00 | 1 | 22 | 22 | 22.875 | 526 | 21.02 | 32 | 984 | 21.02 | 377.5149 | 0 | Heating | 50.3353 | #N/A | #N/A | #N/A | #N/A | 377.5149 | #N/A | #N/A | 2.9394 | #N/A | 0 | 0 | 0 | 0 | 0 | 0 | 0 | 0 | 0.1678% | 1 | 50% | 0% | 0% | 0% | 8.2745 | 0 | 0 | 0 | 8.2745 | #N/A
2007-01-22 23:00 | 1 | 22 | 23 | 22.9167 | 527 | 21.02 | 29.48 | 984 | 21.02 | 4.8462 | 0 | Heating | 0.64617 | #N/A | #N/A | #N/A | #N/A | 4.8462 | #N/A | #N/A | 2.9394 | #N/A | 0 | 0 | 0 | 0 | 0 | 0 | 0 | 0 | 0.002154% | 1 | 50% | 0% | 0% | 0% | 8.2745 | 0 | 0 | 0 | 8.2745 | #N/A
2007-01-23 | 1 | 23 | 0 | 22.9584 | 528 | 19.94 | 27.14 | 983 | 19.94 | 16.4991 | 0 | Heating | 2.1999 | #N/A | #N/A | #N/A | #N/A | 16.4991 | #N/A | #N/A | 2.9127 | #N/A | 0 | 0 | 0 | 0 | 0 | 0 | 0 | 0 | 0.007333% | 1 | 50% | 0% | 0% | 0% | 8.2745 | 0 | 0 | 0 | 8.2745 | #N/A
2007-01-23 01:00 | 1 | 23 | 1 | 23 | 529 | 19.94 | 24.98 | 983 | 19.94 | 20.0321 | 0 | Heating | 2.6709 | #N/A | #N/A | #N/A | #N/A | 20.0321 | #N/A | #N/A | 2.9127 | #N/A | 0 | 0 | 0 | 0 | 0 | 0 | 0 | 0 | 0.008903% | 1 | 50% | 0% | 0% | 0% | 8.2745 | 0 | 0 | 0 | 8.2745 | #N/A
2007-01-23 02:00 | 1 | 23 | 2 | 23.0417 | 530 | 19.94 | 24.8 | 982 | 19.94 | 21.9915 | 0 | Heating | 2.9322 | #N/A | #N/A | #N/A | #N/A | 21.9915 | #N/A | #N/A | 2.9127 | #N/A | 0 | 0 | 0 | 0 | 0 | 0 | 0 | 0 | 0.009774% | 1 | 50% | 0% | 0% | 0% | 8.2745 | 0 | 0 | 0 | 8.2745 | #N/A
2007-01-23 03:00 | 1 | 23 | 3 | 23.0834 | 531 | 19.4 | 24.62 | 982 | 19.4 | 23.8702 | 0 | Heating | 3.1827 | #N/A | #N/A | #N/A | #N/A | 23.8702 | #N/A | #N/A | 2.8998 | #N/A | 0 | 0 | 0 | 0 | 0 | 0 | 0 | 0 | 0.01061% | 1 | 50% | 0% | 0% | 0% | 8.2745 | 0 | 0 | 0 | 8.2745 | #N/A
2007-01-23 04:00 | 1 | 23 | 4 | 23.125 | 532 | 19.4 | 24.98 | 981 | 19.4 | 27.6546 | 0 | Heating | 3.6873 | #N/A | #N/A | #N/A | #N/A | 27.6546 | #N/A | #N/A | 2.8998 | #N/A | 0 | 0 | 0 | 0 | 0 | 0 | 0 | 0 | 0.01229% | 1 | 50% | 0% | 0% | 0% | 8.2745 | 0 | 0 | 0 | 8.2745 | #N/A
2007-01-23 05:00 | 1 | 23 | 5 | 23.1667 | 533 | 19.94 | 25.34 | 981 | 19.94 | 55.2973 | 0 | Heating | 7.373 | #N/A | #N/A | #N/A | #N/A | 55.2973 | #N/A | #N/A | 2.9127 | #N/A | 0 | 0 | 0 | 0 | 0 | 0 | 0 | 0 | 0.02458% | 1 | 50% | 0% | 0% | 0% | 8.2745 | 0 | 0 | 0 | 8.2745 | #N/A
2007-01-23 06:00 | 1 | 23 | 6 | 23.2084 | 534 | 14 | 26.06 | 981 | 14 | 64.0924 | 0 | Heating | 8.5457 | #N/A | #N/A | #N/A | #N/A | 64.0924 | #N/A | #N/A | 2.7888 | #N/A | 0 | 0 | 0 | 0 | 0 | 0 | 0 | 0 | 0.02849% | 1 | 50% | 0% | 0% | 0% | 8.2745 | 0 | 0 | 0 | 8.2745 | #N/A
2007-01-23 07:00 | 1 | 23 | 7 | 23.25 | 535 | 14 | 26.96 | 981 | 14 | 818.1654 | 0 | Heating | 109.0887 | #N/A | #N/A | #N/A | #N/A | 818.1654 | #N/A | #N/A | 2.7888 | #N/A | 0 | 0 | 0 | 0 | 0 | 0 | 0 | 0 | 0.3636% | 1 | 50% | 0% | 0% | 0% | 8.2745 | 0 | 0 | 0 | 8.2745 | #N/A
2007-01-23 08:00 | 1 | 23 | 8 | 23.2917 | 536 | 12.92 | 23.54 | 982 | 12.92 | 534.7832 | 0 | Heating | 71.3044 | #N/A | #N/A | #N/A | #N/A | 534.7832 | #N/A | #N/A | 2.7697 | #N/A | 0 | 0 | 0 | 0 | 0 | 0 | 0 | 0 | 0.2377% | 1 | 50% | 0% | 0% | 0% | 8.2745 | 0 | 0 | 0 | 8.2745 | #N/A
2007-01-23 09:00 | 1 | 23 | 9 | 23.3334 | 537 | 15.98 | 21.02 | 982 | 15.98 | 254.7108 | 0 | Heating | 33.9614 | #N/A | #N/A | #N/A | #N/A | 254.7108 | #N/A | #N/A | 2.8262 | #N/A | 0 | 0 | 0 | 0 | 0 | 0 | 0 | 0 | 0.1132% | 1 | 50% | 0% | 0% | 0% | 8.2745 | 0 | 0 | 0 | 8.2745 | #N/A
2007-01-23 10:00 | 1 | 23 | 10 | 23.375 | 538 | 21.02 | 19.04 | 982 | 21.02 | 218.6499 | 0 | Heating | 29.1533 | #N/A | #N/A | #N/A | #N/A | 218.6499 | #N/A | #N/A | 2.9394 | #N/A | 0 | 0 | 0 | 0 | 0 | 0 | 0 | 0 | 0.09718% | 1 | 50% | 0% | 0% | 0% | 8.2745 | 0 | 0 | 0 | 8.2745 | #N/A
2007-01-23 11:00 | 1 | 23 | 11 | 23.4167 | 539 | 21.02 | 17.06 | 982 | 21.02 | 240.262 | 0 | Heating | 32.0349 | #N/A | #N/A | #N/A | #N/A | 240.262 | #N/A | #N/A | 2.9394 | #N/A | 0 | 0 | 0 | 0 | 0 | 0 | 0 | 0 | 0.1068% | 1 | 50% | 0% | 0% | 0% | 8.2745 | 0 | 0 | 0 | 8.2745 | #N/A
2007-01-23 12:00 | 1 | 23 | 12 | 23.4584 | 540 | 26.06 | 14.9 | 982 | 26.06 | 265.4687 | 0 | Heating | 35.3958 | #N/A | #N/A | #N/A | #N/A | 265.4687 | #N/A | #N/A | 3.0859 | #N/A | 0 | 0 | 0 | 0 | 0 | 0 | 0 | 0 | 0.118% | 1 | 50% | 0% | 0% | 0% | 8.2745 | 0 | 0 | 0 | 8.2745 | #N/A
2007-01-23 13:00 | 1 | 23 | 13 | 23.5 | 541 | 28.4 | 12.92 | 982 | 28.4 | 302.2996 | 0 | Heating | 40.3066 | #N/A | #N/A | #N/A | #N/A | 302.2996 | #N/A | #N/A | 3.1678 | #N/A | 0 | 0 | 0 | 0 | 0 | 0 | 0 | 0 | 0.1344% | 1 | 50% | 0% | 0% | 0% | 8.2745 | 0 | 0 | 0 | 8.2745 | #N/A
2007-01-23 14:00 | 1 | 23 | 14 | 23.5417 | 542 | 28.04 | 12.56 | 982 | 28.04 | 216.1345 | 0 | Heating | 28.8179 | #N/A | #N/A | #N/A | #N/A | 216.1345 | #N/A | #N/A | 3.1545 | #N/A | 0 | 0 | 0 | 0 | 0 | 0 | 0 | 0 | 0.09606% | 1 | 50% | 0% | 0% | 0% | 8.2745 | 0 | 0 | 0 | 8.2745 | #N/A
2007-01-23 15:00 | 1 | 23 | 15 | 23.5834 | 543 | 30.02 | 11.84 | 982 | 30.02 | 233.9459 | 0 | Heating | 31.1928 | #N/A | #N/A | #N/A | #N/A | 233.9459 | #N/A | #N/A | 3.2302 | #N/A | 0 | 0 | 0 | 0 | 0 | 0 | 0 | 0 | 0.104% | 1 | 50% | 0% | 0% | 0% | 8.2745 | 0 | 0 | 0 | 8.2745 | #N/A
2007-01-23 16:00 | 1 | 23 | 16 | 23.625 | 544 | 30.02 | 10.94 | 982 | 30.02 | 253.5402 | 0 | Heating | 33.8054 | #N/A | #N/A | #N/A | #N/A | 253.5402 | #N/A | #N/A | 3.2302 | #N/A | 0 | 0 | 0 | 0 | 0 | 0 | 0 | 0 | 0.1127% | 1 | 50% | 0% | 0% | 0% | 8.2745 | 0 | 0 | 0 | 8.2745 | #N/A
2007-01-23 17:00 | 1 | 23 | 17 | 23.6667 | 545 | 28.04 | 10.22 | 983 | 28.04 | 268.4095 | 0 | Heating | 35.7879 | #N/A | #N/A | #N/A | #N/A | 268.4095 | #N/A | #N/A | 3.1545 | #N/A | 0 | 0 | 0 | 0 | 0 | 0 | 0 | 0 | 0.1193% | 1 | 50% | 0% | 0% | 0% | 8.2745 | 0 | 0 | 0 | 8.2745 | #N/A
2007-01-23 18:00 | 1 | 23 | 18 | 23.7084 | 546 | 28.04 | 9.68 | 983 | 28.04 | 373.7887 | 0 | Heating | 49.8385 | #N/A | #N/A | #N/A | #N/A | 373.7887 | #N/A | #N/A | 3.1545 | #N/A | 0 | 0 | 0 | 0 | 0 | 0 | 0 | 0 | 0.1661% | 1 | 50% | 0% | 0% | 0% | 8.2745 | 0 | 0 | 0 | 8.2745 | #N/A
2007-01-23 19:00 | 1 | 23 | 19 | 23.75 | 547 | 28.04 | 8.96 | 983 | 28.04 | 490.8233 | 0 | Heating | 65.4431 | #N/A | #N/A | #N/A | #N/A | 490.8233 | #N/A | #N/A | 3.1545 | #N/A | 0 | 0 | 0 | 0 | 0 | 0 | 0 | 0 | 0.2181% | 1 | 50% | 0% | 0% | 0% | 8.2745 | 0 | 0 | 0 | 8.2745 | #N/A
2007-01-23 20:00 | 1 | 23 | 20 | 23.7917 | 548 | 28.04 | 8.06 | 983 | 28.04 | 554.002 | 0 | Heating | 73.8669 | #N/A | #N/A | #N/A | #N/A | 554.002 | #N/A | #N/A | 3.1545 | #N/A | 0 | 0 | 0 | 0 | 0 | 0 | 0 | 0 | 0.2462% | 1 | 50% | 0% | 0% | 0% | 8.2745 | 0 | 0 | 0 | 8.2745 | #N/A
2007-01-23 21:00 | 1 | 23 | 21 | 23.8334 | 549 | 23 | 6.98 | 983 | 23 | 648.8949 | 0 | Heating | 86.5193 | #N/A | #N/A | #N/A | #N/A | 648.8949 | #N/A | #N/A | 2.9925 | #N/A | 0 | 0 | 0 | 0 | 0 | 0 | 0 | 0 | 0.2884% | 1 | 50% | 0% | 0% | 0% | 8.2745 | 0 | 0 | 0 | 8.2745 | #N/A
2007-01-23 22:00 | 1 | 23 | 22 | 23.875 | 550 | 26.06 | 6.08 | 983 | 26.06 | 731.8464 | 0 | Heating | 97.5795 | #N/A | #N/A | #N/A | #N/A | 731.8464 | #N/A | #N/A | 3.0859 | #N/A | 0 | 0 | 0 | 0 | 0 | 0 | 0 | 0 | 0.3253% | 1 | 50% | 0% | 0% | 0% | 8.2745 | 0 | 0 | 0 | 8.2745 | #N/A
2007-01-23 23:00 | 1 | 23 | 23 | 23.9167 | 551 | 26.06 | 6.26 | 982 | 26.06 | 246.4947 | 0 | Heating | 32.866 | #N/A | #N/A | #N/A | #N/A | 246.4947 | #N/A | #N/A | 3.0859 | #N/A | 0 | 0 | 0 | 0 | 0 | 0 | 0 | 0 | 0.1096% | 1 | 50% | 0% | 0% | 0% | 8.2745 | 0 | 0 | 0 | 8.2745 | #N/A
2007-01-24 | 1 | 24 | 0 | 23.9584 | 552 | 26.06 | 6.44 | 982 | 26.06 | 428.4809 | 0 | Heating | 57.1308 | #N/A | #N/A | #N/A | #N/A | 428.4809 | #N/A | #N/A | 3.0859 | #N/A | 0 | 0 | 0 | 0 | 0 | 0 | 0 | 0 | 0.1904% | 1 | 50% | 0% | 0% | 0% | 8.2745 | 0 | 0 | 0 | 8.2745 | #N/A
2007-01-24 01:00 | 1 | 24 | 1 | 24 | 553 | 26.06 | 6.98 | 981 | 26.06 | 514.1345 | 0 | Heating | 68.5513 | #N/A | #N/A | #N/A | #N/A | 514.1345 | #N/A | #N/A | 3.0859 | #N/A | 0 | 0 | 0 | 0 | 0 | 0 | 0 | 0 | 0.2285% | 1 | 50% | 0% | 0% | 0% | 8.2745 | 0 | 0 | 0 | 8.2745 | #N/A
2007-01-24 02:00 | 1 | 24 | 2 | 24.0417 | 554 | 26.06 | 7.34 | 982 | 26.06 | 571.3402 | 0 | Heating | 76.1787 | #N/A | #N/A | #N/A | #N/A | 571.3402 | #N/A | #N/A | 3.0859 | #N/A | 0 | 0 | 0 | 0 | 0 | 0 | 0 | 0 | 0.2539% | 1 | 50% | 0% | 0% | 0% | 8.2745 | 0 | 0 | 0 | 8.2745 | #N/A
2007-01-24 03:00 | 1 | 24 | 3 | 24.0834 | 555 | 17.06 | 8.06 | 983 | 17.06 | 613.1966 | 0 | Heating | 81.7595 | #N/A | #N/A | #N/A | #N/A | 613.1966 | #N/A | #N/A | 2.8481 | #N/A | 0 | 0 | 0 | 0 | 0 | 0 | 0 | 0 | 0.2725% | 1 | 50% | 0% | 0% | 0% | 8.2745 | 0 | 0 | 0 | 8.2745 | #N/A
2007-01-24 04:00 | 1 | 24 | 4 | 24.125 | 556 | 21.02 | 8.96 | 983 | 21.02 | 650.8663 | 0 | Heating | 86.7822 | #N/A | #N/A | #N/A | #N/A | 650.8663 | #N/A | #N/A | 2.9394 | #N/A | 0 | 0 | 0 | 0 | 0 | 0 | 0 | 0 | 0.2893% | 1 | 50% | 0% | 0% | 0% | 8.2745 | 0 | 0 | 0 | 8.2745 | #N/A
2007-01-24 05:00 | 1 | 24 | 5 | 24.1667 | 557 | 21.02 | 7.34 | 984 | 21.02 | 699.2694 | 0 | Heating | 93.2359 | #N/A | #N/A | #N/A | #N/A | 699.2694 | #N/A | #N/A | 2.9394 | #N/A | 0 | 0 | 0 | 0 | 0 | 0 | 0 | 0 | 0.3108% | 1 | 50% | 0% | 0% | 0% | 8.2745 | 0 | 0 | 0 | 8.2745 | #N/A
2007-01-24 06:00 | 1 | 24 | 6 | 24.2084 | 558 | 24.08 | 6.08 | 984 | 24.08 | 728.7355 | 0 | Heating | 97.1647 | #N/A | #N/A | #N/A | #N/A | 728.7355 | #N/A | #N/A | 3.0238 | #N/A | 0 | 0 | 0 | 0 | 0 | 0 | 0 | 0 | 0.3239% | 1 | 50% | 0% | 0% | 0% | 8.2745 | 0 | 0 | 0 | 8.2745 | #N/A
2007-01-24 07:00 | 1 | 24 | 7 | 24.25 | 559 | 24.98 | 5 | 984 | 24.98 | 1443.469 | 0 | Heating | 192.4625 | #N/A | #N/A | #N/A | #N/A | 1443.469 | #N/A | #N/A | 3.0513 | #N/A | 0 | 0 | 0 | 0 | 0 | 0 | 0 | 0 | 0.6415% | 1 | 50% | 0% | 0% | 0% | 8.2745 | 0 | 0 | 0 | 8.2745 | #N/A
2007-01-24 08:00 | 1 | 24 | 8 | 24.2917 | 560 | 24.98 | 5 | 985 | 24.98 | 1056.5427 | 0 | Heating | 140.8724 | #N/A | #N/A | #N/A | #N/A | 1056.5427 | #N/A | #N/A | 3.0513 | #N/A | 0 | 0 | 0 | 0 | 0 | 0 | 0 | 0 | 0.4696% | 1 | 50% | 0% | 0% | 0% | 8.2745 | 0 | 0 | 0 | 8.2745 | #N/A
2007-01-24 09:00 | 1 | 24 | 9 | 24.3334 | 561 | 28.04 | 5.54 | 985 | 28.04 | 724.5758 | 0 | Heating | 96.6101 | #N/A | #N/A | #N/A | #N/A | 724.5758 | #N/A | #N/A | 3.1545 | #N/A | 0 | 0 | 0 | 0 | 0 | 0 | 0 | 0 | 0.322% | 1 | 50% | 0% | 0% | 0% | 8.2745 | 0 | 0 | 0 | 8.2745 | #N/A
2007-01-24 10:00 | 1 | 24 | 10 | 24.375 | 562 | 30.92 | 6.98 | 985 | 30.92 | 661.3982 | 0 | Heating | 88.1864 | #N/A | #N/A | #N/A | #N/A | 661.3982 | #N/A | #N/A | 3.2671 | #N/A | 0 | 0 | 0 | 0 | 0 | 0 | 0 | 0 | 0.294% | 1 | 50% | 0% | 0% | 0% | 8.2745 | 0 | 0 | 0 | 8.2745 | #N/A
2007-01-24 11:00 | 1 | 24 | 11 | 24.4167 | 563 | 30.92 | 9.14 | 985 | 30.92 | 658.9602 | 0 | Heating | 87.8614 | #N/A | #N/A | #N/A | #N/A | 658.9602 | #N/A | #N/A | 3.2671 | #N/A | 0 | 0 | 0 | 0 | 0 | 0 | 0 | 0 | 0.2929% | 1 | 50% | 0% | 0% | 0% | 8.2745 | 0 | 0 | 0 | 8.2745 | #N/A
2007-01-24 12:00 | 1 | 24 | 12 | 24.4584 | 564 | 33.08 | 10.94 | 984 | 33.08 | 617.4871 | 0 | Heating | 82.3316 | #N/A | #N/A | #N/A | #N/A | 617.4871 | #N/A | #N/A | 3.3624 | #N/A | 0 | 0 | 0 | 0 | 0 | 0 | 0 | 0 | 0.2744% | 1 | 50% | 0% | 0% | 0% | 8.2745 | 0 | 0 | 0 | 8.2745 | #N/A
2007-01-24 13:00 | 1 | 24 | 13 | 24.5 | 565 | 33.08 | 12.92 | 984 | 33.08 | 643.1197 | 0 | Heating | 85.7493 | #N/A | #N/A | #N/A | #N/A | 643.1197 | #N/A | #N/A | 3.3624 | #N/A | 0 | 0 | 0 | 0 | 0 | 0 | 0 | 0 | 0.2858% | 1 | 50% | 0% | 0% | 0% | 8.2745 | 0 | 0 | 0 | 8.2745 | #N/A
2007-01-24 14:00 | 1 | 24 | 14 | 24.5417 | 566 | 33.08 | 12.2 | 984 | 33.08 | 528.7564 | 0 | Heating | 70.5008 | #N/A | #N/A | #N/A | #N/A | 528.7564 | #N/A | #N/A | 3.3624 | #N/A | 0 | 0 | 0 | 0 | 0 | 0 | 0 | 0 | 0.235% | 1 | 50% | 0% | 0% | 0% | 8.2745 | 0 | 0 | 0 | 8.2745 | #N/A
2007-01-24 15:00 | 1 | 24 | 15 | 24.5834 | 567 | 33.98 | 11.3 | 984 | 33.98 | 468.4431 | 0 | Heating | 62.4591 | #N/A | #N/A | #N/A | #N/A | 468.4431 | #N/A | #N/A | 3.405 | #N/A | 0 | 0 | 0 | 0 | 0 | 0 | 0 | 0 | 0.2082% | 1 | 50% | 0% | 0% | 0% | 8.2745 | 0 | 0 | 0 | 8.2745 | #N/A
2007-01-24 16:00 | 1 | 24 | 16 | 24.625 | 568 | 30.02 | 10.04 | 984 | 30.02 | 457.6462 | 0 | Heating | 61.0195 | #N/A | #N/A | #N/A | #N/A | 457.6462 | #N/A | #N/A | 3.2302 | #N/A | 0 | 0 | 0 | 0 | 0 | 0 | 0 | 0 | 0.2034% | 1 | 50% | 0% | 0% | 0% | 8.2745 | 0 | 0 | 0 | 8.2745 | #N/A
2007-01-24 17:00 | 1 | 24 | 17 | 24.6667 | 569 | 30.02 | 10.4 | 985 | 30.02 | 427.3609 | 0 | Heating | 56.9815 | #N/A | #N/A | #N/A | #N/A | 427.3609 | #N/A | #N/A | 3.2302 | #N/A | 0 | 0 | 0 | 0 | 0 | 0 | 0 | 0 | 0.1899% | 1 | 50% | 0% | 0% | 0% | 8.2745 | 0 | 0 | 0 | 8.2745 | #N/A
2007-01-24 18:00 | 1 | 24 | 18 | 24.7084 | 570 | 28.94 | 10.58 | 985 | 28.94 | 504.02 | 0 | Heating | 67.2027 | #N/A | #N/A | #N/A | #N/A | 504.02 | #N/A | #N/A | 3.188 | #N/A | 0 | 0 | 0 | 0 | 0 | 0 | 0 | 0 | 0.224% | 1 | 50% | 0% | 0% | 0% | 8.2745 | 0 | 0 | 0 | 8.2745 | #N/A
2007-01-24 19:00 | 1 | 24 | 19 | 24.75 | 571 | 26.06 | 10.94 | 985 | 26.06 | 612.2861 | 0 | Heating | 81.6381 | #N/A | #N/A | #N/A | #N/A | 612.2861 | #N/A | #N/A | 3.0859 | #N/A | 0 | 0 | 0 | 0 | 0 | 0 | 0 | 0 | 0.2721% | 1 | 50% | 0% | 0% | 0% | 8.2745 | 0 | 0 | 0 | 8.2745 | #N/A
2007-01-24 20:00 | 1 | 24 | 20 | 24.7917 | 572 | 26.06 | 10.94 | 986 | 26.06 | 651.7824 | 0 | Heating | 86.9043 | #N/A | #N/A | #N/A | #N/A | 651.7824 | #N/A | #N/A | 3.0859 | #N/A | 0 | 0 | 0 | 0 | 0 | 0 | 0 | 0 | 0.2897% | 1 | 50% | 0% | 0% | 0% | 8.2745 | 0 | 0 | 0 | 8.2745 | #N/A
2007-01-24 21:00 | 1 | 24 | 21 | 24.8334 | 573 | 24.08 | 10.94 | 986 | 24.08 | 746.632 | 0 | Heating | 99.5509 | #N/A | #N/A | #N/A | #N/A | 746.632 | #N/A | #N/A | 3.0238 | #N/A | 0 | 0 | 0 | 0 | 0 | 0 | 0 | 0 | 0.3318% | 1 | 50% | 0% | 0% | 0% | 8.2745 | 0 | 0 | 0 | 8.2745 | #N/A
2007-01-24 22:00 | 1 | 24 | 22 | 24.875 | 574 | 21.92 | 10.94 | 987 | 21.92 | 779.2449 | 0 | Heating | 103.8993 | #N/A | #N/A | #N/A | #N/A | 779.2449 | #N/A | #N/A | 2.9629 | #N/A | 0 | 0 | 0 | 0 | 0 | 0 | 0 | 0 | 0.3463% | 1 | 50% | 0% | 0% | 0% | 8.2745 | 0 | 0 | 0 | 8.2745 | #N/A
2007-01-24 23:00 | 1 | 24 | 23 | 24.9167 | 575 | 21.92 | 10.04 | 986 | 21.92 | 268.9673 | 0 | Heating | 35.8623 | #N/A | #N/A | #N/A | #N/A | 268.9673 | #N/A | #N/A | 2.9629 | #N/A | 0 | 0 | 0 | 0 | 0 | 0 | 0 | 0 | 0.1195% | 1 | 50% | 0% | 0% | 0% | 8.2745 | 0 | 0 | 0 | 8.2745 | #N/A
2007-01-25 | 1 | 25 | 0 | 24.9584 | 576 | 19.94 | 9.32 | 986 | 19.94 | 442.4365 | 0 | Heating | 58.9915 | #N/A | #N/A | #N/A | #N/A | 442.4365 | #N/A | #N/A | 2.9127 | #N/A | 0 | 0 | 0 | 0 | 0 | 0 | 0 | 0 | 0.1966% | 1 | 50% | 0% | 0% | 0% | 8.2745 | 0 | 0 | 0 | 8.2745 | #N/A
2007-01-25 01:00 | 1 | 25 | 1 | 25 | 577 | 17.06 | 8.96 | 986 | 17.06 | 502.385 | 0 | Heating | 66.9847 | #N/A | #N/A | #N/A | #N/A | 502.385 | #N/A | #N/A | 2.8481 | #N/A | 0 | 0 | 0 | 0 | 0 | 0 | 0 | 0 | 0.2233% | 1 | 50% | 0% | 0% | 0% | 8.2745 | 0 | 0 | 0 | 8.2745 | #N/A
2007-01-25 02:00 | 1 | 25 | 2 | 25.0417 | 578 | 17.06 | 9.32 | 986 | 17.06 | 551.1456 | 0 | Heating | 73.4861 | #N/A | #N/A | #N/A | #N/A | 551.1456 | #N/A | #N/A | 2.8481 | #N/A | 0 | 0 | 0 | 0 | 0 | 0 | 0 | 0 | 0.245% | 1 | 50% | 0% | 0% | 0% | 8.2745 | 0 | 0 | 0 | 8.2745 | #N/A
2007-01-25 03:00 | 1 | 25 | 3 | 25.0834 | 579 | 14 | 10.04 | 987 | 14 | 601.7699 | 0 | Heating | 80.236 | #N/A | #N/A | #N/A | #N/A | 601.7699 | #N/A | #N/A | 2.7888 | #N/A | 0 | 0 | 0 | 0 | 0 | 0 | 0 | 0 | 0.2675% | 1 | 50% | 0% | 0% | 0% | 8.2745 | 0 | 0 | 0 | 8.2745 | #N/A
2007-01-25 04:00 | 1 | 25 | 4 | 25.125 | 580 | 10.94 | 10.94 | 987 | 10.94 | 647.1828 | 0 | Heating | 86.291 | #N/A | #N/A | #N/A | #N/A | 647.1828 | #N/A | #N/A | 2.737 | #N/A | 0 | 0 | 0 | 0 | 0 | 0 | 0 | 0 | 0.2876% | 1 | 50% | 0% | 0% | 0% | 8.2745 | 0 | 0 | 0 | 8.2745 | #N/A
2007-01-25 05:00 | 1 | 25 | 5 | 25.1667 | 581 | 10.94 | 8.42 | 987 | 10.94 | 709.5993 | 0 | Heating | 94.6132 | #N/A | #N/A | #N/A | #N/A | 709.5993 | #N/A | #N/A | 2.737 | #N/A | 0 | 0 | 0 | 0 | 0 | 0 | 0 | 0 | 0.3154% | 1 | 50% | 0% | 0% | 0% | 8.2745 | 0 | 0 | 0 | 8.2745 | #N/A
2007-01-25 06:00 | 1 | 25 | 6 | 25.2084 | 582 | 8.96 | 6.08 | 988 | 8.96 | 758.3408 | 0 | Heating | 101.1121 | #N/A | #N/A | #N/A | #N/A | 758.3408 | #N/A | #N/A | 2.7067 | #N/A | 0 | 0 | 0 | 0 | 0 | 0 | 0 | 0 | 0.337% | 1 | 50% | 0% | 0% | 0% | 8.2745 | 0 | 0 | 0 | 8.2745 | #N/A
2007-01-25 07:00 | 1 | 25 | 7 | 25.25 | 583 | 8.96 | 3.92 | 989 | 8.96 | 1494.1984 | 0 | Heating | 199.2265 | #N/A | #N/A | #N/A | #N/A | 1494.1984 | #N/A | #N/A | 2.7067 | #N/A | 0 | 0 | 0 | 0 | 0 | 0 | 0 | 0 | 0.6641% | 1 | 50% | 0% | 0% | 0% | 8.2745 | 0 | 0 | 0 | 8.2745 | #N/A
2007-01-25 08:00 | 1 | 25 | 8 | 25.2917 | 584 | 8.96 | 3.92 | 989 | 8.96 | 1110.7567 | 0 | Heating | 148.1009 | #N/A | #N/A | #N/A | #N/A | 1110.7567 | #N/A | #N/A | 2.7067 | #N/A | 0 | 0 | 0 | 0 | 0 | 0 | 0 | 0 | 0.4937% | 1 | 50% | 0% | 0% | 0% | 8.2745 | 0 | 0 | 0 | 8.2745 | #N/A
2007-01-25 09:00 | 1 | 25 | 9 | 25.3334 | 585 | 10.94 | 4.64 | 989 | 10.94 | 723.3758 | 0 | Heating | 96.4501 | #N/A | #N/A | #N/A | #N/A | 723.3758 | #N/A | #N/A | 2.737 | #N/A | 0 | 0 | 0 | 0 | 0 | 0 | 0 | 0 | 0.3215% | 1 | 50% | 0% | 0% | 0% | 8.2745 | 0 | 0 | 0 | 8.2745 | #N/A
2007-01-25 10:00 | 1 | 25 | 10 | 25.375 | 586 | 12.02 | 6.08 | 990 | 12.02 | 639.4313 | 0 | Heating | 85.2575 | #N/A | #N/A | #N/A | #N/A | 639.4313 | #N/A | #N/A | 2.7546 | #N/A | 0 | 0 | 0 | 0 | 0 | 0 | 0 | 0 | 0.2842% | 1 | 50% | 0% | 0% | 0% | 8.2745 | 0 | 0 | 0 | 8.2745 | #N/A
2007-01-25 11:00 | 1 | 25 | 11 | 25.4167 | 587 | 12.02 | 7.52 | 989 | 12.02 | 629.8892 | 0 | Heating | 83.9852 | #N/A | #N/A | #N/A | #N/A | 629.8892 | #N/A | #N/A | 2.7546 | #N/A | 0 | 0 | 0 | 0 | 0 | 0 | 0 | 0 | 0.28% | 1 | 50% | 0% | 0% | 0% | 8.2745 | 0 | 0 | 0 | 8.2745 | #N/A
2007-01-25 12:00 | 1 | 25 | 12 | 25.4584 | 588 | 15.08 | 8.78 | 989 | 15.08 | 532.6267 | 0 | Heating | 71.0169 | #N/A | #N/A | #N/A | #N/A | 532.6267 | #N/A | #N/A | 2.8087 | #N/A | 0 | 0 | 0 | 0 | 0 | 0 | 0 | 0 | 0.2367% | 1 | 50% | 0% | 0% | 0% | 8.2745 | 0 | 0 | 0 | 8.2745 | #N/A
2007-01-25 13:00 | 1 | 25 | 13 | 25.5 | 589 | 17.06 | 10.04 | 989 | 17.06 | 561.687 | 0 | Heating | 74.8916 | #N/A | #N/A | #N/A | #N/A | 561.687 | #N/A | #N/A | 2.8481 | #N/A | 0 | 0 | 0 | 0 | 0 | 0 | 0 | 0 | 0.2496% | 1 | 50% | 0% | 0% | 0% | 8.2745 | 0 | 0 | 0 | 8.2745 | #N/A
2007-01-25 14:00 | 1 | 25 | 14 | 25.5417 | 590 | 17.06 | 10.94 | 989 | 17.06 | 443.8879 | 0 | Heating | 59.1851 | #N/A | #N/A | #N/A | #N/A | 443.8879 | #N/A | #N/A | 2.8481 | #N/A | 0 | 0 | 0 | 0 | 0 | 0 | 0 | 0 | 0.1973% | 1 | 50% | 0% | 0% | 0% | 8.2745 | 0 | 0 | 0 | 8.2745 | #N/A
2007-01-25 15:00 | 1 | 25 | 15 | 25.5834 | 591 | 19.4 | 11.66 | 989 | 19.4 | 456.1144 | 0 | Heating | 60.8153 | #N/A | #N/A | #N/A | #N/A | 456.1144 | #N/A | #N/A | 2.8998 | #N/A | 0 | 0 | 0 | 0 | 0 | 0 | 0 | 0 | 0.2027% | 1 | 50% | 0% | 0% | 0% | 8.2745 | 0 | 0 | 0 | 8.2745 | #N/A
2007-01-25 16:00 | 1 | 25 | 16 | 25.625 | 592 | 15.98 | 12.02 | 989 | 15.98 | 447.2628 | 0 | Heating | 59.635 | #N/A | #N/A | #N/A | #N/A | 447.2628 | #N/A | #N/A | 2.8262 | #N/A | 0 | 0 | 0 | 0 | 0 | 0 | 0 | 0 | 0.1988% | 1 | 50% | 0% | 0% | 0% | 8.2745 | 0 | 0 | 0 | 8.2745 | #N/A
2007-01-25 17:00 | 1 | 25 | 17 | 25.6667 | 593 | 15.98 | 12.38 | 990 | 15.98 | 403.4066 | 0 | Heating | 53.7876 | #N/A | #N/A | #N/A | #N/A | 403.4066 | #N/A | #N/A | 2.8262 | #N/A | 0 | 0 | 0 | 0 | 0 | 0 | 0 | 0 | 0.1793% | 1 | 50% | 0% | 0% | 0% | 8.2745 | 0 | 0 | 0 | 8.2745 | #N/A
2007-01-25 18:00 | 1 | 25 | 18 | 25.7084 | 594 | 12.92 | 12.56 | 991 | 12.92 | 463.2859 | 0 | Heating | 61.7715 | #N/A | #N/A | #N/A | #N/A | 463.2859 | #N/A | #N/A | 2.7697 | #N/A | 0 | 0 | 0 | 0 | 0 | 0 | 0 | 0 | 0.2059% | 1 | 50% | 0% | 0% | 0% | 8.2745 | 0 | 0 | 0 | 8.2745 | #N/A
2007-01-25 19:00 | 1 | 25 | 19 | 25.75 | 595 | 10.94 | 12.92 | 991 | 10.94 | 561.3831 | 0 | Heating | 74.8511 | #N/A | #N/A | #N/A | #N/A | 561.3831 | #N/A | #N/A | 2.737 | #N/A | 0 | 0 | 0 | 0 | 0 | 0 | 0 | 0 | 0.2495% | 1 | 50% | 0% | 0% | 0% | 8.2745 | 0 | 0 | 0 | 8.2745 | #N/A
2007-01-25 20:00 | 1 | 25 | 20 | 25.7917 | 596 | 10.94 | 12.2 | 992 | 10.94 | 612.7857 | 0 | Heating | 81.7048 | #N/A | #N/A | #N/A | #N/A | 612.7857 | #N/A | #N/A | 2.737 | #N/A | 0 | 0 | 0 | 0 | 0 | 0 | 0 | 0 | 0.2723% | 1 | 50% | 0% | 0% | 0% | 8.2745 | 0 | 0 | 0 | 8.2745 | #N/A
2007-01-25 21:00 | 1 | 25 | 21 | 25.8334 | 597 | 6.98 | 11.48 | 992 | 6.98 | 728.7015 | 0 | Heating | 97.1602 | #N/A | #N/A | #N/A | #N/A | 728.7015 | #N/A | #N/A | 2.6781 | #N/A | 0 | 0 | 0 | 0 | 0 | 0 | 0 | 0 | 0.3239% | 1 | 50% | 0% | 0% | 0% | 8.2745 | 0 | 0 | 0 | 8.2745 | #N/A
2007-01-25 22:00 | 1 | 25 | 22 | 25.875 | 598 | 5 | 10.94 | 993 | 5 | 768.4499 | 0 | Heating | 102.46 | #N/A | #N/A | #N/A | #N/A | 768.4499 | #N/A | #N/A | 2.6507 | #N/A | 0 | 0 | 0 | 0 | 0 | 0 | 0 | 0 | 0.3415% | 1 | 50% | 0% | 0% | 0% | 8.2745 | 0 | 0 | 0 | 8.2745 | #N/A
2007-01-25 23:00 | 1 | 25 | 23 | 25.9167 | 599 | 5 | 13.82 | 994 | 5 | 243.8459 | 0 | Heating | 32.5128 | #N/A | #N/A | #N/A | #N/A | 243.8459 | #N/A | #N/A | 2.6507 | #N/A | 0 | 0 | 0 | 0 | 0 | 0 | 0 | 0 | 0.1084% | 1 | 50% | 0% | 0% | 0% | 8.2745 | 0 | 0 | 0 | 8.2745 | #N/A
2007-01-26 | 1 | 26 | 0 | 25.9584 | 600 | 1.94 | 16.7 | 995 | 1.94 | 363.3211 | 0 | Heating | 48.4428 | #N/A | #N/A | #N/A | #N/A | 363.3211 | #N/A | #N/A | 2.6096 | #N/A | 0 | 0 | 0 | 0 | 0 | 0 | 0 | 0 | 0.1615% | 1 | 50% | 0% | 0% | 0% | 8.2745 | 0 | 0 | 0 | 8.2745 | #N/A
2007-01-26 01:00 | 1 | 26 | 1 | 26 | 601 | 1.4 | 19.94 | 995 | 1.4 | 383.345 | 0 | Heating | 51.1127 | #N/A | #N/A | #N/A | #N/A | 383.345 | #N/A | #N/A | 2.6024 | #N/A | 0 | 0 | 0 | 0 | 0 | 0 | 0 | 0 | 0.1704% | 1 | 50% | 0% | 0% | 0% | 8.2745 | 0 | 0 | 0 | 8.2745 | #N/A
2007-01-26 02:00 | 1 | 26 | 2 | 26.0417 | 602 | -0.04 | 19.76 | 996 | -0.04 | 400.5233 | 0 | Heating | 53.4031 | #N/A | #N/A | #N/A | #N/A | 400.5233 | #N/A | #N/A | 2.5829 | #N/A | 0 | 0 | 0 | 0 | 0 | 0 | 0 | 0 | 0.178% | 1 | 50% | 0% | 0% | 0% | 8.2745 | 0 | 0 | 0 | 8.2745 | #N/A
2007-01-26 03:00 | 1 | 26 | 3 | 26.0834 | 603 | -0.04 | 19.58 | 997 | -0.04 | 436.1181 | 0 | Heating | 58.1491 | #N/A | #N/A | #N/A | #N/A | 436.1181 | #N/A | #N/A | 2.5829 | #N/A | 0 | 0 | 0 | 0 | 0 | 0 | 0 | 0 | 0.1938% | 1 | 50% | 0% | 0% | 0% | 8.2745 | 0 | 0 | 0 | 8.2745 | #N/A
2007-01-26 04:00 | 1 | 26 | 4 | 26.125 | 604 | -2.02 | 19.94 | 997 | -2.02 | 466.9992 | 0 | Heating | 62.2666 | #N/A | #N/A | #N/A | #N/A | 466.9992 | #N/A | #N/A | 2.5555 | #N/A | 0 | 0 | 0 | 0 | 0 | 0 | 0 | 0 | 0.2076% | 1 | 50% | 0% | 0% | 0% | 8.2745 | 0 | 0 | 0 | 8.2745 | #N/A
2007-01-26 05:00 | 1 | 26 | 5 | 26.1667 | 605 | -2.02 | 18.68 | 998 | -2.02 | 502.3409 | 0 | Heating | 66.9788 | #N/A | #N/A | #N/A | #N/A | 502.3409 | #N/A | #N/A | 2.5555 | #N/A | 0 | 0 | 0 | 0 | 0 | 0 | 0 | 0 | 0.2233% | 1 | 50% | 0% | 0% | 0% | 8.2745 | 0 | 0 | 0 | 8.2745 | #N/A
2007-01-26 06:00 | 1 | 26 | 6 | 26.2084 | 606 | -2.2 | 17.78 | 999 | -2.2 | 515.7035 | 0 | Heating | 68.7605 | #N/A | #N/A | #N/A | #N/A | 515.7035 | #N/A | #N/A | 2.553 | #N/A | 0 | 0 | 0 | 0 | 0 | 0 | 0 | 0 | 0.2292% | 1 | 50% | 0% | 0% | 0% | 8.2745 | 0 | 0 | 0 | 8.2745 | #N/A
2007-01-26 07:00 | 1 | 26 | 7 | 26.25 | 607 | -2.2 | 17.06 | 999 | -2.2 | 1247.3653 | 0 | Heating | 166.3154 | #N/A | #N/A | #N/A | #N/A | 1247.3653 | #N/A | #N/A | 2.553 | #N/A | 0 | 0 | 0 | 0 | 0 | 0 | 0 | 0 | 0.5544% | 1 | 50% | 0% | 0% | 0% | 8.2745 | 0 | 0 | 0 | 8.2745 | #N/A
2007-01-26 08:00 | 1 | 26 | 8 | 26.2917 | 608 | -2.92 | 17.24 | 1000 | -2.92 | 922.8204 | 0 | Heating | 123.0427 | #N/A | #N/A | #N/A | #N/A | 922.8204 | #N/A | #N/A | 2.5427 | #N/A | 0 | 0 | 0 | 0 | 0 | 0 | 0 | 0 | 0.4101% | 1 | 50% | 0% | 0% | 0% | 8.2745 | 0 | 0 | 0 | 8.2745 | #N/A
2007-01-26 09:00 | 1 | 26 | 9 | 26.3334 | 609 | 1.04 | 18.32 | 1000 | 1.04 | 744.7183 | 0 | Heating | 99.2958 | #N/A | #N/A | #N/A | #N/A | 744.7183 | #N/A | #N/A | 2.5975 | #N/A | 0 | 0 | 0 | 0 | 0 | 0 | 0 | 0 | 0.331% | 1 | 50% | 0% | 0% | 0% | 8.2745 | 0 | 0 | 0 | 8.2745 | #N/A
2007-01-26 10:00 | 1 | 26 | 10 | 26.375 | 610 | 3.2 | 19.94 | 1000 | 3.2 | 706.5419 | 0 | Heating | 94.2056 | #N/A | #N/A | #N/A | #N/A | 706.5419 | #N/A | #N/A | 2.6265 | #N/A | 0 | 0 | 0 | 0 | 0 | 0 | 0 | 0 | 0.314% | 1 | 50% | 0% | 0% | 0% | 8.2745 | 0 | 0 | 0 | 8.2745 | #N/A
2007-01-26 11:00 | 1 | 26 | 11 | 26.4167 | 611 | 3.92 | 20.48 | 1000 | 3.92 | 692.1438 | 0 | Heating | 92.2858 | #N/A | #N/A | #N/A | #N/A | 692.1438 | #N/A | #N/A | 2.6361 | #N/A | 0 | 0 | 0 | 0 | 0 | 0 | 0 | 0 | 0.3076% | 1 | 50% | 0% | 0% | 0% | 8.2745 | 0 | 0 | 0 | 8.2745 | #N/A
2007-01-26 12:00 | 1 | 26 | 12 | 26.4584 | 612 | 8.06 | 20.66 | 1000 | 8.06 | 643.4006 | 0 | Heating | 85.7868 | #N/A | #N/A | #N/A | #N/A | 643.4006 | #N/A | #N/A | 2.6935 | #N/A | 0 | 0 | 0 | 0 | 0 | 0 | 0 | 0 | 0.286% | 1 | 50% | 0% | 0% | 0% | 8.2745 | 0 | 0 | 0 | 8.2745 | #N/A
2007-01-26 13:00 | 1 | 26 | 13 | 26.5 | 613 | 8.96 | 21.02 | 1000 | 8.96 | 622.5257 | 0 | Heating | 83.0034 | #N/A | #N/A | #N/A | #N/A | 622.5257 | #N/A | #N/A | 2.7067 | #N/A | 0 | 0 | 0 | 0 | 0 | 0 | 0 | 0 | 0.2767% | 1 | 50% | 0% | 0% | 0% | 8.2745 | 0 | 0 | 0 | 8.2745 | #N/A
2007-01-26 14:00 | 1 | 26 | 14 | 26.5417 | 614 | 8.96 | 20.84 | 1001 | 8.96 | 554.503 | 0 | Heating | 73.9337 | #N/A | #N/A | #N/A | #N/A | 554.503 | #N/A | #N/A | 2.7067 | #N/A | 0 | 0 | 0 | 0 | 0 | 0 | 0 | 0 | 0.2464% | 1 | 50% | 0% | 0% | 0% | 8.2745 | 0 | 0 | 0 | 8.2745 | #N/A
2007-01-26 15:00 | 1 | 26 | 15 | 26.5834 | 615 | 8.96 | 20.66 | 1002 | 8.96 | 669.2249 | 0 | Heating | 89.23 | #N/A | #N/A | #N/A | #N/A | 669.2249 | #N/A | #N/A | 2.7067 | #N/A | 0 | 0 | 0 | 0 | 0 | 0 | 0 | 0 | 0.2974% | 1 | 50% | 0% | 0% | 0% | 8.2745 | 0 | 0 | 0 | 8.2745 | #N/A
2007-01-26 16:00 | 1 | 26 | 16 | 26.625 | 616 | 10.94 | 19.94 | 1002 | 10.94 | 672.5371 | 0 | Heating | 89.6716 | #N/A | #N/A | #N/A | #N/A | 672.5371 | #N/A | #N/A | 2.737 | #N/A | 0 | 0 | 0 | 0 | 0 | 0 | 0 | 0 | 0.2989% | 1 | 50% | 0% | 0% | 0% | 8.2745 | 0 | 0 | 0 | 8.2745 | #N/A
2007-01-26 17:00 | 1 | 26 | 17 | 26.6667 | 617 | 10.94 | 19.94 | 1003 | 10.94 | 627.009 | 0 | Heating | 83.6012 | #N/A | #N/A | #N/A | #N/A | 627.009 | #N/A | #N/A | 2.737 | #N/A | 0 | 0 | 0 | 0 | 0 | 0 | 0 | 0 | 0.2787% | 1 | 50% | 0% | 0% | 0% | 8.2745 | 0 | 0 | 0 | 8.2745 | #N/A
2007-01-26 18:00 | 1 | 26 | 18 | 26.7084 | 618 | 8.06 | 19.94 | 1004 | 8.06 | 685.8106 | 0 | Heating | 91.4414 | #N/A | #N/A | #N/A | #N/A | 685.8106 | #N/A | #N/A | 2.6935 | #N/A | 0 | 0 | 0 | 0 | 0 | 0 | 0 | 0 | 0.3048% | 1 | 50% | 0% | 0% | 0% | 8.2745 | 0 | 0 | 0 | 8.2745 | #N/A
2007-01-26 19:00 | 1 | 26 | 19 | 26.75 | 619 | 6.98 | 19.94 | 1004 | 6.98 | 83.6074 | 0 | Heating | 11.1477 | #N/A | #N/A | #N/A | #N/A | 83.6074 | #N/A | #N/A | 2.6781 | #N/A | 0 | 0 | 0 | 0 | 0 | 0 | 0 | 0 | 0.03716% | 1 | 50% | 0% | 0% | 0% | 8.2745 | 0 | 0 | 0 | 8.2745 | #N/A
2007-01-26 20:00 | 1 | 26 | 20 | 26.7917 | 620 | 6.98 | 19.94 | 1005 | 6.98 | 236.7868 | 0 | Heating | 31.5716 | #N/A | #N/A | #N/A | #N/A | 236.7868 | #N/A | #N/A | 2.6781 | #N/A | 0 | 0 | 0 | 0 | 0 | 0 | 0 | 0 | 0.1052% | 1 | 50% | 0% | 0% | 0% | 8.2745 | 0 | 0 | 0 | 8.2745 | #N/A
2007-01-26 21:00 | 1 | 26 | 21 | 26.8334 | 621 | 5 | 19.94 | 1005 | 5 | 275.9521 | 0 | Heating | 36.7936 | #N/A | #N/A | #N/A | #N/A | 275.9521 | #N/A | #N/A | 2.6507 | #N/A | 0 | 0 | 0 | 0 | 0 | 0 | 0 | 0 | 0.1226% | 1 | 50% | 0% | 0% | 0% | 8.2745 | 0 | 0 | 0 | 8.2745 | #N/A
2007-01-26 22:00 | 1 | 26 | 22 | 26.875 | 622 | 3.92 | 19.94 | 1005 | 3.92 | 328.989 | 0 | Heating | 43.8652 | #N/A | #N/A | #N/A | #N/A | 328.989 | #N/A | #N/A | 2.6361 | #N/A | 0 | 0 | 0 | 0 | 0 | 0 | 0 | 0 | 0.1462% | 1 | 50% | 0% | 0% | 0% | 8.2745 | 0 | 0 | 0 | 8.2745 | #N/A
2007-01-26 23:00 | 1 | 26 | 23 | 26.9167 | 623 | 3.92 | 19.76 | 1005 | 3.92 | 380.4539 | 0 | Heating | 50.7272 | #N/A | #N/A | #N/A | #N/A | 380.4539 | #N/A | #N/A | 2.6361 | #N/A | 0 | 0 | 0 | 0 | 0 | 0 | 0 | 0 | 0.1691% | 1 | 50% | 0% | 0% | 0% | 8.2745 | 0 | 0 | 0 | 8.2745 | #N/A
2007-01-27 | 1 | 27 | 0 | 26.9584 | 624 | 5 | 19.76 | 1005 | 5 | 430.0234 | 0 | Heating | 57.3365 | #N/A | #N/A | #N/A | #N/A | 430.0234 | #N/A | #N/A | 2.6507 | #N/A | 0 | 0 | 0 | 0 | 0 | 0 | 0 | 0 | 0.1911% | 1 | 50% | 0% | 0% | 0% | 8.2745 | 0 | 0 | 0 | 8.2745 | #N/A
2007-01-27 01:00 | 1 | 27 | 1 | 27 | 625 | 5 | 19.94 | 1005 | 5 | 451.2755 | 0 | Heating | 60.1701 | #N/A | #N/A | #N/A | #N/A | 451.2755 | #N/A | #N/A | 2.6507 | #N/A | 0 | 0 | 0 | 0 | 0 | 0 | 0 | 0 | 0.2006% | 1 | 50% | 0% | 0% | 0% | 8.2745 | 0 | 0 | 0 | 8.2745 | #N/A
2007-01-27 02:00 | 1 | 27 | 2 | 27.0417 | 626 | 5 | 19.4 | 1005 | 5 | 484.6076 | 0 | Heating | 64.6143 | #N/A | #N/A | #N/A | #N/A | 484.6076 | #N/A | #N/A | 2.6507 | #N/A | 0 | 0 | 0 | 0 | 0 | 0 | 0 | 0 | 0.2154% | 1 | 50% | 0% | 0% | 0% | 8.2745 | 0 | 0 | 0 | 8.2745 | #N/A
2007-01-27 03:00 | 1 | 27 | 3 | 27.0834 | 627 | 6.08 | 19.04 | 1005 | 6.08 | 521.9255 | 0 | Heating | 69.5901 | #N/A | #N/A | #N/A | #N/A | 521.9255 | #N/A | #N/A | 2.6655 | #N/A | 0 | 0 | 0 | 0 | 0 | 0 | 0 | 0 | 0.232% | 1 | 50% | 0% | 0% | 0% | 8.2745 | 0 | 0 | 0 | 8.2745 | #N/A
2007-01-27 04:00 | 1 | 27 | 4 | 27.125 | 628 | 6.98 | 19.04 | 1005 | 6.98 | 558.4062 | 0 | Heating | 74.4542 | #N/A | #N/A | #N/A | #N/A | 558.4062 | #N/A | #N/A | 2.6781 | #N/A | 0 | 0 | 0 | 0 | 0 | 0 | 0 | 0 | 0.2482% | 1 | 50% | 0% | 0% | 0% | 8.2745 | 0 | 0 | 0 | 8.2745 | #N/A
2007-01-27 05:00 | 1 | 27 | 5 | 27.1667 | 629 | 6.98 | 18.86 | 1005 | 6.98 | 578.0157 | 0 | Heating | 77.0688 | #N/A | #N/A | #N/A | #N/A | 578.0157 | #N/A | #N/A | 2.6781 | #N/A | 0 | 0 | 0 | 0 | 0 | 0 | 0 | 0 | 0.2569% | 1 | 50% | 0% | 0% | 0% | 8.2745 | 0 | 0 | 0 | 8.2745 | #N/A
2007-01-27 06:00 | 1 | 27 | 6 | 27.2084 | 630 | 8.06 | 18.86 | 1005 | 8.06 | 558.9887 | 0 | Heating | 74.5318 | #N/A | #N/A | #N/A | #N/A | 558.9887 | #N/A | #N/A | 2.6935 | #N/A | 0 | 0 | 0 | 0 | 0 | 0 | 0 | 0 | 0.2484% | 1 | 50% | 0% | 0% | 0% | 8.2745 | 0 | 0 | 0 | 8.2745 | #N/A
2007-01-27 07:00 | 1 | 27 | 7 | 27.25 | 631 | 8.06 | 19.04 | 1005 | 8.06 | 513.3433 | 0 | Heating | 68.4458 | #N/A | #N/A | #N/A | #N/A | 513.3433 | #N/A | #N/A | 2.6935 | #N/A | 0 | 0 | 0 | 0 | 0 | 0 | 0 | 0 | 0.2282% | 1 | 50% | 0% | 0% | 0% | 8.2745 | 0 | 0 | 0 | 8.2745 | #N/A
2007-01-27 08:00 | 1 | 27 | 8 | 27.2917 | 632 | 8.06 | 18.68 | 1005 | 8.06 | 471.5161 | 0 | Heating | 62.8688 | #N/A | #N/A | #N/A | #N/A | 471.5161 | #N/A | #N/A | 2.6935 | #N/A | 0 | 0 | 0 | 0 | 0 | 0 | 0 | 0 | 0.2096% | 1 | 50% | 0% | 0% | 0% | 8.2745 | 0 | 0 | 0 | 8.2745 | #N/A
2007-01-27 09:00 | 1 | 27 | 9 | 27.3334 | 633 | 8.6 | 18.86 | 1006 | 8.6 | 423.8012 | 0 | Heating | 56.5068 | #N/A | #N/A | #N/A | #N/A | 423.8012 | #N/A | #N/A | 2.7014 | #N/A | 0 | 0 | 0 | 0 | 0 | 0 | 0 | 0 | 0.1884% | 1 | 50% | 0% | 0% | 0% | 8.2745 | 0 | 0 | 0 | 8.2745 | #N/A
2007-01-27 10:00 | 1 | 27 | 10 | 27.375 | 634 | 8.96 | 19.94 | 1006 | 8.96 | 373.4977 | 0 | Heating | 49.7997 | #N/A | #N/A | #N/A | #N/A | 373.4977 | #N/A | #N/A | 2.7067 | #N/A | 0 | 0 | 0 | 0 | 0 | 0 | 0 | 0 | 0.166% | 1 | 50% | 0% | 0% | 0% | 8.2745 | 0 | 0 | 0 | 8.2745 | #N/A
2007-01-27 11:00 | 1 | 27 | 11 | 27.4167 | 635 | 8.96 | 20.12 | 1006 | 8.96 | 334.9357 | 0 | Heating | 44.6581 | #N/A | #N/A | #N/A | #N/A | 334.9357 | #N/A | #N/A | 2.7067 | #N/A | 0 | 0 | 0 | 0 | 0 | 0 | 0 | 0 | 0.1489% | 1 | 50% | 0% | 0% | 0% | 8.2745 | 0 | 0 | 0 | 8.2745 | #N/A
2007-01-27 12:00 | 1 | 27 | 12 | 27.4584 | 636 | 10.4 | 19.94 | 1005 | 10.4 | 285.6706 | 0 | Heating | 38.0894 | #N/A | #N/A | #N/A | #N/A | 285.6706 | #N/A | #N/A | 2.7285 | #N/A | 0 | 0 | 0 | 0 | 0 | 0 | 0 | 0 | 0.127% | 1 | 50% | 0% | 0% | 0% | 8.2745 | 0 | 0 | 0 | 8.2745 | #N/A
2007-01-27 13:00 | 1 | 27 | 13 | 27.5 | 637 | 12.92 | 19.94 | 1004 | 12.92 | 223.4411 | 0 | Heating | 29.7921 | #N/A | #N/A | #N/A | #N/A | 223.4411 | #N/A | #N/A | 2.7697 | #N/A | 0 | 0 | 0 | 0 | 0 | 0 | 0 | 0 | 0.09931% | 1 | 50% | 0% | 0% | 0% | 8.2745 | 0 | 0 | 0 | 8.2745 | #N/A
2007-01-27 14:00 | 1 | 27 | 14 | 27.5417 | 638 | 12.92 | 19.58 | 1004 | 12.92 | 190.886 | 0 | Heating | 25.4515 | #N/A | #N/A | #N/A | #N/A | 190.886 | #N/A | #N/A | 2.7697 | #N/A | 0 | 0 | 0 | 0 | 0 | 0 | 0 | 0 | 0.08484% | 1 | 50% | 0% | 0% | 0% | 8.2745 | 0 | 0 | 0 | 8.2745 | #N/A
2007-01-27 15:00 | 1 | 27 | 15 | 27.5834 | 639 | 14 | 18.86 | 1004 | 14 | 199.9839 | 0 | Heating | 26.6645 | #N/A | #N/A | #N/A | #N/A | 199.9839 | #N/A | #N/A | 2.7888 | #N/A | 0 | 0 | 0 | 0 | 0 | 0 | 0 | 0 | 0.08888% | 1 | 50% | 0% | 0% | 0% | 8.2745 | 0 | 0 | 0 | 8.2745 | #N/A
2007-01-27 16:00 | 1 | 27 | 16 | 27.625 | 640 | 14 | 17.96 | 1003 | 14 | 218.6419 | 0 | Heating | 29.1523 | #N/A | #N/A | #N/A | #N/A | 218.6419 | #N/A | #N/A | 2.7888 | #N/A | 0 | 0 | 0 | 0 | 0 | 0 | 0 | 0 | 0.09717% | 1 | 50% | 0% | 0% | 0% | 8.2745 | 0 | 0 | 0 | 8.2745 | #N/A
2007-01-27 17:00 | 1 | 27 | 17 | 27.6667 | 641 | 14 | 17.24 | 1003 | 14 | 251.4148 | 0 | Heating | 33.522 | #N/A | #N/A | #N/A | #N/A | 251.4148 | #N/A | #N/A | 2.7888 | #N/A | 0 | 0 | 0 | 0 | 0 | 0 | 0 | 0 | 0.1117% | 1 | 50% | 0% | 0% | 0% | 8.2745 | 0 | 0 | 0 | 8.2745 | #N/A
2007-01-27 18:00 | 1 | 27 | 18 | 27.7084 | 642 | 14 | 16.7 | 1003 | 14 | 361.6192 | 0 | Heating | 48.2159 | #N/A | #N/A | #N/A | #N/A | 361.6192 | #N/A | #N/A | 2.7888 | #N/A | 0 | 0 | 0 | 0 | 0 | 0 | 0 | 0 | 0.1607% | 1 | 50% | 0% | 0% | 0% | 8.2745 | 0 | 0 | 0 | 8.2745 | #N/A
2007-01-27 19:00 | 1 | 27 | 19 | 27.75 | 643 | 15.08 | 15.98 | 1003 | 15.08 | 451.9036 | 0 | Heating | 60.2538 | #N/A | #N/A | #N/A | #N/A | 451.9036 | #N/A | #N/A | 2.8087 | #N/A | 0 | 0 | 0 | 0 | 0 | 0 | 0 | 0 | 0.2008% | 1 | 50% | 0% | 0% | 0% | 8.2745 | 0 | 0 | 0 | 8.2745 | #N/A
2007-01-27 20:00 | 1 | 27 | 20 | 27.7917 | 644 | 15.08 | 16.34 | 1003 | 15.08 | 521.7915 | 0 | Heating | 69.5722 | #N/A | #N/A | #N/A | #N/A | 521.7915 | #N/A | #N/A | 2.8087 | #N/A | 0 | 0 | 0 | 0 | 0 | 0 | 0 | 0 | 0.2319% | 1 | 50% | 0% | 0% | 0% | 8.2745 | 0 | 0 | 0 | 8.2745 | #N/A
2007-01-27 21:00 | 1 | 27 | 21 | 27.8334 | 645 | 15.08 | 16.7 | 1002 | 15.08 | 537.6763 | 0 | Heating | 71.6902 | #N/A | #N/A | #N/A | #N/A | 537.6763 | #N/A | #N/A | 2.8087 | #N/A | 0 | 0 | 0 | 0 | 0 | 0 | 0 | 0 | 0.239% | 1 | 50% | 0% | 0% | 0% | 8.2745 | 0 | 0 | 0 | 8.2745 | #N/A
2007-01-27 22:00 | 1 | 27 | 22 | 27.875 | 646 | 15.98 | 17.06 | 1002 | 15.98 | 574.9106 | 0 | Heating | 76.6547 | #N/A | #N/A | #N/A | #N/A | 574.9106 | #N/A | #N/A | 2.8262 | #N/A | 0 | 0 | 0 | 0 | 0 | 0 | 0 | 0 | 0.2555% | 1 | 50% | 0% | 0% | 0% | 8.2745 | 0 | 0 | 0 | 8.2745 | #N/A
2007-01-27 23:00 | 1 | 27 | 23 | 27.9167 | 647 | 15.98 | 17.6 | 1002 | 15.98 | 614.8668 | 0 | Heating | 81.9822 | #N/A | #N/A | #N/A | #N/A | 614.8668 | #N/A | #N/A | 2.8262 | #N/A | 0 | 0 | 0 | 0 | 0 | 0 | 0 | 0 | 0.2733% | 1 | 50% | 0% | 0% | 0% | 8.2745 | 0 | 0 | 0 | 8.2745 | #N/A
2007-01-28 | 1 | 28 | 0 | 27.9584 | 648 | 15.8 | 18.14 | 1001 | 15.8 | 657.0457 | 0 | Heating | 87.6061 | #N/A | #N/A | #N/A | #N/A | 657.0457 | #N/A | #N/A | 2.8226 | #N/A | 0 | 0 | 0 | 0 | 0 | 0 | 0 | 0 | 0.292% | 1 | 50% | 0% | 0% | 0% | 8.2745 | 0 | 0 | 0 | 8.2745 | #N/A
2007-01-28 01:00 | 1 | 28 | 1 | 28 | 649 | 17.6 | 19.04 | 1001 | 17.6 | 646.231 | 0 | Heating | 86.1641 | #N/A | #N/A | #N/A | #N/A | 646.231 | #N/A | #N/A | 2.8595 | #N/A | 0 | 0 | 0 | 0 | 0 | 0 | 0 | 0 | 0.2872% | 1 | 50% | 0% | 0% | 0% | 8.2745 | 0 | 0 | 0 | 8.2745 | #N/A
2007-01-28 02:00 | 1 | 28 | 2 | 28.0417 | 650 | 17.06 | 19.76 | 1001 | 17.06 | 657.5123 | 0 | Heating | 87.6683 | #N/A | #N/A | #N/A | #N/A | 657.5123 | #N/A | #N/A | 2.8481 | #N/A | 0 | 0 | 0 | 0 | 0 | 0 | 0 | 0 | 0.2922% | 1 | 50% | 0% | 0% | 0% | 8.2745 | 0 | 0 | 0 | 8.2745 | #N/A
2007-01-28 03:00 | 1 | 28 | 3 | 28.0834 | 651 | 17.96 | 20.66 | 1001 | 17.96 | 669.1766 | 0 | Heating | 89.2236 | #N/A | #N/A | #N/A | #N/A | 669.1766 | #N/A | #N/A | 2.8673 | #N/A | 0 | 0 | 0 | 0 | 0 | 0 | 0 | 0 | 0.2974% | 1 | 50% | 0% | 0% | 0% | 8.2745 | 0 | 0 | 0 | 8.2745 | #N/A
2007-01-28 04:00 | 1 | 28 | 4 | 28.125 | 652 | 17.96 | 21.92 | 1000 | 17.96 | 671.0819 | 0 | Heating | 89.4776 | #N/A | #N/A | #N/A | #N/A | 671.0819 | #N/A | #N/A | 2.8673 | #N/A | 0 | 0 | 0 | 0 | 0 | 0 | 0 | 0 | 0.2983% | 1 | 50% | 0% | 0% | 0% | 8.2745 | 0 | 0 | 0 | 8.2745 | #N/A
2007-01-28 05:00 | 1 | 28 | 5 | 28.1667 | 653 | 17.96 | 21.02 | 1001 | 17.96 | 678.1809 | 0 | Heating | 90.4241 | #N/A | #N/A | #N/A | #N/A | 678.1809 | #N/A | #N/A | 2.8673 | #N/A | 0 | 0 | 0 | 0 | 0 | 0 | 0 | 0 | 0.3014% | 1 | 50% | 0% | 0% | 0% | 8.2745 | 0 | 0 | 0 | 8.2745 | #N/A
2007-01-28 06:00 | 1 | 28 | 6 | 28.2084 | 654 | 14 | 20.3 | 1001 | 14 | 660.922 | 0 | Heating | 88.1229 | #N/A | #N/A | #N/A | #N/A | 660.922 | #N/A | #N/A | 2.7888 | #N/A | 0 | 0 | 0 | 0 | 0 | 0 | 0 | 0 | 0.2937% | 1 | 50% | 0% | 0% | 0% | 8.2745 | 0 | 0 | 0 | 8.2745 | #N/A
2007-01-28 07:00 | 1 | 28 | 7 | 28.25 | 655 | 12.2 | 19.94 | 1001 | 12.2 | 1877.0864 | 0 | Heating | 250.2782 | #N/A | #N/A | #N/A | #N/A | 1877.0864 | #N/A | #N/A | 2.7575 | #N/A | 0 | 0 | 0 | 0 | 0 | 0 | 0 | 0 | 0.8343% | 1 | 50% | 0% | 0% | 0% | 8.2745 | 0 | 0 | 0 | 8.2745 | #N/A
2007-01-28 08:00 | 1 | 28 | 8 | 28.2917 | 656 | 12.92 | 18.86 | 1002 | 12.92 | 1415.3251 | 0 | Heating | 188.71 | #N/A | #N/A | #N/A | #N/A | 1415.3251 | #N/A | #N/A | 2.7697 | #N/A | 0 | 0 | 0 | 0 | 0 | 0 | 0 | 0 | 0.629% | 1 | 50% | 0% | 0% | 0% | 8.2745 | 0 | 0 | 0 | 8.2745 | #N/A
2007-01-28 09:00 | 1 | 28 | 9 | 28.3334 | 657 | 19.94 | 18.68 | 1002 | 19.94 | 869.2348 | 0 | Heating | 115.898 | #N/A | #N/A | #N/A | #N/A | 869.2348 | #N/A | #N/A | 2.9127 | #N/A | 0 | 0 | 0 | 0 | 0 | 0 | 0 | 0 | 0.3863% | 1 | 50% | 0% | 0% | 0% | 8.2745 | 0 | 0 | 0 | 8.2745 | #N/A
2007-01-28 10:00 | 1 | 28 | 10 | 28.375 | 658 | 24.98 | 19.04 | 1003 | 24.98 | 831.0297 | 0 | Heating | 110.804 | #N/A | #N/A | #N/A | #N/A | 831.0297 | #N/A | #N/A | 3.0513 | #N/A | 0 | 0 | 0 | 0 | 0 | 0 | 0 | 0 | 0.3693% | 1 | 50% | 0% | 0% | 0% | 8.2745 | 0 | 0 | 0 | 8.2745 | #N/A
2007-01-28 11:00 | 1 | 28 | 11 | 28.4167 | 659 | 24.98 | 19.76 | 1003 | 24.98 | 803.7361 | 0 | Heating | 107.1648 | #N/A | #N/A | #N/A | #N/A | 803.7361 | #N/A | #N/A | 3.0513 | #N/A | 0 | 0 | 0 | 0 | 0 | 0 | 0 | 0 | 0.3572% | 1 | 50% | 0% | 0% | 0% | 8.2745 | 0 | 0 | 0 | 8.2745 | #N/A
2007-01-28 12:00 | 1 | 28 | 12 | 28.4584 | 660 | 24.08 | 20.3 | 1003 | 24.08 | 734.9593 | 0 | Heating | 97.9946 | #N/A | #N/A | #N/A | #N/A | 734.9593 | #N/A | #N/A | 3.0238 | #N/A | 0 | 0 | 0 | 0 | 0 | 0 | 0 | 0 | 0.3266% | 1 | 50% | 0% | 0% | 0% | 8.2745 | 0 | 0 | 0 | 8.2745 | #N/A
2007-01-28 13:00 | 1 | 28 | 13 | 28.5 | 661 | 24.08 | 21.02 | 1003 | 24.08 | 692.9208 | 0 | Heating | 92.3894 | #N/A | #N/A | #N/A | #N/A | 692.9208 | #N/A | #N/A | 3.0238 | #N/A | 0 | 0 | 0 | 0 | 0 | 0 | 0 | 0 | 0.308% | 1 | 50% | 0% | 0% | 0% | 8.2745 | 0 | 0 | 0 | 8.2745 | #N/A
2007-01-28 14:00 | 1 | 28 | 14 | 28.5417 | 662 | 24.08 | 20.3 | 1003 | 24.08 | 553.1165 | 0 | Heating | 73.7489 | #N/A | #N/A | #N/A | #N/A | 553.1165 | #N/A | #N/A | 3.0238 | #N/A | 0 | 0 | 0 | 0 | 0 | 0 | 0 | 0 | 0.2458% | 1 | 50% | 0% | 0% | 0% | 8.2745 | 0 | 0 | 0 | 8.2745 | #N/A
2007-01-28 15:00 | 1 | 28 | 15 | 28.5834 | 663 | 26.96 | 19.22 | 1003 | 26.96 | 487.4727 | 0 | Heating | 64.9964 | #N/A | #N/A | #N/A | #N/A | 487.4727 | #N/A | #N/A | 3.1163 | #N/A | 0 | 0 | 0 | 0 | 0 | 0 | 0 | 0 | 0.2167% | 1 | 50% | 0% | 0% | 0% | 8.2745 | 0 | 0 | 0 | 8.2745 | #N/A
2007-01-28 16:00 | 1 | 28 | 16 | 28.625 | 664 | 24.98 | 17.96 | 1003 | 24.98 | 463.0998 | 0 | Heating | 61.7466 | #N/A | #N/A | #N/A | #N/A | 463.0998 | #N/A | #N/A | 3.0513 | #N/A | 0 | 0 | 0 | 0 | 0 | 0 | 0 | 0 | 0.2058% | 1 | 50% | 0% | 0% | 0% | 8.2745 | 0 | 0 | 0 | 8.2745 | #N/A
2007-01-28 17:00 | 1 | 28 | 17 | 28.6667 | 665 | 24.98 | 16.7 | 1004 | 24.98 | 451.7985 | 0 | Heating | 60.2398 | #N/A | #N/A | #N/A | #N/A | 451.7985 | #N/A | #N/A | 3.0513 | #N/A | 0 | 0 | 0 | 0 | 0 | 0 | 0 | 0 | 0.2008% | 1 | 50% | 0% | 0% | 0% | 8.2745 | 0 | 0 | 0 | 8.2745 | #N/A
2007-01-28 18:00 | 1 | 28 | 18 | 28.7084 | 666 | 19.94 | 15.26 | 1004 | 19.94 | 549.2734 | 0 | Heating | 73.2364 | #N/A | #N/A | #N/A | #N/A | 549.2734 | #N/A | #N/A | 2.9127 | #N/A | 0 | 0 | 0 | 0 | 0 | 0 | 0 | 0 | 0.2441% | 1 | 50% | 0% | 0% | 0% | 8.2745 | 0 | 0 | 0 | 8.2745 | #N/A
2007-01-28 19:00 | 1 | 28 | 19 | 28.75 | 667 | 17.06 | 14 | 1005 | 17.06 | 684.0642 | 0 | Heating | 91.2086 | #N/A | #N/A | #N/A | #N/A | 684.0642 | #N/A | #N/A | 2.8481 | #N/A | 0 | 0 | 0 | 0 | 0 | 0 | 0 | 0 | 0.304% | 1 | 50% | 0% | 0% | 0% | 8.2745 | 0 | 0 | 0 | 8.2745 | #N/A
2007-01-28 20:00 | 1 | 28 | 20 | 28.7917 | 668 | 17.06 | 13.64 | 1005 | 17.06 | 720.9594 | 0 | Heating | 96.1279 | #N/A | #N/A | #N/A | #N/A | 720.9594 | #N/A | #N/A | 2.8481 | #N/A | 0 | 0 | 0 | 0 | 0 | 0 | 0 | 0 | 0.3204% | 1 | 50% | 0% | 0% | 0% | 8.2745 | 0 | 0 | 0 | 8.2745 | #N/A
2007-01-28 21:00 | 1 | 28 | 21 | 28.8334 | 669 | 17.06 | 13.28 | 1005 | 17.06 | 805.2052 | 0 | Heating | 107.3607 | #N/A | #N/A | #N/A | #N/A | 805.2052 | #N/A | #N/A | 2.8481 | #N/A | 0 | 0 | 0 | 0 | 0 | 0 | 0 | 0 | 0.3579% | 1 | 50% | 0% | 0% | 0% | 8.2745 | 0 | 0 | 0 | 8.2745 | #N/A
2007-01-28 22:00 | 1 | 28 | 22 | 28.875 | 670 | 17.06 | 12.92 | 1004 | 17.06 | 868.0217 | 0 | Heating | 115.7362 | #N/A | #N/A | #N/A | #N/A | 868.0217 | #N/A | #N/A | 2.8481 | #N/A | 0 | 0 | 0 | 0 | 0 | 0 | 0 | 0 | 0.3858% | 1 | 50% | 0% | 0% | 0% | 8.2745 | 0 | 0 | 0 | 8.2745 | #N/A
2007-01-28 23:00 | 1 | 28 | 23 | 28.9167 | 671 | 17.06 | 13.1 | 1004 | 17.06 | 294.6714 | 0 | Heating | 39.2895 | #N/A | #N/A | #N/A | #N/A | 294.6714 | #N/A | #N/A | 2.8481 | #N/A | 0 | 0 | 0 | 0 | 0 | 0 | 0 | 0 | 0.131% | 1 | 50% | 0% | 0% | 0% | 8.2745 | 0 | 0 | 0 | 8.2745 | #N/A
2007-01-29 | 1 | 29 | 0 | 28.9584 | 672 | 17.06 | 13.46 | 1004 | 17.06 | 491.5778 | 0 | Heating | 65.5437 | #N/A | #N/A | #N/A | #N/A | 491.5778 | #N/A | #N/A | 2.8481 | #N/A | 0 | 0 | 0 | 0 | 0 | 0 | 0 | 0 | 0.2185% | 1 | 50% | 0% | 0% | 0% | 8.2745 | 0 | 0 | 0 | 8.2745 | #N/A
2007-01-29 01:00 | 1 | 29 | 1 | 29 | 673 | 15.98 | 14 | 1004 | 15.98 | 534.566 | 0 | Heating | 71.2755 | #N/A | #N/A | #N/A | #N/A | 534.566 | #N/A | #N/A | 2.8262 | #N/A | 0 | 0 | 0 | 0 | 0 | 0 | 0 | 0 | 0.2376% | 1 | 50% | 0% | 0% | 0% | 8.2745 | 0 | 0 | 0 | 8.2745 | #N/A
2007-01-29 02:00 | 1 | 29 | 2 | 29.0417 | 674 | 15.98 | 13.1 | 1004 | 15.98 | 572.77 | 0 | Heating | 76.3693 | #N/A | #N/A | #N/A | #N/A | 572.77 | #N/A | #N/A | 2.8262 | #N/A | 0 | 0 | 0 | 0 | 0 | 0 | 0 | 0 | 0.2546% | 1 | 50% | 0% | 0% | 0% | 8.2745 | 0 | 0 | 0 | 8.2745 | #N/A
2007-01-29 03:00 | 1 | 29 | 3 | 29.0834 | 675 | 15.08 | 12.38 | 1004 | 15.08 | 613.3434 | 0 | Heating | 81.7791 | #N/A | #N/A | #N/A | #N/A | 613.3434 | #N/A | #N/A | 2.8087 | #N/A | 0 | 0 | 0 | 0 | 0 | 0 | 0 | 0 | 0.2726% | 1 | 50% | 0% | 0% | 0% | 8.2745 | 0 | 0 | 0 | 8.2745 | #N/A
2007-01-29 04:00 | 1 | 29 | 4 | 29.125 | 676 | 15.8 | 12.02 | 1004 | 15.8 | 650.9268 | 0 | Heating | 86.7902 | #N/A | #N/A | #N/A | #N/A | 650.9268 | #N/A | #N/A | 2.8226 | #N/A | 0 | 0 | 0 | 0 | 0 | 0 | 0 | 0 | 0.2893% | 1 | 50% | 0% | 0% | 0% | 8.2745 | 0 | 0 | 0 | 8.2745 | #N/A
2007-01-29 05:00 | 1 | 29 | 5 | 29.1667 | 677 | 15.08 | 11.48 | 1004 | 15.08 | 672.6421 | 0 | Heating | 89.6856 | #N/A | #N/A | #N/A | #N/A | 672.6421 | #N/A | #N/A | 2.8087 | #N/A | 0 | 0 | 0 | 0 | 0 | 0 | 0 | 0 | 0.299% | 1 | 50% | 0% | 0% | 0% | 8.2745 | 0 | 0 | 0 | 8.2745 | #N/A
2007-01-29 06:00 | 1 | 29 | 6 | 29.2084 | 678 | 14 | 11.12 | 1004 | 14 | 656.0664 | 0 | Heating | 87.4755 | #N/A | #N/A | #N/A | #N/A | 656.0664 | #N/A | #N/A | 2.7888 | #N/A | 0 | 0 | 0 | 0 | 0 | 0 | 0 | 0 | 0.2916% | 1 | 50% | 0% | 0% | 0% | 8.2745 | 0 | 0 | 0 | 8.2745 | #N/A
2007-01-29 07:00 | 1 | 29 | 7 | 29.25 | 679 | 12.2 | 10.94 | 1004 | 12.2 | 1448.8709 | 0 | Heating | 193.1828 | #N/A | #N/A | #N/A | #N/A | 1448.8709 | #N/A | #N/A | 2.7575 | #N/A | 0 | 0 | 0 | 0 | 0 | 0 | 0 | 0 | 0.6439% | 1 | 50% | 0% | 0% | 0% | 8.2745 | 0 | 0 | 0 | 8.2745 | #N/A
2007-01-29 08:00 | 1 | 29 | 8 | 29.2917 | 680 | 12.02 | 11.66 | 1004 | 12.02 | 1052.786 | 0 | Heating | 140.3715 | #N/A | #N/A | #N/A | #N/A | 1052.786 | #N/A | #N/A | 2.7546 | #N/A | 0 | 0 | 0 | 0 | 0 | 0 | 0 | 0 | 0.4679% | 1 | 50% | 0% | 0% | 0% | 8.2745 | 0 | 0 | 0 | 8.2745 | #N/A
2007-01-29 09:00 | 1 | 29 | 9 | 29.3334 | 681 | 15.08 | 12.92 | 1004 | 15.08 | 736.5201 | 0 | Heating | 98.2027 | #N/A | #N/A | #N/A | #N/A | 736.5201 | #N/A | #N/A | 2.8087 | #N/A | 0 | 0 | 0 | 0 | 0 | 0 | 0 | 0 | 0.3273% | 1 | 50% | 0% | 0% | 0% | 8.2745 | 0 | 0 | 0 | 8.2745 | #N/A
2007-01-29 10:00 | 1 | 29 | 10 | 29.375 | 682 | 17.06 | 15.08 | 1005 | 17.06 | 693.3487 | 0 | Heating | 92.4465 | #N/A | #N/A | #N/A | #N/A | 693.3487 | #N/A | #N/A | 2.8481 | #N/A | 0 | 0 | 0 | 0 | 0 | 0 | 0 | 0 | 0.3082% | 1 | 50% | 0% | 0% | 0% | 8.2745 | 0 | 0 | 0 | 8.2745 | #N/A
2007-01-29 11:00 | 1 | 29 | 11 | 29.4167 | 683 | 17.06 | 15.44 | 1004 | 17.06 | 664.2839 | 0 | Heating | 88.5712 | #N/A | #N/A | #N/A | #N/A | 664.2839 | #N/A | #N/A | 2.8481 | #N/A | 0 | 0 | 0 | 0 | 0 | 0 | 0 | 0 | 0.2952% | 1 | 50% | 0% | 0% | 0% | 8.2745 | 0 | 0 | 0 | 8.2745 | #N/A
2007-01-29 12:00 | 1 | 29 | 12 | 29.4584 | 684 | 19.04 | 15.62 | 1004 | 19.04 | 577.8939 | 0 | Heating | 77.0525 | #N/A | #N/A | #N/A | #N/A | 577.8939 | #N/A | #N/A | 2.8915 | #N/A | 0 | 0 | 0 | 0 | 0 | 0 | 0 | 0 | 0.2568% | 1 | 50% | 0% | 0% | 0% | 8.2745 | 0 | 0 | 0 | 8.2745 | #N/A
2007-01-29 13:00 | 1 | 29 | 13 | 29.5 | 685 | 19.94 | 15.98 | 1004 | 19.94 | 598.8477 | 0 | Heating | 79.8464 | #N/A | #N/A | #N/A | #N/A | 598.8477 | #N/A | #N/A | 2.9127 | #N/A | 0 | 0 | 0 | 0 | 0 | 0 | 0 | 0 | 0.2662% | 1 | 50% | 0% | 0% | 0% | 8.2745 | 0 | 0 | 0 | 8.2745 | #N/A
2007-01-29 14:00 | 1 | 29 | 14 | 29.5417 | 686 | 19.94 | 15.26 | 1004 | 19.94 | 444.185 | 0 | Heating | 59.2247 | #N/A | #N/A | #N/A | #N/A | 444.185 | #N/A | #N/A | 2.9127 | #N/A | 0 | 0 | 0 | 0 | 0 | 0 | 0 | 0 | 0.1974% | 1 | 50% | 0% | 0% | 0% | 8.2745 | 0 | 0 | 0 | 8.2745 | #N/A
2007-01-29 15:00 | 1 | 29 | 15 | 29.5834 | 687 | 19.94 | 14.18 | 1004 | 19.94 | 402.2917 | 0 | Heating | 53.6389 | #N/A | #N/A | #N/A | #N/A | 402.2917 | #N/A | #N/A | 2.9127 | #N/A | 0 | 0 | 0 | 0 | 0 | 0 | 0 | 0 | 0.1788% | 1 | 50% | 0% | 0% | 0% | 8.2745 | 0 | 0 | 0 | 8.2745 | #N/A
2007-01-29 16:00 | 1 | 29 | 16 | 29.625 | 688 | 21.92 | 12.92 | 1004 | 21.92 | 375.5884 | 0 | Heating | 50.0784 | #N/A | #N/A | #N/A | #N/A | 375.5884 | #N/A | #N/A | 2.9629 | #N/A | 0 | 0 | 0 | 0 | 0 | 0 | 0 | 0 | 0.1669% | 1 | 50% | 0% | 0% | 0% | 8.2745 | 0 | 0 | 0 | 8.2745 | #N/A
2007-01-29 17:00 | 1 | 29 | 17 | 29.6667 | 689 | 21.92 | 12.92 | 1004 | 21.92 | 387.5135 | 0 | Heating | 51.6685 | #N/A | #N/A | #N/A | #N/A | 387.5135 | #N/A | #N/A | 2.9629 | #N/A | 0 | 0 | 0 | 0 | 0 | 0 | 0 | 0 | 0.1722% | 1 | 50% | 0% | 0% | 0% | 8.2745 | 0 | 0 | 0 | 8.2745 | #N/A
2007-01-29 18:00 | 1 | 29 | 18 | 29.7084 | 690 | 17.96 | 12.92 | 1005 | 17.96 | 504.0582 | 0 | Heating | 67.2078 | #N/A | #N/A | #N/A | #N/A | 504.0582 | #N/A | #N/A | 2.8673 | #N/A | 0 | 0 | 0 | 0 | 0 | 0 | 0 | 0 | 0.224% | 1 | 50% | 0% | 0% | 0% | 8.2745 | 0 | 0 | 0 | 8.2745 | #N/A
2007-01-29 19:00 | 1 | 29 | 19 | 29.75 | 691 | 17.06 | 12.92 | 1005 | 17.06 | 625.5889 | 0 | Heating | 83.4119 | #N/A | #N/A | #N/A | #N/A | 625.5889 | #N/A | #N/A | 2.8481 | #N/A | 0 | 0 | 0 | 0 | 0 | 0 | 0 | 0 | 0.278% | 1 | 50% | 0% | 0% | 0% | 8.2745 | 0 | 0 | 0 | 8.2745 | #N/A
2007-01-29 20:00 | 1 | 29 | 20 | 29.7917 | 692 | 17.06 | 11.66 | 1006 | 17.06 | 676.7904 | 0 | Heating | 90.2387 | #N/A | #N/A | #N/A | #N/A | 676.7904 | #N/A | #N/A | 2.8481 | #N/A | 0 | 0 | 0 | 0 | 0 | 0 | 0 | 0 | 0.3008% | 1 | 50% | 0% | 0% | 0% | 8.2745 | 0 | 0 | 0 | 8.2745 | #N/A
2007-01-29 21:00 | 1 | 29 | 21 | 29.8334 | 693 | 17.06 | 10.22 | 1006 | 17.06 | 760.5561 | 0 | Heating | 101.4075 | #N/A | #N/A | #N/A | #N/A | 760.5561 | #N/A | #N/A | 2.8481 | #N/A | 0 | 0 | 0 | 0 | 0 | 0 | 0 | 0 | 0.338% | 1 | 50% | 0% | 0% | 0% | 8.2745 | 0 | 0 | 0 | 8.2745 | #N/A
2007-01-29 22:00 | 1 | 29 | 22 | 29.875 | 694 | 12.92 | 8.96 | 1006 | 12.92 | 805.5119 | 0 | Heating | 107.4016 | #N/A | #N/A | #N/A | #N/A | 805.5119 | #N/A | #N/A | 2.7697 | #N/A | 0 | 0 | 0 | 0 | 0 | 0 | 0 | 0 | 0.358% | 1 | 50% | 0% | 0% | 0% | 8.2745 | 0 | 0 | 0 | 8.2745 | #N/A
2007-01-29 23:00 | 1 | 29 | 23 | 29.9167 | 695 | 12.92 | 7.52 | 1007 | 12.92 | 309.5463 | 0 | Heating | 41.2728 | #N/A | #N/A | #N/A | #N/A | 309.5463 | #N/A | #N/A | 2.7697 | #N/A | 0 | 0 | 0 | 0 | 0 | 0 | 0 | 0 | 0.1376% | 1 | 50% | 0% | 0% | 0% | 8.2745 | 0 | 0 | 0 | 8.2745 | #N/A
2007-01-30 | 1 | 30 | 0 | 29.9584 | 696 | 10.94 | 6.08 | 1008 | 10.94 | 550.7141 | 0 | Heating | 73.4285 | #N/A | #N/A | #N/A | #N/A | 550.7141 | #N/A | #N/A | 2.737 | #N/A | 0 | 0 | 0 | 0 | 0 | 0 | 0 | 0 | 0.2448% | 1 | 50% | 0% | 0% | 0% | 8.2745 | 0 | 0 | 0 | 8.2745 | #N/A
2007-01-30 01:00 | 1 | 30 | 1 | 30 | 697 | 10.04 | 5 | 1008 | 10.04 | 651.6467 | 0 | Heating | 86.8862 | #N/A | #N/A | #N/A | #N/A | 651.6467 | #N/A | #N/A | 2.723 | #N/A | 0 | 0 | 0 | 0 | 0 | 0 | 0 | 0 | 0.2896% | 1 | 50% | 0% | 0% | 0% | 8.2745 | 0 | 0 | 0 | 8.2745 | #N/A
2007-01-30 02:00 | 1 | 30 | 2 | 30.0417 | 698 | 10.04 | 3.74 | 1008 | 10.04 | 724.7399 | 0 | Heating | 96.632 | #N/A | #N/A | #N/A | #N/A | 724.7399 | #N/A | #N/A | 2.723 | #N/A | 0 | 0 | 0 | 0 | 0 | 0 | 0 | 0 | 0.3221% | 1 | 50% | 0% | 0% | 0% | 8.2745 | 0 | 0 | 0 | 8.2745 | #N/A
2007-01-30 03:00 | 1 | 30 | 3 | 30.0834 | 699 | 8.96 | 2.66 | 1009 | 8.96 | 790.5311 | 0 | Heating | 105.4041 | #N/A | #N/A | #N/A | #N/A | 790.5311 | #N/A | #N/A | 2.7067 | #N/A | 0 | 0 | 0 | 0 | 0 | 0 | 0 | 0 | 0.3513% | 1 | 50% | 0% | 0% | 0% | 8.2745 | 0 | 0 | 0 | 8.2745 | #N/A
2007-01-30 04:00 | 1 | 30 | 4 | 30.125 | 700 | 8.96 | 1.94 | 1009 | 8.96 | 848.9685 | 0 | Heating | 113.1958 | #N/A | #N/A | #N/A | #N/A | 848.9685 | #N/A | #N/A | 2.7067 | #N/A | 0 | 0 | 0 | 0 | 0 | 0 | 0 | 0 | 0.3773% | 1 | 50% | 0% | 0% | 0% | 8.2745 | 0 | 0 | 0 | 8.2745 | #N/A
2007-01-30 05:00 | 1 | 30 | 5 | 30.1667 | 701 | 8.96 | 0.32 | 1010 | 8.96 | 924.6744 | 0 | Heating | 123.2899 | #N/A | #N/A | #N/A | #N/A | 924.6744 | #N/A | #N/A | 2.7067 | #N/A | 0 | 0 | 0 | 0 | 0 | 0 | 0 | 0 | 0.411% | 1 | 50% | 0% | 0% | 0% | 8.2745 | 0 | 0 | 0 | 8.2745 | #N/A
2007-01-30 06:00 | 1 | 30 | 6 | 30.2084 | 702 | 10.94 | -0.94 | 1010 | 10.94 | 981.4975 | 0 | Heating | 130.8663 | #N/A | #N/A | #N/A | #N/A | 981.4975 | #N/A | #N/A | 2.737 | #N/A | 0 | 0 | 0 | 0 | 0 | 0 | 0 | 0 | 0.4362% | 1 | 50% | 0% | 0% | 0% | 8.2745 | 0 | 0 | 0 | 8.2745 | #N/A
2007-01-30 07:00 | 1 | 30 | 7 | 30.25 | 703 | 8.96 | -2.02 | 1010 | 8.96 | 1771.23 | 0 | Heating | 236.164 | #N/A | #N/A | #N/A | #N/A | 1771.23 | #N/A | #N/A | 2.7067 | #N/A | 0 | 0 | 0 | 0 | 0 | 0 | 0 | 0 | 0.7872% | 1 | 50% | 0% | 0% | 0% | 8.2745 | 0 | 0 | 0 | 8.2745 | #N/A
2007-01-30 08:00 | 1 | 30 | 8 | 30.2917 | 704 | 8.96 | -0.4 | 1011 | 8.96 | 1299.0166 | 0 | Heating | 173.2022 | #N/A | #N/A | #N/A | #N/A | 1299.0166 | #N/A | #N/A | 2.7067 | #N/A | 0 | 0 | 0 | 0 | 0 | 0 | 0 | 0 | 0.5773% | 1 | 50% | 0% | 0% | 0% | 8.2745 | 0 | 0 | 0 | 8.2745 | #N/A
2007-01-30 09:00 | 1 | 30 | 9 | 30.3334 | 705 | 15.98 | 1.94 | 1011 | 15.98 | 877.4855 | 0 | Heating | 116.9981 | #N/A | #N/A | #N/A | #N/A | 877.4855 | #N/A | #N/A | 2.8262 | #N/A | 0 | 0 | 0 | 0 | 0 | 0 | 0 | 0 | 0.39% | 1 | 50% | 0% | 0% | 0% | 8.2745 | 0 | 0 | 0 | 8.2745 | #N/A
2007-01-30 10:00 | 1 | 30 | 10 | 30.375 | 706 | 19.04 | 5 | 1012 | 19.04 | 758.5841 | 0 | Heating | 101.1445 | #N/A | #N/A | #N/A | #N/A | 758.5841 | #N/A | #N/A | 2.8915 | #N/A | 0 | 0 | 0 | 0 | 0 | 0 | 0 | 0 | 0.3371% | 1 | 50% | 0% | 0% | 0% | 8.2745 | 0 | 0 | 0 | 8.2745 | #N/A
2007-01-30 11:00 | 1 | 30 | 11 | 30.4167 | 707 | 19.04 | 4.82 | 1011 | 19.04 | 691.9547 | 0 | Heating | 92.2606 | #N/A | #N/A | #N/A | #N/A | 691.9547 | #N/A | #N/A | 2.8915 | #N/A | 0 | 0 | 0 | 0 | 0 | 0 | 0 | 0 | 0.3075% | 1 | 50% | 0% | 0% | 0% | 8.2745 | 0 | 0 | 0 | 8.2745 | #N/A
2007-01-30 12:00 | 1 | 30 | 12 | 30.4584 | 708 | 23 | 4.28 | 1011 | 23 | 609.5788 | 0 | Heating | 81.2772 | #N/A | #N/A | #N/A | #N/A | 609.5788 | #N/A | #N/A | 2.9925 | #N/A | 0 | 0 | 0 | 0 | 0 | 0 | 0 | 0 | 0.2709% | 1 | 50% | 0% | 0% | 0% | 8.2745 | 0 | 0 | 0 | 8.2745 | #N/A
2007-01-30 13:00 | 1 | 30 | 13 | 30.5 | 709 | 26.06 | 3.92 | 1011 | 26.06 | 653.638 | 0 | Heating | 87.1517 | #N/A | #N/A | #N/A | #N/A | 653.638 | #N/A | #N/A | 3.0859 | #N/A | 0 | 0 | 0 | 0 | 0 | 0 | 0 | 0 | 0.2905% | 1 | 50% | 0% | 0% | 0% | 8.2745 | 0 | 0 | 0 | 8.2745 | #N/A
2007-01-30 14:00 | 1 | 30 | 14 | 30.5417 | 710 | 26.06 | 4.82 | 1011 | 26.06 | 496.2104 | 0 | Heating | 66.1614 | #N/A | #N/A | #N/A | #N/A | 496.2104 | #N/A | #N/A | 3.0859 | #N/A | 0 | 0 | 0 | 0 | 0 | 0 | 0 | 0 | 0.2205% | 1 | 50% | 0% | 0% | 0% | 8.2745 | 0 | 0 | 0 | 8.2745 | #N/A
2007-01-30 15:00 | 1 | 30 | 15 | 30.5834 | 711 | 26.96 | 5.72 | 1011 | 26.96 | 442.2687 | 0 | Heating | 58.9692 | #N/A | #N/A | #N/A | #N/A | 442.2687 | #N/A | #N/A | 3.1163 | #N/A | 0 | 0 | 0 | 0 | 0 | 0 | 0 | 0 | 0.1966% | 1 | 50% | 0% | 0% | 0% | 8.2745 | 0 | 0 | 0 | 8.2745 | #N/A
2007-01-30 16:00 | 1 | 30 | 16 | 30.625 | 712 | 28.04 | 6.08 | 1011 | 28.04 | 443.1586 | 0 | Heating | 59.0878 | #N/A | #N/A | #N/A | #N/A | 443.1586 | #N/A | #N/A | 3.1545 | #N/A | 0 | 0 | 0 | 0 | 0 | 0 | 0 | 0 | 0.197% | 1 | 50% | 0% | 0% | 0% | 8.2745 | 0 | 0 | 0 | 8.2745 | #N/A
2007-01-30 17:00 | 1 | 30 | 17 | 30.6667 | 713 | 28.04 | 6.08 | 1011 | 28.04 | 433.195 | 0 | Heating | 57.7593 | #N/A | #N/A | #N/A | #N/A | 433.195 | #N/A | #N/A | 3.1545 | #N/A | 0 | 0 | 0 | 0 | 0 | 0 | 0 | 0 | 0.1925% | 1 | 50% | 0% | 0% | 0% | 8.2745 | 0 | 0 | 0 | 8.2745 | #N/A
2007-01-30 18:00 | 1 | 30 | 18 | 30.7084 | 714 | 26.06 | 6.08 | 1011 | 26.06 | 562.9973 | 0 | Heating | 75.0663 | #N/A | #N/A | #N/A | #N/A | 562.9973 | #N/A | #N/A | 3.0859 | #N/A | 0 | 0 | 0 | 0 | 0 | 0 | 0 | 0 | 0.2502% | 1 | 50% | 0% | 0% | 0% | 8.2745 | 0 | 0 | 0 | 8.2745 | #N/A
2007-01-30 19:00 | 1 | 30 | 19 | 30.75 | 715 | 24.08 | 6.08 | 1012 | 24.08 | 679.6562 | 0 | Heating | 90.6208 | #N/A | #N/A | #N/A | #N/A | 679.6562 | #N/A | #N/A | 3.0238 | #N/A | 0 | 0 | 0 | 0 | 0 | 0 | 0 | 0 | 0.3021% | 1 | 50% | 0% | 0% | 0% | 8.2745 | 0 | 0 | 0 | 8.2745 | #N/A
2007-01-30 20:00 | 1 | 30 | 20 | 30.7917 | 716 | 24.08 | 6.98 | 1011 | 24.08 | 725.5847 | 0 | Heating | 96.7446 | #N/A | #N/A | #N/A | #N/A | 725.5847 | #N/A | #N/A | 3.0238 | #N/A | 0 | 0 | 0 | 0 | 0 | 0 | 0 | 0 | 0.3225% | 1 | 50% | 0% | 0% | 0% | 8.2745 | 0 | 0 | 0 | 8.2745 | #N/A
2007-01-30 21:00 | 1 | 30 | 21 | 30.8334 | 717 | 23 | 7.88 | 1010 | 23 | 808.3681 | 0 | Heating | 107.7824 | #N/A | #N/A | #N/A | #N/A | 808.3681 | #N/A | #N/A | 2.9925 | #N/A | 0 | 0 | 0 | 0 | 0 | 0 | 0 | 0 | 0.3593% | 1 | 50% | 0% | 0% | 0% | 8.2745 | 0 | 0 | 0 | 8.2745 | #N/A
2007-01-30 22:00 | 1 | 30 | 22 | 30.875 | 718 | 21.92 | 8.96 | 1009 | 21.92 | 853.9346 | 0 | Heating | 113.8579 | #N/A | #N/A | #N/A | #N/A | 853.9346 | #N/A | #N/A | 2.9629 | #N/A | 0 | 0 | 0 | 0 | 0 | 0 | 0 | 0 | 0.3795% | 1 | 50% | 0% | 0% | 0% | 8.2745 | 0 | 0 | 0 | 8.2745 | #N/A
2007-01-30 23:00 | 1 | 30 | 23 | 30.9167 | 719 | 21.92 | 6.8 | 1009 | 21.92 | 376.2718 | 0 | Heating | 50.1696 | #N/A | #N/A | #N/A | #N/A | 376.2718 | #N/A | #N/A | 2.9629 | #N/A | 0 | 0 | 0 | 0 | 0 | 0 | 0 | 0 | 0.1672% | 1 | 50% | 0% | 0% | 0% | 8.2745 | 0 | 0 | 0 | 8.2745 | #N/A
2007-01-31 | 1 | 31 | 0 | 30.9584 | 720 | 21.2 | 4.82 | 1009 | 21.2 | 623.1139 | 0 | Heating | 83.0818 | #N/A | #N/A | #N/A | #N/A | 623.1139 | #N/A | #N/A | 2.944 | #N/A | 0 | 0 | 0 | 0 | 0 | 0 | 0 | 0 | 0.2769% | 1 | 50% | 0% | 0% | 0% | 8.2745 | 0 | 0 | 0 | 8.2745 | #N/A
2007-01-31 01:00 | 1 | 31 | 1 | 31 | 721 | 21.2 | 3.02 | 1009 | 21.2 | 733.6148 | 0 | Heating | 97.8153 | #N/A | #N/A | #N/A | #N/A | 733.6148 | #N/A | #N/A | 2.944 | #N/A | 0 | 0 | 0 | 0 | 0 | 0 | 0 | 0 | 0.3261% | 1 | 50% | 0% | 0% | 0% | 8.2745 | 0 | 0 | 0 | 8.2745 | #N/A
2007-01-31 02:00 | 1 | 31 | 2 | 31.0417 | 722 | 19.94 | 0.14 | 1008 | 19.94 | 843.9353 | 0 | Heating | 112.5247 | #N/A | #N/A | #N/A | #N/A | 843.9353 | #N/A | #N/A | 2.9127 | #N/A | 0 | 0 | 0 | 0 | 0 | 0 | 0 | 0 | 0.3751% | 1 | 50% | 0% | 0% | 0% | 8.2745 | 0 | 0 | 0 | 8.2745 | #N/A
2007-01-31 03:00 | 1 | 31 | 3 | 31.0834 | 723 | 15.08 | -2.74 | 1008 | 15.08 | 950.8618 | 0 | Heating | 126.7816 | #N/A | #N/A | #N/A | #N/A | 950.8618 | #N/A | #N/A | 2.8087 | #N/A | 0 | 0 | 0 | 0 | 0 | 0 | 0 | 0 | 0.4226% | 1 | 50% | 0% | 0% | 0% | 8.2745 | 0 | 0 | 0 | 8.2745 | #N/A
2007-01-31 04:00 | 1 | 31 | 4 | 31.125 | 724 | 14 | -5.08 | 1007 | 14 | 1052.6304 | 0 | Heating | 140.3507 | #N/A | #N/A | #N/A | #N/A | 1052.6304 | #N/A | #N/A | 2.7888 | #N/A | 0 | 0 | 0 | 0 | 0 | 0 | 0 | 0 | 0.4678% | 1 | 50% | 0% | 0% | 0% | 8.2745 | 0 | 0 | 0 | 8.2745 | #N/A
2007-01-31 05:00 | 1 | 31 | 5 | 31.1667 | 725 | 14 | -5.98 | 1007 | 14 | 1127.2943 | 0 | Heating | 150.3059 | #N/A | #N/A | #N/A | #N/A | 1127.2943 | #N/A | #N/A | 2.7888 | #N/A | 0 | 0 | 0 | 0 | 0 | 0 | 0 | 0 | 0.501% | 1 | 50% | 0% | 0% | 0% | 8.2745 | 0 | 0 | 0 | 8.2745 | #N/A
2007-01-31 06:00 | 1 | 31 | 6 | 31.2084 | 726 | 10.94 | -6.7 | 1007 | 10.94 | 1157.0362 | 0 | Heating | 154.2715 | #N/A | #N/A | #N/A | #N/A | 1157.0362 | #N/A | #N/A | 2.737 | #N/A | 0 | 0 | 0 | 0 | 0 | 0 | 0 | 0 | 0.5142% | 1 | 50% | 0% | 0% | 0% | 8.2745 | 0 | 0 | 0 | 8.2745 | #N/A
2007-01-31 07:00 | 1 | 31 | 7 | 31.25 | 727 | 10.94 | -7.06 | 1007 | 10.94 | 1897.7848 | 0 | Heating | 253.038 | #N/A | #N/A | #N/A | #N/A | 1897.7848 | #N/A | #N/A | 2.737 | #N/A | 0 | 0 | 0 | 0 | 0 | 0 | 0 | 0 | 0.8435% | 1 | 50% | 0% | 0% | 0% | 8.2745 | 0 | 0 | 0 | 8.2745 | #N/A
2007-01-31 08:00 | 1 | 31 | 8 | 31.2917 | 728 | 10.94 | -7.42 | 1007 | 10.94 | 1444.1976 | 0 | Heating | 192.5597 | #N/A | #N/A | #N/A | #N/A | 1444.1976 | #N/A | #N/A | 2.737 | #N/A | 0 | 0 | 0 | 0 | 0 | 0 | 0 | 0 | 0.6419% | 1 | 50% | 0% | 0% | 0% | 8.2745 | 0 | 0 | 0 | 8.2745 | #N/A
2007-01-31 09:00 | 1 | 31 | 9 | 31.3334 | 729 | 15.08 | -7.06 | 1008 | 15.08 | 1018.8671 | 0 | Heating | 135.8489 | #N/A | #N/A | #N/A | #N/A | 1018.8671 | #N/A | #N/A | 2.8087 | #N/A | 0 | 0 | 0 | 0 | 0 | 0 | 0 | 0 | 0.4528% | 1 | 50% | 0% | 0% | 0% | 8.2745 | 0 | 0 | 0 | 8.2745 | #N/A
2007-01-31 10:00 | 1 | 31 | 10 | 31.375 | 730 | 19.94 | -5.98 | 1008 | 19.94 | 942.2283 | 0 | Heating | 125.6304 | #N/A | #N/A | #N/A | #N/A | 942.2283 | #N/A | #N/A | 2.9127 | #N/A | 0 | 0 | 0 | 0 | 0 | 0 | 0 | 0 | 0.4188% | 1 | 50% | 0% | 0% | 0% | 8.2745 | 0 | 0 | 0 | 8.2745 | #N/A
2007-01-31 11:00 | 1 | 31 | 11 | 31.4167 | 731 | 19.94 | -3.82 | 1007 | 19.94 | 934.0292 | 0 | Heating | 124.5372 | #N/A | #N/A | #N/A | #N/A | 934.0292 | #N/A | #N/A | 2.9127 | #N/A | 0 | 0 | 0 | 0 | 0 | 0 | 0 | 0 | 0.4151% | 1 | 50% | 0% | 0% | 0% | 8.2745 | 0 | 0 | 0 | 8.2745 | #N/A
2007-01-31 12:00 | 1 | 31 | 12 | 31.4584 | 732 | 26.06 | -2.02 | 1007 | 26.06 | 796.1233 | 0 | Heating | 106.1498 | #N/A | #N/A | #N/A | #N/A | 796.1233 | #N/A | #N/A | 3.0859 | #N/A | 0 | 0 | 0 | 0 | 0 | 0 | 0 | 0 | 0.3538% | 1 | 50% | 0% | 0% | 0% | 8.2745 | 0 | 0 | 0 | 8.2745 | #N/A
2007-01-31 13:00 | 1 | 31 | 13 | 31.5 | 733 | 26.6 | -0.04 | 1006 | 26.6 | 782.9839 | 0 | Heating | 104.3978 | #N/A | #N/A | #N/A | #N/A | 782.9839 | #N/A | #N/A | 3.104 | #N/A | 0 | 0 | 0 | 0 | 0 | 0 | 0 | 0 | 0.348% | 1 | 50% | 0% | 0% | 0% | 8.2745 | 0 | 0 | 0 | 8.2745 | #N/A
2007-01-31 14:00 | 1 | 31 | 14 | 31.5417 | 734 | 26.06 | 0.5 | 1006 | 26.06 | 634.6965 | 0 | Heating | 84.6262 | #N/A | #N/A | #N/A | #N/A | 634.6965 | #N/A | #N/A | 3.0859 | #N/A | 0 | 0 | 0 | 0 | 0 | 0 | 0 | 0 | 0.2821% | 1 | 50% | 0% | 0% | 0% | 8.2745 | 0 | 0 | 0 | 8.2745 | #N/A
2007-01-31 15:00 | 1 | 31 | 15 | 31.5834 | 735 | 28.94 | 1.04 | 1006 | 28.94 | 623.0538 | 0 | Heating | 83.0738 | #N/A | #N/A | #N/A | #N/A | 623.0538 | #N/A | #N/A | 3.188 | #N/A | 0 | 0 | 0 | 0 | 0 | 0 | 0 | 0 | 0.2769% | 1 | 50% | 0% | 0% | 0% | 8.2745 | 0 | 0 | 0 | 8.2745 | #N/A
2007-01-31 16:00 | 1 | 31 | 16 | 31.625 | 736 | 28.04 | 1.04 | 1006 | 28.04 | 685.0843 | 0 | Heating | 91.3446 | #N/A | #N/A | #N/A | #N/A | 685.0843 | #N/A | #N/A | 3.1545 | #N/A | 0 | 0 | 0 | 0 | 0 | 0 | 0 | 0 | 0.3045% | 1 | 50% | 0% | 0% | 0% | 8.2745 | 0 | 0 | 0 | 8.2745 | #N/A
2007-01-31 17:00 | 1 | 31 | 17 | 31.6667 | 737 | 28.04 | 2.3 | 1006 | 28.04 | 661.0284 | 0 | Heating | 88.1371 | #N/A | #N/A | #N/A | #N/A | 661.0284 | #N/A | #N/A | 3.1545 | #N/A | 0 | 0 | 0 | 0 | 0 | 0 | 0 | 0 | 0.2938% | 1 | 50% | 0% | 0% | 0% | 8.2745 | 0 | 0 | 0 | 8.2745 | #N/A
2007-01-31 18:00 | 1 | 31 | 18 | 31.7084 | 738 | 26.06 | 3.74 | 1006 | 26.06 | 733.2327 | 0 | Heating | 97.7644 | #N/A | #N/A | #N/A | #N/A | 733.2327 | #N/A | #N/A | 3.0859 | #N/A | 0 | 0 | 0 | 0 | 0 | 0 | 0 | 0 | 0.3259% | 1 | 50% | 0% | 0% | 0% | 8.2745 | 0 | 0 | 0 | 8.2745 | #N/A
2007-01-31 19:00 | 1 | 31 | 19 | 31.75 | 739 | 19.58 | 5 | 1006 | 19.58 | 826.7258 | 0 | Heating | 110.2301 | #N/A | #N/A | #N/A | #N/A | 826.7258 | #N/A | #N/A | 2.9041 | #N/A | 0 | 0 | 0 | 0 | 0 | 0 | 0 | 0 | 0.3674% | 1 | 50% | 0% | 0% | 0% | 8.2745 | 0 | 0 | 0 | 8.2745 | #N/A
2007-01-31 20:00 | 1 | 31 | 20 | 31.7917 | 740 | 17.6 | 1.04 | 1006 | 17.6 | 902.4037 | 0 | Heating | 120.3205 | #N/A | #N/A | #N/A | #N/A | 902.4037 | #N/A | #N/A | 2.8595 | #N/A | 0 | 0 | 0 | 0 | 0 | 0 | 0 | 0 | 0.4011% | 1 | 50% | 0% | 0% | 0% | 8.2745 | 0 | 0 | 0 | 8.2745 | #N/A
2007-01-31 21:00 | 1 | 31 | 21 | 31.8334 | 741 | 16.34 | -3.1 | 1006 | 16.34 | 976.8574 | 0 | Heating | 130.2477 | #N/A | #N/A | #N/A | #N/A | 976.8574 | #N/A | #N/A | 2.8333 | #N/A | 0 | 0 | 0 | 0 | 0 | 0 | 0 | 0 | 0.4342% | 1 | 50% | 0% | 0% | 0% | 8.2745 | 0 | 0 | 0 | 8.2745 | #N/A
2007-01-31 22:00 | 1 | 31 | 22 | 31.875 | 742 | 18.14 | 2.3 | 1006 | 18.14 | 991.5204 | 0 | Heating | 132.2027 | #N/A | #N/A | #N/A | #N/A | 991.5204 | #N/A | #N/A | 2.8712 | #N/A | 0 | 0 | 0 | 0 | 0 | 0 | 0 | 0 | 0.4407% | 1 | 50% | 0% | 0% | 0% | 8.2745 | 0 | 0 | 0 | 8.2745 | #N/A
2007-01-31 23:00 | 1 | 31 | 23 | 31.9167 | 743 | 20.3 | 7.34 | 1006 | 20.3 | 390.4964 | 0 | Heating | 52.0662 | #N/A | #N/A | #N/A | #N/A | 390.4964 | #N/A | #N/A | 2.9214 | #N/A | 0 | 0 | 0 | 0 | 0 | 0 | 0 | 0 | 0.1736% | 1 | 50% | 0% | 0% | 0% | 8.2745 | 0 | 0 | 0 | 8.2745 | #N/A
2007-02-01 | 2 | 1 | 0 | 31.9584 | 744 | 22.64 | 12.56 | 1006 | 22.64 | 472.1999 | 0 | Heating | 62.96 | #N/A | #N/A | #N/A | #N/A | 472.1999 | #N/A | #N/A | 2.9825 | #N/A | 0 | 0 | 0 | 0 | 0 | 0 | 0 | 0 | 0.2099% | 1 | 50% | 0% | 0% | 0% | 8.2745 | 0 | 0 | 0 | 8.2745 | #N/A
2007-02-01 01:00 | 2 | 1 | 1 | 32 | 745 | 24.08 | 17.78 | 986 | 24.08 | 417.1844 | 0 | Heating | 55.6246 | #N/A | #N/A | #N/A | #N/A | 417.1844 | #N/A | #N/A | 3.0238 | #N/A | 0 | 0 | 0 | 0 | 0 | 0 | 0 | 0 | 0.1854% | 1 | 50% | 0% | 0% | 0% | 8.2745 | 0 | 0 | 0 | 8.2745 | #N/A
2007-02-01 02:00 | 2 | 1 | 2 | 32.0417 | 746 | 24.08 | 23 | 987 | 24.08 | 349.4067 | 0 | Heating | 46.5876 | #N/A | #N/A | #N/A | #N/A | 349.4067 | #N/A | #N/A | 3.0238 | #N/A | 0 | 0 | 0 | 0 | 0 | 0 | 0 | 0 | 0.1553% | 1 | 50% | 0% | 0% | 0% | 8.2745 | 0 | 0 | 0 | 8.2745 | #N/A
2007-02-01 03:00 | 2 | 1 | 3 | 32.0834 | 747 | 23.72 | 28.04 | 987 | 23.72 | 281.8242 | 0 | Heating | 37.5766 | #N/A | #N/A | #N/A | #N/A | 281.8242 | #N/A | #N/A | 3.0132 | #N/A | 0 | 0 | 0 | 0 | 0 | 0 | 0 | 0 | 0.1253% | 1 | 50% | 0% | 0% | 0% | 8.2745 | 0 | 0 | 0 | 8.2745 | #N/A
2007-02-01 04:00 | 2 | 1 | 4 | 32.125 | 748 | 23.36 | 33.08 | 988 | 23.36 | 215.2831 | 0 | Heating | 28.7044 | #N/A | #N/A | #N/A | #N/A | 215.2831 | #N/A | #N/A | 3.0028 | #N/A | 0 | 0 | 0 | 0 | 0 | 0 | 0 | 0 | 0.09568% | 1 | 50% | 0% | 0% | 0% | 8.2745 | 0 | 0 | 0 | 8.2745 | #N/A
2007-02-01 05:00 | 2 | 1 | 5 | 32.1667 | 749 | 22.64 | 33.08 | 990 | 22.64 | 219.9334 | 0 | Heating | 29.3245 | #N/A | #N/A | #N/A | #N/A | 219.9334 | #N/A | #N/A | 2.9825 | #N/A | 0 | 0 | 0 | 0 | 0 | 0 | 0 | 0 | 0.09775% | 1 | 50% | 0% | 0% | 0% | 8.2745 | 0 | 0 | 0 | 8.2745 | #N/A
2007-02-01 06:00 | 2 | 1 | 6 | 32.2084 | 750 | 23 | 26.06 | 993 | 23 | 276.7856 | 0 | Heating | 36.9047 | #N/A | #N/A | #N/A | #N/A | 276.7856 | #N/A | #N/A | 2.9925 | #N/A | 0 | 0 | 0 | 0 | 0 | 0 | 0 | 0 | 0.123% | 1 | 50% | 0% | 0% | 0% | 8.2745 | 0 | 0 | 0 | 8.2745 | #N/A
2007-02-01 07:00 | 2 | 1 | 7 | 32.25 | 751 | 21.92 | 21.02 | 995 | 21.92 | 1158.5104 | 0 | Heating | 154.4681 | #N/A | #N/A | #N/A | #N/A | 1158.5104 | #N/A | #N/A | 2.9629 | #N/A | 0 | 0 | 0 | 0 | 0 | 0 | 0 | 0 | 0.5149% | 1 | 50% | 0% | 0% | 0% | 8.2745 | 0 | 0 | 0 | 8.2745 | #N/A
2007-02-01 08:00 | 2 | 1 | 8 | 32.2917 | 752 | 21.92 | 12.92 | 999 | 21.92 | 870.4457 | 0 | Heating | 116.0594 | #N/A | #N/A | #N/A | #N/A | 870.4457 | #N/A | #N/A | 2.9629 | #N/A | 0 | 0 | 0 | 0 | 0 | 0 | 0 | 0 | 0.3869% | 1 | 50% | 0% | 0% | 0% | 8.2745 | 0 | 0 | 0 | 8.2745 | #N/A
2007-02-01 09:00 | 2 | 1 | 9 | 32.3334 | 753 | 24.98 | 17.96 | 1001 | 24.98 | 610.495 | 0 | Heating | 81.3993 | #N/A | #N/A | #N/A | #N/A | 610.495 | #N/A | #N/A | 3.0513 | #N/A | 0 | 0 | 0 | 0 | 0 | 0 | 0 | 0 | 0.2713% | 1 | 50% | 0% | 0% | 0% | 8.2745 | 0 | 0 | 0 | 8.2745 | #N/A
2007-02-01 10:00 | 2 | 1 | 10 | 32.375 | 754 | 24.98 | 15.08 | 1004 | 24.98 | 626.4073 | 0 | Heating | 83.521 | #N/A | #N/A | #N/A | #N/A | 626.4073 | #N/A | #N/A | 3.0513 | #N/A | 0 | 0 | 0 | 0 | 0 | 0 | 0 | 0 | 0.2784% | 1 | 50% | 0% | 0% | 0% | 8.2745 | 0 | 0 | 0 | 8.2745 | #N/A
2007-02-01 11:00 | 2 | 1 | 11 | 32.4167 | 755 | 24.98 | 12.92 | 1007 | 24.98 | 640.7444 | 0 | Heating | 85.4326 | #N/A | #N/A | #N/A | #N/A | 640.7444 | #N/A | #N/A | 3.0513 | #N/A | 0 | 0 | 0 | 0 | 0 | 0 | 0 | 0 | 0.2848% | 1 | 50% | 0% | 0% | 0% | 8.2745 | 0 | 0 | 0 | 8.2745 | #N/A
2007-02-01 12:00 | 2 | 1 | 12 | 32.4584 | 756 | 23 | 14 | 1008 | 23 | 583.1355 | 0 | Heating | 77.7514 | #N/A | #N/A | #N/A | #N/A | 583.1355 | #N/A | #N/A | 2.9925 | #N/A | 0 | 0 | 0 | 0 | 0 | 0 | 0 | 0 | 0.2592% | 1 | 50% | 0% | 0% | 0% | 8.2745 | 0 | 0 | 0 | 8.2745 | #N/A
2007-02-01 13:00 | 2 | 1 | 13 | 32.5 | 757 | 24.98 | 15.08 | 1010 | 24.98 | 643.4138 | 0 | Heating | 85.7885 | #N/A | #N/A | #N/A | #N/A | 643.4138 | #N/A | #N/A | 3.0513 | #N/A | 0 | 0 | 0 | 0 | 0 | 0 | 0 | 0 | 0.286% | 1 | 50% | 0% | 0% | 0% | 8.2745 | 0 | 0 | 0 | 8.2745 | #N/A
2007-02-01 14:00 | 2 | 1 | 14 | 32.5417 | 758 | 24.98 | 15.98 | 1011 | 24.98 | 532.6309 | 0 | Heating | 71.0175 | #N/A | #N/A | #N/A | #N/A | 532.6309 | #N/A | #N/A | 3.0513 | #N/A | 0 | 0 | 0 | 0 | 0 | 0 | 0 | 0 | 0.2367% | 1 | 50% | 0% | 0% | 0% | 8.2745 | 0 | 0 | 0 | 8.2745 | #N/A
2007-02-01 15:00 | 2 | 1 | 15 | 32.5834 | 759 | 24.08 | 17.06 | 1013 | 24.08 | 466.4308 | 0 | Heating | 62.1908 | #N/A | #N/A | #N/A | #N/A | 466.4308 | #N/A | #N/A | 3.0238 | #N/A | 0 | 0 | 0 | 0 | 0 | 0 | 0 | 0 | 0.2073% | 1 | 50% | 0% | 0% | 0% | 8.2745 | 0 | 0 | 0 | 8.2745 | #N/A
2007-02-01 16:00 | 2 | 1 | 16 | 32.625 | 760 | 24.08 | 17.96 | 1015 | 24.08 | 421.282 | 0 | Heating | 56.1709 | #N/A | #N/A | #N/A | #N/A | 421.282 | #N/A | #N/A | 3.0238 | #N/A | 0 | 0 | 0 | 0 | 0 | 0 | 0 | 0 | 0.1872% | 1 | 50% | 0% | 0% | 0% | 8.2745 | 0 | 0 | 0 | 8.2745 | #N/A
2007-02-01 17:00 | 2 | 1 | 17 | 32.6667 | 761 | 24.08 | 19.94 | 1017 | 24.08 | 359.8924 | 0 | Heating | 47.9857 | #N/A | #N/A | #N/A | #N/A | 359.8924 | #N/A | #N/A | 3.0238 | #N/A | 0 | 0 | 0 | 0 | 0 | 0 | 0 | 0 | 0.16% | 1 | 50% | 0% | 0% | 0% | 8.2745 | 0 | 0 | 0 | 8.2745 | #N/A
2007-02-01 18:00 | 2 | 1 | 18 | 32.7084 | 762 | 21.02 | 19.94 | 1019 | 21.02 | 398.5529 | 0 | Heating | 53.1404 | #N/A | #N/A | #N/A | #N/A | 398.5529 | #N/A | #N/A | 2.9394 | #N/A | 0 | 0 | 0 | 0 | 0 | 0 | 0 | 0 | 0.1771% | 1 | 50% | 0% | 0% | 0% | 8.2745 | 0 | 0 | 0 | 8.2745 | #N/A
2007-02-01 19:00 | 2 | 1 | 19 | 32.75 | 763 | 19.94 | 19.94 | 1019 | 19.94 | 480.6862 | 0 | Heating | 64.0915 | #N/A | #N/A | #N/A | #N/A | 480.6862 | #N/A | #N/A | 2.9127 | #N/A | 0 | 0 | 0 | 0 | 0 | 0 | 0 | 0 | 0.2136% | 1 | 50% | 0% | 0% | 0% | 8.2745 | 0 | 0 | 0 | 8.2745 | #N/A
2007-02-01 20:00 | 2 | 1 | 20 | 32.7917 | 764 | 19.94 | 17.96 | 1021 | 19.94 | 518.6418 | 0 | Heating | 69.1522 | #N/A | #N/A | #N/A | #N/A | 518.6418 | #N/A | #N/A | 2.9127 | #N/A | 0 | 0 | 0 | 0 | 0 | 0 | 0 | 0 | 0.2305% | 1 | 50% | 0% | 0% | 0% | 8.2745 | 0 | 0 | 0 | 8.2745 | #N/A
2007-02-01 21:00 | 2 | 1 | 21 | 32.8334 | 765 | 19.94 | 17.96 | 1021 | 19.94 | 628.0819 | 0 | Heating | 83.7443 | #N/A | #N/A | #N/A | #N/A | 628.0819 | #N/A | #N/A | 2.9127 | #N/A | 0 | 0 | 0 | 0 | 0 | 0 | 0 | 0 | 0.2791% | 1 | 50% | 0% | 0% | 0% | 8.2745 | 0 | 0 | 0 | 8.2745 | #N/A
2007-02-01 22:00 | 2 | 1 | 22 | 32.875 | 766 | 19.4 | 17.06 | 1022 | 19.4 | 716.3373 | 0 | Heating | 95.5116 | #N/A | #N/A | #N/A | #N/A | 716.3373 | #N/A | #N/A | 2.8998 | #N/A | 0 | 0 | 0 | 0 | 0 | 0 | 0 | 0 | 0.3184% | 1 | 50% | 0% | 0% | 0% | 8.2745 | 0 | 0 | 0 | 8.2745 | #N/A
2007-02-01 23:00 | 2 | 1 | 23 | 32.9167 | 767 | 19.04 | 17.06 | 1022 | 19.04 | 150.7413 | 0 | Heating | 20.0988 | #N/A | #N/A | #N/A | #N/A | 150.7413 | #N/A | #N/A | 2.8915 | #N/A | 0 | 0 | 0 | 0 | 0 | 0 | 0 | 0 | 0.067% | 1 | 50% | 0% | 0% | 0% | 8.2745 | 0 | 0 | 0 | 8.2745 | #N/A
2007-02-02 | 2 | 2 | 0 | 32.9584 | 768 | 19.4 | 17.06 | 1022 | 19.4 | 310.6523 | 0 | Heating | 41.4203 | #N/A | #N/A | #N/A | #N/A | 310.6523 | #N/A | #N/A | 2.8998 | #N/A | 0 | 0 | 0 | 0 | 0 | 0 | 0 | 0 | 0.1381% | 1 | 50% | 0% | 0% | 0% | 8.2745 | 0 | 0 | 0 | 8.2745 | #N/A
2007-02-02 01:00 | 2 | 2 | 1 | 33 | 769 | 15.98 | 15.98 | 1022 | 15.98 | 398.8018 | 0 | Heating | 53.1736 | #N/A | #N/A | #N/A | #N/A | 398.8018 | #N/A | #N/A | 2.8262 | #N/A | 0 | 0 | 0 | 0 | 0 | 0 | 0 | 0 | 0.1772% | 1 | 50% | 0% | 0% | 0% | 8.2745 | 0 | 0 | 0 | 8.2745 | #N/A
2007-02-02 02:00 | 2 | 2 | 2 | 33.0417 | 770 | 15.98 | 12.92 | 1022 | 15.98 | 470.0957 | 0 | Heating | 62.6794 | #N/A | #N/A | #N/A | #N/A | 470.0957 | #N/A | #N/A | 2.8262 | #N/A | 0 | 0 | 0 | 0 | 0 | 0 | 0 | 0 | 0.2089% | 1 | 50% | 0% | 0% | 0% | 8.2745 | 0 | 0 | 0 | 8.2745 | #N/A
2007-02-02 03:00 | 2 | 2 | 3 | 33.0834 | 771 | 15.98 | 10.94 | 1023 | 15.98 | 570.4264 | 0 | Heating | 76.0568 | #N/A | #N/A | #N/A | #N/A | 570.4264 | #N/A | #N/A | 2.8262 | #N/A | 0 | 0 | 0 | 0 | 0 | 0 | 0 | 0 | 0.2535% | 1 | 50% | 0% | 0% | 0% | 8.2745 | 0 | 0 | 0 | 8.2745 | #N/A
2007-02-02 04:00 | 2 | 2 | 4 | 33.125 | 772 | 12.92 | 10.94 | 1023 | 12.92 | 674.957 | 0 | Heating | 89.9943 | #N/A | #N/A | #N/A | #N/A | 674.957 | #N/A | #N/A | 2.7697 | #N/A | 0 | 0 | 0 | 0 | 0 | 0 | 0 | 0 | 0.3% | 1 | 50% | 0% | 0% | 0% | 8.2745 | 0 | 0 | 0 | 8.2745 | #N/A
2007-02-02 05:00 | 2 | 2 | 5 | 33.1667 | 773 | 12.92 | 10.94 | 1023 | 12.92 | 726.8438 | 0 | Heating | 96.9125 | #N/A | #N/A | #N/A | #N/A | 726.8438 | #N/A | #N/A | 2.7697 | #N/A | 0 | 0 | 0 | 0 | 0 | 0 | 0 | 0 | 0.323% | 1 | 50% | 0% | 0% | 0% | 8.2745 | 0 | 0 | 0 | 8.2745 | #N/A
2007-02-02 06:00 | 2 | 2 | 6 | 33.2084 | 774 | 10.94 | 8.06 | 1023 | 10.94 | 772.138 | 0 | Heating | 102.9517 | #N/A | #N/A | #N/A | #N/A | 772.138 | #N/A | #N/A | 2.737 | #N/A | 0 | 0 | 0 | 0 | 0 | 0 | 0 | 0 | 0.3432% | 1 | 50% | 0% | 0% | 0% | 8.2745 | 0 | 0 | 0 | 8.2745 | #N/A
2007-02-02 07:00 | 2 | 2 | 7 | 33.25 | 775 | 10.04 | 8.96 | 1023 | 10.04 | 1421.3731 | 0 | Heating | 189.5164 | #N/A | #N/A | #N/A | #N/A | 1421.3731 | #N/A | #N/A | 2.723 | #N/A | 0 | 0 | 0 | 0 | 0 | 0 | 0 | 0 | 0.6317% | 1 | 50% | 0% | 0% | 0% | 8.2745 | 0 | 0 | 0 | 8.2745 | #N/A
2007-02-02 08:00 | 2 | 2 | 8 | 33.2917 | 776 | 10.04 | 8.06 | 1023 | 10.04 | 1085.4078 | 0 | Heating | 144.721 | #N/A | #N/A | #N/A | #N/A | 1085.4078 | #N/A | #N/A | 2.723 | #N/A | 0 | 0 | 0 | 0 | 0 | 0 | 0 | 0 | 0.4824% | 1 | 50% | 0% | 0% | 0% | 8.2745 | 0 | 0 | 0 | 8.2745 | #N/A
2007-02-02 09:00 | 2 | 2 | 9 | 33.3334 | 777 | 17.06 | 10.94 | 1022 | 17.06 | 938.7637 | 0 | Heating | 125.1685 | #N/A | #N/A | #N/A | #N/A | 938.7637 | #N/A | #N/A | 2.8481 | #N/A | 0 | 0 | 0 | 0 | 0 | 0 | 0 | 0 | 0.4172% | 1 | 50% | 0% | 0% | 0% | 8.2745 | 0 | 0 | 0 | 8.2745 | #N/A
2007-02-02 10:00 | 2 | 2 | 10 | 33.375 | 778 | 19.04 | 14 | 1021 | 19.04 | 892.0173 | 0 | Heating | 118.9356 | #N/A | #N/A | #N/A | #N/A | 892.0173 | #N/A | #N/A | 2.8915 | #N/A | 0 | 0 | 0 | 0 | 0 | 0 | 0 | 0 | 0.3965% | 1 | 50% | 0% | 0% | 0% | 8.2745 | 0 | 0 | 0 | 8.2745 | #N/A
2007-02-02 11:00 | 2 | 2 | 11 | 33.4167 | 779 | 19.04 | 15.08 | 1020 | 19.04 | 839.748 | 0 | Heating | 111.9664 | #N/A | #N/A | #N/A | #N/A | 839.748 | #N/A | #N/A | 2.8915 | #N/A | 0 | 0 | 0 | 0 | 0 | 0 | 0 | 0 | 0.3732% | 1 | 50% | 0% | 0% | 0% | 8.2745 | 0 | 0 | 0 | 8.2745 | #N/A
2007-02-02 12:00 | 2 | 2 | 12 | 33.4584 | 780 | 24.98 | 15.08 | 1019 | 24.98 | 723.7245 | 0 | Heating | 96.4966 | #N/A | #N/A | #N/A | #N/A | 723.7245 | #N/A | #N/A | 3.0513 | #N/A | 0 | 0 | 0 | 0 | 0 | 0 | 0 | 0 | 0.3217% | 1 | 50% | 0% | 0% | 0% | 8.2745 | 0 | 0 | 0 | 8.2745 | #N/A
2007-02-02 13:00 | 2 | 2 | 13 | 33.5 | 781 | 24.98 | 15.08 | 1017 | 24.98 | 634.9153 | 0 | Heating | 84.6554 | #N/A | #N/A | #N/A | #N/A | 634.9153 | #N/A | #N/A | 3.0513 | #N/A | 0 | 0 | 0 | 0 | 0 | 0 | 0 | 0 | 0.2822% | 1 | 50% | 0% | 0% | 0% | 8.2745 | 0 | 0 | 0 | 8.2745 | #N/A
2007-02-02 14:00 | 2 | 2 | 14 | 33.5417 | 782 | 24.98 | 17.06 | 1017 | 24.98 | 589.6723 | 0 | Heating | 78.623 | #N/A | #N/A | #N/A | #N/A | 589.6723 | #N/A | #N/A | 3.0513 | #N/A | 0 | 0 | 0 | 0 | 0 | 0 | 0 | 0 | 0.2621% | 1 | 50% | 0% | 0% | 0% | 8.2745 | 0 | 0 | 0 | 8.2745 | #N/A
2007-02-02 15:00 | 2 | 2 | 15 | 33.5834 | 783 | 26.06 | 17.06 | 1016 | 26.06 | 627.3521 | 0 | Heating | 83.6469 | #N/A | #N/A | #N/A | #N/A | 627.3521 | #N/A | #N/A | 3.0859 | #N/A | 0 | 0 | 0 | 0 | 0 | 0 | 0 | 0 | 0.2788% | 1 | 50% | 0% | 0% | 0% | 8.2745 | 0 | 0 | 0 | 8.2745 | #N/A
2007-02-02 16:00 | 2 | 2 | 16 | 33.625 | 784 | 26.06 | 17.06 | 1015 | 26.06 | 671.7832 | 0 | Heating | 89.5711 | #N/A | #N/A | #N/A | #N/A | 671.7832 | #N/A | #N/A | 3.0859 | #N/A | 0 | 0 | 0 | 0 | 0 | 0 | 0 | 0 | 0.2986% | 1 | 50% | 0% | 0% | 0% | 8.2745 | 0 | 0 | 0 | 8.2745 | #N/A
2007-02-02 17:00 | 2 | 2 | 17 | 33.6667 | 785 | 26.06 | 17.96 | 1015 | 26.06 | 588.6392 | 0 | Heating | 78.4852 | #N/A | #N/A | #N/A | #N/A | 588.6392 | #N/A | #N/A | 3.0859 | #N/A | 0 | 0 | 0 | 0 | 0 | 0 | 0 | 0 | 0.2616% | 1 | 50% | 0% | 0% | 0% | 8.2745 | 0 | 0 | 0 | 8.2745 | #N/A
2007-02-02 18:00 | 2 | 2 | 18 | 33.7084 | 786 | 24.08 | 19.04 | 1015 | 24.08 | 590.7386 | 0 | Heating | 78.7651 | #N/A | #N/A | #N/A | #N/A | 590.7386 | #N/A | #N/A | 3.0238 | #N/A | 0 | 0 | 0 | 0 | 0 | 0 | 0 | 0 | 0.2626% | 1 | 50% | 0% | 0% | 0% | 8.2745 | 0 | 0 | 0 | 8.2745 | #N/A
2007-02-02 19:00 | 2 | 2 | 19 | 33.75 | 787 | 21.92 | 19.04 | 1016 | 21.92 | 16.3153 | 0 | Heating | 2.1754 | #N/A | #N/A | #N/A | #N/A | 16.3153 | #N/A | #N/A | 2.9629 | #N/A | 0 | 0 | 0 | 0 | 0 | 0 | 0 | 0 | 0.007251% | 1 | 50% | 0% | 0% | 0% | 8.2745 | 0 | 0 | 0 | 8.2745 | #N/A
2007-02-02 20:00 | 2 | 2 | 20 | 33.7917 | 788 | 21.92 | 23 | 1015 | 21.92 | 64.3513 | 0 | Heating | 8.5802 | #N/A | #N/A | #N/A | #N/A | 64.3513 | #N/A | #N/A | 2.9629 | #N/A | 0 | 0 | 0 | 0 | 0 | 0 | 0 | 0 | 0.0286% | 1 | 50% | 0% | 0% | 0% | 8.2745 | 0 | 0 | 0 | 8.2745 | #N/A
2007-02-02 21:00 | 2 | 2 | 21 | 33.8334 | 789 | 19.94 | 24.98 | 1015 | 19.94 | 87.0098 | 0 | Heating | 11.6013 | #N/A | #N/A | #N/A | #N/A | 87.0098 | #N/A | #N/A | 2.9127 | #N/A | 0 | 0 | 0 | 0 | 0 | 0 | 0 | 0 | 0.03867% | 1 | 50% | 0% | 0% | 0% | 8.2745 | 0 | 0 | 0 | 8.2745 | #N/A
2007-02-02 22:00 | 2 | 2 | 22 | 33.875 | 790 | 19.94 | 26.96 | 1013 | 19.94 | 128.6096 | 0 | Heating | 17.1479 | #N/A | #N/A | #N/A | #N/A | 128.6096 | #N/A | #N/A | 2.9127 | #N/A | 0 | 0 | 0 | 0 | 0 | 0 | 0 | 0 | 0.05716% | 1 | 50% | 0% | 0% | 0% | 8.2745 | 0 | 0 | 0 | 8.2745 | #N/A
2007-02-02 23:00 | 2 | 2 | 23 | 33.9167 | 791 | 19.94 | 28.04 | 1012 | 19.94 | 165.1519 | 0 | Heating | 22.0203 | #N/A | #N/A | #N/A | #N/A | 165.1519 | #N/A | #N/A | 2.9127 | #N/A | 0 | 0 | 0 | 0 | 0 | 0 | 0 | 0 | 0.0734% | 1 | 50% | 0% | 0% | 0% | 8.2745 | 0 | 0 | 0 | 8.2745 | #N/A
2007-02-03 | 2 | 3 | 0 | 33.9584 | 792 | 19.94 | 28.94 | 1012 | 19.94 | 210.6626 | 0 | Heating | 28.0883 | #N/A | #N/A | #N/A | #N/A | 210.6626 | #N/A | #N/A | 2.9127 | #N/A | 0 | 0 | 0 | 0 | 0 | 0 | 0 | 0 | 0.09363% | 1 | 50% | 0% | 0% | 0% | 8.2745 | 0 | 0 | 0 | 8.2745 | #N/A
2007-02-03 01:00 | 2 | 3 | 1 | 34 | 793 | 21.02 | 28.94 | 1011 | 21.02 | 239.7986 | 0 | Heating | 31.9732 | #N/A | #N/A | #N/A | #N/A | 239.7986 | #N/A | #N/A | 2.9394 | #N/A | 0 | 0 | 0 | 0 | 0 | 0 | 0 | 0 | 0.1066% | 1 | 50% | 0% | 0% | 0% | 8.2745 | 0 | 0 | 0 | 8.2745 | #N/A
2007-02-03 02:00 | 2 | 3 | 2 | 34.0417 | 794 | 21.02 | 28.94 | 1010 | 21.02 | 262.8064 | 0 | Heating | 35.0409 | #N/A | #N/A | #N/A | #N/A | 262.8064 | #N/A | #N/A | 2.9394 | #N/A | 0 | 0 | 0 | 0 | 0 | 0 | 0 | 0 | 0.1168% | 1 | 50% | 0% | 0% | 0% | 8.2745 | 0 | 0 | 0 | 8.2745 | #N/A
2007-02-03 03:00 | 2 | 3 | 3 | 34.0834 | 795 | 21.02 | 28.94 | 1010 | 21.02 | 310.9802 | 0 | Heating | 41.464 | #N/A | #N/A | #N/A | #N/A | 310.9802 | #N/A | #N/A | 2.9394 | #N/A | 0 | 0 | 0 | 0 | 0 | 0 | 0 | 0 | 0.1382% | 1 | 50% | 0% | 0% | 0% | 8.2745 | 0 | 0 | 0 | 8.2745 | #N/A
2007-02-03 04:00 | 2 | 3 | 4 | 34.125 | 796 | 19.94 | 30.02 | 1009 | 19.94 | 347.542 | 0 | Heating | 46.3389 | #N/A | #N/A | #N/A | #N/A | 347.542 | #N/A | #N/A | 2.9127 | #N/A | 0 | 0 | 0 | 0 | 0 | 0 | 0 | 0 | 0.1545% | 1 | 50% | 0% | 0% | 0% | 8.2745 | 0 | 0 | 0 | 8.2745 | #N/A
2007-02-03 05:00 | 2 | 3 | 5 | 34.1667 | 797 | 19.94 | 30.02 | 1008 | 19.94 | 372.0213 | 0 | Heating | 49.6028 | #N/A | #N/A | #N/A | #N/A | 372.0213 | #N/A | #N/A | 2.9127 | #N/A | 0 | 0 | 0 | 0 | 0 | 0 | 0 | 0 | 0.1653% | 1 | 50% | 0% | 0% | 0% | 8.2745 | 0 | 0 | 0 | 8.2745 | #N/A
2007-02-03 06:00 | 2 | 3 | 6 | 34.2084 | 798 | 17.06 | 30.02 | 1007 | 17.06 | 363.8488 | 0 | Heating | 48.5132 | #N/A | #N/A | #N/A | #N/A | 363.8488 | #N/A | #N/A | 2.8481 | #N/A | 0 | 0 | 0 | 0 | 0 | 0 | 0 | 0 | 0.1617% | 1 | 50% | 0% | 0% | 0% | 8.2745 | 0 | 0 | 0 | 8.2745 | #N/A
2007-02-03 07:00 | 2 | 3 | 7 | 34.25 | 799 | 15.98 | 30.92 | 1006 | 15.98 | 309.5788 | 0 | Heating | 41.2772 | #N/A | #N/A | #N/A | #N/A | 309.5788 | #N/A | #N/A | 2.8262 | #N/A | 0 | 0 | 0 | 0 | 0 | 0 | 0 | 0 | 0.1376% | 1 | 50% | 0% | 0% | 0% | 8.2745 | 0 | 0 | 0 | 8.2745 | #N/A
2007-02-03 08:00 | 2 | 3 | 8 | 34.2917 | 800 | 15.98 | 32 | 1005 | 15.98 | 255.5824 | 0 | Heating | 34.0776 | #N/A | #N/A | #N/A | #N/A | 255.5824 | #N/A | #N/A | 2.8262 | #N/A | 0 | 0 | 0 | 0 | 0 | 0 | 0 | 0 | 0.1136% | 1 | 50% | 0% | 0% | 0% | 8.2745 | 0 | 0 | 0 | 8.2745 | #N/A
2007-02-03 09:00 | 2 | 3 | 9 | 34.3334 | 801 | 19.04 | 33.08 | 1005 | 19.04 | 202.1463 | 0 | Heating | 26.9528 | #N/A | #N/A | #N/A | #N/A | 202.1463 | #N/A | #N/A | 2.8915 | #N/A | 0 | 0 | 0 | 0 | 0 | 0 | 0 | 0 | 0.08984% | 1 | 50% | 0% | 0% | 0% | 8.2745 | 0 | 0 | 0 | 8.2745 | #N/A
2007-02-03 10:00 | 2 | 3 | 10 | 34.375 | 802 | 21.92 | 33.08 | 1004 | 21.92 | 212.2863 | 0 | Heating | 28.3048 | #N/A | #N/A | #N/A | #N/A | 212.2863 | #N/A | #N/A | 2.9629 | #N/A | 0 | 0 | 0 | 0 | 0 | 0 | 0 | 0 | 0.09435% | 1 | 50% | 0% | 0% | 0% | 8.2745 | 0 | 0 | 0 | 8.2745 | #N/A
2007-02-03 11:00 | 2 | 3 | 11 | 34.4167 | 803 | 21.92 | 33.08 | 1003 | 21.92 | 262.871 | 0 | Heating | 35.0495 | #N/A | #N/A | #N/A | #N/A | 262.871 | #N/A | #N/A | 2.9629 | #N/A | 0 | 0 | 0 | 0 | 0 | 0 | 0 | 0 | 0.1168% | 1 | 50% | 0% | 0% | 0% | 8.2745 | 0 | 0 | 0 | 8.2745 | #N/A
2007-02-03 12:00 | 2 | 3 | 12 | 34.4584 | 804 | 23 | 33.98 | 1001 | 23 | 243.7939 | 0 | Heating | 32.5058 | #N/A | #N/A | #N/A | #N/A | 243.7939 | #N/A | #N/A | 2.9925 | #N/A | 0 | 0 | 0 | 0 | 0 | 0 | 0 | 0 | 0.1084% | 1 | 50% | 0% | 0% | 0% | 8.2745 | 0 | 0 | 0 | 8.2745 | #N/A
2007-02-03 13:00 | 2 | 3 | 13 | 34.5 | 805 | 26.96 | 35.06 | 1000 | 26.96 | 213.2905 | 0 | Heating | 28.4387 | #N/A | #N/A | #N/A | #N/A | 213.2905 | #N/A | #N/A | 3.1163 | #N/A | 0 | 0 | 0 | 0 | 0 | 0 | 0 | 0 | 0.0948% | 1 | 50% | 0% | 0% | 0% | 8.2745 | 0 | 0 | 0 | 8.2745 | #N/A
2007-02-03 14:00 | 2 | 3 | 14 | 34.5417 | 806 | 26.96 | 35.06 | 999 | 26.96 | 192.7791 | 0 | Heating | 25.7039 | #N/A | #N/A | #N/A | #N/A | 192.7791 | #N/A | #N/A | 3.1163 | #N/A | 0 | 0 | 0 | 0 | 0 | 0 | 0 | 0 | 0.08568% | 1 | 50% | 0% | 0% | 0% | 8.2745 | 0 | 0 | 0 | 8.2745 | #N/A
2007-02-03 15:00 | 2 | 3 | 15 | 34.5834 | 807 | 28.04 | 35.06 | 997 | 28.04 | 202.3365 | 0 | Heating | 26.9782 | #N/A | #N/A | #N/A | #N/A | 202.3365 | #N/A | #N/A | 3.1545 | #N/A | 0 | 0 | 0 | 0 | 0 | 0 | 0 | 0 | 0.08993% | 1 | 50% | 0% | 0% | 0% | 8.2745 | 0 | 0 | 0 | 8.2745 | #N/A
2007-02-03 16:00 | 2 | 3 | 16 | 34.625 | 808 | 28.04 | 35.06 | 996 | 28.04 | 217.7187 | 0 | Heating | 29.0292 | #N/A | #N/A | #N/A | #N/A | 217.7187 | #N/A | #N/A | 3.1545 | #N/A | 0 | 0 | 0 | 0 | 0 | 0 | 0 | 0 | 0.09676% | 1 | 50% | 0% | 0% | 0% | 8.2745 | 0 | 0 | 0 | 8.2745 | #N/A
2007-02-03 17:00 | 2 | 3 | 17 | 34.6667 | 809 | 28.04 | 33.98 | 995 | 28.04 | 199.4009 | 0 | Heating | 26.5868 | #N/A | #N/A | #N/A | #N/A | 199.4009 | #N/A | #N/A | 3.1545 | #N/A | 0 | 0 | 0 | 0 | 0 | 0 | 0 | 0 | 0.08862% | 1 | 50% | 0% | 0% | 0% | 8.2745 | 0 | 0 | 0 | 8.2745 | #N/A
2007-02-03 18:00 | 2 | 3 | 18 | 34.7084 | 810 | 24.98 | 33.98 | 995 | 24.98 | 207.6826 | 0 | Heating | 27.691 | #N/A | #N/A | #N/A | #N/A | 207.6826 | #N/A | #N/A | 3.0513 | #N/A | 0 | 0 | 0 | 0 | 0 | 0 | 0 | 0 | 0.0923% | 1 | 50% | 0% | 0% | 0% | 8.2745 | 0 | 0 | 0 | 8.2745 | #N/A
2007-02-03 19:00 | 2 | 3 | 19 | 34.75 | 811 | 23 | 33.98 | 994 | 23 | 213.8436 | 0 | Heating | 28.5125 | #N/A | #N/A | #N/A | #N/A | 213.8436 | #N/A | #N/A | 2.9925 | #N/A | 0 | 0 | 0 | 0 | 0 | 0 | 0 | 0 | 0.09504% | 1 | 50% | 0% | 0% | 0% | 8.2745 | 0 | 0 | 0 | 8.2745 | #N/A
2007-02-03 20:00 | 2 | 3 | 20 | 34.7917 | 812 | 23 | 33.98 | 994 | 23 | 246.6184 | 0 | Heating | 32.8825 | #N/A | #N/A | #N/A | #N/A | 246.6184 | #N/A | #N/A | 2.9925 | #N/A | 0 | 0 | 0 | 0 | 0 | 0 | 0 | 0 | 0.1096% | 1 | 50% | 0% | 0% | 0% | 8.2745 | 0 | 0 | 0 | 8.2745 | #N/A
2007-02-03 21:00 | 2 | 3 | 21 | 34.8334 | 813 | 19.04 | 33.08 | 994 | 19.04 | 255.0699 | 0 | Heating | 34.0093 | #N/A | #N/A | #N/A | #N/A | 255.0699 | #N/A | #N/A | 2.8915 | #N/A | 0 | 0 | 0 | 0 | 0 | 0 | 0 | 0 | 0.1134% | 1 | 50% | 0% | 0% | 0% | 8.2745 | 0 | 0 | 0 | 8.2745 | #N/A
2007-02-03 22:00 | 2 | 3 | 22 | 34.875 | 814 | 21.02 | 33.98 | 994 | 21.02 | 274.5581 | 0 | Heating | 36.6077 | #N/A | #N/A | #N/A | #N/A | 274.5581 | #N/A | #N/A | 2.9394 | #N/A | 0 | 0 | 0 | 0 | 0 | 0 | 0 | 0 | 0.122% | 1 | 50% | 0% | 0% | 0% | 8.2745 | 0 | 0 | 0 | 8.2745 | #N/A
2007-02-03 23:00 | 2 | 3 | 23 | 34.9167 | 815 | 21.02 | 35.06 | 994 | 21.02 | 297.2639 | 0 | Heating | 39.6352 | #N/A | #N/A | #N/A | #N/A | 297.2639 | #N/A | #N/A | 2.9394 | #N/A | 0 | 0 | 0 | 0 | 0 | 0 | 0 | 0 | 0.1321% | 1 | 50% | 0% | 0% | 0% | 8.2745 | 0 | 0 | 0 | 8.2745 | #N/A
2007-02-04 | 2 | 4 | 0 | 34.9584 | 816 | 21.92 | 35.96 | 996 | 21.92 | 320.5589 | 0 | Heating | 42.7412 | #N/A | #N/A | #N/A | #N/A | 320.5589 | #N/A | #N/A | 2.9629 | #N/A | 0 | 0 | 0 | 0 | 0 | 0 | 0 | 0 | 0.1425% | 1 | 50% | 0% | 0% | 0% | 8.2745 | 0 | 0 | 0 | 8.2745 | #N/A
2007-02-04 01:00 | 2 | 4 | 1 | 35 | 817 | 21.92 | 33.08 | 998 | 21.92 | 351.7415 | 0 | Heating | 46.8989 | #N/A | #N/A | #N/A | #N/A | 351.7415 | #N/A | #N/A | 2.9629 | #N/A | 0 | 0 | 0 | 0 | 0 | 0 | 0 | 0 | 0.1563% | 1 | 50% | 0% | 0% | 0% | 8.2745 | 0 | 0 | 0 | 8.2745 | #N/A
2007-02-04 02:00 | 2 | 4 | 2 | 35.0417 | 818 | 21.92 | 32 | 1001 | 21.92 | 403.4671 | 0 | Heating | 53.7956 | #N/A | #N/A | #N/A | #N/A | 403.4671 | #N/A | #N/A | 2.9629 | #N/A | 0 | 0 | 0 | 0 | 0 | 0 | 0 | 0 | 0.1793% | 1 | 50% | 0% | 0% | 0% | 8.2745 | 0 | 0 | 0 | 8.2745 | #N/A
2007-02-04 03:00 | 2 | 4 | 3 | 35.0834 | 819 | 21.92 | 28.94 | 1003 | 21.92 | 451.4923 | 0 | Heating | 60.199 | #N/A | #N/A | #N/A | #N/A | 451.4923 | #N/A | #N/A | 2.9629 | #N/A | 0 | 0 | 0 | 0 | 0 | 0 | 0 | 0 | 0.2007% | 1 | 50% | 0% | 0% | 0% | 8.2745 | 0 | 0 | 0 | 8.2745 | #N/A
2007-02-04 04:00 | 2 | 4 | 4 | 35.125 | 820 | 21.02 | 26.96 | 1005 | 21.02 | 492.0518 | 0 | Heating | 65.6069 | #N/A | #N/A | #N/A | #N/A | 492.0518 | #N/A | #N/A | 2.9394 | #N/A | 0 | 0 | 0 | 0 | 0 | 0 | 0 | 0 | 0.2187% | 1 | 50% | 0% | 0% | 0% | 8.2745 | 0 | 0 | 0 | 8.2745 | #N/A
2007-02-04 05:00 | 2 | 4 | 5 | 35.1667 | 821 | 21.02 | 26.06 | 1006 | 21.02 | 510.4062 | 0 | Heating | 68.0542 | #N/A | #N/A | #N/A | #N/A | 510.4062 | #N/A | #N/A | 2.9394 | #N/A | 0 | 0 | 0 | 0 | 0 | 0 | 0 | 0 | 0.2268% | 1 | 50% | 0% | 0% | 0% | 8.2745 | 0 | 0 | 0 | 8.2745 | #N/A
2007-02-04 06:00 | 2 | 4 | 6 | 35.2084 | 822 | 19.94 | 24.98 | 1008 | 19.94 | 472.8181 | 0 | Heating | 63.0424 | #N/A | #N/A | #N/A | #N/A | 472.8181 | #N/A | #N/A | 2.9127 | #N/A | 0 | 0 | 0 | 0 | 0 | 0 | 0 | 0 | 0.2101% | 1 | 50% | 0% | 0% | 0% | 8.2745 | 0 | 0 | 0 | 8.2745 | #N/A
2007-02-04 07:00 | 2 | 4 | 7 | 35.25 | 823 | 19.04 | 26.06 | 1009 | 19.04 | 1587.8306 | 0 | Heating | 211.7107 | #N/A | #N/A | #N/A | #N/A | 1587.8306 | #N/A | #N/A | 2.8915 | #N/A | 0 | 0 | 0 | 0 | 0 | 0 | 0 | 0 | 0.7057% | 1 | 50% | 0% | 0% | 0% | 8.2745 | 0 | 0 | 0 | 8.2745 | #N/A
2007-02-04 08:00 | 2 | 4 | 8 | 35.2917 | 824 | 19.04 | 24.08 | 1012 | 19.04 | 1137.4809 | 0 | Heating | 151.6641 | #N/A | #N/A | #N/A | #N/A | 1137.4809 | #N/A | #N/A | 2.8915 | #N/A | 0 | 0 | 0 | 0 | 0 | 0 | 0 | 0 | 0.5055% | 1 | 50% | 0% | 0% | 0% | 8.2745 | 0 | 0 | 0 | 8.2745 | #N/A
2007-02-04 09:00 | 2 | 4 | 9 | 35.3334 | 825 | 21.02 | 24.98 | 1012 | 21.02 | 666.67 | 0 | Heating | 88.8893 | #N/A | #N/A | #N/A | #N/A | 666.67 | #N/A | #N/A | 2.9394 | #N/A | 0 | 0 | 0 | 0 | 0 | 0 | 0 | 0 | 0.2963% | 1 | 50% | 0% | 0% | 0% | 8.2745 | 0 | 0 | 0 | 8.2745 | #N/A
2007-02-04 10:00 | 2 | 4 | 10 | 35.375 | 826 | 21.2 | 24.08 | 1013 | 21.2 | 607.8596 | 0 | Heating | 81.0479 | #N/A | #N/A | #N/A | #N/A | 607.8596 | #N/A | #N/A | 2.944 | #N/A | 0 | 0 | 0 | 0 | 0 | 0 | 0 | 0 | 0.2702% | 1 | 50% | 0% | 0% | 0% | 8.2745 | 0 | 0 | 0 | 8.2745 | #N/A
2007-02-04 11:00 | 2 | 4 | 11 | 35.4167 | 827 | 23 | 21.92 | 1014 | 23 | 610.8473 | 0 | Heating | 81.4463 | #N/A | #N/A | #N/A | #N/A | 610.8473 | #N/A | #N/A | 2.9925 | #N/A | 0 | 0 | 0 | 0 | 0 | 0 | 0 | 0 | 0.2715% | 1 | 50% | 0% | 0% | 0% | 8.2745 | 0 | 0 | 0 | 8.2745 | #N/A
2007-02-04 12:00 | 2 | 4 | 12 | 35.4584 | 828 | 24.98 | 21.02 | 1015 | 24.98 | 531.3588 | 0 | Heating | 70.8478 | #N/A | #N/A | #N/A | #N/A | 531.3588 | #N/A | #N/A | 3.0513 | #N/A | 0 | 0 | 0 | 0 | 0 | 0 | 0 | 0 | 0.2362% | 1 | 50% | 0% | 0% | 0% | 8.2745 | 0 | 0 | 0 | 8.2745 | #N/A
2007-02-04 13:00 | 2 | 4 | 13 | 35.5 | 829 | 23 | 17.06 | 1015 | 23 | 604.7994 | 0 | Heating | 80.6399 | #N/A | #N/A | #N/A | #N/A | 604.7994 | #N/A | #N/A | 2.9925 | #N/A | 0 | 0 | 0 | 0 | 0 | 0 | 0 | 0 | 0.2688% | 1 | 50% | 0% | 0% | 0% | 8.2745 | 0 | 0 | 0 | 8.2745 | #N/A
2007-02-04 14:00 | 2 | 4 | 14 | 35.5417 | 830 | 21.92 | 15.98 | 1016 | 21.92 | 530.0256 | 0 | Heating | 70.6701 | #N/A | #N/A | #N/A | #N/A | 530.0256 | #N/A | #N/A | 2.9629 | #N/A | 0 | 0 | 0 | 0 | 0 | 0 | 0 | 0 | 0.2356% | 1 | 50% | 0% | 0% | 0% | 8.2745 | 0 | 0 | 0 | 8.2745 | #N/A
2007-02-04 15:00 | 2 | 4 | 15 | 35.5834 | 831 | 24.98 | 15.98 | 1017 | 24.98 | 530.0722 | 0 | Heating | 70.6763 | #N/A | #N/A | #N/A | #N/A | 530.0722 | #N/A | #N/A | 3.0513 | #N/A | 0 | 0 | 0 | 0 | 0 | 0 | 0 | 0 | 0.2356% | 1 | 50% | 0% | 0% | 0% | 8.2745 | 0 | 0 | 0 | 8.2745 | #N/A
2007-02-04 16:00 | 2 | 4 | 16 | 35.625 | 832 | 24.08 | 15.08 | 1018 | 24.08 | 531.8389 | 0 | Heating | 70.9119 | #N/A | #N/A | #N/A | #N/A | 531.8389 | #N/A | #N/A | 3.0238 | #N/A | 0 | 0 | 0 | 0 | 0 | 0 | 0 | 0 | 0.2364% | 1 | 50% | 0% | 0% | 0% | 8.2745 | 0 | 0 | 0 | 8.2745 | #N/A
2007-02-04 17:00 | 2 | 4 | 17 | 35.6667 | 833 | 24.08 | 15.98 | 1019 | 24.08 | 496.9022 | 0 | Heating | 66.2536 | #N/A | #N/A | #N/A | #N/A | 496.9022 | #N/A | #N/A | 3.0238 | #N/A | 0 | 0 | 0 | 0 | 0 | 0 | 0 | 0 | 0.2208% | 1 | 50% | 0% | 0% | 0% | 8.2745 | 0 | 0 | 0 | 8.2745 | #N/A
2007-02-04 18:00 | 2 | 4 | 18 | 35.7084 | 834 | 19.94 | 15.08 | 1020 | 19.94 | 580.3932 | 0 | Heating | 77.3858 | #N/A | #N/A | #N/A | #N/A | 580.3932 | #N/A | #N/A | 2.9127 | #N/A | 0 | 0 | 0 | 0 | 0 | 0 | 0 | 0 | 0.258% | 1 | 50% | 0% | 0% | 0% | 8.2745 | 0 | 0 | 0 | 8.2745 | #N/A
2007-02-04 19:00 | 2 | 4 | 19 | 35.75 | 835 | 17.96 | 14 | 1021 | 17.96 | 673.953 | 0 | Heating | 89.8604 | #N/A | #N/A | #N/A | #N/A | 673.953 | #N/A | #N/A | 2.8673 | #N/A | 0 | 0 | 0 | 0 | 0 | 0 | 0 | 0 | 0.2995% | 1 | 50% | 0% | 0% | 0% | 8.2745 | 0 | 0 | 0 | 8.2745 | #N/A
2007-02-04 20:00 | 2 | 4 | 20 | 35.7917 | 836 | 17.96 | 12.92 | 1021 | 17.96 | 711.5472 | 0 | Heating | 94.873 | #N/A | #N/A | #N/A | #N/A | 711.5472 | #N/A | #N/A | 2.8673 | #N/A | 0 | 0 | 0 | 0 | 0 | 0 | 0 | 0 | 0.3162% | 1 | 50% | 0% | 0% | 0% | 8.2745 | 0 | 0 | 0 | 8.2745 | #N/A
2007-02-04 21:00 | 2 | 4 | 21 | 35.8334 | 837 | 15.08 | 12.02 | 1020 | 15.08 | 786.4949 | 0 | Heating | 104.866 | #N/A | #N/A | #N/A | #N/A | 786.4949 | #N/A | #N/A | 2.8087 | #N/A | 0 | 0 | 0 | 0 | 0 | 0 | 0 | 0 | 0.3496% | 1 | 50% | 0% | 0% | 0% | 8.2745 | 0 | 0 | 0 | 8.2745 | #N/A
2007-02-04 22:00 | 2 | 4 | 22 | 35.875 | 838 | 14 | 12.02 | 1020 | 14 | 824.6713 | 0 | Heating | 109.9562 | #N/A | #N/A | #N/A | #N/A | 824.6713 | #N/A | #N/A | 2.7888 | #N/A | 0 | 0 | 0 | 0 | 0 | 0 | 0 | 0 | 0.3665% | 1 | 50% | 0% | 0% | 0% | 8.2745 | 0 | 0 | 0 | 8.2745 | #N/A
2007-02-04 23:00 | 2 | 4 | 23 | 35.9167 | 839 | 14 | 12.02 | 1021 | 14 | 316.3136 | 0 | Heating | 42.1751 | #N/A | #N/A | #N/A | #N/A | 316.3136 | #N/A | #N/A | 2.7888 | #N/A | 0 | 0 | 0 | 0 | 0 | 0 | 0 | 0 | 0.1406% | 1 | 50% | 0% | 0% | 0% | 8.2745 | 0 | 0 | 0 | 8.2745 | #N/A
2007-02-05 | 2 | 5 | 0 | 35.9584 | 840 | 17.06 | 12.02 | 1020 | 17.06 | 536.8524 | 0 | Heating | 71.5803 | #N/A | #N/A | #N/A | #N/A | 536.8524 | #N/A | #N/A | 2.8481 | #N/A | 0 | 0 | 0 | 0 | 0 | 0 | 0 | 0 | 0.2386% | 1 | 50% | 0% | 0% | 0% | 8.2745 | 0 | 0 | 0 | 8.2745 | #N/A
2007-02-05 01:00 | 2 | 5 | 1 | 36 | 841 | 17.96 | 12.92 | 1020 | 17.96 | 557.1339 | 0 | Heating | 74.2845 | #N/A | #N/A | #N/A | #N/A | 557.1339 | #N/A | #N/A | 2.8673 | #N/A | 0 | 0 | 0 | 0 | 0 | 0 | 0 | 0 | 0.2476% | 1 | 50% | 0% | 0% | 0% | 8.2745 | 0 | 0 | 0 | 8.2745 | #N/A
2007-02-05 02:00 | 2 | 5 | 2 | 36.0417 | 842 | 17.96 | 12.92 | 1020 | 17.96 | 547.3855 | 0 | Heating | 72.9847 | #N/A | #N/A | #N/A | #N/A | 547.3855 | #N/A | #N/A | 2.8673 | #N/A | 0 | 0 | 0 | 0 | 0 | 0 | 0 | 0 | 0.2433% | 1 | 50% | 0% | 0% | 0% | 8.2745 | 0 | 0 | 0 | 8.2745 | #N/A
2007-02-05 03:00 | 2 | 5 | 3 | 36.0834 | 843 | 17.96 | 12.92 | 1020 | 17.96 | 583.5656 | 0 | Heating | 77.8087 | #N/A | #N/A | #N/A | #N/A | 583.5656 | #N/A | #N/A | 2.8673 | #N/A | 0 | 0 | 0 | 0 | 0 | 0 | 0 | 0 | 0.2594% | 1 | 50% | 0% | 0% | 0% | 8.2745 | 0 | 0 | 0 | 8.2745 | #N/A
2007-02-05 04:00 | 2 | 5 | 4 | 36.125 | 844 | 17.96 | 14 | 1020 | 17.96 | 611.21 | 0 | Heating | 81.4947 | #N/A | #N/A | #N/A | #N/A | 611.21 | #N/A | #N/A | 2.8673 | #N/A | 0 | 0 | 0 | 0 | 0 | 0 | 0 | 0 | 0.2716% | 1 | 50% | 0% | 0% | 0% | 8.2745 | 0 | 0 | 0 | 8.2745 | #N/A
2007-02-05 05:00 | 2 | 5 | 5 | 36.1667 | 845 | 17.96 | 12.92 | 1020 | 17.96 | 657.8063 | 0 | Heating | 87.7075 | #N/A | #N/A | #N/A | #N/A | 657.8063 | #N/A | #N/A | 2.8673 | #N/A | 0 | 0 | 0 | 0 | 0 | 0 | 0 | 0 | 0.2924% | 1 | 50% | 0% | 0% | 0% | 8.2745 | 0 | 0 | 0 | 8.2745 | #N/A
2007-02-05 06:00 | 2 | 5 | 6 | 36.2084 | 846 | 17.96 | 12.02 | 1019 | 17.96 | 707.8286 | 0 | Heating | 94.3771 | #N/A | #N/A | #N/A | #N/A | 707.8286 | #N/A | #N/A | 2.8673 | #N/A | 0 | 0 | 0 | 0 | 0 | 0 | 0 | 0 | 0.3146% | 1 | 50% | 0% | 0% | 0% | 8.2745 | 0 | 0 | 0 | 8.2745 | #N/A
2007-02-05 07:00 | 2 | 5 | 7 | 36.25 | 847 | 17.96 | 10.94 | 1018 | 17.96 | 1487.5944 | 0 | Heating | 198.3459 | #N/A | #N/A | #N/A | #N/A | 1487.5944 | #N/A | #N/A | 2.8673 | #N/A | 0 | 0 | 0 | 0 | 0 | 0 | 0 | 0 | 0.6612% | 1 | 50% | 0% | 0% | 0% | 8.2745 | 0 | 0 | 0 | 8.2745 | #N/A
2007-02-05 08:00 | 2 | 5 | 8 | 36.2917 | 848 | 17.96 | 12.92 | 1020 | 17.96 | 1043.2469 | 0 | Heating | 139.0996 | #N/A | #N/A | #N/A | #N/A | 1043.2469 | #N/A | #N/A | 2.8673 | #N/A | 0 | 0 | 0 | 0 | 0 | 0 | 0 | 0 | 0.4637% | 1 | 50% | 0% | 0% | 0% | 8.2745 | 0 | 0 | 0 | 8.2745 | #N/A
2007-02-05 09:00 | 2 | 5 | 9 | 36.3334 | 849 | 19.04 | 14 | 1020 | 19.04 | 678.2949 | 0 | Heating | 90.4393 | #N/A | #N/A | #N/A | #N/A | 678.2949 | #N/A | #N/A | 2.8915 | #N/A | 0 | 0 | 0 | 0 | 0 | 0 | 0 | 0 | 0.3015% | 1 | 50% | 0% | 0% | 0% | 8.2745 | 0 | 0 | 0 | 8.2745 | #N/A
2007-02-05 10:00 | 2 | 5 | 10 | 36.375 | 850 | 21.92 | 14 | 1019 | 21.92 | 646.246 | 0 | Heating | 86.1661 | #N/A | #N/A | #N/A | #N/A | 646.246 | #N/A | #N/A | 2.9629 | #N/A | 0 | 0 | 0 | 0 | 0 | 0 | 0 | 0 | 0.2872% | 1 | 50% | 0% | 0% | 0% | 8.2745 | 0 | 0 | 0 | 8.2745 | #N/A
2007-02-05 11:00 | 2 | 5 | 11 | 36.4167 | 851 | 21.92 | 12.92 | 1018 | 21.92 | 647.9974 | 0 | Heating | 86.3997 | #N/A | #N/A | #N/A | #N/A | 647.9974 | #N/A | #N/A | 2.9629 | #N/A | 0 | 0 | 0 | 0 | 0 | 0 | 0 | 0 | 0.288% | 1 | 50% | 0% | 0% | 0% | 8.2745 | 0 | 0 | 0 | 8.2745 | #N/A
2007-02-05 12:00 | 2 | 5 | 12 | 36.4584 | 852 | 23 | 12.92 | 1017 | 23 | 563.1699 | 0 | Heating | 75.0893 | #N/A | #N/A | #N/A | #N/A | 563.1699 | #N/A | #N/A | 2.9925 | #N/A | 0 | 0 | 0 | 0 | 0 | 0 | 0 | 0 | 0.2503% | 1 | 50% | 0% | 0% | 0% | 8.2745 | 0 | 0 | 0 | 8.2745 | #N/A
2007-02-05 13:00 | 2 | 5 | 13 | 36.5 | 853 | 26.06 | 12.92 | 1015 | 26.06 | 535.002 | 0 | Heating | 71.3336 | #N/A | #N/A | #N/A | #N/A | 535.002 | #N/A | #N/A | 3.0859 | #N/A | 0 | 0 | 0 | 0 | 0 | 0 | 0 | 0 | 0.2378% | 1 | 50% | 0% | 0% | 0% | 8.2745 | 0 | 0 | 0 | 8.2745 | #N/A
2007-02-05 14:00 | 2 | 5 | 14 | 36.5417 | 854 | 26.06 | 12.02 | 1014 | 26.06 | 467.4815 | 0 | Heating | 62.3309 | #N/A | #N/A | #N/A | #N/A | 467.4815 | #N/A | #N/A | 3.0859 | #N/A | 0 | 0 | 0 | 0 | 0 | 0 | 0 | 0 | 0.2078% | 1 | 50% | 0% | 0% | 0% | 8.2745 | 0 | 0 | 0 | 8.2745 | #N/A
2007-02-05 15:00 | 2 | 5 | 15 | 36.5834 | 855 | 28.04 | 14 | 1012 | 28.04 | 462.9253 | 0 | Heating | 61.7234 | #N/A | #N/A | #N/A | #N/A | 462.9253 | #N/A | #N/A | 3.1545 | #N/A | 0 | 0 | 0 | 0 | 0 | 0 | 0 | 0 | 0.2057% | 1 | 50% | 0% | 0% | 0% | 8.2745 | 0 | 0 | 0 | 8.2745 | #N/A
2007-02-05 16:00 | 2 | 5 | 16 | 36.625 | 856 | 26.96 | 15.08 | 1011 | 26.96 | 417.4907 | 0 | Heating | 55.6654 | #N/A | #N/A | #N/A | #N/A | 417.4907 | #N/A | #N/A | 3.1163 | #N/A | 0 | 0 | 0 | 0 | 0 | 0 | 0 | 0 | 0.1856% | 1 | 50% | 0% | 0% | 0% | 8.2745 | 0 | 0 | 0 | 8.2745 | #N/A
2007-02-05 17:00 | 2 | 5 | 17 | 36.6667 | 857 | 26.96 | 17.06 | 1009 | 26.96 | 350.5663 | 0 | Heating | 46.7422 | #N/A | #N/A | #N/A | #N/A | 350.5663 | #N/A | #N/A | 3.1163 | #N/A | 0 | 0 | 0 | 0 | 0 | 0 | 0 | 0 | 0.1558% | 1 | 50% | 0% | 0% | 0% | 8.2745 | 0 | 0 | 0 | 8.2745 | #N/A
2007-02-05 18:00 | 2 | 5 | 18 | 36.7084 | 858 | 26.06 | 17.96 | 1008 | 26.06 | 401.5684 | 0 | Heating | 53.5424 | #N/A | #N/A | #N/A | #N/A | 401.5684 | #N/A | #N/A | 3.0859 | #N/A | 0 | 0 | 0 | 0 | 0 | 0 | 0 | 0 | 0.1785% | 1 | 50% | 0% | 0% | 0% | 8.2745 | 0 | 0 | 0 | 8.2745 | #N/A
2007-02-05 19:00 | 2 | 5 | 19 | 36.75 | 859 | 24.98 | 17.96 | 1007 | 24.98 | 495.5377 | 0 | Heating | 66.0717 | #N/A | #N/A | #N/A | #N/A | 495.5377 | #N/A | #N/A | 3.0513 | #N/A | 0 | 0 | 0 | 0 | 0 | 0 | 0 | 0 | 0.2202% | 1 | 50% | 0% | 0% | 0% | 8.2745 | 0 | 0 | 0 | 8.2745 | #N/A
2007-02-05 20:00 | 2 | 5 | 20 | 36.7917 | 860 | 24.98 | 19.94 | 1005 | 24.98 | 523.1544 | 0 | Heating | 69.7539 | #N/A | #N/A | #N/A | #N/A | 523.1544 | #N/A | #N/A | 3.0513 | #N/A | 0 | 0 | 0 | 0 | 0 | 0 | 0 | 0 | 0.2325% | 1 | 50% | 0% | 0% | 0% | 8.2745 | 0 | 0 | 0 | 8.2745 | #N/A
2007-02-05 21:00 | 2 | 5 | 21 | 36.8334 | 861 | 24.98 | 21.92 | 1004 | 24.98 | 598.3084 | 0 | Heating | 79.7744 | #N/A | #N/A | #N/A | #N/A | 598.3084 | #N/A | #N/A | 3.0513 | #N/A | 0 | 0 | 0 | 0 | 0 | 0 | 0 | 0 | 0.2659% | 1 | 50% | 0% | 0% | 0% | 8.2745 | 0 | 0 | 0 | 8.2745 | #N/A
2007-02-05 22:00 | 2 | 5 | 22 | 36.875 | 862 | 26.06 | 23 | 1003 | 26.06 | 616.6537 | 0 | Heating | 82.2205 | #N/A | #N/A | #N/A | #N/A | 616.6537 | #N/A | #N/A | 3.0859 | #N/A | 0 | 0 | 0 | 0 | 0 | 0 | 0 | 0 | 0.2741% | 1 | 50% | 0% | 0% | 0% | 8.2745 | 0 | 0 | 0 | 8.2745 | #N/A
2007-02-05 23:00 | 2 | 5 | 23 | 36.9167 | 863 | 26.06 | 21.92 | 1002 | 26.06 | 71.9612 | 0 | Heating | 9.5948 | #N/A | #N/A | #N/A | #N/A | 71.9612 | #N/A | #N/A | 3.0859 | #N/A | 0 | 0 | 0 | 0 | 0 | 0 | 0 | 0 | 0.03198% | 1 | 50% | 0% | 0% | 0% | 8.2745 | 0 | 0 | 0 | 8.2745 | #N/A
2007-02-06 | 2 | 6 | 0 | 36.9584 | 864 | 26.96 | 24.08 | 1001 | 26.96 | 187.411 | 0 | Heating | 24.9881 | #N/A | #N/A | #N/A | #N/A | 187.411 | #N/A | #N/A | 3.1163 | #N/A | 0 | 0 | 0 | 0 | 0 | 0 | 0 | 0 | 0.08329% | 1 | 50% | 0% | 0% | 0% | 8.2745 | 0 | 0 | 0 | 8.2745 | #N/A
2007-02-06 01:00 | 2 | 6 | 1 | 37 | 865 | 26.96 | 28.94 | 1001 | 26.96 | 145.9284 | 0 | Heating | 19.4571 | #N/A | #N/A | #N/A | #N/A | 145.9284 | #N/A | #N/A | 3.1163 | #N/A | 0 | 0 | 0 | 0 | 0 | 0 | 0 | 0 | 0.06486% | 1 | 50% | 0% | 0% | 0% | 8.2745 | 0 | 0 | 0 | 8.2745 | #N/A
2007-02-06 02:00 | 2 | 6 | 2 | 37.0417 | 866 | 26.96 | 28.04 | 1002 | 26.96 | 163.4115 | 0 | Heating | 21.7882 | #N/A | #N/A | #N/A | #N/A | 163.4115 | #N/A | #N/A | 3.1163 | #N/A | 0 | 0 | 0 | 0 | 0 | 0 | 0 | 0 | 0.07263% | 1 | 50% | 0% | 0% | 0% | 8.2745 | 0 | 0 | 0 | 8.2745 | #N/A
2007-02-06 03:00 | 2 | 6 | 3 | 37.0834 | 867 | 26.06 | 24.08 | 1002 | 26.06 | 243.636 | 0 | Heating | 32.4848 | #N/A | #N/A | #N/A | #N/A | 243.636 | #N/A | #N/A | 3.0859 | #N/A | 0 | 0 | 0 | 0 | 0 | 0 | 0 | 0 | 0.1083% | 1 | 50% | 0% | 0% | 0% | 8.2745 | 0 | 0 | 0 | 8.2745 | #N/A
2007-02-06 04:00 | 2 | 6 | 4 | 37.1251 | 868 | 24.98 | 23 | 1002 | 24.98 | 312.0453 | 0 | Heating | 41.606 | #N/A | #N/A | #N/A | #N/A | 312.0453 | #N/A | #N/A | 3.0513 | #N/A | 0 | 0 | 0 | 0 | 0 | 0 | 0 | 0 | 0.1387% | 1 | 50% | 0% | 0% | 0% | 8.2745 | 0 | 0 | 0 | 8.2745 | #N/A
2007-02-06 05:00 | 2 | 6 | 5 | 37.1667 | 869 | 24.98 | 21.02 | 1003 | 24.98 | 369.9562 | 0 | Heating | 49.3275 | #N/A | #N/A | #N/A | #N/A | 369.9562 | #N/A | #N/A | 3.0513 | #N/A | 0 | 0 | 0 | 0 | 0 | 0 | 0 | 0 | 0.1644% | 1 | 50% | 0% | 0% | 0% | 8.2745 | 0 | 0 | 0 | 8.2745 | #N/A
2007-02-06 06:00 | 2 | 6 | 6 | 37.2084 | 870 | 26.06 | 17.96 | 1004 | 26.06 | 424.4814 | 0 | Heating | 56.5975 | #N/A | #N/A | #N/A | #N/A | 424.4814 | #N/A | #N/A | 3.0859 | #N/A | 0 | 0 | 0 | 0 | 0 | 0 | 0 | 0 | 0.1887% | 1 | 50% | 0% | 0% | 0% | 8.2745 | 0 | 0 | 0 | 8.2745 | #N/A
2007-02-06 07:00 | 2 | 6 | 7 | 37.2501 | 871 | 26.06 | 17.06 | 1005 | 26.06 | 1200.366 | 0 | Heating | 160.0488 | #N/A | #N/A | #N/A | #N/A | 1200.366 | #N/A | #N/A | 3.0859 | #N/A | 0 | 0 | 0 | 0 | 0 | 0 | 0 | 0 | 0.5335% | 1 | 50% | 0% | 0% | 0% | 8.2745 | 0 | 0 | 0 | 8.2745 | #N/A
2007-02-06 08:00 | 2 | 6 | 8 | 37.2917 | 872 | 26.06 | 15.08 | 1005 | 26.06 | 887.7156 | 0 | Heating | 118.3621 | #N/A | #N/A | #N/A | #N/A | 887.7156 | #N/A | #N/A | 3.0859 | #N/A | 0 | 0 | 0 | 0 | 0 | 0 | 0 | 0 | 0.3945% | 1 | 50% | 0% | 0% | 0% | 8.2745 | 0 | 0 | 0 | 8.2745 | #N/A
2007-02-06 09:00 | 2 | 6 | 9 | 37.3334 | 873 | 28.04 | 15.98 | 1006 | 28.04 | 605.1389 | 0 | Heating | 80.6852 | #N/A | #N/A | #N/A | #N/A | 605.1389 | #N/A | #N/A | 3.1545 | #N/A | 0 | 0 | 0 | 0 | 0 | 0 | 0 | 0 | 0.269% | 1 | 50% | 0% | 0% | 0% | 8.2745 | 0 | 0 | 0 | 8.2745 | #N/A
2007-02-06 10:00 | 2 | 6 | 10 | 37.3751 | 874 | 30.02 | 15.98 | 1006 | 30.02 | 535.8595 | 0 | Heating | 71.4479 | #N/A | #N/A | #N/A | #N/A | 535.8595 | #N/A | #N/A | 3.2302 | #N/A | 0 | 0 | 0 | 0 | 0 | 0 | 0 | 0 | 0.2382% | 1 | 50% | 0% | 0% | 0% | 8.2745 | 0 | 0 | 0 | 8.2745 | #N/A
2007-02-06 11:00 | 2 | 6 | 11 | 37.4167 | 875 | 30.02 | 15.08 | 1007 | 30.02 | 492.4649 | 0 | Heating | 65.662 | #N/A | #N/A | #N/A | #N/A | 492.4649 | #N/A | #N/A | 3.2302 | #N/A | 0 | 0 | 0 | 0 | 0 | 0 | 0 | 0 | 0.2189% | 1 | 50% | 0% | 0% | 0% | 8.2745 | 0 | 0 | 0 | 8.2745 | #N/A
2007-02-06 12:00 | 2 | 6 | 12 | 37.4584 | 876 | 30.02 | 12.92 | 1006 | 30.02 | 462.557 | 0 | Heating | 61.6743 | #N/A | #N/A | #N/A | #N/A | 462.557 | #N/A | #N/A | 3.2302 | #N/A | 0 | 0 | 0 | 0 | 0 | 0 | 0 | 0 | 0.2056% | 1 | 50% | 0% | 0% | 0% | 8.2745 | 0 | 0 | 0 | 8.2745 | #N/A
2007-02-06 13:00 | 2 | 6 | 13 | 37.5001 | 877 | 33.08 | 12.92 | 1006 | 33.08 | 470.3911 | 0 | Heating | 62.7188 | #N/A | #N/A | #N/A | #N/A | 470.3911 | #N/A | #N/A | 3.3624 | #N/A | 0 | 0 | 0 | 0 | 0 | 0 | 0 | 0 | 0.2091% | 1 | 50% | 0% | 0% | 0% | 8.2745 | 0 | 0 | 0 | 8.2745 | #N/A
2007-02-06 14:00 | 2 | 6 | 14 | 37.5417 | 878 | 33.08 | 10.04 | 1006 | 33.08 | 337.907 | 0 | Heating | 45.0543 | #N/A | #N/A | #N/A | #N/A | 337.907 | #N/A | #N/A | 3.3624 | #N/A | 0 | 0 | 0 | 0 | 0 | 0 | 0 | 0 | 0.1502% | 1 | 50% | 0% | 0% | 0% | 8.2745 | 0 | 0 | 0 | 8.2745 | #N/A
2007-02-06 15:00 | 2 | 6 | 15 | 37.5834 | 879 | 32 | 10.04 | 1006 | 32 | 312.6635 | 0 | Heating | 41.6885 | #N/A | #N/A | #N/A | #N/A | 312.6635 | #N/A | #N/A | 3.3135 | #N/A | 0 | 0 | 0 | 0 | 0 | 0 | 0 | 0 | 0.139% | 1 | 50% | 0% | 0% | 0% | 8.2745 | 0 | 0 | 0 | 8.2745 | #N/A
2007-02-06 16:00 | 2 | 6 | 16 | 37.6251 | 880 | 30.02 | 8.96 | 1006 | 30.02 | 308.4175 | 0 | Heating | 41.1223 | #N/A | #N/A | #N/A | #N/A | 308.4175 | #N/A | #N/A | 3.2302 | #N/A | 0 | 0 | 0 | 0 | 0 | 0 | 0 | 0 | 0.1371% | 1 | 50% | 0% | 0% | 0% | 8.2745 | 0 | 0 | 0 | 8.2745 | #N/A
2007-02-06 17:00 | 2 | 6 | 17 | 37.6667 | 881 | 30.02 | 10.04 | 1007 | 30.02 | 357.0158 | 0 | Heating | 47.6021 | #N/A | #N/A | #N/A | #N/A | 357.0158 | #N/A | #N/A | 3.2302 | #N/A | 0 | 0 | 0 | 0 | 0 | 0 | 0 | 0 | 0.1587% | 1 | 50% | 0% | 0% | 0% | 8.2745 | 0 | 0 | 0 | 8.2745 | #N/A
2007-02-06 18:00 | 2 | 6 | 18 | 37.7084 | 882 | 24.98 | 6.98 | 1007 | 24.98 | 464.862 | 0 | Heating | 61.9816 | #N/A | #N/A | #N/A | #N/A | 464.862 | #N/A | #N/A | 3.0513 | #N/A | 0 | 0 | 0 | 0 | 0 | 0 | 0 | 0 | 0.2066% | 1 | 50% | 0% | 0% | 0% | 8.2745 | 0 | 0 | 0 | 8.2745 | #N/A
2007-02-06 19:00 | 2 | 6 | 19 | 37.7501 | 883 | 23 | 5 | 1007 | 23 | 600.912 | 0 | Heating | 80.1216 | #N/A | #N/A | #N/A | #N/A | 600.912 | #N/A | #N/A | 2.9925 | #N/A | 0 | 0 | 0 | 0 | 0 | 0 | 0 | 0 | 0.2671% | 1 | 50% | 0% | 0% | 0% | 8.2745 | 0 | 0 | 0 | 8.2745 | #N/A
2007-02-06 20:00 | 2 | 6 | 20 | 37.7917 | 884 | 23 | 6.08 | 1009 | 23 | 646.5203 | 0 | Heating | 86.2027 | #N/A | #N/A | #N/A | #N/A | 646.5203 | #N/A | #N/A | 2.9925 | #N/A | 0 | 0 | 0 | 0 | 0 | 0 | 0 | 0 | 0.2873% | 1 | 50% | 0% | 0% | 0% | 8.2745 | 0 | 0 | 0 | 8.2745 | #N/A
2007-02-06 21:00 | 2 | 6 | 21 | 37.8334 | 885 | 21.02 | 8.06 | 1009 | 21.02 | 752.2441 | 0 | Heating | 100.2992 | #N/A | #N/A | #N/A | #N/A | 752.2441 | #N/A | #N/A | 2.9394 | #N/A | 0 | 0 | 0 | 0 | 0 | 0 | 0 | 0 | 0.3343% | 1 | 50% | 0% | 0% | 0% | 8.2745 | 0 | 0 | 0 | 8.2745 | #N/A
2007-02-06 22:00 | 2 | 6 | 22 | 37.8751 | 886 | 19.94 | 5 | 1009 | 19.94 | 797.0422 | 0 | Heating | 106.2723 | #N/A | #N/A | #N/A | #N/A | 797.0422 | #N/A | #N/A | 2.9127 | #N/A | 0 | 0 | 0 | 0 | 0 | 0 | 0 | 0 | 0.3542% | 1 | 50% | 0% | 0% | 0% | 8.2745 | 0 | 0 | 0 | 8.2745 | #N/A
2007-02-06 23:00 | 2 | 6 | 23 | 37.9167 | 887 | 19.94 | 3.92 | 1010 | 19.94 | 345.3331 | 0 | Heating | 46.0444 | #N/A | #N/A | #N/A | #N/A | 345.3331 | #N/A | #N/A | 2.9127 | #N/A | 0 | 0 | 0 | 0 | 0 | 0 | 0 | 0 | 0.1535% | 1 | 50% | 0% | 0% | 0% | 8.2745 | 0 | 0 | 0 | 8.2745 | #N/A
2007-02-07 | 2 | 7 | 0 | 37.9584 | 888 | 17.96 | 3.92 | 1010 | 17.96 | 550.9105 | 0 | Heating | 73.4547 | #N/A | #N/A | #N/A | #N/A | 550.9105 | #N/A | #N/A | 2.8673 | #N/A | 0 | 0 | 0 | 0 | 0 | 0 | 0 | 0 | 0.2448% | 1 | 50% | 0% | 0% | 0% | 8.2745 | 0 | 0 | 0 | 8.2745 | #N/A
2007-02-07 01:00 | 2 | 7 | 1 | 38.0001 | 889 | 15.08 | 3.02 | 1010 | 15.08 | 662.5734 | 0 | Heating | 88.3431 | #N/A | #N/A | #N/A | #N/A | 662.5734 | #N/A | #N/A | 2.8087 | #N/A | 0 | 0 | 0 | 0 | 0 | 0 | 0 | 0 | 0.2945% | 1 | 50% | 0% | 0% | 0% | 8.2745 | 0 | 0 | 0 | 8.2745 | #N/A
2007-02-07 02:00 | 2 | 7 | 2 | 38.0417 | 890 | 15.08 | 3.02 | 1010 | 15.08 | 729.8496 | 0 | Heating | 97.3133 | #N/A | #N/A | #N/A | #N/A | 729.8496 | #N/A | #N/A | 2.8087 | #N/A | 0 | 0 | 0 | 0 | 0 | 0 | 0 | 0 | 0.3244% | 1 | 50% | 0% | 0% | 0% | 8.2745 | 0 | 0 | 0 | 8.2745 | #N/A
2007-02-07 03:00 | 2 | 7 | 3 | 38.0834 | 891 | 15.08 | 1.94 | 1010 | 15.08 | 767.8415 | 0 | Heating | 102.3789 | #N/A | #N/A | #N/A | #N/A | 767.8415 | #N/A | #N/A | 2.8087 | #N/A | 0 | 0 | 0 | 0 | 0 | 0 | 0 | 0 | 0.3413% | 1 | 50% | 0% | 0% | 0% | 8.2745 | 0 | 0 | 0 | 8.2745 | #N/A
2007-02-07 04:00 | 2 | 7 | 4 | 38.1251 | 892 | 14 | 1.04 | 1010 | 14 | 820.7457 | 0 | Heating | 109.4328 | #N/A | #N/A | #N/A | #N/A | 820.7457 | #N/A | #N/A | 2.7888 | #N/A | 0 | 0 | 0 | 0 | 0 | 0 | 0 | 0 | 0.3648% | 1 | 50% | 0% | 0% | 0% | 8.2745 | 0 | 0 | 0 | 8.2745 | #N/A
2007-02-07 05:00 | 2 | 7 | 5 | 38.1667 | 893 | 14 | 1.04 | 1009 | 14 | 853.0732 | 0 | Heating | 113.7431 | #N/A | #N/A | #N/A | #N/A | 853.0732 | #N/A | #N/A | 2.7888 | #N/A | 0 | 0 | 0 | 0 | 0 | 0 | 0 | 0 | 0.3791% | 1 | 50% | 0% | 0% | 0% | 8.2745 | 0 | 0 | 0 | 8.2745 | #N/A
2007-02-07 06:00 | 2 | 7 | 6 | 38.2084 | 894 | 14 | -0.04 | 1009 | 14 | 877.1352 | 0 | Heating | 116.9514 | #N/A | #N/A | #N/A | #N/A | 877.1352 | #N/A | #N/A | 2.7888 | #N/A | 0 | 0 | 0 | 0 | 0 | 0 | 0 | 0 | 0.3898% | 1 | 50% | 0% | 0% | 0% | 8.2745 | 0 | 0 | 0 | 8.2745 | #N/A
2007-02-07 07:00 | 2 | 7 | 7 | 38.2501 | 895 | 12.02 | -0.94 | 1008 | 12.02 | 1577.2679 | 0 | Heating | 210.3024 | #N/A | #N/A | #N/A | #N/A | 1577.2679 | #N/A | #N/A | 2.7546 | #N/A | 0 | 0 | 0 | 0 | 0 | 0 | 0 | 0 | 0.701% | 1 | 50% | 0% | 0% | 0% | 8.2745 | 0 | 0 | 0 | 8.2745 | #N/A
2007-02-07 08:00 | 2 | 7 | 8 | 38.2917 | 896 | 12.02 | -7.96 | 1008 | 12.02 | 1128.2641 | 0 | Heating | 150.4352 | #N/A | #N/A | #N/A | #N/A | 1128.2641 | #N/A | #N/A | 2.7546 | #N/A | 0 | 0 | 0 | 0 | 0 | 0 | 0 | 0 | 0.5015% | 1 | 50% | 0% | 0% | 0% | 8.2745 | 0 | 0 | 0 | 8.2745 | #N/A
2007-02-07 09:00 | 2 | 7 | 9 | 38.3334 | 897 | 15.98 | -7.96 | 1007 | 15.98 | 705.2856 | 0 | Heating | 94.0381 | #N/A | #N/A | #N/A | #N/A | 705.2856 | #N/A | #N/A | 2.8262 | #N/A | 0 | 0 | 0 | 0 | 0 | 0 | 0 | 0 | 0.3135% | 1 | 50% | 0% | 0% | 0% | 8.2745 | 0 | 0 | 0 | 8.2745 | #N/A
2007-02-07 10:00 | 2 | 7 | 10 | 38.3751 | 898 | 17.96 | -7.06 | 1007 | 17.96 | 639.3726 | 0 | Heating | 85.2497 | #N/A | #N/A | #N/A | #N/A | 639.3726 | #N/A | #N/A | 2.8673 | #N/A | 0 | 0 | 0 | 0 | 0 | 0 | 0 | 0 | 0.2842% | 1 | 50% | 0% | 0% | 0% | 8.2745 | 0 | 0 | 0 | 8.2745 | #N/A
2007-02-07 11:00 | 2 | 7 | 11 | 38.4167 | 899 | 17.96 | -5.98 | 1006 | 17.96 | 575.1396 | 0 | Heating | 76.6853 | #N/A | #N/A | #N/A | #N/A | 575.1396 | #N/A | #N/A | 2.8673 | #N/A | 0 | 0 | 0 | 0 | 0 | 0 | 0 | 0 | 0.2556% | 1 | 50% | 0% | 0% | 0% | 8.2745 | 0 | 0 | 0 | 8.2745 | #N/A
2007-02-07 12:00 | 2 | 7 | 12 | 38.4584 | 900 | 21.02 | -2.02 | 1006 | 21.02 | 525.3113 | 0 | Heating | 70.0415 | #N/A | #N/A | #N/A | #N/A | 525.3113 | #N/A | #N/A | 2.9394 | #N/A | 0 | 0 | 0 | 0 | 0 | 0 | 0 | 0 | 0.2335% | 1 | 50% | 0% | 0% | 0% | 8.2745 | 0 | 0 | 0 | 8.2745 | #N/A
2007-02-07 13:00 | 2 | 7 | 13 | 38.5001 | 901 | 23 | 1.94 | 1004 | 23 | 459.6274 | 0 | Heating | 61.2837 | #N/A | #N/A | #N/A | #N/A | 459.6274 | #N/A | #N/A | 2.9925 | #N/A | 0 | 0 | 0 | 0 | 0 | 0 | 0 | 0 | 0.2043% | 1 | 50% | 0% | 0% | 0% | 8.2745 | 0 | 0 | 0 | 8.2745 | #N/A
2007-02-07 14:00 | 2 | 7 | 14 | 38.5417 | 902 | 23 | 3.02 | 1004 | 23 | 300.4193 | 0 | Heating | 40.0559 | #N/A | #N/A | #N/A | #N/A | 300.4193 | #N/A | #N/A | 2.9925 | #N/A | 0 | 0 | 0 | 0 | 0 | 0 | 0 | 0 | 0.1335% | 1 | 50% | 0% | 0% | 0% | 8.2745 | 0 | 0 | 0 | 8.2745 | #N/A
2007-02-07 15:00 | 2 | 7 | 15 | 38.5834 | 903 | 24.08 | 3.92 | 1003 | 24.08 | 239.0556 | 0 | Heating | 31.8741 | #N/A | #N/A | #N/A | #N/A | 239.0556 | #N/A | #N/A | 3.0238 | #N/A | 0 | 0 | 0 | 0 | 0 | 0 | 0 | 0 | 0.1062% | 1 | 50% | 0% | 0% | 0% | 8.2745 | 0 | 0 | 0 | 8.2745 | #N/A
2007-02-07 16:00 | 2 | 7 | 16 | 38.6251 | 904 | 24.08 | 3.92 | 1002 | 24.08 | 194.0491 | 0 | Heating | 25.8732 | #N/A | #N/A | #N/A | #N/A | 194.0491 | #N/A | #N/A | 3.0238 | #N/A | 0 | 0 | 0 | 0 | 0 | 0 | 0 | 0 | 0.08624% | 1 | 50% | 0% | 0% | 0% | 8.2745 | 0 | 0 | 0 | 8.2745 | #N/A
2007-02-07 17:00 | 2 | 7 | 17 | 38.6667 | 905 | 24.08 | 3.02 | 1003 | 24.08 | 145.1403 | 0 | Heating | 19.352 | #N/A | #N/A | #N/A | #N/A | 145.1403 | #N/A | #N/A | 3.0238 | #N/A | 0 | 0 | 0 | 0 | 0 | 0 | 0 | 0 | 0.06451% | 1 | 50% | 0% | 0% | 0% | 8.2745 | 0 | 0 | 0 | 8.2745 | #N/A
2007-02-07 18:00 | 2 | 7 | 18 | 38.7084 | 906 | 23 | 10.04 | 1003 | 23 | 219.6131 | 0 | Heating | 29.2818 | #N/A | #N/A | #N/A | #N/A | 219.6131 | #N/A | #N/A | 2.9925 | #N/A | 0 | 0 | 0 | 0 | 0 | 0 | 0 | 0 | 0.09761% | 1 | 50% | 0% | 0% | 0% | 8.2745 | 0 | 0 | 0 | 8.2745 | #N/A
2007-02-07 19:00 | 2 | 7 | 19 | 38.7501 | 907 | 21.92 | 6.08 | 1003 | 21.92 | 324.8366 | 0 | Heating | 43.3115 | #N/A | #N/A | #N/A | #N/A | 324.8366 | #N/A | #N/A | 2.9629 | #N/A | 0 | 0 | 0 | 0 | 0 | 0 | 0 | 0 | 0.1444% | 1 | 50% | 0% | 0% | 0% | 8.2745 | 0 | 0 | 0 | 8.2745 | #N/A
2007-02-07 20:00 | 2 | 7 | 20 | 38.7917 | 908 | 21.92 | 10.94 | 1003 | 21.92 | 365.4462 | 0 | Heating | 48.7262 | #N/A | #N/A | #N/A | #N/A | 365.4462 | #N/A | #N/A | 2.9629 | #N/A | 0 | 0 | 0 | 0 | 0 | 0 | 0 | 0 | 0.1624% | 1 | 50% | 0% | 0% | 0% | 8.2745 | 0 | 0 | 0 | 8.2745 | #N/A
2007-02-07 21:00 | 2 | 7 | 21 | 38.8334 | 909 | 19.94 | 12.02 | 1004 | 19.94 | 430.5691 | 0 | Heating | 57.4092 | #N/A | #N/A | #N/A | #N/A | 430.5691 | #N/A | #N/A | 2.9127 | #N/A | 0 | 0 | 0 | 0 | 0 | 0 | 0 | 0 | 0.1914% | 1 | 50% | 0% | 0% | 0% | 8.2745 | 0 | 0 | 0 | 8.2745 | #N/A
2007-02-07 22:00 | 2 | 7 | 22 | 38.8751 | 910 | 19.04 | 12.02 | 1004 | 19.04 | 481.1497 | 0 | Heating | 64.1533 | #N/A | #N/A | #N/A | #N/A | 481.1497 | #N/A | #N/A | 2.8915 | #N/A | 0 | 0 | 0 | 0 | 0 | 0 | 0 | 0 | 0.2138% | 1 | 50% | 0% | 0% | 0% | 8.2745 | 0 | 0 | 0 | 8.2745 | #N/A
2007-02-07 23:00 | 2 | 7 | 23 | 38.9167 | 911 | 19.04 | 12.92 | 1004 | 19.04 | 20.2405 | 0 | Heating | 2.6987 | #N/A | #N/A | #N/A | #N/A | 20.2405 | #N/A | #N/A | 2.8915 | #N/A | 0 | 0 | 0 | 0 | 0 | 0 | 0 | 0 | 0.008996% | 1 | 50% | 0% | 0% | 0% | 8.2745 | 0 | 0 | 0 | 8.2745 | #N/A
2007-02-08 | 2 | 8 | 0 | 38.9584 | 912 | 19.04 | 12.02 | 1005 | 19.04 | 99.2565 | 0 | Heating | 13.2342 | #N/A | #N/A | #N/A | #N/A | 99.2565 | #N/A | #N/A | 2.8915 | #N/A | 0 | 0 | 0 | 0 | 0 | 0 | 0 | 0 | 0.04411% | 1 | 50% | 0% | 0% | 0% | 8.2745 | 0 | 0 | 0 | 8.2745 | #N/A
2007-02-08 01:00 | 2 | 8 | 1 | 39.0001 | 913 | 19.04 | 12.02 | 1005 | 19.04 | 176.5027 | 0 | Heating | 23.5337 | #N/A | #N/A | #N/A | #N/A | 176.5027 | #N/A | #N/A | 2.8915 | #N/A | 0 | 0 | 0 | 0 | 0 | 0 | 0 | 0 | 0.07845% | 1 | 50% | 0% | 0% | 0% | 8.2745 | 0 | 0 | 0 | 8.2745 | #N/A
2007-02-08 02:00 | 2 | 8 | 2 | 39.0417 | 914 | 19.04 | 14 | 1004 | 19.04 | 260.2665 | 0 | Heating | 34.7022 | #N/A | #N/A | #N/A | #N/A | 260.2665 | #N/A | #N/A | 2.8915 | #N/A | 0 | 0 | 0 | 0 | 0 | 0 | 0 | 0 | 0.1157% | 1 | 50% | 0% | 0% | 0% | 8.2745 | 0 | 0 | 0 | 8.2745 | #N/A
2007-02-08 03:00 | 2 | 8 | 3 | 39.0834 | 915 | 19.04 | 8.96 | 1004 | 19.04 | 356.2026 | 0 | Heating | 47.4937 | #N/A | #N/A | #N/A | #N/A | 356.2026 | #N/A | #N/A | 2.8915 | #N/A | 0 | 0 | 0 | 0 | 0 | 0 | 0 | 0 | 0.1583% | 1 | 50% | 0% | 0% | 0% | 8.2745 | 0 | 0 | 0 | 8.2745 | #N/A
2007-02-08 04:00 | 2 | 8 | 4 | 39.1251 | 916 | 19.04 | 10.94 | 1005 | 19.04 | 428.0382 | 0 | Heating | 57.0718 | #N/A | #N/A | #N/A | #N/A | 428.0382 | #N/A | #N/A | 2.8915 | #N/A | 0 | 0 | 0 | 0 | 0 | 0 | 0 | 0 | 0.1902% | 1 | 50% | 0% | 0% | 0% | 8.2745 | 0 | 0 | 0 | 8.2745 | #N/A
2007-02-08 05:00 | 2 | 8 | 5 | 39.1667 | 917 | 19.04 | 12.02 | 1005 | 19.04 | 415.3204 | 0 | Heating | 55.3761 | #N/A | #N/A | #N/A | #N/A | 415.3204 | #N/A | #N/A | 2.8915 | #N/A | 0 | 0 | 0 | 0 | 0 | 0 | 0 | 0 | 0.1846% | 1 | 50% | 0% | 0% | 0% | 8.2745 | 0 | 0 | 0 | 8.2745 | #N/A
2007-02-08 06:00 | 2 | 8 | 6 | 39.2084 | 918 | 21.02 | 15.08 | 1006 | 21.02 | 368.4939 | 0 | Heating | 49.1325 | #N/A | #N/A | #N/A | #N/A | 368.4939 | #N/A | #N/A | 2.9394 | #N/A | 0 | 0 | 0 | 0 | 0 | 0 | 0 | 0 | 0.1638% | 1 | 50% | 0% | 0% | 0% | 8.2745 | 0 | 0 | 0 | 8.2745 | #N/A
2007-02-08 07:00 | 2 | 8 | 7 | 39.2501 | 919 | 21.02 | 19.94 | 1007 | 21.02 | 1105.5937 | 0 | Heating | 147.4125 | #N/A | #N/A | #N/A | #N/A | 1105.5937 | #N/A | #N/A | 2.9394 | #N/A | 0 | 0 | 0 | 0 | 0 | 0 | 0 | 0 | 0.4914% | 1 | 50% | 0% | 0% | 0% | 8.2745 | 0 | 0 | 0 | 8.2745 | #N/A
2007-02-08 08:00 | 2 | 8 | 8 | 39.2917 | 920 | 21.02 | 19.04 | 1008 | 21.02 | 775.3511 | 0 | Heating | 103.3801 | #N/A | #N/A | #N/A | #N/A | 775.3511 | #N/A | #N/A | 2.9394 | #N/A | 0 | 0 | 0 | 0 | 0 | 0 | 0 | 0 | 0.3446% | 1 | 50% | 0% | 0% | 0% | 8.2745 | 0 | 0 | 0 | 8.2745 | #N/A
2007-02-08 09:00 | 2 | 8 | 9 | 39.3334 | 921 | 19.4 | 19.04 | 1009 | 19.4 | 453.2183 | 0 | Heating | 60.4291 | #N/A | #N/A | #N/A | #N/A | 453.2183 | #N/A | #N/A | 2.8998 | #N/A | 0 | 0 | 0 | 0 | 0 | 0 | 0 | 0 | 0.2014% | 1 | 50% | 0% | 0% | 0% | 8.2745 | 0 | 0 | 0 | 8.2745 | #N/A
2007-02-08 10:00 | 2 | 8 | 10 | 39.3751 | 922 | 19.4 | 17.96 | 1009 | 19.4 | 295.0487 | 0 | Heating | 39.3398 | #N/A | #N/A | #N/A | #N/A | 295.0487 | #N/A | #N/A | 2.8998 | #N/A | 0 | 0 | 0 | 0 | 0 | 0 | 0 | 0 | 0.1311% | 1 | 50% | 0% | 0% | 0% | 8.2745 | 0 | 0 | 0 | 8.2745 | #N/A
2007-02-08 11:00 | 2 | 8 | 11 | 39.4167 | 923 | 21.02 | 17.06 | 1010 | 21.02 | 270.2823 | 0 | Heating | 36.0376 | #N/A | #N/A | #N/A | #N/A | 270.2823 | #N/A | #N/A | 2.9394 | #N/A | 0 | 0 | 0 | 0 | 0 | 0 | 0 | 0 | 0.1201% | 1 | 50% | 0% | 0% | 0% | 8.2745 | 0 | 0 | 0 | 8.2745 | #N/A
2007-02-08 12:00 | 2 | 8 | 12 | 39.4584 | 924 | 21.2 | 17.06 | 1010 | 21.2 | 254.3784 | 0 | Heating | 33.9171 | #N/A | #N/A | #N/A | #N/A | 254.3784 | #N/A | #N/A | 2.944 | #N/A | 0 | 0 | 0 | 0 | 0 | 0 | 0 | 0 | 0.1131% | 1 | 50% | 0% | 0% | 0% | 8.2745 | 0 | 0 | 0 | 8.2745 | #N/A
2007-02-08 13:00 | 2 | 8 | 13 | 39.5001 | 925 | 24.08 | 15.98 | 1010 | 24.08 | 280.0472 | 0 | Heating | 37.3396 | #N/A | #N/A | #N/A | #N/A | 280.0472 | #N/A | #N/A | 3.0238 | #N/A | 0 | 0 | 0 | 0 | 0 | 0 | 0 | 0 | 0.1245% | 1 | 50% | 0% | 0% | 0% | 8.2745 | 0 | 0 | 0 | 8.2745 | #N/A
2007-02-08 14:00 | 2 | 8 | 14 | 39.5417 | 926 | 24.08 | 15.98 | 1009 | 24.08 | 172.9742 | 0 | Heating | 23.0632 | #N/A | #N/A | #N/A | #N/A | 172.9742 | #N/A | #N/A | 3.0238 | #N/A | 0 | 0 | 0 | 0 | 0 | 0 | 0 | 0 | 0.07688% | 1 | 50% | 0% | 0% | 0% | 8.2745 | 0 | 0 | 0 | 8.2745 | #N/A
2007-02-08 15:00 | 2 | 8 | 15 | 39.5834 | 927 | 26.96 | 15.08 | 1009 | 26.96 | 135.4234 | 0 | Heating | 18.0565 | #N/A | #N/A | #N/A | #N/A | 135.4234 | #N/A | #N/A | 3.1163 | #N/A | 0 | 0 | 0 | 0 | 0 | 0 | 0 | 0 | 0.06019% | 1 | 50% | 0% | 0% | 0% | 8.2745 | 0 | 0 | 0 | 8.2745 | #N/A
2007-02-08 16:00 | 2 | 8 | 16 | 39.6251 | 928 | 28.04 | 12.92 | 1009 | 28.04 | 128.188 | 0 | Heating | 17.0917 | #N/A | #N/A | #N/A | #N/A | 128.188 | #N/A | #N/A | 3.1545 | #N/A | 0 | 0 | 0 | 0 | 0 | 0 | 0 | 0 | 0.05697% | 1 | 50% | 0% | 0% | 0% | 8.2745 | 0 | 0 | 0 | 8.2745 | #N/A
2007-02-08 17:00 | 2 | 8 | 17 | 39.6667 | 929 | 28.04 | 12.92 | 1009 | 28.04 | 117.4572 | 0 | Heating | 15.661 | #N/A | #N/A | #N/A | #N/A | 117.4572 | #N/A | #N/A | 3.1545 | #N/A | 0 | 0 | 0 | 0 | 0 | 0 | 0 | 0 | 0.0522% | 1 | 50% | 0% | 0% | 0% | 8.2745 | 0 | 0 | 0 | 8.2745 | #N/A
2007-02-08 18:00 | 2 | 8 | 18 | 39.7084 | 930 | 28.4 | 12.92 | 1009 | 28.4 | 180.5768 | 0 | Heating | 24.0769 | #N/A | #N/A | #N/A | #N/A | 180.5768 | #N/A | #N/A | 3.1678 | #N/A | 0 | 0 | 0 | 0 | 0 | 0 | 0 | 0 | 0.08026% | 1 | 50% | 0% | 0% | 0% | 8.2745 | 0 | 0 | 0 | 8.2745 | #N/A
2007-02-08 19:00 | 2 | 8 | 19 | 39.7501 | 931 | 26.96 | 12.92 | 1009 | 26.96 | 282.7169 | 0 | Heating | 37.6956 | #N/A | #N/A | #N/A | #N/A | 282.7169 | #N/A | #N/A | 3.1163 | #N/A | 0 | 0 | 0 | 0 | 0 | 0 | 0 | 0 | 0.1257% | 1 | 50% | 0% | 0% | 0% | 8.2745 | 0 | 0 | 0 | 8.2745 | #N/A
2007-02-08 20:00 | 2 | 8 | 20 | 39.7917 | 932 | 26.96 | 14 | 1008 | 26.96 | 335.205 | 0 | Heating | 44.694 | #N/A | #N/A | #N/A | #N/A | 335.205 | #N/A | #N/A | 3.1163 | #N/A | 0 | 0 | 0 | 0 | 0 | 0 | 0 | 0 | 0.149% | 1 | 50% | 0% | 0% | 0% | 8.2745 | 0 | 0 | 0 | 8.2745 | #N/A
2007-02-08 21:00 | 2 | 8 | 21 | 39.8334 | 933 | 24.8 | 14 | 1007 | 24.8 | 437.5937 | 0 | Heating | 58.3458 | #N/A | #N/A | #N/A | #N/A | 437.5937 | #N/A | #N/A | 3.0457 | #N/A | 0 | 0 | 0 | 0 | 0 | 0 | 0 | 0 | 0.1945% | 1 | 50% | 0% | 0% | 0% | 8.2745 | 0 | 0 | 0 | 8.2745 | #N/A
2007-02-08 22:00 | 2 | 8 | 22 | 39.8751 | 934 | 24.8 | 15.98 | 1007 | 24.8 | 477.0345 | 0 | Heating | 63.6046 | #N/A | #N/A | #N/A | #N/A | 477.0345 | #N/A | #N/A | 3.0457 | #N/A | 0 | 0 | 0 | 0 | 0 | 0 | 0 | 0 | 0.212% | 1 | 50% | 0% | 0% | 0% | 8.2745 | 0 | 0 | 0 | 8.2745 | #N/A
2007-02-08 23:00 | 2 | 8 | 23 | 39.9167 | 935 | 24.08 | 15.08 | 1007 | 24.08 | 19.1047 | 0 | Heating | 2.5473 | #N/A | #N/A | #N/A | #N/A | 19.1047 | #N/A | #N/A | 3.0238 | #N/A | 0 | 0 | 0 | 0 | 0 | 0 | 0 | 0 | 0.008491% | 1 | 50% | 0% | 0% | 0% | 8.2745 | 0 | 0 | 0 | 8.2745 | #N/A
2007-02-09 | 2 | 9 | 0 | 39.9584 | 936 | 23 | 15.08 | 1007 | 23 | 93.1121 | 0 | Heating | 12.4149 | #N/A | #N/A | #N/A | #N/A | 93.1121 | #N/A | #N/A | 2.9925 | #N/A | 0 | 0 | 0 | 0 | 0 | 0 | 0 | 0 | 0.04138% | 1 | 50% | 0% | 0% | 0% | 8.2745 | 0 | 0 | 0 | 8.2745 | #N/A
2007-02-09 01:00 | 2 | 9 | 1 | 40.0001 | 937 | 23 | 14 | 1006 | 23 | 165.2228 | 0 | Heating | 22.0297 | #N/A | #N/A | #N/A | #N/A | 165.2228 | #N/A | #N/A | 2.9925 | #N/A | 0 | 0 | 0 | 0 | 0 | 0 | 0 | 0 | 0.07343% | 1 | 50% | 0% | 0% | 0% | 8.2745 | 0 | 0 | 0 | 8.2745 | #N/A
2007-02-09 02:00 | 2 | 9 | 2 | 40.0417 | 938 | 23 | 15.08 | 1006 | 23 | 207.4542 | 0 | Heating | 27.6606 | #N/A | #N/A | #N/A | #N/A | 207.4542 | #N/A | #N/A | 2.9925 | #N/A | 0 | 0 | 0 | 0 | 0 | 0 | 0 | 0 | 0.0922% | 1 | 50% | 0% | 0% | 0% | 8.2745 | 0 | 0 | 0 | 8.2745 | #N/A
2007-02-09 03:00 | 2 | 9 | 3 | 40.0834 | 939 | 23 | 17.06 | 1005 | 23 | 280.086 | 0 | Heating | 37.3448 | #N/A | #N/A | #N/A | #N/A | 280.086 | #N/A | #N/A | 2.9925 | #N/A | 0 | 0 | 0 | 0 | 0 | 0 | 0 | 0 | 0.1245% | 1 | 50% | 0% | 0% | 0% | 8.2745 | 0 | 0 | 0 | 8.2745 | #N/A
2007-02-09 04:00 | 2 | 9 | 4 | 40.1251 | 940 | 21.2 | 19.94 | 1004 | 21.2 | 325.8237 | 0 | Heating | 43.4432 | #N/A | #N/A | #N/A | #N/A | 325.8237 | #N/A | #N/A | 2.944 | #N/A | 0 | 0 | 0 | 0 | 0 | 0 | 0 | 0 | 0.1448% | 1 | 50% | 0% | 0% | 0% | 8.2745 | 0 | 0 | 0 | 8.2745 | #N/A
2007-02-09 05:00 | 2 | 9 | 5 | 40.1667 | 941 | 21.92 | 19.94 | 1003 | 21.92 | 357.916 | 0 | Heating | 47.7221 | #N/A | #N/A | #N/A | #N/A | 357.916 | #N/A | #N/A | 2.9629 | #N/A | 0 | 0 | 0 | 0 | 0 | 0 | 0 | 0 | 0.1591% | 1 | 50% | 0% | 0% | 0% | 8.2745 | 0 | 0 | 0 | 8.2745 | #N/A
2007-02-09 06:00 | 2 | 9 | 6 | 40.2084 | 942 | 19.04 | 21.02 | 1003 | 19.04 | 365.1994 | 0 | Heating | 48.6933 | #N/A | #N/A | #N/A | #N/A | 365.1994 | #N/A | #N/A | 2.8915 | #N/A | 0 | 0 | 0 | 0 | 0 | 0 | 0 | 0 | 0.1623% | 1 | 50% | 0% | 0% | 0% | 8.2745 | 0 | 0 | 0 | 8.2745 | #N/A
2007-02-09 07:00 | 2 | 9 | 7 | 40.2501 | 943 | 17.96 | 21.02 | 1003 | 17.96 | 1053.2374 | 0 | Heating | 140.4316 | #N/A | #N/A | #N/A | #N/A | 1053.2374 | #N/A | #N/A | 2.8673 | #N/A | 0 | 0 | 0 | 0 | 0 | 0 | 0 | 0 | 0.4681% | 1 | 50% | 0% | 0% | 0% | 8.2745 | 0 | 0 | 0 | 8.2745 | #N/A
2007-02-09 08:00 | 2 | 9 | 8 | 40.2917 | 944 | 17.96 | 21.92 | 1001 | 17.96 | 781.8828 | 0 | Heating | 104.251 | #N/A | #N/A | #N/A | #N/A | 781.8828 | #N/A | #N/A | 2.8673 | #N/A | 0 | 0 | 0 | 0 | 0 | 0 | 0 | 0 | 0.3475% | 1 | 50% | 0% | 0% | 0% | 8.2745 | 0 | 0 | 0 | 8.2745 | #N/A
2007-02-09 09:00 | 2 | 9 | 9 | 40.3334 | 945 | 15.8 | 21.92 | 1000 | 15.8 | 611.364 | 0 | Heating | 81.5152 | #N/A | #N/A | #N/A | #N/A | 611.364 | #N/A | #N/A | 2.8226 | #N/A | 0 | 0 | 0 | 0 | 0 | 0 | 0 | 0 | 0.2717% | 1 | 50% | 0% | 0% | 0% | 8.2745 | 0 | 0 | 0 | 8.2745 | #N/A
2007-02-09 10:00 | 2 | 9 | 10 | 40.3751 | 946 | 15.98 | 23 | 999 | 15.98 | 569.6225 | 0 | Heating | 75.9497 | #N/A | #N/A | #N/A | #N/A | 569.6225 | #N/A | #N/A | 2.8262 | #N/A | 0 | 0 | 0 | 0 | 0 | 0 | 0 | 0 | 0.2532% | 1 | 50% | 0% | 0% | 0% | 8.2745 | 0 | 0 | 0 | 8.2745 | #N/A
2007-02-09 11:00 | 2 | 9 | 11 | 40.4167 | 947 | 17.6 | 24.08 | 998 | 17.6 | 554.1412 | 0 | Heating | 73.8855 | #N/A | #N/A | #N/A | #N/A | 554.1412 | #N/A | #N/A | 2.8595 | #N/A | 0 | 0 | 0 | 0 | 0 | 0 | 0 | 0 | 0.2463% | 1 | 50% | 0% | 0% | 0% | 8.2745 | 0 | 0 | 0 | 8.2745 | #N/A
2007-02-09 12:00 | 2 | 9 | 12 | 40.4584 | 948 | 21.92 | 24.98 | 997 | 21.92 | 480.6549 | 0 | Heating | 64.0873 | #N/A | #N/A | #N/A | #N/A | 480.6549 | #N/A | #N/A | 2.9629 | #N/A | 0 | 0 | 0 | 0 | 0 | 0 | 0 | 0 | 0.2136% | 1 | 50% | 0% | 0% | 0% | 8.2745 | 0 | 0 | 0 | 8.2745 | #N/A
2007-02-09 13:00 | 2 | 9 | 13 | 40.5001 | 949 | 21.2 | 26.06 | 996 | 21.2 | 431.4954 | 0 | Heating | 57.5327 | #N/A | #N/A | #N/A | #N/A | 431.4954 | #N/A | #N/A | 2.944 | #N/A | 0 | 0 | 0 | 0 | 0 | 0 | 0 | 0 | 0.1918% | 1 | 50% | 0% | 0% | 0% | 8.2745 | 0 | 0 | 0 | 8.2745 | #N/A
2007-02-09 14:00 | 2 | 9 | 14 | 40.5417 | 950 | 24.08 | 26.06 | 995 | 24.08 | 413.4952 | 0 | Heating | 55.1327 | #N/A | #N/A | #N/A | #N/A | 413.4952 | #N/A | #N/A | 3.0238 | #N/A | 0 | 0 | 0 | 0 | 0 | 0 | 0 | 0 | 0.1838% | 1 | 50% | 0% | 0% | 0% | 8.2745 | 0 | 0 | 0 | 8.2745 | #N/A
2007-02-09 15:00 | 2 | 9 | 15 | 40.5834 | 951 | 24.98 | 26.06 | 995 | 24.98 | 501.4236 | 0 | Heating | 66.8565 | #N/A | #N/A | #N/A | #N/A | 501.4236 | #N/A | #N/A | 3.0513 | #N/A | 0 | 0 | 0 | 0 | 0 | 0 | 0 | 0 | 0.2229% | 1 | 50% | 0% | 0% | 0% | 8.2745 | 0 | 0 | 0 | 8.2745 | #N/A
2007-02-09 16:00 | 2 | 9 | 16 | 40.6251 | 952 | 24.98 | 26.06 | 995 | 24.98 | 507.3663 | 0 | Heating | 67.6488 | #N/A | #N/A | #N/A | #N/A | 507.3663 | #N/A | #N/A | 3.0513 | #N/A | 0 | 0 | 0 | 0 | 0 | 0 | 0 | 0 | 0.2255% | 1 | 50% | 0% | 0% | 0% | 8.2745 | 0 | 0 | 0 | 8.2745 | #N/A
2007-02-09 17:00 | 2 | 9 | 17 | 40.6667 | 953 | 24.98 | 26.06 | 995 | 24.98 | 493.6866 | 0 | Heating | 65.8249 | #N/A | #N/A | #N/A | #N/A | 493.6866 | #N/A | #N/A | 3.0513 | #N/A | 0 | 0 | 0 | 0 | 0 | 0 | 0 | 0 | 0.2194% | 1 | 50% | 0% | 0% | 0% | 8.2745 | 0 | 0 | 0 | 8.2745 | #N/A
2007-02-09 18:00 | 2 | 9 | 18 | 40.7084 | 954 | 19.94 | 26.06 | 995 | 19.94 | 544.5145 | 0 | Heating | 72.6019 | #N/A | #N/A | #N/A | #N/A | 544.5145 | #N/A | #N/A | 2.9127 | #N/A | 0 | 0 | 0 | 0 | 0 | 0 | 0 | 0 | 0.242% | 1 | 50% | 0% | 0% | 0% | 8.2745 | 0 | 0 | 0 | 8.2745 | #N/A
2007-02-09 19:00 | 2 | 9 | 19 | 40.7501 | 955 | 15.98 | 26.06 | 995 | 15.98 | 18.9591 | 0 | Heating | 2.5279 | #N/A | #N/A | #N/A | #N/A | 18.9591 | #N/A | #N/A | 2.8262 | #N/A | 0 | 0 | 0 | 0 | 0 | 0 | 0 | 0 | 0.008426% | 1 | 50% | 0% | 0% | 0% | 8.2745 | 0 | 0 | 0 | 8.2745 | #N/A
2007-02-09 20:00 | 2 | 9 | 20 | 40.7917 | 956 | 15.98 | 24.98 | 996 | 15.98 | 95.3964 | 0 | Heating | 12.7195 | #N/A | #N/A | #N/A | #N/A | 95.3964 | #N/A | #N/A | 2.8262 | #N/A | 0 | 0 | 0 | 0 | 0 | 0 | 0 | 0 | 0.0424% | 1 | 50% | 0% | 0% | 0% | 8.2745 | 0 | 0 | 0 | 8.2745 | #N/A
2007-02-09 21:00 | 2 | 9 | 21 | 40.8334 | 957 | 12.02 | 24.98 | 996 | 12.02 | 130.8337 | 0 | Heating | 17.4445 | #N/A | #N/A | #N/A | #N/A | 130.8337 | #N/A | #N/A | 2.7546 | #N/A | 0 | 0 | 0 | 0 | 0 | 0 | 0 | 0 | 0.05815% | 1 | 50% | 0% | 0% | 0% | 8.2745 | 0 | 0 | 0 | 8.2745 | #N/A
2007-02-09 22:00 | 2 | 9 | 22 | 40.8751 | 958 | 10.94 | 24.98 | 996 | 10.94 | 225.3266 | 0 | Heating | 30.0436 | #N/A | #N/A | #N/A | #N/A | 225.3266 | #N/A | #N/A | 2.737 | #N/A | 0 | 0 | 0 | 0 | 0 | 0 | 0 | 0 | 0.1001% | 1 | 50% | 0% | 0% | 0% | 8.2745 | 0 | 0 | 0 | 8.2745 | #N/A
2007-02-09 23:00 | 2 | 9 | 23 | 40.9167 | 959 | 10.94 | 23 | 997 | 10.94 | 329.6881 | 0 | Heating | 43.9584 | #N/A | #N/A | #N/A | #N/A | 329.6881 | #N/A | #N/A | 2.737 | #N/A | 0 | 0 | 0 | 0 | 0 | 0 | 0 | 0 | 0.1465% | 1 | 50% | 0% | 0% | 0% | 8.2745 | 0 | 0 | 0 | 8.2745 | #N/A
2007-02-10 | 2 | 10 | 0 | 40.9584 | 960 | 5 | 21.02 | 997 | 5 | 437.0247 | 0 | Heating | 58.27 | #N/A | #N/A | #N/A | #N/A | 437.0247 | #N/A | #N/A | 2.6507 | #N/A | 0 | 0 | 0 | 0 | 0 | 0 | 0 | 0 | 0.1942% | 1 | 50% | 0% | 0% | 0% | 8.2745 | 0 | 0 | 0 | 8.2745 | #N/A
2007-02-10 01:00 | 2 | 10 | 1 | 41.0001 | 961 | 3.02 | 17.96 | 998 | 3.02 | 504.2661 | 0 | Heating | 67.2355 | #N/A | #N/A | #N/A | #N/A | 504.2661 | #N/A | #N/A | 2.6241 | #N/A | 0 | 0 | 0 | 0 | 0 | 0 | 0 | 0 | 0.2241% | 1 | 50% | 0% | 0% | 0% | 8.2745 | 0 | 0 | 0 | 8.2745 | #N/A
2007-02-10 02:00 | 2 | 10 | 2 | 41.0417 | 962 | 3.02 | 12.92 | 998 | 3.02 | 573.959 | 0 | Heating | 76.5279 | #N/A | #N/A | #N/A | #N/A | 573.959 | #N/A | #N/A | 2.6241 | #N/A | 0 | 0 | 0 | 0 | 0 | 0 | 0 | 0 | 0.2551% | 1 | 50% | 0% | 0% | 0% | 8.2745 | 0 | 0 | 0 | 8.2745 | #N/A
2007-02-10 03:00 | 2 | 10 | 3 | 41.0834 | 963 | 1.04 | 8.06 | 999 | 1.04 | 683.7579 | 0 | Heating | 91.1677 | #N/A | #N/A | #N/A | #N/A | 683.7579 | #N/A | #N/A | 2.5975 | #N/A | 0 | 0 | 0 | 0 | 0 | 0 | 0 | 0 | 0.3039% | 1 | 50% | 0% | 0% | 0% | 8.2745 | 0 | 0 | 0 | 8.2745 | #N/A
2007-02-10 04:00 | 2 | 10 | 4 | 41.1251 | 964 | -2.02 | 5 | 999 | -2.02 | 761.9632 | 0 | Heating | 101.5951 | #N/A | #N/A | #N/A | #N/A | 761.9632 | #N/A | #N/A | 2.5555 | #N/A | 0 | 0 | 0 | 0 | 0 | 0 | 0 | 0 | 0.3387% | 1 | 50% | 0% | 0% | 0% | 8.2745 | 0 | 0 | 0 | 8.2745 | #N/A
2007-02-10 05:00 | 2 | 10 | 5 | 41.1667 | 965 | -2.02 | 6.08 | 1001 | -2.02 | 813.4448 | 0 | Heating | 108.4593 | #N/A | #N/A | #N/A | #N/A | 813.4448 | #N/A | #N/A | 2.5555 | #N/A | 0 | 0 | 0 | 0 | 0 | 0 | 0 | 0 | 0.3615% | 1 | 50% | 0% | 0% | 0% | 8.2745 | 0 | 0 | 0 | 8.2745 | #N/A
2007-02-10 06:00 | 2 | 10 | 6 | 41.2084 | 966 | -0.94 | 6.98 | 1002 | -0.94 | 817.9795 | 0 | Heating | 109.0639 | #N/A | #N/A | #N/A | #N/A | 817.9795 | #N/A | #N/A | 2.5706 | #N/A | 0 | 0 | 0 | 0 | 0 | 0 | 0 | 0 | 0.3635% | 1 | 50% | 0% | 0% | 0% | 8.2745 | 0 | 0 | 0 | 8.2745 | #N/A
2007-02-10 07:00 | 2 | 10 | 7 | 41.2501 | 967 | -2.02 | 6.98 | 1003 | -2.02 | 784.1343 | 0 | Heating | 104.5512 | #N/A | #N/A | #N/A | #N/A | 784.1343 | #N/A | #N/A | 2.5555 | #N/A | 0 | 0 | 0 | 0 | 0 | 0 | 0 | 0 | 0.3485% | 1 | 50% | 0% | 0% | 0% | 8.2745 | 0 | 0 | 0 | 8.2745 | #N/A
2007-02-10 08:00 | 2 | 10 | 8 | 41.2917 | 968 | -2.02 | 3.92 | 1004 | -2.02 | 802.7265 | 0 | Heating | 107.0302 | #N/A | #N/A | #N/A | #N/A | 802.7265 | #N/A | #N/A | 2.5555 | #N/A | 0 | 0 | 0 | 0 | 0 | 0 | 0 | 0 | 0.3568% | 1 | 50% | 0% | 0% | 0% | 8.2745 | 0 | 0 | 0 | 8.2745 | #N/A
2007-02-10 09:00 | 2 | 10 | 9 | 41.3334 | 969 | 6.98 | 5 | 1005 | 6.98 | 779.8607 | 0 | Heating | 103.9814 | #N/A | #N/A | #N/A | #N/A | 779.8607 | #N/A | #N/A | 2.6781 | #N/A | 0 | 0 | 0 | 0 | 0 | 0 | 0 | 0 | 0.3466% | 1 | 50% | 0% | 0% | 0% | 8.2745 | 0 | 0 | 0 | 8.2745 | #N/A
2007-02-10 10:00 | 2 | 10 | 10 | 41.3751 | 970 | 15.08 | 6.08 | 1006 | 15.08 | 676.2192 | 0 | Heating | 90.1626 | #N/A | #N/A | #N/A | #N/A | 676.2192 | #N/A | #N/A | 2.8087 | #N/A | 0 | 0 | 0 | 0 | 0 | 0 | 0 | 0 | 0.3005% | 1 | 50% | 0% | 0% | 0% | 8.2745 | 0 | 0 | 0 | 8.2745 | #N/A
2007-02-10 11:00 | 2 | 10 | 11 | 41.4167 | 971 | 15.08 | 6.98 | 1007 | 15.08 | 596.8387 | 0 | Heating | 79.5785 | #N/A | #N/A | #N/A | #N/A | 596.8387 | #N/A | #N/A | 2.8087 | #N/A | 0 | 0 | 0 | 0 | 0 | 0 | 0 | 0 | 0.2653% | 1 | 50% | 0% | 0% | 0% | 8.2745 | 0 | 0 | 0 | 8.2745 | #N/A
2007-02-10 12:00 | 2 | 10 | 12 | 41.4584 | 972 | 19.04 | 6.98 | 1007 | 19.04 | 548.4237 | 0 | Heating | 73.1232 | #N/A | #N/A | #N/A | #N/A | 548.4237 | #N/A | #N/A | 2.8915 | #N/A | 0 | 0 | 0 | 0 | 0 | 0 | 0 | 0 | 0.2437% | 1 | 50% | 0% | 0% | 0% | 8.2745 | 0 | 0 | 0 | 8.2745 | #N/A
2007-02-10 13:00 | 2 | 10 | 13 | 41.5001 | 973 | 24.08 | 6.98 | 1007 | 24.08 | 536.0968 | 0 | Heating | 71.4796 | #N/A | #N/A | #N/A | #N/A | 536.0968 | #N/A | #N/A | 3.0238 | #N/A | 0 | 0 | 0 | 0 | 0 | 0 | 0 | 0 | 0.2383% | 1 | 50% | 0% | 0% | 0% | 8.2745 | 0 | 0 | 0 | 8.2745 | #N/A
2007-02-10 14:00 | 2 | 10 | 14 | 41.5417 | 974 | 24.08 | 5 | 1007 | 24.08 | 497.9789 | 0 | Heating | 66.3972 | #N/A | #N/A | #N/A | #N/A | 497.9789 | #N/A | #N/A | 3.0238 | #N/A | 0 | 0 | 0 | 0 | 0 | 0 | 0 | 0 | 0.2213% | 1 | 50% | 0% | 0% | 0% | 8.2745 | 0 | 0 | 0 | 8.2745 | #N/A
2007-02-10 15:00 | 2 | 10 | 15 | 41.5834 | 975 | 26.96 | 3.02 | 1007 | 26.96 | 468.6906 | 0 | Heating | 62.4921 | #N/A | #N/A | #N/A | #N/A | 468.6906 | #N/A | #N/A | 3.1163 | #N/A | 0 | 0 | 0 | 0 | 0 | 0 | 0 | 0 | 0.2083% | 1 | 50% | 0% | 0% | 0% | 8.2745 | 0 | 0 | 0 | 8.2745 | #N/A
2007-02-10 16:00 | 2 | 10 | 16 | 41.6251 | 976 | 26.06 | 3.02 | 1007 | 26.06 | 507.5271 | 0 | Heating | 67.6703 | #N/A | #N/A | #N/A | #N/A | 507.5271 | #N/A | #N/A | 3.0859 | #N/A | 0 | 0 | 0 | 0 | 0 | 0 | 0 | 0 | 0.2256% | 1 | 50% | 0% | 0% | 0% | 8.2745 | 0 | 0 | 0 | 8.2745 | #N/A
2007-02-10 17:00 | 2 | 10 | 17 | 41.6667 | 977 | 26.06 | 3.02 | 1007 | 26.06 | 540.5286 | 0 | Heating | 72.0705 | #N/A | #N/A | #N/A | #N/A | 540.5286 | #N/A | #N/A | 3.0859 | #N/A | 0 | 0 | 0 | 0 | 0 | 0 | 0 | 0 | 0.2402% | 1 | 50% | 0% | 0% | 0% | 8.2745 | 0 | 0 | 0 | 8.2745 | #N/A
2007-02-10 18:00 | 2 | 10 | 18 | 41.7084 | 978 | 21.02 | -0.04 | 1007 | 21.02 | 660.4227 | 0 | Heating | 88.0564 | #N/A | #N/A | #N/A | #N/A | 660.4227 | #N/A | #N/A | 2.9394 | #N/A | 0 | 0 | 0 | 0 | 0 | 0 | 0 | 0 | 0.2935% | 1 | 50% | 0% | 0% | 0% | 8.2745 | 0 | 0 | 0 | 8.2745 | #N/A
2007-02-10 19:00 | 2 | 10 | 19 | 41.7501 | 979 | 17.06 | -2.02 | 1009 | 17.06 | 758.3481 | 0 | Heating | 101.1131 | #N/A | #N/A | #N/A | #N/A | 758.3481 | #N/A | #N/A | 2.8481 | #N/A | 0 | 0 | 0 | 0 | 0 | 0 | 0 | 0 | 0.337% | 1 | 50% | 0% | 0% | 0% | 8.2745 | 0 | 0 | 0 | 8.2745 | #N/A
2007-02-10 20:00 | 2 | 10 | 20 | 41.7917 | 980 | 17.06 | -2.92 | 1009 | 17.06 | 912.7253 | 0 | Heating | 121.6967 | #N/A | #N/A | #N/A | #N/A | 912.7253 | #N/A | #N/A | 2.8481 | #N/A | 0 | 0 | 0 | 0 | 0 | 0 | 0 | 0 | 0.4057% | 1 | 50% | 0% | 0% | 0% | 8.2745 | 0 | 0 | 0 | 8.2745 | #N/A
2007-02-10 21:00 | 2 | 10 | 21 | 41.8334 | 981 | 12.92 | -5.08 | 1009 | 12.92 | 997.5993 | 0 | Heating | 133.0132 | #N/A | #N/A | #N/A | #N/A | 997.5993 | #N/A | #N/A | 2.7697 | #N/A | 0 | 0 | 0 | 0 | 0 | 0 | 0 | 0 | 0.4434% | 1 | 50% | 0% | 0% | 0% | 8.2745 | 0 | 0 | 0 | 8.2745 | #N/A
2007-02-10 22:00 | 2 | 10 | 22 | 41.8751 | 982 | 10.94 | -4 | 1010 | 10.94 | 1069.0508 | 0 | Heating | 142.5401 | #N/A | #N/A | #N/A | #N/A | 1069.0508 | #N/A | #N/A | 2.737 | #N/A | 0 | 0 | 0 | 0 | 0 | 0 | 0 | 0 | 0.4751% | 1 | 50% | 0% | 0% | 0% | 8.2745 | 0 | 0 | 0 | 8.2745 | #N/A
2007-02-10 23:00 | 2 | 10 | 23 | 41.9167 | 983 | 10.94 | -2.92 | 1010 | 10.94 | 1139.1218 | 0 | Heating | 151.8829 | #N/A | #N/A | #N/A | #N/A | 1139.1218 | #N/A | #N/A | 2.737 | #N/A | 0 | 0 | 0 | 0 | 0 | 0 | 0 | 0 | 0.5063% | 1 | 50% | 0% | 0% | 0% | 8.2745 | 0 | 0 | 0 | 8.2745 | #N/A
2007-02-11 | 2 | 11 | 0 | 41.9584 | 984 | 14 | -2.02 | 1010 | 14 | 1216.1263 | 0 | Heating | 162.1502 | #N/A | #N/A | #N/A | #N/A | 1216.1263 | #N/A | #N/A | 2.7888 | #N/A | 0 | 0 | 0 | 0 | 0 | 0 | 0 | 0 | 0.5405% | 1 | 50% | 0% | 0% | 0% | 8.2745 | 0 | 0 | 0 | 8.2745 | #N/A
2007-02-11 01:00 | 2 | 11 | 1 | 42.0001 | 985 | 15.08 | -4 | 1011 | 15.08 | 1241.6736 | 0 | Heating | 165.5565 | #N/A | #N/A | #N/A | #N/A | 1241.6736 | #N/A | #N/A | 2.8087 | #N/A | 0 | 0 | 0 | 0 | 0 | 0 | 0 | 0 | 0.5519% | 1 | 50% | 0% | 0% | 0% | 8.2745 | 0 | 0 | 0 | 8.2745 | #N/A
2007-02-11 02:00 | 2 | 11 | 2 | 42.0417 | 986 | 15.08 | -5.98 | 1012 | 15.08 | 1341.2593 | 0 | Heating | 178.8346 | #N/A | #N/A | #N/A | #N/A | 1341.2593 | #N/A | #N/A | 2.8087 | #N/A | 0 | 0 | 0 | 0 | 0 | 0 | 0 | 0 | 0.5961% | 1 | 50% | 0% | 0% | 0% | 8.2745 | 0 | 0 | 0 | 8.2745 | #N/A
2007-02-11 03:00 | 2 | 11 | 3 | 42.0834 | 987 | 17.06 | -2.92 | 1011 | 17.06 | 1357.2697 | 0 | Heating | 180.9693 | #N/A | #N/A | #N/A | #N/A | 1357.2697 | #N/A | #N/A | 2.8481 | #N/A | 0 | 0 | 0 | 0 | 0 | 0 | 0 | 0 | 0.6032% | 1 | 50% | 0% | 0% | 0% | 8.2745 | 0 | 0 | 0 | 8.2745 | #N/A
2007-02-11 04:00 | 2 | 11 | 4 | 42.1251 | 988 | 19.94 | -2.92 | 1011 | 19.94 | 1325.9577 | 0 | Heating | 176.7944 | #N/A | #N/A | #N/A | #N/A | 1325.9577 | #N/A | #N/A | 2.9127 | #N/A | 0 | 0 | 0 | 0 | 0 | 0 | 0 | 0 | 0.5893% | 1 | 50% | 0% | 0% | 0% | 8.2745 | 0 | 0 | 0 | 8.2745 | #N/A
2007-02-11 05:00 | 2 | 11 | 5 | 42.1667 | 989 | 19.94 | -4 | 1012 | 19.94 | 1341.6664 | 0 | Heating | 178.8889 | #N/A | #N/A | #N/A | #N/A | 1341.6664 | #N/A | #N/A | 2.9127 | #N/A | 0 | 0 | 0 | 0 | 0 | 0 | 0 | 0 | 0.5963% | 1 | 50% | 0% | 0% | 0% | 8.2745 | 0 | 0 | 0 | 8.2745 | #N/A
2007-02-11 06:00 | 2 | 11 | 6 | 42.2084 | 990 | 30.2 | -5.08 | 1012 | 30.2 | 1295.0668 | 0 | Heating | 172.6756 | #N/A | #N/A | #N/A | #N/A | 1295.0668 | #N/A | #N/A | 3.2375 | #N/A | 0 | 0 | 0 | 0 | 0 | 0 | 0 | 0 | 0.5756% | 1 | 50% | 0% | 0% | 0% | 8.2745 | 0 | 0 | 0 | 8.2745 | #N/A
2007-02-11 07:00 | 2 | 11 | 7 | 42.2501 | 991 | 33.08 | -5.08 | 1012 | 33.08 | 2659.4345 | 0 | Heating | 354.5913 | #N/A | #N/A | #N/A | #N/A | 2659.4345 | #N/A | #N/A | 3.3624 | #N/A | 0 | 0 | 0 | 0 | 0 | 0 | 0 | 0 | 1.182% | 1 | 50% | 0% | 0% | 0% | 8.2745 | 0 | 0 | 0 | 8.2745 | #N/A
2007-02-11 08:00 | 2 | 11 | 8 | 42.2917 | 992 | 33.08 | -4 | 1012 | 33.08 | 2035.7519 | 0 | Heating | 271.4336 | #N/A | #N/A | #N/A | #N/A | 2035.7519 | #N/A | #N/A | 3.3624 | #N/A | 0 | 0 | 0 | 0 | 0 | 0 | 0 | 0 | 0.9048% | 1 | 50% | 0% | 0% | 0% | 8.2745 | 0 | 0 | 0 | 8.2745 | #N/A
2007-02-11 09:00 | 2 | 11 | 9 | 42.3334 | 993 | 32 | -2.02 | 1013 | 32 | 1157.8202 | 0 | Heating | 154.376 | #N/A | #N/A | #N/A | #N/A | 1157.8202 | #N/A | #N/A | 3.3135 | #N/A | 0 | 0 | 0 | 0 | 0 | 0 | 0 | 0 | 0.5146% | 1 | 50% | 0% | 0% | 0% | 8.2745 | 0 | 0 | 0 | 8.2745 | #N/A
2007-02-11 10:00 | 2 | 11 | 10 | 42.3751 | 994 | 32 | -0.04 | 1013 | 32 | 1029.7816 | 0 | Heating | 137.3042 | #N/A | #N/A | #N/A | #N/A | 1029.7816 | #N/A | #N/A | 3.3135 | #N/A | 0 | 0 | 0 | 0 | 0 | 0 | 0 | 0 | 0.4577% | 1 | 50% | 0% | 0% | 0% | 8.2745 | 0 | 0 | 0 | 8.2745 | #N/A
2007-02-11 11:00 | 2 | 11 | 11 | 42.4167 | 995 | 33.98 | 1.94 | 1012 | 33.98 | 976.502 | 0 | Heating | 130.2003 | #N/A | #N/A | #N/A | #N/A | 976.502 | #N/A | #N/A | 3.405 | #N/A | 0 | 0 | 0 | 0 | 0 | 0 | 0 | 0 | 0.434% | 1 | 50% | 0% | 0% | 0% | 8.2745 | 0 | 0 | 0 | 8.2745 | #N/A
2007-02-11 12:00 | 2 | 11 | 12 | 42.4584 | 996 | 35.96 | 3.92 | 1012 | 35.96 | 874.4612 | 0 | Heating | 116.5948 | #N/A | #N/A | #N/A | #N/A | 874.4612 | #N/A | #N/A | 3.5052 | #N/A | 0 | 0 | 0 | 0 | 0 | 0 | 0 | 0 | 0.3886% | 1 | 50% | 0% | 0% | 0% | 8.2745 | 0 | 0 | 0 | 8.2745 | #N/A
2007-02-11 13:00 | 2 | 11 | 13 | 42.5001 | 997 | 37.04 | 5 | 1011 | 37.04 | 906.1877 | 0 | Heating | 120.825 | #N/A | #N/A | #N/A | #N/A | 906.1877 | #N/A | #N/A | 3.5637 | #N/A | 0 | 0 | 0 | 0 | 0 | 0 | 0 | 0 | 0.4028% | 1 | 50% | 0% | 0% | 0% | 8.2745 | 0 | 0 | 0 | 8.2745 | #N/A
2007-02-11 14:00 | 2 | 11 | 14 | 42.5417 | 998 | 37.04 | 8.06 | 1010 | 37.04 | 629.033 | 0 | Heating | 83.8711 | #N/A | #N/A | #N/A | #N/A | 629.033 | #N/A | #N/A | 3.5637 | #N/A | 0 | 0 | 0 | 0 | 0 | 0 | 0 | 0 | 0.2796% | 1 | 50% | 0% | 0% | 0% | 8.2745 | 0 | 0 | 0 | 8.2745 | #N/A
2007-02-11 15:00 | 2 | 11 | 15 | 42.5834 | 999 | 37.94 | 10.04 | 1009 | 37.94 | 599.4891 | 0 | Heating | 79.9319 | #N/A | #N/A | #N/A | #N/A | 599.4891 | #N/A | #N/A | 3.6146 | #N/A | 0 | 0 | 0 | 0 | 0 | 0 | 0 | 0 | 0.2664% | 1 | 50% | 0% | 0% | 0% | 8.2745 | 0 | 0 | 0 | 8.2745 | #N/A
2007-02-11 16:00 | 2 | 11 | 16 | 42.6251 | 1000 | 37.94 | 8.96 | 1009 | 37.94 | 609.1895 | 0 | Heating | 81.2253 | #N/A | #N/A | #N/A | #N/A | 609.1895 | #N/A | #N/A | 3.6146 | #N/A | 0 | 0 | 0 | 0 | 0 | 0 | 0 | 0 | 0.2708% | 1 | 50% | 0% | 0% | 0% | 8.2745 | 0 | 0 | 0 | 8.2745 | #N/A
2007-02-11 17:00 | 2 | 11 | 17 | 42.6667 | 1001 | 37.94 | 10.04 | 1009 | 37.94 | 529.5969 | 0 | Heating | 70.6129 | #N/A | #N/A | #N/A | #N/A | 529.5969 | #N/A | #N/A | 3.6146 | #N/A | 0 | 0 | 0 | 0 | 0 | 0 | 0 | 0 | 0.2354% | 1 | 50% | 0% | 0% | 0% | 8.2745 | 0 | 0 | 0 | 8.2745 | #N/A
2007-02-11 18:00 | 2 | 11 | 18 | 42.7084 | 1002 | 37.94 | 8.96 | 1009 | 37.94 | 605.1685 | 0 | Heating | 80.6891 | #N/A | #N/A | #N/A | #N/A | 605.1685 | #N/A | #N/A | 3.6146 | #N/A | 0 | 0 | 0 | 0 | 0 | 0 | 0 | 0 | 0.269% | 1 | 50% | 0% | 0% | 0% | 8.2745 | 0 | 0 | 0 | 8.2745 | #N/A
2007-02-11 19:00 | 2 | 11 | 19 | 42.7501 | 1003 | 37.94 | 8.96 | 1009 | 37.94 | 740.1335 | 0 | Heating | 98.6845 | #N/A | #N/A | #N/A | #N/A | 740.1335 | #N/A | #N/A | 3.6146 | #N/A | 0 | 0 | 0 | 0 | 0 | 0 | 0 | 0 | 0.3289% | 1 | 50% | 0% | 0% | 0% | 8.2745 | 0 | 0 | 0 | 8.2745 | #N/A
2007-02-11 20:00 | 2 | 11 | 20 | 42.7917 | 1004 | 37.94 | 10.04 | 1009 | 37.94 | 768.5015 | 0 | Heating | 102.4669 | #N/A | #N/A | #N/A | #N/A | 768.5015 | #N/A | #N/A | 3.6146 | #N/A | 0 | 0 | 0 | 0 | 0 | 0 | 0 | 0 | 0.3416% | 1 | 50% | 0% | 0% | 0% | 8.2745 | 0 | 0 | 0 | 8.2745 | #N/A
2007-02-11 21:00 | 2 | 11 | 21 | 42.8334 | 1005 | 37.4 | 8.96 | 1010 | 37.4 | 875.9929 | 0 | Heating | 116.7991 | #N/A | #N/A | #N/A | #N/A | 875.9929 | #N/A | #N/A | 3.5838 | #N/A | 0 | 0 | 0 | 0 | 0 | 0 | 0 | 0 | 0.3893% | 1 | 50% | 0% | 0% | 0% | 8.2745 | 0 | 0 | 0 | 8.2745 | #N/A
2007-02-11 22:00 | 2 | 11 | 22 | 42.8751 | 1006 | 37.4 | 10.04 | 1010 | 37.4 | 1009.0042 | 0 | Heating | 134.5339 | #N/A | #N/A | #N/A | #N/A | 1009.0042 | #N/A | #N/A | 3.5838 | #N/A | 0 | 0 | 0 | 0 | 0 | 0 | 0 | 0 | 0.4484% | 1 | 50% | 0% | 0% | 0% | 8.2745 | 0 | 0 | 0 | 8.2745 | #N/A
2007-02-11 23:00 | 2 | 11 | 23 | 42.9167 | 1007 | 37.04 | 8.96 | 1011 | 37.04 | 378.106 | 0 | Heating | 50.4141 | #N/A | #N/A | #N/A | #N/A | 378.106 | #N/A | #N/A | 3.5637 | #N/A | 0 | 0 | 0 | 0 | 0 | 0 | 0 | 0 | 0.168% | 1 | 50% | 0% | 0% | 0% | 8.2745 | 0 | 0 | 0 | 8.2745 | #N/A
2007-02-12 | 2 | 12 | 0 | 42.9584 | 1008 | 35.06 | 8.96 | 1011 | 35.06 | 562.3928 | 0 | Heating | 74.9857 | #N/A | #N/A | #N/A | #N/A | 562.3928 | #N/A | #N/A | 3.4585 | #N/A | 0 | 0 | 0 | 0 | 0 | 0 | 0 | 0 | 0.25% | 1 | 50% | 0% | 0% | 0% | 8.2745 | 0 | 0 | 0 | 8.2745 | #N/A
2007-02-12 01:00 | 2 | 12 | 1 | 43.0001 | 1009 | 35.6 | 10.04 | 1012 | 35.6 | 629.9977 | 0 | Heating | 83.9997 | #N/A | #N/A | #N/A | #N/A | 629.9977 | #N/A | #N/A | 3.4863 | #N/A | 0 | 0 | 0 | 0 | 0 | 0 | 0 | 0 | 0.28% | 1 | 50% | 0% | 0% | 0% | 8.2745 | 0 | 0 | 0 | 8.2745 | #N/A
2007-02-12 02:00 | 2 | 12 | 2 | 43.0417 | 1010 | 37.04 | 12.02 | 1013 | 37.04 | 638.3899 | 0 | Heating | 85.1187 | #N/A | #N/A | #N/A | #N/A | 638.3899 | #N/A | #N/A | 3.5637 | #N/A | 0 | 0 | 0 | 0 | 0 | 0 | 0 | 0 | 0.2837% | 1 | 50% | 0% | 0% | 0% | 8.2745 | 0 | 0 | 0 | 8.2745 | #N/A
2007-02-12 03:00 | 2 | 12 | 3 | 43.0834 | 1011 | 35.06 | 14 | 1013 | 35.06 | 658.4035 | 0 | Heating | 87.7871 | #N/A | #N/A | #N/A | #N/A | 658.4035 | #N/A | #N/A | 3.4585 | #N/A | 0 | 0 | 0 | 0 | 0 | 0 | 0 | 0 | 0.2926% | 1 | 50% | 0% | 0% | 0% | 8.2745 | 0 | 0 | 0 | 8.2745 | #N/A
2007-02-12 04:00 | 2 | 12 | 4 | 43.1251 | 1012 | 35.96 | 15.08 | 1014 | 35.96 | 689.8409 | 0 | Heating | 91.9788 | #N/A | #N/A | #N/A | #N/A | 689.8409 | #N/A | #N/A | 3.5052 | #N/A | 0 | 0 | 0 | 0 | 0 | 0 | 0 | 0 | 0.3066% | 1 | 50% | 0% | 0% | 0% | 8.2745 | 0 | 0 | 0 | 8.2745 | #N/A
2007-02-12 05:00 | 2 | 12 | 5 | 43.1667 | 1013 | 35.96 | 12.92 | 1014 | 35.96 | 711.2427 | 0 | Heating | 94.8324 | #N/A | #N/A | #N/A | #N/A | 711.2427 | #N/A | #N/A | 3.5052 | #N/A | 0 | 0 | 0 | 0 | 0 | 0 | 0 | 0 | 0.3161% | 1 | 50% | 0% | 0% | 0% | 8.2745 | 0 | 0 | 0 | 8.2745 | #N/A
2007-02-12 06:00 | 2 | 12 | 6 | 43.2084 | 1014 | 37.04 | 14 | 1014 | 37.04 | 717.6756 | 0 | Heating | 95.6901 | #N/A | #N/A | #N/A | #N/A | 717.6756 | #N/A | #N/A | 3.5637 | #N/A | 0 | 0 | 0 | 0 | 0 | 0 | 0 | 0 | 0.319% | 1 | 50% | 0% | 0% | 0% | 8.2745 | 0 | 0 | 0 | 8.2745 | #N/A
2007-02-12 07:00 | 2 | 12 | 7 | 43.2501 | 1015 | 37.04 | 15.08 | 1015 | 37.04 | 1597.5556 | 0 | Heating | 213.0074 | #N/A | #N/A | #N/A | #N/A | 1597.5556 | #N/A | #N/A | 3.5637 | #N/A | 0 | 0 | 0 | 0 | 0 | 0 | 0 | 0 | 0.71% | 1 | 50% | 0% | 0% | 0% | 8.2745 | 0 | 0 | 0 | 8.2745 | #N/A
2007-02-12 08:00 | 2 | 12 | 8 | 43.2917 | 1016 | 37.04 | 15.08 | 1016 | 37.04 | 1149.7265 | 0 | Heating | 153.2969 | #N/A | #N/A | #N/A | #N/A | 1149.7265 | #N/A | #N/A | 3.5637 | #N/A | 0 | 0 | 0 | 0 | 0 | 0 | 0 | 0 | 0.511% | 1 | 50% | 0% | 0% | 0% | 8.2745 | 0 | 0 | 0 | 8.2745 | #N/A
2007-02-12 09:00 | 2 | 12 | 9 | 43.3334 | 1017 | 37.04 | 15.98 | 1016 | 37.04 | 756.4764 | 0 | Heating | 100.8635 | #N/A | #N/A | #N/A | #N/A | 756.4764 | #N/A | #N/A | 3.5637 | #N/A | 0 | 0 | 0 | 0 | 0 | 0 | 0 | 0 | 0.3362% | 1 | 50% | 0% | 0% | 0% | 8.2745 | 0 | 0 | 0 | 8.2745 | #N/A
2007-02-12 10:00 | 2 | 12 | 10 | 43.3751 | 1018 | 37.04 | 15.08 | 1017 | 37.04 | 682.1202 | 0 | Heating | 90.9494 | #N/A | #N/A | #N/A | #N/A | 682.1202 | #N/A | #N/A | 3.5637 | #N/A | 0 | 0 | 0 | 0 | 0 | 0 | 0 | 0 | 0.3032% | 1 | 50% | 0% | 0% | 0% | 8.2745 | 0 | 0 | 0 | 8.2745 | #N/A
2007-02-12 11:00 | 2 | 12 | 11 | 43.4167 | 1019 | 37.04 | 17.96 | 1017 | 37.04 | 659.004 | 0 | Heating | 87.8672 | #N/A | #N/A | #N/A | #N/A | 659.004 | #N/A | #N/A | 3.5637 | #N/A | 0 | 0 | 0 | 0 | 0 | 0 | 0 | 0 | 0.2929% | 1 | 50% | 0% | 0% | 0% | 8.2745 | 0 | 0 | 0 | 8.2745 | #N/A
2007-02-12 12:00 | 2 | 12 | 12 | 43.4584 | 1020 | 37.4 | 19.94 | 1017 | 37.4 | 594.7922 | 0 | Heating | 79.3056 | #N/A | #N/A | #N/A | #N/A | 594.7922 | #N/A | #N/A | 3.5838 | #N/A | 0 | 0 | 0 | 0 | 0 | 0 | 0 | 0 | 0.2644% | 1 | 50% | 0% | 0% | 0% | 8.2745 | 0 | 0 | 0 | 8.2745 | #N/A
2007-02-12 13:00 | 2 | 12 | 13 | 43.5001 | 1021 | 37.4 | 17.96 | 1016 | 37.4 | 616.1616 | 0 | Heating | 82.1549 | #N/A | #N/A | #N/A | #N/A | 616.1616 | #N/A | #N/A | 3.5838 | #N/A | 0 | 0 | 0 | 0 | 0 | 0 | 0 | 0 | 0.2738% | 1 | 50% | 0% | 0% | 0% | 8.2745 | 0 | 0 | 0 | 8.2745 | #N/A
2007-02-12 14:00 | 2 | 12 | 14 | 43.5417 | 1022 | 37.04 | 15.98 | 1016 | 37.04 | 468.4865 | 0 | Heating | 62.4649 | #N/A | #N/A | #N/A | #N/A | 468.4865 | #N/A | #N/A | 3.5637 | #N/A | 0 | 0 | 0 | 0 | 0 | 0 | 0 | 0 | 0.2082% | 1 | 50% | 0% | 0% | 0% | 8.2745 | 0 | 0 | 0 | 8.2745 | #N/A
2007-02-12 15:00 | 2 | 12 | 15 | 43.5834 | 1023 | 37.4 | 15.98 | 1015 | 37.4 | 414.3232 | 0 | Heating | 55.2431 | #N/A | #N/A | #N/A | #N/A | 414.3232 | #N/A | #N/A | 3.5838 | #N/A | 0 | 0 | 0 | 0 | 0 | 0 | 0 | 0 | 0.1841% | 1 | 50% | 0% | 0% | 0% | 8.2745 | 0 | 0 | 0 | 8.2745 | #N/A
2007-02-12 16:00 | 2 | 12 | 16 | 43.6251 | 1024 | 35.6 | 17.96 | 1015 | 35.6 | 393.4602 | 0 | Heating | 52.4614 | #N/A | #N/A | #N/A | #N/A | 393.4602 | #N/A | #N/A | 3.4863 | #N/A | 0 | 0 | 0 | 0 | 0 | 0 | 0 | 0 | 0.1749% | 1 | 50% | 0% | 0% | 0% | 8.2745 | 0 | 0 | 0 | 8.2745 | #N/A
2007-02-12 17:00 | 2 | 12 | 17 | 43.6667 | 1025 | 35.96 | 17.96 | 1015 | 35.96 | 362.105 | 0 | Heating | 48.2807 | #N/A | #N/A | #N/A | #N/A | 362.105 | #N/A | #N/A | 3.5052 | #N/A | 0 | 0 | 0 | 0 | 0 | 0 | 0 | 0 | 0.1609% | 1 | 50% | 0% | 0% | 0% | 8.2745 | 0 | 0 | 0 | 8.2745 | #N/A
2007-02-12 18:00 | 2 | 12 | 18 | 43.7084 | 1026 | 35.06 | 17.96 | 1015 | 35.06 | 431.743 | 0 | Heating | 57.5657 | #N/A | #N/A | #N/A | #N/A | 431.743 | #N/A | #N/A | 3.4585 | #N/A | 0 | 0 | 0 | 0 | 0 | 0 | 0 | 0 | 0.1919% | 1 | 50% | 0% | 0% | 0% | 8.2745 | 0 | 0 | 0 | 8.2745 | #N/A
2007-02-12 19:00 | 2 | 12 | 19 | 43.7501 | 1027 | 35.06 | 17.96 | 1014 | 35.06 | 529.6224 | 0 | Heating | 70.6163 | #N/A | #N/A | #N/A | #N/A | 529.6224 | #N/A | #N/A | 3.4585 | #N/A | 0 | 0 | 0 | 0 | 0 | 0 | 0 | 0 | 0.2354% | 1 | 50% | 0% | 0% | 0% | 8.2745 | 0 | 0 | 0 | 8.2745 | #N/A
2007-02-12 20:00 | 2 | 12 | 20 | 43.7917 | 1028 | 35.06 | 17.06 | 1014 | 35.06 | 586.2253 | 0 | Heating | 78.1634 | #N/A | #N/A | #N/A | #N/A | 586.2253 | #N/A | #N/A | 3.4585 | #N/A | 0 | 0 | 0 | 0 | 0 | 0 | 0 | 0 | 0.2605% | 1 | 50% | 0% | 0% | 0% | 8.2745 | 0 | 0 | 0 | 8.2745 | #N/A
2007-02-12 21:00 | 2 | 12 | 21 | 43.8334 | 1029 | 33.98 | 17.06 | 1013 | 33.98 | 681.0083 | 0 | Heating | 90.8011 | #N/A | #N/A | #N/A | #N/A | 681.0083 | #N/A | #N/A | 3.405 | #N/A | 0 | 0 | 0 | 0 | 0 | 0 | 0 | 0 | 0.3027% | 1 | 50% | 0% | 0% | 0% | 8.2745 | 0 | 0 | 0 | 8.2745 | #N/A
2007-02-12 22:00 | 2 | 12 | 22 | 43.8751 | 1030 | 33.08 | 17.06 | 1013 | 33.08 | 707.5979 | 0 | Heating | 94.3464 | #N/A | #N/A | #N/A | #N/A | 707.5979 | #N/A | #N/A | 3.3624 | #N/A | 0 | 0 | 0 | 0 | 0 | 0 | 0 | 0 | 0.3145% | 1 | 50% | 0% | 0% | 0% | 8.2745 | 0 | 0 | 0 | 8.2745 | #N/A
2007-02-12 23:00 | 2 | 12 | 23 | 43.9167 | 1031 | 33.08 | 17.06 | 1012 | 33.08 | 175.4599 | 0 | Heating | 23.3946 | #N/A | #N/A | #N/A | #N/A | 175.4599 | #N/A | #N/A | 3.3624 | #N/A | 0 | 0 | 0 | 0 | 0 | 0 | 0 | 0 | 0.07798% | 1 | 50% | 0% | 0% | 0% | 8.2745 | 0 | 0 | 0 | 8.2745 | #N/A
2007-02-13 | 2 | 13 | 0 | 43.9584 | 1032 | 33.08 | 15.98 | 1012 | 33.08 | 361.4656 | 0 | Heating | 48.1954 | #N/A | #N/A | #N/A | #N/A | 361.4656 | #N/A | #N/A | 3.3624 | #N/A | 0 | 0 | 0 | 0 | 0 | 0 | 0 | 0 | 0.1607% | 1 | 50% | 0% | 0% | 0% | 8.2745 | 0 | 0 | 0 | 8.2745 | #N/A
2007-02-13 01:00 | 2 | 13 | 1 | 44.0001 | 1033 | 32 | 17.06 | 1011 | 32 | 420.8498 | 0 | Heating | 56.1133 | #N/A | #N/A | #N/A | #N/A | 420.8498 | #N/A | #N/A | 3.3135 | #N/A | 0 | 0 | 0 | 0 | 0 | 0 | 0 | 0 | 0.187% | 1 | 50% | 0% | 0% | 0% | 8.2745 | 0 | 0 | 0 | 8.2745 | #N/A
2007-02-13 02:00 | 2 | 13 | 2 | 44.0417 | 1034 | 32 | 17.06 | 1010 | 32 | 468.8375 | 0 | Heating | 62.5117 | #N/A | #N/A | #N/A | #N/A | 468.8375 | #N/A | #N/A | 3.3135 | #N/A | 0 | 0 | 0 | 0 | 0 | 0 | 0 | 0 | 0.2084% | 1 | 50% | 0% | 0% | 0% | 8.2745 | 0 | 0 | 0 | 8.2745 | #N/A
2007-02-13 03:00 | 2 | 13 | 3 | 44.0834 | 1035 | 32 | 17.06 | 1009 | 32 | 511.3083 | 0 | Heating | 68.1744 | #N/A | #N/A | #N/A | #N/A | 511.3083 | #N/A | #N/A | 3.3135 | #N/A | 0 | 0 | 0 | 0 | 0 | 0 | 0 | 0 | 0.2272% | 1 | 50% | 0% | 0% | 0% | 8.2745 | 0 | 0 | 0 | 8.2745 | #N/A
2007-02-13 04:00 | 2 | 13 | 4 | 44.1251 | 1036 | 32 | 15.98 | 1009 | 32 | 519.5523 | 0 | Heating | 69.2736 | #N/A | #N/A | #N/A | #N/A | 519.5523 | #N/A | #N/A | 3.3135 | #N/A | 0 | 0 | 0 | 0 | 0 | 0 | 0 | 0 | 0.2309% | 1 | 50% | 0% | 0% | 0% | 8.2745 | 0 | 0 | 0 | 8.2745 | #N/A
2007-02-13 05:00 | 2 | 13 | 5 | 44.1667 | 1037 | 32 | 15.98 | 1008 | 32 | 546.1933 | 0 | Heating | 72.8258 | #N/A | #N/A | #N/A | #N/A | 546.1933 | #N/A | #N/A | 3.3135 | #N/A | 0 | 0 | 0 | 0 | 0 | 0 | 0 | 0 | 0.2428% | 1 | 50% | 0% | 0% | 0% | 8.2745 | 0 | 0 | 0 | 8.2745 | #N/A
2007-02-13 06:00 | 2 | 13 | 6 | 44.2084 | 1038 | 32 | 17.06 | 1008 | 32 | 548.7017 | 0 | Heating | 73.1602 | #N/A | #N/A | #N/A | #N/A | 548.7017 | #N/A | #N/A | 3.3135 | #N/A | 0 | 0 | 0 | 0 | 0 | 0 | 0 | 0 | 0.2439% | 1 | 50% | 0% | 0% | 0% | 8.2745 | 0 | 0 | 0 | 8.2745 | #N/A
2007-02-13 07:00 | 2 | 13 | 7 | 44.2501 | 1039 | 30.02 | 17.06 | 1007 | 30.02 | 1254.4406 | 0 | Heating | 167.2587 | #N/A | #N/A | #N/A | #N/A | 1254.4406 | #N/A | #N/A | 3.2302 | #N/A | 0 | 0 | 0 | 0 | 0 | 0 | 0 | 0 | 0.5575% | 1 | 50% | 0% | 0% | 0% | 8.2745 | 0 | 0 | 0 | 8.2745 | #N/A
2007-02-13 08:00 | 2 | 13 | 8 | 44.2917 | 1040 | 30.02 | 17.06 | 1007 | 30.02 | 896.7164 | 0 | Heating | 119.5622 | #N/A | #N/A | #N/A | #N/A | 896.7164 | #N/A | #N/A | 3.2302 | #N/A | 0 | 0 | 0 | 0 | 0 | 0 | 0 | 0 | 0.3985% | 1 | 50% | 0% | 0% | 0% | 8.2745 | 0 | 0 | 0 | 8.2745 | #N/A
2007-02-13 09:00 | 2 | 13 | 9 | 44.3334 | 1041 | 33.08 | 17.96 | 1007 | 33.08 | 551.2195 | 0 | Heating | 73.4959 | #N/A | #N/A | #N/A | #N/A | 551.2195 | #N/A | #N/A | 3.3624 | #N/A | 0 | 0 | 0 | 0 | 0 | 0 | 0 | 0 | 0.245% | 1 | 50% | 0% | 0% | 0% | 8.2745 | 0 | 0 | 0 | 8.2745 | #N/A
2007-02-13 10:00 | 2 | 13 | 10 | 44.3751 | 1042 | 33.98 | 19.04 | 1007 | 33.98 | 495.4731 | 0 | Heating | 66.0631 | #N/A | #N/A | #N/A | #N/A | 495.4731 | #N/A | #N/A | 3.405 | #N/A | 0 | 0 | 0 | 0 | 0 | 0 | 0 | 0 | 0.2202% | 1 | 50% | 0% | 0% | 0% | 8.2745 | 0 | 0 | 0 | 8.2745 | #N/A
2007-02-13 11:00 | 2 | 13 | 11 | 44.4167 | 1043 | 33.98 | 19.94 | 1007 | 33.98 | 481.6709 | 0 | Heating | 64.2228 | #N/A | #N/A | #N/A | #N/A | 481.6709 | #N/A | #N/A | 3.405 | #N/A | 0 | 0 | 0 | 0 | 0 | 0 | 0 | 0 | 0.2141% | 1 | 50% | 0% | 0% | 0% | 8.2745 | 0 | 0 | 0 | 8.2745 | #N/A
2007-02-13 12:00 | 2 | 13 | 12 | 44.4584 | 1044 | 35.96 | 19.94 | 1006 | 35.96 | 413.8406 | 0 | Heating | 55.1787 | #N/A | #N/A | #N/A | #N/A | 413.8406 | #N/A | #N/A | 3.5052 | #N/A | 0 | 0 | 0 | 0 | 0 | 0 | 0 | 0 | 0.1839% | 1 | 50% | 0% | 0% | 0% | 8.2745 | 0 | 0 | 0 | 8.2745 | #N/A
2007-02-13 13:00 | 2 | 13 | 13 | 44.5001 | 1045 | 37.94 | 17.06 | 1005 | 37.94 | 451.8528 | 0 | Heating | 60.247 | #N/A | #N/A | #N/A | #N/A | 451.8528 | #N/A | #N/A | 3.6146 | #N/A | 0 | 0 | 0 | 0 | 0 | 0 | 0 | 0 | 0.2008% | 1 | 50% | 0% | 0% | 0% | 8.2745 | 0 | 0 | 0 | 8.2745 | #N/A
2007-02-13 14:00 | 2 | 13 | 14 | 44.5417 | 1046 | 37.94 | 17.96 | 1005 | 37.94 | 377.8205 | 0 | Heating | 50.3761 | #N/A | #N/A | #N/A | #N/A | 377.8205 | #N/A | #N/A | 3.6146 | #N/A | 0 | 0 | 0 | 0 | 0 | 0 | 0 | 0 | 0.1679% | 1 | 50% | 0% | 0% | 0% | 8.2745 | 0 | 0 | 0 | 8.2745 | #N/A
2007-02-13 15:00 | 2 | 13 | 15 | 44.5834 | 1047 | 37.94 | 17.06 | 1005 | 37.94 | 377.7165 | 0 | Heating | 50.3622 | #N/A | #N/A | #N/A | #N/A | 377.7165 | #N/A | #N/A | 3.6146 | #N/A | 0 | 0 | 0 | 0 | 0 | 0 | 0 | 0 | 0.1679% | 1 | 50% | 0% | 0% | 0% | 8.2745 | 0 | 0 | 0 | 8.2745 | #N/A
2007-02-13 16:00 | 2 | 13 | 16 | 44.6251 | 1048 | 37.94 | 15.98 | 1006 | 37.94 | 343.9977 | 0 | Heating | 45.8664 | #N/A | #N/A | #N/A | #N/A | 343.9977 | #N/A | #N/A | 3.6146 | #N/A | 0 | 0 | 0 | 0 | 0 | 0 | 0 | 0 | 0.1529% | 1 | 50% | 0% | 0% | 0% | 8.2745 | 0 | 0 | 0 | 8.2745 | #N/A
2007-02-13 17:00 | 2 | 13 | 17 | 44.6667 | 1049 | 37.94 | 14 | 1006 | 37.94 | 306.7519 | 0 | Heating | 40.9002 | #N/A | #N/A | #N/A | #N/A | 306.7519 | #N/A | #N/A | 3.6146 | #N/A | 0 | 0 | 0 | 0 | 0 | 0 | 0 | 0 | 0.1363% | 1 | 50% | 0% | 0% | 0% | 8.2745 | 0 | 0 | 0 | 8.2745 | #N/A
2007-02-13 18:00 | 2 | 13 | 18 | 44.7084 | 1050 | 33.98 | 12.02 | 1006 | 33.98 | 416.941 | 0 | Heating | 55.5921 | #N/A | #N/A | #N/A | #N/A | 416.941 | #N/A | #N/A | 3.405 | #N/A | 0 | 0 | 0 | 0 | 0 | 0 | 0 | 0 | 0.1853% | 1 | 50% | 0% | 0% | 0% | 8.2745 | 0 | 0 | 0 | 8.2745 | #N/A
2007-02-13 19:00 | 2 | 13 | 19 | 44.7501 | 1051 | 33.08 | 15.08 | 1006 | 33.08 | 557.4421 | 0 | Heating | 74.3256 | #N/A | #N/A | #N/A | #N/A | 557.4421 | #N/A | #N/A | 3.3624 | #N/A | 0 | 0 | 0 | 0 | 0 | 0 | 0 | 0 | 0.2478% | 1 | 50% | 0% | 0% | 0% | 8.2745 | 0 | 0 | 0 | 8.2745 | #N/A
2007-02-13 20:00 | 2 | 13 | 20 | 44.7917 | 1052 | 33.08 | 19.04 | 1006 | 33.08 | 578.5488 | 0 | Heating | 77.1398 | #N/A | #N/A | #N/A | #N/A | 578.5488 | #N/A | #N/A | 3.3624 | #N/A | 0 | 0 | 0 | 0 | 0 | 0 | 0 | 0 | 0.2571% | 1 | 50% | 0% | 0% | 0% | 8.2745 | 0 | 0 | 0 | 8.2745 | #N/A
2007-02-13 21:00 | 2 | 13 | 21 | 44.8334 | 1053 | 32 | 17.96 | 1006 | 32 | 654.3502 | 0 | Heating | 87.2467 | #N/A | #N/A | #N/A | #N/A | 654.3502 | #N/A | #N/A | 3.3135 | #N/A | 0 | 0 | 0 | 0 | 0 | 0 | 0 | 0 | 0.2908% | 1 | 50% | 0% | 0% | 0% | 8.2745 | 0 | 0 | 0 | 8.2745 | #N/A
2007-02-13 22:00 | 2 | 13 | 22 | 44.8751 | 1054 | 30.92 | 15.98 | 1006 | 30.92 | 715.3923 | 0 | Heating | 95.3856 | #N/A | #N/A | #N/A | #N/A | 715.3923 | #N/A | #N/A | 3.2671 | #N/A | 0 | 0 | 0 | 0 | 0 | 0 | 0 | 0 | 0.318% | 1 | 50% | 0% | 0% | 0% | 8.2745 | 0 | 0 | 0 | 8.2745 | #N/A
2007-02-13 23:00 | 2 | 13 | 23 | 44.9167 | 1055 | 30.92 | 14 | 1005 | 30.92 | 162.9927 | 0 | Heating | 21.7324 | #N/A | #N/A | #N/A | #N/A | 162.9927 | #N/A | #N/A | 3.2671 | #N/A | 0 | 0 | 0 | 0 | 0 | 0 | 0 | 0 | 0.07244% | 1 | 50% | 0% | 0% | 0% | 8.2745 | 0 | 0 | 0 | 8.2745 | #N/A
2007-02-14 | 2 | 14 | 0 | 44.9584 | 1056 | 30.02 | 14 | 1005 | 30.02 | 328.071 | 0 | Heating | 43.7428 | #N/A | #N/A | #N/A | #N/A | 328.071 | #N/A | #N/A | 3.2302 | #N/A | 0 | 0 | 0 | 0 | 0 | 0 | 0 | 0 | 0.1458% | 1 | 50% | 0% | 0% | 0% | 8.2745 | 0 | 0 | 0 | 8.2745 | #N/A
2007-02-14 01:00 | 2 | 14 | 1 | 45.0001 | 1057 | 28.94 | 17.06 | 1005 | 28.94 | 393.4109 | 0 | Heating | 52.4548 | #N/A | #N/A | #N/A | #N/A | 393.4109 | #N/A | #N/A | 3.188 | #N/A | 0 | 0 | 0 | 0 | 0 | 0 | 0 | 0 | 0.1748% | 1 | 50% | 0% | 0% | 0% | 8.2745 | 0 | 0 | 0 | 8.2745 | #N/A
2007-02-14 02:00 | 2 | 14 | 2 | 45.0417 | 1058 | 28.94 | 17.96 | 1005 | 28.94 | 451.6342 | 0 | Heating | 60.2179 | #N/A | #N/A | #N/A | #N/A | 451.6342 | #N/A | #N/A | 3.188 | #N/A | 0 | 0 | 0 | 0 | 0 | 0 | 0 | 0 | 0.2007% | 1 | 50% | 0% | 0% | 0% | 8.2745 | 0 | 0 | 0 | 8.2745 | #N/A
2007-02-14 03:00 | 2 | 14 | 3 | 45.0834 | 1059 | 28.04 | 15.98 | 1005 | 28.04 | 477.8147 | 0 | Heating | 63.7086 | #N/A | #N/A | #N/A | #N/A | 477.8147 | #N/A | #N/A | 3.1545 | #N/A | 0 | 0 | 0 | 0 | 0 | 0 | 0 | 0 | 0.2124% | 1 | 50% | 0% | 0% | 0% | 8.2745 | 0 | 0 | 0 | 8.2745 | #N/A
2007-02-14 04:00 | 2 | 14 | 4 | 45.1251 | 1060 | 26.06 | 17.06 | 1004 | 26.06 | 499.1148 | 0 | Heating | 66.5486 | #N/A | #N/A | #N/A | #N/A | 499.1148 | #N/A | #N/A | 3.0859 | #N/A | 0 | 0 | 0 | 0 | 0 | 0 | 0 | 0 | 0.2218% | 1 | 50% | 0% | 0% | 0% | 8.2745 | 0 | 0 | 0 | 8.2745 | #N/A
2007-02-14 05:00 | 2 | 14 | 5 | 45.1667 | 1061 | 26.06 | 17.96 | 1005 | 26.06 | 531.6019 | 0 | Heating | 70.8803 | #N/A | #N/A | #N/A | #N/A | 531.6019 | #N/A | #N/A | 3.0859 | #N/A | 0 | 0 | 0 | 0 | 0 | 0 | 0 | 0 | 0.2363% | 1 | 50% | 0% | 0% | 0% | 8.2745 | 0 | 0 | 0 | 8.2745 | #N/A
2007-02-14 06:00 | 2 | 14 | 6 | 45.2084 | 1062 | 24.98 | 19.94 | 1005 | 24.98 | 504.2215 | 0 | Heating | 67.2295 | #N/A | #N/A | #N/A | #N/A | 504.2215 | #N/A | #N/A | 3.0513 | #N/A | 0 | 0 | 0 | 0 | 0 | 0 | 0 | 0 | 0.2241% | 1 | 50% | 0% | 0% | 0% | 8.2745 | 0 | 0 | 0 | 8.2745 | #N/A
2007-02-14 07:00 | 2 | 14 | 7 | 45.2501 | 1063 | 24.08 | 19.94 | 1006 | 24.08 | 1202.3549 | 0 | Heating | 160.314 | #N/A | #N/A | #N/A | #N/A | 1202.3549 | #N/A | #N/A | 3.0238 | #N/A | 0 | 0 | 0 | 0 | 0 | 0 | 0 | 0 | 0.5344% | 1 | 50% | 0% | 0% | 0% | 8.2745 | 0 | 0 | 0 | 8.2745 | #N/A
2007-02-14 08:00 | 2 | 14 | 8 | 45.2917 | 1064 | 24.08 | 19.04 | 1007 | 24.08 | 879.8543 | 0 | Heating | 117.3139 | #N/A | #N/A | #N/A | #N/A | 879.8543 | #N/A | #N/A | 3.0238 | #N/A | 0 | 0 | 0 | 0 | 0 | 0 | 0 | 0 | 0.391% | 1 | 50% | 0% | 0% | 0% | 8.2745 | 0 | 0 | 0 | 8.2745 | #N/A
2007-02-14 09:00 | 2 | 14 | 9 | 45.3334 | 1065 | 30.92 | 19.04 | 1007 | 30.92 | 503.8934 | 0 | Heating | 67.1858 | #N/A | #N/A | #N/A | #N/A | 503.8934 | #N/A | #N/A | 3.2671 | #N/A | 0 | 0 | 0 | 0 | 0 | 0 | 0 | 0 | 0.224% | 1 | 50% | 0% | 0% | 0% | 8.2745 | 0 | 0 | 0 | 8.2745 | #N/A
2007-02-14 10:00 | 2 | 14 | 10 | 45.3751 | 1066 | 35.06 | 19.94 | 1008 | 35.06 | 373.1868 | 0 | Heating | 49.7582 | #N/A | #N/A | #N/A | #N/A | 373.1868 | #N/A | #N/A | 3.4585 | #N/A | 0 | 0 | 0 | 0 | 0 | 0 | 0 | 0 | 0.1659% | 1 | 50% | 0% | 0% | 0% | 8.2745 | 0 | 0 | 0 | 8.2745 | #N/A
2007-02-14 11:00 | 2 | 14 | 11 | 45.4167 | 1067 | 35.06 | 19.04 | 1009 | 35.06 | 318.9109 | 0 | Heating | 42.5215 | #N/A | #N/A | #N/A | #N/A | 318.9109 | #N/A | #N/A | 3.4585 | #N/A | 0 | 0 | 0 | 0 | 0 | 0 | 0 | 0 | 0.1417% | 1 | 50% | 0% | 0% | 0% | 8.2745 | 0 | 0 | 0 | 8.2745 | #N/A
2007-02-14 12:00 | 2 | 14 | 12 | 45.4584 | 1068 | 35.06 | 19.04 | 1009 | 35.06 | 230.5279 | 0 | Heating | 30.7371 | #N/A | #N/A | #N/A | #N/A | 230.5279 | #N/A | #N/A | 3.4585 | #N/A | 0 | 0 | 0 | 0 | 0 | 0 | 0 | 0 | 0.1025% | 1 | 50% | 0% | 0% | 0% | 8.2745 | 0 | 0 | 0 | 8.2745 | #N/A
2007-02-14 13:00 | 2 | 14 | 13 | 45.5001 | 1069 | 35.96 | 19.94 | 1009 | 35.96 | 222.0652 | 0 | Heating | 29.6087 | #N/A | #N/A | #N/A | #N/A | 222.0652 | #N/A | #N/A | 3.5052 | #N/A | 0 | 0 | 0 | 0 | 0 | 0 | 0 | 0 | 0.0987% | 1 | 50% | 0% | 0% | 0% | 8.2745 | 0 | 0 | 0 | 8.2745 | #N/A
2007-02-14 14:00 | 2 | 14 | 14 | 45.5417 | 1070 | 35.96 | 19.94 | 1009 | 35.96 | 113.8657 | 0 | Heating | 15.1821 | #N/A | #N/A | #N/A | #N/A | 113.8657 | #N/A | #N/A | 3.5052 | #N/A | 0 | 0 | 0 | 0 | 0 | 0 | 0 | 0 | 0.05061% | 1 | 50% | 0% | 0% | 0% | 8.2745 | 0 | 0 | 0 | 8.2745 | #N/A
2007-02-14 15:00 | 2 | 14 | 15 | 45.5834 | 1071 | 39.02 | 17.06 | 1009 | 39.02 | 97.6464 | 0 | Heating | 13.0195 | #N/A | #N/A | #N/A | #N/A | 97.6464 | #N/A | #N/A | 3.6785 | #N/A | 0 | 0 | 0 | 0 | 0 | 0 | 0 | 0 | 0.0434% | 1 | 50% | 0% | 0% | 0% | 8.2745 | 0 | 0 | 0 | 8.2745 | #N/A
2007-02-14 16:00 | 2 | 14 | 16 | 45.6251 | 1072 | 37.94 | 14 | 1009 | 37.94 | 101.3144 | 0 | Heating | 13.5086 | #N/A | #N/A | #N/A | #N/A | 101.3144 | #N/A | #N/A | 3.6146 | #N/A | 0 | 0 | 0 | 0 | 0 | 0 | 0 | 0 | 0.04503% | 1 | 50% | 0% | 0% | 0% | 8.2745 | 0 | 0 | 0 | 8.2745 | #N/A
2007-02-14 17:00 | 2 | 14 | 17 | 45.6667 | 1073 | 37.94 | 14 | 1010 | 37.94 | 109.5285 | 0 | Heating | 14.6038 | #N/A | #N/A | #N/A | #N/A | 109.5285 | #N/A | #N/A | 3.6146 | #N/A | 0 | 0 | 0 | 0 | 0 | 0 | 0 | 0 | 0.04868% | 1 | 50% | 0% | 0% | 0% | 8.2745 | 0 | 0 | 0 | 8.2745 | #N/A
2007-02-14 18:00 | 2 | 14 | 18 | 45.7084 | 1074 | 35.96 | 14 | 1010 | 35.96 | 191.3946 | 0 | Heating | 25.5193 | #N/A | #N/A | #N/A | #N/A | 191.3946 | #N/A | #N/A | 3.5052 | #N/A | 0 | 0 | 0 | 0 | 0 | 0 | 0 | 0 | 0.08506% | 1 | 50% | 0% | 0% | 0% | 8.2745 | 0 | 0 | 0 | 8.2745 | #N/A
2007-02-14 19:00 | 2 | 14 | 19 | 45.7501 | 1075 | 32 | 15.98 | 1010 | 32 | 301.3074 | 0 | Heating | 40.1743 | #N/A | #N/A | #N/A | #N/A | 301.3074 | #N/A | #N/A | 3.3135 | #N/A | 0 | 0 | 0 | 0 | 0 | 0 | 0 | 0 | 0.1339% | 1 | 50% | 0% | 0% | 0% | 8.2745 | 0 | 0 | 0 | 8.2745 | #N/A
2007-02-14 20:00 | 2 | 14 | 20 | 45.7917 | 1076 | 32 | 14 | 1010 | 32 | 374.2832 | 0 | Heating | 49.9044 | #N/A | #N/A | #N/A | #N/A | 374.2832 | #N/A | #N/A | 3.3135 | #N/A | 0 | 0 | 0 | 0 | 0 | 0 | 0 | 0 | 0.1663% | 1 | 50% | 0% | 0% | 0% | 8.2745 | 0 | 0 | 0 | 8.2745 | #N/A
2007-02-14 21:00 | 2 | 14 | 21 | 45.8334 | 1077 | 32 | 15.08 | 1010 | 32 | 485.739 | 0 | Heating | 64.7652 | #N/A | #N/A | #N/A | #N/A | 485.739 | #N/A | #N/A | 3.3135 | #N/A | 0 | 0 | 0 | 0 | 0 | 0 | 0 | 0 | 0.2159% | 1 | 50% | 0% | 0% | 0% | 8.2745 | 0 | 0 | 0 | 8.2745 | #N/A
2007-02-14 22:00 | 2 | 14 | 22 | 45.8751 | 1078 | 30.02 | 17.06 | 1010 | 30.02 | 535.1561 | 0 | Heating | 71.3541 | #N/A | #N/A | #N/A | #N/A | 535.1561 | #N/A | #N/A | 3.2302 | #N/A | 0 | 0 | 0 | 0 | 0 | 0 | 0 | 0 | 0.2378% | 1 | 50% | 0% | 0% | 0% | 8.2745 | 0 | 0 | 0 | 8.2745 | #N/A
2007-02-14 23:00 | 2 | 14 | 23 | 45.9167 | 1079 | 30.02 | 17.06 | 1009 | 30.02 | 35.27 | 0 | Heating | 4.7027 | #N/A | #N/A | #N/A | #N/A | 35.27 | #N/A | #N/A | 3.2302 | #N/A | 0 | 0 | 0 | 0 | 0 | 0 | 0 | 0 | 0.01568% | 1 | 50% | 0% | 0% | 0% | 8.2745 | 0 | 0 | 0 | 8.2745 | #N/A
2007-02-15 | 2 | 15 | 0 | 45.9584 | 1080 | 33.98 | 21.02 | 1008 | 33.98 | 87.4876 | 0 | Heating | 11.665 | #N/A | #N/A | #N/A | #N/A | 87.4876 | #N/A | #N/A | 3.405 | #N/A | 0 | 0 | 0 | 0 | 0 | 0 | 0 | 0 | 0.03888% | 1 | 50% | 0% | 0% | 0% | 8.2745 | 0 | 0 | 0 | 8.2745 | #N/A
2007-02-15 01:00 | 2 | 15 | 1 | 46.0001 | 1081 | 35.96 | 23 | 1007 | 35.96 | 77.3377 | 0 | Heating | 10.3117 | #N/A | #N/A | #N/A | #N/A | 77.3377 | #N/A | #N/A | 3.5052 | #N/A | 0 | 0 | 0 | 0 | 0 | 0 | 0 | 0 | 0.03437% | 1 | 50% | 0% | 0% | 0% | 8.2745 | 0 | 0 | 0 | 8.2745 | #N/A
2007-02-15 02:00 | 2 | 15 | 2 | 46.0417 | 1082 | 35.96 | 23 | 1006 | 35.96 | 76.4662 | 0 | Heating | 10.1955 | #N/A | #N/A | #N/A | #N/A | 76.4662 | #N/A | #N/A | 3.5052 | #N/A | 0 | 0 | 0 | 0 | 0 | 0 | 0 | 0 | 0.03398% | 1 | 50% | 0% | 0% | 0% | 8.2745 | 0 | 0 | 0 | 8.2745 | #N/A
2007-02-15 03:00 | 2 | 15 | 3 | 46.0834 | 1083 | 35.96 | 21.02 | 1005 | 35.96 | 143.4208 | 0 | Heating | 19.1228 | #N/A | #N/A | #N/A | #N/A | 143.4208 | #N/A | #N/A | 3.5052 | #N/A | 0 | 0 | 0 | 0 | 0 | 0 | 0 | 0 | 0.06374% | 1 | 50% | 0% | 0% | 0% | 8.2745 | 0 | 0 | 0 | 8.2745 | #N/A
2007-02-15 04:00 | 2 | 15 | 4 | 46.1251 | 1084 | 35.96 | 21.02 | 1004 | 35.96 | 212.1852 | 0 | Heating | 28.2914 | #N/A | #N/A | #N/A | #N/A | 212.1852 | #N/A | #N/A | 3.5052 | #N/A | 0 | 0 | 0 | 0 | 0 | 0 | 0 | 0 | 0.0943% | 1 | 50% | 0% | 0% | 0% | 8.2745 | 0 | 0 | 0 | 8.2745 | #N/A
2007-02-15 05:00 | 2 | 15 | 5 | 46.1667 | 1085 | 35.96 | 21.02 | 1003 | 35.96 | 251.0361 | 0 | Heating | 33.4715 | #N/A | #N/A | #N/A | #N/A | 251.0361 | #N/A | #N/A | 3.5052 | #N/A | 0 | 0 | 0 | 0 | 0 | 0 | 0 | 0 | 0.1116% | 1 | 50% | 0% | 0% | 0% | 8.2745 | 0 | 0 | 0 | 8.2745 | #N/A
2007-02-15 06:00 | 2 | 15 | 6 | 46.2084 | 1086 | 35.96 | 21.02 | 1002 | 35.96 | 211.8343 | 0 | Heating | 28.2446 | #N/A | #N/A | #N/A | #N/A | 211.8343 | #N/A | #N/A | 3.5052 | #N/A | 0 | 0 | 0 | 0 | 0 | 0 | 0 | 0 | 0.09415% | 1 | 50% | 0% | 0% | 0% | 8.2745 | 0 | 0 | 0 | 8.2745 | #N/A
2007-02-15 07:00 | 2 | 15 | 7 | 46.2501 | 1087 | 35.06 | 23 | 1002 | 35.06 | 844.3306 | 0 | Heating | 112.5774 | #N/A | #N/A | #N/A | #N/A | 844.3306 | #N/A | #N/A | 3.4585 | #N/A | 0 | 0 | 0 | 0 | 0 | 0 | 0 | 0 | 0.3753% | 1 | 50% | 0% | 0% | 0% | 8.2745 | 0 | 0 | 0 | 8.2745 | #N/A
2007-02-15 08:00 | 2 | 15 | 8 | 46.2917 | 1088 | 35.06 | 24.08 | 1002 | 35.06 | 457.6681 | 0 | Heating | 61.0224 | #N/A | #N/A | #N/A | #N/A | 457.6681 | #N/A | #N/A | 3.4585 | #N/A | 0 | 0 | 0 | 0 | 0 | 0 | 0 | 0 | 0.2034% | 1 | 50% | 0% | 0% | 0% | 8.2745 | 0 | 0 | 0 | 8.2745 | #N/A
2007-02-15 09:00 | 2 | 15 | 9 | 46.3334 | 1089 | 37.04 | 24.98 | 1001 | 37.04 | 119.0915 | 0 | Heating | 15.8789 | #N/A | #N/A | #N/A | #N/A | 119.0915 | #N/A | #N/A | 3.5637 | #N/A | 0 | 0 | 0 | 0 | 0 | 0 | 0 | 0 | 0.05293% | 1 | 50% | 0% | 0% | 0% | 8.2745 | 0 | 0 | 0 | 8.2745 | #N/A
2007-02-15 10:00 | 2 | 15 | 10 | 46.3751 | 1090 | 39.92 | 26.06 | 1001 | 39.92 | 51.319 | 0 | Heating | 6.8425 | #N/A | #N/A | #N/A | #N/A | 51.319 | #N/A | #N/A | 3.7339 | #N/A | 0 | 0 | 0 | 0 | 0 | 0 | 0 | 0 | 0.02281% | 1 | 50% | 0% | 0% | 0% | 8.2745 | 0 | 0 | 0 | 8.2745 | #N/A
2007-02-15 11:00 | 2 | 15 | 11 | 46.4167 | 1091 | 39.92 | 26.96 | 1000 | 39.92 | 33.3417 | 0 | Heating | 4.4456 | #N/A | #N/A | #N/A | #N/A | 33.3417 | #N/A | #N/A | 3.7339 | #N/A | 0 | 0 | 0 | 0 | 0 | 0 | 0 | 0 | 0.01482% | 1 | 50% | 0% | 0% | 0% | 8.2745 | 0 | 0 | 0 | 8.2745 | #N/A
2007-02-15 12:00 | 2 | 15 | 12 | 46.4584 | 1092 | 46.04 | 28.94 | 1000 | 46.04 | 16.6508 | 0 | Heating | 2.2201 | #N/A | #N/A | #N/A | #N/A | 16.6508 | #N/A | #N/A | 4.1705 | #N/A | 0 | 0 | 0 | 0 | 0 | 0 | 0 | 0 | 0.0074% | 1 | 50% | 0% | 0% | 0% | 8.2745 | 0 | 0 | 0 | 8.2745 | #N/A
2007-02-15 13:00 | 2 | 15 | 13 | 46.5001 | 1093 | 46.94 | 28.94 | 999 | 46.94 | 16.7552 | 0 | Heating | 2.234 | #N/A | #N/A | #N/A | #N/A | 16.7552 | #N/A | #N/A | 4.2441 | #N/A | 0 | 0 | 0 | 0 | 0 | 0 | 0 | 0 | 0.007447% | 1 | 50% | 0% | 0% | 0% | 8.2745 | 0 | 0 | 0 | 8.2745 | #N/A
2007-02-15 14:00 | 2 | 15 | 14 | 46.5417 | 1094 | 46.94 | 30.92 | 999 | 46.94 | 8.5414 | 0 | Heating | 1.1389 | #N/A | #N/A | #N/A | #N/A | 8.5414 | #N/A | #N/A | 4.2441 | #N/A | 0 | 0 | 0 | 0 | 0 | 0 | 0 | 0 | 0.003796% | 1 | 50% | 0% | 0% | 0% | 8.2745 | 0 | 0 | 0 | 8.2745 | #N/A
2007-02-15 15:00 | 2 | 15 | 15 | 46.5834 | 1095 | 44.06 | 30.92 | 999 | 44.06 | 5.3369 | 0 | Heating | 0.71158 | #N/A | #N/A | #N/A | #N/A | 5.3369 | #N/A | #N/A | 4.0174 | #N/A | 0 | 0 | 0 | 0 | 0 | 0 | 0 | 0 | 0.002372% | 1 | 50% | 0% | 0% | 0% | 8.2745 | 0 | 0 | 0 | 8.2745 | #N/A
2007-02-15 16:00 | 2 | 15 | 16 | 46.6251 | 1096 | 44.06 | 30.92 | 999 | 44.06 | 4.4577 | 0 | Heating | 0.59436 | #N/A | #N/A | #N/A | #N/A | 4.4577 | #N/A | #N/A | 4.0174 | #N/A | 0 | 0 | 0 | 0 | 0 | 0 | 0 | 0 | 0.001981% | 1 | 50% | 0% | 0% | 0% | 8.2745 | 0 | 0 | 0 | 8.2745 | #N/A
2007-02-15 17:00 | 2 | 15 | 17 | 46.6667 | 1097 | 44.06 | 30.92 | 999 | 44.06 | 2.5229 | 0 | Heating | 0.33639 | #N/A | #N/A | #N/A | #N/A | 2.5229 | #N/A | #N/A | 4.0174 | #N/A | 0 | 0 | 0 | 0 | 0 | 0 | 0 | 0 | 0.001121% | 1 | 50% | 0% | 0% | 0% | 8.2745 | 0 | 0 | 0 | 8.2745 | #N/A
2007-02-15 18:00 | 2 | 15 | 18 | 46.7084 | 1098 | 39.92 | 32 | 999 | 39.92 | 6.0147 | 0 | Heating | 0.80196 | #N/A | #N/A | #N/A | #N/A | 6.0147 | #N/A | #N/A | 3.7339 | #N/A | 0 | 0 | 0 | 0 | 0 | 0 | 0 | 0 | 0.002673% | 1 | 50% | 0% | 0% | 0% | 8.2745 | 0 | 0 | 0 | 8.2745 | #N/A
2007-02-15 19:00 | 2 | 15 | 19 | 46.7501 | 1099 | 39.02 | 32 | 1000 | 39.02 | 17.0697 | 0 | Heating | 2.276 | #N/A | #N/A | #N/A | #N/A | 17.0697 | #N/A | #N/A | 3.6785 | #N/A | 0 | 0 | 0 | 0 | 0 | 0 | 0 | 0 | 0.007587% | 1 | 50% | 0% | 0% | 0% | 8.2745 | 0 | 0 | 0 | 8.2745 | #N/A
2007-02-15 20:00 | 2 | 15 | 20 | 46.7917 | 1100 | 39.02 | 33.08 | 1000 | 39.02 | 35.0459 | 0 | Heating | 4.6728 | #N/A | #N/A | #N/A | #N/A | 35.0459 | #N/A | #N/A | 3.6785 | #N/A | 0 | 0 | 0 | 0 | 0 | 0 | 0 | 0 | 0.01558% | 1 | 50% | 0% | 0% | 0% | 8.2745 | 0 | 0 | 0 | 8.2745 | #N/A
2007-02-15 21:00 | 2 | 15 | 21 | 46.8334 | 1101 | 35.96 | 33.08 | 1000 | 35.96 | 66.1237 | 0 | Heating | 8.8165 | #N/A | #N/A | #N/A | #N/A | 66.1237 | #N/A | #N/A | 3.5052 | #N/A | 0 | 0 | 0 | 0 | 0 | 0 | 0 | 0 | 0.02939% | 1 | 50% | 0% | 0% | 0% | 8.2745 | 0 | 0 | 0 | 8.2745 | #N/A
2007-02-15 22:00 | 2 | 15 | 22 | 46.8751 | 1102 | 35.96 | 33.98 | 1000 | 35.96 | 93.7653 | 0 | Heating | 12.502 | #N/A | #N/A | #N/A | #N/A | 93.7653 | #N/A | #N/A | 3.5052 | #N/A | 0 | 0 | 0 | 0 | 0 | 0 | 0 | 0 | 0.04167% | 1 | 50% | 0% | 0% | 0% | 8.2745 | 0 | 0 | 0 | 8.2745 | #N/A
2007-02-15 23:00 | 2 | 15 | 23 | 46.9167 | 1103 | 35.96 | 33.98 | 1000 | 35.96 | 0 | 0 | Cooling | 0 | #N/A | #N/A | #N/A | #N/A | 0 | 0 | 0 | 0 | 0 | 0 | #N/A | #N/A | 88 | #N/A | #N/A | #N/A | #N/A | 0% | 1 | 50% | 0% | 0% | 0% | 8.2745 | 0 | 0 | 0 | 8.2745 | #N/A
2007-02-16 | 2 | 16 | 0 | 46.9584 | 1104 | 30.2 | 33.98 | 1000 | 30.2 | 0 | 0 | Cooling | 0 | #N/A | #N/A | #N/A | #N/A | 0 | 0 | 0 | 0 | 0 | 0 | #N/A | #N/A | 88 | #N/A | #N/A | #N/A | #N/A | 0% | 1 | 50% | 0% | 0% | 0% | 8.2745 | 0 | 0 | 0 | 8.2745 | #N/A
2007-02-16 01:00 | 2 | 16 | 1 | 47.0001 | 1105 | 30.2 | 37.04 | 1000 | 30.2 | 0 | 0 | Cooling | 0 | #N/A | #N/A | #N/A | #N/A | 0 | 0 | 0 | 0 | 0 | 0 | #N/A | #N/A | 88 | #N/A | #N/A | #N/A | #N/A | 0% | 1 | 50% | 0% | 0% | 0% | 8.2745 | 0 | 0 | 0 | 8.2745 | #N/A
2007-02-16 02:00 | 2 | 16 | 2 | 47.0417 | 1106 | 30.92 | 37.04 | 1001 | 30.92 | 0.024358 | 0 | Heating | 0.0032477 | #N/A | #N/A | #N/A | #N/A | 0.024358 | #N/A | #N/A | 3.2671 | #N/A | 0 | 0 | 0 | 0 | 0 | 0 | 0 | 0 | 1.083e-05% | 1 | 50% | 0% | 0% | 0% | 8.2745 | 0 | 0 | 0 | 8.2745 | #N/A
2007-02-16 03:00 | 2 | 16 | 3 | 47.0834 | 1107 | 30.02 | 35.96 | 1001 | 30.02 | 1.7409 | 0 | Heating | 0.23212 | #N/A | #N/A | #N/A | #N/A | 1.7409 | #N/A | #N/A | 3.2302 | #N/A | 0 | 0 | 0 | 0 | 0 | 0 | 0 | 0 | 0.0007737% | 1 | 50% | 0% | 0% | 0% | 8.2745 | 0 | 0 | 0 | 8.2745 | #N/A
2007-02-16 04:00 | 2 | 16 | 4 | 47.1251 | 1108 | 30.92 | 35.06 | 1001 | 30.92 | 5.3288 | 0 | Heating | 0.71051 | #N/A | #N/A | #N/A | #N/A | 5.3288 | #N/A | #N/A | 3.2671 | #N/A | 0 | 0 | 0 | 0 | 0 | 0 | 0 | 0 | 0.002368% | 1 | 50% | 0% | 0% | 0% | 8.2745 | 0 | 0 | 0 | 8.2745 | #N/A
2007-02-16 05:00 | 2 | 16 | 5 | 47.1667 | 1109 | 30.92 | 35.06 | 1002 | 30.92 | 8.3948 | 0 | Heating | 1.1193 | #N/A | #N/A | #N/A | #N/A | 8.3948 | #N/A | #N/A | 3.2671 | #N/A | 0 | 0 | 0 | 0 | 0 | 0 | 0 | 0 | 0.003731% | 1 | 50% | 0% | 0% | 0% | 8.2745 | 0 | 0 | 0 | 8.2745 | #N/A
2007-02-16 06:00 | 2 | 16 | 6 | 47.2084 | 1110 | 26.96 | 33.98 | 1002 | 26.96 | 9.413 | 0 | Heating | 1.2551 | #N/A | #N/A | #N/A | #N/A | 9.413 | #N/A | #N/A | 3.1163 | #N/A | 0 | 0 | 0 | 0 | 0 | 0 | 0 | 0 | 0.004184% | 1 | 50% | 0% | 0% | 0% | 8.2745 | 0 | 0 | 0 | 8.2745 | #N/A
2007-02-16 07:00 | 2 | 16 | 7 | 47.2501 | 1111 | 26.06 | 33.98 | 1003 | 26.06 | 486.273 | 0 | Heating | 64.8364 | #N/A | #N/A | #N/A | #N/A | 486.273 | #N/A | #N/A | 3.0859 | #N/A | 0 | 0 | 0 | 0 | 0 | 0 | 0 | 0 | 0.2161% | 1 | 50% | 0% | 0% | 0% | 8.2745 | 0 | 0 | 0 | 8.2745 | #N/A
2007-02-16 08:00 | 2 | 16 | 8 | 47.2917 | 1112 | 26.06 | 33.98 | 1004 | 26.06 | 302.4328 | 0 | Heating | 40.3244 | #N/A | #N/A | #N/A | #N/A | 302.4328 | #N/A | #N/A | 3.0859 | #N/A | 0 | 0 | 0 | 0 | 0 | 0 | 0 | 0 | 0.1344% | 1 | 50% | 0% | 0% | 0% | 8.2745 | 0 | 0 | 0 | 8.2745 | #N/A
2007-02-16 09:00 | 2 | 16 | 9 | 47.3334 | 1113 | 26.96 | 33.98 | 1004 | 26.96 | 186.8225 | 0 | Heating | 24.9097 | #N/A | #N/A | #N/A | #N/A | 186.8225 | #N/A | #N/A | 3.1163 | #N/A | 0 | 0 | 0 | 0 | 0 | 0 | 0 | 0 | 0.08303% | 1 | 50% | 0% | 0% | 0% | 8.2745 | 0 | 0 | 0 | 8.2745 | #N/A
2007-02-16 10:00 | 2 | 16 | 10 | 47.3751 | 1114 | 28.94 | 33.08 | 1004 | 28.94 | 141.4775 | 0 | Heating | 18.8637 | #N/A | #N/A | #N/A | #N/A | 141.4775 | #N/A | #N/A | 3.188 | #N/A | 0 | 0 | 0 | 0 | 0 | 0 | 0 | 0 | 0.06288% | 1 | 50% | 0% | 0% | 0% | 8.2745 | 0 | 0 | 0 | 8.2745 | #N/A
2007-02-16 11:00 | 2 | 16 | 11 | 47.4167 | 1115 | 28.94 | 32 | 1004 | 28.94 | 113.037 | 0 | Heating | 15.0716 | #N/A | #N/A | #N/A | #N/A | 113.037 | #N/A | #N/A | 3.188 | #N/A | 0 | 0 | 0 | 0 | 0 | 0 | 0 | 0 | 0.05024% | 1 | 50% | 0% | 0% | 0% | 8.2745 | 0 | 0 | 0 | 8.2745 | #N/A
2007-02-16 12:00 | 2 | 16 | 12 | 47.4584 | 1116 | 30.02 | 32 | 1004 | 30.02 | 88.3768 | 0 | Heating | 11.7836 | #N/A | #N/A | #N/A | #N/A | 88.3768 | #N/A | #N/A | 3.2302 | #N/A | 0 | 0 | 0 | 0 | 0 | 0 | 0 | 0 | 0.03928% | 1 | 50% | 0% | 0% | 0% | 8.2745 | 0 | 0 | 0 | 8.2745 | #N/A
2007-02-16 13:00 | 2 | 16 | 13 | 47.5001 | 1117 | 32 | 28.94 | 1004 | 32 | 74.0653 | 0 | Heating | 9.8754 | #N/A | #N/A | #N/A | #N/A | 74.0653 | #N/A | #N/A | 3.3135 | #N/A | 0 | 0 | 0 | 0 | 0 | 0 | 0 | 0 | 0.03292% | 1 | 50% | 0% | 0% | 0% | 8.2745 | 0 | 0 | 0 | 8.2745 | #N/A
2007-02-16 14:00 | 2 | 16 | 14 | 47.5417 | 1118 | 32 | 28.04 | 1004 | 32 | 57.2547 | 0 | Heating | 7.634 | #N/A | #N/A | #N/A | #N/A | 57.2547 | #N/A | #N/A | 3.3135 | #N/A | 0 | 0 | 0 | 0 | 0 | 0 | 0 | 0 | 0.02545% | 1 | 50% | 0% | 0% | 0% | 8.2745 | 0 | 0 | 0 | 8.2745 | #N/A
2007-02-16 15:00 | 2 | 16 | 15 | 47.5834 | 1119 | 30.92 | 28.04 | 1004 | 30.92 | 105.8734 | 0 | Heating | 14.1164 | #N/A | #N/A | #N/A | #N/A | 105.8734 | #N/A | #N/A | 3.2671 | #N/A | 0 | 0 | 0 | 0 | 0 | 0 | 0 | 0 | 0.04705% | 1 | 50% | 0% | 0% | 0% | 8.2745 | 0 | 0 | 0 | 8.2745 | #N/A
2007-02-16 16:00 | 2 | 16 | 16 | 47.6251 | 1120 | 30.92 | 26.96 | 1004 | 30.92 | 116.6051 | 0 | Heating | 15.5473 | #N/A | #N/A | #N/A | #N/A | 116.6051 | #N/A | #N/A | 3.2671 | #N/A | 0 | 0 | 0 | 0 | 0 | 0 | 0 | 0 | 0.05182% | 1 | 50% | 0% | 0% | 0% | 8.2745 | 0 | 0 | 0 | 8.2745 | #N/A
2007-02-16 17:00 | 2 | 16 | 17 | 47.6667 | 1121 | 30.92 | 23 | 1005 | 30.92 | 115.0628 | 0 | Heating | 15.3417 | #N/A | #N/A | #N/A | #N/A | 115.0628 | #N/A | #N/A | 3.2671 | #N/A | 0 | 0 | 0 | 0 | 0 | 0 | 0 | 0 | 0.05114% | 1 | 50% | 0% | 0% | 0% | 8.2745 | 0 | 0 | 0 | 8.2745 | #N/A
2007-02-16 18:00 | 2 | 16 | 18 | 47.7084 | 1122 | 28.94 | 21.02 | 1006 | 28.94 | 194.7306 | 0 | Heating | 25.9641 | #N/A | #N/A | #N/A | #N/A | 194.7306 | #N/A | #N/A | 3.188 | #N/A | 0 | 0 | 0 | 0 | 0 | 0 | 0 | 0 | 0.08655% | 1 | 50% | 0% | 0% | 0% | 8.2745 | 0 | 0 | 0 | 8.2745 | #N/A
2007-02-16 19:00 | 2 | 16 | 19 | 47.7501 | 1123 | 28.94 | 19.94 | 1006 | 28.94 | 0.048004 | 0 | Heating | 0.0064005 | #N/A | #N/A | #N/A | #N/A | 0.048004 | #N/A | #N/A | 3.188 | #N/A | 0 | 0 | 0 | 0 | 0 | 0 | 0 | 0 | 2.134e-05% | 1 | 50% | 0% | 0% | 0% | 8.2745 | 0 | 0 | 0 | 8.2745 | #N/A
2007-02-16 20:00 | 2 | 16 | 20 | 47.7917 | 1124 | 28.94 | 15.98 | 1007 | 28.94 | 6.1545 | 0 | Heating | 0.82061 | #N/A | #N/A | #N/A | #N/A | 6.1545 | #N/A | #N/A | 3.188 | #N/A | 0 | 0 | 0 | 0 | 0 | 0 | 0 | 0 | 0.002735% | 1 | 50% | 0% | 0% | 0% | 8.2745 | 0 | 0 | 0 | 8.2745 | #N/A
2007-02-16 21:00 | 2 | 16 | 21 | 47.8334 | 1125 | 26.96 | 15.98 | 1007 | 26.96 | 10.8785 | 0 | Heating | 1.4505 | #N/A | #N/A | #N/A | #N/A | 10.8785 | #N/A | #N/A | 3.1163 | #N/A | 0 | 0 | 0 | 0 | 0 | 0 | 0 | 0 | 0.004835% | 1 | 50% | 0% | 0% | 0% | 8.2745 | 0 | 0 | 0 | 8.2745 | #N/A
2007-02-16 22:00 | 2 | 16 | 22 | 47.8751 | 1126 | 26.06 | 10.94 | 1007 | 26.06 | 25.745 | 0 | Heating | 3.4327 | #N/A | #N/A | #N/A | #N/A | 25.745 | #N/A | #N/A | 3.0859 | #N/A | 0 | 0 | 0 | 0 | 0 | 0 | 0 | 0 | 0.01144% | 1 | 50% | 0% | 0% | 0% | 8.2745 | 0 | 0 | 0 | 8.2745 | #N/A
2007-02-16 23:00 | 2 | 16 | 23 | 47.9167 | 1127 | 26.06 | 10.94 | 1008 | 26.06 | 70.219 | 0 | Heating | 9.3625 | #N/A | #N/A | #N/A | #N/A | 70.219 | #N/A | #N/A | 3.0859 | #N/A | 0 | 0 | 0 | 0 | 0 | 0 | 0 | 0 | 0.03121% | 1 | 50% | 0% | 0% | 0% | 8.2745 | 0 | 0 | 0 | 8.2745 | #N/A
2007-02-17 | 2 | 17 | 0 | 47.9584 | 1128 | 23 | 12.02 | 1009 | 23 | 135.4027 | 0 | Heating | 18.0537 | #N/A | #N/A | #N/A | #N/A | 135.4027 | #N/A | #N/A | 2.9925 | #N/A | 0 | 0 | 0 | 0 | 0 | 0 | 0 | 0 | 0.06018% | 1 | 50% | 0% | 0% | 0% | 8.2745 | 0 | 0 | 0 | 8.2745 | #N/A
2007-02-17 01:00 | 2 | 17 | 1 | 48.0001 | 1129 | 21.92 | 10.94 | 1009 | 21.92 | 187.7128 | 0 | Heating | 25.0284 | #N/A | #N/A | #N/A | #N/A | 187.7128 | #N/A | #N/A | 2.9629 | #N/A | 0 | 0 | 0 | 0 | 0 | 0 | 0 | 0 | 0.08343% | 1 | 50% | 0% | 0% | 0% | 8.2745 | 0 | 0 | 0 | 8.2745 | #N/A
2007-02-17 02:00 | 2 | 17 | 2 | 48.0417 | 1130 | 21.92 | 10.94 | 1008 | 21.92 | 248.4779 | 0 | Heating | 33.1304 | #N/A | #N/A | #N/A | #N/A | 248.4779 | #N/A | #N/A | 2.9629 | #N/A | 0 | 0 | 0 | 0 | 0 | 0 | 0 | 0 | 0.1104% | 1 | 50% | 0% | 0% | 0% | 8.2745 | 0 | 0 | 0 | 8.2745 | #N/A
2007-02-17 03:00 | 2 | 17 | 3 | 48.0834 | 1131 | 21.92 | 10.04 | 1008 | 21.92 | 278.7556 | 0 | Heating | 37.1674 | #N/A | #N/A | #N/A | #N/A | 278.7556 | #N/A | #N/A | 2.9629 | #N/A | 0 | 0 | 0 | 0 | 0 | 0 | 0 | 0 | 0.1239% | 1 | 50% | 0% | 0% | 0% | 8.2745 | 0 | 0 | 0 | 8.2745 | #N/A
2007-02-17 04:00 | 2 | 17 | 4 | 48.1251 | 1132 | 21.02 | 10.04 | 1008 | 21.02 | 325.6109 | 0 | Heating | 43.4148 | #N/A | #N/A | #N/A | #N/A | 325.6109 | #N/A | #N/A | 2.9394 | #N/A | 0 | 0 | 0 | 0 | 0 | 0 | 0 | 0 | 0.1447% | 1 | 50% | 0% | 0% | 0% | 8.2745 | 0 | 0 | 0 | 8.2745 | #N/A
2007-02-17 05:00 | 2 | 17 | 5 | 48.1667 | 1133 | 21.02 | 8.96 | 1008 | 21.02 | 376.4338 | 0 | Heating | 50.1912 | #N/A | #N/A | #N/A | #N/A | 376.4338 | #N/A | #N/A | 2.9394 | #N/A | 0 | 0 | 0 | 0 | 0 | 0 | 0 | 0 | 0.1673% | 1 | 50% | 0% | 0% | 0% | 8.2745 | 0 | 0 | 0 | 8.2745 | #N/A
2007-02-17 06:00 | 2 | 17 | 6 | 48.2084 | 1134 | 19.94 | 8.96 | 1009 | 19.94 | 377.7925 | 0 | Heating | 50.3723 | #N/A | #N/A | #N/A | #N/A | 377.7925 | #N/A | #N/A | 2.9127 | #N/A | 0 | 0 | 0 | 0 | 0 | 0 | 0 | 0 | 0.1679% | 1 | 50% | 0% | 0% | 0% | 8.2745 | 0 | 0 | 0 | 8.2745 | #N/A
2007-02-17 07:00 | 2 | 17 | 7 | 48.2501 | 1135 | 17.96 | 8.96 | 1009 | 17.96 | 360.8115 | 0 | Heating | 48.1082 | #N/A | #N/A | #N/A | #N/A | 360.8115 | #N/A | #N/A | 2.8673 | #N/A | 0 | 0 | 0 | 0 | 0 | 0 | 0 | 0 | 0.1604% | 1 | 50% | 0% | 0% | 0% | 8.2745 | 0 | 0 | 0 | 8.2745 | #N/A
2007-02-17 08:00 | 2 | 17 | 8 | 48.2917 | 1136 | 17.96 | 10.04 | 1009 | 17.96 | 357.317 | 0 | Heating | 47.6423 | #N/A | #N/A | #N/A | #N/A | 357.317 | #N/A | #N/A | 2.8673 | #N/A | 0 | 0 | 0 | 0 | 0 | 0 | 0 | 0 | 0.1588% | 1 | 50% | 0% | 0% | 0% | 8.2745 | 0 | 0 | 0 | 8.2745 | #N/A
2007-02-17 09:00 | 2 | 17 | 9 | 48.3334 | 1137 | 19.04 | 10.94 | 1009 | 19.04 | 289.0123 | 0 | Heating | 38.535 | #N/A | #N/A | #N/A | #N/A | 289.0123 | #N/A | #N/A | 2.8915 | #N/A | 0 | 0 | 0 | 0 | 0 | 0 | 0 | 0 | 0.1284% | 1 | 50% | 0% | 0% | 0% | 8.2745 | 0 | 0 | 0 | 8.2745 | #N/A
2007-02-17 10:00 | 2 | 17 | 10 | 48.3751 | 1138 | 19.94 | 10.94 | 1009 | 19.94 | 254.7076 | 0 | Heating | 33.961 | #N/A | #N/A | #N/A | #N/A | 254.7076 | #N/A | #N/A | 2.9127 | #N/A | 0 | 0 | 0 | 0 | 0 | 0 | 0 | 0 | 0.1132% | 1 | 50% | 0% | 0% | 0% | 8.2745 | 0 | 0 | 0 | 8.2745 | #N/A
2007-02-17 11:00 | 2 | 17 | 11 | 48.4167 | 1139 | 19.94 | 10.04 | 1009 | 19.94 | 269.1626 | 0 | Heating | 35.8884 | #N/A | #N/A | #N/A | #N/A | 269.1626 | #N/A | #N/A | 2.9127 | #N/A | 0 | 0 | 0 | 0 | 0 | 0 | 0 | 0 | 0.1196% | 1 | 50% | 0% | 0% | 0% | 8.2745 | 0 | 0 | 0 | 8.2745 | #N/A
2007-02-17 12:00 | 2 | 17 | 12 | 48.4584 | 1140 | 24.08 | 10.04 | 1009 | 24.08 | 224.1514 | 0 | Heating | 29.8869 | #N/A | #N/A | #N/A | #N/A | 224.1514 | #N/A | #N/A | 3.0238 | #N/A | 0 | 0 | 0 | 0 | 0 | 0 | 0 | 0 | 0.09962% | 1 | 50% | 0% | 0% | 0% | 8.2745 | 0 | 0 | 0 | 8.2745 | #N/A
2007-02-17 13:00 | 2 | 17 | 13 | 48.5001 | 1141 | 24.08 | 8.96 | 1008 | 24.08 | 182.3866 | 0 | Heating | 24.3182 | #N/A | #N/A | #N/A | #N/A | 182.3866 | #N/A | #N/A | 3.0238 | #N/A | 0 | 0 | 0 | 0 | 0 | 0 | 0 | 0 | 0.08106% | 1 | 50% | 0% | 0% | 0% | 8.2745 | 0 | 0 | 0 | 8.2745 | #N/A
2007-02-17 14:00 | 2 | 17 | 14 | 48.5417 | 1142 | 24.08 | 6.98 | 1008 | 24.08 | 171.2149 | 0 | Heating | 22.8287 | #N/A | #N/A | #N/A | #N/A | 171.2149 | #N/A | #N/A | 3.0238 | #N/A | 0 | 0 | 0 | 0 | 0 | 0 | 0 | 0 | 0.0761% | 1 | 50% | 0% | 0% | 0% | 8.2745 | 0 | 0 | 0 | 8.2745 | #N/A
2007-02-17 15:00 | 2 | 17 | 15 | 48.5834 | 1143 | 24.08 | 6.98 | 1007 | 24.08 | 186.8805 | 0 | Heating | 24.9174 | #N/A | #N/A | #N/A | #N/A | 186.8805 | #N/A | #N/A | 3.0238 | #N/A | 0 | 0 | 0 | 0 | 0 | 0 | 0 | 0 | 0.08306% | 1 | 50% | 0% | 0% | 0% | 8.2745 | 0 | 0 | 0 | 8.2745 | #N/A
2007-02-17 16:00 | 2 | 17 | 16 | 48.6251 | 1144 | 21.92 | 5 | 1007 | 21.92 | 205.6892 | 0 | Heating | 27.4252 | #N/A | #N/A | #N/A | #N/A | 205.6892 | #N/A | #N/A | 2.9629 | #N/A | 0 | 0 | 0 | 0 | 0 | 0 | 0 | 0 | 0.09142% | 1 | 50% | 0% | 0% | 0% | 8.2745 | 0 | 0 | 0 | 8.2745 | #N/A
2007-02-17 17:00 | 2 | 17 | 17 | 48.6667 | 1145 | 21.92 | 5 | 1007 | 21.92 | 171.8473 | 0 | Heating | 22.913 | #N/A | #N/A | #N/A | #N/A | 171.8473 | #N/A | #N/A | 2.9629 | #N/A | 0 | 0 | 0 | 0 | 0 | 0 | 0 | 0 | 0.07638% | 1 | 50% | 0% | 0% | 0% | 8.2745 | 0 | 0 | 0 | 8.2745 | #N/A
2007-02-17 18:00 | 2 | 17 | 18 | 48.7084 | 1146 | 15.98 | 6.08 | 1008 | 15.98 | 218.6827 | 0 | Heating | 29.1577 | #N/A | #N/A | #N/A | #N/A | 218.6827 | #N/A | #N/A | 2.8262 | #N/A | 0 | 0 | 0 | 0 | 0 | 0 | 0 | 0 | 0.09719% | 1 | 50% | 0% | 0% | 0% | 8.2745 | 0 | 0 | 0 | 8.2745 | #N/A
2007-02-17 19:00 | 2 | 17 | 19 | 48.7501 | 1147 | 15.08 | 8.06 | 1009 | 15.08 | 264.3018 | 0 | Heating | 35.2402 | #N/A | #N/A | #N/A | #N/A | 264.3018 | #N/A | #N/A | 2.8087 | #N/A | 0 | 0 | 0 | 0 | 0 | 0 | 0 | 0 | 0.1175% | 1 | 50% | 0% | 0% | 0% | 8.2745 | 0 | 0 | 0 | 8.2745 | #N/A
2007-02-17 20:00 | 2 | 17 | 20 | 48.7917 | 1148 | 15.08 | 6.98 | 1009 | 15.08 | 298.7173 | 0 | Heating | 39.829 | #N/A | #N/A | #N/A | #N/A | 298.7173 | #N/A | #N/A | 2.8087 | #N/A | 0 | 0 | 0 | 0 | 0 | 0 | 0 | 0 | 0.1328% | 1 | 50% | 0% | 0% | 0% | 8.2745 | 0 | 0 | 0 | 8.2745 | #N/A
2007-02-17 21:00 | 2 | 17 | 21 | 48.8334 | 1149 | 14 | 8.96 | 1009 | 14 | 309.7331 | 0 | Heating | 41.2977 | #N/A | #N/A | #N/A | #N/A | 309.7331 | #N/A | #N/A | 2.7888 | #N/A | 0 | 0 | 0 | 0 | 0 | 0 | 0 | 0 | 0.1377% | 1 | 50% | 0% | 0% | 0% | 8.2745 | 0 | 0 | 0 | 8.2745 | #N/A
2007-02-17 22:00 | 2 | 17 | 22 | 48.8751 | 1150 | 12.92 | 8.96 | 1009 | 12.92 | 359.5795 | 0 | Heating | 47.9439 | #N/A | #N/A | #N/A | #N/A | 359.5795 | #N/A | #N/A | 2.7697 | #N/A | 0 | 0 | 0 | 0 | 0 | 0 | 0 | 0 | 0.1598% | 1 | 50% | 0% | 0% | 0% | 8.2745 | 0 | 0 | 0 | 8.2745 | #N/A
2007-02-17 23:00 | 2 | 17 | 23 | 48.9167 | 1151 | 12.92 | 8.06 | 1009 | 12.92 | 405.212 | 0 | Heating | 54.0283 | #N/A | #N/A | #N/A | #N/A | 405.212 | #N/A | #N/A | 2.7697 | #N/A | 0 | 0 | 0 | 0 | 0 | 0 | 0 | 0 | 0.1801% | 1 | 50% | 0% | 0% | 0% | 8.2745 | 0 | 0 | 0 | 8.2745 | #N/A
2007-02-18 | 2 | 18 | 0 | 48.9584 | 1152 | 12.92 | 8.06 | 1010 | 12.92 | 463.045 | 0 | Heating | 61.7393 | #N/A | #N/A | #N/A | #N/A | 463.045 | #N/A | #N/A | 2.7697 | #N/A | 0 | 0 | 0 | 0 | 0 | 0 | 0 | 0 | 0.2058% | 1 | 50% | 0% | 0% | 0% | 8.2745 | 0 | 0 | 0 | 8.2745 | #N/A
2007-02-18 01:00 | 2 | 18 | 1 | 49.0001 | 1153 | 12.02 | 8.06 | 1010 | 12.02 | 468.8907 | 0 | Heating | 62.5188 | #N/A | #N/A | #N/A | #N/A | 468.8907 | #N/A | #N/A | 2.7546 | #N/A | 0 | 0 | 0 | 0 | 0 | 0 | 0 | 0 | 0.2084% | 1 | 50% | 0% | 0% | 0% | 8.2745 | 0 | 0 | 0 | 8.2745 | #N/A
2007-02-18 02:00 | 2 | 18 | 2 | 49.0417 | 1154 | 12.02 | 6.98 | 1010 | 12.02 | 489.5491 | 0 | Heating | 65.2732 | #N/A | #N/A | #N/A | #N/A | 489.5491 | #N/A | #N/A | 2.7546 | #N/A | 0 | 0 | 0 | 0 | 0 | 0 | 0 | 0 | 0.2176% | 1 | 50% | 0% | 0% | 0% | 8.2745 | 0 | 0 | 0 | 8.2745 | #N/A
2007-02-18 03:00 | 2 | 18 | 3 | 49.0834 | 1155 | 10.94 | 6.98 | 1010 | 10.94 | 487.873 | 0 | Heating | 65.0497 | #N/A | #N/A | #N/A | #N/A | 487.873 | #N/A | #N/A | 2.737 | #N/A | 0 | 0 | 0 | 0 | 0 | 0 | 0 | 0 | 0.2168% | 1 | 50% | 0% | 0% | 0% | 8.2745 | 0 | 0 | 0 | 8.2745 | #N/A
2007-02-18 04:00 | 2 | 18 | 4 | 49.1251 | 1156 | 10.04 | 8.06 | 1010 | 10.04 | 501.0949 | 0 | Heating | 66.8127 | #N/A | #N/A | #N/A | #N/A | 501.0949 | #N/A | #N/A | 2.723 | #N/A | 0 | 0 | 0 | 0 | 0 | 0 | 0 | 0 | 0.2227% | 1 | 50% | 0% | 0% | 0% | 8.2745 | 0 | 0 | 0 | 8.2745 | #N/A
2007-02-18 05:00 | 2 | 18 | 5 | 49.1667 | 1157 | 10.04 | 8.06 | 1010 | 10.04 | 542.8872 | 0 | Heating | 72.385 | #N/A | #N/A | #N/A | #N/A | 542.8872 | #N/A | #N/A | 2.723 | #N/A | 0 | 0 | 0 | 0 | 0 | 0 | 0 | 0 | 0.2413% | 1 | 50% | 0% | 0% | 0% | 8.2745 | 0 | 0 | 0 | 8.2745 | #N/A
2007-02-18 06:00 | 2 | 18 | 6 | 49.2084 | 1158 | 8.06 | 8.96 | 1011 | 8.06 | 556.218 | 0 | Heating | 74.1624 | #N/A | #N/A | #N/A | #N/A | 556.218 | #N/A | #N/A | 2.6935 | #N/A | 0 | 0 | 0 | 0 | 0 | 0 | 0 | 0 | 0.2472% | 1 | 50% | 0% | 0% | 0% | 8.2745 | 0 | 0 | 0 | 8.2745 | #N/A
2007-02-18 07:00 | 2 | 18 | 7 | 49.2501 | 1159 | 8.06 | 6.98 | 1011 | 8.06 | 1495.8172 | 0 | Heating | 199.4423 | #N/A | #N/A | #N/A | #N/A | 1495.8172 | #N/A | #N/A | 2.6935 | #N/A | 0 | 0 | 0 | 0 | 0 | 0 | 0 | 0 | 0.6648% | 1 | 50% | 0% | 0% | 0% | 8.2745 | 0 | 0 | 0 | 8.2745 | #N/A
2007-02-18 08:00 | 2 | 18 | 8 | 49.2917 | 1160 | 8.06 | 6.98 | 1011 | 8.06 | 1030.0271 | 0 | Heating | 137.337 | #N/A | #N/A | #N/A | #N/A | 1030.0271 | #N/A | #N/A | 2.6935 | #N/A | 0 | 0 | 0 | 0 | 0 | 0 | 0 | 0 | 0.4578% | 1 | 50% | 0% | 0% | 0% | 8.2745 | 0 | 0 | 0 | 8.2745 | #N/A
2007-02-18 09:00 | 2 | 18 | 9 | 49.3334 | 1161 | 12.92 | 8.06 | 1011 | 12.92 | 583.1138 | 0 | Heating | 77.7485 | #N/A | #N/A | #N/A | #N/A | 583.1138 | #N/A | #N/A | 2.7697 | #N/A | 0 | 0 | 0 | 0 | 0 | 0 | 0 | 0 | 0.2592% | 1 | 50% | 0% | 0% | 0% | 8.2745 | 0 | 0 | 0 | 8.2745 | #N/A
2007-02-18 10:00 | 2 | 18 | 10 | 49.3751 | 1162 | 15.98 | 8.96 | 1011 | 15.98 | 443.9151 | 0 | Heating | 59.1887 | #N/A | #N/A | #N/A | #N/A | 443.9151 | #N/A | #N/A | 2.8262 | #N/A | 0 | 0 | 0 | 0 | 0 | 0 | 0 | 0 | 0.1973% | 1 | 50% | 0% | 0% | 0% | 8.2745 | 0 | 0 | 0 | 8.2745 | #N/A
2007-02-18 11:00 | 2 | 18 | 11 | 49.4167 | 1163 | 15.98 | 10.94 | 1011 | 15.98 | 384.5389 | 0 | Heating | 51.2719 | #N/A | #N/A | #N/A | #N/A | 384.5389 | #N/A | #N/A | 2.8262 | #N/A | 0 | 0 | 0 | 0 | 0 | 0 | 0 | 0 | 0.1709% | 1 | 50% | 0% | 0% | 0% | 8.2745 | 0 | 0 | 0 | 8.2745 | #N/A
2007-02-18 12:00 | 2 | 18 | 12 | 49.4584 | 1164 | 21.02 | 12.92 | 1010 | 21.02 | 319.2295 | 0 | Heating | 42.5639 | #N/A | #N/A | #N/A | #N/A | 319.2295 | #N/A | #N/A | 2.9394 | #N/A | 0 | 0 | 0 | 0 | 0 | 0 | 0 | 0 | 0.1419% | 1 | 50% | 0% | 0% | 0% | 8.2745 | 0 | 0 | 0 | 8.2745 | #N/A
2007-02-18 13:00 | 2 | 18 | 13 | 49.5001 | 1165 | 21.92 | 15.98 | 1010 | 21.92 | 331.523 | 0 | Heating | 44.2031 | #N/A | #N/A | #N/A | #N/A | 331.523 | #N/A | #N/A | 2.9629 | #N/A | 0 | 0 | 0 | 0 | 0 | 0 | 0 | 0 | 0.1473% | 1 | 50% | 0% | 0% | 0% | 8.2745 | 0 | 0 | 0 | 8.2745 | #N/A
2007-02-18 14:00 | 2 | 18 | 14 | 49.5417 | 1166 | 21.92 | 17.06 | 1009 | 21.92 | 216.5597 | 0 | Heating | 28.8746 | #N/A | #N/A | #N/A | #N/A | 216.5597 | #N/A | #N/A | 2.9629 | #N/A | 0 | 0 | 0 | 0 | 0 | 0 | 0 | 0 | 0.09625% | 1 | 50% | 0% | 0% | 0% | 8.2745 | 0 | 0 | 0 | 8.2745 | #N/A
2007-02-18 15:00 | 2 | 18 | 15 | 49.5834 | 1167 | 26.96 | 19.04 | 1008 | 26.96 | 178.8118 | 0 | Heating | 23.8416 | #N/A | #N/A | #N/A | #N/A | 178.8118 | #N/A | #N/A | 3.1163 | #N/A | 0 | 0 | 0 | 0 | 0 | 0 | 0 | 0 | 0.07947% | 1 | 50% | 0% | 0% | 0% | 8.2745 | 0 | 0 | 0 | 8.2745 | #N/A
2007-02-18 16:00 | 2 | 18 | 16 | 49.6251 | 1168 | 26.96 | 19.94 | 1008 | 26.96 | 157.1845 | 0 | Heating | 20.9579 | #N/A | #N/A | #N/A | #N/A | 157.1845 | #N/A | #N/A | 3.1163 | #N/A | 0 | 0 | 0 | 0 | 0 | 0 | 0 | 0 | 0.06986% | 1 | 50% | 0% | 0% | 0% | 8.2745 | 0 | 0 | 0 | 8.2745 | #N/A
2007-02-18 17:00 | 2 | 18 | 17 | 49.6667 | 1169 | 26.96 | 19.04 | 1007 | 26.96 | 121.7477 | 0 | Heating | 16.233 | #N/A | #N/A | #N/A | #N/A | 121.7477 | #N/A | #N/A | 3.1163 | #N/A | 0 | 0 | 0 | 0 | 0 | 0 | 0 | 0 | 0.05411% | 1 | 50% | 0% | 0% | 0% | 8.2745 | 0 | 0 | 0 | 8.2745 | #N/A
2007-02-18 18:00 | 2 | 18 | 18 | 49.7084 | 1170 | 24.08 | 17.96 | 1007 | 24.08 | 181.2055 | 0 | Heating | 24.1607 | #N/A | #N/A | #N/A | #N/A | 181.2055 | #N/A | #N/A | 3.0238 | #N/A | 0 | 0 | 0 | 0 | 0 | 0 | 0 | 0 | 0.08054% | 1 | 50% | 0% | 0% | 0% | 8.2745 | 0 | 0 | 0 | 8.2745 | #N/A
2007-02-18 19:00 | 2 | 18 | 19 | 49.7501 | 1171 | 23 | 17.96 | 1007 | 23 | 304.2786 | 0 | Heating | 40.5705 | #N/A | #N/A | #N/A | #N/A | 304.2786 | #N/A | #N/A | 2.9925 | #N/A | 0 | 0 | 0 | 0 | 0 | 0 | 0 | 0 | 0.1352% | 1 | 50% | 0% | 0% | 0% | 8.2745 | 0 | 0 | 0 | 8.2745 | #N/A
2007-02-18 20:00 | 2 | 18 | 20 | 49.7917 | 1172 | 23 | 17.96 | 1006 | 23 | 350.0326 | 0 | Heating | 46.671 | #N/A | #N/A | #N/A | #N/A | 350.0326 | #N/A | #N/A | 2.9925 | #N/A | 0 | 0 | 0 | 0 | 0 | 0 | 0 | 0 | 0.1556% | 1 | 50% | 0% | 0% | 0% | 8.2745 | 0 | 0 | 0 | 8.2745 | #N/A
2007-02-18 21:00 | 2 | 18 | 21 | 49.8334 | 1173 | 19.94 | 19.04 | 1006 | 19.94 | 409.6086 | 0 | Heating | 54.6145 | #N/A | #N/A | #N/A | #N/A | 409.6086 | #N/A | #N/A | 2.9127 | #N/A | 0 | 0 | 0 | 0 | 0 | 0 | 0 | 0 | 0.182% | 1 | 50% | 0% | 0% | 0% | 8.2745 | 0 | 0 | 0 | 8.2745 | #N/A
2007-02-18 22:00 | 2 | 18 | 22 | 49.8751 | 1174 | 19.94 | 19.94 | 1005 | 19.94 | 410.9251 | 0 | Heating | 54.79 | #N/A | #N/A | #N/A | #N/A | 410.9251 | #N/A | #N/A | 2.9127 | #N/A | 0 | 0 | 0 | 0 | 0 | 0 | 0 | 0 | 0.1826% | 1 | 50% | 0% | 0% | 0% | 8.2745 | 0 | 0 | 0 | 8.2745 | #N/A
2007-02-18 23:00 | 2 | 18 | 23 | 49.9167 | 1175 | 19.94 | 26.06 | 1004 | 19.94 | 7.3242 | 0 | Heating | 0.97656 | #N/A | #N/A | #N/A | #N/A | 7.3242 | #N/A | #N/A | 2.9127 | #N/A | 0 | 0 | 0 | 0 | 0 | 0 | 0 | 0 | 0.003255% | 1 | 50% | 0% | 0% | 0% | 8.2745 | 0 | 0 | 0 | 8.2745 | #N/A
2007-02-19 | 2 | 19 | 0 | 49.9584 | 1176 | 19.94 | 24.98 | 1004 | 19.94 | 22.4552 | 0 | Heating | 2.994 | #N/A | #N/A | #N/A | #N/A | 22.4552 | #N/A | #N/A | 2.9127 | #N/A | 0 | 0 | 0 | 0 | 0 | 0 | 0 | 0 | 0.00998% | 1 | 50% | 0% | 0% | 0% | 8.2745 | 0 | 0 | 0 | 8.2745 | #N/A
2007-02-19 01:00 | 2 | 19 | 1 | 50.0001 | 1177 | 19.04 | 24.98 | 1004 | 19.04 | 40.8289 | 0 | Heating | 5.4439 | #N/A | #N/A | #N/A | #N/A | 40.8289 | #N/A | #N/A | 2.8915 | #N/A | 0 | 0 | 0 | 0 | 0 | 0 | 0 | 0 | 0.01815% | 1 | 50% | 0% | 0% | 0% | 8.2745 | 0 | 0 | 0 | 8.2745 | #N/A
2007-02-19 02:00 | 2 | 19 | 2 | 50.0417 | 1178 | 19.04 | 26.06 | 1003 | 19.04 | 57.7438 | 0 | Heating | 7.6992 | #N/A | #N/A | #N/A | #N/A | 57.7438 | #N/A | #N/A | 2.8915 | #N/A | 0 | 0 | 0 | 0 | 0 | 0 | 0 | 0 | 0.02566% | 1 | 50% | 0% | 0% | 0% | 8.2745 | 0 | 0 | 0 | 8.2745 | #N/A
2007-02-19 03:00 | 2 | 19 | 3 | 50.0834 | 1179 | 21.92 | 28.94 | 1002 | 21.92 | 73.1937 | 0 | Heating | 9.7592 | #N/A | #N/A | #N/A | #N/A | 73.1937 | #N/A | #N/A | 2.9629 | #N/A | 0 | 0 | 0 | 0 | 0 | 0 | 0 | 0 | 0.03253% | 1 | 50% | 0% | 0% | 0% | 8.2745 | 0 | 0 | 0 | 8.2745 | #N/A
2007-02-19 04:00 | 2 | 19 | 4 | 50.1251 | 1180 | 19.94 | 30.02 | 1001 | 19.94 | 117.906 | 0 | Heating | 15.7208 | #N/A | #N/A | #N/A | #N/A | 117.906 | #N/A | #N/A | 2.9127 | #N/A | 0 | 0 | 0 | 0 | 0 | 0 | 0 | 0 | 0.0524% | 1 | 50% | 0% | 0% | 0% | 8.2745 | 0 | 0 | 0 | 8.2745 | #N/A
2007-02-19 05:00 | 2 | 19 | 5 | 50.1667 | 1181 | 19.94 | 30.02 | 1001 | 19.94 | 174.6152 | 0 | Heating | 23.282 | #N/A | #N/A | #N/A | #N/A | 174.6152 | #N/A | #N/A | 2.9127 | #N/A | 0 | 0 | 0 | 0 | 0 | 0 | 0 | 0 | 0.07761% | 1 | 50% | 0% | 0% | 0% | 8.2745 | 0 | 0 | 0 | 8.2745 | #N/A
2007-02-19 06:00 | 2 | 19 | 6 | 50.2084 | 1182 | 17.96 | 28.94 | 1000 | 17.96 | 165.5953 | 0 | Heating | 22.0794 | #N/A | #N/A | #N/A | #N/A | 165.5953 | #N/A | #N/A | 2.8673 | #N/A | 0 | 0 | 0 | 0 | 0 | 0 | 0 | 0 | 0.0736% | 1 | 50% | 0% | 0% | 0% | 8.2745 | 0 | 0 | 0 | 8.2745 | #N/A
2007-02-19 07:00 | 2 | 19 | 7 | 50.2501 | 1183 | 17.96 | 30.02 | 1000 | 17.96 | 917.5726 | 0 | Heating | 122.343 | #N/A | #N/A | #N/A | #N/A | 917.5726 | #N/A | #N/A | 2.8673 | #N/A | 0 | 0 | 0 | 0 | 0 | 0 | 0 | 0 | 0.4078% | 1 | 50% | 0% | 0% | 0% | 8.2745 | 0 | 0 | 0 | 8.2745 | #N/A
2007-02-19 08:00 | 2 | 19 | 8 | 50.2917 | 1184 | 17.96 | 30.02 | 1000 | 17.96 | 575.2819 | 0 | Heating | 76.7043 | #N/A | #N/A | #N/A | #N/A | 575.2819 | #N/A | #N/A | 2.8673 | #N/A | 0 | 0 | 0 | 0 | 0 | 0 | 0 | 0 | 0.2557% | 1 | 50% | 0% | 0% | 0% | 8.2745 | 0 | 0 | 0 | 8.2745 | #N/A
2007-02-19 09:00 | 2 | 19 | 9 | 50.3334 | 1185 | 26.06 | 30.92 | 999 | 26.06 | 259.2233 | 0 | Heating | 34.5631 | #N/A | #N/A | #N/A | #N/A | 259.2233 | #N/A | #N/A | 3.0859 | #N/A | 0 | 0 | 0 | 0 | 0 | 0 | 0 | 0 | 0.1152% | 1 | 50% | 0% | 0% | 0% | 8.2745 | 0 | 0 | 0 | 8.2745 | #N/A
2007-02-19 10:00 | 2 | 19 | 10 | 50.3751 | 1186 | 33.08 | 30.02 | 999 | 33.08 | 217.2071 | 0 | Heating | 28.9609 | #N/A | #N/A | #N/A | #N/A | 217.2071 | #N/A | #N/A | 3.3624 | #N/A | 0 | 0 | 0 | 0 | 0 | 0 | 0 | 0 | 0.09654% | 1 | 50% | 0% | 0% | 0% | 8.2745 | 0 | 0 | 0 | 8.2745 | #N/A
2007-02-19 11:00 | 2 | 19 | 11 | 50.4167 | 1187 | 33.08 | 30.92 | 998 | 33.08 | 210.1506 | 0 | Heating | 28.0201 | #N/A | #N/A | #N/A | #N/A | 210.1506 | #N/A | #N/A | 3.3624 | #N/A | 0 | 0 | 0 | 0 | 0 | 0 | 0 | 0 | 0.0934% | 1 | 50% | 0% | 0% | 0% | 8.2745 | 0 | 0 | 0 | 8.2745 | #N/A
2007-02-19 12:00 | 2 | 19 | 12 | 50.4584 | 1188 | 39.02 | 33.98 | 997 | 39.02 | 132.503 | 0 | Heating | 17.6671 | #N/A | #N/A | #N/A | #N/A | 132.503 | #N/A | #N/A | 3.6785 | #N/A | 0 | 0 | 0 | 0 | 0 | 0 | 0 | 0 | 0.05889% | 1 | 50% | 0% | 0% | 0% | 8.2745 | 0 | 0 | 0 | 8.2745 | #N/A
2007-02-19 13:00 | 2 | 19 | 13 | 50.5001 | 1189 | 41 | 33.98 | 997 | 41 | 173.8985 | 0 | Heating | 23.1865 | #N/A | #N/A | #N/A | #N/A | 173.8985 | #N/A | #N/A | 3.8033 | #N/A | 0 | 0 | 0 | 0 | 0 | 0 | 0 | 0 | 0.07729% | 1 | 50% | 0% | 0% | 0% | 8.2745 | 0 | 0 | 0 | 8.2745 | #N/A
2007-02-19 14:00 | 2 | 19 | 14 | 50.5417 | 1190 | 42.08 | 33.98 | 996 | 42.08 | 103.8445 | 0 | Heating | 13.8459 | #N/A | #N/A | #N/A | #N/A | 103.8445 | #N/A | #N/A | 3.8759 | #N/A | 0 | 0 | 0 | 0 | 0 | 0 | 0 | 0 | 0.04615% | 1 | 50% | 0% | 0% | 0% | 8.2745 | 0 | 0 | 0 | 8.2745 | #N/A
2007-02-19 15:00 | 2 | 19 | 15 | 50.5834 | 1191 | 37.94 | 33.98 | 995 | 37.94 | 108.0718 | 0 | Heating | 14.4096 | #N/A | #N/A | #N/A | #N/A | 108.0718 | #N/A | #N/A | 3.6146 | #N/A | 0 | 0 | 0 | 0 | 0 | 0 | 0 | 0 | 0.04803% | 1 | 50% | 0% | 0% | 0% | 8.2745 | 0 | 0 | 0 | 8.2745 | #N/A
2007-02-19 16:00 | 2 | 19 | 16 | 50.6251 | 1192 | 37.04 | 33.98 | 995 | 37.04 | 122.3408 | 0 | Heating | 16.3121 | #N/A | #N/A | #N/A | #N/A | 122.3408 | #N/A | #N/A | 3.5637 | #N/A | 0 | 0 | 0 | 0 | 0 | 0 | 0 | 0 | 0.05437% | 1 | 50% | 0% | 0% | 0% | 8.2745 | 0 | 0 | 0 | 8.2745 | #N/A
2007-02-19 17:00 | 2 | 19 | 17 | 50.6667 | 1193 | 37.04 | 33.98 | 995 | 37.04 | 96.7318 | 0 | Heating | 12.8976 | #N/A | #N/A | #N/A | #N/A | 96.7318 | #N/A | #N/A | 3.5637 | #N/A | 0 | 0 | 0 | 0 | 0 | 0 | 0 | 0 | 0.04299% | 1 | 50% | 0% | 0% | 0% | 8.2745 | 0 | 0 | 0 | 8.2745 | #N/A
2007-02-19 18:00 | 2 | 19 | 18 | 50.7084 | 1194 | 37.4 | 33.98 | 996 | 37.4 | 141.7396 | 0 | Heating | 18.8986 | #N/A | #N/A | #N/A | #N/A | 141.7396 | #N/A | #N/A | 3.5838 | #N/A | 0 | 0 | 0 | 0 | 0 | 0 | 0 | 0 | 0.063% | 1 | 50% | 0% | 0% | 0% | 8.2745 | 0 | 0 | 0 | 8.2745 | #N/A
2007-02-19 19:00 | 2 | 19 | 19 | 50.7501 | 1195 | 35.6 | 33.98 | 996 | 35.6 | 226.5273 | 0 | Heating | 30.2036 | #N/A | #N/A | #N/A | #N/A | 226.5273 | #N/A | #N/A | 3.4863 | #N/A | 0 | 0 | 0 | 0 | 0 | 0 | 0 | 0 | 0.1007% | 1 | 50% | 0% | 0% | 0% | 8.2745 | 0 | 0 | 0 | 8.2745 | #N/A
2007-02-19 20:00 | 2 | 19 | 20 | 50.7917 | 1196 | 35.96 | 33.98 | 996 | 35.96 | 254.4812 | 0 | Heating | 33.9308 | #N/A | #N/A | #N/A | #N/A | 254.4812 | #N/A | #N/A | 3.5052 | #N/A | 0 | 0 | 0 | 0 | 0 | 0 | 0 | 0 | 0.1131% | 1 | 50% | 0% | 0% | 0% | 8.2745 | 0 | 0 | 0 | 8.2745 | #N/A
2007-02-19 21:00 | 2 | 19 | 21 | 50.8334 | 1197 | 35.6 | 33.08 | 996 | 35.6 | 320.2582 | 0 | Heating | 42.7011 | #N/A | #N/A | #N/A | #N/A | 320.2582 | #N/A | #N/A | 3.4863 | #N/A | 0 | 0 | 0 | 0 | 0 | 0 | 0 | 0 | 0.1423% | 1 | 50% | 0% | 0% | 0% | 8.2745 | 0 | 0 | 0 | 8.2745 | #N/A
2007-02-19 22:00 | 2 | 19 | 22 | 50.8751 | 1198 | 35.06 | 33.08 | 996 | 35.06 | 360.554 | 0 | Heating | 48.0739 | #N/A | #N/A | #N/A | #N/A | 360.554 | #N/A | #N/A | 3.4585 | #N/A | 0 | 0 | 0 | 0 | 0 | 0 | 0 | 0 | 0.1602% | 1 | 50% | 0% | 0% | 0% | 8.2745 | 0 | 0 | 0 | 8.2745 | #N/A
2007-02-19 23:00 | 2 | 19 | 23 | 50.9167 | 1199 | 35.06 | 32 | 996 | 35.06 | 3.2082 | 0 | Heating | 0.42775 | #N/A | #N/A | #N/A | #N/A | 3.2082 | #N/A | #N/A | 3.4585 | #N/A | 0 | 0 | 0 | 0 | 0 | 0 | 0 | 0 | 0.001426% | 1 | 50% | 0% | 0% | 0% | 8.2745 | 0 | 0 | 0 | 8.2745 | #N/A
2007-02-20 | 2 | 20 | 0 | 50.9584 | 1200 | 33.8 | 32 | 996 | 33.8 | 15.4995 | 0 | Heating | 2.0666 | #N/A | #N/A | #N/A | #N/A | 15.4995 | #N/A | #N/A | 3.3963 | #N/A | 0 | 0 | 0 | 0 | 0 | 0 | 0 | 0 | 0.006889% | 1 | 50% | 0% | 0% | 0% | 8.2745 | 0 | 0 | 0 | 8.2745 | #N/A
2007-02-20 01:00 | 2 | 20 | 1 | 51.0001 | 1201 | 32 | 30.92 | 996 | 32 | 20.9173 | 0 | Heating | 2.789 | #N/A | #N/A | #N/A | #N/A | 20.9173 | #N/A | #N/A | 3.3135 | #N/A | 0 | 0 | 0 | 0 | 0 | 0 | 0 | 0 | 0.009297% | 1 | 50% | 0% | 0% | 0% | 8.2745 | 0 | 0 | 0 | 8.2745 | #N/A
2007-02-20 02:00 | 2 | 20 | 2 | 51.0417 | 1202 | 32 | 30.92 | 996 | 32 | 27.6878 | 0 | Heating | 3.6917 | #N/A | #N/A | #N/A | #N/A | 27.6878 | #N/A | #N/A | 3.3135 | #N/A | 0 | 0 | 0 | 0 | 0 | 0 | 0 | 0 | 0.01231% | 1 | 50% | 0% | 0% | 0% | 8.2745 | 0 | 0 | 0 | 8.2745 | #N/A
2007-02-20 03:00 | 2 | 20 | 3 | 51.0834 | 1203 | 30.2 | 30.92 | 996 | 30.2 | 47.7535 | 0 | Heating | 6.3671 | #N/A | #N/A | #N/A | #N/A | 47.7535 | #N/A | #N/A | 3.2375 | #N/A | 0 | 0 | 0 | 0 | 0 | 0 | 0 | 0 | 0.02122% | 1 | 50% | 0% | 0% | 0% | 8.2745 | 0 | 0 | 0 | 8.2745 | #N/A
2007-02-20 04:00 | 2 | 20 | 4 | 51.1251 | 1204 | 28.94 | 30.92 | 996 | 28.94 | 70.9198 | 0 | Heating | 9.456 | #N/A | #N/A | #N/A | #N/A | 70.9198 | #N/A | #N/A | 3.188 | #N/A | 0 | 0 | 0 | 0 | 0 | 0 | 0 | 0 | 0.03152% | 1 | 50% | 0% | 0% | 0% | 8.2745 | 0 | 0 | 0 | 8.2745 | #N/A
2007-02-20 05:00 | 2 | 20 | 5 | 51.1667 | 1205 | 28.94 | 30.92 | 996 | 28.94 | 92.5306 | 0 | Heating | 12.3374 | #N/A | #N/A | #N/A | #N/A | 92.5306 | #N/A | #N/A | 3.188 | #N/A | 0 | 0 | 0 | 0 | 0 | 0 | 0 | 0 | 0.04112% | 1 | 50% | 0% | 0% | 0% | 8.2745 | 0 | 0 | 0 | 8.2745 | #N/A
2007-02-20 06:00 | 2 | 20 | 6 | 51.2084 | 1206 | 26.96 | 30.92 | 997 | 26.96 | 89.9129 | 0 | Heating | 11.9884 | #N/A | #N/A | #N/A | #N/A | 89.9129 | #N/A | #N/A | 3.1163 | #N/A | 0 | 0 | 0 | 0 | 0 | 0 | 0 | 0 | 0.03996% | 1 | 50% | 0% | 0% | 0% | 8.2745 | 0 | 0 | 0 | 8.2745 | #N/A
2007-02-20 07:00 | 2 | 20 | 7 | 51.2501 | 1207 | 26.96 | 30.92 | 997 | 26.96 | 792.3994 | 0 | Heating | 105.6532 | #N/A | #N/A | #N/A | #N/A | 792.3994 | #N/A | #N/A | 3.1163 | #N/A | 0 | 0 | 0 | 0 | 0 | 0 | 0 | 0 | 0.3522% | 1 | 50% | 0% | 0% | 0% | 8.2745 | 0 | 0 | 0 | 8.2745 | #N/A
2007-02-20 08:00 | 2 | 20 | 8 | 51.2917 | 1208 | 26.96 | 30.92 | 997 | 26.96 | 477.6068 | 0 | Heating | 63.6809 | #N/A | #N/A | #N/A | #N/A | 477.6068 | #N/A | #N/A | 3.1163 | #N/A | 0 | 0 | 0 | 0 | 0 | 0 | 0 | 0 | 0.2123% | 1 | 50% | 0% | 0% | 0% | 8.2745 | 0 | 0 | 0 | 8.2745 | #N/A
2007-02-20 09:00 | 2 | 20 | 9 | 51.3334 | 1209 | 26.96 | 30.92 | 997 | 26.96 | 185.3698 | 0 | Heating | 24.716 | #N/A | #N/A | #N/A | #N/A | 185.3698 | #N/A | #N/A | 3.1163 | #N/A | 0 | 0 | 0 | 0 | 0 | 0 | 0 | 0 | 0.08239% | 1 | 50% | 0% | 0% | 0% | 8.2745 | 0 | 0 | 0 | 8.2745 | #N/A
2007-02-20 10:00 | 2 | 20 | 10 | 51.3751 | 1210 | 28.94 | 30.92 | 997 | 28.94 | 125.7946 | 0 | Heating | 16.7726 | #N/A | #N/A | #N/A | #N/A | 125.7946 | #N/A | #N/A | 3.188 | #N/A | 0 | 0 | 0 | 0 | 0 | 0 | 0 | 0 | 0.05591% | 1 | 50% | 0% | 0% | 0% | 8.2745 | 0 | 0 | 0 | 8.2745 | #N/A
2007-02-20 11:00 | 2 | 20 | 11 | 51.4167 | 1211 | 28.94 | 32 | 996 | 28.94 | 129.5531 | 0 | Heating | 17.2738 | #N/A | #N/A | #N/A | #N/A | 129.5531 | #N/A | #N/A | 3.188 | #N/A | 0 | 0 | 0 | 0 | 0 | 0 | 0 | 0 | 0.05758% | 1 | 50% | 0% | 0% | 0% | 8.2745 | 0 | 0 | 0 | 8.2745 | #N/A
2007-02-20 12:00 | 2 | 20 | 12 | 51.4584 | 1212 | 28.94 | 32 | 996 | 28.94 | 92.9017 | 0 | Heating | 12.3869 | #N/A | #N/A | #N/A | #N/A | 92.9017 | #N/A | #N/A | 3.188 | #N/A | 0 | 0 | 0 | 0 | 0 | 0 | 0 | 0 | 0.04129% | 1 | 50% | 0% | 0% | 0% | 8.2745 | 0 | 0 | 0 | 8.2745 | #N/A
2007-02-20 13:00 | 2 | 20 | 13 | 51.5001 | 1213 | 28.94 | 33.08 | 995 | 28.94 | 88.8227 | 0 | Heating | 11.843 | #N/A | #N/A | #N/A | #N/A | 88.8227 | #N/A | #N/A | 3.188 | #N/A | 0 | 0 | 0 | 0 | 0 | 0 | 0 | 0 | 0.03948% | 1 | 50% | 0% | 0% | 0% | 8.2745 | 0 | 0 | 0 | 8.2745 | #N/A
2007-02-20 14:00 | 2 | 20 | 14 | 51.5417 | 1214 | 28.94 | 33.08 | 993 | 28.94 | 19.2262 | 0 | Heating | 2.5635 | #N/A | #N/A | #N/A | #N/A | 19.2262 | #N/A | #N/A | 3.188 | #N/A | 0 | 0 | 0 | 0 | 0 | 0 | 0 | 0 | 0.008545% | 1 | 50% | 0% | 0% | 0% | 8.2745 | 0 | 0 | 0 | 8.2745 | #N/A
2007-02-20 15:00 | 2 | 20 | 15 | 51.5834 | 1215 | 28.94 | 32 | 993 | 28.94 | 16.4479 | 0 | Heating | 2.1931 | #N/A | #N/A | #N/A | #N/A | 16.4479 | #N/A | #N/A | 3.188 | #N/A | 0 | 0 | 0 | 0 | 0 | 0 | 0 | 0 | 0.00731% | 1 | 50% | 0% | 0% | 0% | 8.2745 | 0 | 0 | 0 | 8.2745 | #N/A
2007-02-20 16:00 | 2 | 20 | 16 | 51.6251 | 1216 | 28.04 | 30.92 | 992 | 28.04 | 19.6475 | 0 | Heating | 2.6197 | #N/A | #N/A | #N/A | #N/A | 19.6475 | #N/A | #N/A | 3.1545 | #N/A | 0 | 0 | 0 | 0 | 0 | 0 | 0 | 0 | 0.008732% | 1 | 50% | 0% | 0% | 0% | 8.2745 | 0 | 0 | 0 | 8.2745 | #N/A
2007-02-20 17:00 | 2 | 20 | 17 | 51.6667 | 1217 | 26.96 | 30.92 | 992 | 26.96 | 18.2508 | 0 | Heating | 2.4334 | #N/A | #N/A | #N/A | #N/A | 18.2508 | #N/A | #N/A | 3.1163 | #N/A | 0 | 0 | 0 | 0 | 0 | 0 | 0 | 0 | 0.008111% | 1 | 50% | 0% | 0% | 0% | 8.2745 | 0 | 0 | 0 | 8.2745 | #N/A
2007-02-20 18:00 | 2 | 20 | 18 | 51.7084 | 1218 | 26.06 | 30.92 | 992 | 26.06 | 38.2226 | 0 | Heating | 5.0964 | #N/A | #N/A | #N/A | #N/A | 38.2226 | #N/A | #N/A | 3.0859 | #N/A | 0 | 0 | 0 | 0 | 0 | 0 | 0 | 0 | 0.01699% | 1 | 50% | 0% | 0% | 0% | 8.2745 | 0 | 0 | 0 | 8.2745 | #N/A
2007-02-20 19:00 | 2 | 20 | 19 | 51.7501 | 1219 | 24.98 | 30.92 | 991 | 24.98 | 123.3376 | 0 | Heating | 16.445 | #N/A | #N/A | #N/A | #N/A | 123.3376 | #N/A | #N/A | 3.0513 | #N/A | 0 | 0 | 0 | 0 | 0 | 0 | 0 | 0 | 0.05482% | 1 | 50% | 0% | 0% | 0% | 8.2745 | 0 | 0 | 0 | 8.2745 | #N/A
2007-02-20 20:00 | 2 | 20 | 20 | 51.7917 | 1220 | 24.98 | 30.92 | 991 | 24.98 | 156.6813 | 0 | Heating | 20.8908 | #N/A | #N/A | #N/A | #N/A | 156.6813 | #N/A | #N/A | 3.0513 | #N/A | 0 | 0 | 0 | 0 | 0 | 0 | 0 | 0 | 0.06964% | 1 | 50% | 0% | 0% | 0% | 8.2745 | 0 | 0 | 0 | 8.2745 | #N/A
2007-02-20 21:00 | 2 | 20 | 21 | 51.8334 | 1221 | 24.98 | 30.02 | 991 | 24.98 | 231.3783 | 0 | Heating | 30.8504 | #N/A | #N/A | #N/A | #N/A | 231.3783 | #N/A | #N/A | 3.0513 | #N/A | 0 | 0 | 0 | 0 | 0 | 0 | 0 | 0 | 0.1028% | 1 | 50% | 0% | 0% | 0% | 8.2745 | 0 | 0 | 0 | 8.2745 | #N/A
2007-02-20 22:00 | 2 | 20 | 22 | 51.8751 | 1222 | 24.8 | 30.02 | 990 | 24.8 | 271.3831 | 0 | Heating | 36.1844 | #N/A | #N/A | #N/A | #N/A | 271.3831 | #N/A | #N/A | 3.0457 | #N/A | 0 | 0 | 0 | 0 | 0 | 0 | 0 | 0 | 0.1206% | 1 | 50% | 0% | 0% | 0% | 8.2745 | 0 | 0 | 0 | 8.2745 | #N/A
2007-02-20 23:00 | 2 | 20 | 23 | 51.9167 | 1223 | 24.98 | 30.02 | 989 | 24.98 | 0.58835 | 0 | Heating | 0.078447 | #N/A | #N/A | #N/A | #N/A | 0.58835 | #N/A | #N/A | 3.0513 | #N/A | 0 | 0 | 0 | 0 | 0 | 0 | 0 | 0 | 0.0002615% | 1 | 50% | 0% | 0% | 0% | 8.2745 | 0 | 0 | 0 | 8.2745 | #N/A
2007-02-21 | 2 | 21 | 0 | 51.9584 | 1224 | 24.98 | 30.02 | 989 | 24.98 | 7.628 | 0 | Heating | 1.0171 | #N/A | #N/A | #N/A | #N/A | 7.628 | #N/A | #N/A | 3.0513 | #N/A | 0 | 0 | 0 | 0 | 0 | 0 | 0 | 0 | 0.00339% | 1 | 50% | 0% | 0% | 0% | 8.2745 | 0 | 0 | 0 | 8.2745 | #N/A
2007-02-21 01:00 | 2 | 21 | 1 | 52.0001 | 1225 | 24.08 | 30.92 | 988 | 24.08 | 13.4038 | 0 | Heating | 1.7872 | #N/A | #N/A | #N/A | #N/A | 13.4038 | #N/A | #N/A | 3.0238 | #N/A | 0 | 0 | 0 | 0 | 0 | 0 | 0 | 0 | 0.005957% | 1 | 50% | 0% | 0% | 0% | 8.2745 | 0 | 0 | 0 | 8.2745 | #N/A
2007-02-21 02:00 | 2 | 21 | 2 | 52.0417 | 1226 | 24.08 | 30.92 | 988 | 24.08 | 17.7301 | 0 | Heating | 2.364 | #N/A | #N/A | #N/A | #N/A | 17.7301 | #N/A | #N/A | 3.0238 | #N/A | 0 | 0 | 0 | 0 | 0 | 0 | 0 | 0 | 0.00788% | 1 | 50% | 0% | 0% | 0% | 8.2745 | 0 | 0 | 0 | 8.2745 | #N/A
2007-02-21 03:00 | 2 | 21 | 3 | 52.0834 | 1227 | 24.08 | 30.92 | 987 | 24.08 | 20.9477 | 0 | Heating | 2.793 | #N/A | #N/A | #N/A | #N/A | 20.9477 | #N/A | #N/A | 3.0238 | #N/A | 0 | 0 | 0 | 0 | 0 | 0 | 0 | 0 | 0.00931% | 1 | 50% | 0% | 0% | 0% | 8.2745 | 0 | 0 | 0 | 8.2745 | #N/A
2007-02-21 04:00 | 2 | 21 | 4 | 52.1251 | 1228 | 23 | 30.92 | 987 | 23 | 23.7977 | 0 | Heating | 3.173 | #N/A | #N/A | #N/A | #N/A | 23.7977 | #N/A | #N/A | 2.9925 | #N/A | 0 | 0 | 0 | 0 | 0 | 0 | 0 | 0 | 0.01058% | 1 | 50% | 0% | 0% | 0% | 8.2745 | 0 | 0 | 0 | 8.2745 | #N/A
2007-02-21 05:00 | 2 | 21 | 5 | 52.1667 | 1229 | 23 | 30.92 | 987 | 23 | 26.4143 | 0 | Heating | 3.5219 | #N/A | #N/A | #N/A | #N/A | 26.4143 | #N/A | #N/A | 2.9925 | #N/A | 0 | 0 | 0 | 0 | 0 | 0 | 0 | 0 | 0.01174% | 1 | 50% | 0% | 0% | 0% | 8.2745 | 0 | 0 | 0 | 8.2745 | #N/A
2007-02-21 06:00 | 2 | 21 | 6 | 52.2084 | 1230 | 21.92 | 30.92 | 987 | 21.92 | 26.5643 | 0 | Heating | 3.5419 | #N/A | #N/A | #N/A | #N/A | 26.5643 | #N/A | #N/A | 2.9629 | #N/A | 0 | 0 | 0 | 0 | 0 | 0 | 0 | 0 | 0.01181% | 1 | 50% | 0% | 0% | 0% | 8.2745 | 0 | 0 | 0 | 8.2745 | #N/A
2007-02-21 07:00 | 2 | 21 | 7 | 52.2501 | 1231 | 21.2 | 30.92 | 987 | 21.2 | 746.1485 | 0 | Heating | 99.4865 | #N/A | #N/A | #N/A | #N/A | 746.1485 | #N/A | #N/A | 2.944 | #N/A | 0 | 0 | 0 | 0 | 0 | 0 | 0 | 0 | 0.3316% | 1 | 50% | 0% | 0% | 0% | 8.2745 | 0 | 0 | 0 | 8.2745 | #N/A
2007-02-21 08:00 | 2 | 21 | 8 | 52.2917 | 1232 | 19.94 | 32 | 988 | 19.94 | 416.7016 | 0 | Heating | 55.5602 | #N/A | #N/A | #N/A | #N/A | 416.7016 | #N/A | #N/A | 2.9127 | #N/A | 0 | 0 | 0 | 0 | 0 | 0 | 0 | 0 | 0.1852% | 1 | 50% | 0% | 0% | 0% | 8.2745 | 0 | 0 | 0 | 8.2745 | #N/A
2007-02-21 09:00 | 2 | 21 | 9 | 52.3334 | 1233 | 19.04 | 32 | 988 | 19.04 | 127.506 | 0 | Heating | 17.0008 | #N/A | #N/A | #N/A | #N/A | 127.506 | #N/A | #N/A | 2.8915 | #N/A | 0 | 0 | 0 | 0 | 0 | 0 | 0 | 0 | 0.05667% | 1 | 50% | 0% | 0% | 0% | 8.2745 | 0 | 0 | 0 | 8.2745 | #N/A
2007-02-21 10:00 | 2 | 21 | 10 | 52.3751 | 1234 | 19.94 | 33.08 | 989 | 19.94 | 88.0704 | 0 | Heating | 11.7427 | #N/A | #N/A | #N/A | #N/A | 88.0704 | #N/A | #N/A | 2.9127 | #N/A | 0 | 0 | 0 | 0 | 0 | 0 | 0 | 0 | 0.03914% | 1 | 50% | 0% | 0% | 0% | 8.2745 | 0 | 0 | 0 | 8.2745 | #N/A
2007-02-21 11:00 | 2 | 21 | 11 | 52.4167 | 1235 | 19.94 | 33.08 | 989 | 19.94 | 88.0357 | 0 | Heating | 11.7381 | #N/A | #N/A | #N/A | #N/A | 88.0357 | #N/A | #N/A | 2.9127 | #N/A | 0 | 0 | 0 | 0 | 0 | 0 | 0 | 0 | 0.03913% | 1 | 50% | 0% | 0% | 0% | 8.2745 | 0 | 0 | 0 | 8.2745 | #N/A
2007-02-21 12:00 | 2 | 21 | 12 | 52.4584 | 1236 | 19.04 | 33.08 | 989 | 19.04 | 42.7429 | 0 | Heating | 5.6991 | #N/A | #N/A | #N/A | #N/A | 42.7429 | #N/A | #N/A | 2.8915 | #N/A | 0 | 0 | 0 | 0 | 0 | 0 | 0 | 0 | 0.019% | 1 | 50% | 0% | 0% | 0% | 8.2745 | 0 | 0 | 0 | 8.2745 | #N/A
2007-02-21 13:00 | 2 | 21 | 13 | 52.5001 | 1237 | 21.02 | 32 | 989 | 21.02 | 54.4537 | 0 | Heating | 7.2605 | #N/A | #N/A | #N/A | #N/A | 54.4537 | #N/A | #N/A | 2.9394 | #N/A | 0 | 0 | 0 | 0 | 0 | 0 | 0 | 0 | 0.0242% | 1 | 50% | 0% | 0% | 0% | 8.2745 | 0 | 0 | 0 | 8.2745 | #N/A
2007-02-21 14:00 | 2 | 21 | 14 | 52.5417 | 1238 | 21.02 | 32 | 989 | 21.02 | 16.0297 | 0 | Heating | 2.1373 | #N/A | #N/A | #N/A | #N/A | 16.0297 | #N/A | #N/A | 2.9394 | #N/A | 0 | 0 | 0 | 0 | 0 | 0 | 0 | 0 | 0.007124% | 1 | 50% | 0% | 0% | 0% | 8.2745 | 0 | 0 | 0 | 8.2745 | #N/A
2007-02-21 15:00 | 2 | 21 | 15 | 52.5834 | 1239 | 21.02 | 33.08 | 989 | 21.02 | 15.059 | 0 | Heating | 2.0079 | #N/A | #N/A | #N/A | #N/A | 15.059 | #N/A | #N/A | 2.9394 | #N/A | 0 | 0 | 0 | 0 | 0 | 0 | 0 | 0 | 0.006693% | 1 | 50% | 0% | 0% | 0% | 8.2745 | 0 | 0 | 0 | 8.2745 | #N/A
2007-02-21 16:00 | 2 | 21 | 16 | 52.6251 | 1240 | 21.02 | 33.98 | 989 | 21.02 | 16.1193 | 0 | Heating | 2.1492 | #N/A | #N/A | #N/A | #N/A | 16.1193 | #N/A | #N/A | 2.9394 | #N/A | 0 | 0 | 0 | 0 | 0 | 0 | 0 | 0 | 0.007164% | 1 | 50% | 0% | 0% | 0% | 8.2745 | 0 | 0 | 0 | 8.2745 | #N/A
2007-02-21 17:00 | 2 | 21 | 17 | 52.6667 | 1241 | 21.02 | 32 | 990 | 21.02 | 11.2059 | 0 | Heating | 1.4941 | #N/A | #N/A | #N/A | #N/A | 11.2059 | #N/A | #N/A | 2.9394 | #N/A | 0 | 0 | 0 | 0 | 0 | 0 | 0 | 0 | 0.00498% | 1 | 50% | 0% | 0% | 0% | 8.2745 | 0 | 0 | 0 | 8.2745 | #N/A
2007-02-21 18:00 | 2 | 21 | 18 | 52.7084 | 1242 | 19.04 | 30.02 | 991 | 19.04 | 18.0931 | 0 | Heating | 2.4124 | #N/A | #N/A | #N/A | #N/A | 18.0931 | #N/A | #N/A | 2.8915 | #N/A | 0 | 0 | 0 | 0 | 0 | 0 | 0 | 0 | 0.008041% | 1 | 50% | 0% | 0% | 0% | 8.2745 | 0 | 0 | 0 | 8.2745 | #N/A
2007-02-21 19:00 | 2 | 21 | 19 | 52.7501 | 1243 | 19.04 | 30.02 | 991 | 19.04 | 90.3034 | 0 | Heating | 12.0405 | #N/A | #N/A | #N/A | #N/A | 90.3034 | #N/A | #N/A | 2.8915 | #N/A | 0 | 0 | 0 | 0 | 0 | 0 | 0 | 0 | 0.04013% | 1 | 50% | 0% | 0% | 0% | 8.2745 | 0 | 0 | 0 | 8.2745 | #N/A
2007-02-21 20:00 | 2 | 21 | 20 | 52.7917 | 1244 | 19.04 | 30.92 | 992 | 19.04 | 127.9077 | 0 | Heating | 17.0544 | #N/A | #N/A | #N/A | #N/A | 127.9077 | #N/A | #N/A | 2.8915 | #N/A | 0 | 0 | 0 | 0 | 0 | 0 | 0 | 0 | 0.05685% | 1 | 50% | 0% | 0% | 0% | 8.2745 | 0 | 0 | 0 | 8.2745 | #N/A
2007-02-21 21:00 | 2 | 21 | 21 | 52.8334 | 1245 | 19.04 | 30.02 | 992 | 19.04 | 193.294 | 0 | Heating | 25.7725 | #N/A | #N/A | #N/A | #N/A | 193.294 | #N/A | #N/A | 2.8915 | #N/A | 0 | 0 | 0 | 0 | 0 | 0 | 0 | 0 | 0.08591% | 1 | 50% | 0% | 0% | 0% | 8.2745 | 0 | 0 | 0 | 8.2745 | #N/A
2007-02-21 22:00 | 2 | 21 | 22 | 52.8751 | 1246 | 19.94 | 28.94 | 993 | 19.94 | 229.5996 | 0 | Heating | 30.6133 | #N/A | #N/A | #N/A | #N/A | 229.5996 | #N/A | #N/A | 2.9127 | #N/A | 0 | 0 | 0 | 0 | 0 | 0 | 0 | 0 | 0.102% | 1 | 50% | 0% | 0% | 0% | 8.2745 | 0 | 0 | 0 | 8.2745 | #N/A
2007-02-21 23:00 | 2 | 21 | 23 | 52.9167 | 1247 | 19.94 | 26.96 | 993 | 19.94 | 0 | 0 | Cooling | 0 | #N/A | #N/A | #N/A | #N/A | 0 | 0 | 0 | 0 | 0 | 0 | #N/A | #N/A | 88 | #N/A | #N/A | #N/A | #N/A | 0% | 1 | 50% | 0% | 0% | 0% | 8.2745 | 0 | 0 | 0 | 8.2745 | #N/A
2007-02-22 | 2 | 22 | 0 | 52.9584 | 1248 | 21.92 | 24.98 | 994 | 21.92 | 2.7195 | 0 | Heating | 0.3626 | #N/A | #N/A | #N/A | #N/A | 2.7195 | #N/A | #N/A | 2.9629 | #N/A | 0 | 0 | 0 | 0 | 0 | 0 | 0 | 0 | 0.001209% | 1 | 50% | 0% | 0% | 0% | 8.2745 | 0 | 0 | 0 | 8.2745 | #N/A
2007-02-22 01:00 | 2 | 22 | 1 | 53.0001 | 1249 | 21.92 | 24.98 | 994 | 21.92 | 9.1688 | 0 | Heating | 1.2225 | #N/A | #N/A | #N/A | #N/A | 9.1688 | #N/A | #N/A | 2.9629 | #N/A | 0 | 0 | 0 | 0 | 0 | 0 | 0 | 0 | 0.004075% | 1 | 50% | 0% | 0% | 0% | 8.2745 | 0 | 0 | 0 | 8.2745 | #N/A
2007-02-22 02:00 | 2 | 22 | 2 | 53.0417 | 1250 | 21.92 | 24.08 | 995 | 21.92 | 16.2859 | 0 | Heating | 2.1714 | #N/A | #N/A | #N/A | #N/A | 16.2859 | #N/A | #N/A | 2.9629 | #N/A | 0 | 0 | 0 | 0 | 0 | 0 | 0 | 0 | 0.007238% | 1 | 50% | 0% | 0% | 0% | 8.2745 | 0 | 0 | 0 | 8.2745 | #N/A
2007-02-22 03:00 | 2 | 22 | 3 | 53.0834 | 1251 | 21.2 | 24.08 | 995 | 21.2 | 25.37 | 0 | Heating | 3.3827 | #N/A | #N/A | #N/A | #N/A | 25.37 | #N/A | #N/A | 2.944 | #N/A | 0 | 0 | 0 | 0 | 0 | 0 | 0 | 0 | 0.01128% | 1 | 50% | 0% | 0% | 0% | 8.2745 | 0 | 0 | 0 | 8.2745 | #N/A
2007-02-22 04:00 | 2 | 22 | 4 | 53.1251 | 1252 | 21.02 | 24.98 | 996 | 21.02 | 38.7204 | 0 | Heating | 5.1627 | #N/A | #N/A | #N/A | #N/A | 38.7204 | #N/A | #N/A | 2.9394 | #N/A | 0 | 0 | 0 | 0 | 0 | 0 | 0 | 0 | 0.01721% | 1 | 50% | 0% | 0% | 0% | 8.2745 | 0 | 0 | 0 | 8.2745 | #N/A
2007-02-22 05:00 | 2 | 22 | 5 | 53.1667 | 1253 | 21.02 | 24.08 | 997 | 21.02 | 46.1343 | 0 | Heating | 6.1512 | #N/A | #N/A | #N/A | #N/A | 46.1343 | #N/A | #N/A | 2.9394 | #N/A | 0 | 0 | 0 | 0 | 0 | 0 | 0 | 0 | 0.0205% | 1 | 50% | 0% | 0% | 0% | 8.2745 | 0 | 0 | 0 | 8.2745 | #N/A
2007-02-22 06:00 | 2 | 22 | 6 | 53.2084 | 1254 | 19.94 | 23 | 997 | 19.94 | 56.7255 | 0 | Heating | 7.5634 | #N/A | #N/A | #N/A | #N/A | 56.7255 | #N/A | #N/A | 2.9127 | #N/A | 0 | 0 | 0 | 0 | 0 | 0 | 0 | 0 | 0.02521% | 1 | 50% | 0% | 0% | 0% | 8.2745 | 0 | 0 | 0 | 8.2745 | #N/A
2007-02-22 07:00 | 2 | 22 | 7 | 53.2501 | 1255 | 19.4 | 21.02 | 998 | 19.4 | 787.7996 | 0 | Heating | 105.0399 | #N/A | #N/A | #N/A | #N/A | 787.7996 | #N/A | #N/A | 2.8998 | #N/A | 0 | 0 | 0 | 0 | 0 | 0 | 0 | 0 | 0.3501% | 1 | 50% | 0% | 0% | 0% | 8.2745 | 0 | 0 | 0 | 8.2745 | #N/A
2007-02-22 08:00 | 2 | 22 | 8 | 53.2917 | 1256 | 17.96 | 21.02 | 999 | 17.96 | 435.3143 | 0 | Heating | 58.0419 | #N/A | #N/A | #N/A | #N/A | 435.3143 | #N/A | #N/A | 2.8673 | #N/A | 0 | 0 | 0 | 0 | 0 | 0 | 0 | 0 | 0.1935% | 1 | 50% | 0% | 0% | 0% | 8.2745 | 0 | 0 | 0 | 8.2745 | #N/A
2007-02-22 09:00 | 2 | 22 | 9 | 53.3334 | 1257 | 21.2 | 19.94 | 1000 | 21.2 | 131.7702 | 0 | Heating | 17.5694 | #N/A | #N/A | #N/A | #N/A | 131.7702 | #N/A | #N/A | 2.944 | #N/A | 0 | 0 | 0 | 0 | 0 | 0 | 0 | 0 | 0.05856% | 1 | 50% | 0% | 0% | 0% | 8.2745 | 0 | 0 | 0 | 8.2745 | #N/A
2007-02-22 10:00 | 2 | 22 | 10 | 53.3751 | 1258 | 26.06 | 17.06 | 1000 | 26.06 | 97.1045 | 0 | Heating | 12.9473 | #N/A | #N/A | #N/A | #N/A | 97.1045 | #N/A | #N/A | 3.0859 | #N/A | 0 | 0 | 0 | 0 | 0 | 0 | 0 | 0 | 0.04316% | 1 | 50% | 0% | 0% | 0% | 8.2745 | 0 | 0 | 0 | 8.2745 | #N/A
2007-02-22 11:00 | 2 | 22 | 11 | 53.4167 | 1259 | 26.06 | 17.96 | 1000 | 26.06 | 93.3584 | 0 | Heating | 12.4478 | #N/A | #N/A | #N/A | #N/A | 93.3584 | #N/A | #N/A | 3.0859 | #N/A | 0 | 0 | 0 | 0 | 0 | 0 | 0 | 0 | 0.04149% | 1 | 50% | 0% | 0% | 0% | 8.2745 | 0 | 0 | 0 | 8.2745 | #N/A
2007-02-22 12:00 | 2 | 22 | 12 | 53.4584 | 1260 | 30.02 | 19.04 | 1000 | 30.02 | 73.5614 | 0 | Heating | 9.8082 | #N/A | #N/A | #N/A | #N/A | 73.5614 | #N/A | #N/A | 3.2302 | #N/A | 0 | 0 | 0 | 0 | 0 | 0 | 0 | 0 | 0.03269% | 1 | 50% | 0% | 0% | 0% | 8.2745 | 0 | 0 | 0 | 8.2745 | #N/A
2007-02-22 13:00 | 2 | 22 | 13 | 53.5001 | 1261 | 33.08 | 17.06 | 1000 | 33.08 | 82.8755 | 0 | Heating | 11.0501 | #N/A | #N/A | #N/A | #N/A | 82.8755 | #N/A | #N/A | 3.3624 | #N/A | 0 | 0 | 0 | 0 | 0 | 0 | 0 | 0 | 0.03683% | 1 | 50% | 0% | 0% | 0% | 8.2745 | 0 | 0 | 0 | 8.2745 | #N/A
2007-02-22 14:00 | 2 | 22 | 14 | 53.5417 | 1262 | 33.08 | 15.98 | 1000 | 33.08 | 33.7644 | 0 | Heating | 4.5019 | #N/A | #N/A | #N/A | #N/A | 33.7644 | #N/A | #N/A | 3.3624 | #N/A | 0 | 0 | 0 | 0 | 0 | 0 | 0 | 0 | 0.01501% | 1 | 50% | 0% | 0% | 0% | 8.2745 | 0 | 0 | 0 | 8.2745 | #N/A
2007-02-22 15:00 | 2 | 22 | 15 | 53.5834 | 1263 | 35.06 | 17.96 | 1000 | 35.06 | 26.7814 | 0 | Heating | 3.5709 | #N/A | #N/A | #N/A | #N/A | 26.7814 | #N/A | #N/A | 3.4585 | #N/A | 0 | 0 | 0 | 0 | 0 | 0 | 0 | 0 | 0.0119% | 1 | 50% | 0% | 0% | 0% | 8.2745 | 0 | 0 | 0 | 8.2745 | #N/A
2007-02-22 16:00 | 2 | 22 | 16 | 53.6251 | 1264 | 35.06 | 19.94 | 1000 | 35.06 | 26.4283 | 0 | Heating | 3.5238 | #N/A | #N/A | #N/A | #N/A | 26.4283 | #N/A | #N/A | 3.4585 | #N/A | 0 | 0 | 0 | 0 | 0 | 0 | 0 | 0 | 0.01175% | 1 | 50% | 0% | 0% | 0% | 8.2745 | 0 | 0 | 0 | 8.2745 | #N/A
2007-02-22 17:00 | 2 | 22 | 17 | 53.6667 | 1265 | 35.06 | 23 | 1000 | 35.06 | 15.5713 | 0 | Heating | 2.0762 | #N/A | #N/A | #N/A | #N/A | 15.5713 | #N/A | #N/A | 3.4585 | #N/A | 0 | 0 | 0 | 0 | 0 | 0 | 0 | 0 | 0.006921% | 1 | 50% | 0% | 0% | 0% | 8.2745 | 0 | 0 | 0 | 8.2745 | #N/A
2007-02-22 18:00 | 2 | 22 | 18 | 53.7084 | 1266 | 33.98 | 24.98 | 1001 | 33.98 | 33.3213 | 0 | Heating | 4.4428 | #N/A | #N/A | #N/A | #N/A | 33.3213 | #N/A | #N/A | 3.405 | #N/A | 0 | 0 | 0 | 0 | 0 | 0 | 0 | 0 | 0.01481% | 1 | 50% | 0% | 0% | 0% | 8.2745 | 0 | 0 | 0 | 8.2745 | #N/A
2007-02-22 19:00 | 2 | 22 | 19 | 53.7501 | 1267 | 33.08 | 26.96 | 1002 | 33.08 | 90.5366 | 0 | Heating | 12.0715 | #N/A | #N/A | #N/A | #N/A | 90.5366 | #N/A | #N/A | 3.3624 | #N/A | 0 | 0 | 0 | 0 | 0 | 0 | 0 | 0 | 0.04024% | 1 | 50% | 0% | 0% | 0% | 8.2745 | 0 | 0 | 0 | 8.2745 | #N/A
2007-02-22 20:00 | 2 | 22 | 20 | 53.7917 | 1268 | 33.08 | 26.06 | 1002 | 33.08 | 129.57 | 0 | Heating | 17.276 | #N/A | #N/A | #N/A | #N/A | 129.57 | #N/A | #N/A | 3.3624 | #N/A | 0 | 0 | 0 | 0 | 0 | 0 | 0 | 0 | 0.05759% | 1 | 50% | 0% | 0% | 0% | 8.2745 | 0 | 0 | 0 | 8.2745 | #N/A
2007-02-22 21:00 | 2 | 22 | 21 | 53.8334 | 1269 | 33.08 | 26.06 | 1003 | 33.08 | 210.3613 | 0 | Heating | 28.0482 | #N/A | #N/A | #N/A | #N/A | 210.3613 | #N/A | #N/A | 3.3624 | #N/A | 0 | 0 | 0 | 0 | 0 | 0 | 0 | 0 | 0.09349% | 1 | 50% | 0% | 0% | 0% | 8.2745 | 0 | 0 | 0 | 8.2745 | #N/A
2007-02-22 22:00 | 2 | 22 | 22 | 53.8751 | 1270 | 33.98 | 24.98 | 1003 | 33.98 | 275.1277 | 0 | Heating | 36.6837 | #N/A | #N/A | #N/A | #N/A | 275.1277 | #N/A | #N/A | 3.405 | #N/A | 0 | 0 | 0 | 0 | 0 | 0 | 0 | 0 | 0.1223% | 1 | 50% | 0% | 0% | 0% | 8.2745 | 0 | 0 | 0 | 8.2745 | #N/A
2007-02-22 23:00 | 2 | 22 | 23 | 53.9167 | 1271 | 33.98 | 24.98 | 1003 | 33.98 | 2.6271 | 0 | Heating | 0.35028 | #N/A | #N/A | #N/A | #N/A | 2.6271 | #N/A | #N/A | 3.405 | #N/A | 0 | 0 | 0 | 0 | 0 | 0 | 0 | 0 | 0.001168% | 1 | 50% | 0% | 0% | 0% | 8.2745 | 0 | 0 | 0 | 8.2745 | #N/A
2007-02-23 | 2 | 23 | 0 | 53.9584 | 1272 | 33.98 | 26.96 | 1003 | 33.98 | 10.9686 | 0 | Heating | 1.4625 | #N/A | #N/A | #N/A | #N/A | 10.9686 | #N/A | #N/A | 3.405 | #N/A | 0 | 0 | 0 | 0 | 0 | 0 | 0 | 0 | 0.004875% | 1 | 50% | 0% | 0% | 0% | 8.2745 | 0 | 0 | 0 | 8.2745 | #N/A
2007-02-23 01:00 | 2 | 23 | 1 | 54.0001 | 1273 | 33.98 | 26.96 | 1003 | 33.98 | 17.1143 | 0 | Heating | 2.2819 | #N/A | #N/A | #N/A | #N/A | 17.1143 | #N/A | #N/A | 3.405 | #N/A | 0 | 0 | 0 | 0 | 0 | 0 | 0 | 0 | 0.007606% | 1 | 50% | 0% | 0% | 0% | 8.2745 | 0 | 0 | 0 | 8.2745 | #N/A
2007-02-23 02:00 | 2 | 23 | 2 | 54.0417 | 1274 | 33.98 | 26.96 | 1002 | 33.98 | 21.0965 | 0 | Heating | 2.8129 | #N/A | #N/A | #N/A | #N/A | 21.0965 | #N/A | #N/A | 3.405 | #N/A | 0 | 0 | 0 | 0 | 0 | 0 | 0 | 0 | 0.009376% | 1 | 50% | 0% | 0% | 0% | 8.2745 | 0 | 0 | 0 | 8.2745 | #N/A
2007-02-23 03:00 | 2 | 23 | 3 | 54.0834 | 1275 | 33.8 | 26.96 | 1001 | 33.8 | 24.2582 | 0 | Heating | 3.2344 | #N/A | #N/A | #N/A | #N/A | 24.2582 | #N/A | #N/A | 3.3963 | #N/A | 0 | 0 | 0 | 0 | 0 | 0 | 0 | 0 | 0.01078% | 1 | 50% | 0% | 0% | 0% | 8.2745 | 0 | 0 | 0 | 8.2745 | #N/A
2007-02-23 04:00 | 2 | 23 | 4 | 54.1251 | 1276 | 33.08 | 26.96 | 1001 | 33.08 | 25.9592 | 0 | Heating | 3.4612 | #N/A | #N/A | #N/A | #N/A | 25.9592 | #N/A | #N/A | 3.3624 | #N/A | 0 | 0 | 0 | 0 | 0 | 0 | 0 | 0 | 0.01154% | 1 | 50% | 0% | 0% | 0% | 8.2745 | 0 | 0 | 0 | 8.2745 | #N/A
2007-02-23 05:00 | 2 | 23 | 5 | 54.1667 | 1277 | 33.08 | 26.96 | 1001 | 33.08 | 29.1149 | 0 | Heating | 3.882 | #N/A | #N/A | #N/A | #N/A | 29.1149 | #N/A | #N/A | 3.3624 | #N/A | 0 | 0 | 0 | 0 | 0 | 0 | 0 | 0 | 0.01294% | 1 | 50% | 0% | 0% | 0% | 8.2745 | 0 | 0 | 0 | 8.2745 | #N/A
2007-02-23 06:00 | 2 | 23 | 6 | 54.2084 | 1278 | 32 | 26.96 | 1001 | 32 | 26.8051 | 0 | Heating | 3.574 | #N/A | #N/A | #N/A | #N/A | 26.8051 | #N/A | #N/A | 3.3135 | #N/A | 0 | 0 | 0 | 0 | 0 | 0 | 0 | 0 | 0.01191% | 1 | 50% | 0% | 0% | 0% | 8.2745 | 0 | 0 | 0 | 8.2745 | #N/A
2007-02-23 07:00 | 2 | 23 | 7 | 54.2501 | 1279 | 33.08 | 28.04 | 1001 | 33.08 | 670.4777 | 0 | Heating | 89.397 | #N/A | #N/A | #N/A | #N/A | 670.4777 | #N/A | #N/A | 3.3624 | #N/A | 0 | 0 | 0 | 0 | 0 | 0 | 0 | 0 | 0.298% | 1 | 50% | 0% | 0% | 0% | 8.2745 | 0 | 0 | 0 | 8.2745 | #N/A
2007-02-23 08:00 | 2 | 23 | 8 | 54.2917 | 1280 | 33.08 | 28.04 | 1000 | 33.08 | 394.1032 | 0 | Heating | 52.5471 | #N/A | #N/A | #N/A | #N/A | 394.1032 | #N/A | #N/A | 3.3624 | #N/A | 0 | 0 | 0 | 0 | 0 | 0 | 0 | 0 | 0.1752% | 1 | 50% | 0% | 0% | 0% | 8.2745 | 0 | 0 | 0 | 8.2745 | #N/A
2007-02-23 09:00 | 2 | 23 | 9 | 54.3334 | 1281 | 33.98 | 28.04 | 1000 | 33.98 | 234.2299 | 0 | Heating | 31.2307 | #N/A | #N/A | #N/A | #N/A | 234.2299 | #N/A | #N/A | 3.405 | #N/A | 0 | 0 | 0 | 0 | 0 | 0 | 0 | 0 | 0.1041% | 1 | 50% | 0% | 0% | 0% | 8.2745 | 0 | 0 | 0 | 8.2745 | #N/A
2007-02-23 10:00 | 2 | 23 | 10 | 54.3751 | 1282 | 33.98 | 28.94 | 999 | 33.98 | 204.297 | 0 | Heating | 27.2396 | #N/A | #N/A | #N/A | #N/A | 204.297 | #N/A | #N/A | 3.405 | #N/A | 0 | 0 | 0 | 0 | 0 | 0 | 0 | 0 | 0.0908% | 1 | 50% | 0% | 0% | 0% | 8.2745 | 0 | 0 | 0 | 8.2745 | #N/A
2007-02-23 11:00 | 2 | 23 | 11 | 54.4167 | 1283 | 33.98 | 28.04 | 998 | 33.98 | 205.5265 | 0 | Heating | 27.4035 | #N/A | #N/A | #N/A | #N/A | 205.5265 | #N/A | #N/A | 3.405 | #N/A | 0 | 0 | 0 | 0 | 0 | 0 | 0 | 0 | 0.09135% | 1 | 50% | 0% | 0% | 0% | 8.2745 | 0 | 0 | 0 | 8.2745 | #N/A
2007-02-23 12:00 | 2 | 23 | 12 | 54.4584 | 1284 | 35.06 | 28.04 | 998 | 35.06 | 183.024 | 0 | Heating | 24.4032 | #N/A | #N/A | #N/A | #N/A | 183.024 | #N/A | #N/A | 3.4585 | #N/A | 0 | 0 | 0 | 0 | 0 | 0 | 0 | 0 | 0.08134% | 1 | 50% | 0% | 0% | 0% | 8.2745 | 0 | 0 | 0 | 8.2745 | #N/A
2007-02-23 13:00 | 2 | 23 | 13 | 54.5001 | 1285 | 33.8 | 30.02 | 997 | 33.8 | 160.3972 | 0 | Heating | 21.3863 | #N/A | #N/A | #N/A | #N/A | 160.3972 | #N/A | #N/A | 3.3963 | #N/A | 0 | 0 | 0 | 0 | 0 | 0 | 0 | 0 | 0.07129% | 1 | 50% | 0% | 0% | 0% | 8.2745 | 0 | 0 | 0 | 8.2745 | #N/A
2007-02-23 14:00 | 2 | 23 | 14 | 54.5417 | 1286 | 33.98 | 30.92 | 997 | 33.98 | 155.8811 | 0 | Heating | 20.7841 | #N/A | #N/A | #N/A | #N/A | 155.8811 | #N/A | #N/A | 3.405 | #N/A | 0 | 0 | 0 | 0 | 0 | 0 | 0 | 0 | 0.06928% | 1 | 50% | 0% | 0% | 0% | 8.2745 | 0 | 0 | 0 | 8.2745 | #N/A
2007-02-23 15:00 | 2 | 23 | 15 | 54.5834 | 1287 | 35.6 | 32 | 998 | 35.6 | 252.8262 | 0 | Heating | 33.7102 | #N/A | #N/A | #N/A | #N/A | 252.8262 | #N/A | #N/A | 3.4863 | #N/A | 0 | 0 | 0 | 0 | 0 | 0 | 0 | 0 | 0.1124% | 1 | 50% | 0% | 0% | 0% | 8.2745 | 0 | 0 | 0 | 8.2745 | #N/A
2007-02-23 16:00 | 2 | 23 | 16 | 54.6251 | 1288 | 35.6 | 32 | 998 | 35.6 | 280.87 | 0 | Heating | 37.4493 | #N/A | #N/A | #N/A | #N/A | 280.87 | #N/A | #N/A | 3.4863 | #N/A | 0 | 0 | 0 | 0 | 0 | 0 | 0 | 0 | 0.1248% | 1 | 50% | 0% | 0% | 0% | 8.2745 | 0 | 0 | 0 | 8.2745 | #N/A
2007-02-23 17:00 | 2 | 23 | 17 | 54.6667 | 1289 | 35.96 | 32 | 999 | 35.96 | 243.4831 | 0 | Heating | 32.4644 | #N/A | #N/A | #N/A | #N/A | 243.4831 | #N/A | #N/A | 3.5052 | #N/A | 0 | 0 | 0 | 0 | 0 | 0 | 0 | 0 | 0.1082% | 1 | 50% | 0% | 0% | 0% | 8.2745 | 0 | 0 | 0 | 8.2745 | #N/A
2007-02-23 18:00 | 2 | 23 | 18 | 54.7084 | 1290 | 35.96 | 33.08 | 1000 | 35.96 | 289.3737 | 0 | Heating | 38.5832 | #N/A | #N/A | #N/A | #N/A | 289.3737 | #N/A | #N/A | 3.5052 | #N/A | 0 | 0 | 0 | 0 | 0 | 0 | 0 | 0 | 0.1286% | 1 | 50% | 0% | 0% | 0% | 8.2745 | 0 | 0 | 0 | 8.2745 | #N/A
2007-02-23 19:00 | 2 | 23 | 19 | 54.7501 | 1291 | 35.96 | 33.08 | 1000 | 35.96 | 0 | 0 | Cooling | 0 | #N/A | #N/A | #N/A | #N/A | 0 | 0 | 0 | 0 | 0 | 0 | #N/A | #N/A | 88 | #N/A | #N/A | #N/A | #N/A | 0% | 1 | 50% | 0% | 0% | 0% | 8.2745 | 0 | 0 | 0 | 8.2745 | #N/A
2007-02-23 20:00 | 2 | 23 | 20 | 54.7917 | 1292 | 35.96 | 32 | 1001 | 35.96 | 4.5856 | 0 | Heating | 0.61141 | #N/A | #N/A | #N/A | #N/A | 4.5856 | #N/A | #N/A | 3.5052 | #N/A | 0 | 0 | 0 | 0 | 0 | 0 | 0 | 0 | 0.002038% | 1 | 50% | 0% | 0% | 0% | 8.2745 | 0 | 0 | 0 | 8.2745 | #N/A
2007-02-23 21:00 | 2 | 23 | 21 | 54.8334 | 1293 | 35.96 | 30.92 | 1001 | 35.96 | 8.5797 | 0 | Heating | 1.144 | #N/A | #N/A | #N/A | #N/A | 8.5797 | #N/A | #N/A | 3.5052 | #N/A | 0 | 0 | 0 | 0 | 0 | 0 | 0 | 0 | 0.003813% | 1 | 50% | 0% | 0% | 0% | 8.2745 | 0 | 0 | 0 | 8.2745 | #N/A
2007-02-23 22:00 | 2 | 23 | 22 | 54.8751 | 1294 | 35.96 | 21.02 | 1003 | 35.96 | 16.1373 | 0 | Heating | 2.1516 | #N/A | #N/A | #N/A | #N/A | 16.1373 | #N/A | #N/A | 3.5052 | #N/A | 0 | 0 | 0 | 0 | 0 | 0 | 0 | 0 | 0.007172% | 1 | 50% | 0% | 0% | 0% | 8.2745 | 0 | 0 | 0 | 8.2745 | #N/A
2007-02-23 23:00 | 2 | 23 | 23 | 54.9167 | 1295 | 35.96 | 17.96 | 1003 | 35.96 | 40.9952 | 0 | Heating | 5.466 | #N/A | #N/A | #N/A | #N/A | 40.9952 | #N/A | #N/A | 3.5052 | #N/A | 0 | 0 | 0 | 0 | 0 | 0 | 0 | 0 | 0.01822% | 1 | 50% | 0% | 0% | 0% | 8.2745 | 0 | 0 | 0 | 8.2745 | #N/A
2007-02-24 | 2 | 24 | 0 | 54.9584 | 1296 | 35.06 | 8.96 | 1005 | 35.06 | 225.8114 | 0 | Heating | 30.1082 | #N/A | #N/A | #N/A | #N/A | 225.8114 | #N/A | #N/A | 3.4585 | #N/A | 0 | 0 | 0 | 0 | 0 | 0 | 0 | 0 | 0.1004% | 1 | 50% | 0% | 0% | 0% | 8.2745 | 0 | 0 | 0 | 8.2745 | #N/A
2007-02-24 01:00 | 2 | 24 | 1 | 55.0001 | 1297 | 33.98 | 8.96 | 1006 | 33.98 | 355.814 | 0 | Heating | 47.4419 | #N/A | #N/A | #N/A | #N/A | 355.814 | #N/A | #N/A | 3.405 | #N/A | 0 | 0 | 0 | 0 | 0 | 0 | 0 | 0 | 0.1581% | 1 | 50% | 0% | 0% | 0% | 8.2745 | 0 | 0 | 0 | 8.2745 | #N/A
2007-02-24 02:00 | 2 | 24 | 2 | 55.0417 | 1298 | 33.98 | 8.06 | 1007 | 33.98 | 420.0951 | 0 | Heating | 56.0127 | #N/A | #N/A | #N/A | #N/A | 420.0951 | #N/A | #N/A | 3.405 | #N/A | 0 | 0 | 0 | 0 | 0 | 0 | 0 | 0 | 0.1867% | 1 | 50% | 0% | 0% | 0% | 8.2745 | 0 | 0 | 0 | 8.2745 | #N/A
2007-02-24 03:00 | 2 | 24 | 3 | 55.0834 | 1299 | 33.8 | 6.08 | 1007 | 33.8 | 492.7509 | 0 | Heating | 65.7001 | #N/A | #N/A | #N/A | #N/A | 492.7509 | #N/A | #N/A | 3.3963 | #N/A | 0 | 0 | 0 | 0 | 0 | 0 | 0 | 0 | 0.219% | 1 | 50% | 0% | 0% | 0% | 8.2745 | 0 | 0 | 0 | 8.2745 | #N/A
2007-02-24 04:00 | 2 | 24 | 4 | 55.1251 | 1300 | 33.8 | 3.92 | 1006 | 33.8 | 564.9918 | 0 | Heating | 75.3322 | #N/A | #N/A | #N/A | #N/A | 564.9918 | #N/A | #N/A | 3.3963 | #N/A | 0 | 0 | 0 | 0 | 0 | 0 | 0 | 0 | 0.2511% | 1 | 50% | 0% | 0% | 0% | 8.2745 | 0 | 0 | 0 | 8.2745 | #N/A
2007-02-24 05:00 | 2 | 24 | 5 | 55.1667 | 1301 | 33.08 | 5 | 1006 | 33.08 | 617.666 | 0 | Heating | 82.3555 | #N/A | #N/A | #N/A | #N/A | 617.666 | #N/A | #N/A | 3.3624 | #N/A | 0 | 0 | 0 | 0 | 0 | 0 | 0 | 0 | 0.2745% | 1 | 50% | 0% | 0% | 0% | 8.2745 | 0 | 0 | 0 | 8.2745 | #N/A
2007-02-24 06:00 | 2 | 24 | 6 | 55.2084 | 1302 | 32 | 5 | 1006 | 32 | 653.4891 | 0 | Heating | 87.1319 | #N/A | #N/A | #N/A | #N/A | 653.4891 | #N/A | #N/A | 3.3135 | #N/A | 0 | 0 | 0 | 0 | 0 | 0 | 0 | 0 | 0.2904% | 1 | 50% | 0% | 0% | 0% | 8.2745 | 0 | 0 | 0 | 8.2745 | #N/A
2007-02-24 07:00 | 2 | 24 | 7 | 55.2501 | 1303 | 32 | 3.92 | 1007 | 32 | 633.9389 | 0 | Heating | 84.5252 | #N/A | #N/A | #N/A | #N/A | 633.9389 | #N/A | #N/A | 3.3135 | #N/A | 0 | 0 | 0 | 0 | 0 | 0 | 0 | 0 | 0.2818% | 1 | 50% | 0% | 0% | 0% | 8.2745 | 0 | 0 | 0 | 8.2745 | #N/A
2007-02-24 08:00 | 2 | 24 | 8 | 55.2917 | 1304 | 33.08 | 3.92 | 1008 | 33.08 | 594.5402 | 0 | Heating | 79.272 | #N/A | #N/A | #N/A | #N/A | 594.5402 | #N/A | #N/A | 3.3624 | #N/A | 0 | 0 | 0 | 0 | 0 | 0 | 0 | 0 | 0.2642% | 1 | 50% | 0% | 0% | 0% | 8.2745 | 0 | 0 | 0 | 8.2745 | #N/A
2007-02-24 09:00 | 2 | 24 | 9 | 55.3334 | 1305 | 33.8 | 5 | 1008 | 33.8 | 568.7208 | 0 | Heating | 75.8294 | #N/A | #N/A | #N/A | #N/A | 568.7208 | #N/A | #N/A | 3.3963 | #N/A | 0 | 0 | 0 | 0 | 0 | 0 | 0 | 0 | 0.2528% | 1 | 50% | 0% | 0% | 0% | 8.2745 | 0 | 0 | 0 | 8.2745 | #N/A
2007-02-24 10:00 | 2 | 24 | 10 | 55.3751 | 1306 | 35.6 | 5 | 1007 | 35.6 | 542.0589 | 0 | Heating | 72.2745 | #N/A | #N/A | #N/A | #N/A | 542.0589 | #N/A | #N/A | 3.4863 | #N/A | 0 | 0 | 0 | 0 | 0 | 0 | 0 | 0 | 0.2409% | 1 | 50% | 0% | 0% | 0% | 8.2745 | 0 | 0 | 0 | 8.2745 | #N/A
2007-02-24 11:00 | 2 | 24 | 11 | 55.4167 | 1307 | 35.06 | 3.92 | 1006 | 35.06 | 540.8225 | 0 | Heating | 72.1097 | #N/A | #N/A | #N/A | #N/A | 540.8225 | #N/A | #N/A | 3.4585 | #N/A | 0 | 0 | 0 | 0 | 0 | 0 | 0 | 0 | 0.2404% | 1 | 50% | 0% | 0% | 0% | 8.2745 | 0 | 0 | 0 | 8.2745 | #N/A
2007-02-24 12:00 | 2 | 24 | 12 | 55.4584 | 1308 | 37.04 | 3.92 | 1005 | 37.04 | 498.8096 | 0 | Heating | 66.508 | #N/A | #N/A | #N/A | #N/A | 498.8096 | #N/A | #N/A | 3.5637 | #N/A | 0 | 0 | 0 | 0 | 0 | 0 | 0 | 0 | 0.2217% | 1 | 50% | 0% | 0% | 0% | 8.2745 | 0 | 0 | 0 | 8.2745 | #N/A
2007-02-24 13:00 | 2 | 24 | 13 | 55.5001 | 1309 | 37.94 | 6.08 | 1005 | 37.94 | 491.8619 | 0 | Heating | 65.5816 | #N/A | #N/A | #N/A | #N/A | 491.8619 | #N/A | #N/A | 3.6146 | #N/A | 0 | 0 | 0 | 0 | 0 | 0 | 0 | 0 | 0.2186% | 1 | 50% | 0% | 0% | 0% | 8.2745 | 0 | 0 | 0 | 8.2745 | #N/A
2007-02-24 14:00 | 2 | 24 | 14 | 55.5417 | 1310 | 37.94 | 5 | 1004 | 37.94 | 478.5174 | 0 | Heating | 63.8023 | #N/A | #N/A | #N/A | #N/A | 478.5174 | #N/A | #N/A | 3.6146 | #N/A | 0 | 0 | 0 | 0 | 0 | 0 | 0 | 0 | 0.2127% | 1 | 50% | 0% | 0% | 0% | 8.2745 | 0 | 0 | 0 | 8.2745 | #N/A
2007-02-24 15:00 | 2 | 24 | 15 | 55.5834 | 1311 | 35.96 | 6.98 | 1004 | 35.96 | 481.1269 | 0 | Heating | 64.1502 | #N/A | #N/A | #N/A | #N/A | 481.1269 | #N/A | #N/A | 3.5052 | #N/A | 0 | 0 | 0 | 0 | 0 | 0 | 0 | 0 | 0.2138% | 1 | 50% | 0% | 0% | 0% | 8.2745 | 0 | 0 | 0 | 8.2745 | #N/A
2007-02-24 16:00 | 2 | 24 | 16 | 55.6251 | 1312 | 35.06 | 8.06 | 1004 | 35.06 | 507.9372 | 0 | Heating | 67.725 | #N/A | #N/A | #N/A | #N/A | 507.9372 | #N/A | #N/A | 3.4585 | #N/A | 0 | 0 | 0 | 0 | 0 | 0 | 0 | 0 | 0.2257% | 1 | 50% | 0% | 0% | 0% | 8.2745 | 0 | 0 | 0 | 8.2745 | #N/A
2007-02-24 17:00 | 2 | 24 | 17 | 55.6667 | 1313 | 35.06 | 8.06 | 1004 | 35.06 | 505.4415 | 0 | Heating | 67.3922 | #N/A | #N/A | #N/A | #N/A | 505.4415 | #N/A | #N/A | 3.4585 | #N/A | 0 | 0 | 0 | 0 | 0 | 0 | 0 | 0 | 0.2246% | 1 | 50% | 0% | 0% | 0% | 8.2745 | 0 | 0 | 0 | 8.2745 | #N/A
2007-02-24 18:00 | 2 | 24 | 18 | 55.7084 | 1314 | 33.8 | 8.06 | 1004 | 33.8 | 526.6342 | 0 | Heating | 70.2179 | #N/A | #N/A | #N/A | #N/A | 526.6342 | #N/A | #N/A | 3.3963 | #N/A | 0 | 0 | 0 | 0 | 0 | 0 | 0 | 0 | 0.2341% | 1 | 50% | 0% | 0% | 0% | 8.2745 | 0 | 0 | 0 | 8.2745 | #N/A
2007-02-24 19:00 | 2 | 24 | 19 | 55.7501 | 1315 | 32 | 6.98 | 1004 | 32 | 578.0298 | 0 | Heating | 77.0706 | #N/A | #N/A | #N/A | #N/A | 578.0298 | #N/A | #N/A | 3.3135 | #N/A | 0 | 0 | 0 | 0 | 0 | 0 | 0 | 0 | 0.2569% | 1 | 50% | 0% | 0% | 0% | 8.2745 | 0 | 0 | 0 | 8.2745 | #N/A
2007-02-24 20:00 | 2 | 24 | 20 | 55.7917 | 1316 | 32 | 6.98 | 1004 | 32 | 637.4036 | 0 | Heating | 84.9872 | #N/A | #N/A | #N/A | #N/A | 637.4036 | #N/A | #N/A | 3.3135 | #N/A | 0 | 0 | 0 | 0 | 0 | 0 | 0 | 0 | 0.2833% | 1 | 50% | 0% | 0% | 0% | 8.2745 | 0 | 0 | 0 | 8.2745 | #N/A
2007-02-24 21:00 | 2 | 24 | 21 | 55.8334 | 1317 | 32 | 6.98 | 1005 | 32 | 664.4158 | 0 | Heating | 88.5888 | #N/A | #N/A | #N/A | #N/A | 664.4158 | #N/A | #N/A | 3.3135 | #N/A | 0 | 0 | 0 | 0 | 0 | 0 | 0 | 0 | 0.2953% | 1 | 50% | 0% | 0% | 0% | 8.2745 | 0 | 0 | 0 | 8.2745 | #N/A
2007-02-24 22:00 | 2 | 24 | 22 | 55.8751 | 1318 | 32 | 5 | 1006 | 32 | 728.4635 | 0 | Heating | 97.1285 | #N/A | #N/A | #N/A | #N/A | 728.4635 | #N/A | #N/A | 3.3135 | #N/A | 0 | 0 | 0 | 0 | 0 | 0 | 0 | 0 | 0.3238% | 1 | 50% | 0% | 0% | 0% | 8.2745 | 0 | 0 | 0 | 8.2745 | #N/A
2007-02-24 23:00 | 2 | 24 | 23 | 55.9167 | 1319 | 32 | 3.92 | 1007 | 32 | 797.7184 | 0 | Heating | 106.3625 | #N/A | #N/A | #N/A | #N/A | 797.7184 | #N/A | #N/A | 3.3135 | #N/A | 0 | 0 | 0 | 0 | 0 | 0 | 0 | 0 | 0.3545% | 1 | 50% | 0% | 0% | 0% | 8.2745 | 0 | 0 | 0 | 8.2745 | #N/A
2007-02-25 | 2 | 25 | 0 | 55.9584 | 1320 | 32 | 1.04 | 1008 | 32 | 867.9929 | 0 | Heating | 115.7324 | #N/A | #N/A | #N/A | #N/A | 867.9929 | #N/A | #N/A | 3.3135 | #N/A | 0 | 0 | 0 | 0 | 0 | 0 | 0 | 0 | 0.3858% | 1 | 50% | 0% | 0% | 0% | 8.2745 | 0 | 0 | 0 | 8.2745 | #N/A
2007-02-25 01:00 | 2 | 25 | 1 | 56.0001 | 1321 | 30.92 | 1.04 | 1010 | 30.92 | 868.5755 | 0 | Heating | 115.8101 | #N/A | #N/A | #N/A | #N/A | 868.5755 | #N/A | #N/A | 3.2671 | #N/A | 0 | 0 | 0 | 0 | 0 | 0 | 0 | 0 | 0.386% | 1 | 50% | 0% | 0% | 0% | 8.2745 | 0 | 0 | 0 | 8.2745 | #N/A
2007-02-25 02:00 | 2 | 25 | 2 | 56.0417 | 1322 | 30.92 | -2.92 | 1011 | 30.92 | 925.3617 | 0 | Heating | 123.3816 | #N/A | #N/A | #N/A | #N/A | 925.3617 | #N/A | #N/A | 3.2671 | #N/A | 0 | 0 | 0 | 0 | 0 | 0 | 0 | 0 | 0.4113% | 1 | 50% | 0% | 0% | 0% | 8.2745 | 0 | 0 | 0 | 8.2745 | #N/A
2007-02-25 03:00 | 2 | 25 | 3 | 56.0834 | 1323 | 28.04 | -9.94 | 1012 | 28.04 | 1019.8162 | 0 | Heating | 135.9755 | #N/A | #N/A | #N/A | #N/A | 1019.8162 | #N/A | #N/A | 3.1545 | #N/A | 0 | 0 | 0 | 0 | 0 | 0 | 0 | 0 | 0.4533% | 1 | 50% | 0% | 0% | 0% | 8.2745 | 0 | 0 | 0 | 8.2745 | #N/A
2007-02-25 04:00 | 2 | 25 | 4 | 56.1251 | 1324 | 24.98 | -9.04 | 1013 | 24.98 | 1083.0398 | 0 | Heating | 144.4053 | #N/A | #N/A | #N/A | #N/A | 1083.0398 | #N/A | #N/A | 3.0513 | #N/A | 0 | 0 | 0 | 0 | 0 | 0 | 0 | 0 | 0.4814% | 1 | 50% | 0% | 0% | 0% | 8.2745 | 0 | 0 | 0 | 8.2745 | #N/A
2007-02-25 05:00 | 2 | 25 | 5 | 56.1667 | 1325 | 24.98 | -9.94 | 1014 | 24.98 | 1140.4234 | 0 | Heating | 152.0565 | #N/A | #N/A | #N/A | #N/A | 1140.4234 | #N/A | #N/A | 3.0513 | #N/A | 0 | 0 | 0 | 0 | 0 | 0 | 0 | 0 | 0.5069% | 1 | 50% | 0% | 0% | 0% | 8.2745 | 0 | 0 | 0 | 8.2745 | #N/A
2007-02-25 06:00 | 2 | 25 | 6 | 56.2084 | 1326 | 21.92 | -9.94 | 1016 | 21.92 | 1177.2288 | 0 | Heating | 156.9638 | #N/A | #N/A | #N/A | #N/A | 1177.2288 | #N/A | #N/A | 2.9629 | #N/A | 0 | 0 | 0 | 0 | 0 | 0 | 0 | 0 | 0.5232% | 1 | 50% | 0% | 0% | 0% | 8.2745 | 0 | 0 | 0 | 8.2745 | #N/A
2007-02-25 07:00 | 2 | 25 | 7 | 56.2501 | 1327 | 21.92 | -11.02 | 1017 | 21.92 | 2327.4294 | 0 | Heating | 310.3239 | #N/A | #N/A | #N/A | #N/A | 2327.4294 | #N/A | #N/A | 2.9629 | #N/A | 0 | 0 | 0 | 0 | 0 | 0 | 0 | 0 | 1.034% | 1 | 50% | 0% | 0% | 0% | 8.2745 | 0 | 0 | 0 | 8.2745 | #N/A
2007-02-25 08:00 | 2 | 25 | 8 | 56.2917 | 1328 | 21.92 | -11.02 | 1018 | 21.92 | 1711.6723 | 0 | Heating | 228.223 | #N/A | #N/A | #N/A | #N/A | 1711.6723 | #N/A | #N/A | 2.9629 | #N/A | 0 | 0 | 0 | 0 | 0 | 0 | 0 | 0 | 0.7607% | 1 | 50% | 0% | 0% | 0% | 8.2745 | 0 | 0 | 0 | 8.2745 | #N/A
2007-02-25 09:00 | 2 | 25 | 9 | 56.3334 | 1329 | 33.08 | -9.94 | 1019 | 33.08 | 929.2401 | 0 | Heating | 123.8987 | #N/A | #N/A | #N/A | #N/A | 929.2401 | #N/A | #N/A | 3.3624 | #N/A | 0 | 0 | 0 | 0 | 0 | 0 | 0 | 0 | 0.413% | 1 | 50% | 0% | 0% | 0% | 8.2745 | 0 | 0 | 0 | 8.2745 | #N/A
2007-02-25 10:00 | 2 | 25 | 10 | 56.3751 | 1330 | 37.04 | -2.92 | 1019 | 37.04 | 813.4935 | 0 | Heating | 108.4658 | #N/A | #N/A | #N/A | #N/A | 813.4935 | #N/A | #N/A | 3.5637 | #N/A | 0 | 0 | 0 | 0 | 0 | 0 | 0 | 0 | 0.3616% | 1 | 50% | 0% | 0% | 0% | 8.2745 | 0 | 0 | 0 | 8.2745 | #N/A
2007-02-25 11:00 | 2 | 25 | 11 | 56.4167 | 1331 | 37.04 | -0.04 | 1019 | 37.04 | 733.3646 | 0 | Heating | 97.7819 | #N/A | #N/A | #N/A | #N/A | 733.3646 | #N/A | #N/A | 3.5637 | #N/A | 0 | 0 | 0 | 0 | 0 | 0 | 0 | 0 | 0.3259% | 1 | 50% | 0% | 0% | 0% | 8.2745 | 0 | 0 | 0 | 8.2745 | #N/A
2007-02-25 12:00 | 2 | 25 | 12 | 56.4584 | 1332 | 39.02 | 1.94 | 1019 | 39.02 | 664.5007 | 0 | Heating | 88.6001 | #N/A | #N/A | #N/A | #N/A | 664.5007 | #N/A | #N/A | 3.6785 | #N/A | 0 | 0 | 0 | 0 | 0 | 0 | 0 | 0 | 0.2953% | 1 | 50% | 0% | 0% | 0% | 8.2745 | 0 | 0 | 0 | 8.2745 | #N/A
2007-02-25 13:00 | 2 | 25 | 13 | 56.5001 | 1333 | 39.02 | -0.94 | 1019 | 39.02 | 669.7626 | 0 | Heating | 89.3017 | #N/A | #N/A | #N/A | #N/A | 669.7626 | #N/A | #N/A | 3.6785 | #N/A | 0 | 0 | 0 | 0 | 0 | 0 | 0 | 0 | 0.2977% | 1 | 50% | 0% | 0% | 0% | 8.2745 | 0 | 0 | 0 | 8.2745 | #N/A
2007-02-25 14:00 | 2 | 25 | 14 | 56.5417 | 1334 | 39.02 | -0.04 | 1018 | 39.02 | 545.883 | 0 | Heating | 72.7844 | #N/A | #N/A | #N/A | #N/A | 545.883 | #N/A | #N/A | 3.6785 | #N/A | 0 | 0 | 0 | 0 | 0 | 0 | 0 | 0 | 0.2426% | 1 | 50% | 0% | 0% | 0% | 8.2745 | 0 | 0 | 0 | 8.2745 | #N/A
2007-02-25 15:00 | 2 | 25 | 15 | 56.5834 | 1335 | 39.92 | 1.94 | 1018 | 39.92 | 465.7235 | 0 | Heating | 62.0965 | #N/A | #N/A | #N/A | #N/A | 465.7235 | #N/A | #N/A | 3.7339 | #N/A | 0 | 0 | 0 | 0 | 0 | 0 | 0 | 0 | 0.207% | 1 | 50% | 0% | 0% | 0% | 8.2745 | 0 | 0 | 0 | 8.2745 | #N/A
2007-02-25 16:00 | 2 | 25 | 16 | 56.6251 | 1336 | 39.02 | 3.02 | 1018 | 39.02 | 436.6423 | 0 | Heating | 58.219 | #N/A | #N/A | #N/A | #N/A | 436.6423 | #N/A | #N/A | 3.6785 | #N/A | 0 | 0 | 0 | 0 | 0 | 0 | 0 | 0 | 0.1941% | 1 | 50% | 0% | 0% | 0% | 8.2745 | 0 | 0 | 0 | 8.2745 | #N/A
2007-02-25 17:00 | 2 | 25 | 17 | 56.6667 | 1337 | 39.02 | 3.92 | 1018 | 39.02 | 401.7519 | 0 | Heating | 53.5669 | #N/A | #N/A | #N/A | #N/A | 401.7519 | #N/A | #N/A | 3.6785 | #N/A | 0 | 0 | 0 | 0 | 0 | 0 | 0 | 0 | 0.1786% | 1 | 50% | 0% | 0% | 0% | 8.2745 | 0 | 0 | 0 | 8.2745 | #N/A
2007-02-25 18:00 | 2 | 25 | 18 | 56.7084 | 1338 | 37.94 | 3.92 | 1018 | 37.94 | 532.3118 | 0 | Heating | 70.9749 | #N/A | #N/A | #N/A | #N/A | 532.3118 | #N/A | #N/A | 3.6146 | #N/A | 0 | 0 | 0 | 0 | 0 | 0 | 0 | 0 | 0.2366% | 1 | 50% | 0% | 0% | 0% | 8.2745 | 0 | 0 | 0 | 8.2745 | #N/A
2007-02-25 19:00 | 2 | 25 | 19 | 56.7501 | 1339 | 37.04 | 3.92 | 1019 | 37.04 | 680.4239 | 0 | Heating | 90.7232 | #N/A | #N/A | #N/A | #N/A | 680.4239 | #N/A | #N/A | 3.5637 | #N/A | 0 | 0 | 0 | 0 | 0 | 0 | 0 | 0 | 0.3024% | 1 | 50% | 0% | 0% | 0% | 8.2745 | 0 | 0 | 0 | 8.2745 | #N/A
2007-02-25 20:00 | 2 | 25 | 20 | 56.7917 | 1340 | 37.04 | 3.92 | 1019 | 37.04 | 742.6372 | 0 | Heating | 99.0183 | #N/A | #N/A | #N/A | #N/A | 742.6372 | #N/A | #N/A | 3.5637 | #N/A | 0 | 0 | 0 | 0 | 0 | 0 | 0 | 0 | 0.3301% | 1 | 50% | 0% | 0% | 0% | 8.2745 | 0 | 0 | 0 | 8.2745 | #N/A
2007-02-25 21:00 | 2 | 25 | 21 | 56.8334 | 1341 | 35.06 | 3.92 | 1019 | 35.06 | 801.4139 | 0 | Heating | 106.8552 | #N/A | #N/A | #N/A | #N/A | 801.4139 | #N/A | #N/A | 3.4585 | #N/A | 0 | 0 | 0 | 0 | 0 | 0 | 0 | 0 | 0.3562% | 1 | 50% | 0% | 0% | 0% | 8.2745 | 0 | 0 | 0 | 8.2745 | #N/A
2007-02-25 22:00 | 2 | 25 | 22 | 56.8751 | 1342 | 33.08 | 3.92 | 1019 | 33.08 | 870.8808 | 0 | Heating | 116.1174 | #N/A | #N/A | #N/A | #N/A | 870.8808 | #N/A | #N/A | 3.3624 | #N/A | 0 | 0 | 0 | 0 | 0 | 0 | 0 | 0 | 0.3871% | 1 | 50% | 0% | 0% | 0% | 8.2745 | 0 | 0 | 0 | 8.2745 | #N/A
2007-02-25 23:00 | 2 | 25 | 23 | 56.9167 | 1343 | 33.08 | 3.02 | 1020 | 33.08 | 286.9496 | 0 | Heating | 38.2599 | #N/A | #N/A | #N/A | #N/A | 286.9496 | #N/A | #N/A | 3.3624 | #N/A | 0 | 0 | 0 | 0 | 0 | 0 | 0 | 0 | 0.1275% | 1 | 50% | 0% | 0% | 0% | 8.2745 | 0 | 0 | 0 | 8.2745 | #N/A
2007-02-26 | 2 | 26 | 0 | 56.9584 | 1344 | 33.08 | 3.02 | 1020 | 33.08 | 500.0944 | 0 | Heating | 66.6793 | #N/A | #N/A | #N/A | #N/A | 500.0944 | #N/A | #N/A | 3.3624 | #N/A | 0 | 0 | 0 | 0 | 0 | 0 | 0 | 0 | 0.2223% | 1 | 50% | 0% | 0% | 0% | 8.2745 | 0 | 0 | 0 | 8.2745 | #N/A
2007-02-26 01:00 | 2 | 26 | 1 | 57.0001 | 1345 | 32 | -0.04 | 1021 | 32 | 605.176 | 0 | Heating | 80.6901 | #N/A | #N/A | #N/A | #N/A | 605.176 | #N/A | #N/A | 3.3135 | #N/A | 0 | 0 | 0 | 0 | 0 | 0 | 0 | 0 | 0.269% | 1 | 50% | 0% | 0% | 0% | 8.2745 | 0 | 0 | 0 | 8.2745 | #N/A
2007-02-26 02:00 | 2 | 26 | 2 | 57.0417 | 1346 | 32 | -0.04 | 1021 | 32 | 701.5778 | 0 | Heating | 93.5437 | #N/A | #N/A | #N/A | #N/A | 701.5778 | #N/A | #N/A | 3.3135 | #N/A | 0 | 0 | 0 | 0 | 0 | 0 | 0 | 0 | 0.3118% | 1 | 50% | 0% | 0% | 0% | 8.2745 | 0 | 0 | 0 | 8.2745 | #N/A
2007-02-26 03:00 | 2 | 26 | 3 | 57.0834 | 1347 | 30.02 | -0.04 | 1020 | 30.02 | 739.0288 | 0 | Heating | 98.5372 | #N/A | #N/A | #N/A | #N/A | 739.0288 | #N/A | #N/A | 3.2302 | #N/A | 0 | 0 | 0 | 0 | 0 | 0 | 0 | 0 | 0.3285% | 1 | 50% | 0% | 0% | 0% | 8.2745 | 0 | 0 | 0 | 8.2745 | #N/A
2007-02-26 04:00 | 2 | 26 | 4 | 57.1251 | 1348 | 28.04 | -0.04 | 1020 | 28.04 | 752.6269 | 0 | Heating | 100.3503 | #N/A | #N/A | #N/A | #N/A | 752.6269 | #N/A | #N/A | 3.1545 | #N/A | 0 | 0 | 0 | 0 | 0 | 0 | 0 | 0 | 0.3345% | 1 | 50% | 0% | 0% | 0% | 8.2745 | 0 | 0 | 0 | 8.2745 | #N/A
2007-02-26 05:00 | 2 | 26 | 5 | 57.1667 | 1349 | 28.04 | 6.08 | 1021 | 28.04 | 752.4447 | 0 | Heating | 100.326 | #N/A | #N/A | #N/A | #N/A | 752.4447 | #N/A | #N/A | 3.1545 | #N/A | 0 | 0 | 0 | 0 | 0 | 0 | 0 | 0 | 0.3344% | 1 | 50% | 0% | 0% | 0% | 8.2745 | 0 | 0 | 0 | 8.2745 | #N/A
2007-02-26 06:00 | 2 | 26 | 6 | 57.2084 | 1350 | 26.06 | 10.94 | 1021 | 26.06 | 714.5473 | 0 | Heating | 95.273 | #N/A | #N/A | #N/A | #N/A | 714.5473 | #N/A | #N/A | 3.0859 | #N/A | 0 | 0 | 0 | 0 | 0 | 0 | 0 | 0 | 0.3176% | 1 | 50% | 0% | 0% | 0% | 8.2745 | 0 | 0 | 0 | 8.2745 | #N/A
2007-02-26 07:00 | 2 | 26 | 7 | 57.2501 | 1351 | 24.98 | 10.94 | 1021 | 24.98 | 1547.0864 | 0 | Heating | 206.2782 | #N/A | #N/A | #N/A | #N/A | 1547.0864 | #N/A | #N/A | 3.0513 | #N/A | 0 | 0 | 0 | 0 | 0 | 0 | 0 | 0 | 0.6876% | 1 | 50% | 0% | 0% | 0% | 8.2745 | 0 | 0 | 0 | 8.2745 | #N/A
2007-02-26 08:00 | 2 | 26 | 8 | 57.2917 | 1352 | 24.98 | 15.08 | 1022 | 24.98 | 1056.2632 | 0 | Heating | 140.8351 | #N/A | #N/A | #N/A | #N/A | 1056.2632 | #N/A | #N/A | 3.0513 | #N/A | 0 | 0 | 0 | 0 | 0 | 0 | 0 | 0 | 0.4695% | 1 | 50% | 0% | 0% | 0% | 8.2745 | 0 | 0 | 0 | 8.2745 | #N/A
2007-02-26 09:00 | 2 | 26 | 9 | 57.3334 | 1353 | 32 | 14 | 1022 | 32 | 613.6905 | 0 | Heating | 81.8254 | #N/A | #N/A | #N/A | #N/A | 613.6905 | #N/A | #N/A | 3.3135 | #N/A | 0 | 0 | 0 | 0 | 0 | 0 | 0 | 0 | 0.2728% | 1 | 50% | 0% | 0% | 0% | 8.2745 | 0 | 0 | 0 | 8.2745 | #N/A
2007-02-26 10:00 | 2 | 26 | 10 | 57.3751 | 1354 | 35.96 | 15.08 | 1022 | 35.96 | 454.8794 | 0 | Heating | 60.6506 | #N/A | #N/A | #N/A | #N/A | 454.8794 | #N/A | #N/A | 3.5052 | #N/A | 0 | 0 | 0 | 0 | 0 | 0 | 0 | 0 | 0.2022% | 1 | 50% | 0% | 0% | 0% | 8.2745 | 0 | 0 | 0 | 8.2745 | #N/A
2007-02-26 11:00 | 2 | 26 | 11 | 57.4167 | 1355 | 35.96 | 15.08 | 1022 | 35.96 | 408.3918 | 0 | Heating | 54.4522 | #N/A | #N/A | #N/A | #N/A | 408.3918 | #N/A | #N/A | 3.5052 | #N/A | 0 | 0 | 0 | 0 | 0 | 0 | 0 | 0 | 0.1815% | 1 | 50% | 0% | 0% | 0% | 8.2745 | 0 | 0 | 0 | 8.2745 | #N/A
2007-02-26 12:00 | 2 | 26 | 12 | 57.4584 | 1356 | 41 | 15.08 | 1021 | 41 | 390.4796 | 0 | Heating | 52.0639 | #N/A | #N/A | #N/A | #N/A | 390.4796 | #N/A | #N/A | 3.8033 | #N/A | 0 | 0 | 0 | 0 | 0 | 0 | 0 | 0 | 0.1735% | 1 | 50% | 0% | 0% | 0% | 8.2745 | 0 | 0 | 0 | 8.2745 | #N/A
2007-02-26 13:00 | 2 | 26 | 13 | 57.5001 | 1357 | 44.06 | 17.96 | 1020 | 44.06 | 460.0218 | 0 | Heating | 61.3362 | #N/A | #N/A | #N/A | #N/A | 460.0218 | #N/A | #N/A | 4.0174 | #N/A | 0 | 0 | 0 | 0 | 0 | 0 | 0 | 0 | 0.2045% | 1 | 50% | 0% | 0% | 0% | 8.2745 | 0 | 0 | 0 | 8.2745 | #N/A
2007-02-26 14:00 | 2 | 26 | 14 | 57.5417 | 1358 | 44.06 | 14 | 1019 | 44.06 | 315.8865 | 0 | Heating | 42.1182 | #N/A | #N/A | #N/A | #N/A | 315.8865 | #N/A | #N/A | 4.0174 | #N/A | 0 | 0 | 0 | 0 | 0 | 0 | 0 | 0 | 0.1404% | 1 | 50% | 0% | 0% | 0% | 8.2745 | 0 | 0 | 0 | 8.2745 | #N/A
2007-02-26 15:00 | 2 | 26 | 15 | 57.5834 | 1359 | 42.98 | 12.92 | 1018 | 42.98 | 272.2351 | 0 | Heating | 36.298 | #N/A | #N/A | #N/A | #N/A | 272.2351 | #N/A | #N/A | 3.9388 | #N/A | 0 | 0 | 0 | 0 | 0 | 0 | 0 | 0 | 0.121% | 1 | 50% | 0% | 0% | 0% | 8.2745 | 0 | 0 | 0 | 8.2745 | #N/A
2007-02-26 16:00 | 2 | 26 | 16 | 57.6251 | 1360 | 42.98 | 10.94 | 1018 | 42.98 | 223.0268 | 0 | Heating | 29.7369 | #N/A | #N/A | #N/A | #N/A | 223.0268 | #N/A | #N/A | 3.9388 | #N/A | 0 | 0 | 0 | 0 | 0 | 0 | 0 | 0 | 0.09912% | 1 | 50% | 0% | 0% | 0% | 8.2745 | 0 | 0 | 0 | 8.2745 | #N/A
2007-02-26 17:00 | 2 | 26 | 17 | 57.6667 | 1361 | 42.98 | 10.04 | 1017 | 42.98 | 183.5433 | 0 | Heating | 24.4724 | #N/A | #N/A | #N/A | #N/A | 183.5433 | #N/A | #N/A | 3.9388 | #N/A | 0 | 0 | 0 | 0 | 0 | 0 | 0 | 0 | 0.08157% | 1 | 50% | 0% | 0% | 0% | 8.2745 | 0 | 0 | 0 | 8.2745 | #N/A
2007-02-26 18:00 | 2 | 26 | 18 | 57.7084 | 1362 | 39.02 | 10.04 | 1017 | 39.02 | 261.6041 | 0 | Heating | 34.8806 | #N/A | #N/A | #N/A | #N/A | 261.6041 | #N/A | #N/A | 3.6785 | #N/A | 0 | 0 | 0 | 0 | 0 | 0 | 0 | 0 | 0.1163% | 1 | 50% | 0% | 0% | 0% | 8.2745 | 0 | 0 | 0 | 8.2745 | #N/A
2007-02-26 19:00 | 2 | 26 | 19 | 57.7501 | 1363 | 39.02 | 8.96 | 1017 | 39.02 | 402.9178 | 0 | Heating | 53.7224 | #N/A | #N/A | #N/A | #N/A | 402.9178 | #N/A | #N/A | 3.6785 | #N/A | 0 | 0 | 0 | 0 | 0 | 0 | 0 | 0 | 0.1791% | 1 | 50% | 0% | 0% | 0% | 8.2745 | 0 | 0 | 0 | 8.2745 | #N/A
2007-02-26 20:00 | 2 | 26 | 20 | 57.7917 | 1364 | 39.02 | 8.06 | 1017 | 39.02 | 489.6695 | 0 | Heating | 65.2893 | #N/A | #N/A | #N/A | #N/A | 489.6695 | #N/A | #N/A | 3.6785 | #N/A | 0 | 0 | 0 | 0 | 0 | 0 | 0 | 0 | 0.2176% | 1 | 50% | 0% | 0% | 0% | 8.2745 | 0 | 0 | 0 | 8.2745 | #N/A
2007-02-26 21:00 | 2 | 26 | 21 | 57.8334 | 1365 | 37.94 | 6.08 | 1017 | 37.94 | 639.9825 | 0 | Heating | 85.331 | #N/A | #N/A | #N/A | #N/A | 639.9825 | #N/A | #N/A | 3.6146 | #N/A | 0 | 0 | 0 | 0 | 0 | 0 | 0 | 0 | 0.2844% | 1 | 50% | 0% | 0% | 0% | 8.2745 | 0 | 0 | 0 | 8.2745 | #N/A
2007-02-26 22:00 | 2 | 26 | 22 | 57.8751 | 1366 | 37.94 | 5 | 1017 | 37.94 | 695.8524 | 0 | Heating | 92.7803 | #N/A | #N/A | #N/A | #N/A | 695.8524 | #N/A | #N/A | 3.6146 | #N/A | 0 | 0 | 0 | 0 | 0 | 0 | 0 | 0 | 0.3093% | 1 | 50% | 0% | 0% | 0% | 8.2745 | 0 | 0 | 0 | 8.2745 | #N/A
2007-02-26 23:00 | 2 | 26 | 23 | 57.9167 | 1367 | 37.94 | 5 | 1017 | 37.94 | 161.755 | 0 | Heating | 21.5673 | #N/A | #N/A | #N/A | #N/A | 161.755 | #N/A | #N/A | 3.6146 | #N/A | 0 | 0 | 0 | 0 | 0 | 0 | 0 | 0 | 0.07189% | 1 | 50% | 0% | 0% | 0% | 8.2745 | 0 | 0 | 0 | 8.2745 | #N/A
2007-02-27 | 2 | 27 | 0 | 57.9584 | 1368 | 35.96 | 6.98 | 1017 | 35.96 | 283.0021 | 0 | Heating | 37.7336 | #N/A | #N/A | #N/A | #N/A | 283.0021 | #N/A | #N/A | 3.5052 | #N/A | 0 | 0 | 0 | 0 | 0 | 0 | 0 | 0 | 0.1258% | 1 | 50% | 0% | 0% | 0% | 8.2745 | 0 | 0 | 0 | 8.2745 | #N/A
2007-02-27 01:00 | 2 | 27 | 1 | 58.0001 | 1369 | 35.6 | 5 | 1017 | 35.6 | 329.7009 | 0 | Heating | 43.9601 | #N/A | #N/A | #N/A | #N/A | 329.7009 | #N/A | #N/A | 3.4863 | #N/A | 0 | 0 | 0 | 0 | 0 | 0 | 0 | 0 | 0.1465% | 1 | 50% | 0% | 0% | 0% | 8.2745 | 0 | 0 | 0 | 8.2745 | #N/A
2007-02-27 02:00 | 2 | 27 | 2 | 58.0417 | 1370 | 35.06 | 10.04 | 1017 | 35.06 | 339.8603 | 0 | Heating | 45.3147 | #N/A | #N/A | #N/A | #N/A | 339.8603 | #N/A | #N/A | 3.4585 | #N/A | 0 | 0 | 0 | 0 | 0 | 0 | 0 | 0 | 0.151% | 1 | 50% | 0% | 0% | 0% | 8.2745 | 0 | 0 | 0 | 8.2745 | #N/A
2007-02-27 03:00 | 2 | 27 | 3 | 58.0834 | 1371 | 32 | 10.04 | 1017 | 32 | 346.2611 | 0 | Heating | 46.1681 | #N/A | #N/A | #N/A | #N/A | 346.2611 | #N/A | #N/A | 3.3135 | #N/A | 0 | 0 | 0 | 0 | 0 | 0 | 0 | 0 | 0.1539% | 1 | 50% | 0% | 0% | 0% | 8.2745 | 0 | 0 | 0 | 8.2745 | #N/A
2007-02-27 04:00 | 2 | 27 | 4 | 58.1251 | 1372 | 32 | 10.04 | 1017 | 32 | 384.9372 | 0 | Heating | 51.325 | #N/A | #N/A | #N/A | #N/A | 384.9372 | #N/A | #N/A | 3.3135 | #N/A | 0 | 0 | 0 | 0 | 0 | 0 | 0 | 0 | 0.1711% | 1 | 50% | 0% | 0% | 0% | 8.2745 | 0 | 0 | 0 | 8.2745 | #N/A
2007-02-27 05:00 | 2 | 27 | 5 | 58.1667 | 1373 | 32 | 12.02 | 1017 | 32 | 436.8906 | 0 | Heating | 58.2521 | #N/A | #N/A | #N/A | #N/A | 436.8906 | #N/A | #N/A | 3.3135 | #N/A | 0 | 0 | 0 | 0 | 0 | 0 | 0 | 0 | 0.1942% | 1 | 50% | 0% | 0% | 0% | 8.2745 | 0 | 0 | 0 | 8.2745 | #N/A
2007-02-27 06:00 | 2 | 27 | 6 | 58.2084 | 1374 | 33.08 | 15.08 | 1017 | 33.08 | 419.8278 | 0 | Heating | 55.977 | #N/A | #N/A | #N/A | #N/A | 419.8278 | #N/A | #N/A | 3.3624 | #N/A | 0 | 0 | 0 | 0 | 0 | 0 | 0 | 0 | 0.1866% | 1 | 50% | 0% | 0% | 0% | 8.2745 | 0 | 0 | 0 | 8.2745 | #N/A
2007-02-27 07:00 | 2 | 27 | 7 | 58.2501 | 1375 | 33.8 | 15.98 | 1018 | 33.8 | 1150.0864 | 0 | Heating | 153.3449 | #N/A | #N/A | #N/A | #N/A | 1150.0864 | #N/A | #N/A | 3.3963 | #N/A | 0 | 0 | 0 | 0 | 0 | 0 | 0 | 0 | 0.5111% | 1 | 50% | 0% | 0% | 0% | 8.2745 | 0 | 0 | 0 | 8.2745 | #N/A
2007-02-27 08:00 | 2 | 27 | 8 | 58.2917 | 1376 | 33.08 | 15.98 | 1018 | 33.08 | 770.6594 | 0 | Heating | 102.7546 | #N/A | #N/A | #N/A | #N/A | 770.6594 | #N/A | #N/A | 3.3624 | #N/A | 0 | 0 | 0 | 0 | 0 | 0 | 0 | 0 | 0.3425% | 1 | 50% | 0% | 0% | 0% | 8.2745 | 0 | 0 | 0 | 8.2745 | #N/A
2007-02-27 09:00 | 2 | 27 | 9 | 58.3334 | 1377 | 33.98 | 17.06 | 1018 | 33.98 | 366.6815 | 0 | Heating | 48.8909 | #N/A | #N/A | #N/A | #N/A | 366.6815 | #N/A | #N/A | 3.405 | #N/A | 0 | 0 | 0 | 0 | 0 | 0 | 0 | 0 | 0.163% | 1 | 50% | 0% | 0% | 0% | 8.2745 | 0 | 0 | 0 | 8.2745 | #N/A
2007-02-27 10:00 | 2 | 27 | 10 | 58.3751 | 1378 | 35.06 | 19.04 | 1018 | 35.06 | 284.8837 | 0 | Heating | 37.9845 | #N/A | #N/A | #N/A | #N/A | 284.8837 | #N/A | #N/A | 3.4585 | #N/A | 0 | 0 | 0 | 0 | 0 | 0 | 0 | 0 | 0.1266% | 1 | 50% | 0% | 0% | 0% | 8.2745 | 0 | 0 | 0 | 8.2745 | #N/A
2007-02-27 11:00 | 2 | 27 | 11 | 58.4167 | 1379 | 35.06 | 19.04 | 1019 | 35.06 | 242.6524 | 0 | Heating | 32.3537 | #N/A | #N/A | #N/A | #N/A | 242.6524 | #N/A | #N/A | 3.4585 | #N/A | 0 | 0 | 0 | 0 | 0 | 0 | 0 | 0 | 0.1078% | 1 | 50% | 0% | 0% | 0% | 8.2745 | 0 | 0 | 0 | 8.2745 | #N/A
2007-02-27 12:00 | 2 | 27 | 12 | 58.4584 | 1380 | 41 | 19.94 | 1018 | 41 | 200.8667 | 0 | Heating | 26.7822 | #N/A | #N/A | #N/A | #N/A | 200.8667 | #N/A | #N/A | 3.8033 | #N/A | 0 | 0 | 0 | 0 | 0 | 0 | 0 | 0 | 0.08927% | 1 | 50% | 0% | 0% | 0% | 8.2745 | 0 | 0 | 0 | 8.2745 | #N/A
2007-02-27 13:00 | 2 | 27 | 13 | 58.5001 | 1381 | 41 | 21.02 | 1018 | 41 | 229.3106 | 0 | Heating | 30.5747 | #N/A | #N/A | #N/A | #N/A | 229.3106 | #N/A | #N/A | 3.8033 | #N/A | 0 | 0 | 0 | 0 | 0 | 0 | 0 | 0 | 0.1019% | 1 | 50% | 0% | 0% | 0% | 8.2745 | 0 | 0 | 0 | 8.2745 | #N/A
2007-02-27 14:00 | 2 | 27 | 14 | 58.5417 | 1382 | 41 | 19.94 | 1017 | 41 | 113.8508 | 0 | Heating | 15.1801 | #N/A | #N/A | #N/A | #N/A | 113.8508 | #N/A | #N/A | 3.8033 | #N/A | 0 | 0 | 0 | 0 | 0 | 0 | 0 | 0 | 0.0506% | 1 | 50% | 0% | 0% | 0% | 8.2745 | 0 | 0 | 0 | 8.2745 | #N/A
2007-02-27 15:00 | 2 | 27 | 15 | 58.5834 | 1383 | 39.02 | 19.94 | 1016 | 39.02 | 89.3812 | 0 | Heating | 11.9175 | #N/A | #N/A | #N/A | #N/A | 89.3812 | #N/A | #N/A | 3.6785 | #N/A | 0 | 0 | 0 | 0 | 0 | 0 | 0 | 0 | 0.03972% | 1 | 50% | 0% | 0% | 0% | 8.2745 | 0 | 0 | 0 | 8.2745 | #N/A
2007-02-27 16:00 | 2 | 27 | 16 | 58.6251 | 1384 | 37.94 | 19.94 | 1016 | 37.94 | 81.6084 | 0 | Heating | 10.8811 | #N/A | #N/A | #N/A | #N/A | 81.6084 | #N/A | #N/A | 3.6146 | #N/A | 0 | 0 | 0 | 0 | 0 | 0 | 0 | 0 | 0.03627% | 1 | 50% | 0% | 0% | 0% | 8.2745 | 0 | 0 | 0 | 8.2745 | #N/A
2007-02-27 17:00 | 2 | 27 | 17 | 58.6667 | 1385 | 37.94 | 17.96 | 1016 | 37.94 | 58.3275 | 0 | Heating | 7.777 | #N/A | #N/A | #N/A | #N/A | 58.3275 | #N/A | #N/A | 3.6146 | #N/A | 0 | 0 | 0 | 0 | 0 | 0 | 0 | 0 | 0.02592% | 1 | 50% | 0% | 0% | 0% | 8.2745 | 0 | 0 | 0 | 8.2745 | #N/A
2007-02-27 18:00 | 2 | 27 | 18 | 58.7084 | 1386 | 39.92 | 17.96 | 1016 | 39.92 | 79.4774 | 0 | Heating | 10.597 | #N/A | #N/A | #N/A | #N/A | 79.4774 | #N/A | #N/A | 3.7339 | #N/A | 0 | 0 | 0 | 0 | 0 | 0 | 0 | 0 | 0.03532% | 1 | 50% | 0% | 0% | 0% | 8.2745 | 0 | 0 | 0 | 8.2745 | #N/A
2007-02-27 19:00 | 2 | 27 | 19 | 58.7501 | 1387 | 37.4 | 17.06 | 1016 | 37.4 | 201.1744 | 0 | Heating | 26.8233 | #N/A | #N/A | #N/A | #N/A | 201.1744 | #N/A | #N/A | 3.5838 | #N/A | 0 | 0 | 0 | 0 | 0 | 0 | 0 | 0 | 0.08941% | 1 | 50% | 0% | 0% | 0% | 8.2745 | 0 | 0 | 0 | 8.2745 | #N/A
2007-02-27 20:00 | 2 | 27 | 20 | 58.7917 | 1388 | 35.96 | 15.98 | 1016 | 35.96 | 285.1838 | 0 | Heating | 38.0245 | #N/A | #N/A | #N/A | #N/A | 285.1838 | #N/A | #N/A | 3.5052 | #N/A | 0 | 0 | 0 | 0 | 0 | 0 | 0 | 0 | 0.1267% | 1 | 50% | 0% | 0% | 0% | 8.2745 | 0 | 0 | 0 | 8.2745 | #N/A
2007-02-27 21:00 | 2 | 27 | 21 | 58.8334 | 1389 | 35.96 | 17.06 | 1017 | 35.96 | 377.8848 | 0 | Heating | 50.3846 | #N/A | #N/A | #N/A | #N/A | 377.8848 | #N/A | #N/A | 3.5052 | #N/A | 0 | 0 | 0 | 0 | 0 | 0 | 0 | 0 | 0.1679% | 1 | 50% | 0% | 0% | 0% | 8.2745 | 0 | 0 | 0 | 8.2745 | #N/A
2007-02-27 22:00 | 2 | 27 | 22 | 58.8751 | 1390 | 35.6 | 17.06 | 1017 | 35.6 | 460.9294 | 0 | Heating | 61.4573 | #N/A | #N/A | #N/A | #N/A | 460.9294 | #N/A | #N/A | 3.4863 | #N/A | 0 | 0 | 0 | 0 | 0 | 0 | 0 | 0 | 0.2049% | 1 | 50% | 0% | 0% | 0% | 8.2745 | 0 | 0 | 0 | 8.2745 | #N/A
2007-02-27 23:00 | 2 | 27 | 23 | 58.9167 | 1391 | 35.96 | 15.98 | 1017 | 35.96 | 29.9678 | 0 | Heating | 3.9957 | #N/A | #N/A | #N/A | #N/A | 29.9678 | #N/A | #N/A | 3.5052 | #N/A | 0 | 0 | 0 | 0 | 0 | 0 | 0 | 0 | 0.01332% | 1 | 50% | 0% | 0% | 0% | 8.2745 | 0 | 0 | 0 | 8.2745 | #N/A
2007-02-28 | 2 | 28 | 0 | 58.9584 | 1392 | 35.6 | 15.98 | 1017 | 35.6 | 124.2494 | 0 | Heating | 16.5666 | #N/A | #N/A | #N/A | #N/A | 124.2494 | #N/A | #N/A | 3.4863 | #N/A | 0 | 0 | 0 | 0 | 0 | 0 | 0 | 0 | 0.05522% | 1 | 50% | 0% | 0% | 0% | 8.2745 | 0 | 0 | 0 | 8.2745 | #N/A
2007-02-28 01:00 | 2 | 28 | 1 | 59.0001 | 1393 | 35.06 | 17.06 | 1017 | 35.06 | 193.6485 | 0 | Heating | 25.8198 | #N/A | #N/A | #N/A | #N/A | 193.6485 | #N/A | #N/A | 3.4585 | #N/A | 0 | 0 | 0 | 0 | 0 | 0 | 0 | 0 | 0.08607% | 1 | 50% | 0% | 0% | 0% | 8.2745 | 0 | 0 | 0 | 8.2745 | #N/A
2007-02-28 02:00 | 2 | 28 | 2 | 59.0417 | 1394 | 35.06 | 19.04 | 1017 | 35.06 | 216.7144 | 0 | Heating | 28.8952 | #N/A | #N/A | #N/A | #N/A | 216.7144 | #N/A | #N/A | 3.4585 | #N/A | 0 | 0 | 0 | 0 | 0 | 0 | 0 | 0 | 0.09632% | 1 | 50% | 0% | 0% | 0% | 8.2745 | 0 | 0 | 0 | 8.2745 | #N/A
2007-02-28 03:00 | 2 | 28 | 3 | 59.0834 | 1395 | 33.8 | 19.04 | 1017 | 33.8 | 225.3225 | 0 | Heating | 30.043 | #N/A | #N/A | #N/A | #N/A | 225.3225 | #N/A | #N/A | 3.3963 | #N/A | 0 | 0 | 0 | 0 | 0 | 0 | 0 | 0 | 0.1001% | 1 | 50% | 0% | 0% | 0% | 8.2745 | 0 | 0 | 0 | 8.2745 | #N/A
2007-02-28 04:00 | 2 | 28 | 4 | 59.1251 | 1396 | 33.8 | 17.06 | 1016 | 33.8 | 274.6073 | 0 | Heating | 36.6143 | #N/A | #N/A | #N/A | #N/A | 274.6073 | #N/A | #N/A | 3.3963 | #N/A | 0 | 0 | 0 | 0 | 0 | 0 | 0 | 0 | 0.122% | 1 | 50% | 0% | 0% | 0% | 8.2745 | 0 | 0 | 0 | 8.2745 | #N/A
2007-02-28 05:00 | 2 | 28 | 5 | 59.1667 | 1397 | 33.98 | 19.04 | 1017 | 33.98 | 315.972 | 0 | Heating | 42.1296 | #N/A | #N/A | #N/A | #N/A | 315.972 | #N/A | #N/A | 3.405 | #N/A | 0 | 0 | 0 | 0 | 0 | 0 | 0 | 0 | 0.1404% | 1 | 50% | 0% | 0% | 0% | 8.2745 | 0 | 0 | 0 | 8.2745 | #N/A
2007-02-28 06:00 | 2 | 28 | 6 | 59.2084 | 1398 | 35.06 | 17.06 | 1017 | 35.06 | 352.762 | 0 | Heating | 47.0349 | #N/A | #N/A | #N/A | #N/A | 352.762 | #N/A | #N/A | 3.4585 | #N/A | 0 | 0 | 0 | 0 | 0 | 0 | 0 | 0 | 0.1568% | 1 | 50% | 0% | 0% | 0% | 8.2745 | 0 | 0 | 0 | 8.2745 | #N/A
2007-02-28 07:00 | 2 | 28 | 7 | 59.2501 | 1399 | 35.6 | 17.06 | 1018 | 35.6 | 1081.2403 | 0 | Heating | 144.1654 | #N/A | #N/A | #N/A | #N/A | 1081.2403 | #N/A | #N/A | 3.4863 | #N/A | 0 | 0 | 0 | 0 | 0 | 0 | 0 | 0 | 0.4806% | 1 | 50% | 0% | 0% | 0% | 8.2745 | 0 | 0 | 0 | 8.2745 | #N/A
2007-02-28 08:00 | 2 | 28 | 8 | 59.2917 | 1400 | 35.96 | 17.06 | 1018 | 35.96 | 682.4479 | 0 | Heating | 90.9931 | #N/A | #N/A | #N/A | #N/A | 682.4479 | #N/A | #N/A | 3.5052 | #N/A | 0 | 0 | 0 | 0 | 0 | 0 | 0 | 0 | 0.3033% | 1 | 50% | 0% | 0% | 0% | 8.2745 | 0 | 0 | 0 | 8.2745 | #N/A
2007-02-28 09:00 | 2 | 28 | 9 | 59.3334 | 1401 | 37.04 | 15.98 | 1019 | 37.04 | 309.3595 | 0 | Heating | 41.2479 | #N/A | #N/A | #N/A | #N/A | 309.3595 | #N/A | #N/A | 3.5637 | #N/A | 0 | 0 | 0 | 0 | 0 | 0 | 0 | 0 | 0.1375% | 1 | 50% | 0% | 0% | 0% | 8.2745 | 0 | 0 | 0 | 8.2745 | #N/A
2007-02-28 10:00 | 2 | 28 | 10 | 59.3751 | 1402 | 37.4 | 12.92 | 1020 | 37.4 | 228.6467 | 0 | Heating | 30.4862 | #N/A | #N/A | #N/A | #N/A | 228.6467 | #N/A | #N/A | 3.5838 | #N/A | 0 | 0 | 0 | 0 | 0 | 0 | 0 | 0 | 0.1016% | 1 | 50% | 0% | 0% | 0% | 8.2745 | 0 | 0 | 0 | 8.2745 | #N/A
2007-02-28 11:00 | 2 | 28 | 11 | 59.4167 | 1403 | 37.94 | 8.96 | 1020 | 37.94 | 211.5483 | 0 | Heating | 28.2064 | #N/A | #N/A | #N/A | #N/A | 211.5483 | #N/A | #N/A | 3.6146 | #N/A | 0 | 0 | 0 | 0 | 0 | 0 | 0 | 0 | 0.09402% | 1 | 50% | 0% | 0% | 0% | 8.2745 | 0 | 0 | 0 | 8.2745 | #N/A
2007-02-28 12:00 | 2 | 28 | 12 | 59.4584 | 1404 | 39.92 | 10.04 | 1020 | 39.92 | 177.6172 | 0 | Heating | 23.6823 | #N/A | #N/A | #N/A | #N/A | 177.6172 | #N/A | #N/A | 3.7339 | #N/A | 0 | 0 | 0 | 0 | 0 | 0 | 0 | 0 | 0.07894% | 1 | 50% | 0% | 0% | 0% | 8.2745 | 0 | 0 | 0 | 8.2745 | #N/A
2007-02-28 13:00 | 2 | 28 | 13 | 59.5001 | 1405 | 41 | 8.96 | 1020 | 41 | 212.806 | 0 | Heating | 28.3741 | #N/A | #N/A | #N/A | #N/A | 212.806 | #N/A | #N/A | 3.8033 | #N/A | 0 | 0 | 0 | 0 | 0 | 0 | 0 | 0 | 0.09458% | 1 | 50% | 0% | 0% | 0% | 8.2745 | 0 | 0 | 0 | 8.2745 | #N/A
2007-02-28 14:00 | 2 | 28 | 14 | 59.5417 | 1406 | 41 | 8.06 | 1019 | 41 | 123.7022 | 0 | Heating | 16.4936 | #N/A | #N/A | #N/A | #N/A | 123.7022 | #N/A | #N/A | 3.8033 | #N/A | 0 | 0 | 0 | 0 | 0 | 0 | 0 | 0 | 0.05498% | 1 | 50% | 0% | 0% | 0% | 8.2745 | 0 | 0 | 0 | 8.2745 | #N/A
2007-02-28 15:00 | 2 | 28 | 15 | 59.5834 | 1407 | 42.8 | 8.06 | 1019 | 42.8 | 111.9599 | 0 | Heating | 14.928 | #N/A | #N/A | #N/A | #N/A | 111.9599 | #N/A | #N/A | 3.9261 | #N/A | 0 | 0 | 0 | 0 | 0 | 0 | 0 | 0 | 0.04976% | 1 | 50% | 0% | 0% | 0% | 8.2745 | 0 | 0 | 0 | 8.2745 | #N/A
2007-02-28 16:00 | 2 | 28 | 16 | 59.6251 | 1408 | 42.08 | 3.92 | 1019 | 42.08 | 122.665 | 0 | Heating | 16.3553 | #N/A | #N/A | #N/A | #N/A | 122.665 | #N/A | #N/A | 3.8759 | #N/A | 0 | 0 | 0 | 0 | 0 | 0 | 0 | 0 | 0.05452% | 1 | 50% | 0% | 0% | 0% | 8.2745 | 0 | 0 | 0 | 8.2745 | #N/A
2007-02-28 17:00 | 2 | 28 | 17 | 59.6667 | 1409 | 42.08 | 1.94 | 1019 | 42.08 | 115.8859 | 0 | Heating | 15.4515 | #N/A | #N/A | #N/A | #N/A | 115.8859 | #N/A | #N/A | 3.8759 | #N/A | 0 | 0 | 0 | 0 | 0 | 0 | 0 | 0 | 0.0515% | 1 | 50% | 0% | 0% | 0% | 8.2745 | 0 | 0 | 0 | 8.2745 | #N/A
2007-02-28 18:00 | 2 | 28 | 18 | 59.7084 | 1410 | 39.2 | 1.94 | 1019 | 39.2 | 182.2669 | 0 | Heating | 24.3023 | #N/A | #N/A | #N/A | #N/A | 182.2669 | #N/A | #N/A | 3.6894 | #N/A | 0 | 0 | 0 | 0 | 0 | 0 | 0 | 0 | 0.08101% | 1 | 50% | 0% | 0% | 0% | 8.2745 | 0 | 0 | 0 | 8.2745 | #N/A
2007-02-28 19:00 | 2 | 28 | 19 | 59.7501 | 1411 | 37.04 | 3.02 | 1019 | 37.04 | 331.5166 | 0 | Heating | 44.2022 | #N/A | #N/A | #N/A | #N/A | 331.5166 | #N/A | #N/A | 3.5637 | #N/A | 0 | 0 | 0 | 0 | 0 | 0 | 0 | 0 | 0.1473% | 1 | 50% | 0% | 0% | 0% | 8.2745 | 0 | 0 | 0 | 8.2745 | #N/A
2007-02-28 20:00 | 2 | 28 | 20 | 59.7917 | 1412 | 35.96 | 5 | 1019 | 35.96 | 402.7088 | 0 | Heating | 53.6945 | #N/A | #N/A | #N/A | #N/A | 402.7088 | #N/A | #N/A | 3.5052 | #N/A | 0 | 0 | 0 | 0 | 0 | 0 | 0 | 0 | 0.179% | 1 | 50% | 0% | 0% | 0% | 8.2745 | 0 | 0 | 0 | 8.2745 | #N/A
2007-02-28 21:00 | 2 | 28 | 21 | 59.8334 | 1413 | 35.42 | 1.94 | 1019 | 35.42 | 529.0386 | 0 | Heating | 70.5385 | #N/A | #N/A | #N/A | #N/A | 529.0386 | #N/A | #N/A | 3.477 | #N/A | 0 | 0 | 0 | 0 | 0 | 0 | 0 | 0 | 0.2351% | 1 | 50% | 0% | 0% | 0% | 8.2745 | 0 | 0 | 0 | 8.2745 | #N/A
2007-02-28 22:00 | 2 | 28 | 22 | 59.8751 | 1414 | 33.98 | 4.46 | 1018 | 33.98 | 617.0603 | 0 | Heating | 82.2747 | #N/A | #N/A | #N/A | #N/A | 617.0603 | #N/A | #N/A | 3.405 | #N/A | 0 | 0 | 0 | 0 | 0 | 0 | 0 | 0 | 0.2742% | 1 | 50% | 0% | 0% | 0% | 8.2745 | 0 | 0 | 0 | 8.2745 | #N/A
2007-02-28 23:00 | 2 | 28 | 23 | 59.9167 | 1415 | 32.72 | 6.62 | 1018 | 32.72 | 141.8686 | 0 | Heating | 18.9158 | #N/A | #N/A | #N/A | #N/A | 141.8686 | #N/A | #N/A | 3.3458 | #N/A | 0 | 0 | 0 | 0 | 0 | 0 | 0 | 0 | 0.06305% | 1 | 50% | 0% | 0% | 0% | 8.2745 | 0 | 0 | 0 | 8.2745 | #N/A
2007-03-01 | 3 | 1 | 0 | 59.9584 | 1416 | 31.1 | 8.96 | 1017 | 31.1 | 240.9606 | 0 | Heating | 32.1281 | #N/A | #N/A | #N/A | #N/A | 240.9606 | #N/A | #N/A | 3.2747 | #N/A | 0 | 0 | 0 | 0 | 0 | 0 | 0 | 0 | 0.1071% | 1 | 50% | 0% | 0% | 0% | 8.2745 | 0 | 0 | 0 | 8.2745 | #N/A
2007-03-01 01:00 | 3 | 1 | 1 | 60.0001 | 1417 | 29.3 | 11.3 | 1013 | 29.3 | 293.2495 | 0 | Heating | 39.0999 | #N/A | #N/A | #N/A | #N/A | 293.2495 | #N/A | #N/A | 3.2018 | #N/A | 0 | 0 | 0 | 0 | 0 | 0 | 0 | 0 | 0.1303% | 1 | 50% | 0% | 0% | 0% | 8.2745 | 0 | 0 | 0 | 8.2745 | #N/A
2007-03-01 02:00 | 3 | 1 | 2 | 60.0417 | 1418 | 28.76 | 13.64 | 1013 | 28.76 | 325.2537 | 0 | Heating | 43.3672 | #N/A | #N/A | #N/A | #N/A | 325.2537 | #N/A | #N/A | 3.1812 | #N/A | 0 | 0 | 0 | 0 | 0 | 0 | 0 | 0 | 0.1446% | 1 | 50% | 0% | 0% | 0% | 8.2745 | 0 | 0 | 0 | 8.2745 | #N/A
2007-03-01 03:00 | 3 | 1 | 3 | 60.0834 | 1419 | 26.96 | 15.8 | 1013 | 26.96 | 354.5956 | 0 | Heating | 47.2794 | #N/A | #N/A | #N/A | #N/A | 354.5956 | #N/A | #N/A | 3.1163 | #N/A | 0 | 0 | 0 | 0 | 0 | 0 | 0 | 0 | 0.1576% | 1 | 50% | 0% | 0% | 0% | 8.2745 | 0 | 0 | 0 | 8.2745 | #N/A
2007-03-01 04:00 | 3 | 1 | 4 | 60.1251 | 1420 | 25.16 | 17.96 | 1013 | 25.16 | 379.8807 | 0 | Heating | 50.6508 | #N/A | #N/A | #N/A | #N/A | 379.8807 | #N/A | #N/A | 3.0569 | #N/A | 0 | 0 | 0 | 0 | 0 | 0 | 0 | 0 | 0.1688% | 1 | 50% | 0% | 0% | 0% | 8.2745 | 0 | 0 | 0 | 8.2745 | #N/A
2007-03-01 05:00 | 3 | 1 | 5 | 60.1667 | 1421 | 23.72 | 17.96 | 1013 | 23.72 | 405.8675 | 0 | Heating | 54.1157 | #N/A | #N/A | #N/A | #N/A | 405.8675 | #N/A | #N/A | 3.0132 | #N/A | 0 | 0 | 0 | 0 | 0 | 0 | 0 | 0 | 0.1804% | 1 | 50% | 0% | 0% | 0% | 8.2745 | 0 | 0 | 0 | 8.2745 | #N/A
2007-03-01 06:00 | 3 | 1 | 6 | 60.2084 | 1422 | 22.46 | 17.96 | 1013 | 22.46 | 404.3404 | 0 | Heating | 53.9121 | #N/A | #N/A | #N/A | #N/A | 404.3404 | #N/A | #N/A | 2.9775 | #N/A | 0 | 0 | 0 | 0 | 0 | 0 | 0 | 0 | 0.1797% | 1 | 50% | 0% | 0% | 0% | 8.2745 | 0 | 0 | 0 | 8.2745 | #N/A
2007-03-01 07:00 | 3 | 1 | 7 | 60.2501 | 1423 | 21.92 | 14 | 1013 | 21.92 | 1083.8587 | 0 | Heating | 144.5145 | #N/A | #N/A | #N/A | #N/A | 1083.8587 | #N/A | #N/A | 2.9629 | #N/A | 0 | 0 | 0 | 0 | 0 | 0 | 0 | 0 | 0.4817% | 1 | 50% | 0% | 0% | 0% | 8.2745 | 0 | 0 | 0 | 8.2745 | #N/A
2007-03-01 08:00 | 3 | 1 | 8 | 60.2917 | 1424 | 21.92 | 12.02 | 1013 | 21.92 | 741.5841 | 0 | Heating | 98.8779 | #N/A | #N/A | #N/A | #N/A | 741.5841 | #N/A | #N/A | 2.9629 | #N/A | 0 | 0 | 0 | 0 | 0 | 0 | 0 | 0 | 0.3296% | 1 | 50% | 0% | 0% | 0% | 8.2745 | 0 | 0 | 0 | 8.2745 | #N/A
2007-03-01 09:00 | 3 | 1 | 9 | 60.3334 | 1425 | 23 | 14 | 1013 | 23 | 360.9834 | 0 | Heating | 48.1311 | #N/A | #N/A | #N/A | #N/A | 360.9834 | #N/A | #N/A | 2.9925 | #N/A | 0 | 0 | 0 | 0 | 0 | 0 | 0 | 0 | 0.1604% | 1 | 50% | 0% | 0% | 0% | 8.2745 | 0 | 0 | 0 | 8.2745 | #N/A
2007-03-01 10:00 | 3 | 1 | 10 | 60.3751 | 1426 | 24.08 | 15.08 | 1013 | 24.08 | 238.9539 | 0 | Heating | 31.8605 | #N/A | #N/A | #N/A | #N/A | 238.9539 | #N/A | #N/A | 3.0238 | #N/A | 0 | 0 | 0 | 0 | 0 | 0 | 0 | 0 | 0.1062% | 1 | 50% | 0% | 0% | 0% | 8.2745 | 0 | 0 | 0 | 8.2745 | #N/A
2007-03-01 11:00 | 3 | 1 | 11 | 60.4167 | 1427 | 24.08 | 15.08 | 1013 | 24.08 | 207.9375 | 0 | Heating | 27.725 | #N/A | #N/A | #N/A | #N/A | 207.9375 | #N/A | #N/A | 3.0238 | #N/A | 0 | 0 | 0 | 0 | 0 | 0 | 0 | 0 | 0.09242% | 1 | 50% | 0% | 0% | 0% | 8.2745 | 0 | 0 | 0 | 8.2745 | #N/A
2007-03-01 12:00 | 3 | 1 | 12 | 60.4584 | 1428 | 28.04 | 14 | 1011 | 28.04 | 172.5338 | 0 | Heating | 23.0045 | #N/A | #N/A | #N/A | #N/A | 172.5338 | #N/A | #N/A | 3.1545 | #N/A | 0 | 0 | 0 | 0 | 0 | 0 | 0 | 0 | 0.07668% | 1 | 50% | 0% | 0% | 0% | 8.2745 | 0 | 0 | 0 | 8.2745 | #N/A
2007-03-01 13:00 | 3 | 1 | 13 | 60.5001 | 1429 | 30.02 | 12.02 | 1010 | 30.02 | 196.9634 | 0 | Heating | 26.2618 | #N/A | #N/A | #N/A | #N/A | 196.9634 | #N/A | #N/A | 3.2302 | #N/A | 0 | 0 | 0 | 0 | 0 | 0 | 0 | 0 | 0.08754% | 1 | 50% | 0% | 0% | 0% | 8.2745 | 0 | 0 | 0 | 8.2745 | #N/A
2007-03-01 14:00 | 3 | 1 | 14 | 60.5417 | 1430 | 30.02 | 12.92 | 1008 | 30.02 | 71.6057 | 0 | Heating | 9.5474 | #N/A | #N/A | #N/A | #N/A | 71.6057 | #N/A | #N/A | 3.2302 | #N/A | 0 | 0 | 0 | 0 | 0 | 0 | 0 | 0 | 0.03182% | 1 | 50% | 0% | 0% | 0% | 8.2745 | 0 | 0 | 0 | 8.2745 | #N/A
2007-03-01 15:00 | 3 | 1 | 15 | 60.5834 | 1431 | 33.98 | 14 | 1007 | 33.98 | 41.7832 | 0 | Heating | 5.5711 | #N/A | #N/A | #N/A | #N/A | 41.7832 | #N/A | #N/A | 3.405 | #N/A | 0 | 0 | 0 | 0 | 0 | 0 | 0 | 0 | 0.01857% | 1 | 50% | 0% | 0% | 0% | 8.2745 | 0 | 0 | 0 | 8.2745 | #N/A
2007-03-01 16:00 | 3 | 1 | 16 | 60.6251 | 1432 | 35.06 | 15.08 | 1006 | 35.06 | 28.2565 | 0 | Heating | 3.7675 | #N/A | #N/A | #N/A | #N/A | 28.2565 | #N/A | #N/A | 3.4585 | #N/A | 0 | 0 | 0 | 0 | 0 | 0 | 0 | 0 | 0.01256% | 1 | 50% | 0% | 0% | 0% | 8.2745 | 0 | 0 | 0 | 8.2745 | #N/A
2007-03-01 17:00 | 3 | 1 | 17 | 60.6667 | 1433 | 35.06 | 15.98 | 1005 | 35.06 | 12.4955 | 0 | Heating | 1.6661 | #N/A | #N/A | #N/A | #N/A | 12.4955 | #N/A | #N/A | 3.4585 | #N/A | 0 | 0 | 0 | 0 | 0 | 0 | 0 | 0 | 0.005554% | 1 | 50% | 0% | 0% | 0% | 8.2745 | 0 | 0 | 0 | 8.2745 | #N/A
2007-03-01 18:00 | 3 | 1 | 18 | 60.7084 | 1434 | 30.92 | 17.06 | 1004 | 30.92 | 23.4282 | 0 | Heating | 3.1238 | #N/A | #N/A | #N/A | #N/A | 23.4282 | #N/A | #N/A | 3.2671 | #N/A | 0 | 0 | 0 | 0 | 0 | 0 | 0 | 0 | 0.01041% | 1 | 50% | 0% | 0% | 0% | 8.2745 | 0 | 0 | 0 | 8.2745 | #N/A
2007-03-01 19:00 | 3 | 1 | 19 | 60.7501 | 1435 | 26.06 | 17.96 | 1004 | 26.06 | 76.9879 | 0 | Heating | 10.2651 | #N/A | #N/A | #N/A | #N/A | 76.9879 | #N/A | #N/A | 3.0859 | #N/A | 0 | 0 | 0 | 0 | 0 | 0 | 0 | 0 | 0.03422% | 1 | 50% | 0% | 0% | 0% | 8.2745 | 0 | 0 | 0 | 8.2745 | #N/A
2007-03-01 20:00 | 3 | 1 | 20 | 60.7917 | 1436 | 26.06 | 17.06 | 1003 | 26.06 | 105.8642 | 0 | Heating | 14.1152 | #N/A | #N/A | #N/A | #N/A | 105.8642 | #N/A | #N/A | 3.0859 | #N/A | 0 | 0 | 0 | 0 | 0 | 0 | 0 | 0 | 0.04705% | 1 | 50% | 0% | 0% | 0% | 8.2745 | 0 | 0 | 0 | 8.2745 | #N/A
2007-03-01 21:00 | 3 | 1 | 21 | 60.8334 | 1437 | 26.06 | 15.98 | 1002 | 26.06 | 144.9088 | 0 | Heating | 19.3212 | #N/A | #N/A | #N/A | #N/A | 144.9088 | #N/A | #N/A | 3.0859 | #N/A | 0 | 0 | 0 | 0 | 0 | 0 | 0 | 0 | 0.0644% | 1 | 50% | 0% | 0% | 0% | 8.2745 | 0 | 0 | 0 | 8.2745 | #N/A
2007-03-01 22:00 | 3 | 1 | 22 | 60.8751 | 1438 | 21.92 | 17.06 | 1000 | 21.92 | 205.4627 | 0 | Heating | 27.395 | #N/A | #N/A | #N/A | #N/A | 205.4627 | #N/A | #N/A | 2.9629 | #N/A | 0 | 0 | 0 | 0 | 0 | 0 | 0 | 0 | 0.09132% | 1 | 50% | 0% | 0% | 0% | 8.2745 | 0 | 0 | 0 | 8.2745 | #N/A
2007-03-01 23:00 | 3 | 1 | 23 | 60.9167 | 1439 | 21.92 | 15.98 | 1000 | 21.92 | 0.12709 | 0 | Heating | 0.016945 | #N/A | #N/A | #N/A | #N/A | 0.12709 | #N/A | #N/A | 2.9629 | #N/A | 0 | 0 | 0 | 0 | 0 | 0 | 0 | 0 | 5.648e-05% | 1 | 50% | 0% | 0% | 0% | 8.2745 | 0 | 0 | 0 | 8.2745 | #N/A
2007-03-02 | 3 | 2 | 0 | 60.9584 | 1440 | 24.98 | 15.98 | 1001 | 24.98 | 3.3397 | 0 | Heating | 0.44529 | #N/A | #N/A | #N/A | #N/A | 3.3397 | #N/A | #N/A | 3.0513 | #N/A | 0 | 0 | 0 | 0 | 0 | 0 | 0 | 0 | 0.001484% | 1 | 50% | 0% | 0% | 0% | 8.2745 | 0 | 0 | 0 | 8.2745 | #N/A
2007-03-02 01:00 | 3 | 2 | 1 | 61.0001 | 1441 | 26.06 | 17.06 | 1001 | 26.06 | 11.5174 | 0 | Heating | 1.5357 | #N/A | #N/A | #N/A | #N/A | 11.5174 | #N/A | #N/A | 3.0859 | #N/A | 0 | 0 | 0 | 0 | 0 | 0 | 0 | 0 | 0.005119% | 1 | 50% | 0% | 0% | 0% | 8.2745 | 0 | 0 | 0 | 8.2745 | #N/A
2007-03-02 02:00 | 3 | 2 | 2 | 61.0418 | 1442 | 26.06 | 15.98 | 1000 | 26.06 | 16.4652 | 0 | Heating | 2.1954 | #N/A | #N/A | #N/A | #N/A | 16.4652 | #N/A | #N/A | 3.0859 | #N/A | 0 | 0 | 0 | 0 | 0 | 0 | 0 | 0 | 0.007318% | 1 | 50% | 0% | 0% | 0% | 8.2745 | 0 | 0 | 0 | 8.2745 | #N/A
2007-03-02 03:00 | 3 | 2 | 3 | 61.0834 | 1443 | 28.04 | 15.08 | 999 | 28.04 | 19.1287 | 0 | Heating | 2.5505 | #N/A | #N/A | #N/A | #N/A | 19.1287 | #N/A | #N/A | 3.1545 | #N/A | 0 | 0 | 0 | 0 | 0 | 0 | 0 | 0 | 0.008502% | 1 | 50% | 0% | 0% | 0% | 8.2745 | 0 | 0 | 0 | 8.2745 | #N/A
2007-03-02 04:00 | 3 | 2 | 4 | 61.1251 | 1444 | 30.02 | 14 | 999 | 30.02 | 22.83 | 0 | Heating | 3.044 | #N/A | #N/A | #N/A | #N/A | 22.83 | #N/A | #N/A | 3.2302 | #N/A | 0 | 0 | 0 | 0 | 0 | 0 | 0 | 0 | 0.01015% | 1 | 50% | 0% | 0% | 0% | 8.2745 | 0 | 0 | 0 | 8.2745 | #N/A
2007-03-02 05:00 | 3 | 2 | 5 | 61.1668 | 1445 | 30.02 | 12.92 | 998 | 30.02 | 26.6583 | 0 | Heating | 3.5544 | #N/A | #N/A | #N/A | #N/A | 26.6583 | #N/A | #N/A | 3.2302 | #N/A | 0 | 0 | 0 | 0 | 0 | 0 | 0 | 0 | 0.01185% | 1 | 50% | 0% | 0% | 0% | 8.2745 | 0 | 0 | 0 | 8.2745 | #N/A
2007-03-02 06:00 | 3 | 2 | 6 | 61.2084 | 1446 | 30.02 | 12.02 | 997 | 30.02 | 26.953 | 0 | Heating | 3.5937 | #N/A | #N/A | #N/A | #N/A | 26.953 | #N/A | #N/A | 3.2302 | #N/A | 0 | 0 | 0 | 0 | 0 | 0 | 0 | 0 | 0.01198% | 1 | 50% | 0% | 0% | 0% | 8.2745 | 0 | 0 | 0 | 8.2745 | #N/A
2007-03-02 07:00 | 3 | 2 | 7 | 61.2501 | 1447 | 30.92 | 12.02 | 996 | 30.92 | 687.0254 | 0 | Heating | 91.6034 | #N/A | #N/A | #N/A | #N/A | 687.0254 | #N/A | #N/A | 3.2671 | #N/A | 0 | 0 | 0 | 0 | 0 | 0 | 0 | 0 | 0.3053% | 1 | 50% | 0% | 0% | 0% | 8.2745 | 0 | 0 | 0 | 8.2745 | #N/A
2007-03-02 08:00 | 3 | 2 | 8 | 61.2918 | 1448 | 30.92 | 12.92 | 996 | 30.92 | 311.6865 | 0 | Heating | 41.5582 | #N/A | #N/A | #N/A | #N/A | 311.6865 | #N/A | #N/A | 3.2671 | #N/A | 0 | 0 | 0 | 0 | 0 | 0 | 0 | 0 | 0.1385% | 1 | 50% | 0% | 0% | 0% | 8.2745 | 0 | 0 | 0 | 8.2745 | #N/A
2007-03-02 09:00 | 3 | 2 | 9 | 61.3334 | 1449 | 33.08 | 12.92 | 995 | 33.08 | 135.7384 | 0 | Heating | 18.0985 | #N/A | #N/A | #N/A | #N/A | 135.7384 | #N/A | #N/A | 3.3624 | #N/A | 0 | 0 | 0 | 0 | 0 | 0 | 0 | 0 | 0.06033% | 1 | 50% | 0% | 0% | 0% | 8.2745 | 0 | 0 | 0 | 8.2745 | #N/A
2007-03-02 10:00 | 3 | 2 | 10 | 61.3751 | 1450 | 35.06 | 15.08 | 995 | 35.06 | 98.3787 | 0 | Heating | 13.1172 | #N/A | #N/A | #N/A | #N/A | 98.3787 | #N/A | #N/A | 3.4585 | #N/A | 0 | 0 | 0 | 0 | 0 | 0 | 0 | 0 | 0.04372% | 1 | 50% | 0% | 0% | 0% | 8.2745 | 0 | 0 | 0 | 8.2745 | #N/A
2007-03-02 11:00 | 3 | 2 | 11 | 61.4168 | 1451 | 35.06 | 15.98 | 995 | 35.06 | 97.1725 | 0 | Heating | 12.9563 | #N/A | #N/A | #N/A | #N/A | 97.1725 | #N/A | #N/A | 3.4585 | #N/A | 0 | 0 | 0 | 0 | 0 | 0 | 0 | 0 | 0.04319% | 1 | 50% | 0% | 0% | 0% | 8.2745 | 0 | 0 | 0 | 8.2745 | #N/A
2007-03-02 12:00 | 3 | 2 | 12 | 61.4584 | 1452 | 37.94 | 15.98 | 994 | 37.94 | 68.0792 | 0 | Heating | 9.0772 | #N/A | #N/A | #N/A | #N/A | 68.0792 | #N/A | #N/A | 3.6146 | #N/A | 0 | 0 | 0 | 0 | 0 | 0 | 0 | 0 | 0.03026% | 1 | 50% | 0% | 0% | 0% | 8.2745 | 0 | 0 | 0 | 8.2745 | #N/A
2007-03-02 13:00 | 3 | 2 | 13 | 61.5001 | 1453 | 35.6 | 17.06 | 993 | 35.6 | 33.1964 | 0 | Heating | 4.4262 | #N/A | #N/A | #N/A | #N/A | 33.1964 | #N/A | #N/A | 3.4863 | #N/A | 0 | 0 | 0 | 0 | 0 | 0 | 0 | 0 | 0.01475% | 1 | 50% | 0% | 0% | 0% | 8.2745 | 0 | 0 | 0 | 8.2745 | #N/A
2007-03-02 14:00 | 3 | 2 | 14 | 61.5418 | 1454 | 33.98 | 19.04 | 992 | 33.98 | 12.6931 | 0 | Heating | 1.6924 | #N/A | #N/A | #N/A | #N/A | 12.6931 | #N/A | #N/A | 3.405 | #N/A | 0 | 0 | 0 | 0 | 0 | 0 | 0 | 0 | 0.005641% | 1 | 50% | 0% | 0% | 0% | 8.2745 | 0 | 0 | 0 | 8.2745 | #N/A
2007-03-02 15:00 | 3 | 2 | 15 | 61.5834 | 1455 | 33.08 | 19.04 | 991 | 33.08 | 32.6418 | 0 | Heating | 4.3522 | #N/A | #N/A | #N/A | #N/A | 32.6418 | #N/A | #N/A | 3.3624 | #N/A | 0 | 0 | 0 | 0 | 0 | 0 | 0 | 0 | 0.01451% | 1 | 50% | 0% | 0% | 0% | 8.2745 | 0 | 0 | 0 | 8.2745 | #N/A
2007-03-02 16:00 | 3 | 2 | 16 | 61.6251 | 1456 | 30.92 | 21.92 | 991 | 30.92 | 28.0843 | 0 | Heating | 3.7446 | #N/A | #N/A | #N/A | #N/A | 28.0843 | #N/A | #N/A | 3.2671 | #N/A | 0 | 0 | 0 | 0 | 0 | 0 | 0 | 0 | 0.01248% | 1 | 50% | 0% | 0% | 0% | 8.2745 | 0 | 0 | 0 | 8.2745 | #N/A
2007-03-02 17:00 | 3 | 2 | 17 | 61.6668 | 1457 | 30.92 | 26.96 | 991 | 30.92 | 12.8851 | 0 | Heating | 1.718 | #N/A | #N/A | #N/A | #N/A | 12.8851 | #N/A | #N/A | 3.2671 | #N/A | 0 | 0 | 0 | 0 | 0 | 0 | 0 | 0 | 0.005727% | 1 | 50% | 0% | 0% | 0% | 8.2745 | 0 | 0 | 0 | 8.2745 | #N/A
2007-03-02 18:00 | 3 | 2 | 18 | 61.7084 | 1458 | 24.08 | 26.06 | 992 | 24.08 | 31.6055 | 0 | Heating | 4.2141 | #N/A | #N/A | #N/A | #N/A | 31.6055 | #N/A | #N/A | 3.0238 | #N/A | 0 | 0 | 0 | 0 | 0 | 0 | 0 | 0 | 0.01405% | 1 | 50% | 0% | 0% | 0% | 8.2745 | 0 | 0 | 0 | 8.2745 | #N/A
2007-03-02 19:00 | 3 | 2 | 19 | 61.7501 | 1459 | 21.92 | 26.06 | 993 | 21.92 | 0 | 0 | Cooling | 0 | #N/A | #N/A | #N/A | #N/A | 0 | 0 | 0 | 0 | 0 | 0 | #N/A | #N/A | 88 | #N/A | #N/A | #N/A | #N/A | 0% | 1 | 50% | 0% | 0% | 0% | 8.2745 | 0 | 0 | 0 | 8.2745 | #N/A
2007-03-02 20:00 | 3 | 2 | 20 | 61.7918 | 1460 | 21.92 | 26.96 | 993 | 21.92 | 0 | 0 | Cooling | 0 | #N/A | #N/A | #N/A | #N/A | 0 | 0 | 0 | 0 | 0 | 0 | #N/A | #N/A | 88 | #N/A | #N/A | #N/A | #N/A | 0% | 1 | 50% | 0% | 0% | 0% | 8.2745 | 0 | 0 | 0 | 8.2745 | #N/A
2007-03-02 21:00 | 3 | 2 | 21 | 61.8334 | 1461 | 19.94 | 26.96 | 994 | 19.94 | 0 | 0 | Cooling | 0 | #N/A | #N/A | #N/A | #N/A | 0 | 0 | 0 | 0 | 0 | 0 | #N/A | #N/A | 88 | #N/A | #N/A | #N/A | #N/A | 0% | 1 | 50% | 0% | 0% | 0% | 8.2745 | 0 | 0 | 0 | 8.2745 | #N/A
2007-03-02 22:00 | 3 | 2 | 22 | 61.8751 | 1462 | 19.04 | 26.96 | 995 | 19.04 | 0.62418 | 0 | Heating | 0.083224 | #N/A | #N/A | #N/A | #N/A | 0.62418 | #N/A | #N/A | 2.8915 | #N/A | 0 | 0 | 0 | 0 | 0 | 0 | 0 | 0 | 0.0002774% | 1 | 50% | 0% | 0% | 0% | 8.2745 | 0 | 0 | 0 | 8.2745 | #N/A
2007-03-02 23:00 | 3 | 2 | 23 | 61.9168 | 1463 | 19.04 | 26.06 | 995 | 19.04 | 4.2991 | 0 | Heating | 0.57321 | #N/A | #N/A | #N/A | #N/A | 4.2991 | #N/A | #N/A | 2.8915 | #N/A | 0 | 0 | 0 | 0 | 0 | 0 | 0 | 0 | 0.001911% | 1 | 50% | 0% | 0% | 0% | 8.2745 | 0 | 0 | 0 | 8.2745 | #N/A
2007-03-03 | 3 | 3 | 0 | 61.9584 | 1464 | 15.08 | 26.96 | 995 | 15.08 | 9.0519 | 0 | Heating | 1.2069 | #N/A | #N/A | #N/A | #N/A | 9.0519 | #N/A | #N/A | 2.8087 | #N/A | 0 | 0 | 0 | 0 | 0 | 0 | 0 | 0 | 0.004023% | 1 | 50% | 0% | 0% | 0% | 8.2745 | 0 | 0 | 0 | 8.2745 | #N/A
2007-03-03 01:00 | 3 | 3 | 1 | 62.0001 | 1465 | 12.92 | 28.04 | 995 | 12.92 | 12.3457 | 0 | Heating | 1.6461 | #N/A | #N/A | #N/A | #N/A | 12.3457 | #N/A | #N/A | 2.7697 | #N/A | 0 | 0 | 0 | 0 | 0 | 0 | 0 | 0 | 0.005487% | 1 | 50% | 0% | 0% | 0% | 8.2745 | 0 | 0 | 0 | 8.2745 | #N/A
2007-03-03 02:00 | 3 | 3 | 2 | 62.0418 | 1466 | 12.92 | 28.04 | 996 | 12.92 | 16.7786 | 0 | Heating | 2.2371 | #N/A | #N/A | #N/A | #N/A | 16.7786 | #N/A | #N/A | 2.7697 | #N/A | 0 | 0 | 0 | 0 | 0 | 0 | 0 | 0 | 0.007457% | 1 | 50% | 0% | 0% | 0% | 8.2745 | 0 | 0 | 0 | 8.2745 | #N/A
2007-03-03 03:00 | 3 | 3 | 3 | 62.0834 | 1467 | 10.04 | 15.98 | 995 | 10.04 | 20.3203 | 0 | Heating | 2.7094 | #N/A | #N/A | #N/A | #N/A | 20.3203 | #N/A | #N/A | 2.723 | #N/A | 0 | 0 | 0 | 0 | 0 | 0 | 0 | 0 | 0.009031% | 1 | 50% | 0% | 0% | 0% | 8.2745 | 0 | 0 | 0 | 8.2745 | #N/A
2007-03-03 04:00 | 3 | 3 | 4 | 62.1251 | 1468 | 8.96 | 17.96 | 995 | 8.96 | 22.963 | 0 | Heating | 3.0617 | #N/A | #N/A | #N/A | #N/A | 22.963 | #N/A | #N/A | 2.7067 | #N/A | 0 | 0 | 0 | 0 | 0 | 0 | 0 | 0 | 0.01021% | 1 | 50% | 0% | 0% | 0% | 8.2745 | 0 | 0 | 0 | 8.2745 | #N/A
2007-03-03 05:00 | 3 | 3 | 5 | 62.1668 | 1469 | 8.96 | 19.04 | 996 | 8.96 | 34.8803 | 0 | Heating | 4.6507 | #N/A | #N/A | #N/A | #N/A | 34.8803 | #N/A | #N/A | 2.7067 | #N/A | 0 | 0 | 0 | 0 | 0 | 0 | 0 | 0 | 0.0155% | 1 | 50% | 0% | 0% | 0% | 8.2745 | 0 | 0 | 0 | 8.2745 | #N/A
2007-03-03 06:00 | 3 | 3 | 6 | 62.2084 | 1470 | 8.06 | 19.04 | 996 | 8.06 | 64.475 | 0 | Heating | 8.5967 | #N/A | #N/A | #N/A | #N/A | 64.475 | #N/A | #N/A | 2.6935 | #N/A | 0 | 0 | 0 | 0 | 0 | 0 | 0 | 0 | 0.02866% | 1 | 50% | 0% | 0% | 0% | 8.2745 | 0 | 0 | 0 | 8.2745 | #N/A
2007-03-03 07:00 | 3 | 3 | 7 | 62.2501 | 1471 | 5 | 17.96 | 996 | 5 | 65.6176 | 0 | Heating | 8.749 | #N/A | #N/A | #N/A | #N/A | 65.6176 | #N/A | #N/A | 2.6507 | #N/A | 0 | 0 | 0 | 0 | 0 | 0 | 0 | 0 | 0.02916% | 1 | 50% | 0% | 0% | 0% | 8.2745 | 0 | 0 | 0 | 8.2745 | #N/A
2007-03-03 08:00 | 3 | 3 | 8 | 62.2918 | 1472 | 5 | 19.04 | 996 | 5 | 36.2029 | 0 | Heating | 4.827 | #N/A | #N/A | #N/A | #N/A | 36.2029 | #N/A | #N/A | 2.6507 | #N/A | 0 | 0 | 0 | 0 | 0 | 0 | 0 | 0 | 0.01609% | 1 | 50% | 0% | 0% | 0% | 8.2745 | 0 | 0 | 0 | 8.2745 | #N/A
2007-03-03 09:00 | 3 | 3 | 9 | 62.3334 | 1473 | 12.02 | 21.02 | 997 | 12.02 | 18.1987 | 0 | Heating | 2.4265 | #N/A | #N/A | #N/A | #N/A | 18.1987 | #N/A | #N/A | 2.7546 | #N/A | 0 | 0 | 0 | 0 | 0 | 0 | 0 | 0 | 0.008088% | 1 | 50% | 0% | 0% | 0% | 8.2745 | 0 | 0 | 0 | 8.2745 | #N/A
2007-03-03 10:00 | 3 | 3 | 10 | 62.3751 | 1474 | 14 | 19.04 | 997 | 14 | 17.0602 | 0 | Heating | 2.2747 | #N/A | #N/A | #N/A | #N/A | 17.0602 | #N/A | #N/A | 2.7888 | #N/A | 0 | 0 | 0 | 0 | 0 | 0 | 0 | 0 | 0.007582% | 1 | 50% | 0% | 0% | 0% | 8.2745 | 0 | 0 | 0 | 8.2745 | #N/A
2007-03-03 11:00 | 3 | 3 | 11 | 62.4168 | 1475 | 14 | 21.92 | 997 | 14 | 15.6635 | 0 | Heating | 2.0885 | #N/A | #N/A | #N/A | #N/A | 15.6635 | #N/A | #N/A | 2.7888 | #N/A | 0 | 0 | 0 | 0 | 0 | 0 | 0 | 0 | 0.006962% | 1 | 50% | 0% | 0% | 0% | 8.2745 | 0 | 0 | 0 | 8.2745 | #N/A
2007-03-03 12:00 | 3 | 3 | 12 | 62.4584 | 1476 | 17.06 | 21.92 | 997 | 17.06 | 13.2406 | 0 | Heating | 1.7654 | #N/A | #N/A | #N/A | #N/A | 13.2406 | #N/A | #N/A | 2.8481 | #N/A | 0 | 0 | 0 | 0 | 0 | 0 | 0 | 0 | 0.005885% | 1 | 50% | 0% | 0% | 0% | 8.2745 | 0 | 0 | 0 | 8.2745 | #N/A
2007-03-03 13:00 | 3 | 3 | 13 | 62.5001 | 1477 | 19.04 | 19.94 | 997 | 19.04 | 13.4983 | 0 | Heating | 1.7998 | #N/A | #N/A | #N/A | #N/A | 13.4983 | #N/A | #N/A | 2.8915 | #N/A | 0 | 0 | 0 | 0 | 0 | 0 | 0 | 0 | 0.005999% | 1 | 50% | 0% | 0% | 0% | 8.2745 | 0 | 0 | 0 | 8.2745 | #N/A
2007-03-03 14:00 | 3 | 3 | 14 | 62.5418 | 1478 | 19.04 | 17.96 | 997 | 19.04 | 14.3599 | 0 | Heating | 1.9147 | #N/A | #N/A | #N/A | #N/A | 14.3599 | #N/A | #N/A | 2.8915 | #N/A | 0 | 0 | 0 | 0 | 0 | 0 | 0 | 0 | 0.006382% | 1 | 50% | 0% | 0% | 0% | 8.2745 | 0 | 0 | 0 | 8.2745 | #N/A
2007-03-03 15:00 | 3 | 3 | 15 | 62.5834 | 1479 | 24.08 | 17.96 | 997 | 24.08 | 18.3373 | 0 | Heating | 2.445 | #N/A | #N/A | #N/A | #N/A | 18.3373 | #N/A | #N/A | 3.0238 | #N/A | 0 | 0 | 0 | 0 | 0 | 0 | 0 | 0 | 0.00815% | 1 | 50% | 0% | 0% | 0% | 8.2745 | 0 | 0 | 0 | 8.2745 | #N/A
2007-03-03 16:00 | 3 | 3 | 16 | 62.6251 | 1480 | 24.08 | 15.98 | 998 | 24.08 | 36.3007 | 0 | Heating | 4.8401 | #N/A | #N/A | #N/A | #N/A | 36.3007 | #N/A | #N/A | 3.0238 | #N/A | 0 | 0 | 0 | 0 | 0 | 0 | 0 | 0 | 0.01613% | 1 | 50% | 0% | 0% | 0% | 8.2745 | 0 | 0 | 0 | 8.2745 | #N/A
2007-03-03 17:00 | 3 | 3 | 17 | 62.6668 | 1481 | 24.08 | 17.06 | 999 | 24.08 | 50.5055 | 0 | Heating | 6.7341 | #N/A | #N/A | #N/A | #N/A | 50.5055 | #N/A | #N/A | 3.0238 | #N/A | 0 | 0 | 0 | 0 | 0 | 0 | 0 | 0 | 0.02245% | 1 | 50% | 0% | 0% | 0% | 8.2745 | 0 | 0 | 0 | 8.2745 | #N/A
2007-03-03 18:00 | 3 | 3 | 18 | 62.7084 | 1482 | 21.02 | 15.08 | 999 | 21.02 | 84.1089 | 0 | Heating | 11.2145 | #N/A | #N/A | #N/A | #N/A | 84.1089 | #N/A | #N/A | 2.9394 | #N/A | 0 | 0 | 0 | 0 | 0 | 0 | 0 | 0 | 0.03738% | 1 | 50% | 0% | 0% | 0% | 8.2745 | 0 | 0 | 0 | 8.2745 | #N/A
2007-03-03 19:00 | 3 | 3 | 19 | 62.7501 | 1483 | 21.02 | 10.94 | 1000 | 21.02 | 141.404 | 0 | Heating | 18.8539 | #N/A | #N/A | #N/A | #N/A | 141.404 | #N/A | #N/A | 2.9394 | #N/A | 0 | 0 | 0 | 0 | 0 | 0 | 0 | 0 | 0.06285% | 1 | 50% | 0% | 0% | 0% | 8.2745 | 0 | 0 | 0 | 8.2745 | #N/A
2007-03-03 20:00 | 3 | 3 | 20 | 62.7918 | 1484 | 21.02 | 10.94 | 1001 | 21.02 | 235.2642 | 0 | Heating | 31.3686 | #N/A | #N/A | #N/A | #N/A | 235.2642 | #N/A | #N/A | 2.9394 | #N/A | 0 | 0 | 0 | 0 | 0 | 0 | 0 | 0 | 0.1046% | 1 | 50% | 0% | 0% | 0% | 8.2745 | 0 | 0 | 0 | 8.2745 | #N/A
2007-03-03 21:00 | 3 | 3 | 21 | 62.8334 | 1485 | 17.06 | 10.04 | 1002 | 17.06 | 308.3876 | 0 | Heating | 41.1183 | #N/A | #N/A | #N/A | #N/A | 308.3876 | #N/A | #N/A | 2.8481 | #N/A | 0 | 0 | 0 | 0 | 0 | 0 | 0 | 0 | 0.1371% | 1 | 50% | 0% | 0% | 0% | 8.2745 | 0 | 0 | 0 | 8.2745 | #N/A
2007-03-03 22:00 | 3 | 3 | 22 | 62.8751 | 1486 | 15.08 | 12.02 | 1002 | 15.08 | 394.1029 | 0 | Heating | 52.5471 | #N/A | #N/A | #N/A | #N/A | 394.1029 | #N/A | #N/A | 2.8087 | #N/A | 0 | 0 | 0 | 0 | 0 | 0 | 0 | 0 | 0.1752% | 1 | 50% | 0% | 0% | 0% | 8.2745 | 0 | 0 | 0 | 8.2745 | #N/A
2007-03-03 23:00 | 3 | 3 | 23 | 62.9168 | 1487 | 15.08 | 10.04 | 1002 | 15.08 | 474.9355 | 0 | Heating | 63.3247 | #N/A | #N/A | #N/A | #N/A | 474.9355 | #N/A | #N/A | 2.8087 | #N/A | 0 | 0 | 0 | 0 | 0 | 0 | 0 | 0 | 0.2111% | 1 | 50% | 0% | 0% | 0% | 8.2745 | 0 | 0 | 0 | 8.2745 | #N/A
2007-03-04 | 3 | 4 | 0 | 62.9584 | 1488 | 12.02 | 6.98 | 1003 | 12.02 | 552.8522 | 0 | Heating | 73.7136 | #N/A | #N/A | #N/A | #N/A | 552.8522 | #N/A | #N/A | 2.7546 | #N/A | 0 | 0 | 0 | 0 | 0 | 0 | 0 | 0 | 0.2457% | 1 | 50% | 0% | 0% | 0% | 8.2745 | 0 | 0 | 0 | 8.2745 | #N/A
2007-03-04 01:00 | 3 | 4 | 1 | 63.0001 | 1489 | 8.96 | 8.96 | 1003 | 8.96 | 586.4094 | 0 | Heating | 78.1879 | #N/A | #N/A | #N/A | #N/A | 586.4094 | #N/A | #N/A | 2.7067 | #N/A | 0 | 0 | 0 | 0 | 0 | 0 | 0 | 0 | 0.2606% | 1 | 50% | 0% | 0% | 0% | 8.2745 | 0 | 0 | 0 | 8.2745 | #N/A
2007-03-04 02:00 | 3 | 4 | 2 | 63.0418 | 1490 | 8.96 | 12.02 | 1003 | 8.96 | 623.3363 | 0 | Heating | 83.1115 | #N/A | #N/A | #N/A | #N/A | 623.3363 | #N/A | #N/A | 2.7067 | #N/A | 0 | 0 | 0 | 0 | 0 | 0 | 0 | 0 | 0.277% | 1 | 50% | 0% | 0% | 0% | 8.2745 | 0 | 0 | 0 | 8.2745 | #N/A
2007-03-04 03:00 | 3 | 4 | 3 | 63.0834 | 1491 | 10.04 | 14 | 1003 | 10.04 | 656.7422 | 0 | Heating | 87.5656 | #N/A | #N/A | #N/A | #N/A | 656.7422 | #N/A | #N/A | 2.723 | #N/A | 0 | 0 | 0 | 0 | 0 | 0 | 0 | 0 | 0.2919% | 1 | 50% | 0% | 0% | 0% | 8.2745 | 0 | 0 | 0 | 8.2745 | #N/A
2007-03-04 04:00 | 3 | 4 | 4 | 63.1251 | 1492 | 10.04 | 12.92 | 1003 | 10.04 | 681.6093 | 0 | Heating | 90.8812 | #N/A | #N/A | #N/A | #N/A | 681.6093 | #N/A | #N/A | 2.723 | #N/A | 0 | 0 | 0 | 0 | 0 | 0 | 0 | 0 | 0.3029% | 1 | 50% | 0% | 0% | 0% | 8.2745 | 0 | 0 | 0 | 8.2745 | #N/A
2007-03-04 05:00 | 3 | 4 | 5 | 63.1668 | 1493 | 10.04 | 12.92 | 1005 | 10.04 | 713.6736 | 0 | Heating | 95.1565 | #N/A | #N/A | #N/A | #N/A | 713.6736 | #N/A | #N/A | 2.723 | #N/A | 0 | 0 | 0 | 0 | 0 | 0 | 0 | 0 | 0.3172% | 1 | 50% | 0% | 0% | 0% | 8.2745 | 0 | 0 | 0 | 8.2745 | #N/A
2007-03-04 06:00 | 3 | 4 | 6 | 63.2084 | 1494 | 10.04 | 8.06 | 1005 | 10.04 | 766.8113 | 0 | Heating | 102.2415 | #N/A | #N/A | #N/A | #N/A | 766.8113 | #N/A | #N/A | 2.723 | #N/A | 0 | 0 | 0 | 0 | 0 | 0 | 0 | 0 | 0.3408% | 1 | 50% | 0% | 0% | 0% | 8.2745 | 0 | 0 | 0 | 8.2745 | #N/A
2007-03-04 07:00 | 3 | 4 | 7 | 63.2501 | 1495 | 10.04 | 6.08 | 1006 | 10.04 | 1528.054 | 0 | Heating | 203.7405 | #N/A | #N/A | #N/A | #N/A | 1528.054 | #N/A | #N/A | 2.723 | #N/A | 0 | 0 | 0 | 0 | 0 | 0 | 0 | 0 | 0.6791% | 1 | 50% | 0% | 0% | 0% | 8.2745 | 0 | 0 | 0 | 8.2745 | #N/A
2007-03-04 08:00 | 3 | 4 | 8 | 63.2918 | 1496 | 10.04 | 6.98 | 1006 | 10.04 | 1080.438 | 0 | Heating | 144.0584 | #N/A | #N/A | #N/A | #N/A | 1080.438 | #N/A | #N/A | 2.723 | #N/A | 0 | 0 | 0 | 0 | 0 | 0 | 0 | 0 | 0.4802% | 1 | 50% | 0% | 0% | 0% | 8.2745 | 0 | 0 | 0 | 8.2745 | #N/A
2007-03-04 09:00 | 3 | 4 | 9 | 63.3334 | 1497 | 17.06 | 3.92 | 1007 | 17.06 | 693.2817 | 0 | Heating | 92.4376 | #N/A | #N/A | #N/A | #N/A | 693.2817 | #N/A | #N/A | 2.8481 | #N/A | 0 | 0 | 0 | 0 | 0 | 0 | 0 | 0 | 0.3081% | 1 | 50% | 0% | 0% | 0% | 8.2745 | 0 | 0 | 0 | 8.2745 | #N/A
2007-03-04 10:00 | 3 | 4 | 10 | 63.3751 | 1498 | 23 | 3.92 | 1008 | 23 | 620.7015 | 0 | Heating | 82.7602 | #N/A | #N/A | #N/A | #N/A | 620.7015 | #N/A | #N/A | 2.9925 | #N/A | 0 | 0 | 0 | 0 | 0 | 0 | 0 | 0 | 0.2759% | 1 | 50% | 0% | 0% | 0% | 8.2745 | 0 | 0 | 0 | 8.2745 | #N/A
2007-03-04 11:00 | 3 | 4 | 11 | 63.4168 | 1499 | 23 | 6.98 | 1008 | 23 | 539.6127 | 0 | Heating | 71.9484 | #N/A | #N/A | #N/A | #N/A | 539.6127 | #N/A | #N/A | 2.9925 | #N/A | 0 | 0 | 0 | 0 | 0 | 0 | 0 | 0 | 0.2398% | 1 | 50% | 0% | 0% | 0% | 8.2745 | 0 | 0 | 0 | 8.2745 | #N/A
2007-03-04 12:00 | 3 | 4 | 12 | 63.4584 | 1500 | 32 | 5 | 1008 | 32 | 490.6104 | 0 | Heating | 65.4147 | #N/A | #N/A | #N/A | #N/A | 490.6104 | #N/A | #N/A | 3.3135 | #N/A | 0 | 0 | 0 | 0 | 0 | 0 | 0 | 0 | 0.218% | 1 | 50% | 0% | 0% | 0% | 8.2745 | 0 | 0 | 0 | 8.2745 | #N/A
2007-03-04 13:00 | 3 | 4 | 13 | 63.5001 | 1501 | 33.08 | 6.98 | 1008 | 33.08 | 533.5645 | 0 | Heating | 71.1419 | #N/A | #N/A | #N/A | #N/A | 533.5645 | #N/A | #N/A | 3.3624 | #N/A | 0 | 0 | 0 | 0 | 0 | 0 | 0 | 0 | 0.2371% | 1 | 50% | 0% | 0% | 0% | 8.2745 | 0 | 0 | 0 | 8.2745 | #N/A
2007-03-04 14:00 | 3 | 4 | 14 | 63.5418 | 1502 | 33.08 | 8.06 | 1008 | 33.08 | 379.0198 | 0 | Heating | 50.536 | #N/A | #N/A | #N/A | #N/A | 379.0198 | #N/A | #N/A | 3.3624 | #N/A | 0 | 0 | 0 | 0 | 0 | 0 | 0 | 0 | 0.1685% | 1 | 50% | 0% | 0% | 0% | 8.2745 | 0 | 0 | 0 | 8.2745 | #N/A
2007-03-04 15:00 | 3 | 4 | 15 | 63.5834 | 1503 | 37.04 | 8.06 | 1008 | 37.04 | 336.137 | 0 | Heating | 44.8183 | #N/A | #N/A | #N/A | #N/A | 336.137 | #N/A | #N/A | 3.5637 | #N/A | 0 | 0 | 0 | 0 | 0 | 0 | 0 | 0 | 0.1494% | 1 | 50% | 0% | 0% | 0% | 8.2745 | 0 | 0 | 0 | 8.2745 | #N/A
2007-03-04 16:00 | 3 | 4 | 16 | 63.6251 | 1504 | 37.04 | 8.06 | 1008 | 37.04 | 337.5069 | 0 | Heating | 45.0009 | #N/A | #N/A | #N/A | #N/A | 337.5069 | #N/A | #N/A | 3.5637 | #N/A | 0 | 0 | 0 | 0 | 0 | 0 | 0 | 0 | 0.15% | 1 | 50% | 0% | 0% | 0% | 8.2745 | 0 | 0 | 0 | 8.2745 | #N/A
2007-03-04 17:00 | 3 | 4 | 17 | 63.6668 | 1505 | 37.04 | 8.06 | 1009 | 37.04 | 325.2011 | 0 | Heating | 43.3601 | #N/A | #N/A | #N/A | #N/A | 325.2011 | #N/A | #N/A | 3.5637 | #N/A | 0 | 0 | 0 | 0 | 0 | 0 | 0 | 0 | 0.1445% | 1 | 50% | 0% | 0% | 0% | 8.2745 | 0 | 0 | 0 | 8.2745 | #N/A
2007-03-04 18:00 | 3 | 4 | 18 | 63.7084 | 1506 | 35.96 | 6.98 | 1009 | 35.96 | 420.8578 | 0 | Heating | 56.1144 | #N/A | #N/A | #N/A | #N/A | 420.8578 | #N/A | #N/A | 3.5052 | #N/A | 0 | 0 | 0 | 0 | 0 | 0 | 0 | 0 | 0.187% | 1 | 50% | 0% | 0% | 0% | 8.2745 | 0 | 0 | 0 | 8.2745 | #N/A
2007-03-04 19:00 | 3 | 4 | 19 | 63.7501 | 1507 | 35.06 | 6.98 | 1010 | 35.06 | 563.0328 | 0 | Heating | 75.071 | #N/A | #N/A | #N/A | #N/A | 563.0328 | #N/A | #N/A | 3.4585 | #N/A | 0 | 0 | 0 | 0 | 0 | 0 | 0 | 0 | 0.2502% | 1 | 50% | 0% | 0% | 0% | 8.2745 | 0 | 0 | 0 | 8.2745 | #N/A
2007-03-04 20:00 | 3 | 4 | 20 | 63.7918 | 1508 | 35.06 | 8.06 | 1010 | 35.06 | 593.6825 | 0 | Heating | 79.1577 | #N/A | #N/A | #N/A | #N/A | 593.6825 | #N/A | #N/A | 3.4585 | #N/A | 0 | 0 | 0 | 0 | 0 | 0 | 0 | 0 | 0.2639% | 1 | 50% | 0% | 0% | 0% | 8.2745 | 0 | 0 | 0 | 8.2745 | #N/A
2007-03-04 21:00 | 3 | 4 | 21 | 63.8334 | 1509 | 33.98 | 8.06 | 1010 | 33.98 | 693.0082 | 0 | Heating | 92.4011 | #N/A | #N/A | #N/A | #N/A | 693.0082 | #N/A | #N/A | 3.405 | #N/A | 0 | 0 | 0 | 0 | 0 | 0 | 0 | 0 | 0.308% | 1 | 50% | 0% | 0% | 0% | 8.2745 | 0 | 0 | 0 | 8.2745 | #N/A
2007-03-04 22:00 | 3 | 4 | 22 | 63.8751 | 1510 | 33.98 | 10.04 | 1011 | 33.98 | 711.8127 | 0 | Heating | 94.9084 | #N/A | #N/A | #N/A | #N/A | 711.8127 | #N/A | #N/A | 3.405 | #N/A | 0 | 0 | 0 | 0 | 0 | 0 | 0 | 0 | 0.3164% | 1 | 50% | 0% | 0% | 0% | 8.2745 | 0 | 0 | 0 | 8.2745 | #N/A
2007-03-04 23:00 | 3 | 4 | 23 | 63.9168 | 1511 | 33.98 | 12.02 | 1011 | 33.98 | 183.9309 | 0 | Heating | 24.5241 | #N/A | #N/A | #N/A | #N/A | 183.9309 | #N/A | #N/A | 3.405 | #N/A | 0 | 0 | 0 | 0 | 0 | 0 | 0 | 0 | 0.08175% | 1 | 50% | 0% | 0% | 0% | 8.2745 | 0 | 0 | 0 | 8.2745 | #N/A
2007-03-05 | 3 | 5 | 0 | 63.9584 | 1512 | 33.98 | 14 | 1012 | 33.98 | 355.1902 | 0 | Heating | 47.3587 | #N/A | #N/A | #N/A | #N/A | 355.1902 | #N/A | #N/A | 3.405 | #N/A | 0 | 0 | 0 | 0 | 0 | 0 | 0 | 0 | 0.1579% | 1 | 50% | 0% | 0% | 0% | 8.2745 | 0 | 0 | 0 | 8.2745 | #N/A
2007-03-05 01:00 | 3 | 5 | 1 | 64.0001 | 1513 | 33.98 | 12.02 | 1012 | 33.98 | 466.8666 | 0 | Heating | 62.2489 | #N/A | #N/A | #N/A | #N/A | 466.8666 | #N/A | #N/A | 3.405 | #N/A | 0 | 0 | 0 | 0 | 0 | 0 | 0 | 0 | 0.2075% | 1 | 50% | 0% | 0% | 0% | 8.2745 | 0 | 0 | 0 | 8.2745 | #N/A
2007-03-05 02:00 | 3 | 5 | 2 | 64.0418 | 1514 | 33.98 | 12.02 | 1013 | 33.98 | 563.4224 | 0 | Heating | 75.123 | #N/A | #N/A | #N/A | #N/A | 563.4224 | #N/A | #N/A | 3.405 | #N/A | 0 | 0 | 0 | 0 | 0 | 0 | 0 | 0 | 0.2504% | 1 | 50% | 0% | 0% | 0% | 8.2745 | 0 | 0 | 0 | 8.2745 | #N/A
2007-03-05 03:00 | 3 | 5 | 3 | 64.0834 | 1515 | 35.06 | 12.92 | 1013 | 35.06 | 581.7816 | 0 | Heating | 77.5709 | #N/A | #N/A | #N/A | #N/A | 581.7816 | #N/A | #N/A | 3.4585 | #N/A | 0 | 0 | 0 | 0 | 0 | 0 | 0 | 0 | 0.2586% | 1 | 50% | 0% | 0% | 0% | 8.2745 | 0 | 0 | 0 | 8.2745 | #N/A
2007-03-05 04:00 | 3 | 5 | 4 | 64.1251 | 1516 | 35.06 | 14 | 1014 | 35.06 | 576.9325 | 0 | Heating | 76.9243 | #N/A | #N/A | #N/A | #N/A | 576.9325 | #N/A | #N/A | 3.4585 | #N/A | 0 | 0 | 0 | 0 | 0 | 0 | 0 | 0 | 0.2564% | 1 | 50% | 0% | 0% | 0% | 8.2745 | 0 | 0 | 0 | 8.2745 | #N/A
2007-03-05 05:00 | 3 | 5 | 5 | 64.1668 | 1517 | 35.06 | 14 | 1014 | 35.06 | 594.823 | 0 | Heating | 79.3097 | #N/A | #N/A | #N/A | #N/A | 594.823 | #N/A | #N/A | 3.4585 | #N/A | 0 | 0 | 0 | 0 | 0 | 0 | 0 | 0 | 0.2644% | 1 | 50% | 0% | 0% | 0% | 8.2745 | 0 | 0 | 0 | 8.2745 | #N/A
2007-03-05 06:00 | 3 | 5 | 6 | 64.2084 | 1518 | 35.6 | 14 | 1015 | 35.6 | 610.7573 | 0 | Heating | 81.4343 | #N/A | #N/A | #N/A | #N/A | 610.7573 | #N/A | #N/A | 3.4863 | #N/A | 0 | 0 | 0 | 0 | 0 | 0 | 0 | 0 | 0.2714% | 1 | 50% | 0% | 0% | 0% | 8.2745 | 0 | 0 | 0 | 8.2745 | #N/A
2007-03-05 07:00 | 3 | 5 | 7 | 64.2501 | 1519 | 37.04 | 14 | 1016 | 37.04 | 1300.0793 | 0 | Heating | 173.3439 | #N/A | #N/A | #N/A | #N/A | 1300.0793 | #N/A | #N/A | 3.5637 | #N/A | 0 | 0 | 0 | 0 | 0 | 0 | 0 | 0 | 0.5778% | 1 | 50% | 0% | 0% | 0% | 8.2745 | 0 | 0 | 0 | 8.2745 | #N/A
2007-03-05 08:00 | 3 | 5 | 8 | 64.2918 | 1520 | 37.04 | 12.02 | 1017 | 37.04 | 971.9017 | 0 | Heating | 129.5869 | #N/A | #N/A | #N/A | #N/A | 971.9017 | #N/A | #N/A | 3.5637 | #N/A | 0 | 0 | 0 | 0 | 0 | 0 | 0 | 0 | 0.432% | 1 | 50% | 0% | 0% | 0% | 8.2745 | 0 | 0 | 0 | 8.2745 | #N/A
2007-03-05 09:00 | 3 | 5 | 9 | 64.3334 | 1521 | 39.02 | 14 | 1017 | 39.02 | 587.2142 | 0 | Heating | 78.2952 | #N/A | #N/A | #N/A | #N/A | 587.2142 | #N/A | #N/A | 3.6785 | #N/A | 0 | 0 | 0 | 0 | 0 | 0 | 0 | 0 | 0.261% | 1 | 50% | 0% | 0% | 0% | 8.2745 | 0 | 0 | 0 | 8.2745 | #N/A
2007-03-05 10:00 | 3 | 5 | 10 | 64.3751 | 1522 | 42.08 | 14 | 1018 | 42.08 | 440.365 | 0 | Heating | 58.7153 | #N/A | #N/A | #N/A | #N/A | 440.365 | #N/A | #N/A | 3.8759 | #N/A | 0 | 0 | 0 | 0 | 0 | 0 | 0 | 0 | 0.1957% | 1 | 50% | 0% | 0% | 0% | 8.2745 | 0 | 0 | 0 | 8.2745 | #N/A
2007-03-05 11:00 | 3 | 5 | 11 | 64.4168 | 1523 | 42.08 | 12.92 | 1018 | 42.08 | 423.4017 | 0 | Heating | 56.4536 | #N/A | #N/A | #N/A | #N/A | 423.4017 | #N/A | #N/A | 3.8759 | #N/A | 0 | 0 | 0 | 0 | 0 | 0 | 0 | 0 | 0.1882% | 1 | 50% | 0% | 0% | 0% | 8.2745 | 0 | 0 | 0 | 8.2745 | #N/A
2007-03-05 12:00 | 3 | 5 | 12 | 64.4584 | 1524 | 42.98 | 12.92 | 1018 | 42.98 | 354.9524 | 0 | Heating | 47.327 | #N/A | #N/A | #N/A | #N/A | 354.9524 | #N/A | #N/A | 3.9388 | #N/A | 0 | 0 | 0 | 0 | 0 | 0 | 0 | 0 | 0.1578% | 1 | 50% | 0% | 0% | 0% | 8.2745 | 0 | 0 | 0 | 8.2745 | #N/A
2007-03-05 13:00 | 3 | 5 | 13 | 64.5001 | 1525 | 44.06 | 10.04 | 1017 | 44.06 | 355.8157 | 0 | Heating | 47.4421 | #N/A | #N/A | #N/A | #N/A | 355.8157 | #N/A | #N/A | 4.0174 | #N/A | 0 | 0 | 0 | 0 | 0 | 0 | 0 | 0 | 0.1581% | 1 | 50% | 0% | 0% | 0% | 8.2745 | 0 | 0 | 0 | 8.2745 | #N/A
2007-03-05 14:00 | 3 | 5 | 14 | 64.5418 | 1526 | 44.06 | 8.06 | 1017 | 44.06 | 276.4177 | 0 | Heating | 36.8557 | #N/A | #N/A | #N/A | #N/A | 276.4177 | #N/A | #N/A | 4.0174 | #N/A | 0 | 0 | 0 | 0 | 0 | 0 | 0 | 0 | 0.1229% | 1 | 50% | 0% | 0% | 0% | 8.2745 | 0 | 0 | 0 | 8.2745 | #N/A
2007-03-05 15:00 | 3 | 5 | 15 | 64.5834 | 1527 | 48.02 | 8.96 | 1017 | 48.02 | 194.4574 | 0 | Heating | 25.9277 | #N/A | #N/A | #N/A | #N/A | 194.4574 | #N/A | #N/A | 4.3357 | #N/A | 0 | 0 | 0 | 0 | 0 | 0 | 0 | 0 | 0.08643% | 1 | 50% | 0% | 0% | 0% | 8.2745 | 0 | 0 | 0 | 8.2745 | #N/A
2007-03-05 16:00 | 3 | 5 | 16 | 64.6251 | 1528 | 48.02 | 8.06 | 1017 | 48.02 | 180.8396 | 0 | Heating | 24.1119 | #N/A | #N/A | #N/A | #N/A | 180.8396 | #N/A | #N/A | 4.3357 | #N/A | 0 | 0 | 0 | 0 | 0 | 0 | 0 | 0 | 0.08037% | 1 | 50% | 0% | 0% | 0% | 8.2745 | 0 | 0 | 0 | 8.2745 | #N/A
2007-03-05 17:00 | 3 | 5 | 17 | 64.6668 | 1529 | 48.02 | 3.92 | 1017 | 48.02 | 163.7892 | 0 | Heating | 21.8386 | #N/A | #N/A | #N/A | #N/A | 163.7892 | #N/A | #N/A | 4.3357 | #N/A | 0 | 0 | 0 | 0 | 0 | 0 | 0 | 0 | 0.0728% | 1 | 50% | 0% | 0% | 0% | 8.2745 | 0 | 0 | 0 | 8.2745 | #N/A
2007-03-05 18:00 | 3 | 5 | 18 | 64.7084 | 1530 | 46.94 | 3.02 | 1017 | 46.94 | 280.2654 | 0 | Heating | 37.3687 | #N/A | #N/A | #N/A | #N/A | 280.2654 | #N/A | #N/A | 4.2441 | #N/A | 0 | 0 | 0 | 0 | 0 | 0 | 0 | 0 | 0.1246% | 1 | 50% | 0% | 0% | 0% | 8.2745 | 0 | 0 | 0 | 8.2745 | #N/A
2007-03-05 19:00 | 3 | 5 | 19 | 64.7501 | 1531 | 48.92 | 3.02 | 1018 | 48.92 | 470.105 | 0 | Heating | 62.6807 | #N/A | #N/A | #N/A | #N/A | 470.105 | #N/A | #N/A | 4.4149 | #N/A | 0 | 0 | 0 | 0 | 0 | 0 | 0 | 0 | 0.2089% | 1 | 50% | 0% | 0% | 0% | 8.2745 | 0 | 0 | 0 | 8.2745 | #N/A
2007-03-05 20:00 | 3 | 5 | 20 | 64.7918 | 1532 | 48.92 | 1.94 | 1018 | 48.92 | 544.672 | 0 | Heating | 72.6229 | #N/A | #N/A | #N/A | #N/A | 544.672 | #N/A | #N/A | 4.4149 | #N/A | 0 | 0 | 0 | 0 | 0 | 0 | 0 | 0 | 0.2421% | 1 | 50% | 0% | 0% | 0% | 8.2745 | 0 | 0 | 0 | 8.2745 | #N/A
2007-03-05 21:00 | 3 | 5 | 21 | 64.8334 | 1533 | 48.92 | 1.94 | 1018 | 48.92 | 678.7336 | 0 | Heating | 90.4978 | #N/A | #N/A | #N/A | #N/A | 678.7336 | #N/A | #N/A | 4.4149 | #N/A | 0 | 0 | 0 | 0 | 0 | 0 | 0 | 0 | 0.3017% | 1 | 50% | 0% | 0% | 0% | 8.2745 | 0 | 0 | 0 | 8.2745 | #N/A
2007-03-05 22:00 | 3 | 5 | 22 | 64.8751 | 1534 | 48.92 | 3.02 | 1019 | 48.92 | 721.2009 | 0 | Heating | 96.1601 | #N/A | #N/A | #N/A | #N/A | 721.2009 | #N/A | #N/A | 4.4149 | #N/A | 0 | 0 | 0 | 0 | 0 | 0 | 0 | 0 | 0.3205% | 1 | 50% | 0% | 0% | 0% | 8.2745 | 0 | 0 | 0 | 8.2745 | #N/A
2007-03-05 23:00 | 3 | 5 | 23 | 64.9168 | 1535 | 48.92 | 3.92 | 1019 | 48.92 | 188.744 | 0 | Heating | 25.1659 | #N/A | #N/A | #N/A | #N/A | 188.744 | #N/A | #N/A | 4.4149 | #N/A | 0 | 0 | 0 | 0 | 0 | 0 | 0 | 0 | 0.08389% | 1 | 50% | 0% | 0% | 0% | 8.2745 | 0 | 0 | 0 | 8.2745 | #N/A
2007-03-06 | 3 | 6 | 0 | 64.9584 | 1536 | 48.02 | 3.92 | 1019 | 48.02 | 376.021 | 0 | Heating | 50.1361 | #N/A | #N/A | #N/A | #N/A | 376.021 | #N/A | #N/A | 4.3357 | #N/A | 0 | 0 | 0 | 0 | 0 | 0 | 0 | 0 | 0.1671% | 1 | 50% | 0% | 0% | 0% | 8.2745 | 0 | 0 | 0 | 8.2745 | #N/A
2007-03-06 01:00 | 3 | 6 | 1 | 65.0001 | 1537 | 48.92 | 3.92 | 1019 | 48.92 | 453.5093 | 0 | Heating | 60.4679 | #N/A | #N/A | #N/A | #N/A | 453.5093 | #N/A | #N/A | 4.4149 | #N/A | 0 | 0 | 0 | 0 | 0 | 0 | 0 | 0 | 0.2016% | 1 | 50% | 0% | 0% | 0% | 8.2745 | 0 | 0 | 0 | 8.2745 | #N/A
2007-03-06 02:00 | 3 | 6 | 2 | 65.0418 | 1538 | 48.92 | 1.04 | 1019 | 48.92 | 504.8151 | 0 | Heating | 67.3087 | #N/A | #N/A | #N/A | #N/A | 504.8151 | #N/A | #N/A | 4.4149 | #N/A | 0 | 0 | 0 | 0 | 0 | 0 | 0 | 0 | 0.2244% | 1 | 50% | 0% | 0% | 0% | 8.2745 | 0 | 0 | 0 | 8.2745 | #N/A
2007-03-06 03:00 | 3 | 6 | 3 | 65.0834 | 1539 | 48.92 | 1.04 | 1020 | 48.92 | 564.3303 | 0 | Heating | 75.244 | #N/A | #N/A | #N/A | #N/A | 564.3303 | #N/A | #N/A | 4.4149 | #N/A | 0 | 0 | 0 | 0 | 0 | 0 | 0 | 0 | 0.2508% | 1 | 50% | 0% | 0% | 0% | 8.2745 | 0 | 0 | 0 | 8.2745 | #N/A
2007-03-06 04:00 | 3 | 6 | 4 | 65.1251 | 1540 | 48.92 | -0.94 | 1020 | 48.92 | 623.7312 | 0 | Heating | 83.1642 | #N/A | #N/A | #N/A | #N/A | 623.7312 | #N/A | #N/A | 4.4149 | #N/A | 0 | 0 | 0 | 0 | 0 | 0 | 0 | 0 | 0.2772% | 1 | 50% | 0% | 0% | 0% | 8.2745 | 0 | 0 | 0 | 8.2745 | #N/A
2007-03-06 05:00 | 3 | 6 | 5 | 65.1668 | 1541 | 48.92 | -2.02 | 1020 | 48.92 | 675.4701 | 0 | Heating | 90.0627 | #N/A | #N/A | #N/A | #N/A | 675.4701 | #N/A | #N/A | 4.4149 | #N/A | 0 | 0 | 0 | 0 | 0 | 0 | 0 | 0 | 0.3002% | 1 | 50% | 0% | 0% | 0% | 8.2745 | 0 | 0 | 0 | 8.2745 | #N/A
2007-03-06 06:00 | 3 | 6 | 6 | 65.2084 | 1542 | 48.92 | -0.94 | 1021 | 48.92 | 700.9119 | 0 | Heating | 93.4549 | #N/A | #N/A | #N/A | #N/A | 700.9119 | #N/A | #N/A | 4.4149 | #N/A | 0 | 0 | 0 | 0 | 0 | 0 | 0 | 0 | 0.3115% | 1 | 50% | 0% | 0% | 0% | 8.2745 | 0 | 0 | 0 | 8.2745 | #N/A
2007-03-06 07:00 | 3 | 6 | 7 | 65.2501 | 1543 | 50 | -2.92 | 1022 | 50 | 1469.8031 | 0 | Heating | 195.9737 | #N/A | #N/A | #N/A | #N/A | 1469.8031 | #N/A | #N/A | 4.5134 | #N/A | 0 | 0 | 0 | 0 | 0 | 0 | 0 | 0 | 0.6532% | 1 | 50% | 0% | 0% | 0% | 8.2745 | 0 | 0 | 0 | 8.2745 | #N/A
2007-03-06 08:00 | 3 | 6 | 8 | 65.2918 | 1544 | 48.92 | -4 | 1023 | 48.92 | 924.4915 | 0 | Heating | 123.2655 | #N/A | #N/A | #N/A | #N/A | 924.4915 | #N/A | #N/A | 4.4149 | #N/A | 0 | 0 | 0 | 0 | 0 | 0 | 0 | 0 | 0.4109% | 1 | 50% | 0% | 0% | 0% | 8.2745 | 0 | 0 | 0 | 8.2745 | #N/A
2007-03-06 09:00 | 3 | 6 | 9 | 65.3334 | 1545 | 48.2 | -5.98 | 1024 | 48.2 | 474.4153 | 0 | Heating | 63.2554 | #N/A | #N/A | #N/A | #N/A | 474.4153 | #N/A | #N/A | 4.3513 | #N/A | 0 | 0 | 0 | 0 | 0 | 0 | 0 | 0 | 0.2109% | 1 | 50% | 0% | 0% | 0% | 8.2745 | 0 | 0 | 0 | 8.2745 | #N/A
2007-03-06 10:00 | 3 | 6 | 10 | 65.3751 | 1546 | 48.92 | -7.06 | 1024 | 48.92 | 374.253 | 0 | Heating | 49.9004 | #N/A | #N/A | #N/A | #N/A | 374.253 | #N/A | #N/A | 4.4149 | #N/A | 0 | 0 | 0 | 0 | 0 | 0 | 0 | 0 | 0.1663% | 1 | 50% | 0% | 0% | 0% | 8.2745 | 0 | 0 | 0 | 8.2745 | #N/A
2007-03-06 11:00 | 3 | 6 | 11 | 65.4168 | 1547 | 48.92 | -5.08 | 1024 | 48.92 | 355.9542 | 0 | Heating | 47.4606 | #N/A | #N/A | #N/A | #N/A | 355.9542 | #N/A | #N/A | 4.4149 | #N/A | 0 | 0 | 0 | 0 | 0 | 0 | 0 | 0 | 0.1582% | 1 | 50% | 0% | 0% | 0% | 8.2745 | 0 | 0 | 0 | 8.2745 | #N/A
2007-03-06 12:00 | 3 | 6 | 12 | 65.4584 | 1548 | 50 | -5.08 | 1024 | 50 | 330.003 | 0 | Heating | 44.0004 | #N/A | #N/A | #N/A | #N/A | 330.003 | #N/A | #N/A | 4.5134 | #N/A | 0 | 0 | 0 | 0 | 0 | 0 | 0 | 0 | 0.1467% | 1 | 50% | 0% | 0% | 0% | 8.2745 | 0 | 0 | 0 | 8.2745 | #N/A
2007-03-06 13:00 | 3 | 6 | 13 | 65.5001 | 1549 | 50 | -2.02 | 1024 | 50 | 359.2564 | 0 | Heating | 47.9009 | #N/A | #N/A | #N/A | #N/A | 359.2564 | #N/A | #N/A | 4.5134 | #N/A | 0 | 0 | 0 | 0 | 0 | 0 | 0 | 0 | 0.1597% | 1 | 50% | 0% | 0% | 0% | 8.2745 | 0 | 0 | 0 | 8.2745 | #N/A
2007-03-06 14:00 | 3 | 6 | 14 | 65.5418 | 1550 | 50 | -2.92 | 1024 | 50 | 255.4454 | 0 | Heating | 34.0594 | #N/A | #N/A | #N/A | #N/A | 255.4454 | #N/A | #N/A | 4.5134 | #N/A | 0 | 0 | 0 | 0 | 0 | 0 | 0 | 0 | 0.1135% | 1 | 50% | 0% | 0% | 0% | 8.2745 | 0 | 0 | 0 | 8.2745 | #N/A
2007-03-06 15:00 | 3 | 6 | 15 | 65.5834 | 1551 | 37.94 | -0.04 | 1024 | 37.94 | 229.8657 | 0 | Heating | 30.6488 | #N/A | #N/A | #N/A | #N/A | 229.8657 | #N/A | #N/A | 3.6146 | #N/A | 0 | 0 | 0 | 0 | 0 | 0 | 0 | 0 | 0.1022% | 1 | 50% | 0% | 0% | 0% | 8.2745 | 0 | 0 | 0 | 8.2745 | #N/A
2007-03-06 16:00 | 3 | 6 | 16 | 65.6251 | 1552 | 33.8 | 1.94 | 1024 | 33.8 | 228.0216 | 0 | Heating | 30.4029 | #N/A | #N/A | #N/A | #N/A | 228.0216 | #N/A | #N/A | 3.3963 | #N/A | 0 | 0 | 0 | 0 | 0 | 0 | 0 | 0 | 0.1013% | 1 | 50% | 0% | 0% | 0% | 8.2745 | 0 | 0 | 0 | 8.2745 | #N/A
2007-03-06 17:00 | 3 | 6 | 17 | 65.6668 | 1553 | 33.98 | -0.04 | 1025 | 33.98 | 196.562 | 0 | Heating | 26.2083 | #N/A | #N/A | #N/A | #N/A | 196.562 | #N/A | #N/A | 3.405 | #N/A | 0 | 0 | 0 | 0 | 0 | 0 | 0 | 0 | 0.08736% | 1 | 50% | 0% | 0% | 0% | 8.2745 | 0 | 0 | 0 | 8.2745 | #N/A
2007-03-06 18:00 | 3 | 6 | 18 | 65.7084 | 1554 | 32 | -0.94 | 1026 | 32 | 279.0476 | 0 | Heating | 37.2063 | #N/A | #N/A | #N/A | #N/A | 279.0476 | #N/A | #N/A | 3.3135 | #N/A | 0 | 0 | 0 | 0 | 0 | 0 | 0 | 0 | 0.124% | 1 | 50% | 0% | 0% | 0% | 8.2745 | 0 | 0 | 0 | 8.2745 | #N/A
2007-03-06 19:00 | 3 | 6 | 19 | 65.7501 | 1555 | 32 | -0.04 | 1027 | 32 | 486.7339 | 0 | Heating | 64.8979 | #N/A | #N/A | #N/A | #N/A | 486.7339 | #N/A | #N/A | 3.3135 | #N/A | 0 | 0 | 0 | 0 | 0 | 0 | 0 | 0 | 0.2163% | 1 | 50% | 0% | 0% | 0% | 8.2745 | 0 | 0 | 0 | 8.2745 | #N/A
2007-03-06 20:00 | 3 | 6 | 20 | 65.7918 | 1556 | 30.92 | -2.02 | 1028 | 30.92 | 561.3163 | 0 | Heating | 74.8422 | #N/A | #N/A | #N/A | #N/A | 561.3163 | #N/A | #N/A | 3.2671 | #N/A | 0 | 0 | 0 | 0 | 0 | 0 | 0 | 0 | 0.2495% | 1 | 50% | 0% | 0% | 0% | 8.2745 | 0 | 0 | 0 | 8.2745 | #N/A
2007-03-06 21:00 | 3 | 6 | 21 | 65.8334 | 1557 | 30.02 | -2.92 | 1029 | 30.02 | 706.3668 | 0 | Heating | 94.1822 | #N/A | #N/A | #N/A | #N/A | 706.3668 | #N/A | #N/A | 3.2302 | #N/A | 0 | 0 | 0 | 0 | 0 | 0 | 0 | 0 | 0.3139% | 1 | 50% | 0% | 0% | 0% | 8.2745 | 0 | 0 | 0 | 8.2745 | #N/A
2007-03-06 22:00 | 3 | 6 | 22 | 65.8751 | 1558 | 30.92 | -2.92 | 1029 | 30.92 | 831.8394 | 0 | Heating | 110.9119 | #N/A | #N/A | #N/A | #N/A | 831.8394 | #N/A | #N/A | 3.2671 | #N/A | 0 | 0 | 0 | 0 | 0 | 0 | 0 | 0 | 0.3697% | 1 | 50% | 0% | 0% | 0% | 8.2745 | 0 | 0 | 0 | 8.2745 | #N/A
2007-03-06 23:00 | 3 | 6 | 23 | 65.9168 | 1559 | 30.92 | -4 | 1030 | 30.92 | 355.0454 | 0 | Heating | 47.3394 | #N/A | #N/A | #N/A | #N/A | 355.0454 | #N/A | #N/A | 3.2671 | #N/A | 0 | 0 | 0 | 0 | 0 | 0 | 0 | 0 | 0.1578% | 1 | 50% | 0% | 0% | 0% | 8.2745 | 0 | 0 | 0 | 8.2745 | #N/A
2007-03-07 | 3 | 7 | 0 | 65.9584 | 1560 | 30.2 | -4 | 1030 | 30.2 | 557.0318 | 0 | Heating | 74.2709 | #N/A | #N/A | #N/A | #N/A | 557.0318 | #N/A | #N/A | 3.2375 | #N/A | 0 | 0 | 0 | 0 | 0 | 0 | 0 | 0 | 0.2476% | 1 | 50% | 0% | 0% | 0% | 8.2745 | 0 | 0 | 0 | 8.2745 | #N/A
2007-03-07 01:00 | 3 | 7 | 1 | 66.0001 | 1561 | 28.94 | -2.92 | 1030 | 28.94 | 666.6057 | 0 | Heating | 88.8808 | #N/A | #N/A | #N/A | #N/A | 666.6057 | #N/A | #N/A | 3.188 | #N/A | 0 | 0 | 0 | 0 | 0 | 0 | 0 | 0 | 0.2963% | 1 | 50% | 0% | 0% | 0% | 8.2745 | 0 | 0 | 0 | 8.2745 | #N/A
2007-03-07 02:00 | 3 | 7 | 2 | 66.0418 | 1562 | 28.94 | -2.92 | 1031 | 28.94 | 740.8392 | 0 | Heating | 98.7786 | #N/A | #N/A | #N/A | #N/A | 740.8392 | #N/A | #N/A | 3.188 | #N/A | 0 | 0 | 0 | 0 | 0 | 0 | 0 | 0 | 0.3293% | 1 | 50% | 0% | 0% | 0% | 8.2745 | 0 | 0 | 0 | 8.2745 | #N/A
2007-03-07 03:00 | 3 | 7 | 3 | 66.0834 | 1563 | 26.6 | -2.92 | 1031 | 26.6 | 799.4389 | 0 | Heating | 106.5919 | #N/A | #N/A | #N/A | #N/A | 799.4389 | #N/A | #N/A | 3.104 | #N/A | 0 | 0 | 0 | 0 | 0 | 0 | 0 | 0 | 0.3553% | 1 | 50% | 0% | 0% | 0% | 8.2745 | 0 | 0 | 0 | 8.2745 | #N/A
2007-03-07 04:00 | 3 | 7 | 4 | 66.1251 | 1564 | 24.8 | -0.94 | 1031 | 24.8 | 871.383 | 0 | Heating | 116.1844 | #N/A | #N/A | #N/A | #N/A | 871.383 | #N/A | #N/A | 3.0457 | #N/A | 0 | 0 | 0 | 0 | 0 | 0 | 0 | 0 | 0.3873% | 1 | 50% | 0% | 0% | 0% | 8.2745 | 0 | 0 | 0 | 8.2745 | #N/A
2007-03-07 05:00 | 3 | 7 | 5 | 66.1668 | 1565 | 24.98 | -2.92 | 1031 | 24.98 | 936.687 | 0 | Heating | 124.8916 | #N/A | #N/A | #N/A | #N/A | 936.687 | #N/A | #N/A | 3.0513 | #N/A | 0 | 0 | 0 | 0 | 0 | 0 | 0 | 0 | 0.4163% | 1 | 50% | 0% | 0% | 0% | 8.2745 | 0 | 0 | 0 | 8.2745 | #N/A
2007-03-07 06:00 | 3 | 7 | 6 | 66.2084 | 1566 | 24.8 | -2.02 | 1031 | 24.8 | 975.0551 | 0 | Heating | 130.0073 | #N/A | #N/A | #N/A | #N/A | 975.0551 | #N/A | #N/A | 3.0457 | #N/A | 0 | 0 | 0 | 0 | 0 | 0 | 0 | 0 | 0.4334% | 1 | 50% | 0% | 0% | 0% | 8.2745 | 0 | 0 | 0 | 8.2745 | #N/A
2007-03-07 07:00 | 3 | 7 | 7 | 66.2501 | 1567 | 24.8 | -0.94 | 1032 | 24.8 | 1608.6994 | 0 | Heating | 214.4933 | #N/A | #N/A | #N/A | #N/A | 1608.6994 | #N/A | #N/A | 3.0457 | #N/A | 0 | 0 | 0 | 0 | 0 | 0 | 0 | 0 | 0.715% | 1 | 50% | 0% | 0% | 0% | 8.2745 | 0 | 0 | 0 | 8.2745 | #N/A
2007-03-07 08:00 | 3 | 7 | 8 | 66.2918 | 1568 | 23 | 1.94 | 1032 | 23 | 1011.6259 | 0 | Heating | 134.8835 | #N/A | #N/A | #N/A | #N/A | 1011.6259 | #N/A | #N/A | 2.9925 | #N/A | 0 | 0 | 0 | 0 | 0 | 0 | 0 | 0 | 0.4496% | 1 | 50% | 0% | 0% | 0% | 8.2745 | 0 | 0 | 0 | 8.2745 | #N/A
2007-03-07 09:00 | 3 | 7 | 9 | 66.3334 | 1569 | 24.8 | -0.94 | 1033 | 24.8 | 510.8795 | 0 | Heating | 68.1173 | #N/A | #N/A | #N/A | #N/A | 510.8795 | #N/A | #N/A | 3.0457 | #N/A | 0 | 0 | 0 | 0 | 0 | 0 | 0 | 0 | 0.2271% | 1 | 50% | 0% | 0% | 0% | 8.2745 | 0 | 0 | 0 | 8.2745 | #N/A
2007-03-07 10:00 | 3 | 7 | 10 | 66.3751 | 1570 | 24.8 | -0.94 | 1033 | 24.8 | 373.6369 | 0 | Heating | 49.8183 | #N/A | #N/A | #N/A | #N/A | 373.6369 | #N/A | #N/A | 3.0457 | #N/A | 0 | 0 | 0 | 0 | 0 | 0 | 0 | 0 | 0.1661% | 1 | 50% | 0% | 0% | 0% | 8.2745 | 0 | 0 | 0 | 8.2745 | #N/A
2007-03-07 11:00 | 3 | 7 | 11 | 66.4168 | 1571 | 24.08 | -2.92 | 1032 | 24.08 | 326.5088 | 0 | Heating | 43.5345 | #N/A | #N/A | #N/A | #N/A | 326.5088 | #N/A | #N/A | 3.0238 | #N/A | 0 | 0 | 0 | 0 | 0 | 0 | 0 | 0 | 0.1451% | 1 | 50% | 0% | 0% | 0% | 8.2745 | 0 | 0 | 0 | 8.2745 | #N/A
2007-03-07 12:00 | 3 | 7 | 12 | 66.4584 | 1572 | 24.8 | -2.02 | 1032 | 24.8 | 307.6404 | 0 | Heating | 41.0187 | #N/A | #N/A | #N/A | #N/A | 307.6404 | #N/A | #N/A | 3.0457 | #N/A | 0 | 0 | 0 | 0 | 0 | 0 | 0 | 0 | 0.1367% | 1 | 50% | 0% | 0% | 0% | 8.2745 | 0 | 0 | 0 | 8.2745 | #N/A
2007-03-07 13:00 | 3 | 7 | 13 | 66.5001 | 1573 | 24.8 | -4 | 1031 | 24.8 | 334.9311 | 0 | Heating | 44.6575 | #N/A | #N/A | #N/A | #N/A | 334.9311 | #N/A | #N/A | 3.0457 | #N/A | 0 | 0 | 0 | 0 | 0 | 0 | 0 | 0 | 0.1489% | 1 | 50% | 0% | 0% | 0% | 8.2745 | 0 | 0 | 0 | 8.2745 | #N/A
2007-03-07 14:00 | 3 | 7 | 14 | 66.5418 | 1574 | 26.96 | -0.94 | 1030 | 26.96 | 196.9278 | 0 | Heating | 26.257 | #N/A | #N/A | #N/A | #N/A | 196.9278 | #N/A | #N/A | 3.1163 | #N/A | 0 | 0 | 0 | 0 | 0 | 0 | 0 | 0 | 0.08752% | 1 | 50% | 0% | 0% | 0% | 8.2745 | 0 | 0 | 0 | 8.2745 | #N/A
2007-03-07 15:00 | 3 | 7 | 15 | 66.5834 | 1575 | 28.94 | -0.94 | 1029 | 28.94 | 154.8602 | 0 | Heating | 20.648 | #N/A | #N/A | #N/A | #N/A | 154.8602 | #N/A | #N/A | 3.188 | #N/A | 0 | 0 | 0 | 0 | 0 | 0 | 0 | 0 | 0.06883% | 1 | 50% | 0% | 0% | 0% | 8.2745 | 0 | 0 | 0 | 8.2745 | #N/A
2007-03-07 16:00 | 3 | 7 | 16 | 66.6251 | 1576 | 30.02 | -5.08 | 1028 | 30.02 | 144.0107 | 0 | Heating | 19.2014 | #N/A | #N/A | #N/A | #N/A | 144.0107 | #N/A | #N/A | 3.2302 | #N/A | 0 | 0 | 0 | 0 | 0 | 0 | 0 | 0 | 0.064% | 1 | 50% | 0% | 0% | 0% | 8.2745 | 0 | 0 | 0 | 8.2745 | #N/A
2007-03-07 17:00 | 3 | 7 | 17 | 66.6668 | 1577 | 30.02 | -4 | 1028 | 30.02 | 107.4479 | 0 | Heating | 14.3264 | #N/A | #N/A | #N/A | #N/A | 107.4479 | #N/A | #N/A | 3.2302 | #N/A | 0 | 0 | 0 | 0 | 0 | 0 | 0 | 0 | 0.04775% | 1 | 50% | 0% | 0% | 0% | 8.2745 | 0 | 0 | 0 | 8.2745 | #N/A
2007-03-07 18:00 | 3 | 7 | 18 | 66.7084 | 1578 | 28.04 | 1.04 | 1028 | 28.04 | 159.0489 | 0 | Heating | 21.2065 | #N/A | #N/A | #N/A | #N/A | 159.0489 | #N/A | #N/A | 3.1545 | #N/A | 0 | 0 | 0 | 0 | 0 | 0 | 0 | 0 | 0.07069% | 1 | 50% | 0% | 0% | 0% | 8.2745 | 0 | 0 | 0 | 8.2745 | #N/A
2007-03-07 19:00 | 3 | 7 | 19 | 66.7501 | 1579 | 26.96 | 1.94 | 1028 | 26.96 | 321.4136 | 0 | Heating | 42.8551 | #N/A | #N/A | #N/A | #N/A | 321.4136 | #N/A | #N/A | 3.1163 | #N/A | 0 | 0 | 0 | 0 | 0 | 0 | 0 | 0 | 0.1429% | 1 | 50% | 0% | 0% | 0% | 8.2745 | 0 | 0 | 0 | 8.2745 | #N/A
2007-03-07 20:00 | 3 | 7 | 20 | 66.7918 | 1580 | 26.96 | 5 | 1028 | 26.96 | 411.7056 | 0 | Heating | 54.8941 | #N/A | #N/A | #N/A | #N/A | 411.7056 | #N/A | #N/A | 3.1163 | #N/A | 0 | 0 | 0 | 0 | 0 | 0 | 0 | 0 | 0.183% | 1 | 50% | 0% | 0% | 0% | 8.2745 | 0 | 0 | 0 | 8.2745 | #N/A
2007-03-07 21:00 | 3 | 7 | 21 | 66.8334 | 1581 | 24.98 | 5 | 1028 | 24.98 | 532.0993 | 0 | Heating | 70.9466 | #N/A | #N/A | #N/A | #N/A | 532.0993 | #N/A | #N/A | 3.0513 | #N/A | 0 | 0 | 0 | 0 | 0 | 0 | 0 | 0 | 0.2365% | 1 | 50% | 0% | 0% | 0% | 8.2745 | 0 | 0 | 0 | 8.2745 | #N/A
2007-03-07 22:00 | 3 | 7 | 22 | 66.8751 | 1582 | 23 | 5 | 1027 | 23 | 638.3449 | 0 | Heating | 85.1126 | #N/A | #N/A | #N/A | #N/A | 638.3449 | #N/A | #N/A | 2.9925 | #N/A | 0 | 0 | 0 | 0 | 0 | 0 | 0 | 0 | 0.2837% | 1 | 50% | 0% | 0% | 0% | 8.2745 | 0 | 0 | 0 | 8.2745 | #N/A
2007-03-07 23:00 | 3 | 7 | 23 | 66.9168 | 1583 | 23 | 6.08 | 1027 | 23 | 135.272 | 0 | Heating | 18.0363 | #N/A | #N/A | #N/A | #N/A | 135.272 | #N/A | #N/A | 2.9925 | #N/A | 0 | 0 | 0 | 0 | 0 | 0 | 0 | 0 | 0.06012% | 1 | 50% | 0% | 0% | 0% | 8.2745 | 0 | 0 | 0 | 8.2745 | #N/A
2007-03-08 | 3 | 8 | 0 | 66.9584 | 1584 | 19.04 | 6.08 | 1027 | 19.04 | 270.7027 | 0 | Heating | 36.0937 | #N/A | #N/A | #N/A | #N/A | 270.7027 | #N/A | #N/A | 2.8915 | #N/A | 0 | 0 | 0 | 0 | 0 | 0 | 0 | 0 | 0.1203% | 1 | 50% | 0% | 0% | 0% | 8.2745 | 0 | 0 | 0 | 8.2745 | #N/A
2007-03-08 01:00 | 3 | 8 | 1 | 67.0001 | 1585 | 14 | 6.08 | 1026 | 14 | 397.5129 | 0 | Heating | 53.0017 | #N/A | #N/A | #N/A | #N/A | 397.5129 | #N/A | #N/A | 2.7888 | #N/A | 0 | 0 | 0 | 0 | 0 | 0 | 0 | 0 | 0.1767% | 1 | 50% | 0% | 0% | 0% | 8.2745 | 0 | 0 | 0 | 8.2745 | #N/A
2007-03-08 02:00 | 3 | 8 | 2 | 67.0418 | 1586 | 14 | 8.06 | 1026 | 14 | 484.613 | 0 | Heating | 64.6151 | #N/A | #N/A | #N/A | #N/A | 484.613 | #N/A | #N/A | 2.7888 | #N/A | 0 | 0 | 0 | 0 | 0 | 0 | 0 | 0 | 0.2154% | 1 | 50% | 0% | 0% | 0% | 8.2745 | 0 | 0 | 0 | 8.2745 | #N/A
2007-03-08 03:00 | 3 | 8 | 3 | 67.0834 | 1587 | 12.92 | 6.08 | 1025 | 12.92 | 539.1226 | 0 | Heating | 71.883 | #N/A | #N/A | #N/A | #N/A | 539.1226 | #N/A | #N/A | 2.7697 | #N/A | 0 | 0 | 0 | 0 | 0 | 0 | 0 | 0 | 0.2396% | 1 | 50% | 0% | 0% | 0% | 8.2745 | 0 | 0 | 0 | 8.2745 | #N/A
2007-03-08 04:00 | 3 | 8 | 4 | 67.1251 | 1588 | 12.02 | 6.08 | 1025 | 12.02 | 593.9099 | 0 | Heating | 79.188 | #N/A | #N/A | #N/A | #N/A | 593.9099 | #N/A | #N/A | 2.7546 | #N/A | 0 | 0 | 0 | 0 | 0 | 0 | 0 | 0 | 0.264% | 1 | 50% | 0% | 0% | 0% | 8.2745 | 0 | 0 | 0 | 8.2745 | #N/A
2007-03-08 05:00 | 3 | 8 | 5 | 67.1668 | 1589 | 12.02 | 6.08 | 1025 | 12.02 | 668.8278 | 0 | Heating | 89.177 | #N/A | #N/A | #N/A | #N/A | 668.8278 | #N/A | #N/A | 2.7546 | #N/A | 0 | 0 | 0 | 0 | 0 | 0 | 0 | 0 | 0.2973% | 1 | 50% | 0% | 0% | 0% | 8.2745 | 0 | 0 | 0 | 8.2745 | #N/A
2007-03-08 06:00 | 3 | 8 | 6 | 67.2084 | 1590 | 12.02 | 5 | 1024 | 12.02 | 716.1731 | 0 | Heating | 95.4897 | #N/A | #N/A | #N/A | #N/A | 716.1731 | #N/A | #N/A | 2.7546 | #N/A | 0 | 0 | 0 | 0 | 0 | 0 | 0 | 0 | 0.3183% | 1 | 50% | 0% | 0% | 0% | 8.2745 | 0 | 0 | 0 | 8.2745 | #N/A
2007-03-08 07:00 | 3 | 8 | 7 | 67.2501 | 1591 | 14 | 5 | 1025 | 14 | 1407.8637 | 0 | Heating | 187.7152 | #N/A | #N/A | #N/A | #N/A | 1407.8637 | #N/A | #N/A | 2.7888 | #N/A | 0 | 0 | 0 | 0 | 0 | 0 | 0 | 0 | 0.6257% | 1 | 50% | 0% | 0% | 0% | 8.2745 | 0 | 0 | 0 | 8.2745 | #N/A
2007-03-08 08:00 | 3 | 8 | 8 | 67.2918 | 1592 | 14 | 6.98 | 1025 | 14 | 829.7192 | 0 | Heating | 110.6292 | #N/A | #N/A | #N/A | #N/A | 829.7192 | #N/A | #N/A | 2.7888 | #N/A | 0 | 0 | 0 | 0 | 0 | 0 | 0 | 0 | 0.3688% | 1 | 50% | 0% | 0% | 0% | 8.2745 | 0 | 0 | 0 | 8.2745 | #N/A
2007-03-08 09:00 | 3 | 8 | 9 | 67.3334 | 1593 | 19.04 | 10.94 | 1024 | 19.04 | 374.35 | 0 | Heating | 49.9133 | #N/A | #N/A | #N/A | #N/A | 374.35 | #N/A | #N/A | 2.8915 | #N/A | 0 | 0 | 0 | 0 | 0 | 0 | 0 | 0 | 0.1664% | 1 | 50% | 0% | 0% | 0% | 8.2745 | 0 | 0 | 0 | 8.2745 | #N/A
2007-03-08 10:00 | 3 | 8 | 10 | 67.3751 | 1594 | 24.08 | 8.06 | 1023 | 24.08 | 255.3659 | 0 | Heating | 34.0488 | #N/A | #N/A | #N/A | #N/A | 255.3659 | #N/A | #N/A | 3.0238 | #N/A | 0 | 0 | 0 | 0 | 0 | 0 | 0 | 0 | 0.1135% | 1 | 50% | 0% | 0% | 0% | 8.2745 | 0 | 0 | 0 | 8.2745 | #N/A
2007-03-08 11:00 | 3 | 8 | 11 | 67.4168 | 1595 | 24.08 | 5 | 1022 | 24.08 | 210.7551 | 0 | Heating | 28.1007 | #N/A | #N/A | #N/A | #N/A | 210.7551 | #N/A | #N/A | 3.0238 | #N/A | 0 | 0 | 0 | 0 | 0 | 0 | 0 | 0 | 0.09367% | 1 | 50% | 0% | 0% | 0% | 8.2745 | 0 | 0 | 0 | 8.2745 | #N/A
2007-03-08 12:00 | 3 | 8 | 12 | 67.4584 | 1596 | 26.96 | 1.94 | 1021 | 26.96 | 142.1204 | 0 | Heating | 18.9494 | #N/A | #N/A | #N/A | #N/A | 142.1204 | #N/A | #N/A | 3.1163 | #N/A | 0 | 0 | 0 | 0 | 0 | 0 | 0 | 0 | 0.06316% | 1 | 50% | 0% | 0% | 0% | 8.2745 | 0 | 0 | 0 | 8.2745 | #N/A
2007-03-08 13:00 | 3 | 8 | 13 | 67.5001 | 1597 | 28.94 | -0.04 | 1020 | 28.94 | 122.0397 | 0 | Heating | 16.272 | #N/A | #N/A | #N/A | #N/A | 122.0397 | #N/A | #N/A | 3.188 | #N/A | 0 | 0 | 0 | 0 | 0 | 0 | 0 | 0 | 0.05424% | 1 | 50% | 0% | 0% | 0% | 8.2745 | 0 | 0 | 0 | 8.2745 | #N/A
2007-03-08 14:00 | 3 | 8 | 14 | 67.5418 | 1598 | 28.94 | 8.06 | 1019 | 28.94 | 46.2994 | 0 | Heating | 6.1733 | #N/A | #N/A | #N/A | #N/A | 46.2994 | #N/A | #N/A | 3.188 | #N/A | 0 | 0 | 0 | 0 | 0 | 0 | 0 | 0 | 0.02058% | 1 | 50% | 0% | 0% | 0% | 8.2745 | 0 | 0 | 0 | 8.2745 | #N/A
2007-03-08 15:00 | 3 | 8 | 15 | 67.5834 | 1599 | 30.92 | 6.98 | 1018 | 30.92 | 28.3531 | 0 | Heating | 3.7804 | #N/A | #N/A | #N/A | #N/A | 28.3531 | #N/A | #N/A | 3.2671 | #N/A | 0 | 0 | 0 | 0 | 0 | 0 | 0 | 0 | 0.0126% | 1 | 50% | 0% | 0% | 0% | 8.2745 | 0 | 0 | 0 | 8.2745 | #N/A
2007-03-08 16:00 | 3 | 8 | 16 | 67.6251 | 1600 | 30.92 | 6.08 | 1017 | 30.92 | 17.0071 | 0 | Heating | 2.2676 | #N/A | #N/A | #N/A | #N/A | 17.0071 | #N/A | #N/A | 3.2671 | #N/A | 0 | 0 | 0 | 0 | 0 | 0 | 0 | 0 | 0.007559% | 1 | 50% | 0% | 0% | 0% | 8.2745 | 0 | 0 | 0 | 8.2745 | #N/A
2007-03-08 17:00 | 3 | 8 | 17 | 67.6668 | 1601 | 30.92 | 3.92 | 1017 | 30.92 | 11.4446 | 0 | Heating | 1.5259 | #N/A | #N/A | #N/A | #N/A | 11.4446 | #N/A | #N/A | 3.2671 | #N/A | 0 | 0 | 0 | 0 | 0 | 0 | 0 | 0 | 0.005086% | 1 | 50% | 0% | 0% | 0% | 8.2745 | 0 | 0 | 0 | 8.2745 | #N/A
2007-03-08 18:00 | 3 | 8 | 18 | 67.7084 | 1602 | 28.94 | 1.04 | 1016 | 28.94 | 23.5308 | 0 | Heating | 3.1374 | #N/A | #N/A | #N/A | #N/A | 23.5308 | #N/A | #N/A | 3.188 | #N/A | 0 | 0 | 0 | 0 | 0 | 0 | 0 | 0 | 0.01046% | 1 | 50% | 0% | 0% | 0% | 8.2745 | 0 | 0 | 0 | 8.2745 | #N/A
2007-03-08 19:00 | 3 | 8 | 19 | 67.7501 | 1603 | 24.98 | 1.94 | 1015 | 24.98 | 108.8097 | 0 | Heating | 14.508 | #N/A | #N/A | #N/A | #N/A | 108.8097 | #N/A | #N/A | 3.0513 | #N/A | 0 | 0 | 0 | 0 | 0 | 0 | 0 | 0 | 0.04836% | 1 | 50% | 0% | 0% | 0% | 8.2745 | 0 | 0 | 0 | 8.2745 | #N/A
2007-03-08 20:00 | 3 | 8 | 20 | 67.7918 | 1604 | 24.98 | 8.96 | 1015 | 24.98 | 178.9963 | 0 | Heating | 23.8662 | #N/A | #N/A | #N/A | #N/A | 178.9963 | #N/A | #N/A | 3.0513 | #N/A | 0 | 0 | 0 | 0 | 0 | 0 | 0 | 0 | 0.07955% | 1 | 50% | 0% | 0% | 0% | 8.2745 | 0 | 0 | 0 | 8.2745 | #N/A
2007-03-08 21:00 | 3 | 8 | 21 | 67.8334 | 1605 | 24.08 | 12.92 | 1014 | 24.08 | 298.0384 | 0 | Heating | 39.7384 | #N/A | #N/A | #N/A | #N/A | 298.0384 | #N/A | #N/A | 3.0238 | #N/A | 0 | 0 | 0 | 0 | 0 | 0 | 0 | 0 | 0.1325% | 1 | 50% | 0% | 0% | 0% | 8.2745 | 0 | 0 | 0 | 8.2745 | #N/A
2007-03-08 22:00 | 3 | 8 | 22 | 67.8751 | 1606 | 21.92 | 10.94 | 1013 | 21.92 | 348.2315 | 0 | Heating | 46.4309 | #N/A | #N/A | #N/A | #N/A | 348.2315 | #N/A | #N/A | 2.9629 | #N/A | 0 | 0 | 0 | 0 | 0 | 0 | 0 | 0 | 0.1548% | 1 | 50% | 0% | 0% | 0% | 8.2745 | 0 | 0 | 0 | 8.2745 | #N/A
2007-03-08 23:00 | 3 | 8 | 23 | 67.9168 | 1607 | 21.92 | 12.02 | 1013 | 21.92 | 11.5669 | 0 | Heating | 1.5423 | #N/A | #N/A | #N/A | #N/A | 11.5669 | #N/A | #N/A | 2.9629 | #N/A | 0 | 0 | 0 | 0 | 0 | 0 | 0 | 0 | 0.005141% | 1 | 50% | 0% | 0% | 0% | 8.2745 | 0 | 0 | 0 | 8.2745 | #N/A
2007-03-09 | 3 | 9 | 0 | 67.9584 | 1608 | 19.94 | 12.02 | 1012 | 19.94 | 40.4773 | 0 | Heating | 5.397 | #N/A | #N/A | #N/A | #N/A | 40.4773 | #N/A | #N/A | 2.9127 | #N/A | 0 | 0 | 0 | 0 | 0 | 0 | 0 | 0 | 0.01799% | 1 | 50% | 0% | 0% | 0% | 8.2745 | 0 | 0 | 0 | 8.2745 | #N/A
2007-03-09 01:00 | 3 | 9 | 1 | 68.0001 | 1609 | 19.04 | 10.04 | 1011 | 19.04 | 89.532 | 0 | Heating | 11.9376 | #N/A | #N/A | #N/A | #N/A | 89.532 | #N/A | #N/A | 2.8915 | #N/A | 0 | 0 | 0 | 0 | 0 | 0 | 0 | 0 | 0.03979% | 1 | 50% | 0% | 0% | 0% | 8.2745 | 0 | 0 | 0 | 8.2745 | #N/A
2007-03-09 02:00 | 3 | 9 | 2 | 68.0418 | 1610 | 19.04 | 8.96 | 1010 | 19.04 | 164.9716 | 0 | Heating | 21.9962 | #N/A | #N/A | #N/A | #N/A | 164.9716 | #N/A | #N/A | 2.8915 | #N/A | 0 | 0 | 0 | 0 | 0 | 0 | 0 | 0 | 0.07332% | 1 | 50% | 0% | 0% | 0% | 8.2745 | 0 | 0 | 0 | 8.2745 | #N/A
2007-03-09 03:00 | 3 | 9 | 3 | 68.0834 | 1611 | 17.06 | 8.96 | 1010 | 17.06 | 232.1684 | 0 | Heating | 30.9558 | #N/A | #N/A | #N/A | #N/A | 232.1684 | #N/A | #N/A | 2.8481 | #N/A | 0 | 0 | 0 | 0 | 0 | 0 | 0 | 0 | 0.1032% | 1 | 50% | 0% | 0% | 0% | 8.2745 | 0 | 0 | 0 | 8.2745 | #N/A
2007-03-09 04:00 | 3 | 9 | 4 | 68.1251 | 1612 | 15.08 | 10.04 | 1010 | 15.08 | 283.0124 | 0 | Heating | 37.735 | #N/A | #N/A | #N/A | #N/A | 283.0124 | #N/A | #N/A | 2.8087 | #N/A | 0 | 0 | 0 | 0 | 0 | 0 | 0 | 0 | 0.1258% | 1 | 50% | 0% | 0% | 0% | 8.2745 | 0 | 0 | 0 | 8.2745 | #N/A
2007-03-09 05:00 | 3 | 9 | 5 | 68.1668 | 1613 | 15.08 | 10.04 | 1009 | 15.08 | 358.7655 | 0 | Heating | 47.8354 | #N/A | #N/A | #N/A | #N/A | 358.7655 | #N/A | #N/A | 2.8087 | #N/A | 0 | 0 | 0 | 0 | 0 | 0 | 0 | 0 | 0.1595% | 1 | 50% | 0% | 0% | 0% | 8.2745 | 0 | 0 | 0 | 8.2745 | #N/A
2007-03-09 06:00 | 3 | 9 | 6 | 68.2084 | 1614 | 14 | 10.94 | 1009 | 14 | 391.584 | 0 | Heating | 52.2112 | #N/A | #N/A | #N/A | #N/A | 391.584 | #N/A | #N/A | 2.7888 | #N/A | 0 | 0 | 0 | 0 | 0 | 0 | 0 | 0 | 0.174% | 1 | 50% | 0% | 0% | 0% | 8.2745 | 0 | 0 | 0 | 8.2745 | #N/A
2007-03-09 07:00 | 3 | 9 | 7 | 68.2501 | 1615 | 15.08 | 12.02 | 1008 | 15.08 | 1051.6689 | 0 | Heating | 140.2225 | #N/A | #N/A | #N/A | #N/A | 1051.6689 | #N/A | #N/A | 2.8087 | #N/A | 0 | 0 | 0 | 0 | 0 | 0 | 0 | 0 | 0.4674% | 1 | 50% | 0% | 0% | 0% | 8.2745 | 0 | 0 | 0 | 8.2745 | #N/A
2007-03-09 08:00 | 3 | 9 | 8 | 68.2918 | 1616 | 15.08 | 15.08 | 1007 | 15.08 | 608.2343 | 0 | Heating | 81.0979 | #N/A | #N/A | #N/A | #N/A | 608.2343 | #N/A | #N/A | 2.8087 | #N/A | 0 | 0 | 0 | 0 | 0 | 0 | 0 | 0 | 0.2703% | 1 | 50% | 0% | 0% | 0% | 8.2745 | 0 | 0 | 0 | 8.2745 | #N/A
2007-03-09 09:00 | 3 | 9 | 9 | 68.3334 | 1617 | 19.94 | 15.98 | 1007 | 19.94 | 359.0251 | 0 | Heating | 47.87 | #N/A | #N/A | #N/A | #N/A | 359.0251 | #N/A | #N/A | 2.9127 | #N/A | 0 | 0 | 0 | 0 | 0 | 0 | 0 | 0 | 0.1596% | 1 | 50% | 0% | 0% | 0% | 8.2745 | 0 | 0 | 0 | 8.2745 | #N/A
2007-03-09 10:00 | 3 | 9 | 10 | 68.3751 | 1618 | 24.08 | 15.98 | 1007 | 24.08 | 297.7767 | 0 | Heating | 39.7036 | #N/A | #N/A | #N/A | #N/A | 297.7767 | #N/A | #N/A | 3.0238 | #N/A | 0 | 0 | 0 | 0 | 0 | 0 | 0 | 0 | 0.1323% | 1 | 50% | 0% | 0% | 0% | 8.2745 | 0 | 0 | 0 | 8.2745 | #N/A
2007-03-09 11:00 | 3 | 9 | 11 | 68.4168 | 1619 | 24.08 | 19.04 | 1007 | 24.08 | 289.3011 | 0 | Heating | 38.5735 | #N/A | #N/A | #N/A | #N/A | 289.3011 | #N/A | #N/A | 3.0238 | #N/A | 0 | 0 | 0 | 0 | 0 | 0 | 0 | 0 | 0.1286% | 1 | 50% | 0% | 0% | 0% | 8.2745 | 0 | 0 | 0 | 8.2745 | #N/A
2007-03-09 12:00 | 3 | 9 | 12 | 68.4584 | 1620 | 32 | 19.94 | 1006 | 32 | 204.9017 | 0 | Heating | 27.3202 | #N/A | #N/A | #N/A | #N/A | 204.9017 | #N/A | #N/A | 3.3135 | #N/A | 0 | 0 | 0 | 0 | 0 | 0 | 0 | 0 | 0.09107% | 1 | 50% | 0% | 0% | 0% | 8.2745 | 0 | 0 | 0 | 8.2745 | #N/A
2007-03-09 13:00 | 3 | 9 | 13 | 68.5001 | 1621 | 33.08 | 19.94 | 1006 | 33.08 | 146.8446 | 0 | Heating | 19.5793 | #N/A | #N/A | #N/A | #N/A | 146.8446 | #N/A | #N/A | 3.3624 | #N/A | 0 | 0 | 0 | 0 | 0 | 0 | 0 | 0 | 0.06526% | 1 | 50% | 0% | 0% | 0% | 8.2745 | 0 | 0 | 0 | 8.2745 | #N/A
2007-03-09 14:00 | 3 | 9 | 14 | 68.5418 | 1622 | 33.08 | 19.04 | 1005 | 33.08 | 111.9027 | 0 | Heating | 14.9204 | #N/A | #N/A | #N/A | #N/A | 111.9027 | #N/A | #N/A | 3.3624 | #N/A | 0 | 0 | 0 | 0 | 0 | 0 | 0 | 0 | 0.04973% | 1 | 50% | 0% | 0% | 0% | 8.2745 | 0 | 0 | 0 | 8.2745 | #N/A
2007-03-09 15:00 | 3 | 9 | 15 | 68.5834 | 1623 | 35.06 | 21.02 | 1005 | 35.06 | 195.9449 | 0 | Heating | 26.126 | #N/A | #N/A | #N/A | #N/A | 195.9449 | #N/A | #N/A | 3.4585 | #N/A | 0 | 0 | 0 | 0 | 0 | 0 | 0 | 0 | 0.08709% | 1 | 50% | 0% | 0% | 0% | 8.2745 | 0 | 0 | 0 | 8.2745 | #N/A
2007-03-09 16:00 | 3 | 9 | 16 | 68.6251 | 1624 | 35.96 | 21.02 | 1004 | 35.96 | 209.8141 | 0 | Heating | 27.9752 | #N/A | #N/A | #N/A | #N/A | 209.8141 | #N/A | #N/A | 3.5052 | #N/A | 0 | 0 | 0 | 0 | 0 | 0 | 0 | 0 | 0.09325% | 1 | 50% | 0% | 0% | 0% | 8.2745 | 0 | 0 | 0 | 8.2745 | #N/A
2007-03-09 17:00 | 3 | 9 | 17 | 68.6668 | 1625 | 35.96 | 21.02 | 1004 | 35.96 | 155.5801 | 0 | Heating | 20.744 | #N/A | #N/A | #N/A | #N/A | 155.5801 | #N/A | #N/A | 3.5052 | #N/A | 0 | 0 | 0 | 0 | 0 | 0 | 0 | 0 | 0.06915% | 1 | 50% | 0% | 0% | 0% | 8.2745 | 0 | 0 | 0 | 8.2745 | #N/A
2007-03-09 18:00 | 3 | 9 | 18 | 68.7084 | 1626 | 37.04 | 21.92 | 1005 | 37.04 | 180.7642 | 0 | Heating | 24.1019 | #N/A | #N/A | #N/A | #N/A | 180.7642 | #N/A | #N/A | 3.5637 | #N/A | 0 | 0 | 0 | 0 | 0 | 0 | 0 | 0 | 0.08034% | 1 | 50% | 0% | 0% | 0% | 8.2745 | 0 | 0 | 0 | 8.2745 | #N/A
2007-03-09 19:00 | 3 | 9 | 19 | 68.7501 | 1627 | 35.96 | 21.92 | 1005 | 35.96 | 0 | 0 | Cooling | 0 | #N/A | #N/A | #N/A | #N/A | 0 | 0 | 0 | 0 | 0 | 0 | #N/A | #N/A | 88 | #N/A | #N/A | #N/A | #N/A | 0% | 1 | 50% | 0% | 0% | 0% | 8.2745 | 0 | 0 | 0 | 8.2745 | #N/A
2007-03-09 20:00 | 3 | 9 | 20 | 68.7918 | 1628 | 35.96 | 23 | 1005 | 35.96 | 0 | 0 | Cooling | 0 | #N/A | #N/A | #N/A | #N/A | 0 | 0 | 0 | 0 | 0 | 0 | #N/A | #N/A | 88 | #N/A | #N/A | #N/A | #N/A | 0% | 1 | 50% | 0% | 0% | 0% | 8.2745 | 0 | 0 | 0 | 8.2745 | #N/A
2007-03-09 21:00 | 3 | 9 | 21 | 68.8334 | 1629 | 35.06 | 28.94 | 1005 | 35.06 | 0 | 0 | Cooling | 0 | #N/A | #N/A | #N/A | #N/A | 0 | 0 | 0 | 0 | 0 | 0 | #N/A | #N/A | 88 | #N/A | #N/A | #N/A | #N/A | 0% | 1 | 50% | 0% | 0% | 0% | 8.2745 | 0 | 0 | 0 | 8.2745 | #N/A
2007-03-09 22:00 | 3 | 9 | 22 | 68.8751 | 1630 | 35.06 | 24.98 | 1006 | 35.06 | 9.9292 | 0 | Heating | 1.3239 | #N/A | #N/A | #N/A | #N/A | 9.9292 | #N/A | #N/A | 3.4585 | #N/A | 0 | 0 | 0 | 0 | 0 | 0 | 0 | 0 | 0.004413% | 1 | 50% | 0% | 0% | 0% | 8.2745 | 0 | 0 | 0 | 8.2745 | #N/A
2007-03-09 23:00 | 3 | 9 | 23 | 68.9168 | 1631 | 35.06 | 26.96 | 1006 | 35.06 | 21.2751 | 0 | Heating | 2.8367 | #N/A | #N/A | #N/A | #N/A | 21.2751 | #N/A | #N/A | 3.4585 | #N/A | 0 | 0 | 0 | 0 | 0 | 0 | 0 | 0 | 0.009456% | 1 | 50% | 0% | 0% | 0% | 8.2745 | 0 | 0 | 0 | 8.2745 | #N/A
2007-03-10 | 3 | 10 | 0 | 68.9584 | 1632 | 35.06 | 26.06 | 1006 | 35.06 | 26.1804 | 0 | Heating | 3.4907 | #N/A | #N/A | #N/A | #N/A | 26.1804 | #N/A | #N/A | 3.4585 | #N/A | 0 | 0 | 0 | 0 | 0 | 0 | 0 | 0 | 0.01164% | 1 | 50% | 0% | 0% | 0% | 8.2745 | 0 | 0 | 0 | 8.2745 | #N/A
2007-03-10 01:00 | 3 | 10 | 1 | 69.0001 | 1633 | 33.98 | 28.94 | 1006 | 33.98 | 24.2677 | 0 | Heating | 3.2357 | #N/A | #N/A | #N/A | #N/A | 24.2677 | #N/A | #N/A | 3.405 | #N/A | 0 | 0 | 0 | 0 | 0 | 0 | 0 | 0 | 0.01079% | 1 | 50% | 0% | 0% | 0% | 8.2745 | 0 | 0 | 0 | 8.2745 | #N/A
2007-03-10 02:00 | 3 | 10 | 2 | 69.0418 | 1634 | 33.98 | 30.02 | 1006 | 33.98 | 24.7049 | 0 | Heating | 3.294 | #N/A | #N/A | #N/A | #N/A | 24.7049 | #N/A | #N/A | 3.405 | #N/A | 0 | 0 | 0 | 0 | 0 | 0 | 0 | 0 | 0.01098% | 1 | 50% | 0% | 0% | 0% | 8.2745 | 0 | 0 | 0 | 8.2745 | #N/A
2007-03-10 03:00 | 3 | 10 | 3 | 69.0834 | 1635 | 35.6 | 30.02 | 1006 | 35.6 | 26.7891 | 0 | Heating | 3.5719 | #N/A | #N/A | #N/A | #N/A | 26.7891 | #N/A | #N/A | 3.4863 | #N/A | 0 | 0 | 0 | 0 | 0 | 0 | 0 | 0 | 0.01191% | 1 | 50% | 0% | 0% | 0% | 8.2745 | 0 | 0 | 0 | 8.2745 | #N/A
2007-03-10 04:00 | 3 | 10 | 4 | 69.1251 | 1636 | 35.06 | 33.08 | 1007 | 35.06 | 23.3436 | 0 | Heating | 3.1125 | #N/A | #N/A | #N/A | #N/A | 23.3436 | #N/A | #N/A | 3.4585 | #N/A | 0 | 0 | 0 | 0 | 0 | 0 | 0 | 0 | 0.01037% | 1 | 50% | 0% | 0% | 0% | 8.2745 | 0 | 0 | 0 | 8.2745 | #N/A
2007-03-10 05:00 | 3 | 10 | 5 | 69.1668 | 1637 | 35.06 | 32 | 1007 | 35.06 | 23.6104 | 0 | Heating | 3.1481 | #N/A | #N/A | #N/A | #N/A | 23.6104 | #N/A | #N/A | 3.4585 | #N/A | 0 | 0 | 0 | 0 | 0 | 0 | 0 | 0 | 0.01049% | 1 | 50% | 0% | 0% | 0% | 8.2745 | 0 | 0 | 0 | 8.2745 | #N/A
2007-03-10 06:00 | 3 | 10 | 6 | 69.2084 | 1638 | 35.6 | 33.98 | 1008 | 35.6 | 40.4926 | 0 | Heating | 5.399 | #N/A | #N/A | #N/A | #N/A | 40.4926 | #N/A | #N/A | 3.4863 | #N/A | 0 | 0 | 0 | 0 | 0 | 0 | 0 | 0 | 0.018% | 1 | 50% | 0% | 0% | 0% | 8.2745 | 0 | 0 | 0 | 8.2745 | #N/A
2007-03-10 07:00 | 3 | 10 | 7 | 69.2501 | 1639 | 35.06 | 35.06 | 1009 | 35.06 | 30.7752 | 0 | Heating | 4.1034 | #N/A | #N/A | #N/A | #N/A | 30.7752 | #N/A | #N/A | 3.4585 | #N/A | 0 | 0 | 0 | 0 | 0 | 0 | 0 | 0 | 0.01368% | 1 | 50% | 0% | 0% | 0% | 8.2745 | 0 | 0 | 0 | 8.2745 | #N/A
2007-03-10 08:00 | 3 | 10 | 8 | 69.2918 | 1640 | 35.06 | 37.04 | 1009 | 35.06 | 19.4361 | 0 | Heating | 2.5915 | #N/A | #N/A | #N/A | #N/A | 19.4361 | #N/A | #N/A | 3.4585 | #N/A | 0 | 0 | 0 | 0 | 0 | 0 | 0 | 0 | 0.008638% | 1 | 50% | 0% | 0% | 0% | 8.2745 | 0 | 0 | 0 | 8.2745 | #N/A
2007-03-10 09:00 | 3 | 10 | 9 | 69.3334 | 1641 | 35.6 | 39.92 | 1010 | 35.6 | 13.1713 | 0 | Heating | 1.7562 | #N/A | #N/A | #N/A | #N/A | 13.1713 | #N/A | #N/A | 3.4863 | #N/A | 0 | 0 | 0 | 0 | 0 | 0 | 0 | 0 | 0.005854% | 1 | 50% | 0% | 0% | 0% | 8.2745 | 0 | 0 | 0 | 8.2745 | #N/A
2007-03-10 10:00 | 3 | 10 | 10 | 69.3751 | 1642 | 35.6 | 42.08 | 1010 | 35.6 | 9.2956 | 0 | Heating | 1.2394 | #N/A | #N/A | #N/A | #N/A | 9.2956 | #N/A | #N/A | 3.4863 | #N/A | 0 | 0 | 0 | 0 | 0 | 0 | 0 | 0 | 0.004131% | 1 | 50% | 0% | 0% | 0% | 8.2745 | 0 | 0 | 0 | 8.2745 | #N/A
2007-03-10 11:00 | 3 | 10 | 11 | 69.4168 | 1643 | 35.06 | 42.08 | 1010 | 35.06 | 7.7467 | 0 | Heating | 1.0329 | #N/A | #N/A | #N/A | #N/A | 7.7467 | #N/A | #N/A | 3.4585 | #N/A | 0 | 0 | 0 | 0 | 0 | 0 | 0 | 0 | 0.003443% | 1 | 50% | 0% | 0% | 0% | 8.2745 | 0 | 0 | 0 | 8.2745 | #N/A
2007-03-10 12:00 | 3 | 10 | 12 | 69.4584 | 1644 | 37.94 | 41 | 1010 | 37.94 | 3.9735 | 0 | Heating | 0.5298 | #N/A | #N/A | #N/A | #N/A | 3.9735 | #N/A | #N/A | 3.6146 | #N/A | 0 | 0 | 0 | 0 | 0 | 0 | 0 | 0 | 0.001766% | 1 | 50% | 0% | 0% | 0% | 8.2745 | 0 | 0 | 0 | 8.2745 | #N/A
2007-03-10 13:00 | 3 | 10 | 13 | 69.5001 | 1645 | 39.2 | 42.08 | 1009 | 39.2 | 1.3593 | 0 | Heating | 0.18124 | #N/A | #N/A | #N/A | #N/A | 1.3593 | #N/A | #N/A | 3.6894 | #N/A | 0 | 0 | 0 | 0 | 0 | 0 | 0 | 0 | 0.0006041% | 1 | 50% | 0% | 0% | 0% | 8.2745 | 0 | 0 | 0 | 8.2745 | #N/A
2007-03-10 14:00 | 3 | 10 | 14 | 69.5418 | 1646 | 39.02 | 42.08 | 1007 | 39.02 | 0.030669 | 0 | Heating | 0.0040892 | #N/A | #N/A | #N/A | #N/A | 0.030669 | #N/A | #N/A | 3.6785 | #N/A | 0 | 0 | 0 | 0 | 0 | 0 | 0 | 0 | 1.363e-05% | 1 | 50% | 0% | 0% | 0% | 8.2745 | 0 | 0 | 0 | 8.2745 | #N/A
2007-03-10 15:00 | 3 | 10 | 15 | 69.5834 | 1647 | 39.92 | 42.08 | 1007 | 39.92 | 0 | 0 | Cooling | 0 | #N/A | #N/A | #N/A | #N/A | 0 | 0 | 0 | 0 | 0 | 0 | #N/A | #N/A | 88 | #N/A | #N/A | #N/A | #N/A | 0% | 1 | 50% | 0% | 0% | 0% | 8.2745 | 0 | 0 | 0 | 8.2745 | #N/A
2007-03-10 16:00 | 3 | 10 | 16 | 69.6251 | 1648 | 41 | 42.08 | 1006 | 41 | 0.051368 | 0 | Heating | 0.0068491 | #N/A | #N/A | #N/A | #N/A | 0.051368 | #N/A | #N/A | 3.8033 | #N/A | 0 | 0 | 0 | 0 | 0 | 0 | 0 | 0 | 2.283e-05% | 1 | 50% | 0% | 0% | 0% | 8.2745 | 0 | 0 | 0 | 8.2745 | #N/A
2007-03-10 17:00 | 3 | 10 | 17 | 69.6668 | 1649 | 41 | 41 | 1006 | 41 | 0.32954 | 0 | Heating | 0.043939 | #N/A | #N/A | #N/A | #N/A | 0.32954 | #N/A | #N/A | 3.8033 | #N/A | 0 | 0 | 0 | 0 | 0 | 0 | 0 | 0 | 0.0001465% | 1 | 50% | 0% | 0% | 0% | 8.2745 | 0 | 0 | 0 | 8.2745 | #N/A
2007-03-10 18:00 | 3 | 10 | 18 | 69.7084 | 1650 | 37.4 | 39.92 | 1006 | 37.4 | 2.0428 | 0 | Heating | 0.27238 | #N/A | #N/A | #N/A | #N/A | 2.0428 | #N/A | #N/A | 3.5838 | #N/A | 0 | 0 | 0 | 0 | 0 | 0 | 0 | 0 | 0.0009079% | 1 | 50% | 0% | 0% | 0% | 8.2745 | 0 | 0 | 0 | 8.2745 | #N/A
2007-03-10 19:00 | 3 | 10 | 19 | 69.7501 | 1651 | 42.98 | 39.92 | 1006 | 42.98 | 5.4998 | 0 | Heating | 0.73331 | #N/A | #N/A | #N/A | #N/A | 5.4998 | #N/A | #N/A | 3.9388 | #N/A | 0 | 0 | 0 | 0 | 0 | 0 | 0 | 0 | 0.002444% | 1 | 50% | 0% | 0% | 0% | 8.2745 | 0 | 0 | 0 | 8.2745 | #N/A
2007-03-10 20:00 | 3 | 10 | 20 | 69.7918 | 1652 | 42.98 | 39.92 | 1006 | 42.98 | 8.9946 | 0 | Heating | 1.1993 | #N/A | #N/A | #N/A | #N/A | 8.9946 | #N/A | #N/A | 3.9388 | #N/A | 0 | 0 | 0 | 0 | 0 | 0 | 0 | 0 | 0.003998% | 1 | 50% | 0% | 0% | 0% | 8.2745 | 0 | 0 | 0 | 8.2745 | #N/A
2007-03-10 21:00 | 3 | 10 | 21 | 69.8334 | 1653 | 42.8 | 39.92 | 1006 | 42.8 | 9.9904 | 0 | Heating | 1.3321 | #N/A | #N/A | #N/A | #N/A | 9.9904 | #N/A | #N/A | 3.9261 | #N/A | 0 | 0 | 0 | 0 | 0 | 0 | 0 | 0 | 0.00444% | 1 | 50% | 0% | 0% | 0% | 8.2745 | 0 | 0 | 0 | 8.2745 | #N/A
2007-03-10 22:00 | 3 | 10 | 22 | 69.8751 | 1654 | 42.8 | 39.92 | 1006 | 42.8 | 11.9496 | 0 | Heating | 1.5933 | #N/A | #N/A | #N/A | #N/A | 11.9496 | #N/A | #N/A | 3.9261 | #N/A | 0 | 0 | 0 | 0 | 0 | 0 | 0 | 0 | 0.005311% | 1 | 50% | 0% | 0% | 0% | 8.2745 | 0 | 0 | 0 | 8.2745 | #N/A
2007-03-10 23:00 | 3 | 10 | 23 | 69.9168 | 1655 | 42.98 | 39.02 | 1006 | 42.98 | 15.0613 | 0 | Heating | 2.0082 | #N/A | #N/A | #N/A | #N/A | 15.0613 | #N/A | #N/A | 3.9388 | #N/A | 0 | 0 | 0 | 0 | 0 | 0 | 0 | 0 | 0.006694% | 1 | 50% | 0% | 0% | 0% | 8.2745 | 0 | 0 | 0 | 8.2745 | #N/A
2007-03-11 | 3 | 11 | 0 | 69.9584 | 1656 | 42.98 | 39.02 | 1006 | 42.98 | 18.9903 | 0 | Heating | 2.532 | #N/A | #N/A | #N/A | #N/A | 18.9903 | #N/A | #N/A | 3.9388 | #N/A | 0 | 0 | 0 | 0 | 0 | 0 | 0 | 0 | 0.00844% | 1 | 50% | 0% | 0% | 0% | 8.2745 | 0 | 0 | 0 | 8.2745 | #N/A
2007-03-11 01:00 | 3 | 11 | 1 | 70.0001 | 1657 | 46.04 | 39.02 | 1005 | 46.04 | 18.4188 | 0 | Heating | 2.4558 | #N/A | #N/A | #N/A | #N/A | 18.4188 | #N/A | #N/A | 4.1705 | #N/A | 0 | 0 | 0 | 0 | 0 | 0 | 0 | 0 | 0.008186% | 1 | 50% | 0% | 0% | 0% | 8.2745 | 0 | 0 | 0 | 8.2745 | #N/A
2007-03-11 02:00 | 3 | 11 | 2 | 70.0418 | 1658 | 46.04 | 39.02 | 1005 | 46.04 | 19.0972 | 0 | Heating | 2.5463 | #N/A | #N/A | #N/A | #N/A | 19.0972 | #N/A | #N/A | 4.1705 | #N/A | 0 | 0 | 0 | 0 | 0 | 0 | 0 | 0 | 0.008488% | 1 | 50% | 0% | 0% | 0% | 8.2745 | 0 | 0 | 0 | 8.2745 | #N/A
2007-03-11 03:00 | 3 | 11 | 3 | 70.0834 | 1659 | 46.04 | 37.94 | 1005 | 46.04 | 21.1791 | 0 | Heating | 2.8239 | #N/A | #N/A | #N/A | #N/A | 21.1791 | #N/A | #N/A | 4.1705 | #N/A | 0 | 0 | 0 | 0 | 0 | 0 | 0 | 0 | 0.009413% | 1 | 50% | 0% | 0% | 0% | 8.2745 | 0 | 0 | 0 | 8.2745 | #N/A
2007-03-11 04:00 | 3 | 11 | 4 | 70.1251 | 1660 | 42.98 | 39.02 | 1005 | 42.98 | 22.3862 | 0 | Heating | 2.9848 | #N/A | #N/A | #N/A | #N/A | 22.3862 | #N/A | #N/A | 3.9388 | #N/A | 0 | 0 | 0 | 0 | 0 | 0 | 0 | 0 | 0.009949% | 1 | 50% | 0% | 0% | 0% | 8.2745 | 0 | 0 | 0 | 8.2745 | #N/A
2007-03-11 05:00 | 3 | 11 | 5 | 70.1668 | 1661 | 42.98 | 39.02 | 1006 | 42.98 | 23.2575 | 0 | Heating | 3.101 | #N/A | #N/A | #N/A | #N/A | 23.2575 | #N/A | #N/A | 3.9388 | #N/A | 0 | 0 | 0 | 0 | 0 | 0 | 0 | 0 | 0.01034% | 1 | 50% | 0% | 0% | 0% | 8.2745 | 0 | 0 | 0 | 8.2745 | #N/A
2007-03-11 06:00 | 3 | 11 | 6 | 70.2084 | 1662 | 44.6 | 39.92 | 1006 | 44.6 | 21.747 | 0 | Heating | 2.8996 | #N/A | #N/A | #N/A | #N/A | 21.747 | #N/A | #N/A | 4.058 | #N/A | 0 | 0 | 0 | 0 | 0 | 0 | 0 | 0 | 0.009665% | 1 | 50% | 0% | 0% | 0% | 8.2745 | 0 | 0 | 0 | 8.2745 | #N/A
2007-03-11 07:00 | 3 | 11 | 7 | 70.2501 | 1663 | 44.6 | 39.92 | 1007 | 44.6 | 787.9153 | 0 | Heating | 105.0554 | #N/A | #N/A | #N/A | #N/A | 787.9153 | #N/A | #N/A | 4.058 | #N/A | 0 | 0 | 0 | 0 | 0 | 0 | 0 | 0 | 0.3502% | 1 | 50% | 0% | 0% | 0% | 8.2745 | 0 | 0 | 0 | 8.2745 | #N/A
2007-03-11 08:00 | 3 | 11 | 8 | 70.2918 | 1664 | 44.06 | 41 | 1008 | 44.06 | 464.8916 | 0 | Heating | 61.9856 | #N/A | #N/A | #N/A | #N/A | 464.8916 | #N/A | #N/A | 4.0174 | #N/A | 0 | 0 | 0 | 0 | 0 | 0 | 0 | 0 | 0.2066% | 1 | 50% | 0% | 0% | 0% | 8.2745 | 0 | 0 | 0 | 8.2745 | #N/A
2007-03-11 09:00 | 3 | 11 | 9 | 70.3334 | 1665 | 42.98 | 42.08 | 1009 | 42.98 | 146.7982 | 0 | Heating | 19.5731 | #N/A | #N/A | #N/A | #N/A | 146.7982 | #N/A | #N/A | 3.9388 | #N/A | 0 | 0 | 0 | 0 | 0 | 0 | 0 | 0 | 0.06524% | 1 | 50% | 0% | 0% | 0% | 8.2745 | 0 | 0 | 0 | 8.2745 | #N/A
2007-03-11 10:00 | 3 | 11 | 10 | 70.3751 | 1666 | 44.96 | 42.08 | 1009 | 44.96 | 61.0522 | 0 | Heating | 8.1403 | #N/A | #N/A | #N/A | #N/A | 61.0522 | #N/A | #N/A | 4.0856 | #N/A | 0 | 0 | 0 | 0 | 0 | 0 | 0 | 0 | 0.02713% | 1 | 50% | 0% | 0% | 0% | 8.2745 | 0 | 0 | 0 | 8.2745 | #N/A
2007-03-11 11:00 | 3 | 11 | 11 | 70.4168 | 1667 | 44.96 | 41 | 1009 | 44.96 | 39.5664 | 0 | Heating | 5.2755 | #N/A | #N/A | #N/A | #N/A | 39.5664 | #N/A | #N/A | 4.0856 | #N/A | 0 | 0 | 0 | 0 | 0 | 0 | 0 | 0 | 0.01759% | 1 | 50% | 0% | 0% | 0% | 8.2745 | 0 | 0 | 0 | 8.2745 | #N/A
2007-03-11 12:00 | 3 | 11 | 12 | 70.4584 | 1668 | 50 | 39.92 | 1009 | 50 | 16.5006 | 0 | Heating | 2.2001 | #N/A | #N/A | #N/A | #N/A | 16.5006 | #N/A | #N/A | 4.5134 | #N/A | 0 | 0 | 0 | 0 | 0 | 0 | 0 | 0 | 0.007334% | 1 | 50% | 0% | 0% | 0% | 8.2745 | 0 | 0 | 0 | 8.2745 | #N/A
2007-03-11 13:00 | 3 | 11 | 13 | 70.5001 | 1669 | 51.08 | 39.02 | 1009 | 51.08 | 13.2516 | 0 | Heating | 1.7669 | #N/A | #N/A | #N/A | #N/A | 13.2516 | #N/A | #N/A | 4.6159 | #N/A | 0 | 0 | 0 | 0 | 0 | 0 | 0 | 0 | 0.00589% | 1 | 50% | 0% | 0% | 0% | 8.2745 | 0 | 0 | 0 | 8.2745 | #N/A
2007-03-11 14:00 | 3 | 11 | 14 | 70.5418 | 1670 | 51.08 | 39.92 | 1008 | 51.08 | 4.9646 | 0 | Heating | 0.66195 | #N/A | #N/A | #N/A | #N/A | 4.9646 | #N/A | #N/A | 4.6159 | #N/A | 0 | 0 | 0 | 0 | 0 | 0 | 0 | 0 | 0.002207% | 1 | 50% | 0% | 0% | 0% | 8.2745 | 0 | 0 | 0 | 8.2745 | #N/A
2007-03-11 15:00 | 3 | 11 | 15 | 70.5834 | 1671 | 53.06 | 39.02 | 1007 | 53.06 | 2.4534 | 0 | Heating | 0.32712 | #N/A | #N/A | #N/A | #N/A | 2.4534 | #N/A | #N/A | 4.8142 | #N/A | 0 | 0 | 0 | 0 | 0 | 0 | 0 | 0 | 0.00109% | 1 | 50% | 0% | 0% | 0% | 8.2745 | 0 | 0 | 0 | 8.2745 | #N/A
2007-03-11 16:00 | 3 | 11 | 16 | 70.6251 | 1672 | 53.06 | 37.94 | 1007 | 53.06 | 0.42168 | 0 | Heating | 0.056224 | #N/A | #N/A | #N/A | #N/A | 0.42168 | #N/A | #N/A | 4.8142 | #N/A | 0 | 0 | 0 | 0 | 0 | 0 | 0 | 0 | 0.0001874% | 1 | 50% | 0% | 0% | 0% | 8.2745 | 0 | 0 | 0 | 8.2745 | #N/A
2007-03-11 17:00 | 3 | 11 | 17 | 70.6668 | 1673 | 53.06 | 37.94 | 1007 | 53.06 | 0 | 0.0016205 | Cooling | 0.00027009 | #N/A | #N/A | #N/A | #N/A | 0 | 0 | 0 | 0 | 0 | 0.0016205 | #N/A | #N/A | 88 | #N/A | #N/A | #N/A | #N/A | 9.003e-07% | 1 | 50% | 0% | 0% | 0% | 8.2745 | 0 | 0 | 0 | 8.2745 | #N/A
2007-03-11 18:00 | 3 | 11 | 18 | 70.7084 | 1674 | 48.92 | 37.04 | 1007 | 48.92 | 0.33804 | 0 | Heating | 0.045072 | #N/A | #N/A | #N/A | #N/A | 0.33804 | #N/A | #N/A | 4.4149 | #N/A | 0 | 0 | 0 | 0 | 0 | 0 | 0 | 0 | 0.0001502% | 1 | 50% | 0% | 0% | 0% | 8.2745 | 0 | 0 | 0 | 8.2745 | #N/A
2007-03-11 19:00 | 3 | 11 | 19 | 70.7501 | 1675 | 42.98 | 35.96 | 1007 | 42.98 | 4.3888 | 0 | Heating | 0.58517 | #N/A | #N/A | #N/A | #N/A | 4.3888 | #N/A | #N/A | 3.9388 | #N/A | 0 | 0 | 0 | 0 | 0 | 0 | 0 | 0 | 0.001951% | 1 | 50% | 0% | 0% | 0% | 8.2745 | 0 | 0 | 0 | 8.2745 | #N/A
2007-03-11 20:00 | 3 | 11 | 20 | 70.7918 | 1676 | 42.98 | 35.06 | 1008 | 42.98 | 9.4126 | 0 | Heating | 1.255 | #N/A | #N/A | #N/A | #N/A | 9.4126 | #N/A | #N/A | 3.9388 | #N/A | 0 | 0 | 0 | 0 | 0 | 0 | 0 | 0 | 0.004183% | 1 | 50% | 0% | 0% | 0% | 8.2745 | 0 | 0 | 0 | 8.2745 | #N/A
2007-03-11 21:00 | 3 | 11 | 21 | 70.8334 | 1677 | 42.08 | 42.08 | 1009 | 42.08 | 40.0644 | 0 | Heating | 5.3419 | #N/A | #N/A | #N/A | #N/A | 40.0644 | #N/A | #N/A | 3.8759 | #N/A | 0 | 0 | 0 | 0 | 0 | 0 | 0 | 0 | 0.01781% | 1 | 50% | 0% | 0% | 0% | 8.2745 | 0 | 0 | 0 | 8.2745 | #N/A
2007-03-11 22:00 | 3 | 11 | 22 | 70.8751 | 1678 | 39.92 | 42.08 | 1008 | 39.92 | 76.5086 | 0 | Heating | 10.2012 | #N/A | #N/A | #N/A | #N/A | 76.5086 | #N/A | #N/A | 3.7339 | #N/A | 0 | 0 | 0 | 0 | 0 | 0 | 0 | 0 | 0.034% | 1 | 50% | 0% | 0% | 0% | 8.2745 | 0 | 0 | 0 | 8.2745 | #N/A
2007-03-11 23:00 | 3 | 11 | 23 | 70.9168 | 1679 | 39.92 | 42.08 | 1007 | 39.92 | 0 | 0 | Cooling | 0 | #N/A | #N/A | #N/A | #N/A | 0 | 0 | 0 | 0 | 0 | 0 | #N/A | #N/A | 88 | #N/A | #N/A | #N/A | #N/A | 0% | 1 | 50% | 0% | 0% | 0% | 8.2745 | 0 | 0 | 0 | 8.2745 | #N/A
2007-03-12 | 3 | 12 | 0 | 70.9584 | 1680 | 37.94 | 44.06 | 1005 | 37.94 | 0 | 0 | Cooling | 0 | #N/A | #N/A | #N/A | #N/A | 0 | 0 | 0 | 0 | 0 | 0 | #N/A | #N/A | 88 | #N/A | #N/A | #N/A | #N/A | 0% | 1 | 50% | 0% | 0% | 0% | 8.2745 | 0 | 0 | 0 | 8.2745 | #N/A
2007-03-12 01:00 | 3 | 12 | 1 | 71.0001 | 1681 | 37.94 | 42.08 | 1004 | 37.94 | 0 | 0 | Cooling | 0 | #N/A | #N/A | #N/A | #N/A | 0 | 0 | 0 | 0 | 0 | 0 | #N/A | #N/A | 88 | #N/A | #N/A | #N/A | #N/A | 0% | 1 | 50% | 0% | 0% | 0% | 8.2745 | 0 | 0 | 0 | 8.2745 | #N/A
2007-03-12 02:00 | 3 | 12 | 2 | 71.0418 | 1682 | 37.94 | 42.08 | 1004 | 37.94 | 0 | 0 | Cooling | 0 | #N/A | #N/A | #N/A | #N/A | 0 | 0 | 0 | 0 | 0 | 0 | #N/A | #N/A | 88 | #N/A | #N/A | #N/A | #N/A | 0% | 1 | 50% | 0% | 0% | 0% | 8.2745 | 0 | 0 | 0 | 8.2745 | #N/A
2007-03-12 03:00 | 3 | 12 | 3 | 71.0834 | 1683 | 37.04 | 39.92 | 1003 | 37.04 | 0 | 0 | Cooling | 0 | #N/A | #N/A | #N/A | #N/A | 0 | 0 | 0 | 0 | 0 | 0 | #N/A | #N/A | 88 | #N/A | #N/A | #N/A | #N/A | 0% | 1 | 50% | 0% | 0% | 0% | 8.2745 | 0 | 0 | 0 | 8.2745 | #N/A
2007-03-12 04:00 | 3 | 12 | 4 | 71.1251 | 1684 | 35.06 | 39.02 | 1003 | 35.06 | 0.40651 | 0 | Heating | 0.054202 | #N/A | #N/A | #N/A | #N/A | 0.40651 | #N/A | #N/A | 3.4585 | #N/A | 0 | 0 | 0 | 0 | 0 | 0 | 0 | 0 | 0.0001807% | 1 | 50% | 0% | 0% | 0% | 8.2745 | 0 | 0 | 0 | 8.2745 | #N/A
2007-03-12 05:00 | 3 | 12 | 5 | 71.1668 | 1685 | 35.06 | 39.02 | 1003 | 35.06 | 1.7755 | 0 | Heating | 0.23673 | #N/A | #N/A | #N/A | #N/A | 1.7755 | #N/A | #N/A | 3.4585 | #N/A | 0 | 0 | 0 | 0 | 0 | 0 | 0 | 0 | 0.0007891% | 1 | 50% | 0% | 0% | 0% | 8.2745 | 0 | 0 | 0 | 8.2745 | #N/A
2007-03-12 06:00 | 3 | 12 | 6 | 71.2084 | 1686 | 35.06 | 39.92 | 1003 | 35.06 | 0.64438 | 0 | Heating | 0.085918 | #N/A | #N/A | #N/A | #N/A | 0.64438 | #N/A | #N/A | 3.4585 | #N/A | 0 | 0 | 0 | 0 | 0 | 0 | 0 | 0 | 0.0002864% | 1 | 50% | 0% | 0% | 0% | 8.2745 | 0 | 0 | 0 | 8.2745 | #N/A
2007-03-12 07:00 | 3 | 12 | 7 | 71.2501 | 1687 | 35.06 | 39.92 | 1003 | 35.06 | 390.9469 | 0 | Heating | 52.1263 | #N/A | #N/A | #N/A | #N/A | 390.9469 | #N/A | #N/A | 3.4585 | #N/A | 0 | 0 | 0 | 0 | 0 | 0 | 0 | 0 | 0.1738% | 1 | 50% | 0% | 0% | 0% | 8.2745 | 0 | 0 | 0 | 8.2745 | #N/A
2007-03-12 08:00 | 3 | 12 | 8 | 71.2918 | 1688 | 35.06 | 41 | 1003 | 35.06 | 176.5721 | 0 | Heating | 23.5429 | #N/A | #N/A | #N/A | #N/A | 176.5721 | #N/A | #N/A | 3.4585 | #N/A | 0 | 0 | 0 | 0 | 0 | 0 | 0 | 0 | 0.07848% | 1 | 50% | 0% | 0% | 0% | 8.2745 | 0 | 0 | 0 | 8.2745 | #N/A
2007-03-12 09:00 | 3 | 12 | 9 | 71.3334 | 1689 | 37.04 | 42.08 | 1004 | 37.04 | 15.3689 | 0 | Heating | 2.0492 | #N/A | #N/A | #N/A | #N/A | 15.3689 | #N/A | #N/A | 3.5637 | #N/A | 0 | 0 | 0 | 0 | 0 | 0 | 0 | 0 | 0.006831% | 1 | 50% | 0% | 0% | 0% | 8.2745 | 0 | 0 | 0 | 8.2745 | #N/A
2007-03-12 10:00 | 3 | 12 | 10 | 71.3751 | 1690 | 37.94 | 41 | 1004 | 37.94 | 14.2051 | 0 | Heating | 1.894 | #N/A | #N/A | #N/A | #N/A | 14.2051 | #N/A | #N/A | 3.6146 | #N/A | 0 | 0 | 0 | 0 | 0 | 0 | 0 | 0 | 0.006313% | 1 | 50% | 0% | 0% | 0% | 8.2745 | 0 | 0 | 0 | 8.2745 | #N/A
2007-03-12 11:00 | 3 | 12 | 11 | 71.4168 | 1691 | 37.94 | 39.92 | 1004 | 37.94 | 14.7692 | 0 | Heating | 1.9692 | #N/A | #N/A | #N/A | #N/A | 14.7692 | #N/A | #N/A | 3.6146 | #N/A | 0 | 0 | 0 | 0 | 0 | 0 | 0 | 0 | 0.006564% | 1 | 50% | 0% | 0% | 0% | 8.2745 | 0 | 0 | 0 | 8.2745 | #N/A
2007-03-12 12:00 | 3 | 12 | 12 | 71.4584 | 1692 | 39.92 | 41 | 1004 | 39.92 | 9.9737 | 0 | Heating | 1.3298 | #N/A | #N/A | #N/A | #N/A | 9.9737 | #N/A | #N/A | 3.7339 | #N/A | 0 | 0 | 0 | 0 | 0 | 0 | 0 | 0 | 0.004433% | 1 | 50% | 0% | 0% | 0% | 8.2745 | 0 | 0 | 0 | 8.2745 | #N/A
2007-03-12 13:00 | 3 | 12 | 13 | 71.5001 | 1693 | 41 | 42.08 | 1003 | 41 | 11.4956 | 0 | Heating | 1.5327 | #N/A | #N/A | #N/A | #N/A | 11.4956 | #N/A | #N/A | 3.8033 | #N/A | 0 | 0 | 0 | 0 | 0 | 0 | 0 | 0 | 0.005109% | 1 | 50% | 0% | 0% | 0% | 8.2745 | 0 | 0 | 0 | 8.2745 | #N/A
2007-03-12 14:00 | 3 | 12 | 14 | 71.5418 | 1694 | 41 | 42.98 | 1002 | 41 | 2.8915 | 0 | Heating | 0.38553 | #N/A | #N/A | #N/A | #N/A | 2.8915 | #N/A | #N/A | 3.8033 | #N/A | 0 | 0 | 0 | 0 | 0 | 0 | 0 | 0 | 0.001285% | 1 | 50% | 0% | 0% | 0% | 8.2745 | 0 | 0 | 0 | 8.2745 | #N/A
2007-03-12 15:00 | 3 | 12 | 15 | 71.5834 | 1695 | 42.98 | 42.98 | 1002 | 42.98 | 3.396 | 0 | Heating | 0.4528 | #N/A | #N/A | #N/A | #N/A | 3.396 | #N/A | #N/A | 3.9388 | #N/A | 0 | 0 | 0 | 0 | 0 | 0 | 0 | 0 | 0.001509% | 1 | 50% | 0% | 0% | 0% | 8.2745 | 0 | 0 | 0 | 8.2745 | #N/A
2007-03-12 16:00 | 3 | 12 | 16 | 71.6251 | 1696 | 44.06 | 44.06 | 1001 | 44.06 | 1.4642 | 0 | Heating | 0.19523 | #N/A | #N/A | #N/A | #N/A | 1.4642 | #N/A | #N/A | 4.0174 | #N/A | 0 | 0 | 0 | 0 | 0 | 0 | 0 | 0 | 0.0006508% | 1 | 50% | 0% | 0% | 0% | 8.2745 | 0 | 0 | 0 | 8.2745 | #N/A
2007-03-12 17:00 | 3 | 12 | 17 | 71.6668 | 1697 | 44.06 | 44.06 | 1001 | 44.06 | 0 | 0.28472 | Cooling | 0.047453 | #N/A | #N/A | #N/A | #N/A | 0 | 0 | 0 | 0 | 0 | 0.28472 | #N/A | #N/A | 88 | #N/A | #N/A | #N/A | #N/A | 0.0001582% | 1 | 50% | 0% | 0% | 0% | 8.2745 | 0 | 0 | 0 | 8.2745 | #N/A
2007-03-12 18:00 | 3 | 12 | 18 | 71.7084 | 1698 | 42.98 | 42.98 | 1001 | 42.98 | 0.53188 | 0 | Heating | 0.070918 | #N/A | #N/A | #N/A | #N/A | 0.53188 | #N/A | #N/A | 3.9388 | #N/A | 0 | 0 | 0 | 0 | 0 | 0 | 0 | 0 | 0.0002364% | 1 | 50% | 0% | 0% | 0% | 8.2745 | 0 | 0 | 0 | 8.2745 | #N/A
2007-03-12 19:00 | 3 | 12 | 19 | 71.7501 | 1699 | 41 | 42.08 | 1002 | 41 | 9.1261 | 0 | Heating | 1.2168 | #N/A | #N/A | #N/A | #N/A | 9.1261 | #N/A | #N/A | 3.8033 | #N/A | 0 | 0 | 0 | 0 | 0 | 0 | 0 | 0 | 0.004056% | 1 | 50% | 0% | 0% | 0% | 8.2745 | 0 | 0 | 0 | 8.2745 | #N/A
2007-03-12 20:00 | 3 | 12 | 20 | 71.7918 | 1700 | 41 | 42.08 | 1002 | 41 | 16.7446 | 0 | Heating | 2.2326 | #N/A | #N/A | #N/A | #N/A | 16.7446 | #N/A | #N/A | 3.8033 | #N/A | 0 | 0 | 0 | 0 | 0 | 0 | 0 | 0 | 0.007442% | 1 | 50% | 0% | 0% | 0% | 8.2745 | 0 | 0 | 0 | 8.2745 | #N/A
2007-03-12 21:00 | 3 | 12 | 21 | 71.8334 | 1701 | 39.02 | 41 | 1002 | 39.02 | 37.017 | 0 | Heating | 4.9356 | #N/A | #N/A | #N/A | #N/A | 37.017 | #N/A | #N/A | 3.6785 | #N/A | 0 | 0 | 0 | 0 | 0 | 0 | 0 | 0 | 0.01645% | 1 | 50% | 0% | 0% | 0% | 8.2745 | 0 | 0 | 0 | 8.2745 | #N/A
2007-03-12 22:00 | 3 | 12 | 22 | 71.8751 | 1702 | 37.94 | 39.92 | 1002 | 37.94 | 84.6629 | 0 | Heating | 11.2884 | #N/A | #N/A | #N/A | #N/A | 84.6629 | #N/A | #N/A | 3.6146 | #N/A | 0 | 0 | 0 | 0 | 0 | 0 | 0 | 0 | 0.03763% | 1 | 50% | 0% | 0% | 0% | 8.2745 | 0 | 0 | 0 | 8.2745 | #N/A
2007-03-12 23:00 | 3 | 12 | 23 | 71.9168 | 1703 | 37.94 | 39.02 | 1002 | 37.94 | 0 | 0 | Cooling | 0 | #N/A | #N/A | #N/A | #N/A | 0 | 0 | 0 | 0 | 0 | 0 | #N/A | #N/A | 88 | #N/A | #N/A | #N/A | #N/A | 0% | 1 | 50% | 0% | 0% | 0% | 8.2745 | 0 | 0 | 0 | 8.2745 | #N/A
2007-03-13 | 3 | 13 | 0 | 71.9584 | 1704 | 39.02 | 37.94 | 1001 | 39.02 | 0 | 0 | Cooling | 0 | #N/A | #N/A | #N/A | #N/A | 0 | 0 | 0 | 0 | 0 | 0 | #N/A | #N/A | 88 | #N/A | #N/A | #N/A | #N/A | 0% | 1 | 50% | 0% | 0% | 0% | 8.2745 | 0 | 0 | 0 | 8.2745 | #N/A
2007-03-13 01:00 | 3 | 13 | 1 | 72.0001 | 1705 | 39.92 | 37.94 | 1001 | 39.92 | 0 | 0 | Cooling | 0 | #N/A | #N/A | #N/A | #N/A | 0 | 0 | 0 | 0 | 0 | 0 | #N/A | #N/A | 88 | #N/A | #N/A | #N/A | #N/A | 0% | 1 | 50% | 0% | 0% | 0% | 8.2745 | 0 | 0 | 0 | 8.2745 | #N/A
2007-03-13 02:00 | 3 | 13 | 2 | 72.0418 | 1706 | 39.92 | 37.94 | 1000 | 39.92 | 0 | 0 | Cooling | 0 | #N/A | #N/A | #N/A | #N/A | 0 | 0 | 0 | 0 | 0 | 0 | #N/A | #N/A | 88 | #N/A | #N/A | #N/A | #N/A | 0% | 1 | 50% | 0% | 0% | 0% | 8.2745 | 0 | 0 | 0 | 8.2745 | #N/A
2007-03-13 03:00 | 3 | 13 | 3 | 72.0834 | 1707 | 41 | 37.04 | 999 | 41 | 0.063014 | 0 | Heating | 0.0084019 | #N/A | #N/A | #N/A | #N/A | 0.063014 | #N/A | #N/A | 3.8033 | #N/A | 0 | 0 | 0 | 0 | 0 | 0 | 0 | 0 | 2.801e-05% | 1 | 50% | 0% | 0% | 0% | 8.2745 | 0 | 0 | 0 | 8.2745 | #N/A
2007-03-13 04:00 | 3 | 13 | 4 | 72.1251 | 1708 | 39.92 | 39.02 | 999 | 39.92 | 0.18231 | 0 | Heating | 0.024308 | #N/A | #N/A | #N/A | #N/A | 0.18231 | #N/A | #N/A | 3.7339 | #N/A | 0 | 0 | 0 | 0 | 0 | 0 | 0 | 0 | 8.103e-05% | 1 | 50% | 0% | 0% | 0% | 8.2745 | 0 | 0 | 0 | 8.2745 | #N/A
2007-03-13 05:00 | 3 | 13 | 5 | 72.1668 | 1709 | 39.92 | 37.94 | 999 | 39.92 | 0.55073 | 0 | Heating | 0.073431 | #N/A | #N/A | #N/A | #N/A | 0.55073 | #N/A | #N/A | 3.7339 | #N/A | 0 | 0 | 0 | 0 | 0 | 0 | 0 | 0 | 0.0002448% | 1 | 50% | 0% | 0% | 0% | 8.2745 | 0 | 0 | 0 | 8.2745 | #N/A
2007-03-13 06:00 | 3 | 13 | 6 | 72.2084 | 1710 | 39.92 | 39.92 | 1000 | 39.92 | 0.21168 | 0 | Heating | 0.028225 | #N/A | #N/A | #N/A | #N/A | 0.21168 | #N/A | #N/A | 3.7339 | #N/A | 0 | 0 | 0 | 0 | 0 | 0 | 0 | 0 | 9.408e-05% | 1 | 50% | 0% | 0% | 0% | 8.2745 | 0 | 0 | 0 | 8.2745 | #N/A
2007-03-13 07:00 | 3 | 13 | 7 | 72.2501 | 1711 | 39.02 | 55.94 | 1000 | 39.02 | 262.5224 | 0 | Heating | 35.003 | #N/A | #N/A | #N/A | #N/A | 262.5224 | #N/A | #N/A | 3.6785 | #N/A | 0 | 0 | 0 | 0 | 0 | 0 | 0 | 0 | 0.1167% | 1 | 50% | 0% | 0% | 0% | 8.2745 | 0 | 0 | 0 | 8.2745 | #N/A
2007-03-13 08:00 | 3 | 13 | 8 | 72.2918 | 1712 | 39.02 | 57.92 | 1001 | 39.02 | 0 | 106.4449 | Cooling | 17.7408 | #N/A | #N/A | #N/A | #N/A | 0 | 0 | 0 | 0 | 0 | 106.4449 | #N/A | #N/A | 88 | #N/A | #N/A | #N/A | #N/A | 0.05914% | 1 | 50% | 0% | 0% | 0% | 8.2745 | 0 | 0 | 0 | 8.2745 | #N/A
2007-03-13 09:00 | 3 | 13 | 9 | 72.3334 | 1713 | 39.02 | 59 | 1001 | 39.02 | 0 | 1088.7551 | Cooling | 181.4592 | #N/A | #N/A | #N/A | #N/A | 0 | 0 | 0 | 0 | 0 | 1088.7551 | #N/A | #N/A | 88 | #N/A | #N/A | #N/A | #N/A | 0.6049% | 1 | 50% | 0% | 0% | 0% | 8.2745 | 0 | 0 | 0 | 8.2745 | #N/A
2007-03-13 10:00 | 3 | 13 | 10 | 72.3751 | 1714 | 39.92 | 59 | 1002 | 39.92 | 0 | 1319.3279 | Cooling | 219.888 | #N/A | #N/A | #N/A | #N/A | 0 | 0 | 0 | 0 | 0 | 1319.3279 | #N/A | #N/A | 88 | #N/A | #N/A | #N/A | #N/A | 0.733% | 1 | 50% | 0% | 0% | 0% | 8.2745 | 0 | 0 | 0 | 8.2745 | #N/A
2007-03-13 11:00 | 3 | 13 | 11 | 72.4168 | 1715 | 39.92 | 57.92 | 1001 | 39.92 | 0 | 1316.0218 | Cooling | 219.337 | #N/A | #N/A | #N/A | #N/A | 0 | 0 | 0 | 0 | 0 | 1316.0218 | #N/A | #N/A | 88 | #N/A | #N/A | #N/A | #N/A | 0.7311% | 1 | 50% | 0% | 0% | 0% | 8.2745 | 0 | 0 | 0 | 8.2745 | #N/A
2007-03-13 12:00 | 3 | 13 | 12 | 72.4584 | 1716 | 42.08 | 57.02 | 1002 | 42.08 | 0 | 1429.3015 | Cooling | 238.2169 | #N/A | #N/A | #N/A | #N/A | 0 | 0 | 0 | 0 | 0 | 1429.3015 | #N/A | #N/A | 88 | #N/A | #N/A | #N/A | #N/A | 0.7941% | 1 | 50% | 0% | 0% | 0% | 8.2745 | 0 | 0 | 0 | 8.2745 | #N/A
2007-03-13 13:00 | 3 | 13 | 13 | 72.5001 | 1717 | 41 | 57.02 | 1002 | 41 | 0 | 1202.1956 | Cooling | 200.3659 | #N/A | #N/A | #N/A | #N/A | 0 | 0 | 0 | 0 | 0 | 1202.1956 | #N/A | #N/A | 88 | #N/A | #N/A | #N/A | #N/A | 0.6679% | 1 | 50% | 0% | 0% | 0% | 8.2745 | 0 | 0 | 0 | 8.2745 | #N/A
2007-03-13 14:00 | 3 | 13 | 14 | 72.5418 | 1718 | 41 | 55.94 | 1001 | 41 | 0 | 1392.8988 | Cooling | 232.1498 | #N/A | #N/A | #N/A | #N/A | 0 | 0 | 0 | 0 | 0 | 1392.8988 | #N/A | #N/A | 88 | #N/A | #N/A | #N/A | #N/A | 0.7738% | 1 | 50% | 0% | 0% | 0% | 8.2745 | 0 | 0 | 0 | 8.2745 | #N/A
2007-03-13 15:00 | 3 | 13 | 15 | 72.5834 | 1719 | 42.8 | 55.94 | 1001 | 42.8 | 0 | 1487.2994 | Cooling | 247.8832 | #N/A | #N/A | #N/A | #N/A | 0 | 0 | 0 | 0 | 0 | 1487.2994 | #N/A | #N/A | 88 | #N/A | #N/A | #N/A | #N/A | 0.8263% | 1 | 50% | 0% | 0% | 0% | 8.2745 | 0 | 0 | 0 | 8.2745 | #N/A
2007-03-13 16:00 | 3 | 13 | 16 | 72.6251 | 1720 | 42.08 | 55.94 | 1001 | 42.08 | 0 | 1513.461 | Cooling | 252.2435 | #N/A | #N/A | #N/A | #N/A | 0 | 0 | 0 | 0 | 0 | 1513.461 | #N/A | #N/A | 88 | #N/A | #N/A | #N/A | #N/A | 0.8408% | 1 | 50% | 0% | 0% | 0% | 8.2745 | 0 | 0 | 0 | 8.2745 | #N/A
2007-03-13 17:00 | 3 | 13 | 17 | 72.6668 | 1721 | 42.08 | 55.04 | 1002 | 42.08 | 0 | 1353.7343 | Cooling | 225.6224 | #N/A | #N/A | #N/A | #N/A | 0 | 0 | 0 | 0 | 0 | 1353.7343 | #N/A | #N/A | 88 | #N/A | #N/A | #N/A | #N/A | 0.7521% | 1 | 50% | 0% | 0% | 0% | 8.2745 | 0 | 0 | 0 | 8.2745 | #N/A
2007-03-13 18:00 | 3 | 13 | 18 | 72.7084 | 1722 | 39.02 | 53.06 | 1002 | 39.02 | 0 | 688.1113 | Cooling | 114.6852 | #N/A | #N/A | #N/A | #N/A | 0 | 0 | 0 | 0 | 0 | 688.1113 | #N/A | #N/A | 88 | #N/A | #N/A | #N/A | #N/A | 0.3823% | 1 | 50% | 0% | 0% | 0% | 8.2745 | 0 | 0 | 0 | 8.2745 | #N/A
2007-03-13 19:00 | 3 | 13 | 19 | 72.7501 | 1723 | 37.94 | 51.98 | 1003 | 37.94 | 0 | 193.8014 | Cooling | 32.3002 | #N/A | #N/A | #N/A | #N/A | 0 | 0 | 0 | 0 | 0 | 193.8014 | #N/A | #N/A | 88 | #N/A | #N/A | #N/A | #N/A | 0.1077% | 1 | 50% | 0% | 0% | 0% | 8.2745 | 0 | 0 | 0 | 8.2745 | #N/A
2007-03-13 20:00 | 3 | 13 | 20 | 72.7918 | 1724 | 37.94 | 51.98 | 1003 | 37.94 | 0 | 110.6928 | Cooling | 18.4488 | #N/A | #N/A | #N/A | #N/A | 0 | 0 | 0 | 0 | 0 | 110.6928 | #N/A | #N/A | 88 | #N/A | #N/A | #N/A | #N/A | 0.0615% | 1 | 50% | 0% | 0% | 0% | 8.2745 | 0 | 0 | 0 | 8.2745 | #N/A
2007-03-13 21:00 | 3 | 13 | 21 | 72.8334 | 1725 | 37.04 | 51.08 | 1003 | 37.04 | 0 | 54.2935 | Cooling | 9.0489 | #N/A | #N/A | #N/A | #N/A | 0 | 0 | 0 | 0 | 0 | 54.2935 | #N/A | #N/A | 88 | #N/A | #N/A | #N/A | #N/A | 0.03016% | 1 | 50% | 0% | 0% | 0% | 8.2745 | 0 | 0 | 0 | 8.2745 | #N/A
2007-03-13 22:00 | 3 | 13 | 22 | 72.8751 | 1726 | 35.96 | 51.08 | 1003 | 35.96 | 0 | 4.2886 | Cooling | 0.71476 | #N/A | #N/A | #N/A | #N/A | 0 | 0 | 0 | 0 | 0 | 4.2886 | #N/A | #N/A | 88 | #N/A | #N/A | #N/A | #N/A | 0.002383% | 1 | 50% | 0% | 0% | 0% | 8.2745 | 0 | 0 | 0 | 8.2745 | #N/A
2007-03-13 23:00 | 3 | 13 | 23 | 72.9168 | 1727 | 35.96 | 50 | 1003 | 35.96 | 0 | 0 | Cooling | 0 | #N/A | #N/A | #N/A | #N/A | 0 | 0 | 0 | 0 | 0 | 0 | #N/A | #N/A | 88 | #N/A | #N/A | #N/A | #N/A | 0% | 1 | 50% | 0% | 0% | 0% | 8.2745 | 0 | 0 | 0 | 8.2745 | #N/A
2007-03-14 | 3 | 14 | 0 | 72.9584 | 1728 | 35.06 | 51.08 | 1003 | 35.06 | 0 | 0 | Cooling | 0 | #N/A | #N/A | #N/A | #N/A | 0 | 0 | 0 | 0 | 0 | 0 | #N/A | #N/A | 88 | #N/A | #N/A | #N/A | #N/A | 0% | 1 | 50% | 0% | 0% | 0% | 8.2745 | 0 | 0 | 0 | 8.2745 | #N/A
2007-03-14 01:00 | 3 | 14 | 1 | 73.0001 | 1729 | 35.06 | 51.98 | 1003 | 35.06 | 0 | 0 | Cooling | 0 | #N/A | #N/A | #N/A | #N/A | 0 | 0 | 0 | 0 | 0 | 0 | #N/A | #N/A | 88 | #N/A | #N/A | #N/A | #N/A | 0% | 1 | 50% | 0% | 0% | 0% | 8.2745 | 0 | 0 | 0 | 8.2745 | #N/A
2007-03-14 02:00 | 3 | 14 | 2 | 73.0418 | 1730 | 35.06 | 51.98 | 1003 | 35.06 | 0 | 0 | Cooling | 0 | #N/A | #N/A | #N/A | #N/A | 0 | 0 | 0 | 0 | 0 | 0 | #N/A | #N/A | 88 | #N/A | #N/A | #N/A | #N/A | 0% | 1 | 50% | 0% | 0% | 0% | 8.2745 | 0 | 0 | 0 | 8.2745 | #N/A
2007-03-14 03:00 | 3 | 14 | 3 | 73.0834 | 1731 | 35.06 | 51.98 | 1002 | 35.06 | 0 | 0 | Cooling | 0 | #N/A | #N/A | #N/A | #N/A | 0 | 0 | 0 | 0 | 0 | 0 | #N/A | #N/A | 88 | #N/A | #N/A | #N/A | #N/A | 0% | 1 | 50% | 0% | 0% | 0% | 8.2745 | 0 | 0 | 0 | 8.2745 | #N/A
2007-03-14 04:00 | 3 | 14 | 4 | 73.1251 | 1732 | 35.06 | 51.08 | 1002 | 35.06 | 0 | 0 | Cooling | 0 | #N/A | #N/A | #N/A | #N/A | 0 | 0 | 0 | 0 | 0 | 0 | #N/A | #N/A | 88 | #N/A | #N/A | #N/A | #N/A | 0% | 1 | 50% | 0% | 0% | 0% | 8.2745 | 0 | 0 | 0 | 8.2745 | #N/A
2007-03-14 05:00 | 3 | 14 | 5 | 73.1668 | 1733 | 35.06 | 48.92 | 1002 | 35.06 | 0 | 0 | Cooling | 0 | #N/A | #N/A | #N/A | #N/A | 0 | 0 | 0 | 0 | 0 | 0 | #N/A | #N/A | 88 | #N/A | #N/A | #N/A | #N/A | 0% | 1 | 50% | 0% | 0% | 0% | 8.2745 | 0 | 0 | 0 | 8.2745 | #N/A
2007-03-14 06:00 | 3 | 14 | 6 | 73.2084 | 1734 | 33.98 | 48.92 | 1003 | 33.98 | 0 | 0 | Cooling | 0 | #N/A | #N/A | #N/A | #N/A | 0 | 0 | 0 | 0 | 0 | 0 | #N/A | #N/A | 88 | #N/A | #N/A | #N/A | #N/A | 0% | 1 | 50% | 0% | 0% | 0% | 8.2745 | 0 | 0 | 0 | 8.2745 | #N/A
2007-03-14 07:00 | 3 | 14 | 7 | 73.2501 | 1735 | 33.8 | 48.92 | 1003 | 33.8 | 12.5688 | 0 | Heating | 1.6758 | #N/A | #N/A | #N/A | #N/A | 12.5688 | #N/A | #N/A | 3.3963 | #N/A | 0 | 0 | 0 | 0 | 0 | 0 | 0 | 0 | 0.005586% | 1 | 50% | 0% | 0% | 0% | 8.2745 | 0 | 0 | 0 | 8.2745 | #N/A
2007-03-14 08:00 | 3 | 14 | 8 | 73.2918 | 1736 | 33.98 | 50 | 1003 | 33.98 | 0 | 1.1892 | Cooling | 0.1982 | #N/A | #N/A | #N/A | #N/A | 0 | 0 | 0 | 0 | 0 | 1.1892 | #N/A | #N/A | 88 | #N/A | #N/A | #N/A | #N/A | 0.0006607% | 1 | 50% | 0% | 0% | 0% | 8.2745 | 0 | 0 | 0 | 8.2745 | #N/A
2007-03-14 09:00 | 3 | 14 | 9 | 73.3334 | 1737 | 33.8 | 53.06 | 1003 | 33.8 | 0 | 153.338 | Cooling | 25.5563 | #N/A | #N/A | #N/A | #N/A | 0 | 0 | 0 | 0 | 0 | 153.338 | #N/A | #N/A | 88 | #N/A | #N/A | #N/A | #N/A | 0.08519% | 1 | 50% | 0% | 0% | 0% | 8.2745 | 0 | 0 | 0 | 8.2745 | #N/A
2007-03-14 10:00 | 3 | 14 | 10 | 73.3751 | 1738 | 32 | 55.94 | 1002 | 32 | 0 | 808.9176 | Cooling | 134.8196 | #N/A | #N/A | #N/A | #N/A | 0 | 0 | 0 | 0 | 0 | 808.9176 | #N/A | #N/A | 88 | #N/A | #N/A | #N/A | #N/A | 0.4494% | 1 | 50% | 0% | 0% | 0% | 8.2745 | 0 | 0 | 0 | 8.2745 | #N/A
2007-03-14 11:00 | 3 | 14 | 11 | 73.4168 | 1739 | 32 | 57.02 | 1002 | 32 | 0 | 1374.5861 | Cooling | 229.0977 | #N/A | #N/A | #N/A | #N/A | 0 | 0 | 0 | 0 | 0 | 1374.5861 | #N/A | #N/A | 88 | #N/A | #N/A | #N/A | #N/A | 0.7637% | 1 | 50% | 0% | 0% | 0% | 8.2745 | 0 | 0 | 0 | 8.2745 | #N/A
2007-03-14 12:00 | 3 | 14 | 12 | 73.4584 | 1740 | 33.8 | 57.92 | 1001 | 33.8 | 0 | 2040.26 | Cooling | 340.0433 | #N/A | #N/A | #N/A | #N/A | 0 | 0 | 0 | 0 | 0 | 2040.26 | #N/A | #N/A | 88 | #N/A | #N/A | #N/A | #N/A | 1.133% | 1 | 50% | 0% | 0% | 0% | 8.2745 | 0 | 0 | 0 | 8.2745 | #N/A
2007-03-14 13:00 | 3 | 14 | 13 | 73.5001 | 1741 | 39.02 | 60.08 | 1000 | 39.02 | 0 | 2188.0125 | Cooling | 364.6688 | #N/A | #N/A | #N/A | #N/A | 0 | 0 | 0 | 0 | 0 | 2188.0125 | #N/A | #N/A | 88 | #N/A | #N/A | #N/A | #N/A | 1.216% | 1 | 50% | 0% | 0% | 0% | 8.2745 | 0 | 0 | 0 | 8.2745 | #N/A
2007-03-14 14:00 | 3 | 14 | 14 | 73.5418 | 1742 | 39.02 | 57.02 | 999 | 39.02 | 0 | 2119.2565 | Cooling | 353.2094 | #N/A | #N/A | #N/A | #N/A | 0 | 0 | 0 | 0 | 0 | 2119.2565 | #N/A | #N/A | 88 | #N/A | #N/A | #N/A | #N/A | 1.177% | 1 | 50% | 0% | 0% | 0% | 8.2745 | 0 | 0 | 0 | 8.2745 | #N/A
2007-03-14 15:00 | 3 | 14 | 15 | 73.5834 | 1743 | 39.02 | 55.94 | 999 | 39.02 | 0 | 2193.7869 | Cooling | 365.6311 | #N/A | #N/A | #N/A | #N/A | 0 | 0 | 0 | 0 | 0 | 2193.7869 | #N/A | #N/A | 88 | #N/A | #N/A | #N/A | #N/A | 1.219% | 1 | 50% | 0% | 0% | 0% | 8.2745 | 0 | 0 | 0 | 8.2745 | #N/A
2007-03-14 16:00 | 3 | 14 | 16 | 73.6251 | 1744 | 39.02 | 53.96 | 999 | 39.02 | 0 | 2198.8156 | Cooling | 366.4693 | #N/A | #N/A | #N/A | #N/A | 0 | 0 | 0 | 0 | 0 | 2198.8156 | #N/A | #N/A | 88 | #N/A | #N/A | #N/A | #N/A | 1.222% | 1 | 50% | 0% | 0% | 0% | 8.2745 | 0 | 0 | 0 | 8.2745 | #N/A
2007-03-14 17:00 | 3 | 14 | 17 | 73.6668 | 1745 | 39.02 | 55.94 | 999 | 39.02 | 0 | 2278.9507 | Cooling | 379.8251 | #N/A | #N/A | #N/A | #N/A | 0 | 0 | 0 | 0 | 0 | 2278.9507 | #N/A | #N/A | 88 | #N/A | #N/A | #N/A | #N/A | 1.266% | 1 | 50% | 0% | 0% | 0% | 8.2745 | 0 | 0 | 0 | 8.2745 | #N/A
2007-03-14 18:00 | 3 | 14 | 18 | 73.7084 | 1746 | 37.94 | 55.04 | 999 | 37.94 | 0 | 2222.4447 | Cooling | 370.4075 | #N/A | #N/A | #N/A | #N/A | 0 | 0 | 0 | 0 | 0 | 2222.4447 | #N/A | #N/A | 88 | #N/A | #N/A | #N/A | #N/A | 1.235% | 1 | 50% | 0% | 0% | 0% | 8.2745 | 0 | 0 | 0 | 8.2745 | #N/A
2007-03-14 19:00 | 3 | 14 | 19 | 73.7501 | 1747 | 37.04 | 55.04 | 999 | 37.04 | 0 | 2282.905 | Cooling | 380.4842 | #N/A | #N/A | #N/A | #N/A | 0 | 0 | 0 | 0 | 0 | 2282.905 | #N/A | #N/A | 88 | #N/A | #N/A | #N/A | #N/A | 1.268% | 1 | 50% | 0% | 0% | 0% | 8.2745 | 0 | 0 | 0 | 8.2745 | #N/A
2007-03-14 20:00 | 3 | 14 | 20 | 73.7918 | 1748 | 37.04 | 53.96 | 999 | 37.04 | 0 | 1841.6379 | Cooling | 306.9397 | #N/A | #N/A | #N/A | #N/A | 0 | 0 | 0 | 0 | 0 | 1841.6379 | #N/A | #N/A | 88 | #N/A | #N/A | #N/A | #N/A | 1.023% | 1 | 50% | 0% | 0% | 0% | 8.2745 | 0 | 0 | 0 | 8.2745 | #N/A
2007-03-14 21:00 | 3 | 14 | 21 | 73.8334 | 1749 | 35.06 | 53.06 | 1000 | 35.06 | 0 | 1438.497 | Cooling | 239.7495 | #N/A | #N/A | #N/A | #N/A | 0 | 0 | 0 | 0 | 0 | 1438.497 | #N/A | #N/A | 88 | #N/A | #N/A | #N/A | #N/A | 0.7992% | 1 | 50% | 0% | 0% | 0% | 8.2745 | 0 | 0 | 0 | 8.2745 | #N/A
2007-03-14 22:00 | 3 | 14 | 22 | 73.8751 | 1750 | 30.02 | 53.06 | 1000 | 30.02 | 0 | 1040.5508 | Cooling | 173.4251 | #N/A | #N/A | #N/A | #N/A | 0 | 0 | 0 | 0 | 0 | 1040.5508 | #N/A | #N/A | 88 | #N/A | #N/A | #N/A | #N/A | 0.5781% | 1 | 50% | 0% | 0% | 0% | 8.2745 | 0 | 0 | 0 | 8.2745 | #N/A
2007-03-14 23:00 | 3 | 14 | 23 | 73.9168 | 1751 | 30.02 | 53.06 | 1000 | 30.02 | 0 | 8.1395 | Cooling | 1.3566 | #N/A | #N/A | #N/A | #N/A | 0 | 0 | 0 | 0 | 0 | 8.1395 | #N/A | #N/A | 88 | #N/A | #N/A | #N/A | #N/A | 0.004522% | 1 | 50% | 0% | 0% | 0% | 8.2745 | 0 | 0 | 0 | 8.2745 | #N/A
2007-03-15 | 3 | 15 | 0 | 73.9584 | 1752 | 28.94 | 53.06 | 1001 | 28.94 | 0 | 28.3627 | Cooling | 4.7271 | #N/A | #N/A | #N/A | #N/A | 0 | 0 | 0 | 0 | 0 | 28.3627 | #N/A | #N/A | 88 | #N/A | #N/A | #N/A | #N/A | 0.01576% | 1 | 50% | 0% | 0% | 0% | 8.2745 | 0 | 0 | 0 | 8.2745 | #N/A
2007-03-15 01:00 | 3 | 15 | 1 | 74.0001 | 1753 | 28.94 | 53.06 | 1000 | 28.94 | 0 | 16.1441 | Cooling | 2.6907 | #N/A | #N/A | #N/A | #N/A | 0 | 0 | 0 | 0 | 0 | 16.1441 | #N/A | #N/A | 88 | #N/A | #N/A | #N/A | #N/A | 0.008969% | 1 | 50% | 0% | 0% | 0% | 8.2745 | 0 | 0 | 0 | 8.2745 | #N/A
2007-03-15 02:00 | 3 | 15 | 2 | 74.0418 | 1754 | 28.94 | 50 | 1001 | 28.94 | 0 | 5.8 | Cooling | 0.96667 | #N/A | #N/A | #N/A | #N/A | 0 | 0 | 0 | 0 | 0 | 5.8 | #N/A | #N/A | 88 | #N/A | #N/A | #N/A | #N/A | 0.003222% | 1 | 50% | 0% | 0% | 0% | 8.2745 | 0 | 0 | 0 | 8.2745 | #N/A
2007-03-15 03:00 | 3 | 15 | 3 | 74.0834 | 1755 | 26.96 | 48.92 | 1000 | 26.96 | 0 | 0.0064821 | Cooling | 0.0010803 | #N/A | #N/A | #N/A | #N/A | 0 | 0 | 0 | 0 | 0 | 0.0064821 | #N/A | #N/A | 88 | #N/A | #N/A | #N/A | #N/A | 3.601e-06% | 1 | 50% | 0% | 0% | 0% | 8.2745 | 0 | 0 | 0 | 8.2745 | #N/A
2007-03-15 04:00 | 3 | 15 | 4 | 74.1251 | 1756 | 24.08 | 48.92 | 1000 | 24.08 | 0 | 0.0085077 | Cooling | 0.001418 | #N/A | #N/A | #N/A | #N/A | 0 | 0 | 0 | 0 | 0 | 0.0085077 | #N/A | #N/A | 88 | #N/A | #N/A | #N/A | #N/A | 4.727e-06% | 1 | 50% | 0% | 0% | 0% | 8.2745 | 0 | 0 | 0 | 8.2745 | #N/A
2007-03-15 05:00 | 3 | 15 | 5 | 74.1668 | 1757 | 24.08 | 51.08 | 1001 | 24.08 | 0 | 2.1061 | Cooling | 0.35102 | #N/A | #N/A | #N/A | #N/A | 0 | 0 | 0 | 0 | 0 | 2.1061 | #N/A | #N/A | 88 | #N/A | #N/A | #N/A | #N/A | 0.00117% | 1 | 50% | 0% | 0% | 0% | 8.2745 | 0 | 0 | 0 | 8.2745 | #N/A
2007-03-15 06:00 | 3 | 15 | 6 | 74.2084 | 1758 | 21.92 | 48.92 | 1001 | 21.92 | 0 | 1.322 | Cooling | 0.22033 | #N/A | #N/A | #N/A | #N/A | 0 | 0 | 0 | 0 | 0 | 1.322 | #N/A | #N/A | 88 | #N/A | #N/A | #N/A | #N/A | 0.0007344% | 1 | 50% | 0% | 0% | 0% | 8.2745 | 0 | 0 | 0 | 8.2745 | #N/A
2007-03-15 07:00 | 3 | 15 | 7 | 74.2501 | 1759 | 23 | 48.02 | 1002 | 23 | 0 | 0.040541 | Cooling | 0.0067568 | #N/A | #N/A | #N/A | #N/A | 0 | 0 | 0 | 0 | 0 | 0.040541 | #N/A | #N/A | 88 | #N/A | #N/A | #N/A | #N/A | 2.252e-05% | 1 | 50% | 0% | 0% | 0% | 8.2745 | 0 | 0 | 0 | 8.2745 | #N/A
2007-03-15 08:00 | 3 | 15 | 8 | 74.2918 | 1760 | 23 | 50 | 1002 | 23 | 0 | 0.6273 | Cooling | 0.10455 | #N/A | #N/A | #N/A | #N/A | 0 | 0 | 0 | 0 | 0 | 0.6273 | #N/A | #N/A | 88 | #N/A | #N/A | #N/A | #N/A | 0.0003485% | 1 | 50% | 0% | 0% | 0% | 8.2745 | 0 | 0 | 0 | 8.2745 | #N/A
2007-03-15 09:00 | 3 | 15 | 9 | 74.3334 | 1761 | 30.92 | 53.06 | 1002 | 30.92 | 0 | 526.7973 | Cooling | 87.7995 | #N/A | #N/A | #N/A | #N/A | 0 | 0 | 0 | 0 | 0 | 526.7973 | #N/A | #N/A | 88 | #N/A | #N/A | #N/A | #N/A | 0.2927% | 1 | 50% | 0% | 0% | 0% | 8.2745 | 0 | 0 | 0 | 8.2745 | #N/A
2007-03-15 10:00 | 3 | 15 | 10 | 74.3751 | 1762 | 35.96 | 53.06 | 1002 | 35.96 | 0 | 1224.4125 | Cooling | 204.0687 | #N/A | #N/A | #N/A | #N/A | 0 | 0 | 0 | 0 | 0 | 1224.4125 | #N/A | #N/A | 88 | #N/A | #N/A | #N/A | #N/A | 0.6802% | 1 | 50% | 0% | 0% | 0% | 8.2745 | 0 | 0 | 0 | 8.2745 | #N/A
2007-03-15 11:00 | 3 | 15 | 11 | 74.4168 | 1763 | 35.96 | 53.06 | 1002 | 35.96 | 0 | 1688.4975 | Cooling | 281.4162 | #N/A | #N/A | #N/A | #N/A | 0 | 0 | 0 | 0 | 0 | 1688.4975 | #N/A | #N/A | 88 | #N/A | #N/A | #N/A | #N/A | 0.9381% | 1 | 50% | 0% | 0% | 0% | 8.2745 | 0 | 0 | 0 | 8.2745 | #N/A
2007-03-15 12:00 | 3 | 15 | 12 | 74.4584 | 1764 | 42.98 | 53.06 | 1002 | 42.98 | 0 | 1819.9697 | Cooling | 303.3283 | #N/A | #N/A | #N/A | #N/A | 0 | 0 | 0 | 0 | 0 | 1819.9697 | #N/A | #N/A | 88 | #N/A | #N/A | #N/A | #N/A | 1.011% | 1 | 50% | 0% | 0% | 0% | 8.2745 | 0 | 0 | 0 | 8.2745 | #N/A
2007-03-15 13:00 | 3 | 15 | 13 | 74.5001 | 1765 | 44.96 | 55.04 | 1001 | 44.96 | 0 | 2147.623 | Cooling | 357.9372 | #N/A | #N/A | #N/A | #N/A | 0 | 0 | 0 | 0 | 0 | 2147.623 | #N/A | #N/A | 88 | #N/A | #N/A | #N/A | #N/A | 1.193% | 1 | 50% | 0% | 0% | 0% | 8.2745 | 0 | 0 | 0 | 8.2745 | #N/A
2007-03-15 14:00 | 3 | 15 | 14 | 74.5418 | 1766 | 44.96 | 55.04 | 1000 | 44.96 | 0 | 2138.5574 | Cooling | 356.4262 | #N/A | #N/A | #N/A | #N/A | 0 | 0 | 0 | 0 | 0 | 2138.5574 | #N/A | #N/A | 88 | #N/A | #N/A | #N/A | #N/A | 1.188% | 1 | 50% | 0% | 0% | 0% | 8.2745 | 0 | 0 | 0 | 8.2745 | #N/A
2007-03-15 15:00 | 3 | 15 | 15 | 74.5834 | 1767 | 46.94 | 55.94 | 1000 | 46.94 | 0 | 2260.9699 | Cooling | 376.8283 | #N/A | #N/A | #N/A | #N/A | 0 | 0 | 0 | 0 | 0 | 2260.9699 | #N/A | #N/A | 88 | #N/A | #N/A | #N/A | #N/A | 1.256% | 1 | 50% | 0% | 0% | 0% | 8.2745 | 0 | 0 | 0 | 8.2745 | #N/A
2007-03-15 16:00 | 3 | 15 | 16 | 74.6251 | 1768 | 46.94 | 55.94 | 1000 | 46.94 | 0 | 2303.8203 | Cooling | 383.97 | #N/A | #N/A | #N/A | #N/A | 0 | 0 | 0 | 0 | 0 | 2303.8203 | #N/A | #N/A | 88 | #N/A | #N/A | #N/A | #N/A | 1.28% | 1 | 50% | 0% | 0% | 0% | 8.2745 | 0 | 0 | 0 | 8.2745 | #N/A
2007-03-15 17:00 | 3 | 15 | 17 | 74.6668 | 1769 | 46.94 | 55.94 | 1000 | 46.94 | 0 | 2819.8169 | Cooling | 469.9695 | #N/A | #N/A | #N/A | #N/A | 0 | 0 | 0 | 0 | 0 | 2819.8169 | #N/A | #N/A | 88 | #N/A | #N/A | #N/A | #N/A | 1.567% | 1 | 50% | 0% | 0% | 0% | 8.2745 | 0 | 0 | 0 | 8.2745 | #N/A
2007-03-15 18:00 | 3 | 15 | 18 | 74.7084 | 1770 | 42.98 | 55.94 | 1000 | 42.98 | 0 | 2570.7861 | Cooling | 428.4644 | #N/A | #N/A | #N/A | #N/A | 0 | 0 | 0 | 0 | 0 | 2570.7861 | #N/A | #N/A | 88 | #N/A | #N/A | #N/A | #N/A | 1.428% | 1 | 50% | 0% | 0% | 0% | 8.2745 | 0 | 0 | 0 | 8.2745 | #N/A
2007-03-15 19:00 | 3 | 15 | 19 | 74.7501 | 1771 | 42.08 | 55.04 | 1000 | 42.08 | 0 | 2038.9215 | Cooling | 339.8202 | #N/A | #N/A | #N/A | #N/A | 0 | 0 | 0 | 0 | 0 | 2038.9215 | #N/A | #N/A | 88 | #N/A | #N/A | #N/A | #N/A | 1.133% | 1 | 50% | 0% | 0% | 0% | 8.2745 | 0 | 0 | 0 | 8.2745 | #N/A
2007-03-15 20:00 | 3 | 15 | 20 | 74.7918 | 1772 | 42.08 | 55.04 | 1000 | 42.08 | 0 | 1692.1811 | Cooling | 282.0302 | #N/A | #N/A | #N/A | #N/A | 0 | 0 | 0 | 0 | 0 | 1692.1811 | #N/A | #N/A | 88 | #N/A | #N/A | #N/A | #N/A | 0.9401% | 1 | 50% | 0% | 0% | 0% | 8.2745 | 0 | 0 | 0 | 8.2745 | #N/A
2007-03-15 21:00 | 3 | 15 | 21 | 74.8334 | 1773 | 39.02 | 53.96 | 1000 | 39.02 | 0 | 1209.4036 | Cooling | 201.5673 | #N/A | #N/A | #N/A | #N/A | 0 | 0 | 0 | 0 | 0 | 1209.4036 | #N/A | #N/A | 88 | #N/A | #N/A | #N/A | #N/A | 0.6719% | 1 | 50% | 0% | 0% | 0% | 8.2745 | 0 | 0 | 0 | 8.2745 | #N/A
2007-03-15 22:00 | 3 | 15 | 22 | 74.8751 | 1774 | 39.02 | 51.98 | 1000 | 39.02 | 0 | 896.6191 | Cooling | 149.4365 | #N/A | #N/A | #N/A | #N/A | 0 | 0 | 0 | 0 | 0 | 896.6191 | #N/A | #N/A | 88 | #N/A | #N/A | #N/A | #N/A | 0.4981% | 1 | 50% | 0% | 0% | 0% | 8.2745 | 0 | 0 | 0 | 8.2745 | #N/A
2007-03-15 23:00 | 3 | 15 | 23 | 74.9168 | 1775 | 39.02 | 51.08 | 1000 | 39.02 | 0 | 8.0884 | Cooling | 1.3481 | #N/A | #N/A | #N/A | #N/A | 0 | 0 | 0 | 0 | 0 | 8.0884 | #N/A | #N/A | 88 | #N/A | #N/A | #N/A | #N/A | 0.004494% | 1 | 50% | 0% | 0% | 0% | 8.2745 | 0 | 0 | 0 | 8.2745 | #N/A
2007-03-16 | 3 | 16 | 0 | 74.9584 | 1776 | 35.96 | 51.08 | 1000 | 35.96 | 0 | 20.3436 | Cooling | 3.3906 | #N/A | #N/A | #N/A | #N/A | 0 | 0 | 0 | 0 | 0 | 20.3436 | #N/A | #N/A | 88 | #N/A | #N/A | #N/A | #N/A | 0.0113% | 1 | 50% | 0% | 0% | 0% | 8.2745 | 0 | 0 | 0 | 8.2745 | #N/A
2007-03-16 01:00 | 3 | 16 | 1 | 75.0001 | 1777 | 35.96 | 51.98 | 1000 | 35.96 | 0 | 33.8695 | Cooling | 5.6449 | #N/A | #N/A | #N/A | #N/A | 0 | 0 | 0 | 0 | 0 | 33.8695 | #N/A | #N/A | 88 | #N/A | #N/A | #N/A | #N/A | 0.01882% | 1 | 50% | 0% | 0% | 0% | 8.2745 | 0 | 0 | 0 | 8.2745 | #N/A
2007-03-16 02:00 | 3 | 16 | 2 | 75.0418 | 1778 | 35.96 | 51.98 | 999 | 35.96 | 0 | 46.6527 | Cooling | 7.7755 | #N/A | #N/A | #N/A | #N/A | 0 | 0 | 0 | 0 | 0 | 46.6527 | #N/A | #N/A | 88 | #N/A | #N/A | #N/A | #N/A | 0.02592% | 1 | 50% | 0% | 0% | 0% | 8.2745 | 0 | 0 | 0 | 8.2745 | #N/A
2007-03-16 03:00 | 3 | 16 | 3 | 75.0834 | 1779 | 35.6 | 51.98 | 999 | 35.6 | 0 | 36.6552 | Cooling | 6.1092 | #N/A | #N/A | #N/A | #N/A | 0 | 0 | 0 | 0 | 0 | 36.6552 | #N/A | #N/A | 88 | #N/A | #N/A | #N/A | #N/A | 0.02036% | 1 | 50% | 0% | 0% | 0% | 8.2745 | 0 | 0 | 0 | 8.2745 | #N/A
2007-03-16 04:00 | 3 | 16 | 4 | 75.1251 | 1780 | 35.6 | 51.98 | 999 | 35.6 | 0 | 29.0269 | Cooling | 4.8378 | #N/A | #N/A | #N/A | #N/A | 0 | 0 | 0 | 0 | 0 | 29.0269 | #N/A | #N/A | 88 | #N/A | #N/A | #N/A | #N/A | 0.01613% | 1 | 50% | 0% | 0% | 0% | 8.2745 | 0 | 0 | 0 | 8.2745 | #N/A
2007-03-16 05:00 | 3 | 16 | 5 | 75.1668 | 1781 | 35.96 | 51.98 | 999 | 35.96 | 0 | 27.2061 | Cooling | 4.5343 | #N/A | #N/A | #N/A | #N/A | 0 | 0 | 0 | 0 | 0 | 27.2061 | #N/A | #N/A | 88 | #N/A | #N/A | #N/A | #N/A | 0.01511% | 1 | 50% | 0% | 0% | 0% | 8.2745 | 0 | 0 | 0 | 8.2745 | #N/A
2007-03-16 06:00 | 3 | 16 | 6 | 75.2084 | 1782 | 35.96 | 51.98 | 999 | 35.96 | 0 | 38.9922 | Cooling | 6.4987 | #N/A | #N/A | #N/A | #N/A | 0 | 0 | 0 | 0 | 0 | 38.9922 | #N/A | #N/A | 88 | #N/A | #N/A | #N/A | #N/A | 0.02166% | 1 | 50% | 0% | 0% | 0% | 8.2745 | 0 | 0 | 0 | 8.2745 | #N/A
2007-03-16 07:00 | 3 | 16 | 7 | 75.2501 | 1783 | 35.6 | 53.06 | 999 | 35.6 | 0 | 972.5359 | Cooling | 162.0893 | #N/A | #N/A | #N/A | #N/A | 0 | 0 | 0 | 0 | 0 | 972.5359 | #N/A | #N/A | 88 | #N/A | #N/A | #N/A | #N/A | 0.5403% | 1 | 50% | 0% | 0% | 0% | 8.2745 | 0 | 0 | 0 | 8.2745 | #N/A
2007-03-16 08:00 | 3 | 16 | 8 | 75.2918 | 1784 | 35.06 | 53.96 | 999 | 35.06 | 0 | 1508.2973 | Cooling | 251.3829 | #N/A | #N/A | #N/A | #N/A | 0 | 0 | 0 | 0 | 0 | 1508.2973 | #N/A | #N/A | 88 | #N/A | #N/A | #N/A | #N/A | 0.8379% | 1 | 50% | 0% | 0% | 0% | 8.2745 | 0 | 0 | 0 | 8.2745 | #N/A
2007-03-16 09:00 | 3 | 16 | 9 | 75.3334 | 1785 | 35.96 | 55.04 | 999 | 35.96 | 0 | 1973.2886 | Cooling | 328.8814 | #N/A | #N/A | #N/A | #N/A | 0 | 0 | 0 | 0 | 0 | 1973.2886 | #N/A | #N/A | 88 | #N/A | #N/A | #N/A | #N/A | 1.096% | 1 | 50% | 0% | 0% | 0% | 8.2745 | 0 | 0 | 0 | 8.2745 | #N/A
2007-03-16 10:00 | 3 | 16 | 10 | 75.3751 | 1786 | 35.96 | 55.94 | 998 | 35.96 | 0 | 2150.4365 | Cooling | 358.4061 | #N/A | #N/A | #N/A | #N/A | 0 | 0 | 0 | 0 | 0 | 2150.4365 | #N/A | #N/A | 88 | #N/A | #N/A | #N/A | #N/A | 1.195% | 1 | 50% | 0% | 0% | 0% | 8.2745 | 0 | 0 | 0 | 8.2745 | #N/A
2007-03-16 11:00 | 3 | 16 | 11 | 75.4168 | 1787 | 35.96 | 55.94 | 998 | 35.96 | 0 | 1916.7561 | Cooling | 319.4593 | #N/A | #N/A | #N/A | #N/A | 0 | 0 | 0 | 0 | 0 | 1916.7561 | #N/A | #N/A | 88 | #N/A | #N/A | #N/A | #N/A | 1.065% | 1 | 50% | 0% | 0% | 0% | 8.2745 | 0 | 0 | 0 | 8.2745 | #N/A
2007-03-16 12:00 | 3 | 16 | 12 | 75.4584 | 1788 | 37.4 | 55.94 | 998 | 37.4 | 0 | 1936.5946 | Cooling | 322.7658 | #N/A | #N/A | #N/A | #N/A | 0 | 0 | 0 | 0 | 0 | 1936.5946 | #N/A | #N/A | 88 | #N/A | #N/A | #N/A | #N/A | 1.076% | 1 | 50% | 0% | 0% | 0% | 8.2745 | 0 | 0 | 0 | 8.2745 | #N/A
2007-03-16 13:00 | 3 | 16 | 13 | 75.5001 | 1789 | 42.98 | 55.94 | 997 | 42.98 | 0 | 1937.6986 | Cooling | 322.9498 | #N/A | #N/A | #N/A | #N/A | 0 | 0 | 0 | 0 | 0 | 1937.6986 | #N/A | #N/A | 88 | #N/A | #N/A | #N/A | #N/A | 1.076% | 1 | 50% | 0% | 0% | 0% | 8.2745 | 0 | 0 | 0 | 8.2745 | #N/A
2007-03-16 14:00 | 3 | 16 | 14 | 75.5418 | 1790 | 42.98 | 55.94 | 996 | 42.98 | 0 | 1919.9404 | Cooling | 319.9901 | #N/A | #N/A | #N/A | #N/A | 0 | 0 | 0 | 0 | 0 | 1919.9404 | #N/A | #N/A | 88 | #N/A | #N/A | #N/A | #N/A | 1.067% | 1 | 50% | 0% | 0% | 0% | 8.2745 | 0 | 0 | 0 | 8.2745 | #N/A
2007-03-16 15:00 | 3 | 16 | 15 | 75.5834 | 1791 | 50 | 57.02 | 996 | 50 | 0 | 1908.026 | Cooling | 318.0043 | #N/A | #N/A | #N/A | #N/A | 0 | 0 | 0 | 0 | 0 | 1908.026 | #N/A | #N/A | 88 | #N/A | #N/A | #N/A | #N/A | 1.06% | 1 | 50% | 0% | 0% | 0% | 8.2745 | 0 | 0 | 0 | 8.2745 | #N/A
2007-03-16 16:00 | 3 | 16 | 16 | 75.6251 | 1792 | 48.92 | 57.92 | 996 | 48.92 | 0 | 2382.9738 | Cooling | 397.1623 | #N/A | #N/A | #N/A | #N/A | 0 | 0 | 0 | 0 | 0 | 2382.9738 | #N/A | #N/A | 88 | #N/A | #N/A | #N/A | #N/A | 1.324% | 1 | 50% | 0% | 0% | 0% | 8.2745 | 0 | 0 | 0 | 8.2745 | #N/A
2007-03-16 17:00 | 3 | 16 | 17 | 75.6668 | 1793 | 48.92 | 57.92 | 995 | 48.92 | 0 | 2522.5626 | Cooling | 420.4271 | #N/A | #N/A | #N/A | #N/A | 0 | 0 | 0 | 0 | 0 | 2522.5626 | #N/A | #N/A | 88 | #N/A | #N/A | #N/A | #N/A | 1.401% | 1 | 50% | 0% | 0% | 0% | 8.2745 | 0 | 0 | 0 | 8.2745 | #N/A
2007-03-16 18:00 | 3 | 16 | 18 | 75.7084 | 1794 | 46.04 | 59 | 995 | 46.04 | 0 | 2220.944 | Cooling | 370.1573 | #N/A | #N/A | #N/A | #N/A | 0 | 0 | 0 | 0 | 0 | 2220.944 | #N/A | #N/A | 88 | #N/A | #N/A | #N/A | #N/A | 1.234% | 1 | 50% | 0% | 0% | 0% | 8.2745 | 0 | 0 | 0 | 8.2745 | #N/A
2007-03-16 19:00 | 3 | 16 | 19 | 75.7501 | 1795 | 46.4 | 59 | 995 | 46.4 | 0 | 181.0375 | Cooling | 30.1729 | #N/A | #N/A | #N/A | #N/A | 0 | 0 | 0 | 0 | 0 | 181.0375 | #N/A | #N/A | 88 | #N/A | #N/A | #N/A | #N/A | 0.1006% | 1 | 50% | 0% | 0% | 0% | 8.2745 | 0 | 0 | 0 | 8.2745 | #N/A
2007-03-16 20:00 | 3 | 16 | 20 | 75.7918 | 1796 | 46.04 | 59 | 995 | 46.04 | 0 | 404.6176 | Cooling | 67.4363 | #N/A | #N/A | #N/A | #N/A | 0 | 0 | 0 | 0 | 0 | 404.6176 | #N/A | #N/A | 88 | #N/A | #N/A | #N/A | #N/A | 0.2248% | 1 | 50% | 0% | 0% | 0% | 8.2745 | 0 | 0 | 0 | 8.2745 | #N/A
2007-03-16 21:00 | 3 | 16 | 21 | 75.8334 | 1797 | 44.96 | 59 | 995 | 44.96 | 0 | 399.988 | Cooling | 66.6647 | #N/A | #N/A | #N/A | #N/A | 0 | 0 | 0 | 0 | 0 | 399.988 | #N/A | #N/A | 88 | #N/A | #N/A | #N/A | #N/A | 0.2222% | 1 | 50% | 0% | 0% | 0% | 8.2745 | 0 | 0 | 0 | 8.2745 | #N/A
2007-03-16 22:00 | 3 | 16 | 22 | 75.8751 | 1798 | 44.6 | 60.08 | 995 | 44.6 | 0 | 316.6953 | Cooling | 52.7826 | #N/A | #N/A | #N/A | #N/A | 0 | 0 | 0 | 0 | 0 | 316.6953 | #N/A | #N/A | 88 | #N/A | #N/A | #N/A | #N/A | 0.1759% | 1 | 50% | 0% | 0% | 0% | 8.2745 | 0 | 0 | 0 | 8.2745 | #N/A
2007-03-16 23:00 | 3 | 16 | 23 | 75.9168 | 1799 | 44.06 | 59 | 994 | 44.06 | 0 | 225.2265 | Cooling | 37.5377 | #N/A | #N/A | #N/A | #N/A | 0 | 0 | 0 | 0 | 0 | 225.2265 | #N/A | #N/A | 88 | #N/A | #N/A | #N/A | #N/A | 0.1251% | 1 | 50% | 0% | 0% | 0% | 8.2745 | 0 | 0 | 0 | 8.2745 | #N/A
2007-03-17 | 3 | 17 | 0 | 75.9584 | 1800 | 42.98 | 59 | 994 | 42.98 | 0 | 119.5645 | Cooling | 19.9274 | #N/A | #N/A | #N/A | #N/A | 0 | 0 | 0 | 0 | 0 | 119.5645 | #N/A | #N/A | 88 | #N/A | #N/A | #N/A | #N/A | 0.06642% | 1 | 50% | 0% | 0% | 0% | 8.2745 | 0 | 0 | 0 | 8.2745 | #N/A
2007-03-17 01:00 | 3 | 17 | 1 | 76.0001 | 1801 | 42.08 | 57.92 | 993 | 42.08 | 0 | 87.1976 | Cooling | 14.5329 | #N/A | #N/A | #N/A | #N/A | 0 | 0 | 0 | 0 | 0 | 87.1976 | #N/A | #N/A | 88 | #N/A | #N/A | #N/A | #N/A | 0.04844% | 1 | 50% | 0% | 0% | 0% | 8.2745 | 0 | 0 | 0 | 8.2745 | #N/A
2007-03-17 02:00 | 3 | 17 | 2 | 76.0418 | 1802 | 42.08 | 59 | 992 | 42.08 | 0 | 111.8858 | Cooling | 18.6476 | #N/A | #N/A | #N/A | #N/A | 0 | 0 | 0 | 0 | 0 | 111.8858 | #N/A | #N/A | 88 | #N/A | #N/A | #N/A | #N/A | 0.06216% | 1 | 50% | 0% | 0% | 0% | 8.2745 | 0 | 0 | 0 | 8.2745 | #N/A
2007-03-17 03:00 | 3 | 17 | 3 | 76.0834 | 1803 | 39.2 | 59 | 991 | 39.2 | 0 | 132.209 | Cooling | 22.0348 | #N/A | #N/A | #N/A | #N/A | 0 | 0 | 0 | 0 | 0 | 132.209 | #N/A | #N/A | 88 | #N/A | #N/A | #N/A | #N/A | 0.07345% | 1 | 50% | 0% | 0% | 0% | 8.2745 | 0 | 0 | 0 | 8.2745 | #N/A
2007-03-17 04:00 | 3 | 17 | 4 | 76.1251 | 1804 | 39.02 | 55.94 | 990 | 39.02 | 0 | 78.4665 | Cooling | 13.0778 | #N/A | #N/A | #N/A | #N/A | 0 | 0 | 0 | 0 | 0 | 78.4665 | #N/A | #N/A | 88 | #N/A | #N/A | #N/A | #N/A | 0.04359% | 1 | 50% | 0% | 0% | 0% | 8.2745 | 0 | 0 | 0 | 8.2745 | #N/A
2007-03-17 05:00 | 3 | 17 | 5 | 76.1668 | 1805 | 39.02 | 55.04 | 990 | 39.02 | 0 | 45.7541 | Cooling | 7.6257 | #N/A | #N/A | #N/A | #N/A | 0 | 0 | 0 | 0 | 0 | 45.7541 | #N/A | #N/A | 88 | #N/A | #N/A | #N/A | #N/A | 0.02542% | 1 | 50% | 0% | 0% | 0% | 8.2745 | 0 | 0 | 0 | 8.2745 | #N/A
2007-03-17 06:00 | 3 | 17 | 6 | 76.2084 | 1806 | 33.98 | 53.96 | 989 | 33.98 | 0 | 52.0365 | Cooling | 8.6728 | #N/A | #N/A | #N/A | #N/A | 0 | 0 | 0 | 0 | 0 | 52.0365 | #N/A | #N/A | 88 | #N/A | #N/A | #N/A | #N/A | 0.02891% | 1 | 50% | 0% | 0% | 0% | 8.2745 | 0 | 0 | 0 | 8.2745 | #N/A
2007-03-17 07:00 | 3 | 17 | 7 | 76.2501 | 1807 | 33.98 | 53.96 | 988 | 33.98 | 0 | 75.2658 | Cooling | 12.5443 | #N/A | #N/A | #N/A | #N/A | 0 | 0 | 0 | 0 | 0 | 75.2658 | #N/A | #N/A | 88 | #N/A | #N/A | #N/A | #N/A | 0.04181% | 1 | 50% | 0% | 0% | 0% | 8.2745 | 0 | 0 | 0 | 8.2745 | #N/A
2007-03-17 08:00 | 3 | 17 | 8 | 76.2918 | 1808 | 33.98 | 48.92 | 988 | 33.98 | 0 | 25.4384 | Cooling | 4.2397 | #N/A | #N/A | #N/A | #N/A | 0 | 0 | 0 | 0 | 0 | 25.4384 | #N/A | #N/A | 88 | #N/A | #N/A | #N/A | #N/A | 0.01413% | 1 | 50% | 0% | 0% | 0% | 8.2745 | 0 | 0 | 0 | 8.2745 | #N/A
2007-03-17 09:00 | 3 | 17 | 9 | 76.3334 | 1809 | 46.94 | 48.92 | 988 | 46.94 | 0 | 0.012748 | Cooling | 0.0021246 | #N/A | #N/A | #N/A | #N/A | 0 | 0 | 0 | 0 | 0 | 0.012748 | #N/A | #N/A | 88 | #N/A | #N/A | #N/A | #N/A | 7.082e-06% | 1 | 50% | 0% | 0% | 0% | 8.2745 | 0 | 0 | 0 | 8.2745 | #N/A
2007-03-17 10:00 | 3 | 17 | 10 | 76.3751 | 1810 | 50 | 48.92 | 989 | 50 | 0 | 0.0075968 | Cooling | 0.0012661 | #N/A | #N/A | #N/A | #N/A | 0 | 0 | 0 | 0 | 0 | 0.0075968 | #N/A | #N/A | 88 | #N/A | #N/A | #N/A | #N/A | 4.22e-06% | 1 | 50% | 0% | 0% | 0% | 8.2745 | 0 | 0 | 0 | 8.2745 | #N/A
2007-03-17 11:00 | 3 | 17 | 11 | 76.4168 | 1811 | 50 | 48.92 | 989 | 50 | 0 | 0.0031983 | Cooling | 0.00053304 | #N/A | #N/A | #N/A | #N/A | 0 | 0 | 0 | 0 | 0 | 0.0031983 | #N/A | #N/A | 88 | #N/A | #N/A | #N/A | #N/A | 1.777e-06% | 1 | 50% | 0% | 0% | 0% | 8.2745 | 0 | 0 | 0 | 8.2745 | #N/A
2007-03-17 12:00 | 3 | 17 | 12 | 76.4584 | 1812 | 55.04 | 48.92 | 988 | 55.04 | 0 | 0.00097382 | Cooling | 0.0001623 | #N/A | #N/A | #N/A | #N/A | 0 | 0 | 0 | 0 | 0 | 0.00097382 | #N/A | #N/A | 88 | #N/A | #N/A | #N/A | #N/A | 5.41e-07% | 1 | 50% | 0% | 0% | 0% | 8.2745 | 0 | 0 | 0 | 8.2745 | #N/A
2007-03-17 13:00 | 3 | 17 | 13 | 76.5001 | 1813 | 57.92 | 48.92 | 989 | 57.92 | 0 | 0.00017866 | Cooling | 2.9777e-05 | #N/A | #N/A | #N/A | #N/A | 0 | 0 | 0 | 0 | 0 | 0.00017866 | #N/A | #N/A | 88 | #N/A | #N/A | #N/A | #N/A | 9.926e-08% | 1 | 50% | 0% | 0% | 0% | 8.2745 | 0 | 0 | 0 | 8.2745 | #N/A
2007-03-17 14:00 | 3 | 17 | 14 | 76.5418 | 1814 | 59 | 48.02 | 988 | 59 | 0 | 0.0034801 | Cooling | 0.00058001 | #N/A | #N/A | #N/A | #N/A | 0 | 0 | 0 | 0 | 0 | 0.0034801 | #N/A | #N/A | 88 | #N/A | #N/A | #N/A | #N/A | 1.933e-06% | 1 | 50% | 0% | 0% | 0% | 8.2745 | 0 | 0 | 0 | 8.2745 | #N/A
2007-03-17 15:00 | 3 | 17 | 15 | 76.5834 | 1815 | 60.08 | 48.92 | 987 | 60.08 | 0 | 0.0012129 | Cooling | 0.00020215 | #N/A | #N/A | #N/A | #N/A | 0 | 0 | 0 | 0 | 0 | 0.0012129 | #N/A | #N/A | 88 | #N/A | #N/A | #N/A | #N/A | 6.738e-07% | 1 | 50% | 0% | 0% | 0% | 8.2745 | 0 | 0 | 0 | 8.2745 | #N/A
2007-03-17 16:00 | 3 | 17 | 16 | 76.6251 | 1816 | 60.98 | 48.92 | 988 | 60.98 | 0 | 0 | Cooling | 0 | #N/A | #N/A | #N/A | #N/A | 0 | 0 | 0 | 0 | 0 | 0 | #N/A | #N/A | 88 | #N/A | #N/A | #N/A | #N/A | 0% | 1 | 50% | 0% | 0% | 0% | 8.2745 | 0 | 0 | 0 | 8.2745 | #N/A
2007-03-17 17:00 | 3 | 17 | 17 | 76.6668 | 1817 | 60.98 | 48.92 | 987 | 60.98 | 0 | 2.0131e-05 | Cooling | 3.3551e-06 | #N/A | #N/A | #N/A | #N/A | 0 | 0 | 0 | 0 | 0 | 2.0131e-05 | #N/A | #N/A | 88 | #N/A | #N/A | #N/A | #N/A | 1.118e-08% | 1 | 50% | 0% | 0% | 0% | 8.2745 | 0 | 0 | 0 | 8.2745 | #N/A
2007-03-17 18:00 | 3 | 17 | 18 | 76.7084 | 1818 | 55.04 | 48.92 | 987 | 55.04 | 0 | 4.0261e-05 | Cooling | 6.7102e-06 | #N/A | #N/A | #N/A | #N/A | 0 | 0 | 0 | 0 | 0 | 4.0261e-05 | #N/A | #N/A | 88 | #N/A | #N/A | #N/A | #N/A | 2.237e-08% | 1 | 50% | 0% | 0% | 0% | 8.2745 | 0 | 0 | 0 | 8.2745 | #N/A
2007-03-17 19:00 | 3 | 17 | 19 | 76.7501 | 1819 | 51.08 | 46.04 | 988 | 51.08 | 0 | 0.00044539 | Cooling | 7.4232e-05 | #N/A | #N/A | #N/A | #N/A | 0 | 0 | 0 | 0 | 0 | 0.00044539 | #N/A | #N/A | 88 | #N/A | #N/A | #N/A | #N/A | 2.474e-07% | 1 | 50% | 0% | 0% | 0% | 8.2745 | 0 | 0 | 0 | 8.2745 | #N/A
2007-03-17 20:00 | 3 | 17 | 20 | 76.7918 | 1820 | 51.08 | 37.94 | 989 | 51.08 | 0 | 0.073336 | Cooling | 0.012223 | #N/A | #N/A | #N/A | #N/A | 0 | 0 | 0 | 0 | 0 | 0.073336 | #N/A | #N/A | 88 | #N/A | #N/A | #N/A | #N/A | 4.074e-05% | 1 | 50% | 0% | 0% | 0% | 8.2745 | 0 | 0 | 0 | 8.2745 | #N/A
2007-03-17 21:00 | 3 | 17 | 21 | 76.8334 | 1821 | 51.98 | 35.96 | 991 | 51.98 | 0 | 0.14671 | Cooling | 0.024452 | #N/A | #N/A | #N/A | #N/A | 0 | 0 | 0 | 0 | 0 | 0.14671 | #N/A | #N/A | 88 | #N/A | #N/A | #N/A | #N/A | 8.151e-05% | 1 | 50% | 0% | 0% | 0% | 8.2745 | 0 | 0 | 0 | 8.2745 | #N/A
2007-03-17 22:00 | 3 | 17 | 22 | 76.8751 | 1822 | 50 | 35.96 | 991 | 50 | 0 | 0.1023 | Cooling | 0.017051 | #N/A | #N/A | #N/A | #N/A | 0 | 0 | 0 | 0 | 0 | 0.1023 | #N/A | #N/A | 88 | #N/A | #N/A | #N/A | #N/A | 5.684e-05% | 1 | 50% | 0% | 0% | 0% | 8.2745 | 0 | 0 | 0 | 8.2745 | #N/A
2007-03-17 23:00 | 3 | 17 | 23 | 76.9168 | 1823 | 50 | 33.98 | 991 | 50 | 0 | 0.067151 | Cooling | 0.011192 | #N/A | #N/A | #N/A | #N/A | 0 | 0 | 0 | 0 | 0 | 0.067151 | #N/A | #N/A | 88 | #N/A | #N/A | #N/A | #N/A | 3.731e-05% | 1 | 50% | 0% | 0% | 0% | 8.2745 | 0 | 0 | 0 | 8.2745 | #N/A
2007-03-18 | 3 | 18 | 0 | 76.9584 | 1824 | 50 | 33.08 | 991 | 50 | 0 | 0.022526 | Cooling | 0.0037544 | #N/A | #N/A | #N/A | #N/A | 0 | 0 | 0 | 0 | 0 | 0.022526 | #N/A | #N/A | 88 | #N/A | #N/A | #N/A | #N/A | 1.251e-05% | 1 | 50% | 0% | 0% | 0% | 8.2745 | 0 | 0 | 0 | 8.2745 | #N/A
2007-03-18 01:00 | 3 | 18 | 1 | 77.0001 | 1825 | 51.98 | 33.08 | 991 | 51.98 | 0 | 0.050236 | Cooling | 0.0083727 | #N/A | #N/A | #N/A | #N/A | 0 | 0 | 0 | 0 | 0 | 0.050236 | #N/A | #N/A | 88 | #N/A | #N/A | #N/A | #N/A | 2.791e-05% | 1 | 50% | 0% | 0% | 0% | 8.2745 | 0 | 0 | 0 | 8.2745 | #N/A
2007-03-18 02:00 | 3 | 18 | 2 | 77.0418 | 1826 | 51.98 | 33.98 | 992 | 51.98 | 0 | 0.04463 | Cooling | 0.0074383 | #N/A | #N/A | #N/A | #N/A | 0 | 0 | 0 | 0 | 0 | 0.04463 | #N/A | #N/A | 88 | #N/A | #N/A | #N/A | #N/A | 2.479e-05% | 1 | 50% | 0% | 0% | 0% | 8.2745 | 0 | 0 | 0 | 8.2745 | #N/A
2007-03-18 03:00 | 3 | 18 | 3 | 77.0834 | 1827 | 51.98 | 33.98 | 991 | 51.98 | 0 | 0.034889 | Cooling | 0.0058148 | #N/A | #N/A | #N/A | #N/A | 0 | 0 | 0 | 0 | 0 | 0.034889 | #N/A | #N/A | 88 | #N/A | #N/A | #N/A | #N/A | 1.938e-05% | 1 | 50% | 0% | 0% | 0% | 8.2745 | 0 | 0 | 0 | 8.2745 | #N/A
2007-03-18 04:00 | 3 | 18 | 4 | 77.1251 | 1828 | 50 | 35.06 | 991 | 50 | 0 | 0.021676 | Cooling | 0.0036126 | #N/A | #N/A | #N/A | #N/A | 0 | 0 | 0 | 0 | 0 | 0.021676 | #N/A | #N/A | 88 | #N/A | #N/A | #N/A | #N/A | 1.204e-05% | 1 | 50% | 0% | 0% | 0% | 8.2745 | 0 | 0 | 0 | 8.2745 | #N/A
2007-03-18 05:00 | 3 | 18 | 5 | 77.1668 | 1829 | 50 | 35.06 | 991 | 50 | 0 | 0.0075389 | Cooling | 0.0012565 | #N/A | #N/A | #N/A | #N/A | 0 | 0 | 0 | 0 | 0 | 0.0075389 | #N/A | #N/A | 88 | #N/A | #N/A | #N/A | #N/A | 4.188e-06% | 1 | 50% | 0% | 0% | 0% | 8.2745 | 0 | 0 | 0 | 8.2745 | #N/A
2007-03-18 06:00 | 3 | 18 | 6 | 77.2084 | 1830 | 51.98 | 33.08 | 991 | 51.98 | 0 | 0.050581 | Cooling | 0.0084301 | #N/A | #N/A | #N/A | #N/A | 0 | 0 | 0 | 0 | 0 | 0.050581 | #N/A | #N/A | 88 | #N/A | #N/A | #N/A | #N/A | 2.81e-05% | 1 | 50% | 0% | 0% | 0% | 8.2745 | 0 | 0 | 0 | 8.2745 | #N/A
2007-03-18 07:00 | 3 | 18 | 7 | 77.2501 | 1831 | 51.98 | 32 | 992 | 51.98 | 107.78 | 0 | Heating | 14.3707 | #N/A | #N/A | #N/A | #N/A | 107.78 | #N/A | #N/A | 4.7043 | #N/A | 0 | 0 | 0 | 0 | 0 | 0 | 0 | 0 | 0.0479% | 1 | 50% | 0% | 0% | 0% | 8.2745 | 0 | 0 | 0 | 8.2745 | #N/A
2007-03-18 08:00 | 3 | 18 | 8 | 77.2918 | 1832 | 51.98 | 30.02 | 992 | 51.98 | 11.9902 | 0 | Heating | 1.5987 | #N/A | #N/A | #N/A | #N/A | 11.9902 | #N/A | #N/A | 4.7043 | #N/A | 0 | 0 | 0 | 0 | 0 | 0 | 0 | 0 | 0.005329% | 1 | 50% | 0% | 0% | 0% | 8.2745 | 0 | 0 | 0 | 8.2745 | #N/A
2007-03-18 09:00 | 3 | 18 | 9 | 77.3334 | 1833 | 53.96 | 33.98 | 993 | 53.96 | 0 | 0.15155 | Cooling | 0.025258 | #N/A | #N/A | #N/A | #N/A | 0 | 0 | 0 | 0 | 0 | 0.15155 | #N/A | #N/A | 88 | #N/A | #N/A | #N/A | #N/A | 8.419e-05% | 1 | 50% | 0% | 0% | 0% | 8.2745 | 0 | 0 | 0 | 8.2745 | #N/A
2007-03-18 10:00 | 3 | 18 | 10 | 77.3751 | 1834 | 57.92 | 33.98 | 994 | 57.92 | 0 | 0.14066 | Cooling | 0.023443 | #N/A | #N/A | #N/A | #N/A | 0 | 0 | 0 | 0 | 0 | 0.14066 | #N/A | #N/A | 88 | #N/A | #N/A | #N/A | #N/A | 7.814e-05% | 1 | 50% | 0% | 0% | 0% | 8.2745 | 0 | 0 | 0 | 8.2745 | #N/A
2007-03-18 11:00 | 3 | 18 | 11 | 77.4168 | 1835 | 57.92 | 30.92 | 994 | 57.92 | 0 | 0.84655 | Cooling | 0.14109 | #N/A | #N/A | #N/A | #N/A | 0 | 0 | 0 | 0 | 0 | 0.84655 | #N/A | #N/A | 88 | #N/A | #N/A | #N/A | #N/A | 0.0004703% | 1 | 50% | 0% | 0% | 0% | 8.2745 | 0 | 0 | 0 | 8.2745 | #N/A
2007-03-18 12:00 | 3 | 18 | 12 | 77.4584 | 1836 | 60.08 | 26.96 | 995 | 60.08 | 0 | 1.1718 | Cooling | 0.1953 | #N/A | #N/A | #N/A | #N/A | 0 | 0 | 0 | 0 | 0 | 1.1718 | #N/A | #N/A | 88 | #N/A | #N/A | #N/A | #N/A | 0.000651% | 1 | 50% | 0% | 0% | 0% | 8.2745 | 0 | 0 | 0 | 8.2745 | #N/A
2007-03-18 13:00 | 3 | 18 | 13 | 77.5001 | 1837 | 60.98 | 28.04 | 996 | 60.98 | 0 | 0.75885 | Cooling | 0.12648 | #N/A | #N/A | #N/A | #N/A | 0 | 0 | 0 | 0 | 0 | 0.75885 | #N/A | #N/A | 88 | #N/A | #N/A | #N/A | #N/A | 0.0004216% | 1 | 50% | 0% | 0% | 0% | 8.2745 | 0 | 0 | 0 | 8.2745 | #N/A
2007-03-18 14:00 | 3 | 18 | 14 | 77.5418 | 1838 | 60.98 | 33.98 | 997 | 60.98 | 0 | 0.57385 | Cooling | 0.095642 | #N/A | #N/A | #N/A | #N/A | 0 | 0 | 0 | 0 | 0 | 0.57385 | #N/A | #N/A | 88 | #N/A | #N/A | #N/A | #N/A | 0.0003188% | 1 | 50% | 0% | 0% | 0% | 8.2745 | 0 | 0 | 0 | 8.2745 | #N/A
2007-03-18 15:00 | 3 | 18 | 15 | 77.5834 | 1839 | 60.08 | 30.92 | 998 | 60.08 | 0 | 0.81474 | Cooling | 0.13579 | #N/A | #N/A | #N/A | #N/A | 0 | 0 | 0 | 0 | 0 | 0.81474 | #N/A | #N/A | 88 | #N/A | #N/A | #N/A | #N/A | 0.0004526% | 1 | 50% | 0% | 0% | 0% | 8.2745 | 0 | 0 | 0 | 8.2745 | #N/A
2007-03-18 16:00 | 3 | 18 | 16 | 77.6251 | 1840 | 57.92 | 26.06 | 999 | 57.92 | 0 | 1.2861 | Cooling | 0.21435 | #N/A | #N/A | #N/A | #N/A | 0 | 0 | 0 | 0 | 0 | 1.2861 | #N/A | #N/A | 88 | #N/A | #N/A | #N/A | #N/A | 0.0007145% | 1 | 50% | 0% | 0% | 0% | 8.2745 | 0 | 0 | 0 | 8.2745 | #N/A
2007-03-18 17:00 | 3 | 18 | 17 | 77.6668 | 1841 | 57.92 | 23 | 1000 | 57.92 | 0 | 0.24442 | Cooling | 0.040737 | #N/A | #N/A | #N/A | #N/A | 0 | 0 | 0 | 0 | 0 | 0.24442 | #N/A | #N/A | 88 | #N/A | #N/A | #N/A | #N/A | 0.0001358% | 1 | 50% | 0% | 0% | 0% | 8.2745 | 0 | 0 | 0 | 8.2745 | #N/A
2007-03-18 18:00 | 3 | 18 | 18 | 77.7084 | 1842 | 53.06 | 23 | 1001 | 53.06 | 0 | 0.19422 | Cooling | 0.03237 | #N/A | #N/A | #N/A | #N/A | 0 | 0 | 0 | 0 | 0 | 0.19422 | #N/A | #N/A | 88 | #N/A | #N/A | #N/A | #N/A | 0.0001079% | 1 | 50% | 0% | 0% | 0% | 8.2745 | 0 | 0 | 0 | 8.2745 | #N/A
2007-03-18 19:00 | 3 | 18 | 19 | 77.7501 | 1843 | 51.08 | 23 | 1002 | 51.08 | 0 | 0.71396 | Cooling | 0.11899 | #N/A | #N/A | #N/A | #N/A | 0 | 0 | 0 | 0 | 0 | 0.71396 | #N/A | #N/A | 88 | #N/A | #N/A | #N/A | #N/A | 0.0003966% | 1 | 50% | 0% | 0% | 0% | 8.2745 | 0 | 0 | 0 | 8.2745 | #N/A
2007-03-18 20:00 | 3 | 18 | 20 | 77.7918 | 1844 | 51.08 | 24.08 | 1003 | 51.08 | 2.0623 | 0 | Heating | 0.27498 | #N/A | #N/A | #N/A | #N/A | 2.0623 | #N/A | #N/A | 4.6159 | #N/A | 0 | 0 | 0 | 0 | 0 | 0 | 0 | 0 | 0.0009166% | 1 | 50% | 0% | 0% | 0% | 8.2745 | 0 | 0 | 0 | 8.2745 | #N/A
2007-03-18 21:00 | 3 | 18 | 21 | 77.8334 | 1845 | 46.04 | 21.92 | 1004 | 46.04 | 9.9714 | 0 | Heating | 1.3295 | #N/A | #N/A | #N/A | #N/A | 9.9714 | #N/A | #N/A | 4.1705 | #N/A | 0 | 0 | 0 | 0 | 0 | 0 | 0 | 0 | 0.004432% | 1 | 50% | 0% | 0% | 0% | 8.2745 | 0 | 0 | 0 | 8.2745 | #N/A
2007-03-18 22:00 | 3 | 18 | 22 | 77.8751 | 1846 | 44.96 | 19.94 | 1005 | 44.96 | 15.1419 | 0 | Heating | 2.0189 | #N/A | #N/A | #N/A | #N/A | 15.1419 | #N/A | #N/A | 4.0856 | #N/A | 0 | 0 | 0 | 0 | 0 | 0 | 0 | 0 | 0.00673% | 1 | 50% | 0% | 0% | 0% | 8.2745 | 0 | 0 | 0 | 8.2745 | #N/A
2007-03-18 23:00 | 3 | 18 | 23 | 77.9168 | 1847 | 44.96 | 19.94 | 1005 | 44.96 | 0 | 0 | Cooling | 0 | #N/A | #N/A | #N/A | #N/A | 0 | 0 | 0 | 0 | 0 | 0 | #N/A | #N/A | 88 | #N/A | #N/A | #N/A | #N/A | 0% | 1 | 50% | 0% | 0% | 0% | 8.2745 | 0 | 0 | 0 | 8.2745 | #N/A
2007-03-19 | 3 | 19 | 0 | 77.9584 | 1848 | 44.06 | 21.02 | 1005 | 44.06 | 0 | 0 | Cooling | 0 | #N/A | #N/A | #N/A | #N/A | 0 | 0 | 0 | 0 | 0 | 0 | #N/A | #N/A | 88 | #N/A | #N/A | #N/A | #N/A | 0% | 1 | 50% | 0% | 0% | 0% | 8.2745 | 0 | 0 | 0 | 8.2745 | #N/A
2007-03-19 01:00 | 3 | 19 | 1 | 78.0001 | 1849 | 44.96 | 24.08 | 1006 | 44.96 | 0 | 0 | Cooling | 0 | #N/A | #N/A | #N/A | #N/A | 0 | 0 | 0 | 0 | 0 | 0 | #N/A | #N/A | 88 | #N/A | #N/A | #N/A | #N/A | 0% | 1 | 50% | 0% | 0% | 0% | 8.2745 | 0 | 0 | 0 | 8.2745 | #N/A
2007-03-19 02:00 | 3 | 19 | 2 | 78.0418 | 1850 | 44.96 | 24.08 | 1006 | 44.96 | 0 | 0 | Cooling | 0 | #N/A | #N/A | #N/A | #N/A | 0 | 0 | 0 | 0 | 0 | 0 | #N/A | #N/A | 88 | #N/A | #N/A | #N/A | #N/A | 0% | 1 | 50% | 0% | 0% | 0% | 8.2745 | 0 | 0 | 0 | 8.2745 | #N/A
2007-03-19 03:00 | 3 | 19 | 3 | 78.0834 | 1851 | 42.08 | 24.08 | 1006 | 42.08 | 0 | 0 | Cooling | 0 | #N/A | #N/A | #N/A | #N/A | 0 | 0 | 0 | 0 | 0 | 0 | #N/A | #N/A | 88 | #N/A | #N/A | #N/A | #N/A | 0% | 1 | 50% | 0% | 0% | 0% | 8.2745 | 0 | 0 | 0 | 8.2745 | #N/A
2007-03-19 04:00 | 3 | 19 | 4 | 78.1251 | 1852 | 39.92 | 24.08 | 1006 | 39.92 | 0 | 0 | Cooling | 0 | #N/A | #N/A | #N/A | #N/A | 0 | 0 | 0 | 0 | 0 | 0 | #N/A | #N/A | 88 | #N/A | #N/A | #N/A | #N/A | 0% | 1 | 50% | 0% | 0% | 0% | 8.2745 | 0 | 0 | 0 | 8.2745 | #N/A
2007-03-19 05:00 | 3 | 19 | 5 | 78.1668 | 1853 | 39.92 | 26.06 | 1006 | 39.92 | 0 | 0 | Cooling | 0 | #N/A | #N/A | #N/A | #N/A | 0 | 0 | 0 | 0 | 0 | 0 | #N/A | #N/A | 88 | #N/A | #N/A | #N/A | #N/A | 0% | 1 | 50% | 0% | 0% | 0% | 8.2745 | 0 | 0 | 0 | 8.2745 | #N/A
2007-03-19 06:00 | 3 | 19 | 6 | 78.2084 | 1854 | 39.02 | 24.98 | 1006 | 39.02 | 2.8334 | 0 | Heating | 0.37778 | #N/A | #N/A | #N/A | #N/A | 2.8334 | #N/A | #N/A | 3.6785 | #N/A | 0 | 0 | 0 | 0 | 0 | 0 | 0 | 0 | 0.001259% | 1 | 50% | 0% | 0% | 0% | 8.2745 | 0 | 0 | 0 | 8.2745 | #N/A
2007-03-19 07:00 | 3 | 19 | 7 | 78.2501 | 1855 | 37.94 | 26.06 | 1006 | 37.94 | 404.461 | 0 | Heating | 53.9281 | #N/A | #N/A | #N/A | #N/A | 404.461 | #N/A | #N/A | 3.6146 | #N/A | 0 | 0 | 0 | 0 | 0 | 0 | 0 | 0 | 0.1798% | 1 | 50% | 0% | 0% | 0% | 8.2745 | 0 | 0 | 0 | 8.2745 | #N/A
2007-03-19 08:00 | 3 | 19 | 8 | 78.2918 | 1856 | 37.94 | 26.06 | 1006 | 37.94 | 88.8712 | 0 | Heating | 11.8495 | #N/A | #N/A | #N/A | #N/A | 88.8712 | #N/A | #N/A | 3.6146 | #N/A | 0 | 0 | 0 | 0 | 0 | 0 | 0 | 0 | 0.0395% | 1 | 50% | 0% | 0% | 0% | 8.2745 | 0 | 0 | 0 | 8.2745 | #N/A
2007-03-19 09:00 | 3 | 19 | 9 | 78.3334 | 1857 | 37.4 | 26.06 | 1006 | 37.4 | 3.3101 | 0 | Heating | 0.44134 | #N/A | #N/A | #N/A | #N/A | 3.3101 | #N/A | #N/A | 3.5838 | #N/A | 0 | 0 | 0 | 0 | 0 | 0 | 0 | 0 | 0.001471% | 1 | 50% | 0% | 0% | 0% | 8.2745 | 0 | 0 | 0 | 8.2745 | #N/A
2007-03-19 10:00 | 3 | 19 | 10 | 78.3751 | 1858 | 35.6 | 24.98 | 1006 | 35.6 | 0.23755 | 0 | Heating | 0.031674 | #N/A | #N/A | #N/A | #N/A | 0.23755 | #N/A | #N/A | 3.4863 | #N/A | 0 | 0 | 0 | 0 | 0 | 0 | 0 | 0 | 0.0001056% | 1 | 50% | 0% | 0% | 0% | 8.2745 | 0 | 0 | 0 | 8.2745 | #N/A
2007-03-19 11:00 | 3 | 19 | 11 | 78.4168 | 1859 | 35.96 | 28.94 | 1007 | 35.96 | 0.35641 | 0 | Heating | 0.047521 | #N/A | #N/A | #N/A | #N/A | 0.35641 | #N/A | #N/A | 3.5052 | #N/A | 0 | 0 | 0 | 0 | 0 | 0 | 0 | 0 | 0.0001584% | 1 | 50% | 0% | 0% | 0% | 8.2745 | 0 | 0 | 0 | 8.2745 | #N/A
2007-03-19 12:00 | 3 | 19 | 12 | 78.4584 | 1860 | 39.92 | 35.96 | 1007 | 39.92 | 1.3914 | 0 | Heating | 0.18552 | #N/A | #N/A | #N/A | #N/A | 1.3914 | #N/A | #N/A | 3.7339 | #N/A | 0 | 0 | 0 | 0 | 0 | 0 | 0 | 0 | 0.0006184% | 1 | 50% | 0% | 0% | 0% | 8.2745 | 0 | 0 | 0 | 8.2745 | #N/A
2007-03-19 13:00 | 3 | 19 | 13 | 78.5001 | 1861 | 42.08 | 35.96 | 1007 | 42.08 | 4.6336 | 0 | Heating | 0.61782 | #N/A | #N/A | #N/A | #N/A | 4.6336 | #N/A | #N/A | 3.8759 | #N/A | 0 | 0 | 0 | 0 | 0 | 0 | 0 | 0 | 0.002059% | 1 | 50% | 0% | 0% | 0% | 8.2745 | 0 | 0 | 0 | 8.2745 | #N/A
2007-03-19 14:00 | 3 | 19 | 14 | 78.5418 | 1862 | 42.08 | 37.04 | 1006 | 42.08 | 0 | 0.082221 | Cooling | 0.013704 | #N/A | #N/A | #N/A | #N/A | 0 | 0 | 0 | 0 | 0 | 0.082221 | #N/A | #N/A | 88 | #N/A | #N/A | #N/A | #N/A | 4.568e-05% | 1 | 50% | 0% | 0% | 0% | 8.2745 | 0 | 0 | 0 | 8.2745 | #N/A
2007-03-19 15:00 | 3 | 19 | 15 | 78.5834 | 1863 | 44.96 | 35.96 | 1006 | 44.96 | 0 | 0.5144 | Cooling | 0.085733 | #N/A | #N/A | #N/A | #N/A | 0 | 0 | 0 | 0 | 0 | 0.5144 | #N/A | #N/A | 88 | #N/A | #N/A | #N/A | #N/A | 0.0002858% | 1 | 50% | 0% | 0% | 0% | 8.2745 | 0 | 0 | 0 | 8.2745 | #N/A
2007-03-19 16:00 | 3 | 19 | 16 | 78.6251 | 1864 | 44.06 | 35.96 | 1006 | 44.06 | 0 | 0.64831 | Cooling | 0.10805 | #N/A | #N/A | #N/A | #N/A | 0 | 0 | 0 | 0 | 0 | 0.64831 | #N/A | #N/A | 88 | #N/A | #N/A | #N/A | #N/A | 0.0003602% | 1 | 50% | 0% | 0% | 0% | 8.2745 | 0 | 0 | 0 | 8.2745 | #N/A
2007-03-19 17:00 | 3 | 19 | 17 | 78.6668 | 1865 | 44.06 | 37.94 | 1006 | 44.06 | 0 | 0.61902 | Cooling | 0.10317 | #N/A | #N/A | #N/A | #N/A | 0 | 0 | 0 | 0 | 0 | 0.61902 | #N/A | #N/A | 88 | #N/A | #N/A | #N/A | #N/A | 0.0003439% | 1 | 50% | 0% | 0% | 0% | 8.2745 | 0 | 0 | 0 | 8.2745 | #N/A
2007-03-19 18:00 | 3 | 19 | 18 | 78.7084 | 1866 | 39.92 | 37.94 | 1006 | 39.92 | 0 | 0.62669 | Cooling | 0.10445 | #N/A | #N/A | #N/A | #N/A | 0 | 0 | 0 | 0 | 0 | 0.62669 | #N/A | #N/A | 88 | #N/A | #N/A | #N/A | #N/A | 0.0003482% | 1 | 50% | 0% | 0% | 0% | 8.2745 | 0 | 0 | 0 | 8.2745 | #N/A
2007-03-19 19:00 | 3 | 19 | 19 | 78.7501 | 1867 | 37.94 | 37.94 | 1006 | 37.94 | 4.0717 | 0 | Heating | 0.54289 | #N/A | #N/A | #N/A | #N/A | 4.0717 | #N/A | #N/A | 3.6146 | #N/A | 0 | 0 | 0 | 0 | 0 | 0 | 0 | 0 | 0.00181% | 1 | 50% | 0% | 0% | 0% | 8.2745 | 0 | 0 | 0 | 8.2745 | #N/A
2007-03-19 20:00 | 3 | 19 | 20 | 78.7918 | 1868 | 37.94 | 37.94 | 1007 | 37.94 | 8.0642 | 0 | Heating | 1.0752 | #N/A | #N/A | #N/A | #N/A | 8.0642 | #N/A | #N/A | 3.6146 | #N/A | 0 | 0 | 0 | 0 | 0 | 0 | 0 | 0 | 0.003584% | 1 | 50% | 0% | 0% | 0% | 8.2745 | 0 | 0 | 0 | 8.2745 | #N/A
2007-03-19 21:00 | 3 | 19 | 21 | 78.8334 | 1869 | 32 | 37.94 | 1007 | 32 | 13.9983 | 0 | Heating | 1.8664 | #N/A | #N/A | #N/A | #N/A | 13.9983 | #N/A | #N/A | 3.3135 | #N/A | 0 | 0 | 0 | 0 | 0 | 0 | 0 | 0 | 0.006221% | 1 | 50% | 0% | 0% | 0% | 8.2745 | 0 | 0 | 0 | 8.2745 | #N/A
2007-03-19 22:00 | 3 | 19 | 22 | 78.8751 | 1870 | 30.92 | 37.04 | 1007 | 30.92 | 19.7885 | 0 | Heating | 2.6385 | #N/A | #N/A | #N/A | #N/A | 19.7885 | #N/A | #N/A | 3.2671 | #N/A | 0 | 0 | 0 | 0 | 0 | 0 | 0 | 0 | 0.008795% | 1 | 50% | 0% | 0% | 0% | 8.2745 | 0 | 0 | 0 | 8.2745 | #N/A
2007-03-19 23:00 | 3 | 19 | 23 | 78.9168 | 1871 | 30.92 | 37.94 | 1006 | 30.92 | 0 | 0 | Cooling | 0 | #N/A | #N/A | #N/A | #N/A | 0 | 0 | 0 | 0 | 0 | 0 | #N/A | #N/A | 88 | #N/A | #N/A | #N/A | #N/A | 0% | 1 | 50% | 0% | 0% | 0% | 8.2745 | 0 | 0 | 0 | 8.2745 | #N/A
2007-03-20 | 3 | 20 | 0 | 78.9584 | 1872 | 28.94 | 37.04 | 1006 | 28.94 | 0 | 0 | Cooling | 0 | #N/A | #N/A | #N/A | #N/A | 0 | 0 | 0 | 0 | 0 | 0 | #N/A | #N/A | 88 | #N/A | #N/A | #N/A | #N/A | 0% | 1 | 50% | 0% | 0% | 0% | 8.2745 | 0 | 0 | 0 | 8.2745 | #N/A
2007-03-20 01:00 | 3 | 20 | 1 | 79.0001 | 1873 | 28.94 | 37.94 | 1006 | 28.94 | 0 | 0 | Cooling | 0 | #N/A | #N/A | #N/A | #N/A | 0 | 0 | 0 | 0 | 0 | 0 | #N/A | #N/A | 88 | #N/A | #N/A | #N/A | #N/A | 0% | 1 | 50% | 0% | 0% | 0% | 8.2745 | 0 | 0 | 0 | 8.2745 | #N/A
2007-03-20 02:00 | 3 | 20 | 2 | 79.0418 | 1874 | 28.94 | 33.98 | 1006 | 28.94 | 0 | 0 | Cooling | 0 | #N/A | #N/A | #N/A | #N/A | 0 | 0 | 0 | 0 | 0 | 0 | #N/A | #N/A | 88 | #N/A | #N/A | #N/A | #N/A | 0% | 1 | 50% | 0% | 0% | 0% | 8.2745 | 0 | 0 | 0 | 8.2745 | #N/A
2007-03-20 03:00 | 3 | 20 | 3 | 79.0834 | 1875 | 26.06 | 33.08 | 1006 | 26.06 | 0 | 0 | Cooling | 0 | #N/A | #N/A | #N/A | #N/A | 0 | 0 | 0 | 0 | 0 | 0 | #N/A | #N/A | 88 | #N/A | #N/A | #N/A | #N/A | 0% | 1 | 50% | 0% | 0% | 0% | 8.2745 | 0 | 0 | 0 | 8.2745 | #N/A
2007-03-20 04:00 | 3 | 20 | 4 | 79.1251 | 1876 | 24.08 | 32 | 1006 | 24.08 | 0.75715 | 0 | Heating | 0.10095 | #N/A | #N/A | #N/A | #N/A | 0.75715 | #N/A | #N/A | 3.0238 | #N/A | 0 | 0 | 0 | 0 | 0 | 0 | 0 | 0 | 0.0003365% | 1 | 50% | 0% | 0% | 0% | 8.2745 | 0 | 0 | 0 | 8.2745 | #N/A
2007-03-20 05:00 | 3 | 20 | 5 | 79.1668 | 1877 | 24.08 | 30.92 | 1006 | 24.08 | 5.5855 | 0 | Heating | 0.74474 | #N/A | #N/A | #N/A | #N/A | 5.5855 | #N/A | #N/A | 3.0238 | #N/A | 0 | 0 | 0 | 0 | 0 | 0 | 0 | 0 | 0.002482% | 1 | 50% | 0% | 0% | 0% | 8.2745 | 0 | 0 | 0 | 8.2745 | #N/A
2007-03-20 06:00 | 3 | 20 | 6 | 79.2084 | 1878 | 21.92 | 28.94 | 1006 | 21.92 | 9.3866 | 0 | Heating | 1.2515 | #N/A | #N/A | #N/A | #N/A | 9.3866 | #N/A | #N/A | 2.9629 | #N/A | 0 | 0 | 0 | 0 | 0 | 0 | 0 | 0 | 0.004172% | 1 | 50% | 0% | 0% | 0% | 8.2745 | 0 | 0 | 0 | 8.2745 | #N/A
2007-03-20 07:00 | 3 | 20 | 7 | 79.2501 | 1879 | 24.08 | 28.94 | 1006 | 24.08 | 499.0511 | 0 | Heating | 66.5402 | #N/A | #N/A | #N/A | #N/A | 499.0511 | #N/A | #N/A | 3.0238 | #N/A | 0 | 0 | 0 | 0 | 0 | 0 | 0 | 0 | 0.2218% | 1 | 50% | 0% | 0% | 0% | 8.2745 | 0 | 0 | 0 | 8.2745 | #N/A
2007-03-20 08:00 | 3 | 20 | 8 | 79.2918 | 1880 | 24.08 | 28.94 | 1005 | 24.08 | 270.6995 | 0 | Heating | 36.0933 | #N/A | #N/A | #N/A | #N/A | 270.6995 | #N/A | #N/A | 3.0238 | #N/A | 0 | 0 | 0 | 0 | 0 | 0 | 0 | 0 | 0.1203% | 1 | 50% | 0% | 0% | 0% | 8.2745 | 0 | 0 | 0 | 8.2745 | #N/A
2007-03-20 09:00 | 3 | 20 | 9 | 79.3334 | 1881 | 33.08 | 30.02 | 1005 | 33.08 | 31.0245 | 0 | Heating | 4.1366 | #N/A | #N/A | #N/A | #N/A | 31.0245 | #N/A | #N/A | 3.3624 | #N/A | 0 | 0 | 0 | 0 | 0 | 0 | 0 | 0 | 0.01379% | 1 | 50% | 0% | 0% | 0% | 8.2745 | 0 | 0 | 0 | 8.2745 | #N/A
2007-03-20 10:00 | 3 | 20 | 10 | 79.3751 | 1882 | 37.04 | 30.92 | 1005 | 37.04 | 19.9272 | 0 | Heating | 2.657 | #N/A | #N/A | #N/A | #N/A | 19.9272 | #N/A | #N/A | 3.5637 | #N/A | 0 | 0 | 0 | 0 | 0 | 0 | 0 | 0 | 0.008857% | 1 | 50% | 0% | 0% | 0% | 8.2745 | 0 | 0 | 0 | 8.2745 | #N/A
2007-03-20 11:00 | 3 | 20 | 11 | 79.4168 | 1883 | 37.04 | 32 | 1005 | 37.04 | 20.6701 | 0 | Heating | 2.756 | #N/A | #N/A | #N/A | #N/A | 20.6701 | #N/A | #N/A | 3.5637 | #N/A | 0 | 0 | 0 | 0 | 0 | 0 | 0 | 0 | 0.009187% | 1 | 50% | 0% | 0% | 0% | 8.2745 | 0 | 0 | 0 | 8.2745 | #N/A
2007-03-20 12:00 | 3 | 20 | 12 | 79.4584 | 1884 | 39.02 | 32 | 1004 | 39.02 | 16.6967 | 0 | Heating | 2.2262 | #N/A | #N/A | #N/A | #N/A | 16.6967 | #N/A | #N/A | 3.6785 | #N/A | 0 | 0 | 0 | 0 | 0 | 0 | 0 | 0 | 0.007421% | 1 | 50% | 0% | 0% | 0% | 8.2745 | 0 | 0 | 0 | 8.2745 | #N/A
2007-03-20 13:00 | 3 | 20 | 13 | 79.5001 | 1885 | 39.92 | 33.08 | 1003 | 39.92 | 17.0745 | 0 | Heating | 2.2766 | #N/A | #N/A | #N/A | #N/A | 17.0745 | #N/A | #N/A | 3.7339 | #N/A | 0 | 0 | 0 | 0 | 0 | 0 | 0 | 0 | 0.007589% | 1 | 50% | 0% | 0% | 0% | 8.2745 | 0 | 0 | 0 | 8.2745 | #N/A
2007-03-20 14:00 | 3 | 20 | 14 | 79.5418 | 1886 | 39.92 | 33.08 | 1002 | 39.92 | 9.774 | 0 | Heating | 1.3032 | #N/A | #N/A | #N/A | #N/A | 9.774 | #N/A | #N/A | 3.7339 | #N/A | 0 | 0 | 0 | 0 | 0 | 0 | 0 | 0 | 0.004344% | 1 | 50% | 0% | 0% | 0% | 8.2745 | 0 | 0 | 0 | 8.2745 | #N/A
2007-03-20 15:00 | 3 | 20 | 15 | 79.5834 | 1887 | 44.06 | 32 | 1002 | 44.06 | 8.8215 | 0 | Heating | 1.1762 | #N/A | #N/A | #N/A | #N/A | 8.8215 | #N/A | #N/A | 4.0174 | #N/A | 0 | 0 | 0 | 0 | 0 | 0 | 0 | 0 | 0.003921% | 1 | 50% | 0% | 0% | 0% | 8.2745 | 0 | 0 | 0 | 8.2745 | #N/A
2007-03-20 16:00 | 3 | 20 | 16 | 79.6251 | 1888 | 44.96 | 33.08 | 1002 | 44.96 | 9.1839 | 0 | Heating | 1.2245 | #N/A | #N/A | #N/A | #N/A | 9.1839 | #N/A | #N/A | 4.0856 | #N/A | 0 | 0 | 0 | 0 | 0 | 0 | 0 | 0 | 0.004082% | 1 | 50% | 0% | 0% | 0% | 8.2745 | 0 | 0 | 0 | 8.2745 | #N/A
2007-03-20 17:00 | 3 | 20 | 17 | 79.6668 | 1889 | 44.96 | 33.08 | 1002 | 44.96 | 6.4952 | 0 | Heating | 0.86602 | #N/A | #N/A | #N/A | #N/A | 6.4952 | #N/A | #N/A | 4.0856 | #N/A | 0 | 0 | 0 | 0 | 0 | 0 | 0 | 0 | 0.002887% | 1 | 50% | 0% | 0% | 0% | 8.2745 | 0 | 0 | 0 | 8.2745 | #N/A
2007-03-20 18:00 | 3 | 20 | 18 | 79.7084 | 1890 | 41 | 33.08 | 1001 | 41 | 11.3024 | 0 | Heating | 1.507 | #N/A | #N/A | #N/A | #N/A | 11.3024 | #N/A | #N/A | 3.8033 | #N/A | 0 | 0 | 0 | 0 | 0 | 0 | 0 | 0 | 0.005023% | 1 | 50% | 0% | 0% | 0% | 8.2745 | 0 | 0 | 0 | 8.2745 | #N/A
2007-03-20 19:00 | 3 | 20 | 19 | 79.7501 | 1891 | 41 | 33.08 | 1002 | 41 | 20.6069 | 0 | Heating | 2.7476 | #N/A | #N/A | #N/A | #N/A | 20.6069 | #N/A | #N/A | 3.8033 | #N/A | 0 | 0 | 0 | 0 | 0 | 0 | 0 | 0 | 0.009159% | 1 | 50% | 0% | 0% | 0% | 8.2745 | 0 | 0 | 0 | 8.2745 | #N/A
2007-03-20 20:00 | 3 | 20 | 20 | 79.7918 | 1892 | 41 | 33.08 | 1002 | 41 | 39.868 | 0 | Heating | 5.3157 | #N/A | #N/A | #N/A | #N/A | 39.868 | #N/A | #N/A | 3.8033 | #N/A | 0 | 0 | 0 | 0 | 0 | 0 | 0 | 0 | 0.01772% | 1 | 50% | 0% | 0% | 0% | 8.2745 | 0 | 0 | 0 | 8.2745 | #N/A
2007-03-20 21:00 | 3 | 20 | 21 | 79.8334 | 1893 | 37.04 | 33.08 | 1002 | 37.04 | 104.2143 | 0 | Heating | 13.8952 | #N/A | #N/A | #N/A | #N/A | 104.2143 | #N/A | #N/A | 3.5637 | #N/A | 0 | 0 | 0 | 0 | 0 | 0 | 0 | 0 | 0.04632% | 1 | 50% | 0% | 0% | 0% | 8.2745 | 0 | 0 | 0 | 8.2745 | #N/A
2007-03-20 22:00 | 3 | 20 | 22 | 79.8751 | 1894 | 37.04 | 33.08 | 1001 | 37.04 | 137.506 | 0 | Heating | 18.3341 | #N/A | #N/A | #N/A | #N/A | 137.506 | #N/A | #N/A | 3.5637 | #N/A | 0 | 0 | 0 | 0 | 0 | 0 | 0 | 0 | 0.06111% | 1 | 50% | 0% | 0% | 0% | 8.2745 | 0 | 0 | 0 | 8.2745 | #N/A
2007-03-20 23:00 | 3 | 20 | 23 | 79.9168 | 1895 | 37.04 | 30.92 | 1001 | 37.04 | 0 | 0 | Cooling | 0 | #N/A | #N/A | #N/A | #N/A | 0 | 0 | 0 | 0 | 0 | 0 | #N/A | #N/A | 88 | #N/A | #N/A | #N/A | #N/A | 0% | 1 | 50% | 0% | 0% | 0% | 8.2745 | 0 | 0 | 0 | 8.2745 | #N/A
2007-03-21 | 3 | 21 | 0 | 79.9584 | 1896 | 39.02 | 30.02 | 1001 | 39.02 | 0 | 0 | Cooling | 0 | #N/A | #N/A | #N/A | #N/A | 0 | 0 | 0 | 0 | 0 | 0 | #N/A | #N/A | 88 | #N/A | #N/A | #N/A | #N/A | 0% | 1 | 50% | 0% | 0% | 0% | 8.2745 | 0 | 0 | 0 | 8.2745 | #N/A
2007-03-21 01:00 | 3 | 21 | 1 | 80.0001 | 1897 | 39.92 | 28.04 | 1001 | 39.92 | 0.41492 | 0 | Heating | 0.055322 | #N/A | #N/A | #N/A | #N/A | 0.41492 | #N/A | #N/A | 3.7339 | #N/A | 0 | 0 | 0 | 0 | 0 | 0 | 0 | 0 | 0.0001844% | 1 | 50% | 0% | 0% | 0% | 8.2745 | 0 | 0 | 0 | 8.2745 | #N/A
2007-03-21 02:00 | 3 | 21 | 2 | 80.0418 | 1898 | 39.92 | 26.06 | 1001 | 39.92 | 5.2809 | 0 | Heating | 0.70412 | #N/A | #N/A | #N/A | #N/A | 5.2809 | #N/A | #N/A | 3.7339 | #N/A | 0 | 0 | 0 | 0 | 0 | 0 | 0 | 0 | 0.002347% | 1 | 50% | 0% | 0% | 0% | 8.2745 | 0 | 0 | 0 | 8.2745 | #N/A
2007-03-21 03:00 | 3 | 21 | 3 | 80.0834 | 1899 | 37.94 | 24.98 | 1001 | 37.94 | 11.2324 | 0 | Heating | 1.4977 | #N/A | #N/A | #N/A | #N/A | 11.2324 | #N/A | #N/A | 3.6146 | #N/A | 0 | 0 | 0 | 0 | 0 | 0 | 0 | 0 | 0.004992% | 1 | 50% | 0% | 0% | 0% | 8.2745 | 0 | 0 | 0 | 8.2745 | #N/A
2007-03-21 04:00 | 3 | 21 | 4 | 80.1251 | 1900 | 39.02 | 24.98 | 1001 | 39.02 | 16.9039 | 0 | Heating | 2.2539 | #N/A | #N/A | #N/A | #N/A | 16.9039 | #N/A | #N/A | 3.6785 | #N/A | 0 | 0 | 0 | 0 | 0 | 0 | 0 | 0 | 0.007513% | 1 | 50% | 0% | 0% | 0% | 8.2745 | 0 | 0 | 0 | 8.2745 | #N/A
2007-03-21 05:00 | 3 | 21 | 5 | 80.1668 | 1901 | 39.02 | 24.98 | 1002 | 39.02 | 20.7735 | 0 | Heating | 2.7698 | #N/A | #N/A | #N/A | #N/A | 20.7735 | #N/A | #N/A | 3.6785 | #N/A | 0 | 0 | 0 | 0 | 0 | 0 | 0 | 0 | 0.009233% | 1 | 50% | 0% | 0% | 0% | 8.2745 | 0 | 0 | 0 | 8.2745 | #N/A
2007-03-21 06:00 | 3 | 21 | 6 | 80.2084 | 1902 | 37.94 | 24.98 | 1003 | 37.94 | 21.2206 | 0 | Heating | 2.8294 | #N/A | #N/A | #N/A | #N/A | 21.2206 | #N/A | #N/A | 3.6146 | #N/A | 0 | 0 | 0 | 0 | 0 | 0 | 0 | 0 | 0.009431% | 1 | 50% | 0% | 0% | 0% | 8.2745 | 0 | 0 | 0 | 8.2745 | #N/A
2007-03-21 07:00 | 3 | 21 | 7 | 80.2501 | 1903 | 35.6 | 24.08 | 1003 | 35.6 | 560.7778 | 0 | Heating | 74.7704 | #N/A | #N/A | #N/A | #N/A | 560.7778 | #N/A | #N/A | 3.4863 | #N/A | 0 | 0 | 0 | 0 | 0 | 0 | 0 | 0 | 0.2492% | 1 | 50% | 0% | 0% | 0% | 8.2745 | 0 | 0 | 0 | 8.2745 | #N/A
2007-03-21 08:00 | 3 | 21 | 8 | 80.2918 | 1904 | 35.06 | 26.06 | 1004 | 35.06 | 233.4511 | 0 | Heating | 31.1268 | #N/A | #N/A | #N/A | #N/A | 233.4511 | #N/A | #N/A | 3.4585 | #N/A | 0 | 0 | 0 | 0 | 0 | 0 | 0 | 0 | 0.1038% | 1 | 50% | 0% | 0% | 0% | 8.2745 | 0 | 0 | 0 | 8.2745 | #N/A
2007-03-21 09:00 | 3 | 21 | 9 | 80.3334 | 1905 | 33.08 | 26.06 | 1004 | 33.08 | 43.8357 | 0 | Heating | 5.8448 | #N/A | #N/A | #N/A | #N/A | 43.8357 | #N/A | #N/A | 3.3624 | #N/A | 0 | 0 | 0 | 0 | 0 | 0 | 0 | 0 | 0.01948% | 1 | 50% | 0% | 0% | 0% | 8.2745 | 0 | 0 | 0 | 8.2745 | #N/A
2007-03-21 10:00 | 3 | 21 | 10 | 80.3751 | 1906 | 33.8 | 26.06 | 1005 | 33.8 | 20.4859 | 0 | Heating | 2.7314 | #N/A | #N/A | #N/A | #N/A | 20.4859 | #N/A | #N/A | 3.3963 | #N/A | 0 | 0 | 0 | 0 | 0 | 0 | 0 | 0 | 0.009105% | 1 | 50% | 0% | 0% | 0% | 8.2745 | 0 | 0 | 0 | 8.2745 | #N/A
2007-03-21 11:00 | 3 | 21 | 11 | 80.4168 | 1907 | 33.98 | 24.08 | 1005 | 33.98 | 16.443 | 0 | Heating | 2.1924 | #N/A | #N/A | #N/A | #N/A | 16.443 | #N/A | #N/A | 3.405 | #N/A | 0 | 0 | 0 | 0 | 0 | 0 | 0 | 0 | 0.007308% | 1 | 50% | 0% | 0% | 0% | 8.2745 | 0 | 0 | 0 | 8.2745 | #N/A
2007-03-21 12:00 | 3 | 21 | 12 | 80.4584 | 1908 | 35.6 | 24.08 | 1005 | 35.6 | 10.629 | 0 | Heating | 1.4172 | #N/A | #N/A | #N/A | #N/A | 10.629 | #N/A | #N/A | 3.4863 | #N/A | 0 | 0 | 0 | 0 | 0 | 0 | 0 | 0 | 0.004724% | 1 | 50% | 0% | 0% | 0% | 8.2745 | 0 | 0 | 0 | 8.2745 | #N/A
2007-03-21 13:00 | 3 | 21 | 13 | 80.5001 | 1909 | 35.96 | 26.06 | 1005 | 35.96 | 10.8607 | 0 | Heating | 1.4481 | #N/A | #N/A | #N/A | #N/A | 10.8607 | #N/A | #N/A | 3.5052 | #N/A | 0 | 0 | 0 | 0 | 0 | 0 | 0 | 0 | 0.004827% | 1 | 50% | 0% | 0% | 0% | 8.2745 | 0 | 0 | 0 | 8.2745 | #N/A
2007-03-21 14:00 | 3 | 21 | 14 | 80.5418 | 1910 | 35.96 | 24.98 | 1006 | 35.96 | 4.0952 | 0 | Heating | 0.54602 | #N/A | #N/A | #N/A | #N/A | 4.0952 | #N/A | #N/A | 3.5052 | #N/A | 0 | 0 | 0 | 0 | 0 | 0 | 0 | 0 | 0.00182% | 1 | 50% | 0% | 0% | 0% | 8.2745 | 0 | 0 | 0 | 8.2745 | #N/A
2007-03-21 15:00 | 3 | 21 | 15 | 80.5834 | 1911 | 37.4 | 24.98 | 1006 | 37.4 | 2.681 | 0 | Heating | 0.35747 | #N/A | #N/A | #N/A | #N/A | 2.681 | #N/A | #N/A | 3.5838 | #N/A | 0 | 0 | 0 | 0 | 0 | 0 | 0 | 0 | 0.001192% | 1 | 50% | 0% | 0% | 0% | 8.2745 | 0 | 0 | 0 | 8.2745 | #N/A
2007-03-21 16:00 | 3 | 21 | 16 | 80.6251 | 1912 | 37.4 | 23 | 1006 | 37.4 | 1.5281 | 0 | Heating | 0.20374 | #N/A | #N/A | #N/A | #N/A | 1.5281 | #N/A | #N/A | 3.5838 | #N/A | 0 | 0 | 0 | 0 | 0 | 0 | 0 | 0 | 0.0006791% | 1 | 50% | 0% | 0% | 0% | 8.2745 | 0 | 0 | 0 | 8.2745 | #N/A
2007-03-21 17:00 | 3 | 21 | 17 | 80.6668 | 1913 | 37.04 | 21.92 | 1007 | 37.04 | 0 | 0.35615 | Cooling | 0.059358 | #N/A | #N/A | #N/A | #N/A | 0 | 0 | 0 | 0 | 0 | 0.35615 | #N/A | #N/A | 88 | #N/A | #N/A | #N/A | #N/A | 0.0001979% | 1 | 50% | 0% | 0% | 0% | 8.2745 | 0 | 0 | 0 | 8.2745 | #N/A
2007-03-21 18:00 | 3 | 21 | 18 | 80.7084 | 1914 | 37.4 | 23 | 1007 | 37.4 | 0.88181 | 0 | Heating | 0.11758 | #N/A | #N/A | #N/A | #N/A | 0.88181 | #N/A | #N/A | 3.5838 | #N/A | 0 | 0 | 0 | 0 | 0 | 0 | 0 | 0 | 0.0003919% | 1 | 50% | 0% | 0% | 0% | 8.2745 | 0 | 0 | 0 | 8.2745 | #N/A
2007-03-21 19:00 | 3 | 21 | 19 | 80.7501 | 1915 | 37.4 | 21.02 | 1008 | 37.4 | 5.106 | 0 | Heating | 0.6808 | #N/A | #N/A | #N/A | #N/A | 5.106 | #N/A | #N/A | 3.5838 | #N/A | 0 | 0 | 0 | 0 | 0 | 0 | 0 | 0 | 0.002269% | 1 | 50% | 0% | 0% | 0% | 8.2745 | 0 | 0 | 0 | 8.2745 | #N/A
2007-03-21 20:00 | 3 | 21 | 20 | 80.7918 | 1916 | 37.04 | 21.92 | 1008 | 37.04 | 8.0057 | 0 | Heating | 1.0674 | #N/A | #N/A | #N/A | #N/A | 8.0057 | #N/A | #N/A | 3.5637 | #N/A | 0 | 0 | 0 | 0 | 0 | 0 | 0 | 0 | 0.003558% | 1 | 50% | 0% | 0% | 0% | 8.2745 | 0 | 0 | 0 | 8.2745 | #N/A
2007-03-21 21:00 | 3 | 21 | 21 | 80.8334 | 1917 | 37.4 | 24.08 | 1009 | 37.4 | 25.6114 | 0 | Heating | 3.4149 | #N/A | #N/A | #N/A | #N/A | 25.6114 | #N/A | #N/A | 3.5838 | #N/A | 0 | 0 | 0 | 0 | 0 | 0 | 0 | 0 | 0.01138% | 1 | 50% | 0% | 0% | 0% | 8.2745 | 0 | 0 | 0 | 8.2745 | #N/A
2007-03-21 22:00 | 3 | 21 | 22 | 80.8751 | 1918 | 37.4 | 24.98 | 1009 | 37.4 | 53.8124 | 0 | Heating | 7.175 | #N/A | #N/A | #N/A | #N/A | 53.8124 | #N/A | #N/A | 3.5838 | #N/A | 0 | 0 | 0 | 0 | 0 | 0 | 0 | 0 | 0.02392% | 1 | 50% | 0% | 0% | 0% | 8.2745 | 0 | 0 | 0 | 8.2745 | #N/A
2007-03-21 23:00 | 3 | 21 | 23 | 80.9168 | 1919 | 37.94 | 24.98 | 1009 | 37.94 | 0 | 0 | Cooling | 0 | #N/A | #N/A | #N/A | #N/A | 0 | 0 | 0 | 0 | 0 | 0 | #N/A | #N/A | 88 | #N/A | #N/A | #N/A | #N/A | 0% | 1 | 50% | 0% | 0% | 0% | 8.2745 | 0 | 0 | 0 | 8.2745 | #N/A
2007-03-22 | 3 | 22 | 0 | 80.9584 | 1920 | 41 | 24.08 | 1009 | 41 | 0 | 0 | Cooling | 0 | #N/A | #N/A | #N/A | #N/A | 0 | 0 | 0 | 0 | 0 | 0 | #N/A | #N/A | 88 | #N/A | #N/A | #N/A | #N/A | 0% | 1 | 50% | 0% | 0% | 0% | 8.2745 | 0 | 0 | 0 | 8.2745 | #N/A
2007-03-22 01:00 | 3 | 22 | 1 | 81.0001 | 1921 | 41 | 24.08 | 1009 | 41 | 1.9286 | 0 | Heating | 0.25715 | #N/A | #N/A | #N/A | #N/A | 1.9286 | #N/A | #N/A | 3.8033 | #N/A | 0 | 0 | 0 | 0 | 0 | 0 | 0 | 0 | 0.0008572% | 1 | 50% | 0% | 0% | 0% | 8.2745 | 0 | 0 | 0 | 8.2745 | #N/A
2007-03-22 02:00 | 3 | 22 | 2 | 81.0418 | 1922 | 39.92 | 24.98 | 1009 | 39.92 | 3.325 | 0 | Heating | 0.44334 | #N/A | #N/A | #N/A | #N/A | 3.325 | #N/A | #N/A | 3.7339 | #N/A | 0 | 0 | 0 | 0 | 0 | 0 | 0 | 0 | 0.001478% | 1 | 50% | 0% | 0% | 0% | 8.2745 | 0 | 0 | 0 | 8.2745 | #N/A
2007-03-22 03:00 | 3 | 22 | 3 | 81.0834 | 1923 | 39.02 | 26.96 | 1008 | 39.02 | 3.3308 | 0 | Heating | 0.4441 | #N/A | #N/A | #N/A | #N/A | 3.3308 | #N/A | #N/A | 3.6785 | #N/A | 0 | 0 | 0 | 0 | 0 | 0 | 0 | 0 | 0.00148% | 1 | 50% | 0% | 0% | 0% | 8.2745 | 0 | 0 | 0 | 8.2745 | #N/A
2007-03-22 04:00 | 3 | 22 | 4 | 81.1251 | 1924 | 39.02 | 26.06 | 1008 | 39.02 | 2.9852 | 0 | Heating | 0.39803 | #N/A | #N/A | #N/A | #N/A | 2.9852 | #N/A | #N/A | 3.6785 | #N/A | 0 | 0 | 0 | 0 | 0 | 0 | 0 | 0 | 0.001327% | 1 | 50% | 0% | 0% | 0% | 8.2745 | 0 | 0 | 0 | 8.2745 | #N/A
2007-03-22 05:00 | 3 | 22 | 5 | 81.1668 | 1925 | 39.02 | 28.04 | 1008 | 39.02 | 3.2836 | 0 | Heating | 0.43782 | #N/A | #N/A | #N/A | #N/A | 3.2836 | #N/A | #N/A | 3.6785 | #N/A | 0 | 0 | 0 | 0 | 0 | 0 | 0 | 0 | 0.001459% | 1 | 50% | 0% | 0% | 0% | 8.2745 | 0 | 0 | 0 | 8.2745 | #N/A
2007-03-22 06:00 | 3 | 22 | 6 | 81.2084 | 1926 | 37.94 | 30.02 | 1008 | 37.94 | 1.1595 | 0 | Heating | 0.1546 | #N/A | #N/A | #N/A | #N/A | 1.1595 | #N/A | #N/A | 3.6146 | #N/A | 0 | 0 | 0 | 0 | 0 | 0 | 0 | 0 | 0.0005153% | 1 | 50% | 0% | 0% | 0% | 8.2745 | 0 | 0 | 0 | 8.2745 | #N/A
2007-03-22 07:00 | 3 | 22 | 7 | 81.2501 | 1927 | 37.04 | 30.02 | 1007 | 37.04 | 329.5156 | 0 | Heating | 43.9354 | #N/A | #N/A | #N/A | #N/A | 329.5156 | #N/A | #N/A | 3.5637 | #N/A | 0 | 0 | 0 | 0 | 0 | 0 | 0 | 0 | 0.1465% | 1 | 50% | 0% | 0% | 0% | 8.2745 | 0 | 0 | 0 | 8.2745 | #N/A
2007-03-22 08:00 | 3 | 22 | 8 | 81.2918 | 1928 | 37.04 | 30.92 | 1006 | 37.04 | 93.081 | 0 | Heating | 12.4108 | #N/A | #N/A | #N/A | #N/A | 93.081 | #N/A | #N/A | 3.5637 | #N/A | 0 | 0 | 0 | 0 | 0 | 0 | 0 | 0 | 0.04137% | 1 | 50% | 0% | 0% | 0% | 8.2745 | 0 | 0 | 0 | 8.2745 | #N/A
2007-03-22 09:00 | 3 | 22 | 9 | 81.3334 | 1929 | 39.02 | 28.94 | 1006 | 39.02 | 4.4174 | 0 | Heating | 0.58899 | #N/A | #N/A | #N/A | #N/A | 4.4174 | #N/A | #N/A | 3.6785 | #N/A | 0 | 0 | 0 | 0 | 0 | 0 | 0 | 0 | 0.001963% | 1 | 50% | 0% | 0% | 0% | 8.2745 | 0 | 0 | 0 | 8.2745 | #N/A
2007-03-22 10:00 | 3 | 22 | 10 | 81.3751 | 1930 | 39.92 | 28.04 | 1005 | 39.92 | 0.58358 | 0 | Heating | 0.077811 | #N/A | #N/A | #N/A | #N/A | 0.58358 | #N/A | #N/A | 3.7339 | #N/A | 0 | 0 | 0 | 0 | 0 | 0 | 0 | 0 | 0.0002594% | 1 | 50% | 0% | 0% | 0% | 8.2745 | 0 | 0 | 0 | 8.2745 | #N/A
2007-03-22 11:00 | 3 | 22 | 11 | 81.4168 | 1931 | 39.92 | 26.96 | 1005 | 39.92 | 0.53942 | 0 | Heating | 0.071923 | #N/A | #N/A | #N/A | #N/A | 0.53942 | #N/A | #N/A | 3.7339 | #N/A | 0 | 0 | 0 | 0 | 0 | 0 | 0 | 0 | 0.0002397% | 1 | 50% | 0% | 0% | 0% | 8.2745 | 0 | 0 | 0 | 8.2745 | #N/A
2007-03-22 12:00 | 3 | 22 | 12 | 81.4584 | 1932 | 41 | 28.04 | 1003 | 41 | 0 | 0.088316 | Cooling | 0.014719 | #N/A | #N/A | #N/A | #N/A | 0 | 0 | 0 | 0 | 0 | 0.088316 | #N/A | #N/A | 88 | #N/A | #N/A | #N/A | #N/A | 4.906e-05% | 1 | 50% | 0% | 0% | 0% | 8.2745 | 0 | 0 | 0 | 8.2745 | #N/A
2007-03-22 13:00 | 3 | 22 | 13 | 81.5001 | 1933 | 41 | 26.96 | 1001 | 41 | 0.013857 | 0 | Heating | 0.0018477 | #N/A | #N/A | #N/A | #N/A | 0.013857 | #N/A | #N/A | 3.8033 | #N/A | 0 | 0 | 0 | 0 | 0 | 0 | 0 | 0 | 6.159e-06% | 1 | 50% | 0% | 0% | 0% | 8.2745 | 0 | 0 | 0 | 8.2745 | #N/A
2007-03-22 14:00 | 3 | 22 | 14 | 81.5418 | 1934 | 41 | 26.96 | 1000 | 41 | 0 | 0 | Cooling | 0 | #N/A | #N/A | #N/A | #N/A | 0 | 0 | 0 | 0 | 0 | 0 | #N/A | #N/A | 88 | #N/A | #N/A | #N/A | #N/A | 0% | 1 | 50% | 0% | 0% | 0% | 8.2745 | 0 | 0 | 0 | 8.2745 | #N/A
2007-03-22 15:00 | 3 | 22 | 15 | 81.5834 | 1935 | 41 | 26.06 | 998 | 41 | 0 | 19.8308 | Cooling | 3.3051 | #N/A | #N/A | #N/A | #N/A | 0 | 0 | 0 | 0 | 0 | 19.8308 | #N/A | #N/A | 88 | #N/A | #N/A | #N/A | #N/A | 0.01102% | 1 | 50% | 0% | 0% | 0% | 8.2745 | 0 | 0 | 0 | 8.2745 | #N/A
2007-03-22 16:00 | 3 | 22 | 16 | 81.6251 | 1936 | 41 | 24.98 | 997 | 41 | 0 | 65.2466 | Cooling | 10.8744 | #N/A | #N/A | #N/A | #N/A | 0 | 0 | 0 | 0 | 0 | 65.2466 | #N/A | #N/A | 88 | #N/A | #N/A | #N/A | #N/A | 0.03625% | 1 | 50% | 0% | 0% | 0% | 8.2745 | 0 | 0 | 0 | 8.2745 | #N/A
2007-03-22 17:00 | 3 | 22 | 17 | 81.6668 | 1937 | 41 | 26.96 | 996 | 41 | 0 | 194.2682 | Cooling | 32.378 | #N/A | #N/A | #N/A | #N/A | 0 | 0 | 0 | 0 | 0 | 194.2682 | #N/A | #N/A | 88 | #N/A | #N/A | #N/A | #N/A | 0.1079% | 1 | 50% | 0% | 0% | 0% | 8.2745 | 0 | 0 | 0 | 8.2745 | #N/A
2007-03-22 18:00 | 3 | 22 | 18 | 81.7084 | 1938 | 39.02 | 26.96 | 996 | 39.02 | 0 | 181.6467 | Cooling | 30.2744 | #N/A | #N/A | #N/A | #N/A | 0 | 0 | 0 | 0 | 0 | 181.6467 | #N/A | #N/A | 88 | #N/A | #N/A | #N/A | #N/A | 0.1009% | 1 | 50% | 0% | 0% | 0% | 8.2745 | 0 | 0 | 0 | 8.2745 | #N/A
2007-03-22 19:00 | 3 | 22 | 19 | 81.7501 | 1939 | 35.96 | 26.06 | 996 | 35.96 | 0 | 33.6073 | Cooling | 5.6012 | #N/A | #N/A | #N/A | #N/A | 0 | 0 | 0 | 0 | 0 | 33.6073 | #N/A | #N/A | 88 | #N/A | #N/A | #N/A | #N/A | 0.01867% | 1 | 50% | 0% | 0% | 0% | 8.2745 | 0 | 0 | 0 | 8.2745 | #N/A
2007-03-22 20:00 | 3 | 22 | 20 | 81.7918 | 1940 | 35.96 | 28.04 | 996 | 35.96 | 0 | 2.8414 | Cooling | 0.47356 | #N/A | #N/A | #N/A | #N/A | 0 | 0 | 0 | 0 | 0 | 2.8414 | #N/A | #N/A | 88 | #N/A | #N/A | #N/A | #N/A | 0.001579% | 1 | 50% | 0% | 0% | 0% | 8.2745 | 0 | 0 | 0 | 8.2745 | #N/A
2007-03-22 21:00 | 3 | 22 | 21 | 81.8334 | 1941 | 37.04 | 32 | 995 | 37.04 | 0 | 0 | Cooling | 0 | #N/A | #N/A | #N/A | #N/A | 0 | 0 | 0 | 0 | 0 | 0 | #N/A | #N/A | 88 | #N/A | #N/A | #N/A | #N/A | 0% | 1 | 50% | 0% | 0% | 0% | 8.2745 | 0 | 0 | 0 | 8.2745 | #N/A
2007-03-22 22:00 | 3 | 22 | 22 | 81.8751 | 1942 | 33.98 | 32 | 995 | 33.98 | 0 | 0 | Cooling | 0 | #N/A | #N/A | #N/A | #N/A | 0 | 0 | 0 | 0 | 0 | 0 | #N/A | #N/A | 88 | #N/A | #N/A | #N/A | #N/A | 0% | 1 | 50% | 0% | 0% | 0% | 8.2745 | 0 | 0 | 0 | 8.2745 | #N/A
2007-03-22 23:00 | 3 | 22 | 23 | 81.9168 | 1943 | 33.98 | 32 | 995 | 33.98 | 0 | 0 | Cooling | 0 | #N/A | #N/A | #N/A | #N/A | 0 | 0 | 0 | 0 | 0 | 0 | #N/A | #N/A | 88 | #N/A | #N/A | #N/A | #N/A | 0% | 1 | 50% | 0% | 0% | 0% | 8.2745 | 0 | 0 | 0 | 8.2745 | #N/A
2007-03-23 | 3 | 23 | 0 | 81.9584 | 1944 | 32 | 32 | 994 | 32 | 0 | 0 | Cooling | 0 | #N/A | #N/A | #N/A | #N/A | 0 | 0 | 0 | 0 | 0 | 0 | #N/A | #N/A | 88 | #N/A | #N/A | #N/A | #N/A | 0% | 1 | 50% | 0% | 0% | 0% | 8.2745 | 0 | 0 | 0 | 8.2745 | #N/A
2007-03-23 01:00 | 3 | 23 | 1 | 82.0001 | 1945 | 30.92 | 33.08 | 995 | 30.92 | 0 | 0 | Cooling | 0 | #N/A | #N/A | #N/A | #N/A | 0 | 0 | 0 | 0 | 0 | 0 | #N/A | #N/A | 88 | #N/A | #N/A | #N/A | #N/A | 0% | 1 | 50% | 0% | 0% | 0% | 8.2745 | 0 | 0 | 0 | 8.2745 | #N/A
2007-03-23 02:00 | 3 | 23 | 2 | 82.0418 | 1946 | 30.92 | 35.96 | 995 | 30.92 | 0 | 0 | Cooling | 0 | #N/A | #N/A | #N/A | #N/A | 0 | 0 | 0 | 0 | 0 | 0 | #N/A | #N/A | 88 | #N/A | #N/A | #N/A | #N/A | 0% | 1 | 50% | 0% | 0% | 0% | 8.2745 | 0 | 0 | 0 | 8.2745 | #N/A
2007-03-23 03:00 | 3 | 23 | 3 | 82.0834 | 1947 | 30.02 | 37.94 | 995 | 30.02 | 0 | 0 | Cooling | 0 | #N/A | #N/A | #N/A | #N/A | 0 | 0 | 0 | 0 | 0 | 0 | #N/A | #N/A | 88 | #N/A | #N/A | #N/A | #N/A | 0% | 1 | 50% | 0% | 0% | 0% | 8.2745 | 0 | 0 | 0 | 8.2745 | #N/A
2007-03-23 04:00 | 3 | 23 | 4 | 82.1251 | 1948 | 30.02 | 37.94 | 997 | 30.02 | 0 | 0 | Cooling | 0 | #N/A | #N/A | #N/A | #N/A | 0 | 0 | 0 | 0 | 0 | 0 | #N/A | #N/A | 88 | #N/A | #N/A | #N/A | #N/A | 0% | 1 | 50% | 0% | 0% | 0% | 8.2745 | 0 | 0 | 0 | 8.2745 | #N/A
2007-03-23 05:00 | 3 | 23 | 5 | 82.1668 | 1949 | 30.02 | 33.98 | 999 | 30.02 | 0 | 0 | Cooling | 0 | #N/A | #N/A | #N/A | #N/A | 0 | 0 | 0 | 0 | 0 | 0 | #N/A | #N/A | 88 | #N/A | #N/A | #N/A | #N/A | 0% | 1 | 50% | 0% | 0% | 0% | 8.2745 | 0 | 0 | 0 | 8.2745 | #N/A
2007-03-23 06:00 | 3 | 23 | 6 | 82.2084 | 1950 | 28.04 | 32 | 1000 | 28.04 | 0 | 0 | Cooling | 0 | #N/A | #N/A | #N/A | #N/A | 0 | 0 | 0 | 0 | 0 | 0 | #N/A | #N/A | 88 | #N/A | #N/A | #N/A | #N/A | 0% | 1 | 50% | 0% | 0% | 0% | 8.2745 | 0 | 0 | 0 | 8.2745 | #N/A
2007-03-23 07:00 | 3 | 23 | 7 | 82.2501 | 1951 | 26.96 | 33.08 | 1000 | 26.96 | 153.8479 | 0 | Heating | 20.513 | #N/A | #N/A | #N/A | #N/A | 153.8479 | #N/A | #N/A | 3.1163 | #N/A | 0 | 0 | 0 | 0 | 0 | 0 | 0 | 0 | 0.06838% | 1 | 50% | 0% | 0% | 0% | 8.2745 | 0 | 0 | 0 | 8.2745 | #N/A
2007-03-23 08:00 | 3 | 23 | 8 | 82.2918 | 1952 | 26.96 | 35.96 | 999 | 26.96 | 19.0622 | 0 | Heating | 2.5416 | #N/A | #N/A | #N/A | #N/A | 19.0622 | #N/A | #N/A | 3.1163 | #N/A | 0 | 0 | 0 | 0 | 0 | 0 | 0 | 0 | 0.008472% | 1 | 50% | 0% | 0% | 0% | 8.2745 | 0 | 0 | 0 | 8.2745 | #N/A
2007-03-23 09:00 | 3 | 23 | 9 | 82.3334 | 1953 | 28.04 | 37.04 | 999 | 28.04 | 9.0229 | 0 | Heating | 1.2031 | #N/A | #N/A | #N/A | #N/A | 9.0229 | #N/A | #N/A | 3.1545 | #N/A | 0 | 0 | 0 | 0 | 0 | 0 | 0 | 0 | 0.00401% | 1 | 50% | 0% | 0% | 0% | 8.2745 | 0 | 0 | 0 | 8.2745 | #N/A
2007-03-23 10:00 | 3 | 23 | 10 | 82.3751 | 1954 | 28.04 | 30.92 | 1004 | 28.04 | 19.7057 | 0 | Heating | 2.6274 | #N/A | #N/A | #N/A | #N/A | 19.7057 | #N/A | #N/A | 3.1545 | #N/A | 0 | 0 | 0 | 0 | 0 | 0 | 0 | 0 | 0.008758% | 1 | 50% | 0% | 0% | 0% | 8.2745 | 0 | 0 | 0 | 8.2745 | #N/A
2007-03-23 11:00 | 3 | 23 | 11 | 82.4168 | 1955 | 28.04 | 28.94 | 1005 | 28.04 | 95.6963 | 0 | Heating | 12.7595 | #N/A | #N/A | #N/A | #N/A | 95.6963 | #N/A | #N/A | 3.1545 | #N/A | 0 | 0 | 0 | 0 | 0 | 0 | 0 | 0 | 0.04253% | 1 | 50% | 0% | 0% | 0% | 8.2745 | 0 | 0 | 0 | 8.2745 | #N/A
2007-03-23 12:00 | 3 | 23 | 12 | 82.4584 | 1956 | 28.94 | 26.06 | 1006 | 28.94 | 54.8243 | 0 | Heating | 7.3099 | #N/A | #N/A | #N/A | #N/A | 54.8243 | #N/A | #N/A | 3.188 | #N/A | 0 | 0 | 0 | 0 | 0 | 0 | 0 | 0 | 0.02437% | 1 | 50% | 0% | 0% | 0% | 8.2745 | 0 | 0 | 0 | 8.2745 | #N/A
2007-03-23 13:00 | 3 | 23 | 13 | 82.5001 | 1957 | 30.02 | 19.94 | 1007 | 30.02 | 30.395 | 0 | Heating | 4.0527 | #N/A | #N/A | #N/A | #N/A | 30.395 | #N/A | #N/A | 3.2302 | #N/A | 0 | 0 | 0 | 0 | 0 | 0 | 0 | 0 | 0.01351% | 1 | 50% | 0% | 0% | 0% | 8.2745 | 0 | 0 | 0 | 8.2745 | #N/A
2007-03-23 14:00 | 3 | 23 | 14 | 82.5418 | 1958 | 30.02 | 17.06 | 1007 | 30.02 | 24.7064 | 0 | Heating | 3.2942 | #N/A | #N/A | #N/A | #N/A | 24.7064 | #N/A | #N/A | 3.2302 | #N/A | 0 | 0 | 0 | 0 | 0 | 0 | 0 | 0 | 0.01098% | 1 | 50% | 0% | 0% | 0% | 8.2745 | 0 | 0 | 0 | 8.2745 | #N/A
2007-03-23 15:00 | 3 | 23 | 15 | 82.5834 | 1959 | 30.92 | 17.06 | 1008 | 30.92 | 62.8072 | 0 | Heating | 8.3743 | #N/A | #N/A | #N/A | #N/A | 62.8072 | #N/A | #N/A | 3.2671 | #N/A | 0 | 0 | 0 | 0 | 0 | 0 | 0 | 0 | 0.02791% | 1 | 50% | 0% | 0% | 0% | 8.2745 | 0 | 0 | 0 | 8.2745 | #N/A
2007-03-23 16:00 | 3 | 23 | 16 | 82.6251 | 1960 | 32 | 14 | 1009 | 32 | 79.9422 | 0 | Heating | 10.659 | #N/A | #N/A | #N/A | #N/A | 79.9422 | #N/A | #N/A | 3.3135 | #N/A | 0 | 0 | 0 | 0 | 0 | 0 | 0 | 0 | 0.03553% | 1 | 50% | 0% | 0% | 0% | 8.2745 | 0 | 0 | 0 | 8.2745 | #N/A
2007-03-23 17:00 | 3 | 23 | 17 | 82.6668 | 1961 | 32 | 12.02 | 1010 | 32 | 80.2842 | 0 | Heating | 10.7046 | #N/A | #N/A | #N/A | #N/A | 80.2842 | #N/A | #N/A | 3.3135 | #N/A | 0 | 0 | 0 | 0 | 0 | 0 | 0 | 0 | 0.03568% | 1 | 50% | 0% | 0% | 0% | 8.2745 | 0 | 0 | 0 | 8.2745 | #N/A
2007-03-23 18:00 | 3 | 23 | 18 | 82.7084 | 1962 | 30.2 | 12.92 | 1010 | 30.2 | 146.1318 | 0 | Heating | 19.4842 | #N/A | #N/A | #N/A | #N/A | 146.1318 | #N/A | #N/A | 3.2375 | #N/A | 0 | 0 | 0 | 0 | 0 | 0 | 0 | 0 | 0.06495% | 1 | 50% | 0% | 0% | 0% | 8.2745 | 0 | 0 | 0 | 8.2745 | #N/A
2007-03-23 19:00 | 3 | 23 | 19 | 82.7501 | 1963 | 30.02 | 12.02 | 1011 | 30.02 | 0 | 0 | Cooling | 0 | #N/A | #N/A | #N/A | #N/A | 0 | 0 | 0 | 0 | 0 | 0 | #N/A | #N/A | 88 | #N/A | #N/A | #N/A | #N/A | 0% | 1 | 50% | 0% | 0% | 0% | 8.2745 | 0 | 0 | 0 | 8.2745 | #N/A
2007-03-23 20:00 | 3 | 23 | 20 | 82.7918 | 1964 | 30.02 | 15.98 | 1012 | 30.02 | 0.28499 | 0 | Heating | 0.037999 | #N/A | #N/A | #N/A | #N/A | 0.28499 | #N/A | #N/A | 3.2302 | #N/A | 0 | 0 | 0 | 0 | 0 | 0 | 0 | 0 | 0.0001267% | 1 | 50% | 0% | 0% | 0% | 8.2745 | 0 | 0 | 0 | 8.2745 | #N/A
2007-03-23 21:00 | 3 | 23 | 21 | 82.8334 | 1965 | 28.94 | 19.94 | 1013 | 28.94 | 3.9823 | 0 | Heating | 0.53098 | #N/A | #N/A | #N/A | #N/A | 3.9823 | #N/A | #N/A | 3.188 | #N/A | 0 | 0 | 0 | 0 | 0 | 0 | 0 | 0 | 0.00177% | 1 | 50% | 0% | 0% | 0% | 8.2745 | 0 | 0 | 0 | 8.2745 | #N/A
2007-03-23 22:00 | 3 | 23 | 22 | 82.8751 | 1966 | 28.94 | 21.92 | 1013 | 28.94 | 11.4755 | 0 | Heating | 1.5301 | #N/A | #N/A | #N/A | #N/A | 11.4755 | #N/A | #N/A | 3.188 | #N/A | 0 | 0 | 0 | 0 | 0 | 0 | 0 | 0 | 0.0051% | 1 | 50% | 0% | 0% | 0% | 8.2745 | 0 | 0 | 0 | 8.2745 | #N/A
2007-03-23 23:00 | 3 | 23 | 23 | 82.9168 | 1967 | 28.94 | 17.96 | 1013 | 28.94 | 18.8892 | 0 | Heating | 2.5186 | #N/A | #N/A | #N/A | #N/A | 18.8892 | #N/A | #N/A | 3.188 | #N/A | 0 | 0 | 0 | 0 | 0 | 0 | 0 | 0 | 0.008395% | 1 | 50% | 0% | 0% | 0% | 8.2745 | 0 | 0 | 0 | 8.2745 | #N/A
2007-03-24 | 3 | 24 | 0 | 82.9584 | 1968 | 28.04 | 15.08 | 1013 | 28.04 | 27.3391 | 0 | Heating | 3.6452 | #N/A | #N/A | #N/A | #N/A | 27.3391 | #N/A | #N/A | 3.1545 | #N/A | 0 | 0 | 0 | 0 | 0 | 0 | 0 | 0 | 0.01215% | 1 | 50% | 0% | 0% | 0% | 8.2745 | 0 | 0 | 0 | 8.2745 | #N/A
2007-03-24 01:00 | 3 | 24 | 1 | 83.0001 | 1969 | 28.04 | 14 | 1013 | 28.04 | 47.5024 | 0 | Heating | 6.3336 | #N/A | #N/A | #N/A | #N/A | 47.5024 | #N/A | #N/A | 3.1545 | #N/A | 0 | 0 | 0 | 0 | 0 | 0 | 0 | 0 | 0.02111% | 1 | 50% | 0% | 0% | 0% | 8.2745 | 0 | 0 | 0 | 8.2745 | #N/A
2007-03-24 02:00 | 3 | 24 | 2 | 83.0418 | 1970 | 28.04 | 21.92 | 1014 | 28.04 | 123.3713 | 0 | Heating | 16.4495 | #N/A | #N/A | #N/A | #N/A | 123.3713 | #N/A | #N/A | 3.1545 | #N/A | 0 | 0 | 0 | 0 | 0 | 0 | 0 | 0 | 0.05483% | 1 | 50% | 0% | 0% | 0% | 8.2745 | 0 | 0 | 0 | 8.2745 | #N/A
2007-03-24 03:00 | 3 | 24 | 3 | 83.0834 | 1971 | 26.96 | 21.02 | 1014 | 26.96 | 176.4667 | 0 | Heating | 23.5289 | #N/A | #N/A | #N/A | #N/A | 176.4667 | #N/A | #N/A | 3.1163 | #N/A | 0 | 0 | 0 | 0 | 0 | 0 | 0 | 0 | 0.07843% | 1 | 50% | 0% | 0% | 0% | 8.2745 | 0 | 0 | 0 | 8.2745 | #N/A
2007-03-24 04:00 | 3 | 24 | 4 | 83.1251 | 1972 | 26.06 | 23 | 1014 | 26.06 | 220.3156 | 0 | Heating | 29.3754 | #N/A | #N/A | #N/A | #N/A | 220.3156 | #N/A | #N/A | 3.0859 | #N/A | 0 | 0 | 0 | 0 | 0 | 0 | 0 | 0 | 0.09792% | 1 | 50% | 0% | 0% | 0% | 8.2745 | 0 | 0 | 0 | 8.2745 | #N/A
2007-03-24 05:00 | 3 | 24 | 5 | 83.1668 | 1973 | 26.06 | 15.98 | 1014 | 26.06 | 294.7266 | 0 | Heating | 39.2969 | #N/A | #N/A | #N/A | #N/A | 294.7266 | #N/A | #N/A | 3.0859 | #N/A | 0 | 0 | 0 | 0 | 0 | 0 | 0 | 0 | 0.131% | 1 | 50% | 0% | 0% | 0% | 8.2745 | 0 | 0 | 0 | 8.2745 | #N/A
2007-03-24 06:00 | 3 | 24 | 6 | 83.2084 | 1974 | 24.8 | 19.94 | 1015 | 24.8 | 287.0917 | 0 | Heating | 38.2789 | #N/A | #N/A | #N/A | #N/A | 287.0917 | #N/A | #N/A | 3.0457 | #N/A | 0 | 0 | 0 | 0 | 0 | 0 | 0 | 0 | 0.1276% | 1 | 50% | 0% | 0% | 0% | 8.2745 | 0 | 0 | 0 | 8.2745 | #N/A
2007-03-24 07:00 | 3 | 24 | 7 | 83.2501 | 1975 | 24.98 | 21.02 | 1015 | 24.98 | 206.4119 | 0 | Heating | 27.5216 | #N/A | #N/A | #N/A | #N/A | 206.4119 | #N/A | #N/A | 3.0513 | #N/A | 0 | 0 | 0 | 0 | 0 | 0 | 0 | 0 | 0.09174% | 1 | 50% | 0% | 0% | 0% | 8.2745 | 0 | 0 | 0 | 8.2745 | #N/A
2007-03-24 08:00 | 3 | 24 | 8 | 83.2918 | 1976 | 24.98 | 19.94 | 1016 | 24.98 | 159.3828 | 0 | Heating | 21.251 | #N/A | #N/A | #N/A | #N/A | 159.3828 | #N/A | #N/A | 3.0513 | #N/A | 0 | 0 | 0 | 0 | 0 | 0 | 0 | 0 | 0.07084% | 1 | 50% | 0% | 0% | 0% | 8.2745 | 0 | 0 | 0 | 8.2745 | #N/A
2007-03-24 09:00 | 3 | 24 | 9 | 83.3334 | 1977 | 30.02 | 15.98 | 1016 | 30.02 | 77.3121 | 0 | Heating | 10.3083 | #N/A | #N/A | #N/A | #N/A | 77.3121 | #N/A | #N/A | 3.2302 | #N/A | 0 | 0 | 0 | 0 | 0 | 0 | 0 | 0 | 0.03436% | 1 | 50% | 0% | 0% | 0% | 8.2745 | 0 | 0 | 0 | 8.2745 | #N/A
2007-03-24 10:00 | 3 | 24 | 10 | 83.3751 | 1978 | 32 | 17.06 | 1016 | 32 | 64.0149 | 0 | Heating | 8.5353 | #N/A | #N/A | #N/A | #N/A | 64.0149 | #N/A | #N/A | 3.3135 | #N/A | 0 | 0 | 0 | 0 | 0 | 0 | 0 | 0 | 0.02845% | 1 | 50% | 0% | 0% | 0% | 8.2745 | 0 | 0 | 0 | 8.2745 | #N/A
2007-03-24 11:00 | 3 | 24 | 11 | 83.4168 | 1979 | 32 | 19.94 | 1016 | 32 | 102.5321 | 0 | Heating | 13.6709 | #N/A | #N/A | #N/A | #N/A | 102.5321 | #N/A | #N/A | 3.3135 | #N/A | 0 | 0 | 0 | 0 | 0 | 0 | 0 | 0 | 0.04557% | 1 | 50% | 0% | 0% | 0% | 8.2745 | 0 | 0 | 0 | 8.2745 | #N/A
2007-03-24 12:00 | 3 | 24 | 12 | 83.4584 | 1980 | 37.94 | 17.06 | 1016 | 37.94 | 73.9504 | 0 | Heating | 9.86 | #N/A | #N/A | #N/A | #N/A | 73.9504 | #N/A | #N/A | 3.6146 | #N/A | 0 | 0 | 0 | 0 | 0 | 0 | 0 | 0 | 0.03287% | 1 | 50% | 0% | 0% | 0% | 8.2745 | 0 | 0 | 0 | 8.2745 | #N/A
2007-03-24 13:00 | 3 | 24 | 13 | 83.5001 | 1981 | 37.04 | 14 | 1015 | 37.04 | 68.3946 | 0 | Heating | 9.1193 | #N/A | #N/A | #N/A | #N/A | 68.3946 | #N/A | #N/A | 3.5637 | #N/A | 0 | 0 | 0 | 0 | 0 | 0 | 0 | 0 | 0.0304% | 1 | 50% | 0% | 0% | 0% | 8.2745 | 0 | 0 | 0 | 8.2745 | #N/A
2007-03-24 14:00 | 3 | 24 | 14 | 83.5418 | 1982 | 37.04 | 17.06 | 1014 | 37.04 | 59.9828 | 0 | Heating | 7.9977 | #N/A | #N/A | #N/A | #N/A | 59.9828 | #N/A | #N/A | 3.5637 | #N/A | 0 | 0 | 0 | 0 | 0 | 0 | 0 | 0 | 0.02666% | 1 | 50% | 0% | 0% | 0% | 8.2745 | 0 | 0 | 0 | 8.2745 | #N/A
2007-03-24 15:00 | 3 | 24 | 15 | 83.5834 | 1983 | 42.08 | 15.98 | 1014 | 42.08 | 55.0186 | 0 | Heating | 7.3358 | #N/A | #N/A | #N/A | #N/A | 55.0186 | #N/A | #N/A | 3.8759 | #N/A | 0 | 0 | 0 | 0 | 0 | 0 | 0 | 0 | 0.02445% | 1 | 50% | 0% | 0% | 0% | 8.2745 | 0 | 0 | 0 | 8.2745 | #N/A
2007-03-24 16:00 | 3 | 24 | 16 | 83.6251 | 1984 | 39.92 | 15.08 | 1014 | 39.92 | 57.0264 | 0 | Heating | 7.6035 | #N/A | #N/A | #N/A | #N/A | 57.0264 | #N/A | #N/A | 3.7339 | #N/A | 0 | 0 | 0 | 0 | 0 | 0 | 0 | 0 | 0.02535% | 1 | 50% | 0% | 0% | 0% | 8.2745 | 0 | 0 | 0 | 8.2745 | #N/A
2007-03-24 17:00 | 3 | 24 | 17 | 83.6668 | 1985 | 39.92 | 14 | 1013 | 39.92 | 34.0973 | 0 | Heating | 4.5463 | #N/A | #N/A | #N/A | #N/A | 34.0973 | #N/A | #N/A | 3.7339 | #N/A | 0 | 0 | 0 | 0 | 0 | 0 | 0 | 0 | 0.01515% | 1 | 50% | 0% | 0% | 0% | 8.2745 | 0 | 0 | 0 | 8.2745 | #N/A
2007-03-24 18:00 | 3 | 24 | 18 | 83.7084 | 1986 | 37.04 | 14 | 1012 | 37.04 | 50.6572 | 0 | Heating | 6.7543 | #N/A | #N/A | #N/A | #N/A | 50.6572 | #N/A | #N/A | 3.5637 | #N/A | 0 | 0 | 0 | 0 | 0 | 0 | 0 | 0 | 0.02251% | 1 | 50% | 0% | 0% | 0% | 8.2745 | 0 | 0 | 0 | 8.2745 | #N/A
2007-03-24 19:00 | 3 | 24 | 19 | 83.7501 | 1987 | 35.06 | 15.08 | 1012 | 35.06 | 116.8647 | 0 | Heating | 15.582 | #N/A | #N/A | #N/A | #N/A | 116.8647 | #N/A | #N/A | 3.4585 | #N/A | 0 | 0 | 0 | 0 | 0 | 0 | 0 | 0 | 0.05194% | 1 | 50% | 0% | 0% | 0% | 8.2745 | 0 | 0 | 0 | 8.2745 | #N/A
2007-03-24 20:00 | 3 | 24 | 20 | 83.7918 | 1988 | 35.06 | 15.08 | 1013 | 35.06 | 192.2791 | 0 | Heating | 25.6372 | #N/A | #N/A | #N/A | #N/A | 192.2791 | #N/A | #N/A | 3.4585 | #N/A | 0 | 0 | 0 | 0 | 0 | 0 | 0 | 0 | 0.08546% | 1 | 50% | 0% | 0% | 0% | 8.2745 | 0 | 0 | 0 | 8.2745 | #N/A
2007-03-24 21:00 | 3 | 24 | 21 | 83.8334 | 1989 | 32 | 17.96 | 1013 | 32 | 243.2587 | 0 | Heating | 32.4345 | #N/A | #N/A | #N/A | #N/A | 243.2587 | #N/A | #N/A | 3.3135 | #N/A | 0 | 0 | 0 | 0 | 0 | 0 | 0 | 0 | 0.1081% | 1 | 50% | 0% | 0% | 0% | 8.2745 | 0 | 0 | 0 | 8.2745 | #N/A
2007-03-24 22:00 | 3 | 24 | 22 | 83.8751 | 1990 | 30.02 | 21.02 | 1013 | 30.02 | 320.5624 | 0 | Heating | 42.7416 | #N/A | #N/A | #N/A | #N/A | 320.5624 | #N/A | #N/A | 3.2302 | #N/A | 0 | 0 | 0 | 0 | 0 | 0 | 0 | 0 | 0.1425% | 1 | 50% | 0% | 0% | 0% | 8.2745 | 0 | 0 | 0 | 8.2745 | #N/A
2007-03-24 23:00 | 3 | 24 | 23 | 83.9168 | 1991 | 30.02 | 15.08 | 1013 | 30.02 | 394.4808 | 0 | Heating | 52.5974 | #N/A | #N/A | #N/A | #N/A | 394.4808 | #N/A | #N/A | 3.2302 | #N/A | 0 | 0 | 0 | 0 | 0 | 0 | 0 | 0 | 0.1753% | 1 | 50% | 0% | 0% | 0% | 8.2745 | 0 | 0 | 0 | 8.2745 | #N/A
2007-03-25 | 3 | 25 | 0 | 83.9584 | 1992 | 28.94 | 12.92 | 1012 | 28.94 | 473.762 | 0 | Heating | 63.1683 | #N/A | #N/A | #N/A | #N/A | 473.762 | #N/A | #N/A | 3.188 | #N/A | 0 | 0 | 0 | 0 | 0 | 0 | 0 | 0 | 0.2106% | 1 | 50% | 0% | 0% | 0% | 8.2745 | 0 | 0 | 0 | 8.2745 | #N/A
2007-03-25 01:00 | 3 | 25 | 1 | 84.0001 | 1993 | 28.04 | 17.06 | 1012 | 28.04 | 503.1022 | 0 | Heating | 67.0803 | #N/A | #N/A | #N/A | #N/A | 503.1022 | #N/A | #N/A | 3.1545 | #N/A | 0 | 0 | 0 | 0 | 0 | 0 | 0 | 0 | 0.2236% | 1 | 50% | 0% | 0% | 0% | 8.2745 | 0 | 0 | 0 | 8.2745 | #N/A
2007-03-25 02:00 | 3 | 25 | 2 | 84.0418 | 1994 | 28.04 | 17.06 | 1012 | 28.04 | 506.8691 | 0 | Heating | 67.5825 | #N/A | #N/A | #N/A | #N/A | 506.8691 | #N/A | #N/A | 3.1545 | #N/A | 0 | 0 | 0 | 0 | 0 | 0 | 0 | 0 | 0.2253% | 1 | 50% | 0% | 0% | 0% | 8.2745 | 0 | 0 | 0 | 8.2745 | #N/A
2007-03-25 03:00 | 3 | 25 | 3 | 84.0834 | 1995 | 26.96 | 17.96 | 1012 | 26.96 | 504.651 | 0 | Heating | 67.2868 | #N/A | #N/A | #N/A | #N/A | 504.651 | #N/A | #N/A | 3.1163 | #N/A | 0 | 0 | 0 | 0 | 0 | 0 | 0 | 0 | 0.2243% | 1 | 50% | 0% | 0% | 0% | 8.2745 | 0 | 0 | 0 | 8.2745 | #N/A
2007-03-25 04:00 | 3 | 25 | 4 | 84.1251 | 1996 | 26.06 | 17.96 | 1011 | 26.06 | 516.0732 | 0 | Heating | 68.8098 | #N/A | #N/A | #N/A | #N/A | 516.0732 | #N/A | #N/A | 3.0859 | #N/A | 0 | 0 | 0 | 0 | 0 | 0 | 0 | 0 | 0.2294% | 1 | 50% | 0% | 0% | 0% | 8.2745 | 0 | 0 | 0 | 8.2745 | #N/A
2007-03-25 05:00 | 3 | 25 | 5 | 84.1668 | 1997 | 26.06 | 19.04 | 1011 | 26.06 | 512.1573 | 0 | Heating | 68.2876 | #N/A | #N/A | #N/A | #N/A | 512.1573 | #N/A | #N/A | 3.0859 | #N/A | 0 | 0 | 0 | 0 | 0 | 0 | 0 | 0 | 0.2276% | 1 | 50% | 0% | 0% | 0% | 8.2745 | 0 | 0 | 0 | 8.2745 | #N/A
2007-03-25 06:00 | 3 | 25 | 6 | 84.2084 | 1998 | 24.98 | 17.96 | 1011 | 24.98 | 491.4084 | 0 | Heating | 65.5211 | #N/A | #N/A | #N/A | #N/A | 491.4084 | #N/A | #N/A | 3.0513 | #N/A | 0 | 0 | 0 | 0 | 0 | 0 | 0 | 0 | 0.2184% | 1 | 50% | 0% | 0% | 0% | 8.2745 | 0 | 0 | 0 | 8.2745 | #N/A
2007-03-25 07:00 | 3 | 25 | 7 | 84.2501 | 1999 | 26.96 | 19.04 | 1011 | 26.96 | 1195.4987 | 0 | Heating | 159.3998 | #N/A | #N/A | #N/A | #N/A | 1195.4987 | #N/A | #N/A | 3.1163 | #N/A | 0 | 0 | 0 | 0 | 0 | 0 | 0 | 0 | 0.5313% | 1 | 50% | 0% | 0% | 0% | 8.2745 | 0 | 0 | 0 | 8.2745 | #N/A
2007-03-25 08:00 | 3 | 25 | 8 | 84.2918 | 2000 | 26.96 | 19.94 | 1012 | 26.96 | 727.2165 | 0 | Heating | 96.9622 | #N/A | #N/A | #N/A | #N/A | 727.2165 | #N/A | #N/A | 3.1163 | #N/A | 0 | 0 | 0 | 0 | 0 | 0 | 0 | 0 | 0.3232% | 1 | 50% | 0% | 0% | 0% | 8.2745 | 0 | 0 | 0 | 8.2745 | #N/A
2007-03-25 09:00 | 3 | 25 | 9 | 84.3334 | 2001 | 33.08 | 19.94 | 1012 | 33.08 | 337.5009 | 0 | Heating | 45.0001 | #N/A | #N/A | #N/A | #N/A | 337.5009 | #N/A | #N/A | 3.3624 | #N/A | 0 | 0 | 0 | 0 | 0 | 0 | 0 | 0 | 0.15% | 1 | 50% | 0% | 0% | 0% | 8.2745 | 0 | 0 | 0 | 8.2745 | #N/A
2007-03-25 10:00 | 3 | 25 | 10 | 84.3751 | 2002 | 33.98 | 15.98 | 1011 | 33.98 | 252.7547 | 0 | Heating | 33.7006 | #N/A | #N/A | #N/A | #N/A | 252.7547 | #N/A | #N/A | 3.405 | #N/A | 0 | 0 | 0 | 0 | 0 | 0 | 0 | 0 | 0.1123% | 1 | 50% | 0% | 0% | 0% | 8.2745 | 0 | 0 | 0 | 8.2745 | #N/A
2007-03-25 11:00 | 3 | 25 | 11 | 84.4168 | 2003 | 33.98 | 15.98 | 1011 | 33.98 | 228.1873 | 0 | Heating | 30.425 | #N/A | #N/A | #N/A | #N/A | 228.1873 | #N/A | #N/A | 3.405 | #N/A | 0 | 0 | 0 | 0 | 0 | 0 | 0 | 0 | 0.1014% | 1 | 50% | 0% | 0% | 0% | 8.2745 | 0 | 0 | 0 | 8.2745 | #N/A
2007-03-25 12:00 | 3 | 25 | 12 | 84.4584 | 2004 | 35.96 | 15.08 | 1010 | 35.96 | 168.2915 | 0 | Heating | 22.4389 | #N/A | #N/A | #N/A | #N/A | 168.2915 | #N/A | #N/A | 3.5052 | #N/A | 0 | 0 | 0 | 0 | 0 | 0 | 0 | 0 | 0.0748% | 1 | 50% | 0% | 0% | 0% | 8.2745 | 0 | 0 | 0 | 8.2745 | #N/A
2007-03-25 13:00 | 3 | 25 | 13 | 84.5001 | 2005 | 37.04 | 17.06 | 1009 | 37.04 | 166.3435 | 0 | Heating | 22.1791 | #N/A | #N/A | #N/A | #N/A | 166.3435 | #N/A | #N/A | 3.5637 | #N/A | 0 | 0 | 0 | 0 | 0 | 0 | 0 | 0 | 0.07393% | 1 | 50% | 0% | 0% | 0% | 8.2745 | 0 | 0 | 0 | 8.2745 | #N/A
2007-03-25 14:00 | 3 | 25 | 14 | 84.5418 | 2006 | 37.04 | 15.08 | 1008 | 37.04 | 76.0874 | 0 | Heating | 10.145 | #N/A | #N/A | #N/A | #N/A | 76.0874 | #N/A | #N/A | 3.5637 | #N/A | 0 | 0 | 0 | 0 | 0 | 0 | 0 | 0 | 0.03382% | 1 | 50% | 0% | 0% | 0% | 8.2745 | 0 | 0 | 0 | 8.2745 | #N/A
2007-03-25 15:00 | 3 | 25 | 15 | 84.5834 | 2007 | 35.96 | 15.08 | 1007 | 35.96 | 49.2849 | 0 | Heating | 6.5713 | #N/A | #N/A | #N/A | #N/A | 49.2849 | #N/A | #N/A | 3.5052 | #N/A | 0 | 0 | 0 | 0 | 0 | 0 | 0 | 0 | 0.0219% | 1 | 50% | 0% | 0% | 0% | 8.2745 | 0 | 0 | 0 | 8.2745 | #N/A
2007-03-25 16:00 | 3 | 25 | 16 | 84.6251 | 2008 | 35.06 | 12.92 | 1006 | 35.06 | 25.8694 | 0 | Heating | 3.4492 | #N/A | #N/A | #N/A | #N/A | 25.8694 | #N/A | #N/A | 3.4585 | #N/A | 0 | 0 | 0 | 0 | 0 | 0 | 0 | 0 | 0.0115% | 1 | 50% | 0% | 0% | 0% | 8.2745 | 0 | 0 | 0 | 8.2745 | #N/A
2007-03-25 17:00 | 3 | 25 | 17 | 84.6668 | 2009 | 35.06 | 12.02 | 1006 | 35.06 | 13.6621 | 0 | Heating | 1.8216 | #N/A | #N/A | #N/A | #N/A | 13.6621 | #N/A | #N/A | 3.4585 | #N/A | 0 | 0 | 0 | 0 | 0 | 0 | 0 | 0 | 0.006072% | 1 | 50% | 0% | 0% | 0% | 8.2745 | 0 | 0 | 0 | 8.2745 | #N/A
2007-03-25 18:00 | 3 | 25 | 18 | 84.7084 | 2010 | 30.02 | 8.06 | 1006 | 30.02 | 29.2953 | 0 | Heating | 3.906 | #N/A | #N/A | #N/A | #N/A | 29.2953 | #N/A | #N/A | 3.2302 | #N/A | 0 | 0 | 0 | 0 | 0 | 0 | 0 | 0 | 0.01302% | 1 | 50% | 0% | 0% | 0% | 8.2745 | 0 | 0 | 0 | 8.2745 | #N/A
2007-03-25 19:00 | 3 | 25 | 19 | 84.7501 | 2011 | 28.94 | 15.98 | 1006 | 28.94 | 110.6833 | 0 | Heating | 14.7578 | #N/A | #N/A | #N/A | #N/A | 110.6833 | #N/A | #N/A | 3.188 | #N/A | 0 | 0 | 0 | 0 | 0 | 0 | 0 | 0 | 0.04919% | 1 | 50% | 0% | 0% | 0% | 8.2745 | 0 | 0 | 0 | 8.2745 | #N/A
2007-03-25 20:00 | 3 | 25 | 20 | 84.7918 | 2012 | 28.94 | 15.08 | 1007 | 28.94 | 182.7333 | 0 | Heating | 24.3644 | #N/A | #N/A | #N/A | #N/A | 182.7333 | #N/A | #N/A | 3.188 | #N/A | 0 | 0 | 0 | 0 | 0 | 0 | 0 | 0 | 0.08121% | 1 | 50% | 0% | 0% | 0% | 8.2745 | 0 | 0 | 0 | 8.2745 | #N/A
2007-03-25 21:00 | 3 | 25 | 21 | 84.8334 | 2013 | 26.06 | 17.06 | 1007 | 26.06 | 309.5131 | 0 | Heating | 41.2684 | #N/A | #N/A | #N/A | #N/A | 309.5131 | #N/A | #N/A | 3.0859 | #N/A | 0 | 0 | 0 | 0 | 0 | 0 | 0 | 0 | 0.1376% | 1 | 50% | 0% | 0% | 0% | 8.2745 | 0 | 0 | 0 | 8.2745 | #N/A
2007-03-25 22:00 | 3 | 25 | 22 | 84.8751 | 2014 | 24.98 | 12.02 | 1007 | 24.98 | 373.0927 | 0 | Heating | 49.7457 | #N/A | #N/A | #N/A | #N/A | 373.0927 | #N/A | #N/A | 3.0513 | #N/A | 0 | 0 | 0 | 0 | 0 | 0 | 0 | 0 | 0.1658% | 1 | 50% | 0% | 0% | 0% | 8.2745 | 0 | 0 | 0 | 8.2745 | #N/A
2007-03-25 23:00 | 3 | 25 | 23 | 84.9168 | 2015 | 24.98 | 12.02 | 1007 | 24.98 | 6.9352 | 0 | Heating | 0.92469 | #N/A | #N/A | #N/A | #N/A | 6.9352 | #N/A | #N/A | 3.0513 | #N/A | 0 | 0 | 0 | 0 | 0 | 0 | 0 | 0 | 0.003082% | 1 | 50% | 0% | 0% | 0% | 8.2745 | 0 | 0 | 0 | 8.2745 | #N/A
2007-03-26 | 3 | 26 | 0 | 84.9584 | 2016 | 23 | 12.92 | 1006 | 23 | 20.6377 | 0 | Heating | 2.7517 | #N/A | #N/A | #N/A | #N/A | 20.6377 | #N/A | #N/A | 2.9925 | #N/A | 0 | 0 | 0 | 0 | 0 | 0 | 0 | 0 | 0.009172% | 1 | 50% | 0% | 0% | 0% | 8.2745 | 0 | 0 | 0 | 8.2745 | #N/A
2007-03-26 01:00 | 3 | 26 | 1 | 85.0001 | 2017 | 21.92 | 15.08 | 1005 | 21.92 | 22.4893 | 0 | Heating | 2.9986 | #N/A | #N/A | #N/A | #N/A | 22.4893 | #N/A | #N/A | 2.9629 | #N/A | 0 | 0 | 0 | 0 | 0 | 0 | 0 | 0 | 0.009995% | 1 | 50% | 0% | 0% | 0% | 8.2745 | 0 | 0 | 0 | 8.2745 | #N/A
2007-03-26 02:00 | 3 | 26 | 2 | 85.0418 | 2018 | 21.92 | 15.98 | 1005 | 21.92 | 25.3364 | 0 | Heating | 3.3782 | #N/A | #N/A | #N/A | #N/A | 25.3364 | #N/A | #N/A | 2.9629 | #N/A | 0 | 0 | 0 | 0 | 0 | 0 | 0 | 0 | 0.01126% | 1 | 50% | 0% | 0% | 0% | 8.2745 | 0 | 0 | 0 | 8.2745 | #N/A
2007-03-26 03:00 | 3 | 26 | 3 | 85.0835 | 2019 | 21.02 | 17.96 | 1005 | 21.02 | 31.3464 | 0 | Heating | 4.1795 | #N/A | #N/A | #N/A | #N/A | 31.3464 | #N/A | #N/A | 2.9394 | #N/A | 0 | 0 | 0 | 0 | 0 | 0 | 0 | 0 | 0.01393% | 1 | 50% | 0% | 0% | 0% | 8.2745 | 0 | 0 | 0 | 8.2745 | #N/A
2007-03-26 04:00 | 3 | 26 | 4 | 85.1251 | 2020 | 19.04 | 17.96 | 1004 | 19.04 | 39.9014 | 0 | Heating | 5.3202 | #N/A | #N/A | #N/A | #N/A | 39.9014 | #N/A | #N/A | 2.8915 | #N/A | 0 | 0 | 0 | 0 | 0 | 0 | 0 | 0 | 0.01773% | 1 | 50% | 0% | 0% | 0% | 8.2745 | 0 | 0 | 0 | 8.2745 | #N/A
2007-03-26 05:00 | 3 | 26 | 5 | 85.1668 | 2021 | 19.04 | 19.04 | 1004 | 19.04 | 62.3135 | 0 | Heating | 8.3085 | #N/A | #N/A | #N/A | #N/A | 62.3135 | #N/A | #N/A | 2.8915 | #N/A | 0 | 0 | 0 | 0 | 0 | 0 | 0 | 0 | 0.02769% | 1 | 50% | 0% | 0% | 0% | 8.2745 | 0 | 0 | 0 | 8.2745 | #N/A
2007-03-26 06:00 | 3 | 26 | 6 | 85.2085 | 2022 | 19.04 | 19.94 | 1004 | 19.04 | 65.8351 | 0 | Heating | 8.778 | #N/A | #N/A | #N/A | #N/A | 65.8351 | #N/A | #N/A | 2.8915 | #N/A | 0 | 0 | 0 | 0 | 0 | 0 | 0 | 0 | 0.02926% | 1 | 50% | 0% | 0% | 0% | 8.2745 | 0 | 0 | 0 | 8.2745 | #N/A
2007-03-26 07:00 | 3 | 26 | 7 | 85.2501 | 2023 | 21.02 | 19.94 | 1004 | 21.02 | 749.7698 | 0 | Heating | 99.9693 | #N/A | #N/A | #N/A | #N/A | 749.7698 | #N/A | #N/A | 2.9394 | #N/A | 0 | 0 | 0 | 0 | 0 | 0 | 0 | 0 | 0.3332% | 1 | 50% | 0% | 0% | 0% | 8.2745 | 0 | 0 | 0 | 8.2745 | #N/A
2007-03-26 08:00 | 3 | 26 | 8 | 85.2918 | 2024 | 21.02 | 21.92 | 1004 | 21.02 | 399.1078 | 0 | Heating | 53.2144 | #N/A | #N/A | #N/A | #N/A | 399.1078 | #N/A | #N/A | 2.9394 | #N/A | 0 | 0 | 0 | 0 | 0 | 0 | 0 | 0 | 0.1774% | 1 | 50% | 0% | 0% | 0% | 8.2745 | 0 | 0 | 0 | 8.2745 | #N/A
2007-03-26 09:00 | 3 | 26 | 9 | 85.3335 | 2025 | 26.96 | 24.08 | 1004 | 26.96 | 100.612 | 0 | Heating | 13.4149 | #N/A | #N/A | #N/A | #N/A | 100.612 | #N/A | #N/A | 3.1163 | #N/A | 0 | 0 | 0 | 0 | 0 | 0 | 0 | 0 | 0.04472% | 1 | 50% | 0% | 0% | 0% | 8.2745 | 0 | 0 | 0 | 8.2745 | #N/A
2007-03-26 10:00 | 3 | 26 | 10 | 85.3751 | 2026 | 28.94 | 28.94 | 1006 | 28.94 | 127.7923 | 0 | Heating | 17.039 | #N/A | #N/A | #N/A | #N/A | 127.7923 | #N/A | #N/A | 3.188 | #N/A | 0 | 0 | 0 | 0 | 0 | 0 | 0 | 0 | 0.0568% | 1 | 50% | 0% | 0% | 0% | 8.2745 | 0 | 0 | 0 | 8.2745 | #N/A
2007-03-26 11:00 | 3 | 26 | 11 | 85.4168 | 2027 | 28.94 | 21.92 | 1007 | 28.94 | 134.047 | 0 | Heating | 17.8729 | #N/A | #N/A | #N/A | #N/A | 134.047 | #N/A | #N/A | 3.188 | #N/A | 0 | 0 | 0 | 0 | 0 | 0 | 0 | 0 | 0.05958% | 1 | 50% | 0% | 0% | 0% | 8.2745 | 0 | 0 | 0 | 8.2745 | #N/A
2007-03-26 12:00 | 3 | 26 | 12 | 85.4585 | 2028 | 33.08 | 19.94 | 1008 | 33.08 | 102.591 | 0 | Heating | 13.6788 | #N/A | #N/A | #N/A | #N/A | 102.591 | #N/A | #N/A | 3.3624 | #N/A | 0 | 0 | 0 | 0 | 0 | 0 | 0 | 0 | 0.0456% | 1 | 50% | 0% | 0% | 0% | 8.2745 | 0 | 0 | 0 | 8.2745 | #N/A
2007-03-26 13:00 | 3 | 26 | 13 | 85.5001 | 2029 | 35.06 | 24.08 | 1010 | 35.06 | 188.1361 | 0 | Heating | 25.0848 | #N/A | #N/A | #N/A | #N/A | 188.1361 | #N/A | #N/A | 3.4585 | #N/A | 0 | 0 | 0 | 0 | 0 | 0 | 0 | 0 | 0.08362% | 1 | 50% | 0% | 0% | 0% | 8.2745 | 0 | 0 | 0 | 8.2745 | #N/A
2007-03-26 14:00 | 3 | 26 | 14 | 85.5418 | 2030 | 35.06 | 14 | 1011 | 35.06 | 96.1877 | 0 | Heating | 12.825 | #N/A | #N/A | #N/A | #N/A | 96.1877 | #N/A | #N/A | 3.4585 | #N/A | 0 | 0 | 0 | 0 | 0 | 0 | 0 | 0 | 0.04275% | 1 | 50% | 0% | 0% | 0% | 8.2745 | 0 | 0 | 0 | 8.2745 | #N/A
2007-03-26 15:00 | 3 | 26 | 15 | 85.5835 | 2031 | 35.96 | 8.06 | 1011 | 35.96 | 91.9473 | 0 | Heating | 12.2596 | #N/A | #N/A | #N/A | #N/A | 91.9473 | #N/A | #N/A | 3.5052 | #N/A | 0 | 0 | 0 | 0 | 0 | 0 | 0 | 0 | 0.04087% | 1 | 50% | 0% | 0% | 0% | 8.2745 | 0 | 0 | 0 | 8.2745 | #N/A
2007-03-26 16:00 | 3 | 26 | 16 | 85.6251 | 2032 | 35.06 | 8.06 | 1011 | 35.06 | 94.633 | 0 | Heating | 12.6177 | #N/A | #N/A | #N/A | #N/A | 94.633 | #N/A | #N/A | 3.4585 | #N/A | 0 | 0 | 0 | 0 | 0 | 0 | 0 | 0 | 0.04206% | 1 | 50% | 0% | 0% | 0% | 8.2745 | 0 | 0 | 0 | 8.2745 | #N/A
2007-03-26 17:00 | 3 | 26 | 17 | 85.6668 | 2033 | 35.06 | 8.06 | 1012 | 35.06 | 73.3226 | 0 | Heating | 9.7764 | #N/A | #N/A | #N/A | #N/A | 73.3226 | #N/A | #N/A | 3.4585 | #N/A | 0 | 0 | 0 | 0 | 0 | 0 | 0 | 0 | 0.03259% | 1 | 50% | 0% | 0% | 0% | 8.2745 | 0 | 0 | 0 | 8.2745 | #N/A
2007-03-26 18:00 | 3 | 26 | 18 | 85.7085 | 2034 | 30.92 | 8.06 | 1012 | 30.92 | 135.0455 | 0 | Heating | 18.0061 | #N/A | #N/A | #N/A | #N/A | 135.0455 | #N/A | #N/A | 3.2671 | #N/A | 0 | 0 | 0 | 0 | 0 | 0 | 0 | 0 | 0.06002% | 1 | 50% | 0% | 0% | 0% | 8.2745 | 0 | 0 | 0 | 8.2745 | #N/A
2007-03-26 19:00 | 3 | 26 | 19 | 85.7501 | 2035 | 28.94 | 8.06 | 1013 | 28.94 | 267.2785 | 0 | Heating | 35.6371 | #N/A | #N/A | #N/A | #N/A | 267.2785 | #N/A | #N/A | 3.188 | #N/A | 0 | 0 | 0 | 0 | 0 | 0 | 0 | 0 | 0.1188% | 1 | 50% | 0% | 0% | 0% | 8.2745 | 0 | 0 | 0 | 8.2745 | #N/A
2007-03-26 20:00 | 3 | 26 | 20 | 85.7918 | 2036 | 28.94 | 8.06 | 1013 | 28.94 | 337.4255 | 0 | Heating | 44.9901 | #N/A | #N/A | #N/A | #N/A | 337.4255 | #N/A | #N/A | 3.188 | #N/A | 0 | 0 | 0 | 0 | 0 | 0 | 0 | 0 | 0.15% | 1 | 50% | 0% | 0% | 0% | 8.2745 | 0 | 0 | 0 | 8.2745 | #N/A
2007-03-26 21:00 | 3 | 26 | 21 | 85.8335 | 2037 | 26.96 | 8.06 | 1014 | 26.96 | 431.1695 | 0 | Heating | 57.4893 | #N/A | #N/A | #N/A | #N/A | 431.1695 | #N/A | #N/A | 3.1163 | #N/A | 0 | 0 | 0 | 0 | 0 | 0 | 0 | 0 | 0.1916% | 1 | 50% | 0% | 0% | 0% | 8.2745 | 0 | 0 | 0 | 8.2745 | #N/A
2007-03-26 22:00 | 3 | 26 | 22 | 85.8751 | 2038 | 26.06 | 8.96 | 1014 | 26.06 | 501.8555 | 0 | Heating | 66.9141 | #N/A | #N/A | #N/A | #N/A | 501.8555 | #N/A | #N/A | 3.0859 | #N/A | 0 | 0 | 0 | 0 | 0 | 0 | 0 | 0 | 0.223% | 1 | 50% | 0% | 0% | 0% | 8.2745 | 0 | 0 | 0 | 8.2745 | #N/A
2007-03-26 23:00 | 3 | 26 | 23 | 85.9168 | 2039 | 26.06 | 8.96 | 1014 | 26.06 | 40.5016 | 0 | Heating | 5.4002 | #N/A | #N/A | #N/A | #N/A | 40.5016 | #N/A | #N/A | 3.0859 | #N/A | 0 | 0 | 0 | 0 | 0 | 0 | 0 | 0 | 0.018% | 1 | 50% | 0% | 0% | 0% | 8.2745 | 0 | 0 | 0 | 8.2745 | #N/A
2007-03-27 | 3 | 27 | 0 | 85.9585 | 2040 | 24.98 | 8.96 | 1014 | 24.98 | 139.8403 | 0 | Heating | 18.6454 | #N/A | #N/A | #N/A | #N/A | 139.8403 | #N/A | #N/A | 3.0513 | #N/A | 0 | 0 | 0 | 0 | 0 | 0 | 0 | 0 | 0.06215% | 1 | 50% | 0% | 0% | 0% | 8.2745 | 0 | 0 | 0 | 8.2745 | #N/A
2007-03-27 01:00 | 3 | 27 | 1 | 86.0001 | 2041 | 24.08 | 10.04 | 1014 | 24.08 | 185.3895 | 0 | Heating | 24.7186 | #N/A | #N/A | #N/A | #N/A | 185.3895 | #N/A | #N/A | 3.0238 | #N/A | 0 | 0 | 0 | 0 | 0 | 0 | 0 | 0 | 0.0824% | 1 | 50% | 0% | 0% | 0% | 8.2745 | 0 | 0 | 0 | 8.2745 | #N/A
2007-03-27 02:00 | 3 | 27 | 2 | 86.0418 | 2042 | 24.08 | 8.06 | 1014 | 24.08 | 219.826 | 0 | Heating | 29.3101 | #N/A | #N/A | #N/A | #N/A | 219.826 | #N/A | #N/A | 3.0238 | #N/A | 0 | 0 | 0 | 0 | 0 | 0 | 0 | 0 | 0.0977% | 1 | 50% | 0% | 0% | 0% | 8.2745 | 0 | 0 | 0 | 8.2745 | #N/A
2007-03-27 03:00 | 3 | 27 | 3 | 86.0835 | 2043 | 21.92 | 6.08 | 1014 | 21.92 | 278.4794 | 0 | Heating | 37.1306 | #N/A | #N/A | #N/A | #N/A | 278.4794 | #N/A | #N/A | 2.9629 | #N/A | 0 | 0 | 0 | 0 | 0 | 0 | 0 | 0 | 0.1238% | 1 | 50% | 0% | 0% | 0% | 8.2745 | 0 | 0 | 0 | 8.2745 | #N/A
2007-03-27 04:00 | 3 | 27 | 4 | 86.1251 | 2044 | 21.02 | 8.06 | 1014 | 21.02 | 320.1656 | 0 | Heating | 42.6887 | #N/A | #N/A | #N/A | #N/A | 320.1656 | #N/A | #N/A | 2.9394 | #N/A | 0 | 0 | 0 | 0 | 0 | 0 | 0 | 0 | 0.1423% | 1 | 50% | 0% | 0% | 0% | 8.2745 | 0 | 0 | 0 | 8.2745 | #N/A
2007-03-27 05:00 | 3 | 27 | 5 | 86.1668 | 2045 | 21.02 | 5 | 1014 | 21.02 | 369.3599 | 0 | Heating | 49.248 | #N/A | #N/A | #N/A | #N/A | 369.3599 | #N/A | #N/A | 2.9394 | #N/A | 0 | 0 | 0 | 0 | 0 | 0 | 0 | 0 | 0.1642% | 1 | 50% | 0% | 0% | 0% | 8.2745 | 0 | 0 | 0 | 8.2745 | #N/A
2007-03-27 06:00 | 3 | 27 | 6 | 86.2085 | 2046 | 21.02 | 6.08 | 1015 | 21.02 | 423.9814 | 0 | Heating | 56.5309 | #N/A | #N/A | #N/A | #N/A | 423.9814 | #N/A | #N/A | 2.9394 | #N/A | 0 | 0 | 0 | 0 | 0 | 0 | 0 | 0 | 0.1884% | 1 | 50% | 0% | 0% | 0% | 8.2745 | 0 | 0 | 0 | 8.2745 | #N/A
2007-03-27 07:00 | 3 | 27 | 7 | 86.2501 | 2047 | 23 | 6.08 | 1015 | 23 | 1083.0533 | 0 | Heating | 144.4071 | #N/A | #N/A | #N/A | #N/A | 1083.0533 | #N/A | #N/A | 2.9925 | #N/A | 0 | 0 | 0 | 0 | 0 | 0 | 0 | 0 | 0.4814% | 1 | 50% | 0% | 0% | 0% | 8.2745 | 0 | 0 | 0 | 8.2745 | #N/A
2007-03-27 08:00 | 3 | 27 | 8 | 86.2918 | 2048 | 23 | 6.98 | 1016 | 23 | 663.4384 | 0 | Heating | 88.4585 | #N/A | #N/A | #N/A | #N/A | 663.4384 | #N/A | #N/A | 2.9925 | #N/A | 0 | 0 | 0 | 0 | 0 | 0 | 0 | 0 | 0.2949% | 1 | 50% | 0% | 0% | 0% | 8.2745 | 0 | 0 | 0 | 8.2745 | #N/A
2007-03-27 09:00 | 3 | 27 | 9 | 86.3335 | 2049 | 26.96 | 10.94 | 1016 | 26.96 | 347.1073 | 0 | Heating | 46.281 | #N/A | #N/A | #N/A | #N/A | 347.1073 | #N/A | #N/A | 3.1163 | #N/A | 0 | 0 | 0 | 0 | 0 | 0 | 0 | 0 | 0.1543% | 1 | 50% | 0% | 0% | 0% | 8.2745 | 0 | 0 | 0 | 8.2745 | #N/A
2007-03-27 10:00 | 3 | 27 | 10 | 86.3751 | 2050 | 30.92 | 14 | 1016 | 30.92 | 297.0614 | 0 | Heating | 39.6082 | #N/A | #N/A | #N/A | #N/A | 297.0614 | #N/A | #N/A | 3.2671 | #N/A | 0 | 0 | 0 | 0 | 0 | 0 | 0 | 0 | 0.132% | 1 | 50% | 0% | 0% | 0% | 8.2745 | 0 | 0 | 0 | 8.2745 | #N/A
2007-03-27 11:00 | 3 | 27 | 11 | 86.4168 | 2051 | 30.92 | 8.06 | 1016 | 30.92 | 307.7416 | 0 | Heating | 41.0322 | #N/A | #N/A | #N/A | #N/A | 307.7416 | #N/A | #N/A | 3.2671 | #N/A | 0 | 0 | 0 | 0 | 0 | 0 | 0 | 0 | 0.1368% | 1 | 50% | 0% | 0% | 0% | 8.2745 | 0 | 0 | 0 | 8.2745 | #N/A
2007-03-27 12:00 | 3 | 27 | 12 | 86.4585 | 2052 | 33.98 | 10.94 | 1016 | 33.98 | 237.8256 | 0 | Heating | 31.7101 | #N/A | #N/A | #N/A | #N/A | 237.8256 | #N/A | #N/A | 3.405 | #N/A | 0 | 0 | 0 | 0 | 0 | 0 | 0 | 0 | 0.1057% | 1 | 50% | 0% | 0% | 0% | 8.2745 | 0 | 0 | 0 | 8.2745 | #N/A
2007-03-27 13:00 | 3 | 27 | 13 | 86.5001 | 2053 | 35.96 | 15.98 | 1016 | 35.96 | 320.6129 | 0 | Heating | 42.7484 | #N/A | #N/A | #N/A | #N/A | 320.6129 | #N/A | #N/A | 3.5052 | #N/A | 0 | 0 | 0 | 0 | 0 | 0 | 0 | 0 | 0.1425% | 1 | 50% | 0% | 0% | 0% | 8.2745 | 0 | 0 | 0 | 8.2745 | #N/A
2007-03-27 14:00 | 3 | 27 | 14 | 86.5418 | 2054 | 35.96 | 14 | 1015 | 35.96 | 179.1391 | 0 | Heating | 23.8852 | #N/A | #N/A | #N/A | #N/A | 179.1391 | #N/A | #N/A | 3.5052 | #N/A | 0 | 0 | 0 | 0 | 0 | 0 | 0 | 0 | 0.07962% | 1 | 50% | 0% | 0% | 0% | 8.2745 | 0 | 0 | 0 | 8.2745 | #N/A
2007-03-27 15:00 | 3 | 27 | 15 | 86.5835 | 2055 | 37.04 | 8.06 | 1015 | 37.04 | 115.6802 | 0 | Heating | 15.424 | #N/A | #N/A | #N/A | #N/A | 115.6802 | #N/A | #N/A | 3.5637 | #N/A | 0 | 0 | 0 | 0 | 0 | 0 | 0 | 0 | 0.05141% | 1 | 50% | 0% | 0% | 0% | 8.2745 | 0 | 0 | 0 | 8.2745 | #N/A
2007-03-27 16:00 | 3 | 27 | 16 | 86.6251 | 2056 | 35.96 | 6.08 | 1015 | 35.96 | 102.5568 | 0 | Heating | 13.6742 | #N/A | #N/A | #N/A | #N/A | 102.5568 | #N/A | #N/A | 3.5052 | #N/A | 0 | 0 | 0 | 0 | 0 | 0 | 0 | 0 | 0.04558% | 1 | 50% | 0% | 0% | 0% | 8.2745 | 0 | 0 | 0 | 8.2745 | #N/A
2007-03-27 17:00 | 3 | 27 | 17 | 86.6668 | 2057 | 35.96 | 6.98 | 1015 | 35.96 | 81.1828 | 0 | Heating | 10.8244 | #N/A | #N/A | #N/A | #N/A | 81.1828 | #N/A | #N/A | 3.5052 | #N/A | 0 | 0 | 0 | 0 | 0 | 0 | 0 | 0 | 0.03608% | 1 | 50% | 0% | 0% | 0% | 8.2745 | 0 | 0 | 0 | 8.2745 | #N/A
2007-03-27 18:00 | 3 | 27 | 18 | 86.7085 | 2058 | 32 | 6.98 | 1015 | 32 | 137.1394 | 0 | Heating | 18.2852 | #N/A | #N/A | #N/A | #N/A | 137.1394 | #N/A | #N/A | 3.3135 | #N/A | 0 | 0 | 0 | 0 | 0 | 0 | 0 | 0 | 0.06095% | 1 | 50% | 0% | 0% | 0% | 8.2745 | 0 | 0 | 0 | 8.2745 | #N/A
2007-03-27 19:00 | 3 | 27 | 19 | 86.7501 | 2059 | 28.94 | 6.98 | 1015 | 28.94 | 260.2372 | 0 | Heating | 34.6983 | #N/A | #N/A | #N/A | #N/A | 260.2372 | #N/A | #N/A | 3.188 | #N/A | 0 | 0 | 0 | 0 | 0 | 0 | 0 | 0 | 0.1157% | 1 | 50% | 0% | 0% | 0% | 8.2745 | 0 | 0 | 0 | 8.2745 | #N/A
2007-03-27 20:00 | 3 | 27 | 20 | 86.7918 | 2060 | 28.94 | 8.06 | 1015 | 28.94 | 330.6498 | 0 | Heating | 44.0866 | #N/A | #N/A | #N/A | #N/A | 330.6498 | #N/A | #N/A | 3.188 | #N/A | 0 | 0 | 0 | 0 | 0 | 0 | 0 | 0 | 0.147% | 1 | 50% | 0% | 0% | 0% | 8.2745 | 0 | 0 | 0 | 8.2745 | #N/A
2007-03-27 21:00 | 3 | 27 | 21 | 86.8335 | 2061 | 26.96 | 8.96 | 1015 | 26.96 | 413.8525 | 0 | Heating | 55.1803 | #N/A | #N/A | #N/A | #N/A | 413.8525 | #N/A | #N/A | 3.1163 | #N/A | 0 | 0 | 0 | 0 | 0 | 0 | 0 | 0 | 0.1839% | 1 | 50% | 0% | 0% | 0% | 8.2745 | 0 | 0 | 0 | 8.2745 | #N/A
2007-03-27 22:00 | 3 | 27 | 22 | 86.8751 | 2062 | 26.06 | 10.04 | 1015 | 26.06 | 466.8543 | 0 | Heating | 62.2472 | #N/A | #N/A | #N/A | #N/A | 466.8543 | #N/A | #N/A | 3.0859 | #N/A | 0 | 0 | 0 | 0 | 0 | 0 | 0 | 0 | 0.2075% | 1 | 50% | 0% | 0% | 0% | 8.2745 | 0 | 0 | 0 | 8.2745 | #N/A
2007-03-27 23:00 | 3 | 27 | 23 | 86.9168 | 2063 | 26.06 | 10.94 | 1014 | 26.06 | 29.8942 | 0 | Heating | 3.9859 | #N/A | #N/A | #N/A | #N/A | 29.8942 | #N/A | #N/A | 3.0859 | #N/A | 0 | 0 | 0 | 0 | 0 | 0 | 0 | 0 | 0.01329% | 1 | 50% | 0% | 0% | 0% | 8.2745 | 0 | 0 | 0 | 8.2745 | #N/A
2007-03-28 | 3 | 28 | 0 | 86.9585 | 2064 | 26.96 | 12.92 | 1014 | 26.96 | 106.6479 | 0 | Heating | 14.2197 | #N/A | #N/A | #N/A | #N/A | 106.6479 | #N/A | #N/A | 3.1163 | #N/A | 0 | 0 | 0 | 0 | 0 | 0 | 0 | 0 | 0.0474% | 1 | 50% | 0% | 0% | 0% | 8.2745 | 0 | 0 | 0 | 8.2745 | #N/A
2007-03-28 01:00 | 3 | 28 | 1 | 87.0001 | 2065 | 26.96 | 15.08 | 1014 | 26.96 | 157.8591 | 0 | Heating | 21.0479 | #N/A | #N/A | #N/A | #N/A | 157.8591 | #N/A | #N/A | 3.1163 | #N/A | 0 | 0 | 0 | 0 | 0 | 0 | 0 | 0 | 0.07016% | 1 | 50% | 0% | 0% | 0% | 8.2745 | 0 | 0 | 0 | 8.2745 | #N/A
2007-03-28 02:00 | 3 | 28 | 2 | 87.0418 | 2066 | 26.96 | 15.08 | 1014 | 26.96 | 197.0504 | 0 | Heating | 26.2734 | #N/A | #N/A | #N/A | #N/A | 197.0504 | #N/A | #N/A | 3.1163 | #N/A | 0 | 0 | 0 | 0 | 0 | 0 | 0 | 0 | 0.08758% | 1 | 50% | 0% | 0% | 0% | 8.2745 | 0 | 0 | 0 | 8.2745 | #N/A
2007-03-28 03:00 | 3 | 28 | 3 | 87.0835 | 2067 | 24.98 | 15.08 | 1014 | 24.98 | 240.3329 | 0 | Heating | 32.0444 | #N/A | #N/A | #N/A | #N/A | 240.3329 | #N/A | #N/A | 3.0513 | #N/A | 0 | 0 | 0 | 0 | 0 | 0 | 0 | 0 | 0.1068% | 1 | 50% | 0% | 0% | 0% | 8.2745 | 0 | 0 | 0 | 8.2745 | #N/A
2007-03-28 04:00 | 3 | 28 | 4 | 87.1251 | 2068 | 24.98 | 14 | 1014 | 24.98 | 289.4195 | 0 | Heating | 38.5893 | #N/A | #N/A | #N/A | #N/A | 289.4195 | #N/A | #N/A | 3.0513 | #N/A | 0 | 0 | 0 | 0 | 0 | 0 | 0 | 0 | 0.1286% | 1 | 50% | 0% | 0% | 0% | 8.2745 | 0 | 0 | 0 | 8.2745 | #N/A
2007-03-28 05:00 | 3 | 28 | 5 | 87.1668 | 2069 | 24.98 | 14 | 1014 | 24.98 | 303.632 | 0 | Heating | 40.4843 | #N/A | #N/A | #N/A | #N/A | 303.632 | #N/A | #N/A | 3.0513 | #N/A | 0 | 0 | 0 | 0 | 0 | 0 | 0 | 0 | 0.1349% | 1 | 50% | 0% | 0% | 0% | 8.2745 | 0 | 0 | 0 | 8.2745 | #N/A
2007-03-28 06:00 | 3 | 28 | 6 | 87.2085 | 2070 | 24.08 | 14 | 1014 | 24.08 | 265.5445 | 0 | Heating | 35.4059 | #N/A | #N/A | #N/A | #N/A | 265.5445 | #N/A | #N/A | 3.0238 | #N/A | 0 | 0 | 0 | 0 | 0 | 0 | 0 | 0 | 0.118% | 1 | 50% | 0% | 0% | 0% | 8.2745 | 0 | 0 | 0 | 8.2745 | #N/A
2007-03-28 07:00 | 3 | 28 | 7 | 87.2501 | 2071 | 24.98 | 17.06 | 1015 | 24.98 | 902.7075 | 0 | Heating | 120.361 | #N/A | #N/A | #N/A | #N/A | 902.7075 | #N/A | #N/A | 3.0513 | #N/A | 0 | 0 | 0 | 0 | 0 | 0 | 0 | 0 | 0.4012% | 1 | 50% | 0% | 0% | 0% | 8.2745 | 0 | 0 | 0 | 8.2745 | #N/A
2007-03-28 08:00 | 3 | 28 | 8 | 87.2918 | 2072 | 24.98 | 17.96 | 1014 | 24.98 | 437.9319 | 0 | Heating | 58.3909 | #N/A | #N/A | #N/A | #N/A | 437.9319 | #N/A | #N/A | 3.0513 | #N/A | 0 | 0 | 0 | 0 | 0 | 0 | 0 | 0 | 0.1946% | 1 | 50% | 0% | 0% | 0% | 8.2745 | 0 | 0 | 0 | 8.2745 | #N/A
2007-03-28 09:00 | 3 | 28 | 9 | 87.3335 | 2073 | 30.92 | 15.98 | 1015 | 30.92 | 112.2129 | 0 | Heating | 14.9617 | #N/A | #N/A | #N/A | #N/A | 112.2129 | #N/A | #N/A | 3.2671 | #N/A | 0 | 0 | 0 | 0 | 0 | 0 | 0 | 0 | 0.04987% | 1 | 50% | 0% | 0% | 0% | 8.2745 | 0 | 0 | 0 | 8.2745 | #N/A
2007-03-28 10:00 | 3 | 28 | 10 | 87.3751 | 2074 | 33.08 | 19.94 | 1015 | 33.08 | 80.501 | 0 | Heating | 10.7335 | #N/A | #N/A | #N/A | #N/A | 80.501 | #N/A | #N/A | 3.3624 | #N/A | 0 | 0 | 0 | 0 | 0 | 0 | 0 | 0 | 0.03578% | 1 | 50% | 0% | 0% | 0% | 8.2745 | 0 | 0 | 0 | 8.2745 | #N/A
2007-03-28 11:00 | 3 | 28 | 11 | 87.4168 | 2075 | 33.08 | 21.02 | 1014 | 33.08 | 72.896 | 0 | Heating | 9.7195 | #N/A | #N/A | #N/A | #N/A | 72.896 | #N/A | #N/A | 3.3624 | #N/A | 0 | 0 | 0 | 0 | 0 | 0 | 0 | 0 | 0.0324% | 1 | 50% | 0% | 0% | 0% | 8.2745 | 0 | 0 | 0 | 8.2745 | #N/A
2007-03-28 12:00 | 3 | 28 | 12 | 87.4585 | 2076 | 37.94 | 21.92 | 1014 | 37.94 | 34.9274 | 0 | Heating | 4.657 | #N/A | #N/A | #N/A | #N/A | 34.9274 | #N/A | #N/A | 3.6146 | #N/A | 0 | 0 | 0 | 0 | 0 | 0 | 0 | 0 | 0.01552% | 1 | 50% | 0% | 0% | 0% | 8.2745 | 0 | 0 | 0 | 8.2745 | #N/A
2007-03-28 13:00 | 3 | 28 | 13 | 87.5001 | 2077 | 39.92 | 21.02 | 1014 | 39.92 | 41.4525 | 0 | Heating | 5.527 | #N/A | #N/A | #N/A | #N/A | 41.4525 | #N/A | #N/A | 3.7339 | #N/A | 0 | 0 | 0 | 0 | 0 | 0 | 0 | 0 | 0.01842% | 1 | 50% | 0% | 0% | 0% | 8.2745 | 0 | 0 | 0 | 8.2745 | #N/A
2007-03-28 14:00 | 3 | 28 | 14 | 87.5418 | 2078 | 39.92 | 15.98 | 1013 | 39.92 | 11.922 | 0 | Heating | 1.5896 | #N/A | #N/A | #N/A | #N/A | 11.922 | #N/A | #N/A | 3.7339 | #N/A | 0 | 0 | 0 | 0 | 0 | 0 | 0 | 0 | 0.005299% | 1 | 50% | 0% | 0% | 0% | 8.2745 | 0 | 0 | 0 | 8.2745 | #N/A
2007-03-28 15:00 | 3 | 28 | 15 | 87.5835 | 2079 | 42.08 | 10.94 | 1013 | 42.08 | 9.1194 | 0 | Heating | 1.2159 | #N/A | #N/A | #N/A | #N/A | 9.1194 | #N/A | #N/A | 3.8759 | #N/A | 0 | 0 | 0 | 0 | 0 | 0 | 0 | 0 | 0.004053% | 1 | 50% | 0% | 0% | 0% | 8.2745 | 0 | 0 | 0 | 8.2745 | #N/A
2007-03-28 16:00 | 3 | 28 | 16 | 87.6251 | 2080 | 41 | 6.98 | 1013 | 41 | 8.7947 | 0 | Heating | 1.1726 | #N/A | #N/A | #N/A | #N/A | 8.7947 | #N/A | #N/A | 3.8033 | #N/A | 0 | 0 | 0 | 0 | 0 | 0 | 0 | 0 | 0.003909% | 1 | 50% | 0% | 0% | 0% | 8.2745 | 0 | 0 | 0 | 8.2745 | #N/A
2007-03-28 17:00 | 3 | 28 | 17 | 87.6668 | 2081 | 41 | 10.94 | 1014 | 41 | 7.2911 | 0 | Heating | 0.97214 | #N/A | #N/A | #N/A | #N/A | 7.2911 | #N/A | #N/A | 3.8033 | #N/A | 0 | 0 | 0 | 0 | 0 | 0 | 0 | 0 | 0.00324% | 1 | 50% | 0% | 0% | 0% | 8.2745 | 0 | 0 | 0 | 8.2745 | #N/A
2007-03-28 18:00 | 3 | 28 | 18 | 87.7085 | 2082 | 35.96 | 12.02 | 1014 | 35.96 | 12.2979 | 0 | Heating | 1.6397 | #N/A | #N/A | #N/A | #N/A | 12.2979 | #N/A | #N/A | 3.5052 | #N/A | 0 | 0 | 0 | 0 | 0 | 0 | 0 | 0 | 0.005466% | 1 | 50% | 0% | 0% | 0% | 8.2745 | 0 | 0 | 0 | 8.2745 | #N/A
2007-03-28 19:00 | 3 | 28 | 19 | 87.7501 | 2083 | 35.06 | 14 | 1015 | 35.06 | 59.3375 | 0 | Heating | 7.9117 | #N/A | #N/A | #N/A | #N/A | 59.3375 | #N/A | #N/A | 3.4585 | #N/A | 0 | 0 | 0 | 0 | 0 | 0 | 0 | 0 | 0.02637% | 1 | 50% | 0% | 0% | 0% | 8.2745 | 0 | 0 | 0 | 8.2745 | #N/A
2007-03-28 20:00 | 3 | 28 | 20 | 87.7918 | 2084 | 35.06 | 15.08 | 1016 | 35.06 | 89.6081 | 0 | Heating | 11.9477 | #N/A | #N/A | #N/A | #N/A | 89.6081 | #N/A | #N/A | 3.4585 | #N/A | 0 | 0 | 0 | 0 | 0 | 0 | 0 | 0 | 0.03983% | 1 | 50% | 0% | 0% | 0% | 8.2745 | 0 | 0 | 0 | 8.2745 | #N/A
2007-03-28 21:00 | 3 | 28 | 21 | 87.8335 | 2085 | 33.08 | 17.06 | 1016 | 33.08 | 166.4576 | 0 | Heating | 22.1944 | #N/A | #N/A | #N/A | #N/A | 166.4576 | #N/A | #N/A | 3.3624 | #N/A | 0 | 0 | 0 | 0 | 0 | 0 | 0 | 0 | 0.07398% | 1 | 50% | 0% | 0% | 0% | 8.2745 | 0 | 0 | 0 | 8.2745 | #N/A
2007-03-28 22:00 | 3 | 28 | 22 | 87.8751 | 2086 | 32 | 19.04 | 1016 | 32 | 258.5775 | 0 | Heating | 34.477 | #N/A | #N/A | #N/A | #N/A | 258.5775 | #N/A | #N/A | 3.3135 | #N/A | 0 | 0 | 0 | 0 | 0 | 0 | 0 | 0 | 0.1149% | 1 | 50% | 0% | 0% | 0% | 8.2745 | 0 | 0 | 0 | 8.2745 | #N/A
2007-03-28 23:00 | 3 | 28 | 23 | 87.9168 | 2087 | 32 | 17.96 | 1016 | 32 | 3.4188 | 0 | Heating | 0.45584 | #N/A | #N/A | #N/A | #N/A | 3.4188 | #N/A | #N/A | 3.3135 | #N/A | 0 | 0 | 0 | 0 | 0 | 0 | 0 | 0 | 0.001519% | 1 | 50% | 0% | 0% | 0% | 8.2745 | 0 | 0 | 0 | 8.2745 | #N/A
2007-03-29 | 3 | 29 | 0 | 87.9585 | 2088 | 30.92 | 19.04 | 1016 | 30.92 | 14.7522 | 0 | Heating | 1.967 | #N/A | #N/A | #N/A | #N/A | 14.7522 | #N/A | #N/A | 3.2671 | #N/A | 0 | 0 | 0 | 0 | 0 | 0 | 0 | 0 | 0.006557% | 1 | 50% | 0% | 0% | 0% | 8.2745 | 0 | 0 | 0 | 8.2745 | #N/A
2007-03-29 01:00 | 3 | 29 | 1 | 88.0001 | 2089 | 30.02 | 19.04 | 1017 | 30.02 | 23.2384 | 0 | Heating | 3.0985 | #N/A | #N/A | #N/A | #N/A | 23.2384 | #N/A | #N/A | 3.2302 | #N/A | 0 | 0 | 0 | 0 | 0 | 0 | 0 | 0 | 0.01033% | 1 | 50% | 0% | 0% | 0% | 8.2745 | 0 | 0 | 0 | 8.2745 | #N/A
2007-03-29 02:00 | 3 | 29 | 2 | 88.0418 | 2090 | 30.02 | 19.04 | 1017 | 30.02 | 50.7288 | 0 | Heating | 6.7638 | #N/A | #N/A | #N/A | #N/A | 50.7288 | #N/A | #N/A | 3.2302 | #N/A | 0 | 0 | 0 | 0 | 0 | 0 | 0 | 0 | 0.02255% | 1 | 50% | 0% | 0% | 0% | 8.2745 | 0 | 0 | 0 | 8.2745 | #N/A
2007-03-29 03:00 | 3 | 29 | 3 | 88.0835 | 2091 | 28.94 | 19.94 | 1017 | 28.94 | 89.9809 | 0 | Heating | 11.9974 | #N/A | #N/A | #N/A | #N/A | 89.9809 | #N/A | #N/A | 3.188 | #N/A | 0 | 0 | 0 | 0 | 0 | 0 | 0 | 0 | 0.03999% | 1 | 50% | 0% | 0% | 0% | 8.2745 | 0 | 0 | 0 | 8.2745 | #N/A
2007-03-29 04:00 | 3 | 29 | 4 | 88.1251 | 2092 | 28.04 | 19.04 | 1017 | 28.04 | 154.1284 | 0 | Heating | 20.5505 | #N/A | #N/A | #N/A | #N/A | 154.1284 | #N/A | #N/A | 3.1545 | #N/A | 0 | 0 | 0 | 0 | 0 | 0 | 0 | 0 | 0.0685% | 1 | 50% | 0% | 0% | 0% | 8.2745 | 0 | 0 | 0 | 8.2745 | #N/A
2007-03-29 05:00 | 3 | 29 | 5 | 88.1668 | 2093 | 28.04 | 19.04 | 1018 | 28.04 | 220.5468 | 0 | Heating | 29.4062 | #N/A | #N/A | #N/A | #N/A | 220.5468 | #N/A | #N/A | 3.1545 | #N/A | 0 | 0 | 0 | 0 | 0 | 0 | 0 | 0 | 0.09802% | 1 | 50% | 0% | 0% | 0% | 8.2745 | 0 | 0 | 0 | 8.2745 | #N/A
2007-03-29 06:00 | 3 | 29 | 6 | 88.2085 | 2094 | 28.04 | 17.96 | 1018 | 28.04 | 238.6549 | 0 | Heating | 31.8207 | #N/A | #N/A | #N/A | #N/A | 238.6549 | #N/A | #N/A | 3.1545 | #N/A | 0 | 0 | 0 | 0 | 0 | 0 | 0 | 0 | 0.1061% | 1 | 50% | 0% | 0% | 0% | 8.2745 | 0 | 0 | 0 | 8.2745 | #N/A
2007-03-29 07:00 | 3 | 29 | 7 | 88.2501 | 2095 | 30.02 | 19.94 | 1019 | 30.02 | 853.072 | 0 | Heating | 113.7429 | #N/A | #N/A | #N/A | #N/A | 853.072 | #N/A | #N/A | 3.2302 | #N/A | 0 | 0 | 0 | 0 | 0 | 0 | 0 | 0 | 0.3791% | 1 | 50% | 0% | 0% | 0% | 8.2745 | 0 | 0 | 0 | 8.2745 | #N/A
2007-03-29 08:00 | 3 | 29 | 8 | 88.2918 | 2096 | 30.02 | 21.92 | 1019 | 30.02 | 409.1545 | 0 | Heating | 54.5539 | #N/A | #N/A | #N/A | #N/A | 409.1545 | #N/A | #N/A | 3.2302 | #N/A | 0 | 0 | 0 | 0 | 0 | 0 | 0 | 0 | 0.1818% | 1 | 50% | 0% | 0% | 0% | 8.2745 | 0 | 0 | 0 | 8.2745 | #N/A
2007-03-29 09:00 | 3 | 29 | 9 | 88.3335 | 2097 | 33.98 | 21.02 | 1019 | 33.98 | 80.9212 | 0 | Heating | 10.7895 | #N/A | #N/A | #N/A | #N/A | 80.9212 | #N/A | #N/A | 3.405 | #N/A | 0 | 0 | 0 | 0 | 0 | 0 | 0 | 0 | 0.03596% | 1 | 50% | 0% | 0% | 0% | 8.2745 | 0 | 0 | 0 | 8.2745 | #N/A
2007-03-29 10:00 | 3 | 29 | 10 | 88.3751 | 2098 | 35.06 | 21.92 | 1019 | 35.06 | 33.0974 | 0 | Heating | 4.413 | #N/A | #N/A | #N/A | #N/A | 33.0974 | #N/A | #N/A | 3.4585 | #N/A | 0 | 0 | 0 | 0 | 0 | 0 | 0 | 0 | 0.01471% | 1 | 50% | 0% | 0% | 0% | 8.2745 | 0 | 0 | 0 | 8.2745 | #N/A
2007-03-29 11:00 | 3 | 29 | 11 | 88.4168 | 2099 | 35.06 | 21.02 | 1019 | 35.06 | 20.009 | 0 | Heating | 2.6679 | #N/A | #N/A | #N/A | #N/A | 20.009 | #N/A | #N/A | 3.4585 | #N/A | 0 | 0 | 0 | 0 | 0 | 0 | 0 | 0 | 0.008893% | 1 | 50% | 0% | 0% | 0% | 8.2745 | 0 | 0 | 0 | 8.2745 | #N/A
2007-03-29 12:00 | 3 | 29 | 12 | 88.4585 | 2100 | 37.04 | 19.94 | 1018 | 37.04 | 11.3118 | 0 | Heating | 1.5082 | #N/A | #N/A | #N/A | #N/A | 11.3118 | #N/A | #N/A | 3.5637 | #N/A | 0 | 0 | 0 | 0 | 0 | 0 | 0 | 0 | 0.005027% | 1 | 50% | 0% | 0% | 0% | 8.2745 | 0 | 0 | 0 | 8.2745 | #N/A
2007-03-29 13:00 | 3 | 29 | 13 | 88.5001 | 2101 | 41 | 17.96 | 1018 | 41 | 12.9008 | 0 | Heating | 1.7201 | #N/A | #N/A | #N/A | #N/A | 12.9008 | #N/A | #N/A | 3.8033 | #N/A | 0 | 0 | 0 | 0 | 0 | 0 | 0 | 0 | 0.005734% | 1 | 50% | 0% | 0% | 0% | 8.2745 | 0 | 0 | 0 | 8.2745 | #N/A
2007-03-29 14:00 | 3 | 29 | 14 | 88.5418 | 2102 | 41 | 17.06 | 1017 | 41 | 4.4547 | 0 | Heating | 0.59395 | #N/A | #N/A | #N/A | #N/A | 4.4547 | #N/A | #N/A | 3.8033 | #N/A | 0 | 0 | 0 | 0 | 0 | 0 | 0 | 0 | 0.00198% | 1 | 50% | 0% | 0% | 0% | 8.2745 | 0 | 0 | 0 | 8.2745 | #N/A
2007-03-29 15:00 | 3 | 29 | 15 | 88.5835 | 2103 | 42.08 | 15.98 | 1016 | 42.08 | 2.7172 | 0 | Heating | 0.3623 | #N/A | #N/A | #N/A | #N/A | 2.7172 | #N/A | #N/A | 3.8759 | #N/A | 0 | 0 | 0 | 0 | 0 | 0 | 0 | 0 | 0.001208% | 1 | 50% | 0% | 0% | 0% | 8.2745 | 0 | 0 | 0 | 8.2745 | #N/A
2007-03-29 16:00 | 3 | 29 | 16 | 88.6251 | 2104 | 44.06 | 15.08 | 1016 | 44.06 | 2.4188 | 0 | Heating | 0.3225 | #N/A | #N/A | #N/A | #N/A | 2.4188 | #N/A | #N/A | 4.0174 | #N/A | 0 | 0 | 0 | 0 | 0 | 0 | 0 | 0 | 0.001075% | 1 | 50% | 0% | 0% | 0% | 8.2745 | 0 | 0 | 0 | 8.2745 | #N/A
2007-03-29 17:00 | 3 | 29 | 17 | 88.6668 | 2105 | 44.06 | 15.08 | 1016 | 44.06 | 0.98782 | 0 | Heating | 0.13171 | #N/A | #N/A | #N/A | #N/A | 0.98782 | #N/A | #N/A | 4.0174 | #N/A | 0 | 0 | 0 | 0 | 0 | 0 | 0 | 0 | 0.000439% | 1 | 50% | 0% | 0% | 0% | 8.2745 | 0 | 0 | 0 | 8.2745 | #N/A
2007-03-29 18:00 | 3 | 29 | 18 | 88.7085 | 2106 | 42.08 | 15.98 | 1016 | 42.08 | 2.4195 | 0 | Heating | 0.32259 | #N/A | #N/A | #N/A | #N/A | 2.4195 | #N/A | #N/A | 3.8759 | #N/A | 0 | 0 | 0 | 0 | 0 | 0 | 0 | 0 | 0.001075% | 1 | 50% | 0% | 0% | 0% | 8.2745 | 0 | 0 | 0 | 8.2745 | #N/A
2007-03-29 19:00 | 3 | 29 | 19 | 88.7501 | 2107 | 39.02 | 15.08 | 1015 | 39.02 | 9.3917 | 0 | Heating | 1.2522 | #N/A | #N/A | #N/A | #N/A | 9.3917 | #N/A | #N/A | 3.6785 | #N/A | 0 | 0 | 0 | 0 | 0 | 0 | 0 | 0 | 0.004174% | 1 | 50% | 0% | 0% | 0% | 8.2745 | 0 | 0 | 0 | 8.2745 | #N/A
2007-03-29 20:00 | 3 | 29 | 20 | 88.7918 | 2108 | 39.02 | 15.98 | 1015 | 39.02 | 13.5251 | 0 | Heating | 1.8034 | #N/A | #N/A | #N/A | #N/A | 13.5251 | #N/A | #N/A | 3.6785 | #N/A | 0 | 0 | 0 | 0 | 0 | 0 | 0 | 0 | 0.006011% | 1 | 50% | 0% | 0% | 0% | 8.2745 | 0 | 0 | 0 | 8.2745 | #N/A
2007-03-29 21:00 | 3 | 29 | 21 | 88.8335 | 2109 | 33.98 | 17.96 | 1015 | 33.98 | 39.2386 | 0 | Heating | 5.2318 | #N/A | #N/A | #N/A | #N/A | 39.2386 | #N/A | #N/A | 3.405 | #N/A | 0 | 0 | 0 | 0 | 0 | 0 | 0 | 0 | 0.01744% | 1 | 50% | 0% | 0% | 0% | 8.2745 | 0 | 0 | 0 | 8.2745 | #N/A
2007-03-29 22:00 | 3 | 29 | 22 | 88.8751 | 2110 | 33.98 | 19.04 | 1015 | 33.98 | 75.3678 | 0 | Heating | 10.049 | #N/A | #N/A | #N/A | #N/A | 75.3678 | #N/A | #N/A | 3.405 | #N/A | 0 | 0 | 0 | 0 | 0 | 0 | 0 | 0 | 0.0335% | 1 | 50% | 0% | 0% | 0% | 8.2745 | 0 | 0 | 0 | 8.2745 | #N/A
2007-03-29 23:00 | 3 | 29 | 23 | 88.9168 | 2111 | 33.98 | 19.94 | 1015 | 33.98 | 0 | 0 | Cooling | 0 | #N/A | #N/A | #N/A | #N/A | 0 | 0 | 0 | 0 | 0 | 0 | #N/A | #N/A | 88 | #N/A | #N/A | #N/A | #N/A | 0% | 1 | 50% | 0% | 0% | 0% | 8.2745 | 0 | 0 | 0 | 8.2745 | #N/A
2007-03-30 | 3 | 30 | 0 | 88.9585 | 2112 | 33.08 | 19.94 | 1015 | 33.08 | 0 | 0 | Cooling | 0 | #N/A | #N/A | #N/A | #N/A | 0 | 0 | 0 | 0 | 0 | 0 | #N/A | #N/A | 88 | #N/A | #N/A | #N/A | #N/A | 0% | 1 | 50% | 0% | 0% | 0% | 8.2745 | 0 | 0 | 0 | 8.2745 | #N/A
2007-03-30 01:00 | 3 | 30 | 1 | 89.0001 | 2113 | 33.98 | 21.92 | 1014 | 33.98 | 0 | 0 | Cooling | 0 | #N/A | #N/A | #N/A | #N/A | 0 | 0 | 0 | 0 | 0 | 0 | #N/A | #N/A | 88 | #N/A | #N/A | #N/A | #N/A | 0% | 1 | 50% | 0% | 0% | 0% | 8.2745 | 0 | 0 | 0 | 8.2745 | #N/A
2007-03-30 02:00 | 3 | 30 | 2 | 89.0418 | 2114 | 33.98 | 21.02 | 1014 | 33.98 | 0.19246 | 0 | Heating | 0.025661 | #N/A | #N/A | #N/A | #N/A | 0.19246 | #N/A | #N/A | 3.405 | #N/A | 0 | 0 | 0 | 0 | 0 | 0 | 0 | 0 | 8.554e-05% | 1 | 50% | 0% | 0% | 0% | 8.2745 | 0 | 0 | 0 | 8.2745 | #N/A
2007-03-30 03:00 | 3 | 30 | 3 | 89.0835 | 2115 | 32 | 30.92 | 1014 | 32 | 1.9135 | 0 | Heating | 0.25513 | #N/A | #N/A | #N/A | #N/A | 1.9135 | #N/A | #N/A | 3.3135 | #N/A | 0 | 0 | 0 | 0 | 0 | 0 | 0 | 0 | 0.0008504% | 1 | 50% | 0% | 0% | 0% | 8.2745 | 0 | 0 | 0 | 8.2745 | #N/A
2007-03-30 04:00 | 3 | 30 | 4 | 89.1251 | 2116 | 32 | 30.92 | 1014 | 32 | 7.1682 | 0 | Heating | 0.95576 | #N/A | #N/A | #N/A | #N/A | 7.1682 | #N/A | #N/A | 3.3135 | #N/A | 0 | 0 | 0 | 0 | 0 | 0 | 0 | 0 | 0.003186% | 1 | 50% | 0% | 0% | 0% | 8.2745 | 0 | 0 | 0 | 8.2745 | #N/A
2007-03-30 05:00 | 3 | 30 | 5 | 89.1668 | 2117 | 32 | 32 | 1013 | 32 | 12.3444 | 0 | Heating | 1.6459 | #N/A | #N/A | #N/A | #N/A | 12.3444 | #N/A | #N/A | 3.3135 | #N/A | 0 | 0 | 0 | 0 | 0 | 0 | 0 | 0 | 0.005486% | 1 | 50% | 0% | 0% | 0% | 8.2745 | 0 | 0 | 0 | 8.2745 | #N/A
2007-03-30 06:00 | 3 | 30 | 6 | 89.2085 | 2118 | 30.92 | 30.02 | 1013 | 30.92 | 15.7948 | 0 | Heating | 2.106 | #N/A | #N/A | #N/A | #N/A | 15.7948 | #N/A | #N/A | 3.2671 | #N/A | 0 | 0 | 0 | 0 | 0 | 0 | 0 | 0 | 0.00702% | 1 | 50% | 0% | 0% | 0% | 8.2745 | 0 | 0 | 0 | 8.2745 | #N/A
2007-03-30 07:00 | 3 | 30 | 7 | 89.2501 | 2119 | 33.98 | 28.94 | 1012 | 33.98 | 533.3279 | 0 | Heating | 71.1104 | #N/A | #N/A | #N/A | #N/A | 533.3279 | #N/A | #N/A | 3.405 | #N/A | 0 | 0 | 0 | 0 | 0 | 0 | 0 | 0 | 0.237% | 1 | 50% | 0% | 0% | 0% | 8.2745 | 0 | 0 | 0 | 8.2745 | #N/A
2007-03-30 08:00 | 3 | 30 | 8 | 89.2918 | 2120 | 33.98 | 30.02 | 1012 | 33.98 | 324.7166 | 0 | Heating | 43.2955 | #N/A | #N/A | #N/A | #N/A | 324.7166 | #N/A | #N/A | 3.405 | #N/A | 0 | 0 | 0 | 0 | 0 | 0 | 0 | 0 | 0.1443% | 1 | 50% | 0% | 0% | 0% | 8.2745 | 0 | 0 | 0 | 8.2745 | #N/A
2007-03-30 09:00 | 3 | 30 | 9 | 89.3335 | 2121 | 41 | 26.96 | 1012 | 41 | 206.2339 | 0 | Heating | 27.4979 | #N/A | #N/A | #N/A | #N/A | 206.2339 | #N/A | #N/A | 3.8033 | #N/A | 0 | 0 | 0 | 0 | 0 | 0 | 0 | 0 | 0.09166% | 1 | 50% | 0% | 0% | 0% | 8.2745 | 0 | 0 | 0 | 8.2745 | #N/A
2007-03-30 10:00 | 3 | 30 | 10 | 89.3751 | 2122 | 44.06 | 30.92 | 1011 | 44.06 | 192.1469 | 0 | Heating | 25.6196 | #N/A | #N/A | #N/A | #N/A | 192.1469 | #N/A | #N/A | 4.0174 | #N/A | 0 | 0 | 0 | 0 | 0 | 0 | 0 | 0 | 0.0854% | 1 | 50% | 0% | 0% | 0% | 8.2745 | 0 | 0 | 0 | 8.2745 | #N/A
2007-03-30 11:00 | 3 | 30 | 11 | 89.4168 | 2123 | 44.06 | 30.92 | 1011 | 44.06 | 223.9695 | 0 | Heating | 29.8626 | #N/A | #N/A | #N/A | #N/A | 223.9695 | #N/A | #N/A | 4.0174 | #N/A | 0 | 0 | 0 | 0 | 0 | 0 | 0 | 0 | 0.09954% | 1 | 50% | 0% | 0% | 0% | 8.2745 | 0 | 0 | 0 | 8.2745 | #N/A
2007-03-30 12:00 | 3 | 30 | 12 | 89.4585 | 2124 | 48.02 | 33.98 | 1010 | 48.02 | 202.3659 | 0 | Heating | 26.9821 | #N/A | #N/A | #N/A | #N/A | 202.3659 | #N/A | #N/A | 4.3357 | #N/A | 0 | 0 | 0 | 0 | 0 | 0 | 0 | 0 | 0.08994% | 1 | 50% | 0% | 0% | 0% | 8.2745 | 0 | 0 | 0 | 8.2745 | #N/A
2007-03-30 13:00 | 3 | 30 | 13 | 89.5001 | 2125 | 50 | 33.98 | 1010 | 50 | 172.7307 | 0 | Heating | 23.0308 | #N/A | #N/A | #N/A | #N/A | 172.7307 | #N/A | #N/A | 4.5134 | #N/A | 0 | 0 | 0 | 0 | 0 | 0 | 0 | 0 | 0.07677% | 1 | 50% | 0% | 0% | 0% | 8.2745 | 0 | 0 | 0 | 8.2745 | #N/A
2007-03-30 14:00 | 3 | 30 | 14 | 89.5418 | 2126 | 50 | 35.06 | 1008 | 50 | 154.0737 | 0 | Heating | 20.5432 | #N/A | #N/A | #N/A | #N/A | 154.0737 | #N/A | #N/A | 4.5134 | #N/A | 0 | 0 | 0 | 0 | 0 | 0 | 0 | 0 | 0.06848% | 1 | 50% | 0% | 0% | 0% | 8.2745 | 0 | 0 | 0 | 8.2745 | #N/A
2007-03-30 15:00 | 3 | 30 | 15 | 89.5835 | 2127 | 53.06 | 35.06 | 1008 | 53.06 | 246.4198 | 0 | Heating | 32.856 | #N/A | #N/A | #N/A | #N/A | 246.4198 | #N/A | #N/A | 4.8142 | #N/A | 0 | 0 | 0 | 0 | 0 | 0 | 0 | 0 | 0.1095% | 1 | 50% | 0% | 0% | 0% | 8.2745 | 0 | 0 | 0 | 8.2745 | #N/A
2007-03-30 16:00 | 3 | 30 | 16 | 89.6251 | 2128 | 53.06 | 35.96 | 1006 | 53.06 | 257.4346 | 0 | Heating | 34.3246 | #N/A | #N/A | #N/A | #N/A | 257.4346 | #N/A | #N/A | 4.8142 | #N/A | 0 | 0 | 0 | 0 | 0 | 0 | 0 | 0 | 0.1144% | 1 | 50% | 0% | 0% | 0% | 8.2745 | 0 | 0 | 0 | 8.2745 | #N/A
2007-03-30 17:00 | 3 | 30 | 17 | 89.6668 | 2129 | 53.06 | 35.96 | 1006 | 53.06 | 206.3586 | 0 | Heating | 27.5145 | #N/A | #N/A | #N/A | #N/A | 206.3586 | #N/A | #N/A | 4.8142 | #N/A | 0 | 0 | 0 | 0 | 0 | 0 | 0 | 0 | 0.09171% | 1 | 50% | 0% | 0% | 0% | 8.2745 | 0 | 0 | 0 | 8.2745 | #N/A
2007-03-30 18:00 | 3 | 30 | 18 | 89.7085 | 2130 | 50 | 35.06 | 1006 | 50 | 231.816 | 0 | Heating | 30.9088 | #N/A | #N/A | #N/A | #N/A | 231.816 | #N/A | #N/A | 4.5134 | #N/A | 0 | 0 | 0 | 0 | 0 | 0 | 0 | 0 | 0.103% | 1 | 50% | 0% | 0% | 0% | 8.2745 | 0 | 0 | 0 | 8.2745 | #N/A
2007-03-30 19:00 | 3 | 30 | 19 | 89.7501 | 2131 | 48.92 | 35.06 | 1006 | 48.92 | 0 | 0 | Cooling | 0 | #N/A | #N/A | #N/A | #N/A | 0 | 0 | 0 | 0 | 0 | 0 | #N/A | #N/A | 88 | #N/A | #N/A | #N/A | #N/A | 0% | 1 | 50% | 0% | 0% | 0% | 8.2745 | 0 | 0 | 0 | 8.2745 | #N/A
2007-03-30 20:00 | 3 | 30 | 20 | 89.7918 | 2132 | 48.92 | 33.98 | 1006 | 48.92 | 1.1462 | 0 | Heating | 0.15283 | #N/A | #N/A | #N/A | #N/A | 1.1462 | #N/A | #N/A | 4.4149 | #N/A | 0 | 0 | 0 | 0 | 0 | 0 | 0 | 0 | 0.0005094% | 1 | 50% | 0% | 0% | 0% | 8.2745 | 0 | 0 | 0 | 8.2745 | #N/A
2007-03-30 21:00 | 3 | 30 | 21 | 89.8335 | 2133 | 44.06 | 35.06 | 1006 | 44.06 | 5.0458 | 0 | Heating | 0.67278 | #N/A | #N/A | #N/A | #N/A | 5.0458 | #N/A | #N/A | 4.0174 | #N/A | 0 | 0 | 0 | 0 | 0 | 0 | 0 | 0 | 0.002243% | 1 | 50% | 0% | 0% | 0% | 8.2745 | 0 | 0 | 0 | 8.2745 | #N/A
2007-03-30 22:00 | 3 | 30 | 22 | 89.8751 | 2134 | 42.98 | 33.98 | 1005 | 42.98 | 10.4817 | 0 | Heating | 1.3976 | #N/A | #N/A | #N/A | #N/A | 10.4817 | #N/A | #N/A | 3.9388 | #N/A | 0 | 0 | 0 | 0 | 0 | 0 | 0 | 0 | 0.004659% | 1 | 50% | 0% | 0% | 0% | 8.2745 | 0 | 0 | 0 | 8.2745 | #N/A
2007-03-30 23:00 | 3 | 30 | 23 | 89.9168 | 2135 | 42.98 | 33.98 | 1005 | 42.98 | 14.3618 | 0 | Heating | 1.9149 | #N/A | #N/A | #N/A | #N/A | 14.3618 | #N/A | #N/A | 3.9388 | #N/A | 0 | 0 | 0 | 0 | 0 | 0 | 0 | 0 | 0.006383% | 1 | 50% | 0% | 0% | 0% | 8.2745 | 0 | 0 | 0 | 8.2745 | #N/A
2007-03-31 | 3 | 31 | 0 | 89.9585 | 2136 | 41 | 33.98 | 1004 | 41 | 18.023 | 0 | Heating | 2.4031 | #N/A | #N/A | #N/A | #N/A | 18.023 | #N/A | #N/A | 3.8033 | #N/A | 0 | 0 | 0 | 0 | 0 | 0 | 0 | 0 | 0.00801% | 1 | 50% | 0% | 0% | 0% | 8.2745 | 0 | 0 | 0 | 8.2745 | #N/A
2007-03-31 01:00 | 3 | 31 | 1 | 90.0001 | 2137 | 39.92 | 33.98 | 1004 | 39.92 | 19.9512 | 0 | Heating | 2.6602 | #N/A | #N/A | #N/A | #N/A | 19.9512 | #N/A | #N/A | 3.7339 | #N/A | 0 | 0 | 0 | 0 | 0 | 0 | 0 | 0 | 0.008867% | 1 | 50% | 0% | 0% | 0% | 8.2745 | 0 | 0 | 0 | 8.2745 | #N/A
2007-03-31 02:00 | 3 | 31 | 2 | 90.0418 | 2138 | 39.92 | 33.98 | 1003 | 39.92 | 21.5915 | 0 | Heating | 2.8789 | #N/A | #N/A | #N/A | #N/A | 21.5915 | #N/A | #N/A | 3.7339 | #N/A | 0 | 0 | 0 | 0 | 0 | 0 | 0 | 0 | 0.009596% | 1 | 50% | 0% | 0% | 0% | 8.2745 | 0 | 0 | 0 | 8.2745 | #N/A
2007-03-31 03:00 | 3 | 31 | 3 | 90.0835 | 2139 | 39.02 | 33.98 | 1003 | 39.02 | 22.9265 | 0 | Heating | 3.0569 | #N/A | #N/A | #N/A | #N/A | 22.9265 | #N/A | #N/A | 3.6785 | #N/A | 0 | 0 | 0 | 0 | 0 | 0 | 0 | 0 | 0.01019% | 1 | 50% | 0% | 0% | 0% | 8.2745 | 0 | 0 | 0 | 8.2745 | #N/A
2007-03-31 04:00 | 3 | 31 | 4 | 90.1251 | 2140 | 39.02 | 33.98 | 1003 | 39.02 | 24.2019 | 0 | Heating | 3.2269 | #N/A | #N/A | #N/A | #N/A | 24.2019 | #N/A | #N/A | 3.6785 | #N/A | 0 | 0 | 0 | 0 | 0 | 0 | 0 | 0 | 0.01076% | 1 | 50% | 0% | 0% | 0% | 8.2745 | 0 | 0 | 0 | 8.2745 | #N/A
2007-03-31 05:00 | 3 | 31 | 5 | 90.1668 | 2141 | 39.02 | 33.98 | 1003 | 39.02 | 26.0875 | 0 | Heating | 3.4783 | #N/A | #N/A | #N/A | #N/A | 26.0875 | #N/A | #N/A | 3.6785 | #N/A | 0 | 0 | 0 | 0 | 0 | 0 | 0 | 0 | 0.01159% | 1 | 50% | 0% | 0% | 0% | 8.2745 | 0 | 0 | 0 | 8.2745 | #N/A
2007-03-31 06:00 | 3 | 31 | 6 | 90.2085 | 2142 | 37.94 | 33.98 | 1003 | 37.94 | 24.4194 | 0 | Heating | 3.2559 | #N/A | #N/A | #N/A | #N/A | 24.4194 | #N/A | #N/A | 3.6146 | #N/A | 0 | 0 | 0 | 0 | 0 | 0 | 0 | 0 | 0.01085% | 1 | 50% | 0% | 0% | 0% | 8.2745 | 0 | 0 | 0 | 8.2745 | #N/A
2007-03-31 07:00 | 3 | 31 | 7 | 90.2501 | 2143 | 37.94 | 33.98 | 1003 | 37.94 | 19.9931 | 0 | Heating | 2.6657 | #N/A | #N/A | #N/A | #N/A | 19.9931 | #N/A | #N/A | 3.6146 | #N/A | 0 | 0 | 0 | 0 | 0 | 0 | 0 | 0 | 0.008886% | 1 | 50% | 0% | 0% | 0% | 8.2745 | 0 | 0 | 0 | 8.2745 | #N/A
2007-03-31 08:00 | 3 | 31 | 8 | 90.2918 | 2144 | 37.94 | 35.06 | 1003 | 37.94 | 15.4536 | 0 | Heating | 2.0605 | #N/A | #N/A | #N/A | #N/A | 15.4536 | #N/A | #N/A | 3.6146 | #N/A | 0 | 0 | 0 | 0 | 0 | 0 | 0 | 0 | 0.006868% | 1 | 50% | 0% | 0% | 0% | 8.2745 | 0 | 0 | 0 | 8.2745 | #N/A
2007-03-31 09:00 | 3 | 31 | 9 | 90.3335 | 2145 | 42.08 | 35.96 | 1003 | 42.08 | 10.4466 | 0 | Heating | 1.3929 | #N/A | #N/A | #N/A | #N/A | 10.4466 | #N/A | #N/A | 3.8759 | #N/A | 0 | 0 | 0 | 0 | 0 | 0 | 0 | 0 | 0.004643% | 1 | 50% | 0% | 0% | 0% | 8.2745 | 0 | 0 | 0 | 8.2745 | #N/A
2007-03-31 10:00 | 3 | 31 | 10 | 90.3751 | 2146 | 44.96 | 37.94 | 1003 | 44.96 | 5.4719 | 0 | Heating | 0.72958 | #N/A | #N/A | #N/A | #N/A | 5.4719 | #N/A | #N/A | 4.0856 | #N/A | 0 | 0 | 0 | 0 | 0 | 0 | 0 | 0 | 0.002432% | 1 | 50% | 0% | 0% | 0% | 8.2745 | 0 | 0 | 0 | 8.2745 | #N/A
2007-03-31 11:00 | 3 | 31 | 11 | 90.4168 | 2147 | 44.96 | 37.94 | 1003 | 44.96 | 2.5986 | 0 | Heating | 0.34648 | #N/A | #N/A | #N/A | #N/A | 2.5986 | #N/A | #N/A | 4.0856 | #N/A | 0 | 0 | 0 | 0 | 0 | 0 | 0 | 0 | 0.001155% | 1 | 50% | 0% | 0% | 0% | 8.2745 | 0 | 0 | 0 | 8.2745 | #N/A
2007-03-31 12:00 | 3 | 31 | 12 | 90.4585 | 2148 | 48.02 | 39.02 | 1002 | 48.02 | 0.14181 | 0 | Heating | 0.018908 | #N/A | #N/A | #N/A | #N/A | 0.14181 | #N/A | #N/A | 4.3357 | #N/A | 0 | 0 | 0 | 0 | 0 | 0 | 0 | 0 | 6.303e-05% | 1 | 50% | 0% | 0% | 0% | 8.2745 | 0 | 0 | 0 | 8.2745 | #N/A
2007-03-31 13:00 | 3 | 31 | 13 | 90.5001 | 2149 | 48.92 | 39.92 | 1001 | 48.92 | 0 | 0 | Cooling | 0 | #N/A | #N/A | #N/A | #N/A | 0 | 0 | 0 | 0 | 0 | 0 | #N/A | #N/A | 88 | #N/A | #N/A | #N/A | #N/A | 0% | 1 | 50% | 0% | 0% | 0% | 8.2745 | 0 | 0 | 0 | 8.2745 | #N/A
2007-03-31 14:00 | 3 | 31 | 14 | 90.5418 | 2150 | 48.92 | 39.92 | 1001 | 48.92 | 0 | 0 | Cooling | 0 | #N/A | #N/A | #N/A | #N/A | 0 | 0 | 0 | 0 | 0 | 0 | #N/A | #N/A | 88 | #N/A | #N/A | #N/A | #N/A | 0% | 1 | 50% | 0% | 0% | 0% | 8.2745 | 0 | 0 | 0 | 8.2745 | #N/A
2007-03-31 15:00 | 3 | 31 | 15 | 90.5835 | 2151 | 48.02 | 39.92 | 1001 | 48.02 | 0 | 0 | Cooling | 0 | #N/A | #N/A | #N/A | #N/A | 0 | 0 | 0 | 0 | 0 | 0 | #N/A | #N/A | 88 | #N/A | #N/A | #N/A | #N/A | 0% | 1 | 50% | 0% | 0% | 0% | 8.2745 | 0 | 0 | 0 | 8.2745 | #N/A
2007-03-31 16:00 | 3 | 31 | 16 | 90.6251 | 2152 | 46.04 | 41 | 1000 | 46.04 | 0 | 0 | Cooling | 0 | #N/A | #N/A | #N/A | #N/A | 0 | 0 | 0 | 0 | 0 | 0 | #N/A | #N/A | 88 | #N/A | #N/A | #N/A | #N/A | 0% | 1 | 50% | 0% | 0% | 0% | 8.2745 | 0 | 0 | 0 | 8.2745 | #N/A
2007-03-31 17:00 | 3 | 31 | 17 | 90.6668 | 2153 | 46.04 | 41 | 1000 | 46.04 | 0 | 0 | Cooling | 0 | #N/A | #N/A | #N/A | #N/A | 0 | 0 | 0 | 0 | 0 | 0 | #N/A | #N/A | 88 | #N/A | #N/A | #N/A | #N/A | 0% | 1 | 50% | 0% | 0% | 0% | 8.2745 | 0 | 0 | 0 | 8.2745 | #N/A
2007-03-31 18:00 | 3 | 31 | 18 | 90.7085 | 2154 | 44.06 | 39.92 | 1000 | 44.06 | 0 | 0 | Cooling | 0 | #N/A | #N/A | #N/A | #N/A | 0 | 0 | 0 | 0 | 0 | 0 | #N/A | #N/A | 88 | #N/A | #N/A | #N/A | #N/A | 0% | 1 | 50% | 0% | 0% | 0% | 8.2745 | 0 | 0 | 0 | 8.2745 | #N/A
2007-03-31 19:00 | 3 | 31 | 19 | 90.7501 | 2155 | 43.16 | 39.92 | 1000 | 43.16 | 0 | 0 | Cooling | 0 | #N/A | #N/A | #N/A | #N/A | 0 | 0 | 0 | 0 | 0 | 0 | #N/A | #N/A | 88 | #N/A | #N/A | #N/A | #N/A | 0% | 1 | 50% | 0% | 0% | 0% | 8.2745 | 0 | 0 | 0 | 8.2745 | #N/A
2007-03-31 20:00 | 3 | 31 | 20 | 90.7918 | 2156 | 42.62 | 41 | 1000 | 42.62 | 0 | 0 | Cooling | 0 | #N/A | #N/A | #N/A | #N/A | 0 | 0 | 0 | 0 | 0 | 0 | #N/A | #N/A | 88 | #N/A | #N/A | #N/A | #N/A | 0% | 1 | 50% | 0% | 0% | 0% | 8.2745 | 0 | 0 | 0 | 8.2745 | #N/A
2007-03-31 21:00 | 3 | 31 | 21 | 90.8335 | 2157 | 41.54 | 41 | 1000 | 41.54 | 0 | 0 | Cooling | 0 | #N/A | #N/A | #N/A | #N/A | 0 | 0 | 0 | 0 | 0 | 0 | #N/A | #N/A | 88 | #N/A | #N/A | #N/A | #N/A | 0% | 1 | 50% | 0% | 0% | 0% | 8.2745 | 0 | 0 | 0 | 8.2745 | #N/A
2007-03-31 22:00 | 3 | 31 | 22 | 90.8751 | 2158 | 38.48 | 40.46 | 1000 | 38.48 | 0 | 0 | Cooling | 0 | #N/A | #N/A | #N/A | #N/A | 0 | 0 | 0 | 0 | 0 | 0 | #N/A | #N/A | 88 | #N/A | #N/A | #N/A | #N/A | 0% | 1 | 50% | 0% | 0% | 0% | 8.2745 | 0 | 0 | 0 | 8.2745 | #N/A
2007-03-31 23:00 | 3 | 31 | 23 | 90.9168 | 2159 | 35.42 | 39.92 | 1000 | 35.42 | 3.5402 | 0 | Heating | 0.47203 | #N/A | #N/A | #N/A | #N/A | 3.5402 | #N/A | #N/A | 3.477 | #N/A | 0 | 0 | 0 | 0 | 0 | 0 | 0 | 0 | 0.001573% | 1 | 50% | 0% | 0% | 0% | 8.2745 | 0 | 0 | 0 | 8.2745 | #N/A
2007-04-01 | 4 | 1 | 0 | 90.9585 | 2160 | 33.08 | 39.38 | 1000 | 33.08 | 9.1197 | 0 | Heating | 1.216 | #N/A | #N/A | #N/A | #N/A | 9.1197 | #N/A | #N/A | 3.3624 | #N/A | 0 | 0 | 0 | 0 | 0 | 0 | 0 | 0 | 0.004053% | 1 | 50% | 0% | 0% | 0% | 8.2745 | 0 | 0 | 0 | 8.2745 | #N/A
2007-04-01 01:00 | 4 | 1 | 1 | 91.0001 | 2161 | 30.74 | 38.66 | 990 | 30.74 | 10.9714 | 0 | Heating | 1.4629 | #N/A | #N/A | #N/A | #N/A | 10.9714 | #N/A | #N/A | 3.2596 | #N/A | 0 | 0 | 0 | 0 | 0 | 0 | 0 | 0 | 0.004876% | 1 | 50% | 0% | 0% | 0% | 8.2745 | 0 | 0 | 0 | 8.2745 | #N/A
2007-04-01 02:00 | 4 | 1 | 2 | 91.0418 | 2162 | 30.92 | 38.12 | 989 | 30.92 | 14.1979 | 0 | Heating | 1.8931 | #N/A | #N/A | #N/A | #N/A | 14.1979 | #N/A | #N/A | 3.2671 | #N/A | 0 | 0 | 0 | 0 | 0 | 0 | 0 | 0 | 0.00631% | 1 | 50% | 0% | 0% | 0% | 8.2745 | 0 | 0 | 0 | 8.2745 | #N/A
2007-04-01 03:00 | 4 | 1 | 3 | 91.0835 | 2163 | 30.92 | 37.58 | 989 | 30.92 | 17.577 | 0 | Heating | 2.3436 | #N/A | #N/A | #N/A | #N/A | 17.577 | #N/A | #N/A | 3.2671 | #N/A | 0 | 0 | 0 | 0 | 0 | 0 | 0 | 0 | 0.007812% | 1 | 50% | 0% | 0% | 0% | 8.2745 | 0 | 0 | 0 | 8.2745 | #N/A
2007-04-01 04:00 | 4 | 1 | 4 | 91.1251 | 2164 | 31.46 | 37.04 | 988 | 31.46 | 20.9755 | 0 | Heating | 2.7967 | #N/A | #N/A | #N/A | #N/A | 20.9755 | #N/A | #N/A | 3.29 | #N/A | 0 | 0 | 0 | 0 | 0 | 0 | 0 | 0 | 0.009322% | 1 | 50% | 0% | 0% | 0% | 8.2745 | 0 | 0 | 0 | 8.2745 | #N/A
2007-04-01 05:00 | 4 | 1 | 5 | 91.1668 | 2165 | 32.18 | 35.96 | 988 | 32.18 | 29.0538 | 0 | Heating | 3.8738 | #N/A | #N/A | #N/A | #N/A | 29.0538 | #N/A | #N/A | 3.3215 | #N/A | 0 | 0 | 0 | 0 | 0 | 0 | 0 | 0 | 0.01291% | 1 | 50% | 0% | 0% | 0% | 8.2745 | 0 | 0 | 0 | 8.2745 | #N/A
2007-04-01 06:00 | 4 | 1 | 6 | 91.2085 | 2166 | 34.16 | 35.96 | 988 | 34.16 | 31.5641 | 0 | Heating | 4.2086 | #N/A | #N/A | #N/A | #N/A | 31.5641 | #N/A | #N/A | 3.4137 | #N/A | 0 | 0 | 0 | 0 | 0 | 0 | 0 | 0 | 0.01403% | 1 | 50% | 0% | 0% | 0% | 8.2745 | 0 | 0 | 0 | 8.2745 | #N/A
2007-04-01 07:00 | 4 | 1 | 7 | 91.2501 | 2167 | 33.98 | 35.96 | 988 | 33.98 | 782.1387 | 0 | Heating | 104.2852 | #N/A | #N/A | #N/A | #N/A | 782.1387 | #N/A | #N/A | 3.405 | #N/A | 0 | 0 | 0 | 0 | 0 | 0 | 0 | 0 | 0.3476% | 1 | 50% | 0% | 0% | 0% | 8.2745 | 0 | 0 | 0 | 8.2745 | #N/A
2007-04-01 08:00 | 4 | 1 | 8 | 91.2918 | 2168 | 33.98 | 35.06 | 988 | 33.98 | 465.9999 | 0 | Heating | 62.1333 | #N/A | #N/A | #N/A | #N/A | 465.9999 | #N/A | #N/A | 3.405 | #N/A | 0 | 0 | 0 | 0 | 0 | 0 | 0 | 0 | 0.2071% | 1 | 50% | 0% | 0% | 0% | 8.2745 | 0 | 0 | 0 | 8.2745 | #N/A
2007-04-01 09:00 | 4 | 1 | 9 | 91.3335 | 2169 | 39.02 | 35.96 | 988 | 39.02 | 174.5525 | 0 | Heating | 23.2737 | #N/A | #N/A | #N/A | #N/A | 174.5525 | #N/A | #N/A | 3.6785 | #N/A | 0 | 0 | 0 | 0 | 0 | 0 | 0 | 0 | 0.07758% | 1 | 50% | 0% | 0% | 0% | 8.2745 | 0 | 0 | 0 | 8.2745 | #N/A
2007-04-01 10:00 | 4 | 1 | 10 | 91.3751 | 2170 | 42.08 | 37.04 | 988 | 42.08 | 121.744 | 0 | Heating | 16.2325 | #N/A | #N/A | #N/A | #N/A | 121.744 | #N/A | #N/A | 3.8759 | #N/A | 0 | 0 | 0 | 0 | 0 | 0 | 0 | 0 | 0.05411% | 1 | 50% | 0% | 0% | 0% | 8.2745 | 0 | 0 | 0 | 8.2745 | #N/A
2007-04-01 11:00 | 4 | 1 | 11 | 91.4168 | 2171 | 42.08 | 37.94 | 988 | 42.08 | 116.6923 | 0 | Heating | 15.559 | #N/A | #N/A | #N/A | #N/A | 116.6923 | #N/A | #N/A | 3.8759 | #N/A | 0 | 0 | 0 | 0 | 0 | 0 | 0 | 0 | 0.05186% | 1 | 50% | 0% | 0% | 0% | 8.2745 | 0 | 0 | 0 | 8.2745 | #N/A
2007-04-01 12:00 | 4 | 1 | 12 | 91.4585 | 2172 | 48.02 | 35.06 | 988 | 48.02 | 57.7026 | 0 | Heating | 7.6937 | #N/A | #N/A | #N/A | #N/A | 57.7026 | #N/A | #N/A | 4.3357 | #N/A | 0 | 0 | 0 | 0 | 0 | 0 | 0 | 0 | 0.02565% | 1 | 50% | 0% | 0% | 0% | 8.2745 | 0 | 0 | 0 | 8.2745 | #N/A
2007-04-01 13:00 | 4 | 1 | 13 | 91.5001 | 2173 | 50 | 32 | 987 | 50 | 75.1513 | 0 | Heating | 10.0202 | #N/A | #N/A | #N/A | #N/A | 75.1513 | #N/A | #N/A | 4.5134 | #N/A | 0 | 0 | 0 | 0 | 0 | 0 | 0 | 0 | 0.0334% | 1 | 50% | 0% | 0% | 0% | 8.2745 | 0 | 0 | 0 | 8.2745 | #N/A
2007-04-01 14:00 | 4 | 1 | 14 | 91.5418 | 2174 | 50 | 32 | 987 | 50 | 31.1689 | 0 | Heating | 4.1559 | #N/A | #N/A | #N/A | #N/A | 31.1689 | #N/A | #N/A | 4.5134 | #N/A | 0 | 0 | 0 | 0 | 0 | 0 | 0 | 0 | 0.01385% | 1 | 50% | 0% | 0% | 0% | 8.2745 | 0 | 0 | 0 | 8.2745 | #N/A
2007-04-01 15:00 | 4 | 1 | 15 | 91.5835 | 2175 | 51.08 | 32 | 988 | 51.08 | 41.0154 | 0 | Heating | 5.4687 | #N/A | #N/A | #N/A | #N/A | 41.0154 | #N/A | #N/A | 4.6159 | #N/A | 0 | 0 | 0 | 0 | 0 | 0 | 0 | 0 | 0.01823% | 1 | 50% | 0% | 0% | 0% | 8.2745 | 0 | 0 | 0 | 8.2745 | #N/A
2007-04-01 16:00 | 4 | 1 | 16 | 91.6251 | 2176 | 50 | 28.04 | 988 | 50 | 32.6338 | 0 | Heating | 4.3512 | #N/A | #N/A | #N/A | #N/A | 32.6338 | #N/A | #N/A | 4.5134 | #N/A | 0 | 0 | 0 | 0 | 0 | 0 | 0 | 0 | 0.0145% | 1 | 50% | 0% | 0% | 0% | 8.2745 | 0 | 0 | 0 | 8.2745 | #N/A
2007-04-01 17:00 | 4 | 1 | 17 | 91.6668 | 2177 | 50 | 28.04 | 989 | 50 | 16.7277 | 0 | Heating | 2.2304 | #N/A | #N/A | #N/A | #N/A | 16.7277 | #N/A | #N/A | 4.5134 | #N/A | 0 | 0 | 0 | 0 | 0 | 0 | 0 | 0 | 0.007435% | 1 | 50% | 0% | 0% | 0% | 8.2745 | 0 | 0 | 0 | 8.2745 | #N/A
2007-04-01 18:00 | 4 | 1 | 18 | 91.7085 | 2178 | 48.02 | 30.02 | 989 | 48.02 | 51.0801 | 0 | Heating | 6.8107 | #N/A | #N/A | #N/A | #N/A | 51.0801 | #N/A | #N/A | 4.3357 | #N/A | 0 | 0 | 0 | 0 | 0 | 0 | 0 | 0 | 0.0227% | 1 | 50% | 0% | 0% | 0% | 8.2745 | 0 | 0 | 0 | 8.2745 | #N/A
2007-04-01 19:00 | 4 | 1 | 19 | 91.7501 | 2179 | 46.04 | 28.94 | 989 | 46.04 | 143.9014 | 0 | Heating | 19.1869 | #N/A | #N/A | #N/A | #N/A | 143.9014 | #N/A | #N/A | 4.1705 | #N/A | 0 | 0 | 0 | 0 | 0 | 0 | 0 | 0 | 0.06396% | 1 | 50% | 0% | 0% | 0% | 8.2745 | 0 | 0 | 0 | 8.2745 | #N/A
2007-04-01 20:00 | 4 | 1 | 20 | 91.7918 | 2180 | 46.04 | 30.02 | 990 | 46.04 | 175.6456 | 0 | Heating | 23.4194 | #N/A | #N/A | #N/A | #N/A | 175.6456 | #N/A | #N/A | 4.1705 | #N/A | 0 | 0 | 0 | 0 | 0 | 0 | 0 | 0 | 0.07806% | 1 | 50% | 0% | 0% | 0% | 8.2745 | 0 | 0 | 0 | 8.2745 | #N/A
2007-04-01 21:00 | 4 | 1 | 21 | 91.8335 | 2181 | 39.02 | 30.02 | 990 | 39.02 | 258.2286 | 0 | Heating | 34.4305 | #N/A | #N/A | #N/A | #N/A | 258.2286 | #N/A | #N/A | 3.6785 | #N/A | 0 | 0 | 0 | 0 | 0 | 0 | 0 | 0 | 0.1148% | 1 | 50% | 0% | 0% | 0% | 8.2745 | 0 | 0 | 0 | 8.2745 | #N/A
2007-04-01 22:00 | 4 | 1 | 22 | 91.8751 | 2182 | 37.94 | 30.92 | 990 | 37.94 | 295.5472 | 0 | Heating | 39.4063 | #N/A | #N/A | #N/A | #N/A | 295.5472 | #N/A | #N/A | 3.6146 | #N/A | 0 | 0 | 0 | 0 | 0 | 0 | 0 | 0 | 0.1314% | 1 | 50% | 0% | 0% | 0% | 8.2745 | 0 | 0 | 0 | 8.2745 | #N/A
2007-04-01 23:00 | 4 | 1 | 23 | 91.9168 | 2183 | 37.94 | 30.92 | 990 | 37.94 | 0.60905 | 0 | Heating | 0.081207 | #N/A | #N/A | #N/A | #N/A | 0.60905 | #N/A | #N/A | 3.6146 | #N/A | 0 | 0 | 0 | 0 | 0 | 0 | 0 | 0 | 0.0002707% | 1 | 50% | 0% | 0% | 0% | 8.2745 | 0 | 0 | 0 | 8.2745 | #N/A
2007-04-02 | 4 | 2 | 0 | 91.9585 | 2184 | 33.08 | 30.92 | 990 | 33.08 | 7.4067 | 0 | Heating | 0.98755 | #N/A | #N/A | #N/A | #N/A | 7.4067 | #N/A | #N/A | 3.3624 | #N/A | 0 | 0 | 0 | 0 | 0 | 0 | 0 | 0 | 0.003292% | 1 | 50% | 0% | 0% | 0% | 8.2745 | 0 | 0 | 0 | 8.2745 | #N/A
2007-04-02 01:00 | 4 | 2 | 1 | 92.0001 | 2185 | 30.92 | 28.94 | 990 | 30.92 | 12.4045 | 0 | Heating | 1.6539 | #N/A | #N/A | #N/A | #N/A | 12.4045 | #N/A | #N/A | 3.2671 | #N/A | 0 | 0 | 0 | 0 | 0 | 0 | 0 | 0 | 0.005513% | 1 | 50% | 0% | 0% | 0% | 8.2745 | 0 | 0 | 0 | 8.2745 | #N/A
2007-04-02 02:00 | 4 | 2 | 2 | 92.0418 | 2186 | 30.92 | 28.94 | 989 | 30.92 | 16.607 | 0 | Heating | 2.2143 | #N/A | #N/A | #N/A | #N/A | 16.607 | #N/A | #N/A | 3.2671 | #N/A | 0 | 0 | 0 | 0 | 0 | 0 | 0 | 0 | 0.007381% | 1 | 50% | 0% | 0% | 0% | 8.2745 | 0 | 0 | 0 | 8.2745 | #N/A
2007-04-02 03:00 | 4 | 2 | 3 | 92.0835 | 2187 | 30.92 | 28.94 | 989 | 30.92 | 20.3304 | 0 | Heating | 2.7107 | #N/A | #N/A | #N/A | #N/A | 20.3304 | #N/A | #N/A | 3.2671 | #N/A | 0 | 0 | 0 | 0 | 0 | 0 | 0 | 0 | 0.009036% | 1 | 50% | 0% | 0% | 0% | 8.2745 | 0 | 0 | 0 | 8.2745 | #N/A
2007-04-02 04:00 | 4 | 2 | 4 | 92.1251 | 2188 | 30.92 | 28.04 | 989 | 30.92 | 24.2759 | 0 | Heating | 3.2368 | #N/A | #N/A | #N/A | #N/A | 24.2759 | #N/A | #N/A | 3.2671 | #N/A | 0 | 0 | 0 | 0 | 0 | 0 | 0 | 0 | 0.01079% | 1 | 50% | 0% | 0% | 0% | 8.2745 | 0 | 0 | 0 | 8.2745 | #N/A
2007-04-02 05:00 | 4 | 2 | 5 | 92.1668 | 2189 | 30.92 | 28.04 | 990 | 30.92 | 38.2763 | 0 | Heating | 5.1035 | #N/A | #N/A | #N/A | #N/A | 38.2763 | #N/A | #N/A | 3.2671 | #N/A | 0 | 0 | 0 | 0 | 0 | 0 | 0 | 0 | 0.01701% | 1 | 50% | 0% | 0% | 0% | 8.2745 | 0 | 0 | 0 | 8.2745 | #N/A
2007-04-02 06:00 | 4 | 2 | 6 | 92.2085 | 2190 | 39.02 | 26.96 | 990 | 39.02 | 34.5189 | 0 | Heating | 4.6025 | #N/A | #N/A | #N/A | #N/A | 34.5189 | #N/A | #N/A | 3.6785 | #N/A | 0 | 0 | 0 | 0 | 0 | 0 | 0 | 0 | 0.01534% | 1 | 50% | 0% | 0% | 0% | 8.2745 | 0 | 0 | 0 | 8.2745 | #N/A
2007-04-02 07:00 | 4 | 2 | 7 | 92.2501 | 2191 | 39.92 | 26.96 | 990 | 39.92 | 736.4055 | 0 | Heating | 98.1874 | #N/A | #N/A | #N/A | #N/A | 736.4055 | #N/A | #N/A | 3.7339 | #N/A | 0 | 0 | 0 | 0 | 0 | 0 | 0 | 0 | 0.3273% | 1 | 50% | 0% | 0% | 0% | 8.2745 | 0 | 0 | 0 | 8.2745 | #N/A
2007-04-02 08:00 | 4 | 2 | 8 | 92.2918 | 2192 | 39.92 | 28.04 | 990 | 39.92 | 424.8531 | 0 | Heating | 56.6471 | #N/A | #N/A | #N/A | #N/A | 424.8531 | #N/A | #N/A | 3.7339 | #N/A | 0 | 0 | 0 | 0 | 0 | 0 | 0 | 0 | 0.1888% | 1 | 50% | 0% | 0% | 0% | 8.2745 | 0 | 0 | 0 | 8.2745 | #N/A
2007-04-02 09:00 | 4 | 2 | 9 | 92.3335 | 2193 | 42.08 | 28.04 | 990 | 42.08 | 151.3163 | 0 | Heating | 20.1755 | #N/A | #N/A | #N/A | #N/A | 151.3163 | #N/A | #N/A | 3.8759 | #N/A | 0 | 0 | 0 | 0 | 0 | 0 | 0 | 0 | 0.06725% | 1 | 50% | 0% | 0% | 0% | 8.2745 | 0 | 0 | 0 | 8.2745 | #N/A
2007-04-02 10:00 | 4 | 2 | 10 | 92.3751 | 2194 | 46.94 | 28.94 | 990 | 46.94 | 105.4011 | 0 | Heating | 14.0535 | #N/A | #N/A | #N/A | #N/A | 105.4011 | #N/A | #N/A | 4.2441 | #N/A | 0 | 0 | 0 | 0 | 0 | 0 | 0 | 0 | 0.04684% | 1 | 50% | 0% | 0% | 0% | 8.2745 | 0 | 0 | 0 | 8.2745 | #N/A
2007-04-02 11:00 | 4 | 2 | 11 | 92.4168 | 2195 | 46.94 | 30.02 | 991 | 46.94 | 94.2622 | 0 | Heating | 12.5683 | #N/A | #N/A | #N/A | #N/A | 94.2622 | #N/A | #N/A | 4.2441 | #N/A | 0 | 0 | 0 | 0 | 0 | 0 | 0 | 0 | 0.04189% | 1 | 50% | 0% | 0% | 0% | 8.2745 | 0 | 0 | 0 | 8.2745 | #N/A
2007-04-02 12:00 | 4 | 2 | 12 | 92.4585 | 2196 | 50 | 30.02 | 991 | 50 | 91.6837 | 0 | Heating | 12.2245 | #N/A | #N/A | #N/A | #N/A | 91.6837 | #N/A | #N/A | 4.5134 | #N/A | 0 | 0 | 0 | 0 | 0 | 0 | 0 | 0 | 0.04075% | 1 | 50% | 0% | 0% | 0% | 8.2745 | 0 | 0 | 0 | 8.2745 | #N/A
2007-04-02 13:00 | 4 | 2 | 13 | 92.5001 | 2197 | 53.06 | 33.08 | 991 | 53.06 | 140.2495 | 0 | Heating | 18.6999 | #N/A | #N/A | #N/A | #N/A | 140.2495 | #N/A | #N/A | 4.8142 | #N/A | 0 | 0 | 0 | 0 | 0 | 0 | 0 | 0 | 0.06233% | 1 | 50% | 0% | 0% | 0% | 8.2745 | 0 | 0 | 0 | 8.2745 | #N/A
2007-04-02 14:00 | 4 | 2 | 14 | 92.5418 | 2198 | 53.06 | 33.98 | 991 | 53.06 | 39.5193 | 0 | Heating | 5.2692 | #N/A | #N/A | #N/A | #N/A | 39.5193 | #N/A | #N/A | 4.8142 | #N/A | 0 | 0 | 0 | 0 | 0 | 0 | 0 | 0 | 0.01756% | 1 | 50% | 0% | 0% | 0% | 8.2745 | 0 | 0 | 0 | 8.2745 | #N/A
2007-04-02 15:00 | 4 | 2 | 15 | 92.5835 | 2199 | 59 | 32 | 991 | 59 | 46.3849 | 0 | Heating | 6.1847 | #N/A | #N/A | #N/A | #N/A | 46.3849 | #N/A | #N/A | 5.4953 | #N/A | 0 | 0 | 0 | 0 | 0 | 0 | 0 | 0 | 0.02062% | 1 | 50% | 0% | 0% | 0% | 8.2745 | 0 | 0 | 0 | 8.2745 | #N/A
2007-04-02 16:00 | 4 | 2 | 16 | 92.6251 | 2200 | 59 | 30.92 | 991 | 59 | 51.2587 | 0 | Heating | 6.8345 | #N/A | #N/A | #N/A | #N/A | 51.2587 | #N/A | #N/A | 5.4953 | #N/A | 0 | 0 | 0 | 0 | 0 | 0 | 0 | 0 | 0.02278% | 1 | 50% | 0% | 0% | 0% | 8.2745 | 0 | 0 | 0 | 8.2745 | #N/A
2007-04-02 17:00 | 4 | 2 | 17 | 92.6668 | 2201 | 59 | 30.92 | 992 | 59 | 18.9619 | 0 | Heating | 2.5283 | #N/A | #N/A | #N/A | #N/A | 18.9619 | #N/A | #N/A | 5.4953 | #N/A | 0 | 0 | 0 | 0 | 0 | 0 | 0 | 0 | 0.008428% | 1 | 50% | 0% | 0% | 0% | 8.2745 | 0 | 0 | 0 | 8.2745 | #N/A
2007-04-02 18:00 | 4 | 2 | 18 | 92.7085 | 2202 | 53.06 | 30.02 | 992 | 53.06 | 67.1719 | 0 | Heating | 8.9563 | #N/A | #N/A | #N/A | #N/A | 67.1719 | #N/A | #N/A | 4.8142 | #N/A | 0 | 0 | 0 | 0 | 0 | 0 | 0 | 0 | 0.02985% | 1 | 50% | 0% | 0% | 0% | 8.2745 | 0 | 0 | 0 | 8.2745 | #N/A
2007-04-02 19:00 | 4 | 2 | 19 | 92.7501 | 2203 | 48.92 | 30.02 | 993 | 48.92 | 166.9695 | 0 | Heating | 22.2626 | #N/A | #N/A | #N/A | #N/A | 166.9695 | #N/A | #N/A | 4.4149 | #N/A | 0 | 0 | 0 | 0 | 0 | 0 | 0 | 0 | 0.07421% | 1 | 50% | 0% | 0% | 0% | 8.2745 | 0 | 0 | 0 | 8.2745 | #N/A
2007-04-02 20:00 | 4 | 2 | 20 | 92.7918 | 2204 | 48.92 | 30.02 | 993 | 48.92 | 200.25 | 0 | Heating | 26.7 | #N/A | #N/A | #N/A | #N/A | 200.25 | #N/A | #N/A | 4.4149 | #N/A | 0 | 0 | 0 | 0 | 0 | 0 | 0 | 0 | 0.089% | 1 | 50% | 0% | 0% | 0% | 8.2745 | 0 | 0 | 0 | 8.2745 | #N/A
2007-04-02 21:00 | 4 | 2 | 21 | 92.8335 | 2205 | 44.06 | 28.04 | 994 | 44.06 | 267.2155 | 0 | Heating | 35.6287 | #N/A | #N/A | #N/A | #N/A | 267.2155 | #N/A | #N/A | 4.0174 | #N/A | 0 | 0 | 0 | 0 | 0 | 0 | 0 | 0 | 0.1188% | 1 | 50% | 0% | 0% | 0% | 8.2745 | 0 | 0 | 0 | 8.2745 | #N/A
2007-04-02 22:00 | 4 | 2 | 22 | 92.8751 | 2206 | 41 | 28.04 | 993 | 41 | 304.2185 | 0 | Heating | 40.5625 | #N/A | #N/A | #N/A | #N/A | 304.2185 | #N/A | #N/A | 3.8033 | #N/A | 0 | 0 | 0 | 0 | 0 | 0 | 0 | 0 | 0.1352% | 1 | 50% | 0% | 0% | 0% | 8.2745 | 0 | 0 | 0 | 8.2745 | #N/A
2007-04-02 23:00 | 4 | 2 | 23 | 92.9168 | 2207 | 41 | 28.04 | 993 | 41 | 2.0545 | 0 | Heating | 0.27394 | #N/A | #N/A | #N/A | #N/A | 2.0545 | #N/A | #N/A | 3.8033 | #N/A | 0 | 0 | 0 | 0 | 0 | 0 | 0 | 0 | 0.0009131% | 1 | 50% | 0% | 0% | 0% | 8.2745 | 0 | 0 | 0 | 8.2745 | #N/A
2007-04-03 | 4 | 3 | 0 | 92.9585 | 2208 | 39.92 | 28.04 | 993 | 39.92 | 12.562 | 0 | Heating | 1.6749 | #N/A | #N/A | #N/A | #N/A | 12.562 | #N/A | #N/A | 3.7339 | #N/A | 0 | 0 | 0 | 0 | 0 | 0 | 0 | 0 | 0.005583% | 1 | 50% | 0% | 0% | 0% | 8.2745 | 0 | 0 | 0 | 8.2745 | #N/A
2007-04-03 01:00 | 4 | 3 | 1 | 93.0001 | 2209 | 37.94 | 26.96 | 993 | 37.94 | 18.3547 | 0 | Heating | 2.4473 | #N/A | #N/A | #N/A | #N/A | 18.3547 | #N/A | #N/A | 3.6146 | #N/A | 0 | 0 | 0 | 0 | 0 | 0 | 0 | 0 | 0.008158% | 1 | 50% | 0% | 0% | 0% | 8.2745 | 0 | 0 | 0 | 8.2745 | #N/A
2007-04-03 02:00 | 4 | 3 | 2 | 93.0418 | 2210 | 37.94 | 24.98 | 992 | 37.94 | 24.0001 | 0 | Heating | 3.2 | #N/A | #N/A | #N/A | #N/A | 24.0001 | #N/A | #N/A | 3.6146 | #N/A | 0 | 0 | 0 | 0 | 0 | 0 | 0 | 0 | 0.01067% | 1 | 50% | 0% | 0% | 0% | 8.2745 | 0 | 0 | 0 | 8.2745 | #N/A
2007-04-03 03:00 | 4 | 3 | 3 | 93.0835 | 2211 | 35.96 | 24.98 | 991 | 35.96 | 45.7107 | 0 | Heating | 6.0948 | #N/A | #N/A | #N/A | #N/A | 45.7107 | #N/A | #N/A | 3.5052 | #N/A | 0 | 0 | 0 | 0 | 0 | 0 | 0 | 0 | 0.02032% | 1 | 50% | 0% | 0% | 0% | 8.2745 | 0 | 0 | 0 | 8.2745 | #N/A
2007-04-03 04:00 | 4 | 3 | 4 | 93.1251 | 2212 | 35.06 | 24.08 | 990 | 35.06 | 88.5049 | 0 | Heating | 11.8007 | #N/A | #N/A | #N/A | #N/A | 88.5049 | #N/A | #N/A | 3.4585 | #N/A | 0 | 0 | 0 | 0 | 0 | 0 | 0 | 0 | 0.03934% | 1 | 50% | 0% | 0% | 0% | 8.2745 | 0 | 0 | 0 | 8.2745 | #N/A
2007-04-03 05:00 | 4 | 3 | 5 | 93.1668 | 2213 | 35.06 | 24.08 | 988 | 35.06 | 147.4276 | 0 | Heating | 19.657 | #N/A | #N/A | #N/A | #N/A | 147.4276 | #N/A | #N/A | 3.4585 | #N/A | 0 | 0 | 0 | 0 | 0 | 0 | 0 | 0 | 0.06552% | 1 | 50% | 0% | 0% | 0% | 8.2745 | 0 | 0 | 0 | 8.2745 | #N/A
2007-04-03 06:00 | 4 | 3 | 6 | 93.2085 | 2214 | 32 | 28.04 | 988 | 32 | 99.4748 | 0 | Heating | 13.2633 | #N/A | #N/A | #N/A | #N/A | 99.4748 | #N/A | #N/A | 3.3135 | #N/A | 0 | 0 | 0 | 0 | 0 | 0 | 0 | 0 | 0.04421% | 1 | 50% | 0% | 0% | 0% | 8.2745 | 0 | 0 | 0 | 8.2745 | #N/A
2007-04-03 07:00 | 4 | 3 | 7 | 93.2501 | 2215 | 35.06 | 28.04 | 987 | 35.06 | 755.5392 | 0 | Heating | 100.7386 | #N/A | #N/A | #N/A | #N/A | 755.5392 | #N/A | #N/A | 3.4585 | #N/A | 0 | 0 | 0 | 0 | 0 | 0 | 0 | 0 | 0.3358% | 1 | 50% | 0% | 0% | 0% | 8.2745 | 0 | 0 | 0 | 8.2745 | #N/A
2007-04-03 08:00 | 4 | 3 | 8 | 93.2918 | 2216 | 35.06 | 28.04 | 986 | 35.06 | 390.1735 | 0 | Heating | 52.0231 | #N/A | #N/A | #N/A | #N/A | 390.1735 | #N/A | #N/A | 3.4585 | #N/A | 0 | 0 | 0 | 0 | 0 | 0 | 0 | 0 | 0.1734% | 1 | 50% | 0% | 0% | 0% | 8.2745 | 0 | 0 | 0 | 8.2745 | #N/A
2007-04-03 09:00 | 4 | 3 | 9 | 93.3335 | 2217 | 39.92 | 30.92 | 985 | 39.92 | 105.7734 | 0 | Heating | 14.1031 | #N/A | #N/A | #N/A | #N/A | 105.7734 | #N/A | #N/A | 3.7339 | #N/A | 0 | 0 | 0 | 0 | 0 | 0 | 0 | 0 | 0.04701% | 1 | 50% | 0% | 0% | 0% | 8.2745 | 0 | 0 | 0 | 8.2745 | #N/A
2007-04-03 10:00 | 4 | 3 | 10 | 93.3751 | 2218 | 42.98 | 33.08 | 984 | 42.98 | 101.9674 | 0 | Heating | 13.5957 | #N/A | #N/A | #N/A | #N/A | 101.9674 | #N/A | #N/A | 3.9388 | #N/A | 0 | 0 | 0 | 0 | 0 | 0 | 0 | 0 | 0.04532% | 1 | 50% | 0% | 0% | 0% | 8.2745 | 0 | 0 | 0 | 8.2745 | #N/A
2007-04-03 11:00 | 4 | 3 | 11 | 93.4168 | 2219 | 42.98 | 33.08 | 983 | 42.98 | 112.6387 | 0 | Heating | 15.0185 | #N/A | #N/A | #N/A | #N/A | 112.6387 | #N/A | #N/A | 3.9388 | #N/A | 0 | 0 | 0 | 0 | 0 | 0 | 0 | 0 | 0.05006% | 1 | 50% | 0% | 0% | 0% | 8.2745 | 0 | 0 | 0 | 8.2745 | #N/A
2007-04-03 12:00 | 4 | 3 | 12 | 93.4585 | 2220 | 46.04 | 33.98 | 981 | 46.04 | 50.7896 | 0 | Heating | 6.7719 | #N/A | #N/A | #N/A | #N/A | 50.7896 | #N/A | #N/A | 4.1705 | #N/A | 0 | 0 | 0 | 0 | 0 | 0 | 0 | 0 | 0.02257% | 1 | 50% | 0% | 0% | 0% | 8.2745 | 0 | 0 | 0 | 8.2745 | #N/A
2007-04-03 13:00 | 4 | 3 | 13 | 93.5001 | 2221 | 48.02 | 35.06 | 981 | 48.02 | 97.5894 | 0 | Heating | 13.0119 | #N/A | #N/A | #N/A | #N/A | 97.5894 | #N/A | #N/A | 4.3357 | #N/A | 0 | 0 | 0 | 0 | 0 | 0 | 0 | 0 | 0.04337% | 1 | 50% | 0% | 0% | 0% | 8.2745 | 0 | 0 | 0 | 8.2745 | #N/A
2007-04-03 14:00 | 4 | 3 | 14 | 93.5418 | 2222 | 48.02 | 35.96 | 980 | 48.02 | 34.7084 | 0 | Heating | 4.6278 | #N/A | #N/A | #N/A | #N/A | 34.7084 | #N/A | #N/A | 4.3357 | #N/A | 0 | 0 | 0 | 0 | 0 | 0 | 0 | 0 | 0.01543% | 1 | 50% | 0% | 0% | 0% | 8.2745 | 0 | 0 | 0 | 8.2745 | #N/A
2007-04-03 15:00 | 4 | 3 | 15 | 93.5835 | 2223 | 51.98 | 37.94 | 980 | 51.98 | 25.7629 | 0 | Heating | 3.4351 | #N/A | #N/A | #N/A | #N/A | 25.7629 | #N/A | #N/A | 4.7043 | #N/A | 0 | 0 | 0 | 0 | 0 | 0 | 0 | 0 | 0.01145% | 1 | 50% | 0% | 0% | 0% | 8.2745 | 0 | 0 | 0 | 8.2745 | #N/A
2007-04-03 16:00 | 4 | 3 | 16 | 93.6251 | 2224 | 50 | 37.94 | 980 | 50 | 19.5972 | 0 | Heating | 2.613 | #N/A | #N/A | #N/A | #N/A | 19.5972 | #N/A | #N/A | 4.5134 | #N/A | 0 | 0 | 0 | 0 | 0 | 0 | 0 | 0 | 0.00871% | 1 | 50% | 0% | 0% | 0% | 8.2745 | 0 | 0 | 0 | 8.2745 | #N/A
2007-04-03 17:00 | 4 | 3 | 17 | 93.6668 | 2225 | 50 | 39.02 | 981 | 50 | 11.6065 | 0 | Heating | 1.5475 | #N/A | #N/A | #N/A | #N/A | 11.6065 | #N/A | #N/A | 4.5134 | #N/A | 0 | 0 | 0 | 0 | 0 | 0 | 0 | 0 | 0.005158% | 1 | 50% | 0% | 0% | 0% | 8.2745 | 0 | 0 | 0 | 8.2745 | #N/A
2007-04-03 18:00 | 4 | 3 | 18 | 93.7085 | 2226 | 48.02 | 39.02 | 982 | 48.02 | 16.549 | 0 | Heating | 2.2065 | #N/A | #N/A | #N/A | #N/A | 16.549 | #N/A | #N/A | 4.3357 | #N/A | 0 | 0 | 0 | 0 | 0 | 0 | 0 | 0 | 0.007355% | 1 | 50% | 0% | 0% | 0% | 8.2745 | 0 | 0 | 0 | 8.2745 | #N/A
2007-04-03 19:00 | 4 | 3 | 19 | 93.7501 | 2227 | 44.96 | 37.94 | 983 | 44.96 | 52.5127 | 0 | Heating | 7.0017 | #N/A | #N/A | #N/A | #N/A | 52.5127 | #N/A | #N/A | 4.0856 | #N/A | 0 | 0 | 0 | 0 | 0 | 0 | 0 | 0 | 0.02334% | 1 | 50% | 0% | 0% | 0% | 8.2745 | 0 | 0 | 0 | 8.2745 | #N/A
2007-04-03 20:00 | 4 | 3 | 20 | 93.7918 | 2228 | 44.96 | 37.04 | 984 | 44.96 | 105.5299 | 0 | Heating | 14.0706 | #N/A | #N/A | #N/A | #N/A | 105.5299 | #N/A | #N/A | 4.0856 | #N/A | 0 | 0 | 0 | 0 | 0 | 0 | 0 | 0 | 0.0469% | 1 | 50% | 0% | 0% | 0% | 8.2745 | 0 | 0 | 0 | 8.2745 | #N/A
2007-04-03 21:00 | 4 | 3 | 21 | 93.8335 | 2229 | 41 | 35.96 | 985 | 41 | 188.6126 | 0 | Heating | 25.1483 | #N/A | #N/A | #N/A | #N/A | 188.6126 | #N/A | #N/A | 3.8033 | #N/A | 0 | 0 | 0 | 0 | 0 | 0 | 0 | 0 | 0.08383% | 1 | 50% | 0% | 0% | 0% | 8.2745 | 0 | 0 | 0 | 8.2745 | #N/A
2007-04-03 22:00 | 4 | 3 | 22 | 93.8751 | 2230 | 37.94 | 35.06 | 987 | 37.94 | 239.8025 | 0 | Heating | 31.9737 | #N/A | #N/A | #N/A | #N/A | 239.8025 | #N/A | #N/A | 3.6146 | #N/A | 0 | 0 | 0 | 0 | 0 | 0 | 0 | 0 | 0.1066% | 1 | 50% | 0% | 0% | 0% | 8.2745 | 0 | 0 | 0 | 8.2745 | #N/A
2007-04-03 23:00 | 4 | 3 | 23 | 93.9168 | 2231 | 37.94 | 33.98 | 988 | 37.94 | 0 | 0 | Cooling | 0 | #N/A | #N/A | #N/A | #N/A | 0 | 0 | 0 | 0 | 0 | 0 | #N/A | #N/A | 88 | #N/A | #N/A | #N/A | #N/A | 0% | 1 | 50% | 0% | 0% | 0% | 8.2745 | 0 | 0 | 0 | 8.2745 | #N/A
2007-04-04 | 4 | 4 | 0 | 93.9585 | 2232 | 37.04 | 33.08 | 989 | 37.04 | 1.7857 | 0 | Heating | 0.2381 | #N/A | #N/A | #N/A | #N/A | 1.7857 | #N/A | #N/A | 3.5637 | #N/A | 0 | 0 | 0 | 0 | 0 | 0 | 0 | 0 | 0.0007937% | 1 | 50% | 0% | 0% | 0% | 8.2745 | 0 | 0 | 0 | 8.2745 | #N/A
2007-04-04 01:00 | 4 | 4 | 1 | 94.0001 | 2233 | 35.96 | 32 | 990 | 35.96 | 7.2824 | 0 | Heating | 0.97099 | #N/A | #N/A | #N/A | #N/A | 7.2824 | #N/A | #N/A | 3.5052 | #N/A | 0 | 0 | 0 | 0 | 0 | 0 | 0 | 0 | 0.003237% | 1 | 50% | 0% | 0% | 0% | 8.2745 | 0 | 0 | 0 | 8.2745 | #N/A
2007-04-04 02:00 | 4 | 4 | 2 | 94.0418 | 2234 | 35.96 | 32 | 991 | 35.96 | 10.5911 | 0 | Heating | 1.4121 | #N/A | #N/A | #N/A | #N/A | 10.5911 | #N/A | #N/A | 3.5052 | #N/A | 0 | 0 | 0 | 0 | 0 | 0 | 0 | 0 | 0.004707% | 1 | 50% | 0% | 0% | 0% | 8.2745 | 0 | 0 | 0 | 8.2745 | #N/A
2007-04-04 03:00 | 4 | 4 | 3 | 94.0835 | 2235 | 35.06 | 30.02 | 992 | 35.06 | 14.4366 | 0 | Heating | 1.9249 | #N/A | #N/A | #N/A | #N/A | 14.4366 | #N/A | #N/A | 3.4585 | #N/A | 0 | 0 | 0 | 0 | 0 | 0 | 0 | 0 | 0.006416% | 1 | 50% | 0% | 0% | 0% | 8.2745 | 0 | 0 | 0 | 8.2745 | #N/A
2007-04-04 04:00 | 4 | 4 | 4 | 94.1251 | 2236 | 35.06 | 30.02 | 993 | 35.06 | 18.827 | 0 | Heating | 2.5103 | #N/A | #N/A | #N/A | #N/A | 18.827 | #N/A | #N/A | 3.4585 | #N/A | 0 | 0 | 0 | 0 | 0 | 0 | 0 | 0 | 0.008368% | 1 | 50% | 0% | 0% | 0% | 8.2745 | 0 | 0 | 0 | 8.2745 | #N/A
2007-04-04 05:00 | 4 | 4 | 5 | 94.1668 | 2237 | 35.06 | 30.02 | 993 | 35.06 | 22.9221 | 0 | Heating | 3.0563 | #N/A | #N/A | #N/A | #N/A | 22.9221 | #N/A | #N/A | 3.4585 | #N/A | 0 | 0 | 0 | 0 | 0 | 0 | 0 | 0 | 0.01019% | 1 | 50% | 0% | 0% | 0% | 8.2745 | 0 | 0 | 0 | 8.2745 | #N/A
2007-04-04 06:00 | 4 | 4 | 6 | 94.2085 | 2238 | 33.98 | 30.92 | 995 | 33.98 | 21.6582 | 0 | Heating | 2.8878 | #N/A | #N/A | #N/A | #N/A | 21.6582 | #N/A | #N/A | 3.405 | #N/A | 0 | 0 | 0 | 0 | 0 | 0 | 0 | 0 | 0.009626% | 1 | 50% | 0% | 0% | 0% | 8.2745 | 0 | 0 | 0 | 8.2745 | #N/A
2007-04-04 07:00 | 4 | 4 | 7 | 94.2501 | 2239 | 35.96 | 32 | 996 | 35.96 | 605.2646 | 0 | Heating | 80.7019 | #N/A | #N/A | #N/A | #N/A | 605.2646 | #N/A | #N/A | 3.5052 | #N/A | 0 | 0 | 0 | 0 | 0 | 0 | 0 | 0 | 0.269% | 1 | 50% | 0% | 0% | 0% | 8.2745 | 0 | 0 | 0 | 8.2745 | #N/A
2007-04-04 08:00 | 4 | 4 | 8 | 94.2918 | 2240 | 35.96 | 33.98 | 997 | 35.96 | 258.4457 | 0 | Heating | 34.4594 | #N/A | #N/A | #N/A | #N/A | 258.4457 | #N/A | #N/A | 3.5052 | #N/A | 0 | 0 | 0 | 0 | 0 | 0 | 0 | 0 | 0.1149% | 1 | 50% | 0% | 0% | 0% | 8.2745 | 0 | 0 | 0 | 8.2745 | #N/A
2007-04-04 09:00 | 4 | 4 | 9 | 94.3335 | 2241 | 44.06 | 33.98 | 997 | 44.06 | 21.9719 | 0 | Heating | 2.9296 | #N/A | #N/A | #N/A | #N/A | 21.9719 | #N/A | #N/A | 4.0174 | #N/A | 0 | 0 | 0 | 0 | 0 | 0 | 0 | 0 | 0.009765% | 1 | 50% | 0% | 0% | 0% | 8.2745 | 0 | 0 | 0 | 8.2745 | #N/A
2007-04-04 10:00 | 4 | 4 | 10 | 94.3751 | 2242 | 48.02 | 33.98 | 998 | 48.02 | 16.2722 | 0 | Heating | 2.1696 | #N/A | #N/A | #N/A | #N/A | 16.2722 | #N/A | #N/A | 4.3357 | #N/A | 0 | 0 | 0 | 0 | 0 | 0 | 0 | 0 | 0.007232% | 1 | 50% | 0% | 0% | 0% | 8.2745 | 0 | 0 | 0 | 8.2745 | #N/A
2007-04-04 11:00 | 4 | 4 | 11 | 94.4168 | 2243 | 48.02 | 33.08 | 999 | 48.02 | 13.8754 | 0 | Heating | 1.8501 | #N/A | #N/A | #N/A | #N/A | 13.8754 | #N/A | #N/A | 4.3357 | #N/A | 0 | 0 | 0 | 0 | 0 | 0 | 0 | 0 | 0.006167% | 1 | 50% | 0% | 0% | 0% | 8.2745 | 0 | 0 | 0 | 8.2745 | #N/A
2007-04-04 12:00 | 4 | 4 | 12 | 94.4585 | 2244 | 48.92 | 33.98 | 999 | 48.92 | 6.458 | 0 | Heating | 0.86107 | #N/A | #N/A | #N/A | #N/A | 6.458 | #N/A | #N/A | 4.4149 | #N/A | 0 | 0 | 0 | 0 | 0 | 0 | 0 | 0 | 0.00287% | 1 | 50% | 0% | 0% | 0% | 8.2745 | 0 | 0 | 0 | 8.2745 | #N/A
2007-04-04 13:00 | 4 | 4 | 13 | 94.5001 | 2245 | 50 | 33.08 | 998 | 50 | 6.4093 | 0 | Heating | 0.85457 | #N/A | #N/A | #N/A | #N/A | 6.4093 | #N/A | #N/A | 4.5134 | #N/A | 0 | 0 | 0 | 0 | 0 | 0 | 0 | 0 | 0.002849% | 1 | 50% | 0% | 0% | 0% | 8.2745 | 0 | 0 | 0 | 8.2745 | #N/A
2007-04-04 14:00 | 4 | 4 | 14 | 94.5418 | 2246 | 50 | 33.98 | 998 | 50 | 0.62703 | 0 | Heating | 0.083603 | #N/A | #N/A | #N/A | #N/A | 0.62703 | #N/A | #N/A | 4.5134 | #N/A | 0 | 0 | 0 | 0 | 0 | 0 | 0 | 0 | 0.0002787% | 1 | 50% | 0% | 0% | 0% | 8.2745 | 0 | 0 | 0 | 8.2745 | #N/A
2007-04-04 15:00 | 4 | 4 | 15 | 94.5835 | 2247 | 48.92 | 33.08 | 997 | 48.92 | 0 | 0.1025 | Cooling | 0.017084 | #N/A | #N/A | #N/A | #N/A | 0 | 0 | 0 | 0 | 0 | 0.1025 | #N/A | #N/A | 88 | #N/A | #N/A | #N/A | #N/A | 5.695e-05% | 1 | 50% | 0% | 0% | 0% | 8.2745 | 0 | 0 | 0 | 8.2745 | #N/A
2007-04-04 16:00 | 4 | 4 | 16 | 94.6251 | 2248 | 48.02 | 33.98 | 997 | 48.02 | 0 | 0.10423 | Cooling | 0.017372 | #N/A | #N/A | #N/A | #N/A | 0 | 0 | 0 | 0 | 0 | 0.10423 | #N/A | #N/A | 88 | #N/A | #N/A | #N/A | #N/A | 5.791e-05% | 1 | 50% | 0% | 0% | 0% | 8.2745 | 0 | 0 | 0 | 8.2745 | #N/A
2007-04-04 17:00 | 4 | 4 | 17 | 94.6668 | 2249 | 48.02 | 33.98 | 997 | 48.02 | 0 | 0.44153 | Cooling | 0.073588 | #N/A | #N/A | #N/A | #N/A | 0 | 0 | 0 | 0 | 0 | 0.44153 | #N/A | #N/A | 88 | #N/A | #N/A | #N/A | #N/A | 0.0002453% | 1 | 50% | 0% | 0% | 0% | 8.2745 | 0 | 0 | 0 | 8.2745 | #N/A
2007-04-04 18:00 | 4 | 4 | 18 | 94.7085 | 2250 | 44.06 | 33.98 | 996 | 44.06 | 0 | 0.44986 | Cooling | 0.074976 | #N/A | #N/A | #N/A | #N/A | 0 | 0 | 0 | 0 | 0 | 0.44986 | #N/A | #N/A | 88 | #N/A | #N/A | #N/A | #N/A | 0.0002499% | 1 | 50% | 0% | 0% | 0% | 8.2745 | 0 | 0 | 0 | 8.2745 | #N/A
2007-04-04 19:00 | 4 | 4 | 19 | 94.7501 | 2251 | 41 | 33.08 | 997 | 41 | 3.1037 | 0 | Heating | 0.41383 | #N/A | #N/A | #N/A | #N/A | 3.1037 | #N/A | #N/A | 3.8033 | #N/A | 0 | 0 | 0 | 0 | 0 | 0 | 0 | 0 | 0.001379% | 1 | 50% | 0% | 0% | 0% | 8.2745 | 0 | 0 | 0 | 8.2745 | #N/A
2007-04-04 20:00 | 4 | 4 | 20 | 94.7918 | 2252 | 41 | 39.02 | 997 | 41 | 6.7589 | 0 | Heating | 0.90119 | #N/A | #N/A | #N/A | #N/A | 6.7589 | #N/A | #N/A | 3.8033 | #N/A | 0 | 0 | 0 | 0 | 0 | 0 | 0 | 0 | 0.003004% | 1 | 50% | 0% | 0% | 0% | 8.2745 | 0 | 0 | 0 | 8.2745 | #N/A
2007-04-04 21:00 | 4 | 4 | 21 | 94.8335 | 2253 | 37.94 | 41 | 996 | 37.94 | 15.4775 | 0 | Heating | 2.0637 | #N/A | #N/A | #N/A | #N/A | 15.4775 | #N/A | #N/A | 3.6146 | #N/A | 0 | 0 | 0 | 0 | 0 | 0 | 0 | 0 | 0.006879% | 1 | 50% | 0% | 0% | 0% | 8.2745 | 0 | 0 | 0 | 8.2745 | #N/A
2007-04-04 22:00 | 4 | 4 | 22 | 94.8751 | 2254 | 37.94 | 41 | 995 | 37.94 | 34.0829 | 0 | Heating | 4.5444 | #N/A | #N/A | #N/A | #N/A | 34.0829 | #N/A | #N/A | 3.6146 | #N/A | 0 | 0 | 0 | 0 | 0 | 0 | 0 | 0 | 0.01515% | 1 | 50% | 0% | 0% | 0% | 8.2745 | 0 | 0 | 0 | 8.2745 | #N/A
2007-04-04 23:00 | 4 | 4 | 23 | 94.9168 | 2255 | 37.94 | 41 | 994 | 37.94 | 0 | 0 | Cooling | 0 | #N/A | #N/A | #N/A | #N/A | 0 | 0 | 0 | 0 | 0 | 0 | #N/A | #N/A | 88 | #N/A | #N/A | #N/A | #N/A | 0% | 1 | 50% | 0% | 0% | 0% | 8.2745 | 0 | 0 | 0 | 8.2745 | #N/A
2007-04-05 | 4 | 5 | 0 | 94.9585 | 2256 | 37.04 | 42.08 | 990 | 37.04 | 0 | 0 | Cooling | 0 | #N/A | #N/A | #N/A | #N/A | 0 | 0 | 0 | 0 | 0 | 0 | #N/A | #N/A | 88 | #N/A | #N/A | #N/A | #N/A | 0% | 1 | 50% | 0% | 0% | 0% | 8.2745 | 0 | 0 | 0 | 8.2745 | #N/A
2007-04-05 01:00 | 4 | 5 | 1 | 95.0001 | 2257 | 37.4 | 39.92 | 989 | 37.4 | 0 | 0 | Cooling | 0 | #N/A | #N/A | #N/A | #N/A | 0 | 0 | 0 | 0 | 0 | 0 | #N/A | #N/A | 88 | #N/A | #N/A | #N/A | #N/A | 0% | 1 | 50% | 0% | 0% | 0% | 8.2745 | 0 | 0 | 0 | 8.2745 | #N/A
2007-04-05 02:00 | 4 | 5 | 2 | 95.0418 | 2258 | 37.04 | 39.92 | 988 | 37.04 | 0 | 0 | Cooling | 0 | #N/A | #N/A | #N/A | #N/A | 0 | 0 | 0 | 0 | 0 | 0 | #N/A | #N/A | 88 | #N/A | #N/A | #N/A | #N/A | 0% | 1 | 50% | 0% | 0% | 0% | 8.2745 | 0 | 0 | 0 | 8.2745 | #N/A
2007-04-05 03:00 | 4 | 5 | 3 | 95.0835 | 2259 | 37.94 | 39.02 | 988 | 37.94 | 0 | 0 | Cooling | 0 | #N/A | #N/A | #N/A | #N/A | 0 | 0 | 0 | 0 | 0 | 0 | #N/A | #N/A | 88 | #N/A | #N/A | #N/A | #N/A | 0% | 1 | 50% | 0% | 0% | 0% | 8.2745 | 0 | 0 | 0 | 8.2745 | #N/A
2007-04-05 04:00 | 4 | 5 | 4 | 95.1251 | 2260 | 37.94 | 39.92 | 988 | 37.94 | 0 | 0 | Cooling | 0 | #N/A | #N/A | #N/A | #N/A | 0 | 0 | 0 | 0 | 0 | 0 | #N/A | #N/A | 88 | #N/A | #N/A | #N/A | #N/A | 0% | 1 | 50% | 0% | 0% | 0% | 8.2745 | 0 | 0 | 0 | 8.2745 | #N/A
2007-04-05 05:00 | 4 | 5 | 5 | 95.1668 | 2261 | 37.94 | 39.92 | 988 | 37.94 | 0 | 0 | Cooling | 0 | #N/A | #N/A | #N/A | #N/A | 0 | 0 | 0 | 0 | 0 | 0 | #N/A | #N/A | 88 | #N/A | #N/A | #N/A | #N/A | 0% | 1 | 50% | 0% | 0% | 0% | 8.2745 | 0 | 0 | 0 | 8.2745 | #N/A
2007-04-05 06:00 | 4 | 5 | 6 | 95.2085 | 2262 | 37.94 | 39.92 | 989 | 37.94 | 0 | 0 | Cooling | 0 | #N/A | #N/A | #N/A | #N/A | 0 | 0 | 0 | 0 | 0 | 0 | #N/A | #N/A | 88 | #N/A | #N/A | #N/A | #N/A | 0% | 1 | 50% | 0% | 0% | 0% | 8.2745 | 0 | 0 | 0 | 8.2745 | #N/A
2007-04-05 07:00 | 4 | 5 | 7 | 95.2501 | 2263 | 37.94 | 41 | 989 | 37.94 | 230.7127 | 0 | Heating | 30.7617 | #N/A | #N/A | #N/A | #N/A | 230.7127 | #N/A | #N/A | 3.6146 | #N/A | 0 | 0 | 0 | 0 | 0 | 0 | 0 | 0 | 0.1025% | 1 | 50% | 0% | 0% | 0% | 8.2745 | 0 | 0 | 0 | 8.2745 | #N/A
2007-04-05 08:00 | 4 | 5 | 8 | 95.2918 | 2264 | 39.02 | 42.98 | 989 | 39.02 | 37.4412 | 0 | Heating | 4.9922 | #N/A | #N/A | #N/A | #N/A | 37.4412 | #N/A | #N/A | 3.6785 | #N/A | 0 | 0 | 0 | 0 | 0 | 0 | 0 | 0 | 0.01664% | 1 | 50% | 0% | 0% | 0% | 8.2745 | 0 | 0 | 0 | 8.2745 | #N/A
2007-04-05 09:00 | 4 | 5 | 9 | 95.3335 | 2265 | 44.06 | 44.96 | 989 | 44.06 | 0.2516 | 0 | Heating | 0.033547 | #N/A | #N/A | #N/A | #N/A | 0.2516 | #N/A | #N/A | 4.0174 | #N/A | 0 | 0 | 0 | 0 | 0 | 0 | 0 | 0 | 0.0001118% | 1 | 50% | 0% | 0% | 0% | 8.2745 | 0 | 0 | 0 | 8.2745 | #N/A
2007-04-05 10:00 | 4 | 5 | 10 | 95.3751 | 2266 | 46.04 | 50 | 989 | 46.04 | 0 | 7.9338 | Cooling | 1.3223 | #N/A | #N/A | #N/A | #N/A | 0 | 0 | 0 | 0 | 0 | 7.9338 | #N/A | #N/A | 88 | #N/A | #N/A | #N/A | #N/A | 0.004408% | 1 | 50% | 0% | 0% | 0% | 8.2745 | 0 | 0 | 0 | 8.2745 | #N/A
2007-04-05 11:00 | 4 | 5 | 11 | 95.4168 | 2267 | 46.04 | 46.04 | 989 | 46.04 | 0 | 31.801 | Cooling | 5.3002 | #N/A | #N/A | #N/A | #N/A | 0 | 0 | 0 | 0 | 0 | 31.801 | #N/A | #N/A | 88 | #N/A | #N/A | #N/A | #N/A | 0.01767% | 1 | 50% | 0% | 0% | 0% | 8.2745 | 0 | 0 | 0 | 8.2745 | #N/A
2007-04-05 12:00 | 4 | 5 | 12 | 95.4585 | 2268 | 44.96 | 46.94 | 988 | 44.96 | 0 | 214.1056 | Cooling | 35.6843 | #N/A | #N/A | #N/A | #N/A | 0 | 0 | 0 | 0 | 0 | 214.1056 | #N/A | #N/A | 88 | #N/A | #N/A | #N/A | #N/A | 0.1189% | 1 | 50% | 0% | 0% | 0% | 8.2745 | 0 | 0 | 0 | 8.2745 | #N/A
2007-04-05 13:00 | 4 | 5 | 13 | 95.5001 | 2269 | 44.96 | 48.92 | 988 | 44.96 | 0 | 44.0551 | Cooling | 7.3425 | #N/A | #N/A | #N/A | #N/A | 0 | 0 | 0 | 0 | 0 | 44.0551 | #N/A | #N/A | 88 | #N/A | #N/A | #N/A | #N/A | 0.02448% | 1 | 50% | 0% | 0% | 0% | 8.2745 | 0 | 0 | 0 | 8.2745 | #N/A
2007-04-05 14:00 | 4 | 5 | 14 | 95.5418 | 2270 | 44.96 | 51.08 | 987 | 44.96 | 0 | 267.7191 | Cooling | 44.6199 | #N/A | #N/A | #N/A | #N/A | 0 | 0 | 0 | 0 | 0 | 267.7191 | #N/A | #N/A | 88 | #N/A | #N/A | #N/A | #N/A | 0.1487% | 1 | 50% | 0% | 0% | 0% | 8.2745 | 0 | 0 | 0 | 8.2745 | #N/A
2007-04-05 15:00 | 4 | 5 | 15 | 95.5835 | 2271 | 42.08 | 48.92 | 986 | 42.08 | 0 | 484.9454 | Cooling | 80.8242 | #N/A | #N/A | #N/A | #N/A | 0 | 0 | 0 | 0 | 0 | 484.9454 | #N/A | #N/A | 88 | #N/A | #N/A | #N/A | #N/A | 0.2694% | 1 | 50% | 0% | 0% | 0% | 8.2745 | 0 | 0 | 0 | 8.2745 | #N/A
2007-04-05 16:00 | 4 | 5 | 16 | 95.6251 | 2272 | 42.08 | 48.92 | 984 | 42.08 | 0 | 641.8031 | Cooling | 106.9672 | #N/A | #N/A | #N/A | #N/A | 0 | 0 | 0 | 0 | 0 | 641.8031 | #N/A | #N/A | 88 | #N/A | #N/A | #N/A | #N/A | 0.3566% | 1 | 50% | 0% | 0% | 0% | 8.2745 | 0 | 0 | 0 | 8.2745 | #N/A
2007-04-05 17:00 | 4 | 5 | 17 | 95.6668 | 2273 | 42.08 | 48.92 | 983 | 42.08 | 0 | 933.8883 | Cooling | 155.6481 | #N/A | #N/A | #N/A | #N/A | 0 | 0 | 0 | 0 | 0 | 933.8883 | #N/A | #N/A | 88 | #N/A | #N/A | #N/A | #N/A | 0.5188% | 1 | 50% | 0% | 0% | 0% | 8.2745 | 0 | 0 | 0 | 8.2745 | #N/A
2007-04-05 18:00 | 4 | 5 | 18 | 95.7085 | 2274 | 39.02 | 46.94 | 983 | 39.02 | 0 | 905.1729 | Cooling | 150.8622 | #N/A | #N/A | #N/A | #N/A | 0 | 0 | 0 | 0 | 0 | 905.1729 | #N/A | #N/A | 88 | #N/A | #N/A | #N/A | #N/A | 0.5029% | 1 | 50% | 0% | 0% | 0% | 8.2745 | 0 | 0 | 0 | 8.2745 | #N/A
2007-04-05 19:00 | 4 | 5 | 19 | 95.7501 | 2275 | 37.04 | 46.94 | 983 | 37.04 | 0 | 475.4696 | Cooling | 79.2449 | #N/A | #N/A | #N/A | #N/A | 0 | 0 | 0 | 0 | 0 | 475.4696 | #N/A | #N/A | 88 | #N/A | #N/A | #N/A | #N/A | 0.2641% | 1 | 50% | 0% | 0% | 0% | 8.2745 | 0 | 0 | 0 | 8.2745 | #N/A
2007-04-05 20:00 | 4 | 5 | 20 | 95.7918 | 2276 | 37.04 | 46.04 | 983 | 37.04 | 0 | 221.2747 | Cooling | 36.8791 | #N/A | #N/A | #N/A | #N/A | 0 | 0 | 0 | 0 | 0 | 221.2747 | #N/A | #N/A | 88 | #N/A | #N/A | #N/A | #N/A | 0.1229% | 1 | 50% | 0% | 0% | 0% | 8.2745 | 0 | 0 | 0 | 8.2745 | #N/A
2007-04-05 21:00 | 4 | 5 | 21 | 95.8335 | 2277 | 37.04 | 48.02 | 982 | 37.04 | 0 | 60.2636 | Cooling | 10.0439 | #N/A | #N/A | #N/A | #N/A | 0 | 0 | 0 | 0 | 0 | 60.2636 | #N/A | #N/A | 88 | #N/A | #N/A | #N/A | #N/A | 0.03348% | 1 | 50% | 0% | 0% | 0% | 8.2745 | 0 | 0 | 0 | 8.2745 | #N/A
2007-04-05 22:00 | 4 | 5 | 22 | 95.8751 | 2278 | 37.04 | 46.94 | 981 | 37.04 | 0 | 18.1605 | Cooling | 3.0267 | #N/A | #N/A | #N/A | #N/A | 0 | 0 | 0 | 0 | 0 | 18.1605 | #N/A | #N/A | 88 | #N/A | #N/A | #N/A | #N/A | 0.01009% | 1 | 50% | 0% | 0% | 0% | 8.2745 | 0 | 0 | 0 | 8.2745 | #N/A
2007-04-05 23:00 | 4 | 5 | 23 | 95.9168 | 2279 | 37.04 | 46.94 | 980 | 37.04 | 0 | 0 | Cooling | 0 | #N/A | #N/A | #N/A | #N/A | 0 | 0 | 0 | 0 | 0 | 0 | #N/A | #N/A | 88 | #N/A | #N/A | #N/A | #N/A | 0% | 1 | 50% | 0% | 0% | 0% | 8.2745 | 0 | 0 | 0 | 8.2745 | #N/A
2007-04-06 | 4 | 6 | 0 | 95.9585 | 2280 | 37.04 | 46.04 | 979 | 37.04 | 0 | 0 | Cooling | 0 | #N/A | #N/A | #N/A | #N/A | 0 | 0 | 0 | 0 | 0 | 0 | #N/A | #N/A | 88 | #N/A | #N/A | #N/A | #N/A | 0% | 1 | 50% | 0% | 0% | 0% | 8.2745 | 0 | 0 | 0 | 8.2745 | #N/A
2007-04-06 01:00 | 4 | 6 | 1 | 96.0001 | 2281 | 35.96 | 46.04 | 978 | 35.96 | 0 | 0 | Cooling | 0 | #N/A | #N/A | #N/A | #N/A | 0 | 0 | 0 | 0 | 0 | 0 | #N/A | #N/A | 88 | #N/A | #N/A | #N/A | #N/A | 0% | 1 | 50% | 0% | 0% | 0% | 8.2745 | 0 | 0 | 0 | 8.2745 | #N/A
2007-04-06 02:00 | 4 | 6 | 2 | 96.0418 | 2282 | 35.96 | 44.96 | 977 | 35.96 | 0 | 0 | Cooling | 0 | #N/A | #N/A | #N/A | #N/A | 0 | 0 | 0 | 0 | 0 | 0 | #N/A | #N/A | 88 | #N/A | #N/A | #N/A | #N/A | 0% | 1 | 50% | 0% | 0% | 0% | 8.2745 | 0 | 0 | 0 | 8.2745 | #N/A
2007-04-06 03:00 | 4 | 6 | 3 | 96.0835 | 2283 | 33.98 | 44.96 | 975 | 33.98 | 0 | 0 | Cooling | 0 | #N/A | #N/A | #N/A | #N/A | 0 | 0 | 0 | 0 | 0 | 0 | #N/A | #N/A | 88 | #N/A | #N/A | #N/A | #N/A | 0% | 1 | 50% | 0% | 0% | 0% | 8.2745 | 0 | 0 | 0 | 8.2745 | #N/A
2007-04-06 04:00 | 4 | 6 | 4 | 96.1251 | 2284 | 33.98 | 46.94 | 975 | 33.98 | 0 | 0 | Cooling | 0 | #N/A | #N/A | #N/A | #N/A | 0 | 0 | 0 | 0 | 0 | 0 | #N/A | #N/A | 88 | #N/A | #N/A | #N/A | #N/A | 0% | 1 | 50% | 0% | 0% | 0% | 8.2745 | 0 | 0 | 0 | 8.2745 | #N/A
2007-04-06 05:00 | 4 | 6 | 5 | 96.1668 | 2285 | 33.98 | 46.94 | 976 | 33.98 | 0 | 0 | Cooling | 0 | #N/A | #N/A | #N/A | #N/A | 0 | 0 | 0 | 0 | 0 | 0 | #N/A | #N/A | 88 | #N/A | #N/A | #N/A | #N/A | 0% | 1 | 50% | 0% | 0% | 0% | 8.2745 | 0 | 0 | 0 | 8.2745 | #N/A
2007-04-06 06:00 | 4 | 6 | 6 | 96.2085 | 2286 | 28.94 | 44.96 | 980 | 28.94 | 0 | 0 | Cooling | 0 | #N/A | #N/A | #N/A | #N/A | 0 | 0 | 0 | 0 | 0 | 0 | #N/A | #N/A | 88 | #N/A | #N/A | #N/A | #N/A | 0% | 1 | 50% | 0% | 0% | 0% | 8.2745 | 0 | 0 | 0 | 8.2745 | #N/A
2007-04-06 07:00 | 4 | 6 | 7 | 96.2501 | 2287 | 33.98 | 46.04 | 982 | 33.98 | 1.7595 | 0 | Heating | 0.23459 | #N/A | #N/A | #N/A | #N/A | 1.7595 | #N/A | #N/A | 3.405 | #N/A | 0 | 0 | 0 | 0 | 0 | 0 | 0 | 0 | 0.000782% | 1 | 50% | 0% | 0% | 0% | 8.2745 | 0 | 0 | 0 | 8.2745 | #N/A
2007-04-06 08:00 | 4 | 6 | 8 | 96.2918 | 2288 | 33.98 | 46.04 | 982 | 33.98 | 0 | 0 | Cooling | 0 | #N/A | #N/A | #N/A | #N/A | 0 | 0 | 0 | 0 | 0 | 0 | #N/A | #N/A | 88 | #N/A | #N/A | #N/A | #N/A | 0% | 1 | 50% | 0% | 0% | 0% | 8.2745 | 0 | 0 | 0 | 8.2745 | #N/A
2007-04-06 09:00 | 4 | 6 | 9 | 96.3335 | 2289 | 37.94 | 42.98 | 983 | 37.94 | 0 | 0.21573 | Cooling | 0.035954 | #N/A | #N/A | #N/A | #N/A | 0 | 0 | 0 | 0 | 0 | 0.21573 | #N/A | #N/A | 88 | #N/A | #N/A | #N/A | #N/A | 0.0001198% | 1 | 50% | 0% | 0% | 0% | 8.2745 | 0 | 0 | 0 | 8.2745 | #N/A
2007-04-06 10:00 | 4 | 6 | 10 | 96.3751 | 2290 | 41 | 35.96 | 983 | 41 | 0 | 0.30949 | Cooling | 0.051582 | #N/A | #N/A | #N/A | #N/A | 0 | 0 | 0 | 0 | 0 | 0.30949 | #N/A | #N/A | 88 | #N/A | #N/A | #N/A | #N/A | 0.0001719% | 1 | 50% | 0% | 0% | 0% | 8.2745 | 0 | 0 | 0 | 8.2745 | #N/A
2007-04-06 11:00 | 4 | 6 | 11 | 96.4168 | 2291 | 41 | 33.98 | 983 | 41 | 0 | 0.096552 | Cooling | 0.016092 | #N/A | #N/A | #N/A | #N/A | 0 | 0 | 0 | 0 | 0 | 0.096552 | #N/A | #N/A | 88 | #N/A | #N/A | #N/A | #N/A | 5.364e-05% | 1 | 50% | 0% | 0% | 0% | 8.2745 | 0 | 0 | 0 | 8.2745 | #N/A
2007-04-06 12:00 | 4 | 6 | 12 | 96.4585 | 2292 | 46.94 | 30.02 | 982 | 46.94 | 0 | 0.0074886 | Cooling | 0.0012481 | #N/A | #N/A | #N/A | #N/A | 0 | 0 | 0 | 0 | 0 | 0.0074886 | #N/A | #N/A | 88 | #N/A | #N/A | #N/A | #N/A | 4.16e-06% | 1 | 50% | 0% | 0% | 0% | 8.2745 | 0 | 0 | 0 | 8.2745 | #N/A
2007-04-06 13:00 | 4 | 6 | 13 | 96.5001 | 2293 | 50 | 30.02 | 982 | 50 | 0 | 0 | Cooling | 0 | #N/A | #N/A | #N/A | #N/A | 0 | 0 | 0 | 0 | 0 | 0 | #N/A | #N/A | 88 | #N/A | #N/A | #N/A | #N/A | 0% | 1 | 50% | 0% | 0% | 0% | 8.2745 | 0 | 0 | 0 | 8.2745 | #N/A
2007-04-06 14:00 | 4 | 6 | 14 | 96.5418 | 2294 | 50 | 30.02 | 982 | 50 | 0 | 0 | Cooling | 0 | #N/A | #N/A | #N/A | #N/A | 0 | 0 | 0 | 0 | 0 | 0 | #N/A | #N/A | 88 | #N/A | #N/A | #N/A | #N/A | 0% | 1 | 50% | 0% | 0% | 0% | 8.2745 | 0 | 0 | 0 | 8.2745 | #N/A
2007-04-06 15:00 | 4 | 6 | 15 | 96.5835 | 2295 | 53.96 | 30.92 | 982 | 53.96 | 0 | 0 | Cooling | 0 | #N/A | #N/A | #N/A | #N/A | 0 | 0 | 0 | 0 | 0 | 0 | #N/A | #N/A | 88 | #N/A | #N/A | #N/A | #N/A | 0% | 1 | 50% | 0% | 0% | 0% | 8.2745 | 0 | 0 | 0 | 8.2745 | #N/A
2007-04-06 16:00 | 4 | 6 | 16 | 96.6251 | 2296 | 55.04 | 33.98 | 984 | 55.04 | 0 | 0 | Cooling | 0 | #N/A | #N/A | #N/A | #N/A | 0 | 0 | 0 | 0 | 0 | 0 | #N/A | #N/A | 88 | #N/A | #N/A | #N/A | #N/A | 0% | 1 | 50% | 0% | 0% | 0% | 8.2745 | 0 | 0 | 0 | 8.2745 | #N/A
2007-04-06 17:00 | 4 | 6 | 17 | 96.6668 | 2297 | 55.04 | 37.94 | 985 | 55.04 | 0 | 0 | Cooling | 0 | #N/A | #N/A | #N/A | #N/A | 0 | 0 | 0 | 0 | 0 | 0 | #N/A | #N/A | 88 | #N/A | #N/A | #N/A | #N/A | 0% | 1 | 50% | 0% | 0% | 0% | 8.2745 | 0 | 0 | 0 | 8.2745 | #N/A
2007-04-06 18:00 | 4 | 6 | 18 | 96.7085 | 2298 | 51.08 | 37.94 | 987 | 51.08 | 0 | 0 | Cooling | 0 | #N/A | #N/A | #N/A | #N/A | 0 | 0 | 0 | 0 | 0 | 0 | #N/A | #N/A | 88 | #N/A | #N/A | #N/A | #N/A | 0% | 1 | 50% | 0% | 0% | 0% | 8.2745 | 0 | 0 | 0 | 8.2745 | #N/A
2007-04-06 19:00 | 4 | 6 | 19 | 96.7501 | 2299 | 46.94 | 37.94 | 988 | 46.94 | 0 | 0 | Cooling | 0 | #N/A | #N/A | #N/A | #N/A | 0 | 0 | 0 | 0 | 0 | 0 | #N/A | #N/A | 88 | #N/A | #N/A | #N/A | #N/A | 0% | 1 | 50% | 0% | 0% | 0% | 8.2745 | 0 | 0 | 0 | 8.2745 | #N/A
2007-04-06 20:00 | 4 | 6 | 20 | 96.7918 | 2300 | 46.94 | 35.06 | 989 | 46.94 | 0 | 0 | Cooling | 0 | #N/A | #N/A | #N/A | #N/A | 0 | 0 | 0 | 0 | 0 | 0 | #N/A | #N/A | 88 | #N/A | #N/A | #N/A | #N/A | 0% | 1 | 50% | 0% | 0% | 0% | 8.2745 | 0 | 0 | 0 | 8.2745 | #N/A
2007-04-06 21:00 | 4 | 6 | 21 | 96.8335 | 2301 | 44.06 | 33.98 | 991 | 44.06 | 0 | 0 | Cooling | 0 | #N/A | #N/A | #N/A | #N/A | 0 | 0 | 0 | 0 | 0 | 0 | #N/A | #N/A | 88 | #N/A | #N/A | #N/A | #N/A | 0% | 1 | 50% | 0% | 0% | 0% | 8.2745 | 0 | 0 | 0 | 8.2745 | #N/A
2007-04-06 22:00 | 4 | 6 | 22 | 96.8751 | 2302 | 37.04 | 30.02 | 991 | 37.04 | 0 | 0 | Cooling | 0 | #N/A | #N/A | #N/A | #N/A | 0 | 0 | 0 | 0 | 0 | 0 | #N/A | #N/A | 88 | #N/A | #N/A | #N/A | #N/A | 0% | 1 | 50% | 0% | 0% | 0% | 8.2745 | 0 | 0 | 0 | 8.2745 | #N/A
2007-04-06 23:00 | 4 | 6 | 23 | 96.9168 | 2303 | 37.04 | 30.02 | 993 | 37.04 | 0 | 0 | Cooling | 0 | #N/A | #N/A | #N/A | #N/A | 0 | 0 | 0 | 0 | 0 | 0 | #N/A | #N/A | 88 | #N/A | #N/A | #N/A | #N/A | 0% | 1 | 50% | 0% | 0% | 0% | 8.2745 | 0 | 0 | 0 | 8.2745 | #N/A
2007-04-07 | 4 | 7 | 0 | 96.9585 | 2304 | 35.06 | 28.94 | 994 | 35.06 | 0 | 0 | Cooling | 0 | #N/A | #N/A | #N/A | #N/A | 0 | 0 | 0 | 0 | 0 | 0 | #N/A | #N/A | 88 | #N/A | #N/A | #N/A | #N/A | 0% | 1 | 50% | 0% | 0% | 0% | 8.2745 | 0 | 0 | 0 | 8.2745 | #N/A
2007-04-07 01:00 | 4 | 7 | 1 | 97.0001 | 2305 | 35.06 | 28.04 | 994 | 35.06 | 0 | 0 | Cooling | 0 | #N/A | #N/A | #N/A | #N/A | 0 | 0 | 0 | 0 | 0 | 0 | #N/A | #N/A | 88 | #N/A | #N/A | #N/A | #N/A | 0% | 1 | 50% | 0% | 0% | 0% | 8.2745 | 0 | 0 | 0 | 8.2745 | #N/A
2007-04-07 02:00 | 4 | 7 | 2 | 97.0418 | 2306 | 35.06 | 26.96 | 995 | 35.06 | 0 | 0 | Cooling | 0 | #N/A | #N/A | #N/A | #N/A | 0 | 0 | 0 | 0 | 0 | 0 | #N/A | #N/A | 88 | #N/A | #N/A | #N/A | #N/A | 0% | 1 | 50% | 0% | 0% | 0% | 8.2745 | 0 | 0 | 0 | 8.2745 | #N/A
2007-04-07 03:00 | 4 | 7 | 3 | 97.0835 | 2307 | 32 | 30.92 | 996 | 32 | 0 | 0 | Cooling | 0 | #N/A | #N/A | #N/A | #N/A | 0 | 0 | 0 | 0 | 0 | 0 | #N/A | #N/A | 88 | #N/A | #N/A | #N/A | #N/A | 0% | 1 | 50% | 0% | 0% | 0% | 8.2745 | 0 | 0 | 0 | 8.2745 | #N/A
2007-04-07 04:00 | 4 | 7 | 4 | 97.1251 | 2308 | 30.92 | 28.94 | 997 | 30.92 | 0 | 0 | Cooling | 0 | #N/A | #N/A | #N/A | #N/A | 0 | 0 | 0 | 0 | 0 | 0 | #N/A | #N/A | 88 | #N/A | #N/A | #N/A | #N/A | 0% | 1 | 50% | 0% | 0% | 0% | 8.2745 | 0 | 0 | 0 | 8.2745 | #N/A
2007-04-07 05:00 | 4 | 7 | 5 | 97.1668 | 2309 | 30.92 | 26.06 | 998 | 30.92 | 0 | 0 | Cooling | 0 | #N/A | #N/A | #N/A | #N/A | 0 | 0 | 0 | 0 | 0 | 0 | #N/A | #N/A | 88 | #N/A | #N/A | #N/A | #N/A | 0% | 1 | 50% | 0% | 0% | 0% | 8.2745 | 0 | 0 | 0 | 8.2745 | #N/A
2007-04-07 06:00 | 4 | 7 | 6 | 97.2085 | 2310 | 30.02 | 24.98 | 999 | 30.02 | 0 | 0 | Cooling | 0 | #N/A | #N/A | #N/A | #N/A | 0 | 0 | 0 | 0 | 0 | 0 | #N/A | #N/A | 88 | #N/A | #N/A | #N/A | #N/A | 0% | 1 | 50% | 0% | 0% | 0% | 8.2745 | 0 | 0 | 0 | 8.2745 | #N/A
2007-04-07 07:00 | 4 | 7 | 7 | 97.2501 | 2311 | 35.06 | 26.06 | 999 | 35.06 | 0 | 0 | Cooling | 0 | #N/A | #N/A | #N/A | #N/A | 0 | 0 | 0 | 0 | 0 | 0 | #N/A | #N/A | 88 | #N/A | #N/A | #N/A | #N/A | 0% | 1 | 50% | 0% | 0% | 0% | 8.2745 | 0 | 0 | 0 | 8.2745 | #N/A
2007-04-07 08:00 | 4 | 7 | 8 | 97.2918 | 2312 | 35.06 | 24.98 | 1000 | 35.06 | 0 | 0 | Cooling | 0 | #N/A | #N/A | #N/A | #N/A | 0 | 0 | 0 | 0 | 0 | 0 | #N/A | #N/A | 88 | #N/A | #N/A | #N/A | #N/A | 0% | 1 | 50% | 0% | 0% | 0% | 8.2745 | 0 | 0 | 0 | 8.2745 | #N/A
2007-04-07 09:00 | 4 | 7 | 9 | 97.3335 | 2313 | 44.06 | 24.08 | 1000 | 44.06 | 0 | 0 | Cooling | 0 | #N/A | #N/A | #N/A | #N/A | 0 | 0 | 0 | 0 | 0 | 0 | #N/A | #N/A | 88 | #N/A | #N/A | #N/A | #N/A | 0% | 1 | 50% | 0% | 0% | 0% | 8.2745 | 0 | 0 | 0 | 8.2745 | #N/A
2007-04-07 10:00 | 4 | 7 | 10 | 97.3751 | 2314 | 48.92 | 23 | 1000 | 48.92 | 0 | 0 | Cooling | 0 | #N/A | #N/A | #N/A | #N/A | 0 | 0 | 0 | 0 | 0 | 0 | #N/A | #N/A | 88 | #N/A | #N/A | #N/A | #N/A | 0% | 1 | 50% | 0% | 0% | 0% | 8.2745 | 0 | 0 | 0 | 8.2745 | #N/A
2007-04-07 11:00 | 4 | 7 | 11 | 97.4168 | 2315 | 48.92 | 21.02 | 1000 | 48.92 | 0 | 0 | Cooling | 0 | #N/A | #N/A | #N/A | #N/A | 0 | 0 | 0 | 0 | 0 | 0 | #N/A | #N/A | 88 | #N/A | #N/A | #N/A | #N/A | 0% | 1 | 50% | 0% | 0% | 0% | 8.2745 | 0 | 0 | 0 | 8.2745 | #N/A
2007-04-07 12:00 | 4 | 7 | 12 | 97.4585 | 2316 | 53.96 | 17.96 | 1000 | 53.96 | 0 | 0 | Cooling | 0 | #N/A | #N/A | #N/A | #N/A | 0 | 0 | 0 | 0 | 0 | 0 | #N/A | #N/A | 88 | #N/A | #N/A | #N/A | #N/A | 0% | 1 | 50% | 0% | 0% | 0% | 8.2745 | 0 | 0 | 0 | 8.2745 | #N/A
2007-04-07 13:00 | 4 | 7 | 13 | 97.5001 | 2317 | 55.04 | 17.96 | 1000 | 55.04 | 0 | 0 | Cooling | 0 | #N/A | #N/A | #N/A | #N/A | 0 | 0 | 0 | 0 | 0 | 0 | #N/A | #N/A | 88 | #N/A | #N/A | #N/A | #N/A | 0% | 1 | 50% | 0% | 0% | 0% | 8.2745 | 0 | 0 | 0 | 8.2745 | #N/A
2007-04-07 14:00 | 4 | 7 | 14 | 97.5418 | 2318 | 55.04 | 19.04 | 1000 | 55.04 | 0 | 0 | Cooling | 0 | #N/A | #N/A | #N/A | #N/A | 0 | 0 | 0 | 0 | 0 | 0 | #N/A | #N/A | 88 | #N/A | #N/A | #N/A | #N/A | 0% | 1 | 50% | 0% | 0% | 0% | 8.2745 | 0 | 0 | 0 | 8.2745 | #N/A
2007-04-07 15:00 | 4 | 7 | 15 | 97.5835 | 2319 | 53.96 | 19.94 | 1000 | 53.96 | 0 | 0 | Cooling | 0 | #N/A | #N/A | #N/A | #N/A | 0 | 0 | 0 | 0 | 0 | 0 | #N/A | #N/A | 88 | #N/A | #N/A | #N/A | #N/A | 0% | 1 | 50% | 0% | 0% | 0% | 8.2745 | 0 | 0 | 0 | 8.2745 | #N/A
2007-04-07 16:00 | 4 | 7 | 16 | 97.6251 | 2320 | 53.96 | 19.04 | 1000 | 53.96 | 0 | 0 | Cooling | 0 | #N/A | #N/A | #N/A | #N/A | 0 | 0 | 0 | 0 | 0 | 0 | #N/A | #N/A | 88 | #N/A | #N/A | #N/A | #N/A | 0% | 1 | 50% | 0% | 0% | 0% | 8.2745 | 0 | 0 | 0 | 8.2745 | #N/A
2007-04-07 17:00 | 4 | 7 | 17 | 97.6668 | 2321 | 53.96 | 17.96 | 1000 | 53.96 | 0 | 0 | Cooling | 0 | #N/A | #N/A | #N/A | #N/A | 0 | 0 | 0 | 0 | 0 | 0 | #N/A | #N/A | 88 | #N/A | #N/A | #N/A | #N/A | 0% | 1 | 50% | 0% | 0% | 0% | 8.2745 | 0 | 0 | 0 | 8.2745 | #N/A
2007-04-07 18:00 | 4 | 7 | 18 | 97.7085 | 2322 | 53.06 | 17.96 | 1000 | 53.06 | 0 | 0 | Cooling | 0 | #N/A | #N/A | #N/A | #N/A | 0 | 0 | 0 | 0 | 0 | 0 | #N/A | #N/A | 88 | #N/A | #N/A | #N/A | #N/A | 0% | 1 | 50% | 0% | 0% | 0% | 8.2745 | 0 | 0 | 0 | 8.2745 | #N/A
2007-04-07 19:00 | 4 | 7 | 19 | 97.7501 | 2323 | 50 | 19.04 | 1000 | 50 | 0 | 0 | Cooling | 0 | #N/A | #N/A | #N/A | #N/A | 0 | 0 | 0 | 0 | 0 | 0 | #N/A | #N/A | 88 | #N/A | #N/A | #N/A | #N/A | 0% | 1 | 50% | 0% | 0% | 0% | 8.2745 | 0 | 0 | 0 | 8.2745 | #N/A
2007-04-07 20:00 | 4 | 7 | 20 | 97.7918 | 2324 | 50 | 19.94 | 1001 | 50 | 0 | 0 | Cooling | 0 | #N/A | #N/A | #N/A | #N/A | 0 | 0 | 0 | 0 | 0 | 0 | #N/A | #N/A | 88 | #N/A | #N/A | #N/A | #N/A | 0% | 1 | 50% | 0% | 0% | 0% | 8.2745 | 0 | 0 | 0 | 8.2745 | #N/A
2007-04-07 21:00 | 4 | 7 | 21 | 97.8335 | 2325 | 46.94 | 19.04 | 1001 | 46.94 | 0 | 0 | Cooling | 0 | #N/A | #N/A | #N/A | #N/A | 0 | 0 | 0 | 0 | 0 | 0 | #N/A | #N/A | 88 | #N/A | #N/A | #N/A | #N/A | 0% | 1 | 50% | 0% | 0% | 0% | 8.2745 | 0 | 0 | 0 | 8.2745 | #N/A
2007-04-07 22:00 | 4 | 7 | 22 | 97.8751 | 2326 | 44.96 | 19.94 | 1000 | 44.96 | 0 | 0 | Cooling | 0 | #N/A | #N/A | #N/A | #N/A | 0 | 0 | 0 | 0 | 0 | 0 | #N/A | #N/A | 88 | #N/A | #N/A | #N/A | #N/A | 0% | 1 | 50% | 0% | 0% | 0% | 8.2745 | 0 | 0 | 0 | 8.2745 | #N/A
2007-04-07 23:00 | 4 | 7 | 23 | 97.9168 | 2327 | 44.06 | 21.02 | 1000 | 44.06 | 0 | 0 | Cooling | 0 | #N/A | #N/A | #N/A | #N/A | 0 | 0 | 0 | 0 | 0 | 0 | #N/A | #N/A | 88 | #N/A | #N/A | #N/A | #N/A | 0% | 1 | 50% | 0% | 0% | 0% | 8.2745 | 0 | 0 | 0 | 8.2745 | #N/A
2007-04-08 | 4 | 8 | 0 | 97.9585 | 2328 | 42.08 | 21.02 | 999 | 42.08 | 0.63941 | 0 | Heating | 0.085254 | #N/A | #N/A | #N/A | #N/A | 0.63941 | #N/A | #N/A | 3.8759 | #N/A | 0 | 0 | 0 | 0 | 0 | 0 | 0 | 0 | 0.0002842% | 1 | 50% | 0% | 0% | 0% | 8.2745 | 0 | 0 | 0 | 8.2745 | #N/A
2007-04-08 01:00 | 4 | 8 | 1 | 98.0001 | 2329 | 42.08 | 21.92 | 999 | 42.08 | 4.5398 | 0 | Heating | 0.60531 | #N/A | #N/A | #N/A | #N/A | 4.5398 | #N/A | #N/A | 3.8759 | #N/A | 0 | 0 | 0 | 0 | 0 | 0 | 0 | 0 | 0.002018% | 1 | 50% | 0% | 0% | 0% | 8.2745 | 0 | 0 | 0 | 8.2745 | #N/A
2007-04-08 02:00 | 4 | 8 | 2 | 98.0418 | 2330 | 42.08 | 23 | 999 | 42.08 | 10.5918 | 0 | Heating | 1.4122 | #N/A | #N/A | #N/A | #N/A | 10.5918 | #N/A | #N/A | 3.8759 | #N/A | 0 | 0 | 0 | 0 | 0 | 0 | 0 | 0 | 0.004707% | 1 | 50% | 0% | 0% | 0% | 8.2745 | 0 | 0 | 0 | 8.2745 | #N/A
2007-04-08 03:00 | 4 | 8 | 3 | 98.0835 | 2331 | 46.04 | 24.98 | 999 | 46.04 | 14.5154 | 0 | Heating | 1.9354 | #N/A | #N/A | #N/A | #N/A | 14.5154 | #N/A | #N/A | 4.1705 | #N/A | 0 | 0 | 0 | 0 | 0 | 0 | 0 | 0 | 0.006451% | 1 | 50% | 0% | 0% | 0% | 8.2745 | 0 | 0 | 0 | 8.2745 | #N/A
2007-04-08 04:00 | 4 | 8 | 4 | 98.1251 | 2332 | 46.4 | 23 | 998 | 46.4 | 19.7351 | 0 | Heating | 2.6314 | #N/A | #N/A | #N/A | #N/A | 19.7351 | #N/A | #N/A | 4.1996 | #N/A | 0 | 0 | 0 | 0 | 0 | 0 | 0 | 0 | 0.008771% | 1 | 50% | 0% | 0% | 0% | 8.2745 | 0 | 0 | 0 | 8.2745 | #N/A
2007-04-08 05:00 | 4 | 8 | 5 | 98.1668 | 2333 | 46.94 | 23 | 998 | 46.94 | 20.2263 | 0 | Heating | 2.6968 | #N/A | #N/A | #N/A | #N/A | 20.2263 | #N/A | #N/A | 4.2441 | #N/A | 0 | 0 | 0 | 0 | 0 | 0 | 0 | 0 | 0.008989% | 1 | 50% | 0% | 0% | 0% | 8.2745 | 0 | 0 | 0 | 8.2745 | #N/A
2007-04-08 06:00 | 4 | 8 | 6 | 98.2085 | 2334 | 46.94 | 24.08 | 998 | 46.94 | 564.9666 | 0 | Heating | 75.3289 | #N/A | #N/A | #N/A | #N/A | 564.9666 | #N/A | #N/A | 4.2441 | #N/A | 0 | 0 | 0 | 0 | 0 | 0 | 0 | 0 | 0.2511% | 1 | 50% | 0% | 0% | 0% | 8.2745 | 0 | 0 | 0 | 8.2745 | #N/A
2007-04-08 07:00 | 4 | 8 | 7 | 98.2501 | 2335 | 48.02 | 26.06 | 998 | 48.02 | 264.9234 | 0 | Heating | 35.3231 | #N/A | #N/A | #N/A | #N/A | 264.9234 | #N/A | #N/A | 4.3357 | #N/A | 0 | 0 | 0 | 0 | 0 | 0 | 0 | 0 | 0.1177% | 1 | 50% | 0% | 0% | 0% | 8.2745 | 0 | 0 | 0 | 8.2745 | #N/A
2007-04-08 08:00 | 4 | 8 | 8 | 98.2918 | 2336 | 48.02 | 26.96 | 998 | 48.02 | 25.1663 | 0 | Heating | 3.3555 | #N/A | #N/A | #N/A | #N/A | 25.1663 | #N/A | #N/A | 4.3357 | #N/A | 0 | 0 | 0 | 0 | 0 | 0 | 0 | 0 | 0.01119% | 1 | 50% | 0% | 0% | 0% | 8.2745 | 0 | 0 | 0 | 8.2745 | #N/A
2007-04-08 09:00 | 4 | 8 | 9 | 98.3335 | 2337 | 51.08 | 30.92 | 998 | 51.08 | 22.1233 | 0 | Heating | 2.9498 | #N/A | #N/A | #N/A | #N/A | 22.1233 | #N/A | #N/A | 4.6159 | #N/A | 0 | 0 | 0 | 0 | 0 | 0 | 0 | 0 | 0.009833% | 1 | 50% | 0% | 0% | 0% | 8.2745 | 0 | 0 | 0 | 8.2745 | #N/A
2007-04-08 10:00 | 4 | 8 | 10 | 98.3751 | 2338 | 55.04 | 35.06 | 998 | 55.04 | 32.8399 | 0 | Heating | 4.3787 | #N/A | #N/A | #N/A | #N/A | 32.8399 | #N/A | #N/A | 5.0265 | #N/A | 0 | 0 | 0 | 0 | 0 | 0 | 0 | 0 | 0.0146% | 1 | 50% | 0% | 0% | 0% | 8.2745 | 0 | 0 | 0 | 8.2745 | #N/A
2007-04-08 11:00 | 4 | 8 | 11 | 98.4168 | 2339 | 55.94 | 37.04 | 998 | 55.94 | 16.4216 | 0 | Heating | 2.1895 | #N/A | #N/A | #N/A | #N/A | 16.4216 | #N/A | #N/A | 5.1278 | #N/A | 0 | 0 | 0 | 0 | 0 | 0 | 0 | 0 | 0.007298% | 1 | 50% | 0% | 0% | 0% | 8.2745 | 0 | 0 | 0 | 8.2745 | #N/A
2007-04-08 12:00 | 4 | 8 | 12 | 98.4585 | 2340 | 59 | 32 | 999 | 59 | 28.092 | 0 | Heating | 3.7456 | #N/A | #N/A | #N/A | #N/A | 28.092 | #N/A | #N/A | 5.4953 | #N/A | 0 | 0 | 0 | 0 | 0 | 0 | 0 | 0 | 0.01249% | 1 | 50% | 0% | 0% | 0% | 8.2745 | 0 | 0 | 0 | 8.2745 | #N/A
2007-04-08 13:00 | 4 | 8 | 13 | 98.5001 | 2341 | 60.08 | 28.94 | 999 | 60.08 | 11.9421 | 0 | Heating | 1.5923 | #N/A | #N/A | #N/A | #N/A | 11.9421 | #N/A | #N/A | 5.6339 | #N/A | 0 | 0 | 0 | 0 | 0 | 0 | 0 | 0 | 0.005308% | 1 | 50% | 0% | 0% | 0% | 8.2745 | 0 | 0 | 0 | 8.2745 | #N/A
2007-04-08 14:00 | 4 | 8 | 14 | 98.5418 | 2342 | 60.08 | 28.04 | 999 | 60.08 | 5.3446 | 0 | Heating | 0.71261 | #N/A | #N/A | #N/A | #N/A | 5.3446 | #N/A | #N/A | 5.6339 | #N/A | 0 | 0 | 0 | 0 | 0 | 0 | 0 | 0 | 0.002375% | 1 | 50% | 0% | 0% | 0% | 8.2745 | 0 | 0 | 0 | 8.2745 | #N/A
2007-04-08 15:00 | 4 | 8 | 15 | 98.5835 | 2343 | 51.98 | 26.06 | 999 | 51.98 | 3.6173 | 0 | Heating | 0.48231 | #N/A | #N/A | #N/A | #N/A | 3.6173 | #N/A | #N/A | 4.7043 | #N/A | 0 | 0 | 0 | 0 | 0 | 0 | 0 | 0 | 0.001608% | 1 | 50% | 0% | 0% | 0% | 8.2745 | 0 | 0 | 0 | 8.2745 | #N/A
2007-04-08 16:00 | 4 | 8 | 16 | 98.6251 | 2344 | 51.98 | 17.06 | 999 | 51.98 | 0.49523 | 0 | Heating | 0.066031 | #N/A | #N/A | #N/A | #N/A | 0.49523 | #N/A | #N/A | 4.7043 | #N/A | 0 | 0 | 0 | 0 | 0 | 0 | 0 | 0 | 0.0002201% | 1 | 50% | 0% | 0% | 0% | 8.2745 | 0 | 0 | 0 | 8.2745 | #N/A
2007-04-08 17:00 | 4 | 8 | 17 | 98.6668 | 2345 | 51.98 | 17.96 | 1000 | 51.98 | 3.4771 | 0 | Heating | 0.46361 | #N/A | #N/A | #N/A | #N/A | 3.4771 | #N/A | #N/A | 4.7043 | #N/A | 0 | 0 | 0 | 0 | 0 | 0 | 0 | 0 | 0.001545% | 1 | 50% | 0% | 0% | 0% | 8.2745 | 0 | 0 | 0 | 8.2745 | #N/A
2007-04-08 18:00 | 4 | 8 | 18 | 98.7085 | 2346 | 46.94 | 19.04 | 1000 | 46.94 | 12.1307 | 0 | Heating | 1.6174 | #N/A | #N/A | #N/A | #N/A | 12.1307 | #N/A | #N/A | 4.2441 | #N/A | 0 | 0 | 0 | 0 | 0 | 0 | 0 | 0 | 0.005391% | 1 | 50% | 0% | 0% | 0% | 8.2745 | 0 | 0 | 0 | 8.2745 | #N/A
2007-04-08 19:00 | 4 | 8 | 19 | 98.7501 | 2347 | 42.98 | 17.06 | 1001 | 42.98 | 32.1057 | 0 | Heating | 4.2808 | #N/A | #N/A | #N/A | #N/A | 32.1057 | #N/A | #N/A | 3.9388 | #N/A | 0 | 0 | 0 | 0 | 0 | 0 | 0 | 0 | 0.01427% | 1 | 50% | 0% | 0% | 0% | 8.2745 | 0 | 0 | 0 | 8.2745 | #N/A
2007-04-08 20:00 | 4 | 8 | 20 | 98.7918 | 2348 | 42.98 | 17.96 | 1001 | 42.98 | 106.58 | 0 | Heating | 14.2107 | #N/A | #N/A | #N/A | #N/A | 106.58 | #N/A | #N/A | 3.9388 | #N/A | 0 | 0 | 0 | 0 | 0 | 0 | 0 | 0 | 0.04737% | 1 | 50% | 0% | 0% | 0% | 8.2745 | 0 | 0 | 0 | 8.2745 | #N/A
2007-04-08 21:00 | 4 | 8 | 21 | 98.8335 | 2349 | 42.98 | 19.04 | 1002 | 42.98 | 180.8027 | 0 | Heating | 24.107 | #N/A | #N/A | #N/A | #N/A | 180.8027 | #N/A | #N/A | 3.9388 | #N/A | 0 | 0 | 0 | 0 | 0 | 0 | 0 | 0 | 0.08036% | 1 | 50% | 0% | 0% | 0% | 8.2745 | 0 | 0 | 0 | 8.2745 | #N/A
2007-04-08 22:00 | 4 | 8 | 22 | 98.8751 | 2350 | 42.98 | 19.94 | 1002 | 42.98 | 0 | 0 | Cooling | 0 | #N/A | #N/A | #N/A | #N/A | 0 | 0 | 0 | 0 | 0 | 0 | #N/A | #N/A | 88 | #N/A | #N/A | #N/A | #N/A | 0% | 1 | 50% | 0% | 0% | 0% | 8.2745 | 0 | 0 | 0 | 8.2745 | #N/A
2007-04-08 23:00 | 4 | 8 | 23 | 98.9168 | 2351 | 42.98 | 19.04 | 1002 | 42.98 | 4.6975 | 0 | Heating | 0.62633 | #N/A | #N/A | #N/A | #N/A | 4.6975 | #N/A | #N/A | 3.9388 | #N/A | 0 | 0 | 0 | 0 | 0 | 0 | 0 | 0 | 0.002088% | 1 | 50% | 0% | 0% | 0% | 8.2745 | 0 | 0 | 0 | 8.2745 | #N/A
2007-04-09 | 4 | 9 | 0 | 98.9585 | 2352 | 42.98 | 19.04 | 1002 | 42.98 | 12.8328 | 0 | Heating | 1.711 | #N/A | #N/A | #N/A | #N/A | 12.8328 | #N/A | #N/A | 3.9388 | #N/A | 0 | 0 | 0 | 0 | 0 | 0 | 0 | 0 | 0.005703% | 1 | 50% | 0% | 0% | 0% | 8.2745 | 0 | 0 | 0 | 8.2745 | #N/A
2007-04-09 01:00 | 4 | 9 | 1 | 99.0001 | 2353 | 42.98 | 19.04 | 1002 | 42.98 | 20.4108 | 0 | Heating | 2.7214 | #N/A | #N/A | #N/A | #N/A | 20.4108 | #N/A | #N/A | 3.9388 | #N/A | 0 | 0 | 0 | 0 | 0 | 0 | 0 | 0 | 0.009071% | 1 | 50% | 0% | 0% | 0% | 8.2745 | 0 | 0 | 0 | 8.2745 | #N/A
2007-04-09 02:00 | 4 | 9 | 2 | 99.0418 | 2354 | 42.98 | 17.06 | 1002 | 42.98 | 22.4594 | 0 | Heating | 2.9946 | #N/A | #N/A | #N/A | #N/A | 22.4594 | #N/A | #N/A | 3.9388 | #N/A | 0 | 0 | 0 | 0 | 0 | 0 | 0 | 0 | 0.009982% | 1 | 50% | 0% | 0% | 0% | 8.2745 | 0 | 0 | 0 | 8.2745 | #N/A
2007-04-09 03:00 | 4 | 9 | 3 | 99.0835 | 2355 | 41 | 17.06 | 1002 | 41 | 24.1798 | 0 | Heating | 3.224 | #N/A | #N/A | #N/A | #N/A | 24.1798 | #N/A | #N/A | 3.8033 | #N/A | 0 | 0 | 0 | 0 | 0 | 0 | 0 | 0 | 0.01075% | 1 | 50% | 0% | 0% | 0% | 8.2745 | 0 | 0 | 0 | 8.2745 | #N/A
2007-04-09 04:00 | 4 | 9 | 4 | 99.1251 | 2356 | 39.92 | 12.92 | 1002 | 39.92 | 46.1321 | 0 | Heating | 6.151 | #N/A | #N/A | #N/A | #N/A | 46.1321 | #N/A | #N/A | 3.7339 | #N/A | 0 | 0 | 0 | 0 | 0 | 0 | 0 | 0 | 0.0205% | 1 | 50% | 0% | 0% | 0% | 8.2745 | 0 | 0 | 0 | 8.2745 | #N/A
2007-04-09 05:00 | 4 | 9 | 5 | 99.1668 | 2357 | 39.92 | 12.92 | 1002 | 39.92 | 86.7606 | 0 | Heating | 11.5681 | #N/A | #N/A | #N/A | #N/A | 86.7606 | #N/A | #N/A | 3.7339 | #N/A | 0 | 0 | 0 | 0 | 0 | 0 | 0 | 0 | 0.03856% | 1 | 50% | 0% | 0% | 0% | 8.2745 | 0 | 0 | 0 | 8.2745 | #N/A
2007-04-09 06:00 | 4 | 9 | 6 | 99.2085 | 2358 | 37.04 | 15.98 | 1003 | 37.04 | 784.5201 | 0 | Heating | 104.6027 | #N/A | #N/A | #N/A | #N/A | 784.5201 | #N/A | #N/A | 3.5637 | #N/A | 0 | 0 | 0 | 0 | 0 | 0 | 0 | 0 | 0.3487% | 1 | 50% | 0% | 0% | 0% | 8.2745 | 0 | 0 | 0 | 8.2745 | #N/A
2007-04-09 07:00 | 4 | 9 | 7 | 99.2501 | 2359 | 42.08 | 17.96 | 1003 | 42.08 | 425.7448 | 0 | Heating | 56.766 | #N/A | #N/A | #N/A | #N/A | 425.7448 | #N/A | #N/A | 3.8759 | #N/A | 0 | 0 | 0 | 0 | 0 | 0 | 0 | 0 | 0.1892% | 1 | 50% | 0% | 0% | 0% | 8.2745 | 0 | 0 | 0 | 8.2745 | #N/A
2007-04-09 08:00 | 4 | 9 | 8 | 99.2918 | 2360 | 42.08 | 12.92 | 1004 | 42.08 | 112.9482 | 0 | Heating | 15.0598 | #N/A | #N/A | #N/A | #N/A | 112.9482 | #N/A | #N/A | 3.8759 | #N/A | 0 | 0 | 0 | 0 | 0 | 0 | 0 | 0 | 0.0502% | 1 | 50% | 0% | 0% | 0% | 8.2745 | 0 | 0 | 0 | 8.2745 | #N/A
2007-04-09 09:00 | 4 | 9 | 9 | 99.3335 | 2361 | 46.94 | 10.94 | 1004 | 46.94 | 63.197 | 0 | Heating | 8.4263 | #N/A | #N/A | #N/A | #N/A | 63.197 | #N/A | #N/A | 4.2441 | #N/A | 0 | 0 | 0 | 0 | 0 | 0 | 0 | 0 | 0.02809% | 1 | 50% | 0% | 0% | 0% | 8.2745 | 0 | 0 | 0 | 8.2745 | #N/A
2007-04-09 10:00 | 4 | 9 | 10 | 99.3751 | 2362 | 48.92 | 8.96 | 1005 | 48.92 | 62.7881 | 0 | Heating | 8.3717 | #N/A | #N/A | #N/A | #N/A | 62.7881 | #N/A | #N/A | 4.4149 | #N/A | 0 | 0 | 0 | 0 | 0 | 0 | 0 | 0 | 0.02791% | 1 | 50% | 0% | 0% | 0% | 8.2745 | 0 | 0 | 0 | 8.2745 | #N/A
2007-04-09 11:00 | 4 | 9 | 11 | 99.4168 | 2363 | 48.92 | 8.06 | 1005 | 48.92 | 46.0532 | 0 | Heating | 6.1404 | #N/A | #N/A | #N/A | #N/A | 46.0532 | #N/A | #N/A | 4.4149 | #N/A | 0 | 0 | 0 | 0 | 0 | 0 | 0 | 0 | 0.02047% | 1 | 50% | 0% | 0% | 0% | 8.2745 | 0 | 0 | 0 | 8.2745 | #N/A
2007-04-09 12:00 | 4 | 9 | 12 | 99.4585 | 2364 | 51.98 | 10.94 | 1005 | 51.98 | 54.0628 | 0 | Heating | 7.2084 | #N/A | #N/A | #N/A | #N/A | 54.0628 | #N/A | #N/A | 4.7043 | #N/A | 0 | 0 | 0 | 0 | 0 | 0 | 0 | 0 | 0.02403% | 1 | 50% | 0% | 0% | 0% | 8.2745 | 0 | 0 | 0 | 8.2745 | #N/A
2007-04-09 13:00 | 4 | 9 | 13 | 99.5001 | 2365 | 53.06 | 10.04 | 1005 | 53.06 | 12.7393 | 0 | Heating | 1.6986 | #N/A | #N/A | #N/A | #N/A | 12.7393 | #N/A | #N/A | 4.8142 | #N/A | 0 | 0 | 0 | 0 | 0 | 0 | 0 | 0 | 0.005662% | 1 | 50% | 0% | 0% | 0% | 8.2745 | 0 | 0 | 0 | 8.2745 | #N/A
2007-04-09 14:00 | 4 | 9 | 14 | 99.5418 | 2366 | 53.06 | 8.96 | 1005 | 53.06 | 10.1883 | 0 | Heating | 1.3584 | #N/A | #N/A | #N/A | #N/A | 10.1883 | #N/A | #N/A | 4.8142 | #N/A | 0 | 0 | 0 | 0 | 0 | 0 | 0 | 0 | 0.004528% | 1 | 50% | 0% | 0% | 0% | 8.2745 | 0 | 0 | 0 | 8.2745 | #N/A
2007-04-09 15:00 | 4 | 9 | 15 | 99.5835 | 2367 | 51.08 | 10.94 | 1005 | 51.08 | 8.9311 | 0 | Heating | 1.1908 | #N/A | #N/A | #N/A | #N/A | 8.9311 | #N/A | #N/A | 4.6159 | #N/A | 0 | 0 | 0 | 0 | 0 | 0 | 0 | 0 | 0.003969% | 1 | 50% | 0% | 0% | 0% | 8.2745 | 0 | 0 | 0 | 8.2745 | #N/A
2007-04-09 16:00 | 4 | 9 | 16 | 99.6251 | 2368 | 50 | 8.96 | 1006 | 50 | 8.0325 | 0 | Heating | 1.071 | #N/A | #N/A | #N/A | #N/A | 8.0325 | #N/A | #N/A | 4.5134 | #N/A | 0 | 0 | 0 | 0 | 0 | 0 | 0 | 0 | 0.00357% | 1 | 50% | 0% | 0% | 0% | 8.2745 | 0 | 0 | 0 | 8.2745 | #N/A
2007-04-09 17:00 | 4 | 9 | 17 | 99.6668 | 2369 | 50 | 8.06 | 1006 | 50 | 10.1775 | 0 | Heating | 1.357 | #N/A | #N/A | #N/A | #N/A | 10.1775 | #N/A | #N/A | 4.5134 | #N/A | 0 | 0 | 0 | 0 | 0 | 0 | 0 | 0 | 0.004523% | 1 | 50% | 0% | 0% | 0% | 8.2745 | 0 | 0 | 0 | 8.2745 | #N/A
2007-04-09 18:00 | 4 | 9 | 18 | 99.7085 | 2370 | 46.94 | 10.94 | 1007 | 46.94 | 51.5721 | 0 | Heating | 6.8763 | #N/A | #N/A | #N/A | #N/A | 51.5721 | #N/A | #N/A | 4.2441 | #N/A | 0 | 0 | 0 | 0 | 0 | 0 | 0 | 0 | 0.02292% | 1 | 50% | 0% | 0% | 0% | 8.2745 | 0 | 0 | 0 | 8.2745 | #N/A
2007-04-09 19:00 | 4 | 9 | 19 | 99.7501 | 2371 | 42.98 | 10.94 | 1007 | 42.98 | 89.059 | 0 | Heating | 11.8745 | #N/A | #N/A | #N/A | #N/A | 89.059 | #N/A | #N/A | 3.9388 | #N/A | 0 | 0 | 0 | 0 | 0 | 0 | 0 | 0 | 0.03958% | 1 | 50% | 0% | 0% | 0% | 8.2745 | 0 | 0 | 0 | 8.2745 | #N/A
2007-04-09 20:00 | 4 | 9 | 20 | 99.7918 | 2372 | 42.98 | 12.92 | 1008 | 42.98 | 190.8268 | 0 | Heating | 25.4436 | #N/A | #N/A | #N/A | #N/A | 190.8268 | #N/A | #N/A | 3.9388 | #N/A | 0 | 0 | 0 | 0 | 0 | 0 | 0 | 0 | 0.08481% | 1 | 50% | 0% | 0% | 0% | 8.2745 | 0 | 0 | 0 | 8.2745 | #N/A
2007-04-09 21:00 | 4 | 9 | 21 | 99.8335 | 2373 | 39.92 | 14 | 1009 | 39.92 | 258.1176 | 0 | Heating | 34.4157 | #N/A | #N/A | #N/A | #N/A | 258.1176 | #N/A | #N/A | 3.7339 | #N/A | 0 | 0 | 0 | 0 | 0 | 0 | 0 | 0 | 0.1147% | 1 | 50% | 0% | 0% | 0% | 8.2745 | 0 | 0 | 0 | 8.2745 | #N/A
2007-04-09 22:00 | 4 | 9 | 22 | 99.8751 | 2374 | 37.94 | 15.98 | 1009 | 37.94 | 1.1071 | 0 | Heating | 0.14762 | #N/A | #N/A | #N/A | #N/A | 1.1071 | #N/A | #N/A | 3.6146 | #N/A | 0 | 0 | 0 | 0 | 0 | 0 | 0 | 0 | 0.0004921% | 1 | 50% | 0% | 0% | 0% | 8.2745 | 0 | 0 | 0 | 8.2745 | #N/A
2007-04-09 23:00 | 4 | 9 | 23 | 99.9168 | 2375 | 37.94 | 17.06 | 1009 | 37.94 | 16.0069 | 0 | Heating | 2.1343 | #N/A | #N/A | #N/A | #N/A | 16.0069 | #N/A | #N/A | 3.6146 | #N/A | 0 | 0 | 0 | 0 | 0 | 0 | 0 | 0 | 0.007114% | 1 | 50% | 0% | 0% | 0% | 8.2745 | 0 | 0 | 0 | 8.2745 | #N/A
2007-04-10 | 4 | 10 | 0 | 99.9585 | 2376 | 35.96 | 19.04 | 1009 | 35.96 | 20.1584 | 0 | Heating | 2.6878 | #N/A | #N/A | #N/A | #N/A | 20.1584 | #N/A | #N/A | 3.5052 | #N/A | 0 | 0 | 0 | 0 | 0 | 0 | 0 | 0 | 0.008959% | 1 | 50% | 0% | 0% | 0% | 8.2745 | 0 | 0 | 0 | 8.2745 | #N/A
2007-04-10 01:00 | 4 | 10 | 1 | 100.0001 | 2377 | 28.94 | 19.04 | 1009 | 28.94 | 24.5954 | 0 | Heating | 3.2794 | #N/A | #N/A | #N/A | #N/A | 24.5954 | #N/A | #N/A | 3.188 | #N/A | 0 | 0 | 0 | 0 | 0 | 0 | 0 | 0 | 0.01093% | 1 | 50% | 0% | 0% | 0% | 8.2745 | 0 | 0 | 0 | 8.2745 | #N/A
2007-04-10 02:00 | 4 | 10 | 2 | 100.0418 | 2378 | 28.94 | 17.96 | 1009 | 28.94 | 31.8481 | 0 | Heating | 4.2464 | #N/A | #N/A | #N/A | #N/A | 31.8481 | #N/A | #N/A | 3.188 | #N/A | 0 | 0 | 0 | 0 | 0 | 0 | 0 | 0 | 0.01415% | 1 | 50% | 0% | 0% | 0% | 8.2745 | 0 | 0 | 0 | 8.2745 | #N/A
2007-04-10 03:00 | 4 | 10 | 3 | 100.0835 | 2379 | 26.96 | 19.94 | 1010 | 26.96 | 37.0136 | 0 | Heating | 4.9351 | #N/A | #N/A | #N/A | #N/A | 37.0136 | #N/A | #N/A | 3.1163 | #N/A | 0 | 0 | 0 | 0 | 0 | 0 | 0 | 0 | 0.01645% | 1 | 50% | 0% | 0% | 0% | 8.2745 | 0 | 0 | 0 | 8.2745 | #N/A
2007-04-10 04:00 | 4 | 10 | 4 | 100.1251 | 2380 | 26.96 | 17.06 | 1010 | 26.96 | 88.7433 | 0 | Heating | 11.8324 | #N/A | #N/A | #N/A | #N/A | 88.7433 | #N/A | #N/A | 3.1163 | #N/A | 0 | 0 | 0 | 0 | 0 | 0 | 0 | 0 | 0.03944% | 1 | 50% | 0% | 0% | 0% | 8.2745 | 0 | 0 | 0 | 8.2745 | #N/A
2007-04-10 05:00 | 4 | 10 | 5 | 100.1668 | 2381 | 26.96 | 15.98 | 1010 | 26.96 | 127.8976 | 0 | Heating | 17.053 | #N/A | #N/A | #N/A | #N/A | 127.8976 | #N/A | #N/A | 3.1163 | #N/A | 0 | 0 | 0 | 0 | 0 | 0 | 0 | 0 | 0.05684% | 1 | 50% | 0% | 0% | 0% | 8.2745 | 0 | 0 | 0 | 8.2745 | #N/A
2007-04-10 06:00 | 4 | 10 | 6 | 100.2085 | 2382 | 30.92 | 15.98 | 1011 | 30.92 | 809.7697 | 0 | Heating | 107.9693 | #N/A | #N/A | #N/A | #N/A | 809.7697 | #N/A | #N/A | 3.2671 | #N/A | 0 | 0 | 0 | 0 | 0 | 0 | 0 | 0 | 0.3599% | 1 | 50% | 0% | 0% | 0% | 8.2745 | 0 | 0 | 0 | 8.2745 | #N/A
2007-04-10 07:00 | 4 | 10 | 7 | 100.2501 | 2383 | 37.04 | 15.98 | 1011 | 37.04 | 455.5274 | 0 | Heating | 60.737 | #N/A | #N/A | #N/A | #N/A | 455.5274 | #N/A | #N/A | 3.5637 | #N/A | 0 | 0 | 0 | 0 | 0 | 0 | 0 | 0 | 0.2025% | 1 | 50% | 0% | 0% | 0% | 8.2745 | 0 | 0 | 0 | 8.2745 | #N/A
2007-04-10 08:00 | 4 | 10 | 8 | 100.2918 | 2384 | 37.04 | 15.98 | 1011 | 37.04 | 149.1083 | 0 | Heating | 19.8811 | #N/A | #N/A | #N/A | #N/A | 149.1083 | #N/A | #N/A | 3.5637 | #N/A | 0 | 0 | 0 | 0 | 0 | 0 | 0 | 0 | 0.06627% | 1 | 50% | 0% | 0% | 0% | 8.2745 | 0 | 0 | 0 | 8.2745 | #N/A
2007-04-10 09:00 | 4 | 10 | 9 | 100.3335 | 2385 | 44.96 | 15.98 | 1011 | 44.96 | 78.2611 | 0 | Heating | 10.4348 | #N/A | #N/A | #N/A | #N/A | 78.2611 | #N/A | #N/A | 4.0856 | #N/A | 0 | 0 | 0 | 0 | 0 | 0 | 0 | 0 | 0.03478% | 1 | 50% | 0% | 0% | 0% | 8.2745 | 0 | 0 | 0 | 8.2745 | #N/A
2007-04-10 10:00 | 4 | 10 | 10 | 100.3751 | 2386 | 50 | 12.92 | 1011 | 50 | 68.715 | 0 | Heating | 9.162 | #N/A | #N/A | #N/A | #N/A | 68.715 | #N/A | #N/A | 4.5134 | #N/A | 0 | 0 | 0 | 0 | 0 | 0 | 0 | 0 | 0.03054% | 1 | 50% | 0% | 0% | 0% | 8.2745 | 0 | 0 | 0 | 8.2745 | #N/A
2007-04-10 11:00 | 4 | 10 | 11 | 100.4168 | 2387 | 50 | 15.98 | 1010 | 50 | 38.8475 | 0 | Heating | 5.1797 | #N/A | #N/A | #N/A | #N/A | 38.8475 | #N/A | #N/A | 4.5134 | #N/A | 0 | 0 | 0 | 0 | 0 | 0 | 0 | 0 | 0.01727% | 1 | 50% | 0% | 0% | 0% | 8.2745 | 0 | 0 | 0 | 8.2745 | #N/A
2007-04-10 12:00 | 4 | 10 | 12 | 100.4585 | 2388 | 60.08 | 15.98 | 1009 | 60.08 | 32.4014 | 0 | Heating | 4.3202 | #N/A | #N/A | #N/A | #N/A | 32.4014 | #N/A | #N/A | 5.6339 | #N/A | 0 | 0 | 0 | 0 | 0 | 0 | 0 | 0 | 0.0144% | 1 | 50% | 0% | 0% | 0% | 8.2745 | 0 | 0 | 0 | 8.2745 | #N/A
2007-04-10 13:00 | 4 | 10 | 13 | 100.5001 | 2389 | 60.98 | 17.06 | 1008 | 60.98 | 10.603 | 0 | Heating | 1.4137 | #N/A | #N/A | #N/A | #N/A | 10.603 | #N/A | #N/A | 5.753 | #N/A | 0 | 0 | 0 | 0 | 0 | 0 | 0 | 0 | 0.004712% | 1 | 50% | 0% | 0% | 0% | 8.2745 | 0 | 0 | 0 | 8.2745 | #N/A
2007-04-10 14:00 | 4 | 10 | 14 | 100.5418 | 2390 | 60.98 | 17.06 | 1007 | 60.98 | 5.6982 | 0 | Heating | 0.75976 | #N/A | #N/A | #N/A | #N/A | 5.6982 | #N/A | #N/A | 5.753 | #N/A | 0 | 0 | 0 | 0 | 0 | 0 | 0 | 0 | 0.002533% | 1 | 50% | 0% | 0% | 0% | 8.2745 | 0 | 0 | 0 | 8.2745 | #N/A
2007-04-10 15:00 | 4 | 10 | 15 | 100.5835 | 2391 | 66.02 | 15.98 | 1006 | 66.02 | 4.3731 | 0 | Heating | 0.58307 | #N/A | #N/A | #N/A | #N/A | 4.3731 | #N/A | #N/A | 6.4831 | #N/A | 0 | 0 | 0 | 0 | 0 | 0 | 0 | 0 | 0.001944% | 1 | 50% | 0% | 0% | 0% | 8.2745 | 0 | 0 | 0 | 8.2745 | #N/A
2007-04-10 16:00 | 4 | 10 | 16 | 100.6251 | 2392 | 64.94 | 17.06 | 1005 | 64.94 | 1.2051 | 0 | Heating | 0.16068 | #N/A | #N/A | #N/A | #N/A | 1.2051 | #N/A | #N/A | 6.3174 | #N/A | 0 | 0 | 0 | 0 | 0 | 0 | 0 | 0 | 0.0005356% | 1 | 50% | 0% | 0% | 0% | 8.2745 | 0 | 0 | 0 | 8.2745 | #N/A
2007-04-10 17:00 | 4 | 10 | 17 | 100.6668 | 2393 | 64.94 | 17.06 | 1003 | 64.94 | 1.8829 | 0 | Heating | 0.25105 | #N/A | #N/A | #N/A | #N/A | 1.8829 | #N/A | #N/A | 6.3174 | #N/A | 0 | 0 | 0 | 0 | 0 | 0 | 0 | 0 | 0.0008368% | 1 | 50% | 0% | 0% | 0% | 8.2745 | 0 | 0 | 0 | 8.2745 | #N/A
2007-04-10 18:00 | 4 | 10 | 18 | 100.7085 | 2394 | 62.06 | 17.06 | 1003 | 62.06 | 7.905 | 0 | Heating | 1.054 | #N/A | #N/A | #N/A | #N/A | 7.905 | #N/A | #N/A | 5.9003 | #N/A | 0 | 0 | 0 | 0 | 0 | 0 | 0 | 0 | 0.003513% | 1 | 50% | 0% | 0% | 0% | 8.2745 | 0 | 0 | 0 | 8.2745 | #N/A
2007-04-10 19:00 | 4 | 10 | 19 | 100.7501 | 2395 | 59 | 17.06 | 1003 | 59 | 11.5108 | 0 | Heating | 1.5348 | #N/A | #N/A | #N/A | #N/A | 11.5108 | #N/A | #N/A | 5.4953 | #N/A | 0 | 0 | 0 | 0 | 0 | 0 | 0 | 0 | 0.005116% | 1 | 50% | 0% | 0% | 0% | 8.2745 | 0 | 0 | 0 | 8.2745 | #N/A
2007-04-10 20:00 | 4 | 10 | 20 | 100.7918 | 2396 | 59 | 17.96 | 1003 | 59 | 18.9297 | 0 | Heating | 2.524 | #N/A | #N/A | #N/A | #N/A | 18.9297 | #N/A | #N/A | 5.4953 | #N/A | 0 | 0 | 0 | 0 | 0 | 0 | 0 | 0 | 0.008413% | 1 | 50% | 0% | 0% | 0% | 8.2745 | 0 | 0 | 0 | 8.2745 | #N/A
2007-04-10 21:00 | 4 | 10 | 21 | 100.8335 | 2397 | 55.94 | 17.96 | 1003 | 55.94 | 29.5822 | 0 | Heating | 3.9443 | #N/A | #N/A | #N/A | #N/A | 29.5822 | #N/A | #N/A | 5.1278 | #N/A | 0 | 0 | 0 | 0 | 0 | 0 | 0 | 0 | 0.01315% | 1 | 50% | 0% | 0% | 0% | 8.2745 | 0 | 0 | 0 | 8.2745 | #N/A
2007-04-10 22:00 | 4 | 10 | 22 | 100.8751 | 2398 | 55.94 | 19.04 | 1003 | 55.94 | 0 | 0 | Cooling | 0 | #N/A | #N/A | #N/A | #N/A | 0 | 0 | 0 | 0 | 0 | 0 | #N/A | #N/A | 88 | #N/A | #N/A | #N/A | #N/A | 0% | 1 | 50% | 0% | 0% | 0% | 8.2745 | 0 | 0 | 0 | 8.2745 | #N/A
2007-04-10 23:00 | 4 | 10 | 23 | 100.9168 | 2399 | 55.94 | 19.04 | 1003 | 55.94 | 0 | 0 | Cooling | 0 | #N/A | #N/A | #N/A | #N/A | 0 | 0 | 0 | 0 | 0 | 0 | #N/A | #N/A | 88 | #N/A | #N/A | #N/A | #N/A | 0% | 1 | 50% | 0% | 0% | 0% | 8.2745 | 0 | 0 | 0 | 8.2745 | #N/A
2007-04-11 | 4 | 11 | 0 | 100.9585 | 2400 | 55.94 | 19.04 | 1004 | 55.94 | 0 | 0 | Cooling | 0 | #N/A | #N/A | #N/A | #N/A | 0 | 0 | 0 | 0 | 0 | 0 | #N/A | #N/A | 88 | #N/A | #N/A | #N/A | #N/A | 0% | 1 | 50% | 0% | 0% | 0% | 8.2745 | 0 | 0 | 0 | 8.2745 | #N/A
2007-04-11 01:00 | 4 | 11 | 1 | 101.0001 | 2401 | 55.94 | 19.04 | 1003 | 55.94 | 0 | 0 | Cooling | 0 | #N/A | #N/A | #N/A | #N/A | 0 | 0 | 0 | 0 | 0 | 0 | #N/A | #N/A | 88 | #N/A | #N/A | #N/A | #N/A | 0% | 1 | 50% | 0% | 0% | 0% | 8.2745 | 0 | 0 | 0 | 8.2745 | #N/A
2007-04-11 02:00 | 4 | 11 | 2 | 101.0418 | 2402 | 55.94 | 19.94 | 1002 | 55.94 | 0.054237 | 0 | Heating | 0.0072316 | #N/A | #N/A | #N/A | #N/A | 0.054237 | #N/A | #N/A | 5.1278 | #N/A | 0 | 0 | 0 | 0 | 0 | 0 | 0 | 0 | 2.411e-05% | 1 | 50% | 0% | 0% | 0% | 8.2745 | 0 | 0 | 0 | 8.2745 | #N/A
2007-04-11 03:00 | 4 | 11 | 3 | 101.0835 | 2403 | 55.94 | 33.08 | 1002 | 55.94 | 0.5098 | 0 | Heating | 0.067973 | #N/A | #N/A | #N/A | #N/A | 0.5098 | #N/A | #N/A | 5.1278 | #N/A | 0 | 0 | 0 | 0 | 0 | 0 | 0 | 0 | 0.0002266% | 1 | 50% | 0% | 0% | 0% | 8.2745 | 0 | 0 | 0 | 8.2745 | #N/A
2007-04-11 04:00 | 4 | 11 | 4 | 101.1251 | 2404 | 53.96 | 30.92 | 1002 | 53.96 | 0.17389 | 0 | Heating | 0.023185 | #N/A | #N/A | #N/A | #N/A | 0.17389 | #N/A | #N/A | 4.9089 | #N/A | 0 | 0 | 0 | 0 | 0 | 0 | 0 | 0 | 7.728e-05% | 1 | 50% | 0% | 0% | 0% | 8.2745 | 0 | 0 | 0 | 8.2745 | #N/A
2007-04-11 05:00 | 4 | 11 | 5 | 101.1668 | 2405 | 53.96 | 32 | 1002 | 53.96 | 0 | 0 | Cooling | 0 | #N/A | #N/A | #N/A | #N/A | 0 | 0 | 0 | 0 | 0 | 0 | #N/A | #N/A | 88 | #N/A | #N/A | #N/A | #N/A | 0% | 1 | 50% | 0% | 0% | 0% | 8.2745 | 0 | 0 | 0 | 8.2745 | #N/A
2007-04-11 06:00 | 4 | 11 | 6 | 101.2085 | 2406 | 51.08 | 32 | 1003 | 51.08 | 340.1577 | 0 | Heating | 45.3544 | #N/A | #N/A | #N/A | #N/A | 340.1577 | #N/A | #N/A | 4.6159 | #N/A | 0 | 0 | 0 | 0 | 0 | 0 | 0 | 0 | 0.1512% | 1 | 50% | 0% | 0% | 0% | 8.2745 | 0 | 0 | 0 | 8.2745 | #N/A
2007-04-11 07:00 | 4 | 11 | 7 | 101.2501 | 2407 | 53.96 | 32 | 1003 | 53.96 | 104.8504 | 0 | Heating | 13.9801 | #N/A | #N/A | #N/A | #N/A | 104.8504 | #N/A | #N/A | 4.9089 | #N/A | 0 | 0 | 0 | 0 | 0 | 0 | 0 | 0 | 0.0466% | 1 | 50% | 0% | 0% | 0% | 8.2745 | 0 | 0 | 0 | 8.2745 | #N/A
2007-04-11 08:00 | 4 | 11 | 8 | 101.2918 | 2408 | 53.96 | 32 | 1003 | 53.96 | 9.43 | 0 | Heating | 1.2573 | #N/A | #N/A | #N/A | #N/A | 9.43 | #N/A | #N/A | 4.9089 | #N/A | 0 | 0 | 0 | 0 | 0 | 0 | 0 | 0 | 0.004191% | 1 | 50% | 0% | 0% | 0% | 8.2745 | 0 | 0 | 0 | 8.2745 | #N/A
2007-04-11 09:00 | 4 | 11 | 9 | 101.3335 | 2409 | 59 | 35.06 | 1004 | 59 | 7.5839 | 0 | Heating | 1.0112 | #N/A | #N/A | #N/A | #N/A | 7.5839 | #N/A | #N/A | 5.4953 | #N/A | 0 | 0 | 0 | 0 | 0 | 0 | 0 | 0 | 0.003371% | 1 | 50% | 0% | 0% | 0% | 8.2745 | 0 | 0 | 0 | 8.2745 | #N/A
2007-04-11 10:00 | 4 | 11 | 10 | 101.3751 | 2410 | 60.08 | 37.94 | 1004 | 60.08 | 9.885 | 0 | Heating | 1.318 | #N/A | #N/A | #N/A | #N/A | 9.885 | #N/A | #N/A | 5.6339 | #N/A | 0 | 0 | 0 | 0 | 0 | 0 | 0 | 0 | 0.004393% | 1 | 50% | 0% | 0% | 0% | 8.2745 | 0 | 0 | 0 | 8.2745 | #N/A
2007-04-11 11:00 | 4 | 11 | 11 | 101.4168 | 2411 | 60.08 | 39.92 | 1005 | 60.08 | 5.9286 | 0 | Heating | 0.79048 | #N/A | #N/A | #N/A | #N/A | 5.9286 | #N/A | #N/A | 5.6339 | #N/A | 0 | 0 | 0 | 0 | 0 | 0 | 0 | 0 | 0.002635% | 1 | 50% | 0% | 0% | 0% | 8.2745 | 0 | 0 | 0 | 8.2745 | #N/A
2007-04-11 12:00 | 4 | 11 | 12 | 101.4585 | 2412 | 64.94 | 42.08 | 1005 | 64.94 | 6.9284 | 0 | Heating | 0.92379 | #N/A | #N/A | #N/A | #N/A | 6.9284 | #N/A | #N/A | 6.3174 | #N/A | 0 | 0 | 0 | 0 | 0 | 0 | 0 | 0 | 0.003079% | 1 | 50% | 0% | 0% | 0% | 8.2745 | 0 | 0 | 0 | 8.2745 | #N/A
2007-04-11 13:00 | 4 | 11 | 13 | 101.5001 | 2413 | 64.04 | 44.96 | 1005 | 64.04 | 0.21915 | 0 | Heating | 0.02922 | #N/A | #N/A | #N/A | #N/A | 0.21915 | #N/A | #N/A | 6.1832 | #N/A | 0 | 0 | 0 | 0 | 0 | 0 | 0 | 0 | 9.74e-05% | 1 | 50% | 0% | 0% | 0% | 8.2745 | 0 | 0 | 0 | 8.2745 | #N/A
2007-04-11 14:00 | 4 | 11 | 14 | 101.5418 | 2414 | 64.04 | 41 | 1005 | 64.04 | 0 | 0.045634 | Cooling | 0.0076056 | #N/A | #N/A | #N/A | #N/A | 0 | 0 | 0 | 0 | 0 | 0.045634 | #N/A | #N/A | 88 | #N/A | #N/A | #N/A | #N/A | 2.535e-05% | 1 | 50% | 0% | 0% | 0% | 8.2745 | 0 | 0 | 0 | 8.2745 | #N/A
2007-04-11 15:00 | 4 | 11 | 15 | 101.5835 | 2415 | 57.02 | 42.98 | 1005 | 57.02 | 0 | 0.22365 | Cooling | 0.037274 | #N/A | #N/A | #N/A | #N/A | 0 | 0 | 0 | 0 | 0 | 0.22365 | #N/A | #N/A | 88 | #N/A | #N/A | #N/A | #N/A | 0.0001242% | 1 | 50% | 0% | 0% | 0% | 8.2745 | 0 | 0 | 0 | 8.2745 | #N/A
2007-04-11 16:00 | 4 | 11 | 16 | 101.6251 | 2416 | 53.96 | 39.02 | 1005 | 53.96 | 0 | 0.44797 | Cooling | 0.074662 | #N/A | #N/A | #N/A | #N/A | 0 | 0 | 0 | 0 | 0 | 0.44797 | #N/A | #N/A | 88 | #N/A | #N/A | #N/A | #N/A | 0.0002489% | 1 | 50% | 0% | 0% | 0% | 8.2745 | 0 | 0 | 0 | 8.2745 | #N/A
2007-04-11 17:00 | 4 | 11 | 17 | 101.6668 | 2417 | 53.96 | 33.98 | 1006 | 53.96 | 0 | 0.50411 | Cooling | 0.084019 | #N/A | #N/A | #N/A | #N/A | 0 | 0 | 0 | 0 | 0 | 0.50411 | #N/A | #N/A | 88 | #N/A | #N/A | #N/A | #N/A | 0.0002801% | 1 | 50% | 0% | 0% | 0% | 8.2745 | 0 | 0 | 0 | 8.2745 | #N/A
2007-04-11 18:00 | 4 | 11 | 18 | 101.7085 | 2418 | 48.02 | 30.02 | 1007 | 48.02 | 0 | 0.20561 | Cooling | 0.034268 | #N/A | #N/A | #N/A | #N/A | 0 | 0 | 0 | 0 | 0 | 0.20561 | #N/A | #N/A | 88 | #N/A | #N/A | #N/A | #N/A | 0.0001142% | 1 | 50% | 0% | 0% | 0% | 8.2745 | 0 | 0 | 0 | 8.2745 | #N/A
2007-04-11 19:00 | 4 | 11 | 19 | 101.7501 | 2419 | 48.02 | 28.04 | 1008 | 48.02 | 4.3727 | 0 | Heating | 0.58303 | #N/A | #N/A | #N/A | #N/A | 4.3727 | #N/A | #N/A | 4.3357 | #N/A | 0 | 0 | 0 | 0 | 0 | 0 | 0 | 0 | 0.001943% | 1 | 50% | 0% | 0% | 0% | 8.2745 | 0 | 0 | 0 | 8.2745 | #N/A
2007-04-11 20:00 | 4 | 11 | 20 | 101.7918 | 2420 | 48.02 | 26.96 | 1010 | 48.02 | 17.7666 | 0 | Heating | 2.3689 | #N/A | #N/A | #N/A | #N/A | 17.7666 | #N/A | #N/A | 4.3357 | #N/A | 0 | 0 | 0 | 0 | 0 | 0 | 0 | 0 | 0.007896% | 1 | 50% | 0% | 0% | 0% | 8.2745 | 0 | 0 | 0 | 8.2745 | #N/A
2007-04-11 21:00 | 4 | 11 | 21 | 101.8335 | 2421 | 46.94 | 26.06 | 1010 | 46.94 | 36.7402 | 0 | Heating | 4.8987 | #N/A | #N/A | #N/A | #N/A | 36.7402 | #N/A | #N/A | 4.2441 | #N/A | 0 | 0 | 0 | 0 | 0 | 0 | 0 | 0 | 0.01633% | 1 | 50% | 0% | 0% | 0% | 8.2745 | 0 | 0 | 0 | 8.2745 | #N/A
2007-04-11 22:00 | 4 | 11 | 22 | 101.8751 | 2422 | 46.04 | 24.08 | 1011 | 46.04 | 0 | 0 | Cooling | 0 | #N/A | #N/A | #N/A | #N/A | 0 | 0 | 0 | 0 | 0 | 0 | #N/A | #N/A | 88 | #N/A | #N/A | #N/A | #N/A | 0% | 1 | 50% | 0% | 0% | 0% | 8.2745 | 0 | 0 | 0 | 8.2745 | #N/A
2007-04-11 23:00 | 4 | 11 | 23 | 101.9168 | 2423 | 46.04 | 24.08 | 1012 | 46.04 | 0 | 0 | Cooling | 0 | #N/A | #N/A | #N/A | #N/A | 0 | 0 | 0 | 0 | 0 | 0 | #N/A | #N/A | 88 | #N/A | #N/A | #N/A | #N/A | 0% | 1 | 50% | 0% | 0% | 0% | 8.2745 | 0 | 0 | 0 | 8.2745 | #N/A
2007-04-12 | 4 | 12 | 0 | 101.9585 | 2424 | 41 | 23 | 1012 | 41 | 0.27189 | 0 | Heating | 0.036252 | #N/A | #N/A | #N/A | #N/A | 0.27189 | #N/A | #N/A | 3.8033 | #N/A | 0 | 0 | 0 | 0 | 0 | 0 | 0 | 0 | 0.0001208% | 1 | 50% | 0% | 0% | 0% | 8.2745 | 0 | 0 | 0 | 8.2745 | #N/A
2007-04-12 01:00 | 4 | 12 | 1 | 102.0001 | 2425 | 37.94 | 23 | 1012 | 37.94 | 5.243 | 0 | Heating | 0.69907 | #N/A | #N/A | #N/A | #N/A | 5.243 | #N/A | #N/A | 3.6146 | #N/A | 0 | 0 | 0 | 0 | 0 | 0 | 0 | 0 | 0.00233% | 1 | 50% | 0% | 0% | 0% | 8.2745 | 0 | 0 | 0 | 8.2745 | #N/A
2007-04-12 02:00 | 4 | 12 | 2 | 102.0418 | 2426 | 39.02 | 21.92 | 1012 | 39.02 | 12.8532 | 0 | Heating | 1.7138 | #N/A | #N/A | #N/A | #N/A | 12.8532 | #N/A | #N/A | 3.6785 | #N/A | 0 | 0 | 0 | 0 | 0 | 0 | 0 | 0 | 0.005713% | 1 | 50% | 0% | 0% | 0% | 8.2745 | 0 | 0 | 0 | 8.2745 | #N/A
2007-04-12 03:00 | 4 | 12 | 3 | 102.0835 | 2427 | 35.06 | 21.92 | 1012 | 35.06 | 17.5932 | 0 | Heating | 2.3458 | #N/A | #N/A | #N/A | #N/A | 17.5932 | #N/A | #N/A | 3.4585 | #N/A | 0 | 0 | 0 | 0 | 0 | 0 | 0 | 0 | 0.007819% | 1 | 50% | 0% | 0% | 0% | 8.2745 | 0 | 0 | 0 | 8.2745 | #N/A
2007-04-12 04:00 | 4 | 12 | 4 | 102.1251 | 2428 | 37.04 | 21.92 | 1012 | 37.04 | 20.808 | 0 | Heating | 2.7744 | #N/A | #N/A | #N/A | #N/A | 20.808 | #N/A | #N/A | 3.5637 | #N/A | 0 | 0 | 0 | 0 | 0 | 0 | 0 | 0 | 0.009248% | 1 | 50% | 0% | 0% | 0% | 8.2745 | 0 | 0 | 0 | 8.2745 | #N/A
2007-04-12 05:00 | 4 | 12 | 5 | 102.1668 | 2429 | 37.04 | 19.94 | 1013 | 37.04 | 21.7345 | 0 | Heating | 2.8979 | #N/A | #N/A | #N/A | #N/A | 21.7345 | #N/A | #N/A | 3.5637 | #N/A | 0 | 0 | 0 | 0 | 0 | 0 | 0 | 0 | 0.00966% | 1 | 50% | 0% | 0% | 0% | 8.2745 | 0 | 0 | 0 | 8.2745 | #N/A
2007-04-12 06:00 | 4 | 12 | 6 | 102.2085 | 2430 | 33.98 | 21.92 | 1014 | 33.98 | 597.0303 | 0 | Heating | 79.604 | #N/A | #N/A | #N/A | #N/A | 597.0303 | #N/A | #N/A | 3.405 | #N/A | 0 | 0 | 0 | 0 | 0 | 0 | 0 | 0 | 0.2653% | 1 | 50% | 0% | 0% | 0% | 8.2745 | 0 | 0 | 0 | 8.2745 | #N/A
2007-04-12 07:00 | 4 | 12 | 7 | 102.2501 | 2431 | 35.96 | 24.98 | 1015 | 35.96 | 273.9623 | 0 | Heating | 36.5283 | #N/A | #N/A | #N/A | #N/A | 273.9623 | #N/A | #N/A | 3.5052 | #N/A | 0 | 0 | 0 | 0 | 0 | 0 | 0 | 0 | 0.1218% | 1 | 50% | 0% | 0% | 0% | 8.2745 | 0 | 0 | 0 | 8.2745 | #N/A
2007-04-12 08:00 | 4 | 12 | 8 | 102.2918 | 2432 | 35.96 | 26.96 | 1016 | 35.96 | 29.949 | 0 | Heating | 3.9932 | #N/A | #N/A | #N/A | #N/A | 29.949 | #N/A | #N/A | 3.5052 | #N/A | 0 | 0 | 0 | 0 | 0 | 0 | 0 | 0 | 0.01331% | 1 | 50% | 0% | 0% | 0% | 8.2745 | 0 | 0 | 0 | 8.2745 | #N/A
2007-04-12 09:00 | 4 | 12 | 9 | 102.3335 | 2433 | 41 | 26.06 | 1016 | 41 | 12.149 | 0 | Heating | 1.6199 | #N/A | #N/A | #N/A | #N/A | 12.149 | #N/A | #N/A | 3.8033 | #N/A | 0 | 0 | 0 | 0 | 0 | 0 | 0 | 0 | 0.0054% | 1 | 50% | 0% | 0% | 0% | 8.2745 | 0 | 0 | 0 | 8.2745 | #N/A
2007-04-12 10:00 | 4 | 12 | 10 | 102.3751 | 2434 | 51.08 | 23 | 1017 | 51.08 | 7.6485 | 0 | Heating | 1.0198 | #N/A | #N/A | #N/A | #N/A | 7.6485 | #N/A | #N/A | 4.6159 | #N/A | 0 | 0 | 0 | 0 | 0 | 0 | 0 | 0 | 0.003399% | 1 | 50% | 0% | 0% | 0% | 8.2745 | 0 | 0 | 0 | 8.2745 | #N/A
2007-04-12 11:00 | 4 | 12 | 11 | 102.4168 | 2435 | 51.08 | 24.08 | 1017 | 51.08 | 3.6444 | 0 | Heating | 0.48592 | #N/A | #N/A | #N/A | #N/A | 3.6444 | #N/A | #N/A | 4.6159 | #N/A | 0 | 0 | 0 | 0 | 0 | 0 | 0 | 0 | 0.00162% | 1 | 50% | 0% | 0% | 0% | 8.2745 | 0 | 0 | 0 | 8.2745 | #N/A
2007-04-12 12:00 | 4 | 12 | 12 | 102.4585 | 2436 | 60.98 | 19.94 | 1017 | 60.98 | 4.0376 | 0 | Heating | 0.53834 | #N/A | #N/A | #N/A | #N/A | 4.0376 | #N/A | #N/A | 5.753 | #N/A | 0 | 0 | 0 | 0 | 0 | 0 | 0 | 0 | 0.001794% | 1 | 50% | 0% | 0% | 0% | 8.2745 | 0 | 0 | 0 | 8.2745 | #N/A
2007-04-12 13:00 | 4 | 12 | 13 | 102.5001 | 2437 | 62.96 | 17.06 | 1017 | 62.96 | 0 | 0.33623 | Cooling | 0.056039 | #N/A | #N/A | #N/A | #N/A | 0 | 0 | 0 | 0 | 0 | 0.33623 | #N/A | #N/A | 88 | #N/A | #N/A | #N/A | #N/A | 0.0001868% | 1 | 50% | 0% | 0% | 0% | 8.2745 | 0 | 0 | 0 | 8.2745 | #N/A
2007-04-12 14:00 | 4 | 12 | 14 | 102.5418 | 2438 | 62.96 | 15.98 | 1016 | 62.96 | 0 | 0.28876 | Cooling | 0.048126 | #N/A | #N/A | #N/A | #N/A | 0 | 0 | 0 | 0 | 0 | 0.28876 | #N/A | #N/A | 88 | #N/A | #N/A | #N/A | #N/A | 0.0001604% | 1 | 50% | 0% | 0% | 0% | 8.2745 | 0 | 0 | 0 | 8.2745 | #N/A
2007-04-12 15:00 | 4 | 12 | 15 | 102.5835 | 2439 | 68 | 15.98 | 1016 | 68 | 0 | 0.18871 | Cooling | 0.031452 | #N/A | #N/A | #N/A | #N/A | 0 | 0 | 0 | 0 | 0 | 0.18871 | #N/A | #N/A | 88 | #N/A | #N/A | #N/A | #N/A | 0.0001048% | 1 | 50% | 0% | 0% | 0% | 8.2745 | 0 | 0 | 0 | 8.2745 | #N/A
2007-04-12 16:00 | 4 | 12 | 16 | 102.6251 | 2440 | 69.08 | 15.08 | 1015 | 69.08 | 0 | 0.097772 | Cooling | 0.016295 | #N/A | #N/A | #N/A | #N/A | 0 | 0 | 0 | 0 | 0 | 0.097772 | #N/A | #N/A | 88 | #N/A | #N/A | #N/A | #N/A | 5.432e-05% | 1 | 50% | 0% | 0% | 0% | 8.2745 | 0 | 0 | 0 | 8.2745 | #N/A
2007-04-12 17:00 | 4 | 12 | 17 | 102.6668 | 2441 | 69.08 | 12.92 | 1016 | 69.08 | 0 | 0.098686 | Cooling | 0.016448 | #N/A | #N/A | #N/A | #N/A | 0 | 0 | 0 | 0 | 0 | 0.098686 | #N/A | #N/A | 88 | #N/A | #N/A | #N/A | #N/A | 5.483e-05% | 1 | 50% | 0% | 0% | 0% | 8.2745 | 0 | 0 | 0 | 8.2745 | #N/A
2007-04-12 18:00 | 4 | 12 | 18 | 102.7085 | 2442 | 64.04 | 12.02 | 1016 | 64.04 | 0 | 0.17623 | Cooling | 0.029372 | #N/A | #N/A | #N/A | #N/A | 0 | 0 | 0 | 0 | 0 | 0.17623 | #N/A | #N/A | 88 | #N/A | #N/A | #N/A | #N/A | 9.791e-05% | 1 | 50% | 0% | 0% | 0% | 8.2745 | 0 | 0 | 0 | 8.2745 | #N/A
2007-04-12 19:00 | 4 | 12 | 19 | 102.7501 | 2443 | 60.08 | 17.96 | 1017 | 60.08 | 0.54885 | 0 | Heating | 0.07318 | #N/A | #N/A | #N/A | #N/A | 0.54885 | #N/A | #N/A | 5.6339 | #N/A | 0 | 0 | 0 | 0 | 0 | 0 | 0 | 0 | 0.0002439% | 1 | 50% | 0% | 0% | 0% | 8.2745 | 0 | 0 | 0 | 8.2745 | #N/A
2007-04-12 20:00 | 4 | 12 | 20 | 102.7918 | 2444 | 60.08 | 15.98 | 1017 | 60.08 | 5.3372 | 0 | Heating | 0.71163 | #N/A | #N/A | #N/A | #N/A | 5.3372 | #N/A | #N/A | 5.6339 | #N/A | 0 | 0 | 0 | 0 | 0 | 0 | 0 | 0 | 0.002372% | 1 | 50% | 0% | 0% | 0% | 8.2745 | 0 | 0 | 0 | 8.2745 | #N/A
2007-04-12 21:00 | 4 | 12 | 21 | 102.8335 | 2445 | 51.98 | 15.98 | 1017 | 51.98 | 6.933 | 0 | Heating | 0.9244 | #N/A | #N/A | #N/A | #N/A | 6.933 | #N/A | #N/A | 4.7043 | #N/A | 0 | 0 | 0 | 0 | 0 | 0 | 0 | 0 | 0.003081% | 1 | 50% | 0% | 0% | 0% | 8.2745 | 0 | 0 | 0 | 8.2745 | #N/A
2007-04-12 22:00 | 4 | 12 | 22 | 102.8751 | 2446 | 50 | 17.96 | 1017 | 50 | 0 | 0 | Cooling | 0 | #N/A | #N/A | #N/A | #N/A | 0 | 0 | 0 | 0 | 0 | 0 | #N/A | #N/A | 88 | #N/A | #N/A | #N/A | #N/A | 0% | 1 | 50% | 0% | 0% | 0% | 8.2745 | 0 | 0 | 0 | 8.2745 | #N/A
2007-04-12 23:00 | 4 | 12 | 23 | 102.9168 | 2447 | 50 | 21.02 | 1017 | 50 | 0 | 0 | Cooling | 0 | #N/A | #N/A | #N/A | #N/A | 0 | 0 | 0 | 0 | 0 | 0 | #N/A | #N/A | 88 | #N/A | #N/A | #N/A | #N/A | 0% | 1 | 50% | 0% | 0% | 0% | 8.2745 | 0 | 0 | 0 | 8.2745 | #N/A
2007-04-13 | 4 | 13 | 0 | 102.9585 | 2448 | 48.92 | 23 | 1017 | 48.92 | 0 | 0 | Cooling | 0 | #N/A | #N/A | #N/A | #N/A | 0 | 0 | 0 | 0 | 0 | 0 | #N/A | #N/A | 88 | #N/A | #N/A | #N/A | #N/A | 0% | 1 | 50% | 0% | 0% | 0% | 8.2745 | 0 | 0 | 0 | 8.2745 | #N/A
2007-04-13 01:00 | 4 | 13 | 1 | 103.0001 | 2449 | 48.02 | 26.06 | 1016 | 48.02 | 0 | 0 | Cooling | 0 | #N/A | #N/A | #N/A | #N/A | 0 | 0 | 0 | 0 | 0 | 0 | #N/A | #N/A | 88 | #N/A | #N/A | #N/A | #N/A | 0% | 1 | 50% | 0% | 0% | 0% | 8.2745 | 0 | 0 | 0 | 8.2745 | #N/A
2007-04-13 02:00 | 4 | 13 | 2 | 103.0418 | 2450 | 48.02 | 24.98 | 1017 | 48.02 | 0 | 0 | Cooling | 0 | #N/A | #N/A | #N/A | #N/A | 0 | 0 | 0 | 0 | 0 | 0 | #N/A | #N/A | 88 | #N/A | #N/A | #N/A | #N/A | 0% | 1 | 50% | 0% | 0% | 0% | 8.2745 | 0 | 0 | 0 | 8.2745 | #N/A
2007-04-13 03:00 | 4 | 13 | 3 | 103.0835 | 2451 | 44.96 | 26.96 | 1017 | 44.96 | 0 | 0 | Cooling | 0 | #N/A | #N/A | #N/A | #N/A | 0 | 0 | 0 | 0 | 0 | 0 | #N/A | #N/A | 88 | #N/A | #N/A | #N/A | #N/A | 0% | 1 | 50% | 0% | 0% | 0% | 8.2745 | 0 | 0 | 0 | 8.2745 | #N/A
2007-04-13 04:00 | 4 | 13 | 4 | 103.1251 | 2452 | 44.96 | 26.96 | 1017 | 44.96 | 0 | 0 | Cooling | 0 | #N/A | #N/A | #N/A | #N/A | 0 | 0 | 0 | 0 | 0 | 0 | #N/A | #N/A | 88 | #N/A | #N/A | #N/A | #N/A | 0% | 1 | 50% | 0% | 0% | 0% | 8.2745 | 0 | 0 | 0 | 8.2745 | #N/A
2007-04-13 05:00 | 4 | 13 | 5 | 103.1668 | 2453 | 44.96 | 28.94 | 1018 | 44.96 | 0 | 0 | Cooling | 0 | #N/A | #N/A | #N/A | #N/A | 0 | 0 | 0 | 0 | 0 | 0 | #N/A | #N/A | 88 | #N/A | #N/A | #N/A | #N/A | 0% | 1 | 50% | 0% | 0% | 0% | 8.2745 | 0 | 0 | 0 | 8.2745 | #N/A
2007-04-13 06:00 | 4 | 13 | 6 | 103.2085 | 2454 | 46.94 | 28.94 | 1018 | 46.94 | 248.365 | 0 | Heating | 33.1153 | #N/A | #N/A | #N/A | #N/A | 248.365 | #N/A | #N/A | 4.2441 | #N/A | 0 | 0 | 0 | 0 | 0 | 0 | 0 | 0 | 0.1104% | 1 | 50% | 0% | 0% | 0% | 8.2745 | 0 | 0 | 0 | 8.2745 | #N/A
2007-04-13 07:00 | 4 | 13 | 7 | 103.2501 | 2455 | 48.02 | 28.94 | 1018 | 48.02 | 114.7954 | 0 | Heating | 15.306 | #N/A | #N/A | #N/A | #N/A | 114.7954 | #N/A | #N/A | 4.3357 | #N/A | 0 | 0 | 0 | 0 | 0 | 0 | 0 | 0 | 0.05102% | 1 | 50% | 0% | 0% | 0% | 8.2745 | 0 | 0 | 0 | 8.2745 | #N/A
2007-04-13 08:00 | 4 | 13 | 8 | 103.2918 | 2456 | 48.02 | 26.96 | 1018 | 48.02 | 21.2436 | 0 | Heating | 2.8325 | #N/A | #N/A | #N/A | #N/A | 21.2436 | #N/A | #N/A | 4.3357 | #N/A | 0 | 0 | 0 | 0 | 0 | 0 | 0 | 0 | 0.009442% | 1 | 50% | 0% | 0% | 0% | 8.2745 | 0 | 0 | 0 | 8.2745 | #N/A
2007-04-13 09:00 | 4 | 13 | 9 | 103.3335 | 2457 | 59 | 23 | 1018 | 59 | 17.1498 | 0 | Heating | 2.2866 | #N/A | #N/A | #N/A | #N/A | 17.1498 | #N/A | #N/A | 5.4953 | #N/A | 0 | 0 | 0 | 0 | 0 | 0 | 0 | 0 | 0.007622% | 1 | 50% | 0% | 0% | 0% | 8.2745 | 0 | 0 | 0 | 8.2745 | #N/A
2007-04-13 10:00 | 4 | 13 | 10 | 103.3751 | 2458 | 62.96 | 24.08 | 1018 | 62.96 | 18.1635 | 0 | Heating | 2.4218 | #N/A | #N/A | #N/A | #N/A | 18.1635 | #N/A | #N/A | 6.0268 | #N/A | 0 | 0 | 0 | 0 | 0 | 0 | 0 | 0 | 0.008073% | 1 | 50% | 0% | 0% | 0% | 8.2745 | 0 | 0 | 0 | 8.2745 | #N/A
2007-04-13 11:00 | 4 | 13 | 11 | 103.4168 | 2459 | 62.96 | 24.08 | 1018 | 62.96 | 16.9866 | 0 | Heating | 2.2649 | #N/A | #N/A | #N/A | #N/A | 16.9866 | #N/A | #N/A | 6.0268 | #N/A | 0 | 0 | 0 | 0 | 0 | 0 | 0 | 0 | 0.00755% | 1 | 50% | 0% | 0% | 0% | 8.2745 | 0 | 0 | 0 | 8.2745 | #N/A
2007-04-13 12:00 | 4 | 13 | 12 | 103.4585 | 2460 | 69.08 | 24.08 | 1018 | 69.08 | 9.8961 | 0 | Heating | 1.3195 | #N/A | #N/A | #N/A | #N/A | 9.8961 | #N/A | #N/A | 6.9815 | #N/A | 0 | 0 | 0 | 0 | 0 | 0 | 0 | 0 | 0.004398% | 1 | 50% | 0% | 0% | 0% | 8.2745 | 0 | 0 | 0 | 8.2745 | #N/A
2007-04-13 13:00 | 4 | 13 | 13 | 103.5001 | 2461 | 71.06 | 24.08 | 1017 | 71.06 | 6.4738 | 0 | Heating | 0.86317 | #N/A | #N/A | #N/A | #N/A | 6.4738 | #N/A | #N/A | 7.3273 | #N/A | 0 | 0 | 0 | 0 | 0 | 0 | 0 | 0 | 0.002877% | 1 | 50% | 0% | 0% | 0% | 8.2745 | 0 | 0 | 0 | 8.2745 | #N/A
2007-04-13 14:00 | 4 | 13 | 14 | 103.5418 | 2462 | 71.06 | 21.92 | 1015 | 71.06 | 8.9066 | 0 | Heating | 1.1875 | #N/A | #N/A | #N/A | #N/A | 8.9066 | #N/A | #N/A | 7.3273 | #N/A | 0 | 0 | 0 | 0 | 0 | 0 | 0 | 0 | 0.003958% | 1 | 50% | 0% | 0% | 0% | 8.2745 | 0 | 0 | 0 | 8.2745 | #N/A
2007-04-13 15:00 | 4 | 13 | 15 | 103.5835 | 2463 | 75.92 | 23 | 1014 | 75.92 | 5.3408 | 0 | Heating | 0.7121 | #N/A | #N/A | #N/A | #N/A | 5.3408 | #N/A | #N/A | 8.2577 | #N/A | 0 | 0 | 0 | 0 | 0 | 0 | 0 | 0 | 0.002374% | 1 | 50% | 0% | 0% | 0% | 8.2745 | 0 | 0 | 0 | 8.2745 | #N/A
2007-04-13 16:00 | 4 | 13 | 16 | 103.6251 | 2464 | 77 | 21.92 | 1014 | 77 | 1.4992 | 0 | Heating | 0.19989 | #N/A | #N/A | #N/A | #N/A | 1.4992 | #N/A | #N/A | 8.4809 | #N/A | 0 | 0 | 0 | 0 | 0 | 0 | 0 | 0 | 0.0006663% | 1 | 50% | 0% | 0% | 0% | 8.2745 | 0 | 0 | 0 | 8.2745 | #N/A
2007-04-13 17:00 | 4 | 13 | 17 | 103.6668 | 2465 | 77 | 21.02 | 1013 | 77 | 3.5569 | 0 | Heating | 0.47426 | #N/A | #N/A | #N/A | #N/A | 3.5569 | #N/A | #N/A | 8.4809 | #N/A | 0 | 0 | 0 | 0 | 0 | 0 | 0 | 0 | 0.001581% | 1 | 50% | 0% | 0% | 0% | 8.2745 | 0 | 0 | 0 | 8.2745 | #N/A
2007-04-13 18:00 | 4 | 13 | 18 | 103.7085 | 2466 | 77 | 21.92 | 1013 | 77 | 0 | 0 | Cooling | 0 | #N/A | #N/A | #N/A | #N/A | 0 | 0 | 0 | 0 | 0 | 0 | #N/A | #N/A | 88 | #N/A | #N/A | #N/A | #N/A | 0% | 1 | 50% | 0% | 0% | 0% | 8.2745 | 0 | 0 | 0 | 8.2745 | #N/A
2007-04-13 19:00 | 4 | 13 | 19 | 103.7501 | 2467 | 75.02 | 24.08 | 1012 | 75.02 | 0 | 0 | Cooling | 0 | #N/A | #N/A | #N/A | #N/A | 0 | 0 | 0 | 0 | 0 | 0 | #N/A | #N/A | 88 | #N/A | #N/A | #N/A | #N/A | 0% | 1 | 50% | 0% | 0% | 0% | 8.2745 | 0 | 0 | 0 | 8.2745 | #N/A
2007-04-13 20:00 | 4 | 13 | 20 | 103.7918 | 2468 | 75.02 | 24.98 | 1012 | 75.02 | 0 | 0 | Cooling | 0 | #N/A | #N/A | #N/A | #N/A | 0 | 0 | 0 | 0 | 0 | 0 | #N/A | #N/A | 88 | #N/A | #N/A | #N/A | #N/A | 0% | 1 | 50% | 0% | 0% | 0% | 8.2745 | 0 | 0 | 0 | 8.2745 | #N/A
2007-04-13 21:00 | 4 | 13 | 21 | 103.8335 | 2469 | 71.96 | 26.06 | 1012 | 71.96 | 0 | 0 | Cooling | 0 | #N/A | #N/A | #N/A | #N/A | 0 | 0 | 0 | 0 | 0 | 0 | #N/A | #N/A | 88 | #N/A | #N/A | #N/A | #N/A | 0% | 1 | 50% | 0% | 0% | 0% | 8.2745 | 0 | 0 | 0 | 8.2745 | #N/A
2007-04-13 22:00 | 4 | 13 | 22 | 103.8751 | 2470 | 69.98 | 26.96 | 1012 | 69.98 | 0 | 0 | Cooling | 0 | #N/A | #N/A | #N/A | #N/A | 0 | 0 | 0 | 0 | 0 | 0 | #N/A | #N/A | 88 | #N/A | #N/A | #N/A | #N/A | 0% | 1 | 50% | 0% | 0% | 0% | 8.2745 | 0 | 0 | 0 | 8.2745 | #N/A
2007-04-13 23:00 | 4 | 13 | 23 | 103.9168 | 2471 | 69.98 | 26.06 | 1012 | 69.98 | 0 | 0 | Cooling | 0 | #N/A | #N/A | #N/A | #N/A | 0 | 0 | 0 | 0 | 0 | 0 | #N/A | #N/A | 88 | #N/A | #N/A | #N/A | #N/A | 0% | 1 | 50% | 0% | 0% | 0% | 8.2745 | 0 | 0 | 0 | 8.2745 | #N/A
2007-04-14 | 4 | 14 | 0 | 103.9585 | 2472 | 69.08 | 24.98 | 1011 | 69.08 | 0 | 0 | Cooling | 0 | #N/A | #N/A | #N/A | #N/A | 0 | 0 | 0 | 0 | 0 | 0 | #N/A | #N/A | 88 | #N/A | #N/A | #N/A | #N/A | 0% | 1 | 50% | 0% | 0% | 0% | 8.2745 | 0 | 0 | 0 | 8.2745 | #N/A
2007-04-14 01:00 | 4 | 14 | 1 | 104.0001 | 2473 | 69.08 | 24.98 | 1010 | 69.08 | 0 | 0 | Cooling | 0 | #N/A | #N/A | #N/A | #N/A | 0 | 0 | 0 | 0 | 0 | 0 | #N/A | #N/A | 88 | #N/A | #N/A | #N/A | #N/A | 0% | 1 | 50% | 0% | 0% | 0% | 8.2745 | 0 | 0 | 0 | 8.2745 | #N/A
2007-04-14 02:00 | 4 | 14 | 2 | 104.0418 | 2474 | 69.08 | 26.96 | 1010 | 69.08 | 0 | 0 | Cooling | 0 | #N/A | #N/A | #N/A | #N/A | 0 | 0 | 0 | 0 | 0 | 0 | #N/A | #N/A | 88 | #N/A | #N/A | #N/A | #N/A | 0% | 1 | 50% | 0% | 0% | 0% | 8.2745 | 0 | 0 | 0 | 8.2745 | #N/A
2007-04-14 03:00 | 4 | 14 | 3 | 104.0835 | 2475 | 66.02 | 28.04 | 1009 | 66.02 | 0 | 0 | Cooling | 0 | #N/A | #N/A | #N/A | #N/A | 0 | 0 | 0 | 0 | 0 | 0 | #N/A | #N/A | 88 | #N/A | #N/A | #N/A | #N/A | 0% | 1 | 50% | 0% | 0% | 0% | 8.2745 | 0 | 0 | 0 | 8.2745 | #N/A
2007-04-14 04:00 | 4 | 14 | 4 | 104.1251 | 2476 | 64.94 | 28.94 | 1009 | 64.94 | 0 | 0 | Cooling | 0 | #N/A | #N/A | #N/A | #N/A | 0 | 0 | 0 | 0 | 0 | 0 | #N/A | #N/A | 88 | #N/A | #N/A | #N/A | #N/A | 0% | 1 | 50% | 0% | 0% | 0% | 8.2745 | 0 | 0 | 0 | 8.2745 | #N/A
2007-04-14 05:00 | 4 | 14 | 5 | 104.1668 | 2477 | 64.94 | 35.96 | 1009 | 64.94 | 0 | 0 | Cooling | 0 | #N/A | #N/A | #N/A | #N/A | 0 | 0 | 0 | 0 | 0 | 0 | #N/A | #N/A | 88 | #N/A | #N/A | #N/A | #N/A | 0% | 1 | 50% | 0% | 0% | 0% | 8.2745 | 0 | 0 | 0 | 8.2745 | #N/A
2007-04-14 06:00 | 4 | 14 | 6 | 104.2085 | 2478 | 62.96 | 39.02 | 1009 | 62.96 | 0 | 0 | Cooling | 0 | #N/A | #N/A | #N/A | #N/A | 0 | 0 | 0 | 0 | 0 | 0 | #N/A | #N/A | 88 | #N/A | #N/A | #N/A | #N/A | 0% | 1 | 50% | 0% | 0% | 0% | 8.2745 | 0 | 0 | 0 | 8.2745 | #N/A
2007-04-14 07:00 | 4 | 14 | 7 | 104.2501 | 2479 | 64.94 | 39.02 | 1010 | 64.94 | 0 | 0 | Cooling | 0 | #N/A | #N/A | #N/A | #N/A | 0 | 0 | 0 | 0 | 0 | 0 | #N/A | #N/A | 88 | #N/A | #N/A | #N/A | #N/A | 0% | 1 | 50% | 0% | 0% | 0% | 8.2745 | 0 | 0 | 0 | 8.2745 | #N/A
2007-04-14 08:00 | 4 | 14 | 8 | 104.2918 | 2480 | 64.94 | 44.96 | 1010 | 64.94 | 0 | 0 | Cooling | 0 | #N/A | #N/A | #N/A | #N/A | 0 | 0 | 0 | 0 | 0 | 0 | #N/A | #N/A | 88 | #N/A | #N/A | #N/A | #N/A | 0% | 1 | 50% | 0% | 0% | 0% | 8.2745 | 0 | 0 | 0 | 8.2745 | #N/A
2007-04-14 09:00 | 4 | 14 | 9 | 104.3335 | 2481 | 69.98 | 46.94 | 1010 | 69.98 | 0 | 0 | Cooling | 0 | #N/A | #N/A | #N/A | #N/A | 0 | 0 | 0 | 0 | 0 | 0 | #N/A | #N/A | 88 | #N/A | #N/A | #N/A | #N/A | 0% | 1 | 50% | 0% | 0% | 0% | 8.2745 | 0 | 0 | 0 | 8.2745 | #N/A
2007-04-14 10:00 | 4 | 14 | 10 | 104.3751 | 2482 | 71.96 | 48.02 | 1009 | 71.96 | 0 | 0 | Cooling | 0 | #N/A | #N/A | #N/A | #N/A | 0 | 0 | 0 | 0 | 0 | 0 | #N/A | #N/A | 88 | #N/A | #N/A | #N/A | #N/A | 0% | 1 | 50% | 0% | 0% | 0% | 8.2745 | 0 | 0 | 0 | 8.2745 | #N/A
2007-04-14 11:00 | 4 | 14 | 11 | 104.4168 | 2483 | 71.96 | 53.06 | 1009 | 71.96 | 0 | 0 | Cooling | 0 | #N/A | #N/A | #N/A | #N/A | 0 | 0 | 0 | 0 | 0 | 0 | #N/A | #N/A | 88 | #N/A | #N/A | #N/A | #N/A | 0% | 1 | 50% | 0% | 0% | 0% | 8.2745 | 0 | 0 | 0 | 8.2745 | #N/A
2007-04-14 12:00 | 4 | 14 | 12 | 104.4585 | 2484 | 73.94 | 51.98 | 1008 | 73.94 | 0 | 0 | Cooling | 0 | #N/A | #N/A | #N/A | #N/A | 0 | 0 | 0 | 0 | 0 | 0 | #N/A | #N/A | 88 | #N/A | #N/A | #N/A | #N/A | 0% | 1 | 50% | 0% | 0% | 0% | 8.2745 | 0 | 0 | 0 | 8.2745 | #N/A
2007-04-14 13:00 | 4 | 14 | 13 | 104.5001 | 2485 | 75.92 | 53.06 | 1007 | 75.92 | 0 | 0 | Cooling | 0 | #N/A | #N/A | #N/A | #N/A | 0 | 0 | 0 | 0 | 0 | 0 | #N/A | #N/A | 88 | #N/A | #N/A | #N/A | #N/A | 0% | 1 | 50% | 0% | 0% | 0% | 8.2745 | 0 | 0 | 0 | 8.2745 | #N/A
2007-04-14 14:00 | 4 | 14 | 14 | 104.5418 | 2486 | 75.92 | 51.98 | 1006 | 75.92 | 0 | 0 | Cooling | 0 | #N/A | #N/A | #N/A | #N/A | 0 | 0 | 0 | 0 | 0 | 0 | #N/A | #N/A | 88 | #N/A | #N/A | #N/A | #N/A | 0% | 1 | 50% | 0% | 0% | 0% | 8.2745 | 0 | 0 | 0 | 8.2745 | #N/A
2007-04-14 15:00 | 4 | 14 | 15 | 104.5835 | 2487 | 78.08 | 51.98 | 1005 | 78.08 | 0 | 0 | Cooling | 0 | #N/A | #N/A | #N/A | #N/A | 0 | 0 | 0 | 0 | 0 | 0 | #N/A | #N/A | 88 | #N/A | #N/A | #N/A | #N/A | 0% | 1 | 50% | 0% | 0% | 0% | 8.2745 | 0 | 0 | 0 | 8.2745 | #N/A
2007-04-14 16:00 | 4 | 14 | 16 | 104.6251 | 2488 | 77 | 53.06 | 1004 | 77 | 0 | 0 | Cooling | 0 | #N/A | #N/A | #N/A | #N/A | 0 | 0 | 0 | 0 | 0 | 0 | #N/A | #N/A | 88 | #N/A | #N/A | #N/A | #N/A | 0% | 1 | 50% | 0% | 0% | 0% | 8.2745 | 0 | 0 | 0 | 8.2745 | #N/A
2007-04-14 17:00 | 4 | 14 | 17 | 104.6668 | 2489 | 77 | 53.06 | 1004 | 77 | 0 | 0 | Cooling | 0 | #N/A | #N/A | #N/A | #N/A | 0 | 0 | 0 | 0 | 0 | 0 | #N/A | #N/A | 88 | #N/A | #N/A | #N/A | #N/A | 0% | 1 | 50% | 0% | 0% | 0% | 8.2745 | 0 | 0 | 0 | 8.2745 | #N/A
2007-04-14 18:00 | 4 | 14 | 18 | 104.7085 | 2490 | 73.94 | 51.98 | 1003 | 73.94 | 0 | 0 | Cooling | 0 | #N/A | #N/A | #N/A | #N/A | 0 | 0 | 0 | 0 | 0 | 0 | #N/A | #N/A | 88 | #N/A | #N/A | #N/A | #N/A | 0% | 1 | 50% | 0% | 0% | 0% | 8.2745 | 0 | 0 | 0 | 8.2745 | #N/A
2007-04-14 19:00 | 4 | 14 | 19 | 104.7501 | 2491 | 71.96 | 48.02 | 1003 | 71.96 | 0 | 0 | Cooling | 0 | #N/A | #N/A | #N/A | #N/A | 0 | 0 | 0 | 0 | 0 | 0 | #N/A | #N/A | 88 | #N/A | #N/A | #N/A | #N/A | 0% | 1 | 50% | 0% | 0% | 0% | 8.2745 | 0 | 0 | 0 | 8.2745 | #N/A
2007-04-14 20:00 | 4 | 14 | 20 | 104.7918 | 2492 | 71.96 | 50 | 1003 | 71.96 | 0 | 0 | Cooling | 0 | #N/A | #N/A | #N/A | #N/A | 0 | 0 | 0 | 0 | 0 | 0 | #N/A | #N/A | 88 | #N/A | #N/A | #N/A | #N/A | 0% | 1 | 50% | 0% | 0% | 0% | 8.2745 | 0 | 0 | 0 | 8.2745 | #N/A
2007-04-14 21:00 | 4 | 14 | 21 | 104.8335 | 2493 | 68 | 51.08 | 1003 | 68 | 0 | 0 | Cooling | 0 | #N/A | #N/A | #N/A | #N/A | 0 | 0 | 0 | 0 | 0 | 0 | #N/A | #N/A | 88 | #N/A | #N/A | #N/A | #N/A | 0% | 1 | 50% | 0% | 0% | 0% | 8.2745 | 0 | 0 | 0 | 8.2745 | #N/A
2007-04-14 22:00 | 4 | 14 | 22 | 104.8751 | 2494 | 66.92 | 51.08 | 1003 | 66.92 | 0 | 0 | Cooling | 0 | #N/A | #N/A | #N/A | #N/A | 0 | 0 | 0 | 0 | 0 | 0 | #N/A | #N/A | 88 | #N/A | #N/A | #N/A | #N/A | 0% | 1 | 50% | 0% | 0% | 0% | 8.2745 | 0 | 0 | 0 | 8.2745 | #N/A
2007-04-14 23:00 | 4 | 14 | 23 | 104.9168 | 2495 | 66.92 | 51.08 | 1004 | 66.92 | 0 | 0 | Cooling | 0 | #N/A | #N/A | #N/A | #N/A | 0 | 0 | 0 | 0 | 0 | 0 | #N/A | #N/A | 88 | #N/A | #N/A | #N/A | #N/A | 0% | 1 | 50% | 0% | 0% | 0% | 8.2745 | 0 | 0 | 0 | 8.2745 | #N/A
2007-04-15 | 4 | 15 | 0 | 104.9585 | 2496 | 66.02 | 51.08 | 1003 | 66.02 | 0 | 0 | Cooling | 0 | #N/A | #N/A | #N/A | #N/A | 0 | 0 | 0 | 0 | 0 | 0 | #N/A | #N/A | 88 | #N/A | #N/A | #N/A | #N/A | 0% | 1 | 50% | 0% | 0% | 0% | 8.2745 | 0 | 0 | 0 | 8.2745 | #N/A
2007-04-15 01:00 | 4 | 15 | 1 | 105.0001 | 2497 | 64.94 | 51.08 | 1003 | 64.94 | 0 | 0 | Cooling | 0 | #N/A | #N/A | #N/A | #N/A | 0 | 0 | 0 | 0 | 0 | 0 | #N/A | #N/A | 88 | #N/A | #N/A | #N/A | #N/A | 0% | 1 | 50% | 0% | 0% | 0% | 8.2745 | 0 | 0 | 0 | 8.2745 | #N/A
2007-04-15 02:00 | 4 | 15 | 2 | 105.0418 | 2498 | 64.94 | 51.08 | 1002 | 64.94 | 0 | 0 | Cooling | 0 | #N/A | #N/A | #N/A | #N/A | 0 | 0 | 0 | 0 | 0 | 0 | #N/A | #N/A | 88 | #N/A | #N/A | #N/A | #N/A | 0% | 1 | 50% | 0% | 0% | 0% | 8.2745 | 0 | 0 | 0 | 8.2745 | #N/A
2007-04-15 03:00 | 4 | 15 | 3 | 105.0835 | 2499 | 64.04 | 51.08 | 1002 | 64.04 | 0 | 0 | Cooling | 0 | #N/A | #N/A | #N/A | #N/A | 0 | 0 | 0 | 0 | 0 | 0 | #N/A | #N/A | 88 | #N/A | #N/A | #N/A | #N/A | 0% | 1 | 50% | 0% | 0% | 0% | 8.2745 | 0 | 0 | 0 | 8.2745 | #N/A
2007-04-15 04:00 | 4 | 15 | 4 | 105.1251 | 2500 | 64.04 | 51.08 | 1001 | 64.04 | 0 | 0 | Cooling | 0 | #N/A | #N/A | #N/A | #N/A | 0 | 0 | 0 | 0 | 0 | 0 | #N/A | #N/A | 88 | #N/A | #N/A | #N/A | #N/A | 0% | 1 | 50% | 0% | 0% | 0% | 8.2745 | 0 | 0 | 0 | 8.2745 | #N/A
2007-04-15 05:00 | 4 | 15 | 5 | 105.1668 | 2501 | 64.04 | 51.98 | 1002 | 64.04 | 0 | 0 | Cooling | 0 | #N/A | #N/A | #N/A | #N/A | 0 | 0 | 0 | 0 | 0 | 0 | #N/A | #N/A | 88 | #N/A | #N/A | #N/A | #N/A | 0% | 1 | 50% | 0% | 0% | 0% | 8.2745 | 0 | 0 | 0 | 8.2745 | #N/A
2007-04-15 06:00 | 4 | 15 | 6 | 105.2085 | 2502 | 64.04 | 51.98 | 1002 | 64.04 | 0 | 11.8546 | Cooling | 1.9758 | #N/A | #N/A | #N/A | #N/A | 0 | 0 | 0 | 0 | 0 | 11.8546 | #N/A | #N/A | 88 | #N/A | #N/A | #N/A | #N/A | 0.006586% | 1 | 50% | 0% | 0% | 0% | 8.2745 | 0 | 0 | 0 | 8.2745 | #N/A
2007-04-15 07:00 | 4 | 15 | 7 | 105.2501 | 2503 | 64.04 | 51.98 | 1002 | 64.04 | 1.8311 | 0 | Heating | 0.24414 | #N/A | #N/A | #N/A | #N/A | 1.8311 | #N/A | #N/A | 6.1832 | #N/A | 0 | 0 | 0 | 0 | 0 | 0 | 0 | 0 | 0.0008138% | 1 | 50% | 0% | 0% | 0% | 8.2745 | 0 | 0 | 0 | 8.2745 | #N/A
2007-04-15 08:00 | 4 | 15 | 8 | 105.2918 | 2504 | 62.96 | 51.98 | 1002 | 62.96 | 0 | 135.7383 | Cooling | 22.623 | #N/A | #N/A | #N/A | #N/A | 0 | 0 | 0 | 0 | 0 | 135.7383 | #N/A | #N/A | 88 | #N/A | #N/A | #N/A | #N/A | 0.07541% | 1 | 50% | 0% | 0% | 0% | 8.2745 | 0 | 0 | 0 | 8.2745 | #N/A
2007-04-15 09:00 | 4 | 15 | 9 | 105.3335 | 2505 | 62.96 | 51.98 | 1002 | 62.96 | 0 | 180.6605 | Cooling | 30.1101 | #N/A | #N/A | #N/A | #N/A | 0 | 0 | 0 | 0 | 0 | 180.6605 | #N/A | #N/A | 88 | #N/A | #N/A | #N/A | #N/A | 0.1004% | 1 | 50% | 0% | 0% | 0% | 8.2745 | 0 | 0 | 0 | 8.2745 | #N/A
2007-04-15 10:00 | 4 | 15 | 10 | 105.3751 | 2506 | 64.94 | 53.06 | 1001 | 64.94 | 0 | 278.6639 | Cooling | 46.444 | #N/A | #N/A | #N/A | #N/A | 0 | 0 | 0 | 0 | 0 | 278.6639 | #N/A | #N/A | 88 | #N/A | #N/A | #N/A | #N/A | 0.1548% | 1 | 50% | 0% | 0% | 0% | 8.2745 | 0 | 0 | 0 | 8.2745 | #N/A
2007-04-15 11:00 | 4 | 15 | 11 | 105.4168 | 2507 | 64.94 | 53.96 | 1000 | 64.94 | 0 | 622.6741 | Cooling | 103.779 | #N/A | #N/A | #N/A | #N/A | 0 | 0 | 0 | 0 | 0 | 622.6741 | #N/A | #N/A | 88 | #N/A | #N/A | #N/A | #N/A | 0.3459% | 1 | 50% | 0% | 0% | 0% | 8.2745 | 0 | 0 | 0 | 8.2745 | #N/A
2007-04-15 12:00 | 4 | 15 | 12 | 105.4585 | 2508 | 64.04 | 53.06 | 999 | 64.04 | 0 | 618.3411 | Cooling | 103.0568 | #N/A | #N/A | #N/A | #N/A | 0 | 0 | 0 | 0 | 0 | 618.3411 | #N/A | #N/A | 88 | #N/A | #N/A | #N/A | #N/A | 0.3435% | 1 | 50% | 0% | 0% | 0% | 8.2745 | 0 | 0 | 0 | 8.2745 | #N/A
2007-04-15 13:00 | 4 | 15 | 13 | 105.5001 | 2509 | 62.96 | 53.06 | 999 | 62.96 | 0 | 916.6833 | Cooling | 152.7805 | #N/A | #N/A | #N/A | #N/A | 0 | 0 | 0 | 0 | 0 | 916.6833 | #N/A | #N/A | 88 | #N/A | #N/A | #N/A | #N/A | 0.5093% | 1 | 50% | 0% | 0% | 0% | 8.2745 | 0 | 0 | 0 | 8.2745 | #N/A
2007-04-15 14:00 | 4 | 15 | 14 | 105.5418 | 2510 | 57.02 | 51.98 | 998 | 57.02 | 0 | 1003.0212 | Cooling | 167.1702 | #N/A | #N/A | #N/A | #N/A | 0 | 0 | 0 | 0 | 0 | 1003.0212 | #N/A | #N/A | 88 | #N/A | #N/A | #N/A | #N/A | 0.5572% | 1 | 50% | 0% | 0% | 0% | 8.2745 | 0 | 0 | 0 | 8.2745 | #N/A
2007-04-15 15:00 | 4 | 15 | 15 | 105.5835 | 2511 | 42.98 | 51.98 | 996 | 42.98 | 0 | 1041.4055 | Cooling | 173.5676 | #N/A | #N/A | #N/A | #N/A | 0 | 0 | 0 | 0 | 0 | 1041.4055 | #N/A | #N/A | 88 | #N/A | #N/A | #N/A | #N/A | 0.5786% | 1 | 50% | 0% | 0% | 0% | 8.2745 | 0 | 0 | 0 | 8.2745 | #N/A
2007-04-15 16:00 | 4 | 15 | 16 | 105.6251 | 2512 | 41 | 51.98 | 996 | 41 | 0 | 1170.7752 | Cooling | 195.1292 | #N/A | #N/A | #N/A | #N/A | 0 | 0 | 0 | 0 | 0 | 1170.7752 | #N/A | #N/A | 88 | #N/A | #N/A | #N/A | #N/A | 0.6504% | 1 | 50% | 0% | 0% | 0% | 8.2745 | 0 | 0 | 0 | 8.2745 | #N/A
2007-04-15 17:00 | 4 | 15 | 17 | 105.6668 | 2513 | 41 | 51.98 | 996 | 41 | 0 | 981.2217 | Cooling | 163.537 | #N/A | #N/A | #N/A | #N/A | 0 | 0 | 0 | 0 | 0 | 981.2217 | #N/A | #N/A | 88 | #N/A | #N/A | #N/A | #N/A | 0.5451% | 1 | 50% | 0% | 0% | 0% | 8.2745 | 0 | 0 | 0 | 8.2745 | #N/A
2007-04-15 18:00 | 4 | 15 | 18 | 105.7085 | 2514 | 35.96 | 51.98 | 996 | 35.96 | 0 | 614.7748 | Cooling | 102.4625 | #N/A | #N/A | #N/A | #N/A | 0 | 0 | 0 | 0 | 0 | 614.7748 | #N/A | #N/A | 88 | #N/A | #N/A | #N/A | #N/A | 0.3415% | 1 | 50% | 0% | 0% | 0% | 8.2745 | 0 | 0 | 0 | 8.2745 | #N/A
2007-04-15 19:00 | 4 | 15 | 19 | 105.7501 | 2515 | 33.98 | 53.06 | 996 | 33.98 | 0 | 413.4751 | Cooling | 68.9125 | #N/A | #N/A | #N/A | #N/A | 0 | 0 | 0 | 0 | 0 | 413.4751 | #N/A | #N/A | 88 | #N/A | #N/A | #N/A | #N/A | 0.2297% | 1 | 50% | 0% | 0% | 0% | 8.2745 | 0 | 0 | 0 | 8.2745 | #N/A
2007-04-15 20:00 | 4 | 15 | 20 | 105.7918 | 2516 | 33.08 | 53.06 | 996 | 33.08 | 0 | 253.9262 | Cooling | 42.321 | #N/A | #N/A | #N/A | #N/A | 0 | 0 | 0 | 0 | 0 | 253.9262 | #N/A | #N/A | 88 | #N/A | #N/A | #N/A | #N/A | 0.1411% | 1 | 50% | 0% | 0% | 0% | 8.2745 | 0 | 0 | 0 | 8.2745 | #N/A
2007-04-15 21:00 | 4 | 15 | 21 | 105.8335 | 2517 | 32 | 51.98 | 996 | 32 | 0 | 147.0158 | Cooling | 24.5026 | #N/A | #N/A | #N/A | #N/A | 0 | 0 | 0 | 0 | 0 | 147.0158 | #N/A | #N/A | 88 | #N/A | #N/A | #N/A | #N/A | 0.08168% | 1 | 50% | 0% | 0% | 0% | 8.2745 | 0 | 0 | 0 | 8.2745 | #N/A
2007-04-15 22:00 | 4 | 15 | 22 | 105.8751 | 2518 | 30.02 | 53.06 | 996 | 30.02 | 0 | 0 | Cooling | 0 | #N/A | #N/A | #N/A | #N/A | 0 | 0 | 0 | 0 | 0 | 0 | #N/A | #N/A | 88 | #N/A | #N/A | #N/A | #N/A | 0% | 1 | 50% | 0% | 0% | 0% | 8.2745 | 0 | 0 | 0 | 8.2745 | #N/A
2007-04-15 23:00 | 4 | 15 | 23 | 105.9168 | 2519 | 28.94 | 53.06 | 995 | 28.94 | 0 | 0 | Cooling | 0 | #N/A | #N/A | #N/A | #N/A | 0 | 0 | 0 | 0 | 0 | 0 | #N/A | #N/A | 88 | #N/A | #N/A | #N/A | #N/A | 0% | 1 | 50% | 0% | 0% | 0% | 8.2745 | 0 | 0 | 0 | 8.2745 | #N/A
2007-04-16 | 4 | 16 | 0 | 105.9585 | 2520 | 30.02 | 51.98 | 995 | 30.02 | 0 | 0 | Cooling | 0 | #N/A | #N/A | #N/A | #N/A | 0 | 0 | 0 | 0 | 0 | 0 | #N/A | #N/A | 88 | #N/A | #N/A | #N/A | #N/A | 0% | 1 | 50% | 0% | 0% | 0% | 8.2745 | 0 | 0 | 0 | 8.2745 | #N/A
2007-04-16 01:00 | 4 | 16 | 1 | 106.0001 | 2521 | 30.02 | 51.98 | 995 | 30.02 | 0 | 0 | Cooling | 0 | #N/A | #N/A | #N/A | #N/A | 0 | 0 | 0 | 0 | 0 | 0 | #N/A | #N/A | 88 | #N/A | #N/A | #N/A | #N/A | 0% | 1 | 50% | 0% | 0% | 0% | 8.2745 | 0 | 0 | 0 | 8.2745 | #N/A
2007-04-16 02:00 | 4 | 16 | 2 | 106.0418 | 2522 | 30.02 | 50 | 995 | 30.02 | 0 | 0 | Cooling | 0 | #N/A | #N/A | #N/A | #N/A | 0 | 0 | 0 | 0 | 0 | 0 | #N/A | #N/A | 88 | #N/A | #N/A | #N/A | #N/A | 0% | 1 | 50% | 0% | 0% | 0% | 8.2745 | 0 | 0 | 0 | 8.2745 | #N/A
2007-04-16 03:00 | 4 | 16 | 3 | 106.0835 | 2523 | 28.94 | 48.92 | 994 | 28.94 | 0 | 0 | Cooling | 0 | #N/A | #N/A | #N/A | #N/A | 0 | 0 | 0 | 0 | 0 | 0 | #N/A | #N/A | 88 | #N/A | #N/A | #N/A | #N/A | 0% | 1 | 50% | 0% | 0% | 0% | 8.2745 | 0 | 0 | 0 | 8.2745 | #N/A
2007-04-16 04:00 | 4 | 16 | 4 | 106.1251 | 2524 | 28.94 | 48.02 | 993 | 28.94 | 0 | 0 | Cooling | 0 | #N/A | #N/A | #N/A | #N/A | 0 | 0 | 0 | 0 | 0 | 0 | #N/A | #N/A | 88 | #N/A | #N/A | #N/A | #N/A | 0% | 1 | 50% | 0% | 0% | 0% | 8.2745 | 0 | 0 | 0 | 8.2745 | #N/A
2007-04-16 05:00 | 4 | 16 | 5 | 106.1668 | 2525 | 28.94 | 46.04 | 993 | 28.94 | 0 | 0 | Cooling | 0 | #N/A | #N/A | #N/A | #N/A | 0 | 0 | 0 | 0 | 0 | 0 | #N/A | #N/A | 88 | #N/A | #N/A | #N/A | #N/A | 0% | 1 | 50% | 0% | 0% | 0% | 8.2745 | 0 | 0 | 0 | 8.2745 | #N/A
2007-04-16 06:00 | 4 | 16 | 6 | 106.2085 | 2526 | 26.96 | 46.04 | 993 | 26.96 | 11.639 | 0 | Heating | 1.5519 | #N/A | #N/A | #N/A | #N/A | 11.639 | #N/A | #N/A | 3.1163 | #N/A | 0 | 0 | 0 | 0 | 0 | 0 | 0 | 0 | 0.005173% | 1 | 50% | 0% | 0% | 0% | 8.2745 | 0 | 0 | 0 | 8.2745 | #N/A
2007-04-16 07:00 | 4 | 16 | 7 | 106.2501 | 2527 | 26.96 | 50 | 993 | 26.96 | 0 | 1.5481 | Cooling | 0.25801 | #N/A | #N/A | #N/A | #N/A | 0 | 0 | 0 | 0 | 0 | 1.5481 | #N/A | #N/A | 88 | #N/A | #N/A | #N/A | #N/A | 0.00086% | 1 | 50% | 0% | 0% | 0% | 8.2745 | 0 | 0 | 0 | 8.2745 | #N/A
2007-04-16 08:00 | 4 | 16 | 8 | 106.2918 | 2528 | 26.96 | 53.96 | 993 | 26.96 | 0 | 284.5221 | Cooling | 47.4204 | #N/A | #N/A | #N/A | #N/A | 0 | 0 | 0 | 0 | 0 | 284.5221 | #N/A | #N/A | 88 | #N/A | #N/A | #N/A | #N/A | 0.1581% | 1 | 50% | 0% | 0% | 0% | 8.2745 | 0 | 0 | 0 | 8.2745 | #N/A
2007-04-16 09:00 | 4 | 16 | 9 | 106.3335 | 2529 | 30.02 | 53.96 | 993 | 30.02 | 0 | 827.6197 | Cooling | 137.9366 | #N/A | #N/A | #N/A | #N/A | 0 | 0 | 0 | 0 | 0 | 827.6197 | #N/A | #N/A | 88 | #N/A | #N/A | #N/A | #N/A | 0.4598% | 1 | 50% | 0% | 0% | 0% | 8.2745 | 0 | 0 | 0 | 8.2745 | #N/A
2007-04-16 10:00 | 4 | 16 | 10 | 106.3751 | 2530 | 30.92 | 53.96 | 992 | 30.92 | 0 | 1046.682 | Cooling | 174.447 | #N/A | #N/A | #N/A | #N/A | 0 | 0 | 0 | 0 | 0 | 1046.682 | #N/A | #N/A | 88 | #N/A | #N/A | #N/A | #N/A | 0.5815% | 1 | 50% | 0% | 0% | 0% | 8.2745 | 0 | 0 | 0 | 8.2745 | #N/A
2007-04-16 11:00 | 4 | 16 | 11 | 106.4168 | 2531 | 30.92 | 55.04 | 991 | 30.92 | 0 | 1448.2057 | Cooling | 241.3676 | #N/A | #N/A | #N/A | #N/A | 0 | 0 | 0 | 0 | 0 | 1448.2057 | #N/A | #N/A | 88 | #N/A | #N/A | #N/A | #N/A | 0.8046% | 1 | 50% | 0% | 0% | 0% | 8.2745 | 0 | 0 | 0 | 8.2745 | #N/A
2007-04-16 12:00 | 4 | 16 | 12 | 106.4585 | 2532 | 33.98 | 55.94 | 991 | 33.98 | 0 | 1511.2648 | Cooling | 251.8775 | #N/A | #N/A | #N/A | #N/A | 0 | 0 | 0 | 0 | 0 | 1511.2648 | #N/A | #N/A | 88 | #N/A | #N/A | #N/A | #N/A | 0.8396% | 1 | 50% | 0% | 0% | 0% | 8.2745 | 0 | 0 | 0 | 8.2745 | #N/A
2007-04-16 13:00 | 4 | 16 | 13 | 106.5001 | 2533 | 37.04 | 55.94 | 990 | 37.04 | 0 | 1929.6388 | Cooling | 321.6065 | #N/A | #N/A | #N/A | #N/A | 0 | 0 | 0 | 0 | 0 | 1929.6388 | #N/A | #N/A | 88 | #N/A | #N/A | #N/A | #N/A | 1.072% | 1 | 50% | 0% | 0% | 0% | 8.2745 | 0 | 0 | 0 | 8.2745 | #N/A
2007-04-16 14:00 | 4 | 16 | 14 | 106.5418 | 2534 | 37.04 | 51.98 | 990 | 37.04 | 0 | 1605.3543 | Cooling | 267.559 | #N/A | #N/A | #N/A | #N/A | 0 | 0 | 0 | 0 | 0 | 1605.3543 | #N/A | #N/A | 88 | #N/A | #N/A | #N/A | #N/A | 0.8919% | 1 | 50% | 0% | 0% | 0% | 8.2745 | 0 | 0 | 0 | 8.2745 | #N/A
2007-04-16 15:00 | 4 | 16 | 15 | 106.5835 | 2535 | 41 | 51.98 | 991 | 41 | 0 | 1163.245 | Cooling | 193.8742 | #N/A | #N/A | #N/A | #N/A | 0 | 0 | 0 | 0 | 0 | 1163.245 | #N/A | #N/A | 88 | #N/A | #N/A | #N/A | #N/A | 0.6462% | 1 | 50% | 0% | 0% | 0% | 8.2745 | 0 | 0 | 0 | 8.2745 | #N/A
2007-04-16 16:00 | 4 | 16 | 16 | 106.6251 | 2536 | 41 | 46.04 | 992 | 41 | 0 | 654.1537 | Cooling | 109.0256 | #N/A | #N/A | #N/A | #N/A | 0 | 0 | 0 | 0 | 0 | 654.1537 | #N/A | #N/A | 88 | #N/A | #N/A | #N/A | #N/A | 0.3634% | 1 | 50% | 0% | 0% | 0% | 8.2745 | 0 | 0 | 0 | 8.2745 | #N/A
2007-04-16 17:00 | 4 | 16 | 17 | 106.6668 | 2537 | 41 | 33.98 | 993 | 41 | 0 | 370.5844 | Cooling | 61.7641 | #N/A | #N/A | #N/A | #N/A | 0 | 0 | 0 | 0 | 0 | 370.5844 | #N/A | #N/A | 88 | #N/A | #N/A | #N/A | #N/A | 0.2059% | 1 | 50% | 0% | 0% | 0% | 8.2745 | 0 | 0 | 0 | 8.2745 | #N/A
2007-04-16 18:00 | 4 | 16 | 18 | 106.7085 | 2538 | 39.02 | 28.94 | 994 | 39.02 | 0 | 102.1309 | Cooling | 17.0218 | #N/A | #N/A | #N/A | #N/A | 0 | 0 | 0 | 0 | 0 | 102.1309 | #N/A | #N/A | 88 | #N/A | #N/A | #N/A | #N/A | 0.05674% | 1 | 50% | 0% | 0% | 0% | 8.2745 | 0 | 0 | 0 | 8.2745 | #N/A
2007-04-16 19:00 | 4 | 16 | 19 | 106.7501 | 2539 | 35.96 | 35.06 | 996 | 35.96 | 0 | 0.077581 | Cooling | 0.01293 | #N/A | #N/A | #N/A | #N/A | 0 | 0 | 0 | 0 | 0 | 0.077581 | #N/A | #N/A | 88 | #N/A | #N/A | #N/A | #N/A | 4.31e-05% | 1 | 50% | 0% | 0% | 0% | 8.2745 | 0 | 0 | 0 | 8.2745 | #N/A
2007-04-16 20:00 | 4 | 16 | 20 | 106.7918 | 2540 | 35.96 | 33.98 | 999 | 35.96 | 0 | 0.10504 | Cooling | 0.017506 | #N/A | #N/A | #N/A | #N/A | 0 | 0 | 0 | 0 | 0 | 0.10504 | #N/A | #N/A | 88 | #N/A | #N/A | #N/A | #N/A | 5.835e-05% | 1 | 50% | 0% | 0% | 0% | 8.2745 | 0 | 0 | 0 | 8.2745 | #N/A
2007-04-16 21:00 | 4 | 16 | 21 | 106.8335 | 2541 | 33.08 | 26.06 | 1000 | 33.08 | 0 | 0.38318 | Cooling | 0.063863 | #N/A | #N/A | #N/A | #N/A | 0 | 0 | 0 | 0 | 0 | 0.38318 | #N/A | #N/A | 88 | #N/A | #N/A | #N/A | #N/A | 0.0002129% | 1 | 50% | 0% | 0% | 0% | 8.2745 | 0 | 0 | 0 | 8.2745 | #N/A
2007-04-16 22:00 | 4 | 16 | 22 | 106.8751 | 2542 | 30.92 | 21.02 | 1002 | 30.92 | 0 | 0.032458 | Cooling | 0.0054097 | #N/A | #N/A | #N/A | #N/A | 0 | 0 | 0 | 0 | 0 | 0.032458 | #N/A | #N/A | 88 | #N/A | #N/A | #N/A | #N/A | 1.803e-05% | 1 | 50% | 0% | 0% | 0% | 8.2745 | 0 | 0 | 0 | 8.2745 | #N/A
2007-04-16 23:00 | 4 | 16 | 23 | 106.9168 | 2543 | 30.92 | 17.96 | 1003 | 30.92 | 0 | 0.10013 | Cooling | 0.016688 | #N/A | #N/A | #N/A | #N/A | 0 | 0 | 0 | 0 | 0 | 0.10013 | #N/A | #N/A | 88 | #N/A | #N/A | #N/A | #N/A | 5.563e-05% | 1 | 50% | 0% | 0% | 0% | 8.2745 | 0 | 0 | 0 | 8.2745 | #N/A
2007-04-17 | 4 | 17 | 0 | 106.9585 | 2544 | 30.02 | 17.96 | 1004 | 30.02 | 0 | 0.12241 | Cooling | 0.020402 | #N/A | #N/A | #N/A | #N/A | 0 | 0 | 0 | 0 | 0 | 0.12241 | #N/A | #N/A | 88 | #N/A | #N/A | #N/A | #N/A | 6.801e-05% | 1 | 50% | 0% | 0% | 0% | 8.2745 | 0 | 0 | 0 | 8.2745 | #N/A
2007-04-17 01:00 | 4 | 17 | 1 | 107.0001 | 2545 | 28.94 | 19.94 | 1005 | 28.94 | 0 | 0.11061 | Cooling | 0.018435 | #N/A | #N/A | #N/A | #N/A | 0 | 0 | 0 | 0 | 0 | 0.11061 | #N/A | #N/A | 88 | #N/A | #N/A | #N/A | #N/A | 6.145e-05% | 1 | 50% | 0% | 0% | 0% | 8.2745 | 0 | 0 | 0 | 8.2745 | #N/A
2007-04-17 02:00 | 4 | 17 | 2 | 107.0418 | 2546 | 28.94 | 15.08 | 1006 | 28.94 | 0 | 0.11798 | Cooling | 0.019663 | #N/A | #N/A | #N/A | #N/A | 0 | 0 | 0 | 0 | 0 | 0.11798 | #N/A | #N/A | 88 | #N/A | #N/A | #N/A | #N/A | 6.554e-05% | 1 | 50% | 0% | 0% | 0% | 8.2745 | 0 | 0 | 0 | 8.2745 | #N/A
2007-04-17 03:00 | 4 | 17 | 3 | 107.0835 | 2547 | 28.04 | 15.08 | 1008 | 28.04 | 0 | 0.11612 | Cooling | 0.019353 | #N/A | #N/A | #N/A | #N/A | 0 | 0 | 0 | 0 | 0 | 0.11612 | #N/A | #N/A | 88 | #N/A | #N/A | #N/A | #N/A | 6.451e-05% | 1 | 50% | 0% | 0% | 0% | 8.2745 | 0 | 0 | 0 | 8.2745 | #N/A
2007-04-17 04:00 | 4 | 17 | 4 | 107.1251 | 2548 | 26.96 | 15.08 | 1009 | 26.96 | 0 | 0.10236 | Cooling | 0.017061 | #N/A | #N/A | #N/A | #N/A | 0 | 0 | 0 | 0 | 0 | 0.10236 | #N/A | #N/A | 88 | #N/A | #N/A | #N/A | #N/A | 5.687e-05% | 1 | 50% | 0% | 0% | 0% | 8.2745 | 0 | 0 | 0 | 8.2745 | #N/A
2007-04-17 05:00 | 4 | 17 | 5 | 107.1668 | 2549 | 26.96 | 15.08 | 1010 | 26.96 | 0 | 0.16772 | Cooling | 0.027954 | #N/A | #N/A | #N/A | #N/A | 0 | 0 | 0 | 0 | 0 | 0.16772 | #N/A | #N/A | 88 | #N/A | #N/A | #N/A | #N/A | 9.318e-05% | 1 | 50% | 0% | 0% | 0% | 8.2745 | 0 | 0 | 0 | 8.2745 | #N/A
2007-04-17 06:00 | 4 | 17 | 6 | 107.2085 | 2550 | 26.06 | 12.02 | 1010 | 26.06 | 279.991 | 0 | Heating | 37.3321 | #N/A | #N/A | #N/A | #N/A | 279.991 | #N/A | #N/A | 3.0859 | #N/A | 0 | 0 | 0 | 0 | 0 | 0 | 0 | 0 | 0.1244% | 1 | 50% | 0% | 0% | 0% | 8.2745 | 0 | 0 | 0 | 8.2745 | #N/A
2007-04-17 07:00 | 4 | 17 | 7 | 107.2501 | 2551 | 30.02 | 12.02 | 1011 | 30.02 | 99.5752 | 0 | Heating | 13.2767 | #N/A | #N/A | #N/A | #N/A | 99.5752 | #N/A | #N/A | 3.2302 | #N/A | 0 | 0 | 0 | 0 | 0 | 0 | 0 | 0 | 0.04426% | 1 | 50% | 0% | 0% | 0% | 8.2745 | 0 | 0 | 0 | 8.2745 | #N/A
2007-04-17 08:00 | 4 | 17 | 8 | 107.2918 | 2552 | 30.02 | 10.94 | 1012 | 30.02 | 4.566 | 0 | Heating | 0.6088 | #N/A | #N/A | #N/A | #N/A | 4.566 | #N/A | #N/A | 3.2302 | #N/A | 0 | 0 | 0 | 0 | 0 | 0 | 0 | 0 | 0.002029% | 1 | 50% | 0% | 0% | 0% | 8.2745 | 0 | 0 | 0 | 8.2745 | #N/A
2007-04-17 09:00 | 4 | 17 | 9 | 107.3335 | 2553 | 37.04 | 10.94 | 1012 | 37.04 | 1.5053 | 0 | Heating | 0.2007 | #N/A | #N/A | #N/A | #N/A | 1.5053 | #N/A | #N/A | 3.5637 | #N/A | 0 | 0 | 0 | 0 | 0 | 0 | 0 | 0 | 0.000669% | 1 | 50% | 0% | 0% | 0% | 8.2745 | 0 | 0 | 0 | 8.2745 | #N/A
2007-04-17 10:00 | 4 | 17 | 10 | 107.3751 | 2554 | 39.02 | 10.04 | 1013 | 39.02 | 0.28273 | 0 | Heating | 0.037697 | #N/A | #N/A | #N/A | #N/A | 0.28273 | #N/A | #N/A | 3.6785 | #N/A | 0 | 0 | 0 | 0 | 0 | 0 | 0 | 0 | 0.0001257% | 1 | 50% | 0% | 0% | 0% | 8.2745 | 0 | 0 | 0 | 8.2745 | #N/A
2007-04-17 11:00 | 4 | 17 | 11 | 107.4168 | 2555 | 39.02 | 12.92 | 1013 | 39.02 | 0 | 0.12003 | Cooling | 0.020006 | #N/A | #N/A | #N/A | #N/A | 0 | 0 | 0 | 0 | 0 | 0.12003 | #N/A | #N/A | 88 | #N/A | #N/A | #N/A | #N/A | 6.669e-05% | 1 | 50% | 0% | 0% | 0% | 8.2745 | 0 | 0 | 0 | 8.2745 | #N/A
2007-04-17 12:00 | 4 | 17 | 12 | 107.4585 | 2556 | 44.96 | 15.98 | 1013 | 44.96 | 0 | 0.44343 | Cooling | 0.073904 | #N/A | #N/A | #N/A | #N/A | 0 | 0 | 0 | 0 | 0 | 0.44343 | #N/A | #N/A | 88 | #N/A | #N/A | #N/A | #N/A | 0.0002463% | 1 | 50% | 0% | 0% | 0% | 8.2745 | 0 | 0 | 0 | 8.2745 | #N/A
2007-04-17 13:00 | 4 | 17 | 13 | 107.5001 | 2557 | 46.94 | 12.92 | 1013 | 46.94 | 0 | 0.14029 | Cooling | 0.023382 | #N/A | #N/A | #N/A | #N/A | 0 | 0 | 0 | 0 | 0 | 0.14029 | #N/A | #N/A | 88 | #N/A | #N/A | #N/A | #N/A | 7.794e-05% | 1 | 50% | 0% | 0% | 0% | 8.2745 | 0 | 0 | 0 | 8.2745 | #N/A
2007-04-17 14:00 | 4 | 17 | 14 | 107.5418 | 2558 | 46.94 | 15.98 | 1013 | 46.94 | 0 | 0.12049 | Cooling | 0.020082 | #N/A | #N/A | #N/A | #N/A | 0 | 0 | 0 | 0 | 0 | 0.12049 | #N/A | #N/A | 88 | #N/A | #N/A | #N/A | #N/A | 6.694e-05% | 1 | 50% | 0% | 0% | 0% | 8.2745 | 0 | 0 | 0 | 8.2745 | #N/A
2007-04-17 15:00 | 4 | 17 | 15 | 107.5835 | 2559 | 51.98 | 12.92 | 1012 | 51.98 | 0 | 0.14247 | Cooling | 0.023745 | #N/A | #N/A | #N/A | #N/A | 0 | 0 | 0 | 0 | 0 | 0.14247 | #N/A | #N/A | 88 | #N/A | #N/A | #N/A | #N/A | 7.915e-05% | 1 | 50% | 0% | 0% | 0% | 8.2745 | 0 | 0 | 0 | 8.2745 | #N/A
2007-04-17 16:00 | 4 | 17 | 16 | 107.6251 | 2560 | 53.06 | 10.94 | 1012 | 53.06 | 0 | 0.21444 | Cooling | 0.03574 | #N/A | #N/A | #N/A | #N/A | 0 | 0 | 0 | 0 | 0 | 0.21444 | #N/A | #N/A | 88 | #N/A | #N/A | #N/A | #N/A | 0.0001191% | 1 | 50% | 0% | 0% | 0% | 8.2745 | 0 | 0 | 0 | 8.2745 | #N/A
2007-04-17 17:00 | 4 | 17 | 17 | 107.6668 | 2561 | 53.06 | 8.96 | 1011 | 53.06 | 0 | 0.18411 | Cooling | 0.030685 | #N/A | #N/A | #N/A | #N/A | 0 | 0 | 0 | 0 | 0 | 0.18411 | #N/A | #N/A | 88 | #N/A | #N/A | #N/A | #N/A | 0.0001023% | 1 | 50% | 0% | 0% | 0% | 8.2745 | 0 | 0 | 0 | 8.2745 | #N/A
2007-04-17 18:00 | 4 | 17 | 18 | 107.7085 | 2562 | 50 | 8.06 | 1011 | 50 | 1.0895 | 0 | Heating | 0.14527 | #N/A | #N/A | #N/A | #N/A | 1.0895 | #N/A | #N/A | 4.5134 | #N/A | 0 | 0 | 0 | 0 | 0 | 0 | 0 | 0 | 0.0004842% | 1 | 50% | 0% | 0% | 0% | 8.2745 | 0 | 0 | 0 | 8.2745 | #N/A
2007-04-17 19:00 | 4 | 17 | 19 | 107.7501 | 2563 | 48.02 | 8.06 | 1011 | 48.02 | 0.47427 | 0 | Heating | 0.063236 | #N/A | #N/A | #N/A | #N/A | 0.47427 | #N/A | #N/A | 4.3357 | #N/A | 0 | 0 | 0 | 0 | 0 | 0 | 0 | 0 | 0.0002108% | 1 | 50% | 0% | 0% | 0% | 8.2745 | 0 | 0 | 0 | 8.2745 | #N/A
2007-04-17 20:00 | 4 | 17 | 20 | 107.7918 | 2564 | 48.02 | 8.96 | 1011 | 48.02 | 3.8454 | 0 | Heating | 0.51272 | #N/A | #N/A | #N/A | #N/A | 3.8454 | #N/A | #N/A | 4.3357 | #N/A | 0 | 0 | 0 | 0 | 0 | 0 | 0 | 0 | 0.001709% | 1 | 50% | 0% | 0% | 0% | 8.2745 | 0 | 0 | 0 | 8.2745 | #N/A
2007-04-17 21:00 | 4 | 17 | 21 | 107.8335 | 2565 | 44.06 | 10.94 | 1011 | 44.06 | 9.2643 | 0 | Heating | 1.2352 | #N/A | #N/A | #N/A | #N/A | 9.2643 | #N/A | #N/A | 4.0174 | #N/A | 0 | 0 | 0 | 0 | 0 | 0 | 0 | 0 | 0.004117% | 1 | 50% | 0% | 0% | 0% | 8.2745 | 0 | 0 | 0 | 8.2745 | #N/A
2007-04-17 22:00 | 4 | 17 | 22 | 107.8751 | 2566 | 42.08 | 12.92 | 1010 | 42.08 | 67.3795 | 0 | Heating | 8.9839 | #N/A | #N/A | #N/A | #N/A | 67.3795 | #N/A | #N/A | 3.8759 | #N/A | 0 | 0 | 0 | 0 | 0 | 0 | 0 | 0 | 0.02995% | 1 | 50% | 0% | 0% | 0% | 8.2745 | 0 | 0 | 0 | 8.2745 | #N/A
2007-04-17 23:00 | 4 | 17 | 23 | 107.9168 | 2567 | 42.08 | 19.04 | 1010 | 42.08 | 5.6871 | 0 | Heating | 0.75827 | #N/A | #N/A | #N/A | #N/A | 5.6871 | #N/A | #N/A | 3.8759 | #N/A | 0 | 0 | 0 | 0 | 0 | 0 | 0 | 0 | 0.002528% | 1 | 50% | 0% | 0% | 0% | 8.2745 | 0 | 0 | 0 | 8.2745 | #N/A
2007-04-18 | 4 | 18 | 0 | 107.9585 | 2568 | 37.94 | 17.06 | 1009 | 37.94 | 0 | 0.0031278 | Cooling | 0.0005213 | #N/A | #N/A | #N/A | #N/A | 0 | 0 | 0 | 0 | 0 | 0.0031278 | #N/A | #N/A | 88 | #N/A | #N/A | #N/A | #N/A | 1.738e-06% | 1 | 50% | 0% | 0% | 0% | 8.2745 | 0 | 0 | 0 | 8.2745 | #N/A
2007-04-18 01:00 | 4 | 18 | 1 | 108.0001 | 2569 | 35.96 | 15.98 | 1009 | 35.96 | 0 | 0.0016759 | Cooling | 0.00027931 | #N/A | #N/A | #N/A | #N/A | 0 | 0 | 0 | 0 | 0 | 0.0016759 | #N/A | #N/A | 88 | #N/A | #N/A | #N/A | #N/A | 9.31e-07% | 1 | 50% | 0% | 0% | 0% | 8.2745 | 0 | 0 | 0 | 8.2745 | #N/A
2007-04-18 02:00 | 4 | 18 | 2 | 108.0418 | 2570 | 35.96 | 17.96 | 1009 | 35.96 | 0 | 0 | Cooling | 0 | #N/A | #N/A | #N/A | #N/A | 0 | 0 | 0 | 0 | 0 | 0 | #N/A | #N/A | 88 | #N/A | #N/A | #N/A | #N/A | 0% | 1 | 50% | 0% | 0% | 0% | 8.2745 | 0 | 0 | 0 | 8.2745 | #N/A
2007-04-18 03:00 | 4 | 18 | 3 | 108.0835 | 2571 | 33.08 | 21.02 | 1009 | 33.08 | 0 | 0 | Cooling | 0 | #N/A | #N/A | #N/A | #N/A | 0 | 0 | 0 | 0 | 0 | 0 | #N/A | #N/A | 88 | #N/A | #N/A | #N/A | #N/A | 0% | 1 | 50% | 0% | 0% | 0% | 8.2745 | 0 | 0 | 0 | 8.2745 | #N/A
2007-04-18 04:00 | 4 | 18 | 4 | 108.1251 | 2572 | 30.92 | 24.08 | 1009 | 30.92 | 0 | 0 | Cooling | 0 | #N/A | #N/A | #N/A | #N/A | 0 | 0 | 0 | 0 | 0 | 0 | #N/A | #N/A | 88 | #N/A | #N/A | #N/A | #N/A | 0% | 1 | 50% | 0% | 0% | 0% | 8.2745 | 0 | 0 | 0 | 8.2745 | #N/A
2007-04-18 05:00 | 4 | 18 | 5 | 108.1668 | 2573 | 30.92 | 30.92 | 1009 | 30.92 | 0 | 0 | Cooling | 0 | #N/A | #N/A | #N/A | #N/A | 0 | 0 | 0 | 0 | 0 | 0 | #N/A | #N/A | 88 | #N/A | #N/A | #N/A | #N/A | 0% | 1 | 50% | 0% | 0% | 0% | 8.2745 | 0 | 0 | 0 | 8.2745 | #N/A
2007-04-18 06:00 | 4 | 18 | 6 | 108.2085 | 2574 | 30.02 | 30.92 | 1007 | 30.02 | 286.0886 | 0 | Heating | 38.1451 | #N/A | #N/A | #N/A | #N/A | 286.0886 | #N/A | #N/A | 3.2302 | #N/A | 0 | 0 | 0 | 0 | 0 | 0 | 0 | 0 | 0.1272% | 1 | 50% | 0% | 0% | 0% | 8.2745 | 0 | 0 | 0 | 8.2745 | #N/A
2007-04-18 07:00 | 4 | 18 | 7 | 108.2501 | 2575 | 33.98 | 32 | 1006 | 33.98 | 125.9012 | 0 | Heating | 16.7868 | #N/A | #N/A | #N/A | #N/A | 125.9012 | #N/A | #N/A | 3.405 | #N/A | 0 | 0 | 0 | 0 | 0 | 0 | 0 | 0 | 0.05596% | 1 | 50% | 0% | 0% | 0% | 8.2745 | 0 | 0 | 0 | 8.2745 | #N/A
2007-04-18 08:00 | 4 | 18 | 8 | 108.2918 | 2576 | 33.98 | 33.08 | 1005 | 33.98 | 11.9637 | 0 | Heating | 1.5952 | #N/A | #N/A | #N/A | #N/A | 11.9637 | #N/A | #N/A | 3.405 | #N/A | 0 | 0 | 0 | 0 | 0 | 0 | 0 | 0 | 0.005317% | 1 | 50% | 0% | 0% | 0% | 8.2745 | 0 | 0 | 0 | 8.2745 | #N/A
2007-04-18 09:00 | 4 | 18 | 9 | 108.3335 | 2577 | 41 | 33.98 | 1003 | 41 | 6.1362 | 0 | Heating | 0.81815 | #N/A | #N/A | #N/A | #N/A | 6.1362 | #N/A | #N/A | 3.8033 | #N/A | 0 | 0 | 0 | 0 | 0 | 0 | 0 | 0 | 0.002727% | 1 | 50% | 0% | 0% | 0% | 8.2745 | 0 | 0 | 0 | 8.2745 | #N/A
2007-04-18 10:00 | 4 | 18 | 10 | 108.3751 | 2578 | 42.98 | 33.98 | 1002 | 42.98 | 4.4953 | 0 | Heating | 0.59937 | #N/A | #N/A | #N/A | #N/A | 4.4953 | #N/A | #N/A | 3.9388 | #N/A | 0 | 0 | 0 | 0 | 0 | 0 | 0 | 0 | 0.001998% | 1 | 50% | 0% | 0% | 0% | 8.2745 | 0 | 0 | 0 | 8.2745 | #N/A
2007-04-18 11:00 | 4 | 18 | 11 | 108.4168 | 2579 | 42.98 | 37.04 | 1002 | 42.98 | 0.67558 | 0 | Heating | 0.090078 | #N/A | #N/A | #N/A | #N/A | 0.67558 | #N/A | #N/A | 3.9388 | #N/A | 0 | 0 | 0 | 0 | 0 | 0 | 0 | 0 | 0.0003003% | 1 | 50% | 0% | 0% | 0% | 8.2745 | 0 | 0 | 0 | 8.2745 | #N/A
2007-04-18 12:00 | 4 | 18 | 12 | 108.4585 | 2580 | 46.94 | 39.92 | 1000 | 46.94 | 1.7473 | 0 | Heating | 0.23298 | #N/A | #N/A | #N/A | #N/A | 1.7473 | #N/A | #N/A | 4.2441 | #N/A | 0 | 0 | 0 | 0 | 0 | 0 | 0 | 0 | 0.0007766% | 1 | 50% | 0% | 0% | 0% | 8.2745 | 0 | 0 | 0 | 8.2745 | #N/A
2007-04-18 13:00 | 4 | 18 | 13 | 108.5001 | 2581 | 48.02 | 39.02 | 998 | 48.02 | 0 | 0.27609 | Cooling | 0.046015 | #N/A | #N/A | #N/A | #N/A | 0 | 0 | 0 | 0 | 0 | 0.27609 | #N/A | #N/A | 88 | #N/A | #N/A | #N/A | #N/A | 0.0001534% | 1 | 50% | 0% | 0% | 0% | 8.2745 | 0 | 0 | 0 | 8.2745 | #N/A
2007-04-18 14:00 | 4 | 18 | 14 | 108.5418 | 2582 | 48.02 | 42.98 | 996 | 48.02 | 0 | 0.17355 | Cooling | 0.028926 | #N/A | #N/A | #N/A | #N/A | 0 | 0 | 0 | 0 | 0 | 0.17355 | #N/A | #N/A | 88 | #N/A | #N/A | #N/A | #N/A | 9.642e-05% | 1 | 50% | 0% | 0% | 0% | 8.2745 | 0 | 0 | 0 | 8.2745 | #N/A
2007-04-18 15:00 | 4 | 18 | 15 | 108.5835 | 2583 | 50 | 42.98 | 994 | 50 | 0 | 0.14412 | Cooling | 0.024019 | #N/A | #N/A | #N/A | #N/A | 0 | 0 | 0 | 0 | 0 | 0.14412 | #N/A | #N/A | 88 | #N/A | #N/A | #N/A | #N/A | 8.006e-05% | 1 | 50% | 0% | 0% | 0% | 8.2745 | 0 | 0 | 0 | 8.2745 | #N/A
2007-04-18 16:00 | 4 | 18 | 16 | 108.6251 | 2584 | 50 | 42.08 | 994 | 50 | 0 | 0.043127 | Cooling | 0.0071879 | #N/A | #N/A | #N/A | #N/A | 0 | 0 | 0 | 0 | 0 | 0.043127 | #N/A | #N/A | 88 | #N/A | #N/A | #N/A | #N/A | 2.396e-05% | 1 | 50% | 0% | 0% | 0% | 8.2745 | 0 | 0 | 0 | 8.2745 | #N/A
2007-04-18 17:00 | 4 | 18 | 17 | 108.6668 | 2585 | 50 | 42.08 | 993 | 50 | 0 | 0.41533 | Cooling | 0.069221 | #N/A | #N/A | #N/A | #N/A | 0 | 0 | 0 | 0 | 0 | 0.41533 | #N/A | #N/A | 88 | #N/A | #N/A | #N/A | #N/A | 0.0002307% | 1 | 50% | 0% | 0% | 0% | 8.2745 | 0 | 0 | 0 | 8.2745 | #N/A
2007-04-18 18:00 | 4 | 18 | 18 | 108.7085 | 2586 | 48.92 | 42.08 | 994 | 48.92 | 0 | 0.28217 | Cooling | 0.047028 | #N/A | #N/A | #N/A | #N/A | 0 | 0 | 0 | 0 | 0 | 0.28217 | #N/A | #N/A | 88 | #N/A | #N/A | #N/A | #N/A | 0.0001568% | 1 | 50% | 0% | 0% | 0% | 8.2745 | 0 | 0 | 0 | 8.2745 | #N/A
2007-04-18 19:00 | 4 | 18 | 19 | 108.7501 | 2587 | 48.02 | 42.98 | 994 | 48.02 | 0 | 0.15058 | Cooling | 0.025097 | #N/A | #N/A | #N/A | #N/A | 0 | 0 | 0 | 0 | 0 | 0.15058 | #N/A | #N/A | 88 | #N/A | #N/A | #N/A | #N/A | 8.366e-05% | 1 | 50% | 0% | 0% | 0% | 8.2745 | 0 | 0 | 0 | 8.2745 | #N/A
2007-04-18 20:00 | 4 | 18 | 20 | 108.7918 | 2588 | 48.02 | 42.98 | 995 | 48.02 | 0 | 0.11093 | Cooling | 0.018488 | #N/A | #N/A | #N/A | #N/A | 0 | 0 | 0 | 0 | 0 | 0.11093 | #N/A | #N/A | 88 | #N/A | #N/A | #N/A | #N/A | 6.163e-05% | 1 | 50% | 0% | 0% | 0% | 8.2745 | 0 | 0 | 0 | 8.2745 | #N/A
2007-04-18 21:00 | 4 | 18 | 21 | 108.8335 | 2589 | 44.96 | 42.98 | 996 | 44.96 | 1.5308 | 0 | Heating | 0.20411 | #N/A | #N/A | #N/A | #N/A | 1.5308 | #N/A | #N/A | 4.0856 | #N/A | 0 | 0 | 0 | 0 | 0 | 0 | 0 | 0 | 0.0006804% | 1 | 50% | 0% | 0% | 0% | 8.2745 | 0 | 0 | 0 | 8.2745 | #N/A
2007-04-18 22:00 | 4 | 18 | 22 | 108.8751 | 2590 | 44.06 | 42.98 | 996 | 44.06 | 0 | 0 | Cooling | 0 | #N/A | #N/A | #N/A | #N/A | 0 | 0 | 0 | 0 | 0 | 0 | #N/A | #N/A | 88 | #N/A | #N/A | #N/A | #N/A | 0% | 1 | 50% | 0% | 0% | 0% | 8.2745 | 0 | 0 | 0 | 8.2745 | #N/A
2007-04-18 23:00 | 4 | 18 | 23 | 108.9168 | 2591 | 44.06 | 44.06 | 996 | 44.06 | 0 | 0 | Cooling | 0 | #N/A | #N/A | #N/A | #N/A | 0 | 0 | 0 | 0 | 0 | 0 | #N/A | #N/A | 88 | #N/A | #N/A | #N/A | #N/A | 0% | 1 | 50% | 0% | 0% | 0% | 8.2745 | 0 | 0 | 0 | 8.2745 | #N/A
2007-04-19 | 4 | 19 | 0 | 108.9585 | 2592 | 41 | 44.06 | 997 | 41 | 0 | 0 | Cooling | 0 | #N/A | #N/A | #N/A | #N/A | 0 | 0 | 0 | 0 | 0 | 0 | #N/A | #N/A | 88 | #N/A | #N/A | #N/A | #N/A | 0% | 1 | 50% | 0% | 0% | 0% | 8.2745 | 0 | 0 | 0 | 8.2745 | #N/A
2007-04-19 01:00 | 4 | 19 | 1 | 109.0001 | 2593 | 42.98 | 42.98 | 998 | 42.98 | 0 | 0 | Cooling | 0 | #N/A | #N/A | #N/A | #N/A | 0 | 0 | 0 | 0 | 0 | 0 | #N/A | #N/A | 88 | #N/A | #N/A | #N/A | #N/A | 0% | 1 | 50% | 0% | 0% | 0% | 8.2745 | 0 | 0 | 0 | 8.2745 | #N/A
2007-04-19 02:00 | 4 | 19 | 2 | 109.0418 | 2594 | 42.98 | 42.08 | 998 | 42.98 | 0 | 0 | Cooling | 0 | #N/A | #N/A | #N/A | #N/A | 0 | 0 | 0 | 0 | 0 | 0 | #N/A | #N/A | 88 | #N/A | #N/A | #N/A | #N/A | 0% | 1 | 50% | 0% | 0% | 0% | 8.2745 | 0 | 0 | 0 | 8.2745 | #N/A
2007-04-19 03:00 | 4 | 19 | 3 | 109.0835 | 2595 | 37.4 | 42.08 | 999 | 37.4 | 0 | 0 | Cooling | 0 | #N/A | #N/A | #N/A | #N/A | 0 | 0 | 0 | 0 | 0 | 0 | #N/A | #N/A | 88 | #N/A | #N/A | #N/A | #N/A | 0% | 1 | 50% | 0% | 0% | 0% | 8.2745 | 0 | 0 | 0 | 8.2745 | #N/A
2007-04-19 04:00 | 4 | 19 | 4 | 109.1252 | 2596 | 39.02 | 39.92 | 999 | 39.02 | 0 | 0 | Cooling | 0 | #N/A | #N/A | #N/A | #N/A | 0 | 0 | 0 | 0 | 0 | 0 | #N/A | #N/A | 88 | #N/A | #N/A | #N/A | #N/A | 0% | 1 | 50% | 0% | 0% | 0% | 8.2745 | 0 | 0 | 0 | 8.2745 | #N/A
2007-04-19 05:00 | 4 | 19 | 5 | 109.1668 | 2597 | 35.96 | 39.92 | 999 | 35.96 | 0 | 0 | Cooling | 0 | #N/A | #N/A | #N/A | #N/A | 0 | 0 | 0 | 0 | 0 | 0 | #N/A | #N/A | 88 | #N/A | #N/A | #N/A | #N/A | 0% | 1 | 50% | 0% | 0% | 0% | 8.2745 | 0 | 0 | 0 | 8.2745 | #N/A
2007-04-19 06:00 | 4 | 19 | 6 | 109.2085 | 2598 | 42.98 | 39.92 | 1000 | 42.98 | 159.7363 | 0 | Heating | 21.2982 | #N/A | #N/A | #N/A | #N/A | 159.7363 | #N/A | #N/A | 3.9388 | #N/A | 0 | 0 | 0 | 0 | 0 | 0 | 0 | 0 | 0.07099% | 1 | 50% | 0% | 0% | 0% | 8.2745 | 0 | 0 | 0 | 8.2745 | #N/A
2007-04-19 07:00 | 4 | 19 | 7 | 109.2502 | 2599 | 44.96 | 42.08 | 1001 | 44.96 | 16.3793 | 0 | Heating | 2.1839 | #N/A | #N/A | #N/A | #N/A | 16.3793 | #N/A | #N/A | 4.0856 | #N/A | 0 | 0 | 0 | 0 | 0 | 0 | 0 | 0 | 0.00728% | 1 | 50% | 0% | 0% | 0% | 8.2745 | 0 | 0 | 0 | 8.2745 | #N/A
2007-04-19 08:00 | 4 | 19 | 8 | 109.2918 | 2600 | 44.96 | 44.06 | 1001 | 44.96 | 0 | 0.020971 | Cooling | 0.0034952 | #N/A | #N/A | #N/A | #N/A | 0 | 0 | 0 | 0 | 0 | 0.020971 | #N/A | #N/A | 88 | #N/A | #N/A | #N/A | #N/A | 1.165e-05% | 1 | 50% | 0% | 0% | 0% | 8.2745 | 0 | 0 | 0 | 8.2745 | #N/A
2007-04-19 09:00 | 4 | 19 | 9 | 109.3335 | 2601 | 50 | 46.94 | 1001 | 50 | 0 | 0.013269 | Cooling | 0.0022114 | #N/A | #N/A | #N/A | #N/A | 0 | 0 | 0 | 0 | 0 | 0.013269 | #N/A | #N/A | 88 | #N/A | #N/A | #N/A | #N/A | 7.371e-06% | 1 | 50% | 0% | 0% | 0% | 8.2745 | 0 | 0 | 0 | 8.2745 | #N/A
2007-04-19 10:00 | 4 | 19 | 10 | 109.3752 | 2602 | 51.98 | 46.94 | 1001 | 51.98 | 0 | 0.095832 | Cooling | 0.015972 | #N/A | #N/A | #N/A | #N/A | 0 | 0 | 0 | 0 | 0 | 0.095832 | #N/A | #N/A | 88 | #N/A | #N/A | #N/A | #N/A | 5.324e-05% | 1 | 50% | 0% | 0% | 0% | 8.2745 | 0 | 0 | 0 | 8.2745 | #N/A
2007-04-19 11:00 | 4 | 19 | 11 | 109.4168 | 2603 | 51.98 | 48.02 | 1000 | 51.98 | 0 | 0.15299 | Cooling | 0.025498 | #N/A | #N/A | #N/A | #N/A | 0 | 0 | 0 | 0 | 0 | 0.15299 | #N/A | #N/A | 88 | #N/A | #N/A | #N/A | #N/A | 8.499e-05% | 1 | 50% | 0% | 0% | 0% | 8.2745 | 0 | 0 | 0 | 8.2745 | #N/A
2007-04-19 12:00 | 4 | 19 | 12 | 109.4585 | 2604 | 55.94 | 48.92 | 1003 | 55.94 | 0 | 0.097518 | Cooling | 0.016253 | #N/A | #N/A | #N/A | #N/A | 0 | 0 | 0 | 0 | 0 | 0.097518 | #N/A | #N/A | 88 | #N/A | #N/A | #N/A | #N/A | 5.418e-05% | 1 | 50% | 0% | 0% | 0% | 8.2745 | 0 | 0 | 0 | 8.2745 | #N/A
2007-04-19 13:00 | 4 | 19 | 13 | 109.5002 | 2605 | 57.02 | 50 | 999 | 57.02 | 0 | 4.6903 | Cooling | 0.78172 | #N/A | #N/A | #N/A | #N/A | 0 | 0 | 0 | 0 | 0 | 4.6903 | #N/A | #N/A | 88 | #N/A | #N/A | #N/A | #N/A | 0.002606% | 1 | 50% | 0% | 0% | 0% | 8.2745 | 0 | 0 | 0 | 8.2745 | #N/A
2007-04-19 14:00 | 4 | 19 | 14 | 109.5418 | 2606 | 57.02 | 50 | 1000 | 57.02 | 0 | 24.8419 | Cooling | 4.1403 | #N/A | #N/A | #N/A | #N/A | 0 | 0 | 0 | 0 | 0 | 24.8419 | #N/A | #N/A | 88 | #N/A | #N/A | #N/A | #N/A | 0.0138% | 1 | 50% | 0% | 0% | 0% | 8.2745 | 0 | 0 | 0 | 8.2745 | #N/A
2007-04-19 15:00 | 4 | 19 | 15 | 109.5835 | 2607 | 60.08 | 48.92 | 1001 | 60.08 | 0 | 4.3445 | Cooling | 0.72408 | #N/A | #N/A | #N/A | #N/A | 0 | 0 | 0 | 0 | 0 | 4.3445 | #N/A | #N/A | 88 | #N/A | #N/A | #N/A | #N/A | 0.002414% | 1 | 50% | 0% | 0% | 0% | 8.2745 | 0 | 0 | 0 | 8.2745 | #N/A
2007-04-19 16:00 | 4 | 19 | 16 | 109.6252 | 2608 | 60.08 | 48.92 | 1000 | 60.08 | 0 | 0.068384 | Cooling | 0.011397 | #N/A | #N/A | #N/A | #N/A | 0 | 0 | 0 | 0 | 0 | 0.068384 | #N/A | #N/A | 88 | #N/A | #N/A | #N/A | #N/A | 3.799e-05% | 1 | 50% | 0% | 0% | 0% | 8.2745 | 0 | 0 | 0 | 8.2745 | #N/A
2007-04-19 17:00 | 4 | 19 | 17 | 109.6668 | 2609 | 60.08 | 48.92 | 1000 | 60.08 | 0 | 0.30401 | Cooling | 0.050669 | #N/A | #N/A | #N/A | #N/A | 0 | 0 | 0 | 0 | 0 | 0.30401 | #N/A | #N/A | 88 | #N/A | #N/A | #N/A | #N/A | 0.0001689% | 1 | 50% | 0% | 0% | 0% | 8.2745 | 0 | 0 | 0 | 8.2745 | #N/A
2007-04-19 18:00 | 4 | 19 | 18 | 109.7085 | 2610 | 55.94 | 50 | 1000 | 55.94 | 0 | 4.7299 | Cooling | 0.78832 | #N/A | #N/A | #N/A | #N/A | 0 | 0 | 0 | 0 | 0 | 4.7299 | #N/A | #N/A | 88 | #N/A | #N/A | #N/A | #N/A | 0.002628% | 1 | 50% | 0% | 0% | 0% | 8.2745 | 0 | 0 | 0 | 8.2745 | #N/A
2007-04-19 19:00 | 4 | 19 | 19 | 109.7502 | 2611 | 51.08 | 48.92 | 1000 | 51.08 | 0 | 0.66832 | Cooling | 0.11139 | #N/A | #N/A | #N/A | #N/A | 0 | 0 | 0 | 0 | 0 | 0.66832 | #N/A | #N/A | 88 | #N/A | #N/A | #N/A | #N/A | 0.0003713% | 1 | 50% | 0% | 0% | 0% | 8.2745 | 0 | 0 | 0 | 8.2745 | #N/A
2007-04-19 20:00 | 4 | 19 | 20 | 109.7918 | 2612 | 51.08 | 48.92 | 1001 | 51.08 | 0 | 0.13116 | Cooling | 0.02186 | #N/A | #N/A | #N/A | #N/A | 0 | 0 | 0 | 0 | 0 | 0.13116 | #N/A | #N/A | 88 | #N/A | #N/A | #N/A | #N/A | 7.287e-05% | 1 | 50% | 0% | 0% | 0% | 8.2745 | 0 | 0 | 0 | 8.2745 | #N/A
2007-04-19 21:00 | 4 | 19 | 21 | 109.8335 | 2613 | 46.04 | 48.02 | 1001 | 46.04 | 0 | 0.049781 | Cooling | 0.0082968 | #N/A | #N/A | #N/A | #N/A | 0 | 0 | 0 | 0 | 0 | 0.049781 | #N/A | #N/A | 88 | #N/A | #N/A | #N/A | #N/A | 2.766e-05% | 1 | 50% | 0% | 0% | 0% | 8.2745 | 0 | 0 | 0 | 8.2745 | #N/A
2007-04-19 22:00 | 4 | 19 | 22 | 109.8752 | 2614 | 44.96 | 48.02 | 1002 | 44.96 | 0 | 0 | Cooling | 0 | #N/A | #N/A | #N/A | #N/A | 0 | 0 | 0 | 0 | 0 | 0 | #N/A | #N/A | 88 | #N/A | #N/A | #N/A | #N/A | 0% | 1 | 50% | 0% | 0% | 0% | 8.2745 | 0 | 0 | 0 | 8.2745 | #N/A
2007-04-19 23:00 | 4 | 19 | 23 | 109.9168 | 2615 | 44.96 | 48.02 | 1002 | 44.96 | 0 | 0 | Cooling | 0 | #N/A | #N/A | #N/A | #N/A | 0 | 0 | 0 | 0 | 0 | 0 | #N/A | #N/A | 88 | #N/A | #N/A | #N/A | #N/A | 0% | 1 | 50% | 0% | 0% | 0% | 8.2745 | 0 | 0 | 0 | 8.2745 | #N/A
2007-04-20 | 4 | 20 | 0 | 109.9585 | 2616 | 42.08 | 46.94 | 1002 | 42.08 | 0 | 0 | Cooling | 0 | #N/A | #N/A | #N/A | #N/A | 0 | 0 | 0 | 0 | 0 | 0 | #N/A | #N/A | 88 | #N/A | #N/A | #N/A | #N/A | 0% | 1 | 50% | 0% | 0% | 0% | 8.2745 | 0 | 0 | 0 | 8.2745 | #N/A
2007-04-20 01:00 | 4 | 20 | 1 | 110.0002 | 2617 | 41 | 46.94 | 1002 | 41 | 0 | 0 | Cooling | 0 | #N/A | #N/A | #N/A | #N/A | 0 | 0 | 0 | 0 | 0 | 0 | #N/A | #N/A | 88 | #N/A | #N/A | #N/A | #N/A | 0% | 1 | 50% | 0% | 0% | 0% | 8.2745 | 0 | 0 | 0 | 8.2745 | #N/A
2007-04-20 02:00 | 4 | 20 | 2 | 110.0418 | 2618 | 41 | 46.94 | 1002 | 41 | 0 | 0 | Cooling | 0 | #N/A | #N/A | #N/A | #N/A | 0 | 0 | 0 | 0 | 0 | 0 | #N/A | #N/A | 88 | #N/A | #N/A | #N/A | #N/A | 0% | 1 | 50% | 0% | 0% | 0% | 8.2745 | 0 | 0 | 0 | 8.2745 | #N/A
2007-04-20 03:00 | 4 | 20 | 3 | 110.0835 | 2619 | 33.08 | 46.04 | 1002 | 33.08 | 0 | 0 | Cooling | 0 | #N/A | #N/A | #N/A | #N/A | 0 | 0 | 0 | 0 | 0 | 0 | #N/A | #N/A | 88 | #N/A | #N/A | #N/A | #N/A | 0% | 1 | 50% | 0% | 0% | 0% | 8.2745 | 0 | 0 | 0 | 8.2745 | #N/A
2007-04-20 04:00 | 4 | 20 | 4 | 110.1252 | 2620 | 33.08 | 46.04 | 1003 | 33.08 | 0 | 0 | Cooling | 0 | #N/A | #N/A | #N/A | #N/A | 0 | 0 | 0 | 0 | 0 | 0 | #N/A | #N/A | 88 | #N/A | #N/A | #N/A | #N/A | 0% | 1 | 50% | 0% | 0% | 0% | 8.2745 | 0 | 0 | 0 | 8.2745 | #N/A
2007-04-20 05:00 | 4 | 20 | 5 | 110.1668 | 2621 | 33.08 | 46.04 | 1003 | 33.08 | 0 | 0 | Cooling | 0 | #N/A | #N/A | #N/A | #N/A | 0 | 0 | 0 | 0 | 0 | 0 | #N/A | #N/A | 88 | #N/A | #N/A | #N/A | #N/A | 0% | 1 | 50% | 0% | 0% | 0% | 8.2745 | 0 | 0 | 0 | 8.2745 | #N/A
2007-04-20 06:00 | 4 | 20 | 6 | 110.2085 | 2622 | 30.92 | 46.04 | 1004 | 30.92 | 55.8581 | 0 | Heating | 7.4477 | #N/A | #N/A | #N/A | #N/A | 55.8581 | #N/A | #N/A | 3.2671 | #N/A | 0 | 0 | 0 | 0 | 0 | 0 | 0 | 0 | 0.02483% | 1 | 50% | 0% | 0% | 0% | 8.2745 | 0 | 0 | 0 | 8.2745 | #N/A
2007-04-20 07:00 | 4 | 20 | 7 | 110.2502 | 2623 | 39.92 | 46.04 | 1005 | 39.92 | 7.1871 | 0 | Heating | 0.95828 | #N/A | #N/A | #N/A | #N/A | 7.1871 | #N/A | #N/A | 3.7339 | #N/A | 0 | 0 | 0 | 0 | 0 | 0 | 0 | 0 | 0.003194% | 1 | 50% | 0% | 0% | 0% | 8.2745 | 0 | 0 | 0 | 8.2745 | #N/A
2007-04-20 08:00 | 4 | 20 | 8 | 110.2918 | 2624 | 39.92 | 46.04 | 1005 | 39.92 | 0 | 0.11782 | Cooling | 0.019637 | #N/A | #N/A | #N/A | #N/A | 0 | 0 | 0 | 0 | 0 | 0.11782 | #N/A | #N/A | 88 | #N/A | #N/A | #N/A | #N/A | 6.546e-05% | 1 | 50% | 0% | 0% | 0% | 8.2745 | 0 | 0 | 0 | 8.2745 | #N/A
2007-04-20 09:00 | 4 | 20 | 9 | 110.3335 | 2625 | 48.92 | 48.92 | 1005 | 48.92 | 0 | 0.041668 | Cooling | 0.0069447 | #N/A | #N/A | #N/A | #N/A | 0 | 0 | 0 | 0 | 0 | 0.041668 | #N/A | #N/A | 88 | #N/A | #N/A | #N/A | #N/A | 2.315e-05% | 1 | 50% | 0% | 0% | 0% | 8.2745 | 0 | 0 | 0 | 8.2745 | #N/A
2007-04-20 10:00 | 4 | 20 | 10 | 110.3752 | 2626 | 50 | 50 | 1005 | 50 | 0.03463 | 0 | Heating | 0.0046173 | #N/A | #N/A | #N/A | #N/A | 0.03463 | #N/A | #N/A | 4.5134 | #N/A | 0 | 0 | 0 | 0 | 0 | 0 | 0 | 0 | 1.539e-05% | 1 | 50% | 0% | 0% | 0% | 8.2745 | 0 | 0 | 0 | 8.2745 | #N/A
2007-04-20 11:00 | 4 | 20 | 11 | 110.4168 | 2627 | 50 | 53.06 | 1005 | 50 | 0 | 44.5214 | Cooling | 7.4202 | #N/A | #N/A | #N/A | #N/A | 0 | 0 | 0 | 0 | 0 | 44.5214 | #N/A | #N/A | 88 | #N/A | #N/A | #N/A | #N/A | 0.02473% | 1 | 50% | 0% | 0% | 0% | 8.2745 | 0 | 0 | 0 | 8.2745 | #N/A
2007-04-20 12:00 | 4 | 20 | 12 | 110.4585 | 2628 | 55.94 | 55.04 | 1005 | 55.94 | 0 | 170.4025 | Cooling | 28.4004 | #N/A | #N/A | #N/A | #N/A | 0 | 0 | 0 | 0 | 0 | 170.4025 | #N/A | #N/A | 88 | #N/A | #N/A | #N/A | #N/A | 0.09467% | 1 | 50% | 0% | 0% | 0% | 8.2745 | 0 | 0 | 0 | 8.2745 | #N/A
2007-04-20 13:00 | 4 | 20 | 13 | 110.5002 | 2629 | 57.92 | 53.96 | 1005 | 57.92 | 0 | 187.6144 | Cooling | 31.2691 | #N/A | #N/A | #N/A | #N/A | 0 | 0 | 0 | 0 | 0 | 187.6144 | #N/A | #N/A | 88 | #N/A | #N/A | #N/A | #N/A | 0.1042% | 1 | 50% | 0% | 0% | 0% | 8.2745 | 0 | 0 | 0 | 8.2745 | #N/A
2007-04-20 14:00 | 4 | 20 | 14 | 110.5418 | 2630 | 57.92 | 55.04 | 1005 | 57.92 | 0 | 0 | Cooling | 0 | #N/A | #N/A | #N/A | #N/A | 0 | 0 | 0 | 0 | 0 | 0 | #N/A | #N/A | 88 | #N/A | #N/A | #N/A | #N/A | 0% | 1 | 50% | 0% | 0% | 0% | 8.2745 | 0 | 0 | 0 | 8.2745 | #N/A
2007-04-20 15:00 | 4 | 20 | 15 | 110.5835 | 2631 | 62.06 | 55.04 | 1004 | 62.06 | 0 | 0 | Cooling | 0 | #N/A | #N/A | #N/A | #N/A | 0 | 0 | 0 | 0 | 0 | 0 | #N/A | #N/A | 88 | #N/A | #N/A | #N/A | #N/A | 0% | 1 | 50% | 0% | 0% | 0% | 8.2745 | 0 | 0 | 0 | 8.2745 | #N/A
2007-04-20 16:00 | 4 | 20 | 16 | 110.6252 | 2632 | 62.06 | 55.94 | 1004 | 62.06 | 0 | 253.0939 | Cooling | 42.1823 | #N/A | #N/A | #N/A | #N/A | 0 | 0 | 0 | 0 | 0 | 253.0939 | #N/A | #N/A | 88 | #N/A | #N/A | #N/A | #N/A | 0.1406% | 1 | 50% | 0% | 0% | 0% | 8.2745 | 0 | 0 | 0 | 8.2745 | #N/A
2007-04-20 17:00 | 4 | 20 | 17 | 110.6668 | 2633 | 62.06 | 55.04 | 1004 | 62.06 | 0 | 265.9769 | Cooling | 44.3295 | #N/A | #N/A | #N/A | #N/A | 0 | 0 | 0 | 0 | 0 | 265.9769 | #N/A | #N/A | 88 | #N/A | #N/A | #N/A | #N/A | 0.1478% | 1 | 50% | 0% | 0% | 0% | 8.2745 | 0 | 0 | 0 | 8.2745 | #N/A
2007-04-20 18:00 | 4 | 20 | 18 | 110.7085 | 2634 | 62.06 | 55.04 | 1003 | 62.06 | 0 | 0 | Cooling | 0 | #N/A | #N/A | #N/A | #N/A | 0 | 0 | 0 | 0 | 0 | 0 | #N/A | #N/A | 88 | #N/A | #N/A | #N/A | #N/A | 0% | 1 | 50% | 0% | 0% | 0% | 8.2745 | 0 | 0 | 0 | 8.2745 | #N/A
2007-04-20 19:00 | 4 | 20 | 19 | 110.7502 | 2635 | 59 | 53.06 | 1003 | 59 | 0 | 0 | Cooling | 0 | #N/A | #N/A | #N/A | #N/A | 0 | 0 | 0 | 0 | 0 | 0 | #N/A | #N/A | 88 | #N/A | #N/A | #N/A | #N/A | 0% | 1 | 50% | 0% | 0% | 0% | 8.2745 | 0 | 0 | 0 | 8.2745 | #N/A
2007-04-20 20:00 | 4 | 20 | 20 | 110.7918 | 2636 | 59 | 50 | 1003 | 59 | 0 | 0 | Cooling | 0 | #N/A | #N/A | #N/A | #N/A | 0 | 0 | 0 | 0 | 0 | 0 | #N/A | #N/A | 88 | #N/A | #N/A | #N/A | #N/A | 0% | 1 | 50% | 0% | 0% | 0% | 8.2745 | 0 | 0 | 0 | 8.2745 | #N/A
2007-04-20 21:00 | 4 | 20 | 21 | 110.8335 | 2637 | 55.94 | 50 | 1004 | 55.94 | 0 | 0 | Cooling | 0 | #N/A | #N/A | #N/A | #N/A | 0 | 0 | 0 | 0 | 0 | 0 | #N/A | #N/A | 88 | #N/A | #N/A | #N/A | #N/A | 0% | 1 | 50% | 0% | 0% | 0% | 8.2745 | 0 | 0 | 0 | 8.2745 | #N/A
2007-04-20 22:00 | 4 | 20 | 22 | 110.8752 | 2638 | 53.06 | 48.02 | 1004 | 53.06 | 0 | 0 | Cooling | 0 | #N/A | #N/A | #N/A | #N/A | 0 | 0 | 0 | 0 | 0 | 0 | #N/A | #N/A | 88 | #N/A | #N/A | #N/A | #N/A | 0% | 1 | 50% | 0% | 0% | 0% | 8.2745 | 0 | 0 | 0 | 8.2745 | #N/A
2007-04-20 23:00 | 4 | 20 | 23 | 110.9168 | 2639 | 53.06 | 48.02 | 1004 | 53.06 | 0 | 0 | Cooling | 0 | #N/A | #N/A | #N/A | #N/A | 0 | 0 | 0 | 0 | 0 | 0 | #N/A | #N/A | 88 | #N/A | #N/A | #N/A | #N/A | 0% | 1 | 50% | 0% | 0% | 0% | 8.2745 | 0 | 0 | 0 | 8.2745 | #N/A
2007-04-21 | 4 | 21 | 0 | 110.9585 | 2640 | 48.02 | 46.94 | 1004 | 48.02 | 0 | 0 | Cooling | 0 | #N/A | #N/A | #N/A | #N/A | 0 | 0 | 0 | 0 | 0 | 0 | #N/A | #N/A | 88 | #N/A | #N/A | #N/A | #N/A | 0% | 1 | 50% | 0% | 0% | 0% | 8.2745 | 0 | 0 | 0 | 8.2745 | #N/A
2007-04-21 01:00 | 4 | 21 | 1 | 111.0002 | 2641 | 46.04 | 44.96 | 1003 | 46.04 | 0 | 0 | Cooling | 0 | #N/A | #N/A | #N/A | #N/A | 0 | 0 | 0 | 0 | 0 | 0 | #N/A | #N/A | 88 | #N/A | #N/A | #N/A | #N/A | 0% | 1 | 50% | 0% | 0% | 0% | 8.2745 | 0 | 0 | 0 | 8.2745 | #N/A
2007-04-21 02:00 | 4 | 21 | 2 | 111.0418 | 2642 | 46.04 | 44.06 | 1003 | 46.04 | 0 | 0 | Cooling | 0 | #N/A | #N/A | #N/A | #N/A | 0 | 0 | 0 | 0 | 0 | 0 | #N/A | #N/A | 88 | #N/A | #N/A | #N/A | #N/A | 0% | 1 | 50% | 0% | 0% | 0% | 8.2745 | 0 | 0 | 0 | 8.2745 | #N/A
2007-04-21 03:00 | 4 | 21 | 3 | 111.0835 | 2643 | 44.06 | 44.06 | 1003 | 44.06 | 0 | 0 | Cooling | 0 | #N/A | #N/A | #N/A | #N/A | 0 | 0 | 0 | 0 | 0 | 0 | #N/A | #N/A | 88 | #N/A | #N/A | #N/A | #N/A | 0% | 1 | 50% | 0% | 0% | 0% | 8.2745 | 0 | 0 | 0 | 8.2745 | #N/A
2007-04-21 04:00 | 4 | 21 | 4 | 111.1252 | 2644 | 42.98 | 44.06 | 1003 | 42.98 | 0 | 0 | Cooling | 0 | #N/A | #N/A | #N/A | #N/A | 0 | 0 | 0 | 0 | 0 | 0 | #N/A | #N/A | 88 | #N/A | #N/A | #N/A | #N/A | 0% | 1 | 50% | 0% | 0% | 0% | 8.2745 | 0 | 0 | 0 | 8.2745 | #N/A
2007-04-21 05:00 | 4 | 21 | 5 | 111.1668 | 2645 | 42.98 | 44.06 | 1003 | 42.98 | 0 | 0 | Cooling | 0 | #N/A | #N/A | #N/A | #N/A | 0 | 0 | 0 | 0 | 0 | 0 | #N/A | #N/A | 88 | #N/A | #N/A | #N/A | #N/A | 0% | 1 | 50% | 0% | 0% | 0% | 8.2745 | 0 | 0 | 0 | 8.2745 | #N/A
2007-04-21 06:00 | 4 | 21 | 6 | 111.2085 | 2646 | 41 | 42.98 | 1003 | 41 | 0 | 0 | Cooling | 0 | #N/A | #N/A | #N/A | #N/A | 0 | 0 | 0 | 0 | 0 | 0 | #N/A | #N/A | 88 | #N/A | #N/A | #N/A | #N/A | 0% | 1 | 50% | 0% | 0% | 0% | 8.2745 | 0 | 0 | 0 | 8.2745 | #N/A
2007-04-21 07:00 | 4 | 21 | 7 | 111.2502 | 2647 | 44.96 | 46.04 | 1003 | 44.96 | 0 | 0 | Cooling | 0 | #N/A | #N/A | #N/A | #N/A | 0 | 0 | 0 | 0 | 0 | 0 | #N/A | #N/A | 88 | #N/A | #N/A | #N/A | #N/A | 0% | 1 | 50% | 0% | 0% | 0% | 8.2745 | 0 | 0 | 0 | 8.2745 | #N/A
2007-04-21 08:00 | 4 | 21 | 8 | 111.2918 | 2648 | 44.96 | 51.08 | 1004 | 44.96 | 0 | 0 | Cooling | 0 | #N/A | #N/A | #N/A | #N/A | 0 | 0 | 0 | 0 | 0 | 0 | #N/A | #N/A | 88 | #N/A | #N/A | #N/A | #N/A | 0% | 1 | 50% | 0% | 0% | 0% | 8.2745 | 0 | 0 | 0 | 8.2745 | #N/A
2007-04-21 09:00 | 4 | 21 | 9 | 111.3335 | 2649 | 50 | 55.04 | 1004 | 50 | 0 | 0 | Cooling | 0 | #N/A | #N/A | #N/A | #N/A | 0 | 0 | 0 | 0 | 0 | 0 | #N/A | #N/A | 88 | #N/A | #N/A | #N/A | #N/A | 0% | 1 | 50% | 0% | 0% | 0% | 8.2745 | 0 | 0 | 0 | 8.2745 | #N/A
2007-04-21 10:00 | 4 | 21 | 10 | 111.3752 | 2650 | 55.04 | 59 | 1004 | 55.04 | 0 | 0 | Cooling | 0 | #N/A | #N/A | #N/A | #N/A | 0 | 0 | 0 | 0 | 0 | 0 | #N/A | #N/A | 88 | #N/A | #N/A | #N/A | #N/A | 0% | 1 | 50% | 0% | 0% | 0% | 8.2745 | 0 | 0 | 0 | 8.2745 | #N/A
2007-04-21 11:00 | 4 | 21 | 11 | 111.4168 | 2651 | 55.04 | 57.92 | 1004 | 55.04 | 0 | 0 | Cooling | 0 | #N/A | #N/A | #N/A | #N/A | 0 | 0 | 0 | 0 | 0 | 0 | #N/A | #N/A | 88 | #N/A | #N/A | #N/A | #N/A | 0% | 1 | 50% | 0% | 0% | 0% | 8.2745 | 0 | 0 | 0 | 8.2745 | #N/A
2007-04-21 12:00 | 4 | 21 | 12 | 111.4585 | 2652 | 62.96 | 59 | 1003 | 62.96 | 0 | 0 | Cooling | 0 | #N/A | #N/A | #N/A | #N/A | 0 | 0 | 0 | 0 | 0 | 0 | #N/A | #N/A | 88 | #N/A | #N/A | #N/A | #N/A | 0% | 1 | 50% | 0% | 0% | 0% | 8.2745 | 0 | 0 | 0 | 8.2745 | #N/A
2007-04-21 13:00 | 4 | 21 | 13 | 111.5002 | 2653 | 66.92 | 60.98 | 1003 | 66.92 | 0 | 16.6109 | Cooling | 2.7685 | #N/A | #N/A | #N/A | #N/A | 0 | 0 | 0 | 0 | 0 | 16.6109 | #N/A | #N/A | 88 | #N/A | #N/A | #N/A | #N/A | 0.009228% | 1 | 50% | 0% | 0% | 0% | 8.2745 | 0 | 0 | 0 | 8.2745 | #N/A
2007-04-21 14:00 | 4 | 21 | 14 | 111.5418 | 2654 | 66.92 | 60.08 | 1002 | 66.92 | 0 | 71.8328 | Cooling | 11.9721 | #N/A | #N/A | #N/A | #N/A | 0 | 0 | 0 | 0 | 0 | 71.8328 | #N/A | #N/A | 88 | #N/A | #N/A | #N/A | #N/A | 0.03991% | 1 | 50% | 0% | 0% | 0% | 8.2745 | 0 | 0 | 0 | 8.2745 | #N/A
2007-04-21 15:00 | 4 | 21 | 15 | 111.5835 | 2655 | 71.06 | 60.08 | 1002 | 71.06 | 0 | 116.8622 | Cooling | 19.477 | #N/A | #N/A | #N/A | #N/A | 0 | 0 | 0 | 0 | 0 | 116.8622 | #N/A | #N/A | 88 | #N/A | #N/A | #N/A | #N/A | 0.06492% | 1 | 50% | 0% | 0% | 0% | 8.2745 | 0 | 0 | 0 | 8.2745 | #N/A
2007-04-21 16:00 | 4 | 21 | 16 | 111.6252 | 2656 | 71.96 | 60.08 | 1002 | 71.96 | 0 | 165.0221 | Cooling | 27.5037 | #N/A | #N/A | #N/A | #N/A | 0 | 0 | 0 | 0 | 0 | 165.0221 | #N/A | #N/A | 88 | #N/A | #N/A | #N/A | #N/A | 0.09168% | 1 | 50% | 0% | 0% | 0% | 8.2745 | 0 | 0 | 0 | 8.2745 | #N/A
2007-04-21 17:00 | 4 | 21 | 17 | 111.6668 | 2657 | 71.96 | 59 | 1001 | 71.96 | 0 | 110.8958 | Cooling | 18.4826 | #N/A | #N/A | #N/A | #N/A | 0 | 0 | 0 | 0 | 0 | 110.8958 | #N/A | #N/A | 88 | #N/A | #N/A | #N/A | #N/A | 0.06161% | 1 | 50% | 0% | 0% | 0% | 8.2745 | 0 | 0 | 0 | 8.2745 | #N/A
2007-04-21 18:00 | 4 | 21 | 18 | 111.7085 | 2658 | 69.08 | 60.08 | 1001 | 69.08 | 0 | 46.037 | Cooling | 7.6728 | #N/A | #N/A | #N/A | #N/A | 0 | 0 | 0 | 0 | 0 | 46.037 | #N/A | #N/A | 88 | #N/A | #N/A | #N/A | #N/A | 0.02558% | 1 | 50% | 0% | 0% | 0% | 8.2745 | 0 | 0 | 0 | 8.2745 | #N/A
2007-04-21 19:00 | 4 | 21 | 19 | 111.7502 | 2659 | 66.92 | 57.92 | 1001 | 66.92 | 0 | 2.8473 | Cooling | 0.47456 | #N/A | #N/A | #N/A | #N/A | 0 | 0 | 0 | 0 | 0 | 2.8473 | #N/A | #N/A | 88 | #N/A | #N/A | #N/A | #N/A | 0.001582% | 1 | 50% | 0% | 0% | 0% | 8.2745 | 0 | 0 | 0 | 8.2745 | #N/A
2007-04-21 20:00 | 4 | 21 | 20 | 111.7918 | 2660 | 66.92 | 57.92 | 1001 | 66.92 | 0 | 0 | Cooling | 0 | #N/A | #N/A | #N/A | #N/A | 0 | 0 | 0 | 0 | 0 | 0 | #N/A | #N/A | 88 | #N/A | #N/A | #N/A | #N/A | 0% | 1 | 50% | 0% | 0% | 0% | 8.2745 | 0 | 0 | 0 | 8.2745 | #N/A
2007-04-21 21:00 | 4 | 21 | 21 | 111.8335 | 2661 | 64.94 | 57.02 | 1002 | 64.94 | 0 | 0 | Cooling | 0 | #N/A | #N/A | #N/A | #N/A | 0 | 0 | 0 | 0 | 0 | 0 | #N/A | #N/A | 88 | #N/A | #N/A | #N/A | #N/A | 0% | 1 | 50% | 0% | 0% | 0% | 8.2745 | 0 | 0 | 0 | 8.2745 | #N/A
2007-04-21 22:00 | 4 | 21 | 22 | 111.8752 | 2662 | 62.06 | 57.02 | 1002 | 62.06 | 0 | 0 | Cooling | 0 | #N/A | #N/A | #N/A | #N/A | 0 | 0 | 0 | 0 | 0 | 0 | #N/A | #N/A | 88 | #N/A | #N/A | #N/A | #N/A | 0% | 1 | 50% | 0% | 0% | 0% | 8.2745 | 0 | 0 | 0 | 8.2745 | #N/A
2007-04-21 23:00 | 4 | 21 | 23 | 111.9168 | 2663 | 62.06 | 55.94 | 1002 | 62.06 | 0 | 0 | Cooling | 0 | #N/A | #N/A | #N/A | #N/A | 0 | 0 | 0 | 0 | 0 | 0 | #N/A | #N/A | 88 | #N/A | #N/A | #N/A | #N/A | 0% | 1 | 50% | 0% | 0% | 0% | 8.2745 | 0 | 0 | 0 | 8.2745 | #N/A
2007-04-22 | 4 | 22 | 0 | 111.9585 | 2664 | 60.08 | 55.94 | 1002 | 60.08 | 0 | 0 | Cooling | 0 | #N/A | #N/A | #N/A | #N/A | 0 | 0 | 0 | 0 | 0 | 0 | #N/A | #N/A | 88 | #N/A | #N/A | #N/A | #N/A | 0% | 1 | 50% | 0% | 0% | 0% | 8.2745 | 0 | 0 | 0 | 8.2745 | #N/A
2007-04-22 01:00 | 4 | 22 | 1 | 112.0002 | 2665 | 57.92 | 55.04 | 1001 | 57.92 | 0 | 0 | Cooling | 0 | #N/A | #N/A | #N/A | #N/A | 0 | 0 | 0 | 0 | 0 | 0 | #N/A | #N/A | 88 | #N/A | #N/A | #N/A | #N/A | 0% | 1 | 50% | 0% | 0% | 0% | 8.2745 | 0 | 0 | 0 | 8.2745 | #N/A
2007-04-22 02:00 | 4 | 22 | 2 | 112.0418 | 2666 | 57.92 | 53.96 | 1001 | 57.92 | 0 | 0 | Cooling | 0 | #N/A | #N/A | #N/A | #N/A | 0 | 0 | 0 | 0 | 0 | 0 | #N/A | #N/A | 88 | #N/A | #N/A | #N/A | #N/A | 0% | 1 | 50% | 0% | 0% | 0% | 8.2745 | 0 | 0 | 0 | 8.2745 | #N/A
2007-04-22 03:00 | 4 | 22 | 3 | 112.0835 | 2667 | 55.04 | 51.98 | 1001 | 55.04 | 0 | 0 | Cooling | 0 | #N/A | #N/A | #N/A | #N/A | 0 | 0 | 0 | 0 | 0 | 0 | #N/A | #N/A | 88 | #N/A | #N/A | #N/A | #N/A | 0% | 1 | 50% | 0% | 0% | 0% | 8.2745 | 0 | 0 | 0 | 8.2745 | #N/A
2007-04-22 04:00 | 4 | 22 | 4 | 112.1252 | 2668 | 53.06 | 51.08 | 1001 | 53.06 | 0 | 0 | Cooling | 0 | #N/A | #N/A | #N/A | #N/A | 0 | 0 | 0 | 0 | 0 | 0 | #N/A | #N/A | 88 | #N/A | #N/A | #N/A | #N/A | 0% | 1 | 50% | 0% | 0% | 0% | 8.2745 | 0 | 0 | 0 | 8.2745 | #N/A
2007-04-22 05:00 | 4 | 22 | 5 | 112.1668 | 2669 | 53.06 | 51.98 | 1001 | 53.06 | 0 | 0 | Cooling | 0 | #N/A | #N/A | #N/A | #N/A | 0 | 0 | 0 | 0 | 0 | 0 | #N/A | #N/A | 88 | #N/A | #N/A | #N/A | #N/A | 0% | 1 | 50% | 0% | 0% | 0% | 8.2745 | 0 | 0 | 0 | 8.2745 | #N/A
2007-04-22 06:00 | 4 | 22 | 6 | 112.2085 | 2670 | 51.98 | 51.98 | 1002 | 51.98 | 0 | 53.4065 | Cooling | 8.9011 | #N/A | #N/A | #N/A | #N/A | 0 | 0 | 0 | 0 | 0 | 53.4065 | #N/A | #N/A | 88 | #N/A | #N/A | #N/A | #N/A | 0.02967% | 1 | 50% | 0% | 0% | 0% | 8.2745 | 0 | 0 | 0 | 8.2745 | #N/A
2007-04-22 07:00 | 4 | 22 | 7 | 112.2502 | 2671 | 53.96 | 55.04 | 1002 | 53.96 | 0 | 182.9108 | Cooling | 30.4851 | #N/A | #N/A | #N/A | #N/A | 0 | 0 | 0 | 0 | 0 | 182.9108 | #N/A | #N/A | 88 | #N/A | #N/A | #N/A | #N/A | 0.1016% | 1 | 50% | 0% | 0% | 0% | 8.2745 | 0 | 0 | 0 | 8.2745 | #N/A
2007-04-22 08:00 | 4 | 22 | 8 | 112.2918 | 2672 | 53.96 | 57.02 | 1002 | 53.96 | 0 | 950.4672 | Cooling | 158.4112 | #N/A | #N/A | #N/A | #N/A | 0 | 0 | 0 | 0 | 0 | 950.4672 | #N/A | #N/A | 88 | #N/A | #N/A | #N/A | #N/A | 0.528% | 1 | 50% | 0% | 0% | 0% | 8.2745 | 0 | 0 | 0 | 8.2745 | #N/A
2007-04-22 09:00 | 4 | 22 | 9 | 112.3335 | 2673 | 55.94 | 57.02 | 1002 | 55.94 | 0 | 1786.6039 | Cooling | 297.7673 | #N/A | #N/A | #N/A | #N/A | 0 | 0 | 0 | 0 | 0 | 1786.6039 | #N/A | #N/A | 88 | #N/A | #N/A | #N/A | #N/A | 0.9926% | 1 | 50% | 0% | 0% | 0% | 8.2745 | 0 | 0 | 0 | 8.2745 | #N/A
2007-04-22 10:00 | 4 | 22 | 10 | 112.3752 | 2674 | 59 | 55.94 | 1002 | 59 | 0 | 2090.5359 | Cooling | 348.4227 | #N/A | #N/A | #N/A | #N/A | 0 | 0 | 0 | 0 | 0 | 2090.5359 | #N/A | #N/A | 88 | #N/A | #N/A | #N/A | #N/A | 1.161% | 1 | 50% | 0% | 0% | 0% | 8.2745 | 0 | 0 | 0 | 8.2745 | #N/A
2007-04-22 11:00 | 4 | 22 | 11 | 112.4168 | 2675 | 59 | 57.02 | 1001 | 59 | 0 | 2595.691 | Cooling | 432.6152 | #N/A | #N/A | #N/A | #N/A | 0 | 0 | 0 | 0 | 0 | 2595.691 | #N/A | #N/A | 88 | #N/A | #N/A | #N/A | #N/A | 1.442% | 1 | 50% | 0% | 0% | 0% | 8.2745 | 0 | 0 | 0 | 8.2745 | #N/A
2007-04-22 12:00 | 4 | 22 | 12 | 112.4585 | 2676 | 66.92 | 59 | 1001 | 66.92 | 0 | 1864.3644 | Cooling | 310.7274 | #N/A | #N/A | #N/A | #N/A | 0 | 0 | 0 | 0 | 0 | 1864.3644 | #N/A | #N/A | 88 | #N/A | #N/A | #N/A | #N/A | 1.036% | 1 | 50% | 0% | 0% | 0% | 8.2745 | 0 | 0 | 0 | 8.2745 | #N/A
2007-04-22 13:00 | 4 | 22 | 13 | 112.5002 | 2677 | 69.08 | 60.08 | 1001 | 69.08 | 0 | 2184.0258 | Cooling | 364.0043 | #N/A | #N/A | #N/A | #N/A | 0 | 0 | 0 | 0 | 0 | 2184.0258 | #N/A | #N/A | 88 | #N/A | #N/A | #N/A | #N/A | 1.213% | 1 | 50% | 0% | 0% | 0% | 8.2745 | 0 | 0 | 0 | 8.2745 | #N/A
2007-04-22 14:00 | 4 | 22 | 14 | 112.5418 | 2678 | 69.08 | 60.08 | 1000 | 69.08 | 0 | 2343.6618 | Cooling | 390.6103 | #N/A | #N/A | #N/A | #N/A | 0 | 0 | 0 | 0 | 0 | 2343.6618 | #N/A | #N/A | 88 | #N/A | #N/A | #N/A | #N/A | 1.302% | 1 | 50% | 0% | 0% | 0% | 8.2745 | 0 | 0 | 0 | 8.2745 | #N/A
2007-04-22 15:00 | 4 | 22 | 15 | 112.5835 | 2679 | 62.96 | 59 | 1000 | 62.96 | 0 | 2405.0225 | Cooling | 400.8371 | #N/A | #N/A | #N/A | #N/A | 0 | 0 | 0 | 0 | 0 | 2405.0225 | #N/A | #N/A | 88 | #N/A | #N/A | #N/A | #N/A | 1.336% | 1 | 50% | 0% | 0% | 0% | 8.2745 | 0 | 0 | 0 | 8.2745 | #N/A
2007-04-22 16:00 | 4 | 22 | 16 | 112.6252 | 2680 | 62.96 | 59 | 1000 | 62.96 | 0 | 2494.4762 | Cooling | 415.746 | #N/A | #N/A | #N/A | #N/A | 0 | 0 | 0 | 0 | 0 | 2494.4762 | #N/A | #N/A | 88 | #N/A | #N/A | #N/A | #N/A | 1.386% | 1 | 50% | 0% | 0% | 0% | 8.2745 | 0 | 0 | 0 | 8.2745 | #N/A
2007-04-22 17:00 | 4 | 22 | 17 | 112.6668 | 2681 | 62.96 | 60.08 | 1000 | 62.96 | 0 | 2473.971 | Cooling | 412.3285 | #N/A | #N/A | #N/A | #N/A | 0 | 0 | 0 | 0 | 0 | 2473.971 | #N/A | #N/A | 88 | #N/A | #N/A | #N/A | #N/A | 1.374% | 1 | 50% | 0% | 0% | 0% | 8.2745 | 0 | 0 | 0 | 8.2745 | #N/A
2007-04-22 18:00 | 4 | 22 | 18 | 112.7085 | 2682 | 59 | 57.92 | 1000 | 59 | 0 | 2268.9802 | Cooling | 378.1634 | #N/A | #N/A | #N/A | #N/A | 0 | 0 | 0 | 0 | 0 | 2268.9802 | #N/A | #N/A | 88 | #N/A | #N/A | #N/A | #N/A | 1.261% | 1 | 50% | 0% | 0% | 0% | 8.2745 | 0 | 0 | 0 | 8.2745 | #N/A
2007-04-22 19:00 | 4 | 22 | 19 | 112.7502 | 2683 | 57.92 | 57.92 | 1000 | 57.92 | 0 | 2575.0406 | Cooling | 429.1734 | #N/A | #N/A | #N/A | #N/A | 0 | 0 | 0 | 0 | 0 | 2575.0406 | #N/A | #N/A | 88 | #N/A | #N/A | #N/A | #N/A | 1.431% | 1 | 50% | 0% | 0% | 0% | 8.2745 | 0 | 0 | 0 | 8.2745 | #N/A
2007-04-22 20:00 | 4 | 22 | 20 | 112.7918 | 2684 | 57.92 | 57.92 | 1001 | 57.92 | 0 | 2020.6892 | Cooling | 336.7815 | #N/A | #N/A | #N/A | #N/A | 0 | 0 | 0 | 0 | 0 | 2020.6892 | #N/A | #N/A | 88 | #N/A | #N/A | #N/A | #N/A | 1.123% | 1 | 50% | 0% | 0% | 0% | 8.2745 | 0 | 0 | 0 | 8.2745 | #N/A
2007-04-22 21:00 | 4 | 22 | 21 | 112.8335 | 2685 | 55.94 | 57.02 | 1001 | 55.94 | 0 | 1642.7149 | Cooling | 273.7858 | #N/A | #N/A | #N/A | #N/A | 0 | 0 | 0 | 0 | 0 | 1642.7149 | #N/A | #N/A | 88 | #N/A | #N/A | #N/A | #N/A | 0.9126% | 1 | 50% | 0% | 0% | 0% | 8.2745 | 0 | 0 | 0 | 8.2745 | #N/A
2007-04-22 22:00 | 4 | 22 | 22 | 112.8752 | 2686 | 55.94 | 57.02 | 1001 | 55.94 | 0 | 32.5094 | Cooling | 5.4182 | #N/A | #N/A | #N/A | #N/A | 0 | 0 | 0 | 0 | 0 | 32.5094 | #N/A | #N/A | 88 | #N/A | #N/A | #N/A | #N/A | 0.01806% | 1 | 50% | 0% | 0% | 0% | 8.2745 | 0 | 0 | 0 | 8.2745 | #N/A
2007-04-22 23:00 | 4 | 22 | 23 | 112.9168 | 2687 | 55.94 | 57.92 | 1002 | 55.94 | 0 | 118.4012 | Cooling | 19.7335 | #N/A | #N/A | #N/A | #N/A | 0 | 0 | 0 | 0 | 0 | 118.4012 | #N/A | #N/A | 88 | #N/A | #N/A | #N/A | #N/A | 0.06578% | 1 | 50% | 0% | 0% | 0% | 8.2745 | 0 | 0 | 0 | 8.2745 | #N/A
2007-04-23 | 4 | 23 | 0 | 112.9585 | 2688 | 51.08 | 57.92 | 1002 | 51.08 | 0 | 96.4093 | Cooling | 16.0682 | #N/A | #N/A | #N/A | #N/A | 0 | 0 | 0 | 0 | 0 | 96.4093 | #N/A | #N/A | 88 | #N/A | #N/A | #N/A | #N/A | 0.05356% | 1 | 50% | 0% | 0% | 0% | 8.2745 | 0 | 0 | 0 | 8.2745 | #N/A
2007-04-23 01:00 | 4 | 23 | 1 | 113.0002 | 2689 | 48.92 | 57.02 | 1002 | 48.92 | 0 | 81.6605 | Cooling | 13.6101 | #N/A | #N/A | #N/A | #N/A | 0 | 0 | 0 | 0 | 0 | 81.6605 | #N/A | #N/A | 88 | #N/A | #N/A | #N/A | #N/A | 0.04537% | 1 | 50% | 0% | 0% | 0% | 8.2745 | 0 | 0 | 0 | 8.2745 | #N/A
2007-04-23 02:00 | 4 | 23 | 2 | 113.0418 | 2690 | 48.02 | 57.02 | 1002 | 48.02 | 0 | 71.7642 | Cooling | 11.9607 | #N/A | #N/A | #N/A | #N/A | 0 | 0 | 0 | 0 | 0 | 71.7642 | #N/A | #N/A | 88 | #N/A | #N/A | #N/A | #N/A | 0.03987% | 1 | 50% | 0% | 0% | 0% | 8.2745 | 0 | 0 | 0 | 8.2745 | #N/A
2007-04-23 03:00 | 4 | 23 | 3 | 113.0835 | 2691 | 46.04 | 55.94 | 1002 | 46.04 | 0 | 60.8546 | Cooling | 10.1424 | #N/A | #N/A | #N/A | #N/A | 0 | 0 | 0 | 0 | 0 | 60.8546 | #N/A | #N/A | 88 | #N/A | #N/A | #N/A | #N/A | 0.03381% | 1 | 50% | 0% | 0% | 0% | 8.2745 | 0 | 0 | 0 | 8.2745 | #N/A
2007-04-23 04:00 | 4 | 23 | 4 | 113.1252 | 2692 | 46.04 | 55.04 | 1002 | 46.04 | 0 | 46.6779 | Cooling | 7.7797 | #N/A | #N/A | #N/A | #N/A | 0 | 0 | 0 | 0 | 0 | 46.6779 | #N/A | #N/A | 88 | #N/A | #N/A | #N/A | #N/A | 0.02593% | 1 | 50% | 0% | 0% | 0% | 8.2745 | 0 | 0 | 0 | 8.2745 | #N/A
2007-04-23 05:00 | 4 | 23 | 5 | 113.1668 | 2693 | 44.96 | 53.96 | 1002 | 44.96 | 0 | 49.4911 | Cooling | 8.2485 | #N/A | #N/A | #N/A | #N/A | 0 | 0 | 0 | 0 | 0 | 49.4911 | #N/A | #N/A | 88 | #N/A | #N/A | #N/A | #N/A | 0.0275% | 1 | 50% | 0% | 0% | 0% | 8.2745 | 0 | 0 | 0 | 8.2745 | #N/A
2007-04-23 06:00 | 4 | 23 | 6 | 113.2085 | 2694 | 44.96 | 55.04 | 1003 | 44.96 | 0 | 390.0844 | Cooling | 65.0141 | #N/A | #N/A | #N/A | #N/A | 0 | 0 | 0 | 0 | 0 | 390.0844 | #N/A | #N/A | 88 | #N/A | #N/A | #N/A | #N/A | 0.2167% | 1 | 50% | 0% | 0% | 0% | 8.2745 | 0 | 0 | 0 | 8.2745 | #N/A
2007-04-23 07:00 | 4 | 23 | 7 | 113.2502 | 2695 | 44.96 | 57.92 | 1003 | 44.96 | 0 | 843.9073 | Cooling | 140.6512 | #N/A | #N/A | #N/A | #N/A | 0 | 0 | 0 | 0 | 0 | 843.9073 | #N/A | #N/A | 88 | #N/A | #N/A | #N/A | #N/A | 0.4688% | 1 | 50% | 0% | 0% | 0% | 8.2745 | 0 | 0 | 0 | 8.2745 | #N/A
2007-04-23 08:00 | 4 | 23 | 8 | 113.2918 | 2696 | 42.98 | 59 | 1003 | 42.98 | 0 | 1759.8251 | Cooling | 293.3042 | #N/A | #N/A | #N/A | #N/A | 0 | 0 | 0 | 0 | 0 | 1759.8251 | #N/A | #N/A | 88 | #N/A | #N/A | #N/A | #N/A | 0.9777% | 1 | 50% | 0% | 0% | 0% | 8.2745 | 0 | 0 | 0 | 8.2745 | #N/A
2007-04-23 09:00 | 4 | 23 | 9 | 113.3335 | 2697 | 44.06 | 60.08 | 1003 | 44.06 | 0 | 2327.6979 | Cooling | 387.9496 | #N/A | #N/A | #N/A | #N/A | 0 | 0 | 0 | 0 | 0 | 2327.6979 | #N/A | #N/A | 88 | #N/A | #N/A | #N/A | #N/A | 1.293% | 1 | 50% | 0% | 0% | 0% | 8.2745 | 0 | 0 | 0 | 8.2745 | #N/A
2007-04-23 10:00 | 4 | 23 | 10 | 113.3752 | 2698 | 44.96 | 59 | 1003 | 44.96 | 0 | 2846.1407 | Cooling | 474.3568 | #N/A | #N/A | #N/A | #N/A | 0 | 0 | 0 | 0 | 0 | 2846.1407 | #N/A | #N/A | 88 | #N/A | #N/A | #N/A | #N/A | 1.581% | 1 | 50% | 0% | 0% | 0% | 8.2745 | 0 | 0 | 0 | 8.2745 | #N/A
2007-04-23 11:00 | 4 | 23 | 11 | 113.4168 | 2699 | 44.96 | 59 | 1002 | 44.96 | 0 | 2626.127 | Cooling | 437.6878 | #N/A | #N/A | #N/A | #N/A | 0 | 0 | 0 | 0 | 0 | 2626.127 | #N/A | #N/A | 88 | #N/A | #N/A | #N/A | #N/A | 1.459% | 1 | 50% | 0% | 0% | 0% | 8.2745 | 0 | 0 | 0 | 8.2745 | #N/A
2007-04-23 12:00 | 4 | 23 | 12 | 113.4585 | 2700 | 48.02 | 60.98 | 1002 | 48.02 | 0 | 2374.6928 | Cooling | 395.7821 | #N/A | #N/A | #N/A | #N/A | 0 | 0 | 0 | 0 | 0 | 2374.6928 | #N/A | #N/A | 88 | #N/A | #N/A | #N/A | #N/A | 1.319% | 1 | 50% | 0% | 0% | 0% | 8.2745 | 0 | 0 | 0 | 8.2745 | #N/A
2007-04-23 13:00 | 4 | 23 | 13 | 113.5002 | 2701 | 53.06 | 60.98 | 1001 | 53.06 | 0 | 2494.0699 | Cooling | 415.6783 | #N/A | #N/A | #N/A | #N/A | 0 | 0 | 0 | 0 | 0 | 2494.0699 | #N/A | #N/A | 88 | #N/A | #N/A | #N/A | #N/A | 1.386% | 1 | 50% | 0% | 0% | 0% | 8.2745 | 0 | 0 | 0 | 8.2745 | #N/A
2007-04-23 14:00 | 4 | 23 | 14 | 113.5418 | 2702 | 53.06 | 59 | 1001 | 53.06 | 0 | 2572.0907 | Cooling | 428.6818 | #N/A | #N/A | #N/A | #N/A | 0 | 0 | 0 | 0 | 0 | 2572.0907 | #N/A | #N/A | 88 | #N/A | #N/A | #N/A | #N/A | 1.429% | 1 | 50% | 0% | 0% | 0% | 8.2745 | 0 | 0 | 0 | 8.2745 | #N/A
2007-04-23 15:00 | 4 | 23 | 15 | 113.5835 | 2703 | 50 | 59 | 1000 | 50 | 0 | 2605.4492 | Cooling | 434.2415 | #N/A | #N/A | #N/A | #N/A | 0 | 0 | 0 | 0 | 0 | 2605.4492 | #N/A | #N/A | 88 | #N/A | #N/A | #N/A | #N/A | 1.447% | 1 | 50% | 0% | 0% | 0% | 8.2745 | 0 | 0 | 0 | 8.2745 | #N/A
2007-04-23 16:00 | 4 | 23 | 16 | 113.6252 | 2704 | 48.92 | 60.08 | 1000 | 48.92 | 0 | 2712.5917 | Cooling | 452.0986 | #N/A | #N/A | #N/A | #N/A | 0 | 0 | 0 | 0 | 0 | 2712.5917 | #N/A | #N/A | 88 | #N/A | #N/A | #N/A | #N/A | 1.507% | 1 | 50% | 0% | 0% | 0% | 8.2745 | 0 | 0 | 0 | 8.2745 | #N/A
2007-04-23 17:00 | 4 | 23 | 17 | 113.6668 | 2705 | 48.92 | 57.92 | 1000 | 48.92 | 0 | 2655.0149 | Cooling | 442.5025 | #N/A | #N/A | #N/A | #N/A | 0 | 0 | 0 | 0 | 0 | 2655.0149 | #N/A | #N/A | 88 | #N/A | #N/A | #N/A | #N/A | 1.475% | 1 | 50% | 0% | 0% | 0% | 8.2745 | 0 | 0 | 0 | 8.2745 | #N/A
2007-04-23 18:00 | 4 | 23 | 18 | 113.7085 | 2706 | 46.04 | 57.92 | 1000 | 46.04 | 0 | 2457.7955 | Cooling | 409.6326 | #N/A | #N/A | #N/A | #N/A | 0 | 0 | 0 | 0 | 0 | 2457.7955 | #N/A | #N/A | 88 | #N/A | #N/A | #N/A | #N/A | 1.365% | 1 | 50% | 0% | 0% | 0% | 8.2745 | 0 | 0 | 0 | 8.2745 | #N/A
2007-04-23 19:00 | 4 | 23 | 19 | 113.7502 | 2707 | 44.06 | 57.02 | 1000 | 44.06 | 0 | 2498.6127 | Cooling | 416.4354 | #N/A | #N/A | #N/A | #N/A | 0 | 0 | 0 | 0 | 0 | 2498.6127 | #N/A | #N/A | 88 | #N/A | #N/A | #N/A | #N/A | 1.388% | 1 | 50% | 0% | 0% | 0% | 8.2745 | 0 | 0 | 0 | 8.2745 | #N/A
2007-04-23 20:00 | 4 | 23 | 20 | 113.7918 | 2708 | 44.06 | 59 | 1000 | 44.06 | 0 | 2568.2456 | Cooling | 428.0409 | #N/A | #N/A | #N/A | #N/A | 0 | 0 | 0 | 0 | 0 | 2568.2456 | #N/A | #N/A | 88 | #N/A | #N/A | #N/A | #N/A | 1.427% | 1 | 50% | 0% | 0% | 0% | 8.2745 | 0 | 0 | 0 | 8.2745 | #N/A
2007-04-23 21:00 | 4 | 23 | 21 | 113.8335 | 2709 | 42.98 | 59 | 1000 | 42.98 | 0 | 2135.1363 | Cooling | 355.856 | #N/A | #N/A | #N/A | #N/A | 0 | 0 | 0 | 0 | 0 | 2135.1363 | #N/A | #N/A | 88 | #N/A | #N/A | #N/A | #N/A | 1.186% | 1 | 50% | 0% | 0% | 0% | 8.2745 | 0 | 0 | 0 | 8.2745 | #N/A
2007-04-23 22:00 | 4 | 23 | 22 | 113.8752 | 2710 | 42.98 | 59 | 1000 | 42.98 | 0 | 171.1981 | Cooling | 28.533 | #N/A | #N/A | #N/A | #N/A | 0 | 0 | 0 | 0 | 0 | 171.1981 | #N/A | #N/A | 88 | #N/A | #N/A | #N/A | #N/A | 0.09511% | 1 | 50% | 0% | 0% | 0% | 8.2745 | 0 | 0 | 0 | 8.2745 | #N/A
2007-04-23 23:00 | 4 | 23 | 23 | 113.9168 | 2711 | 42.98 | 59 | 1000 | 42.98 | 0 | 272.2935 | Cooling | 45.3822 | #N/A | #N/A | #N/A | #N/A | 0 | 0 | 0 | 0 | 0 | 272.2935 | #N/A | #N/A | 88 | #N/A | #N/A | #N/A | #N/A | 0.1513% | 1 | 50% | 0% | 0% | 0% | 8.2745 | 0 | 0 | 0 | 8.2745 | #N/A
2007-04-24 | 4 | 24 | 0 | 113.9585 | 2712 | 39.92 | 59 | 1001 | 39.92 | 0 | 248.2912 | Cooling | 41.3819 | #N/A | #N/A | #N/A | #N/A | 0 | 0 | 0 | 0 | 0 | 248.2912 | #N/A | #N/A | 88 | #N/A | #N/A | #N/A | #N/A | 0.1379% | 1 | 50% | 0% | 0% | 0% | 8.2745 | 0 | 0 | 0 | 8.2745 | #N/A
2007-04-24 01:00 | 4 | 24 | 1 | 114.0002 | 2713 | 39.02 | 57.92 | 1000 | 39.02 | 0 | 219.2111 | Cooling | 36.5352 | #N/A | #N/A | #N/A | #N/A | 0 | 0 | 0 | 0 | 0 | 219.2111 | #N/A | #N/A | 88 | #N/A | #N/A | #N/A | #N/A | 0.1218% | 1 | 50% | 0% | 0% | 0% | 8.2745 | 0 | 0 | 0 | 8.2745 | #N/A
2007-04-24 02:00 | 4 | 24 | 2 | 114.0418 | 2714 | 39.02 | 57.02 | 1000 | 39.02 | 0 | 173.1961 | Cooling | 28.866 | #N/A | #N/A | #N/A | #N/A | 0 | 0 | 0 | 0 | 0 | 173.1961 | #N/A | #N/A | 88 | #N/A | #N/A | #N/A | #N/A | 0.09622% | 1 | 50% | 0% | 0% | 0% | 8.2745 | 0 | 0 | 0 | 8.2745 | #N/A
2007-04-24 03:00 | 4 | 24 | 3 | 114.0835 | 2715 | 37.94 | 53.06 | 1000 | 37.94 | 0 | 94.0926 | Cooling | 15.6821 | #N/A | #N/A | #N/A | #N/A | 0 | 0 | 0 | 0 | 0 | 94.0926 | #N/A | #N/A | 88 | #N/A | #N/A | #N/A | #N/A | 0.05227% | 1 | 50% | 0% | 0% | 0% | 8.2745 | 0 | 0 | 0 | 8.2745 | #N/A
2007-04-24 04:00 | 4 | 24 | 4 | 114.1252 | 2716 | 37.04 | 46.04 | 1001 | 37.04 | 0 | 6.9559 | Cooling | 1.1593 | #N/A | #N/A | #N/A | #N/A | 0 | 0 | 0 | 0 | 0 | 6.9559 | #N/A | #N/A | 88 | #N/A | #N/A | #N/A | #N/A | 0.003864% | 1 | 50% | 0% | 0% | 0% | 8.2745 | 0 | 0 | 0 | 8.2745 | #N/A
2007-04-24 05:00 | 4 | 24 | 5 | 114.1668 | 2717 | 37.04 | 41 | 1002 | 37.04 | 0 | 0 | Cooling | 0 | #N/A | #N/A | #N/A | #N/A | 0 | 0 | 0 | 0 | 0 | 0 | #N/A | #N/A | 88 | #N/A | #N/A | #N/A | #N/A | 0% | 1 | 50% | 0% | 0% | 0% | 8.2745 | 0 | 0 | 0 | 8.2745 | #N/A
2007-04-24 06:00 | 4 | 24 | 6 | 114.2085 | 2718 | 37.94 | 39.92 | 1002 | 37.94 | 0 | 17.2672 | Cooling | 2.8779 | #N/A | #N/A | #N/A | #N/A | 0 | 0 | 0 | 0 | 0 | 17.2672 | #N/A | #N/A | 88 | #N/A | #N/A | #N/A | #N/A | 0.009593% | 1 | 50% | 0% | 0% | 0% | 8.2745 | 0 | 0 | 0 | 8.2745 | #N/A
2007-04-24 07:00 | 4 | 24 | 7 | 114.2502 | 2719 | 39.92 | 39.92 | 1003 | 39.92 | 0 | 80.7067 | Cooling | 13.4511 | #N/A | #N/A | #N/A | #N/A | 0 | 0 | 0 | 0 | 0 | 80.7067 | #N/A | #N/A | 88 | #N/A | #N/A | #N/A | #N/A | 0.04484% | 1 | 50% | 0% | 0% | 0% | 8.2745 | 0 | 0 | 0 | 8.2745 | #N/A
2007-04-24 08:00 | 4 | 24 | 8 | 114.2918 | 2720 | 39.92 | 44.06 | 1003 | 39.92 | 0 | 276.5023 | Cooling | 46.0837 | #N/A | #N/A | #N/A | #N/A | 0 | 0 | 0 | 0 | 0 | 276.5023 | #N/A | #N/A | 88 | #N/A | #N/A | #N/A | #N/A | 0.1536% | 1 | 50% | 0% | 0% | 0% | 8.2745 | 0 | 0 | 0 | 8.2745 | #N/A
2007-04-24 09:00 | 4 | 24 | 9 | 114.3335 | 2721 | 44.96 | 46.04 | 1003 | 44.96 | 0 | 476.009 | Cooling | 79.3348 | #N/A | #N/A | #N/A | #N/A | 0 | 0 | 0 | 0 | 0 | 476.009 | #N/A | #N/A | 88 | #N/A | #N/A | #N/A | #N/A | 0.2644% | 1 | 50% | 0% | 0% | 0% | 8.2745 | 0 | 0 | 0 | 8.2745 | #N/A
2007-04-24 10:00 | 4 | 24 | 10 | 114.3752 | 2722 | 48.92 | 48.02 | 1003 | 48.92 | 0 | 631.8091 | Cooling | 105.3015 | #N/A | #N/A | #N/A | #N/A | 0 | 0 | 0 | 0 | 0 | 631.8091 | #N/A | #N/A | 88 | #N/A | #N/A | #N/A | #N/A | 0.351% | 1 | 50% | 0% | 0% | 0% | 8.2745 | 0 | 0 | 0 | 8.2745 | #N/A
2007-04-24 11:00 | 4 | 24 | 11 | 114.4168 | 2723 | 48.92 | 48.92 | 1002 | 48.92 | 0 | 761.3968 | Cooling | 126.8995 | #N/A | #N/A | #N/A | #N/A | 0 | 0 | 0 | 0 | 0 | 761.3968 | #N/A | #N/A | 88 | #N/A | #N/A | #N/A | #N/A | 0.423% | 1 | 50% | 0% | 0% | 0% | 8.2745 | 0 | 0 | 0 | 8.2745 | #N/A
2007-04-24 12:00 | 4 | 24 | 12 | 114.4585 | 2724 | 53.96 | 48.02 | 1001 | 53.96 | 0 | 890.3816 | Cooling | 148.3969 | #N/A | #N/A | #N/A | #N/A | 0 | 0 | 0 | 0 | 0 | 890.3816 | #N/A | #N/A | 88 | #N/A | #N/A | #N/A | #N/A | 0.4947% | 1 | 50% | 0% | 0% | 0% | 8.2745 | 0 | 0 | 0 | 8.2745 | #N/A
2007-04-24 13:00 | 4 | 24 | 13 | 114.5002 | 2725 | 57.02 | 50 | 1000 | 57.02 | 0 | 1023.9047 | Cooling | 170.6508 | #N/A | #N/A | #N/A | #N/A | 0 | 0 | 0 | 0 | 0 | 1023.9047 | #N/A | #N/A | 88 | #N/A | #N/A | #N/A | #N/A | 0.5688% | 1 | 50% | 0% | 0% | 0% | 8.2745 | 0 | 0 | 0 | 8.2745 | #N/A
2007-04-24 14:00 | 4 | 24 | 14 | 114.5418 | 2726 | 57.02 | 51.08 | 999 | 57.02 | 0 | 1389.8258 | Cooling | 231.6376 | #N/A | #N/A | #N/A | #N/A | 0 | 0 | 0 | 0 | 0 | 1389.8258 | #N/A | #N/A | 88 | #N/A | #N/A | #N/A | #N/A | 0.7721% | 1 | 50% | 0% | 0% | 0% | 8.2745 | 0 | 0 | 0 | 8.2745 | #N/A
2007-04-24 15:00 | 4 | 24 | 15 | 114.5835 | 2727 | 57.02 | 51.98 | 998 | 57.02 | 0 | 1924.1904 | Cooling | 320.6984 | #N/A | #N/A | #N/A | #N/A | 0 | 0 | 0 | 0 | 0 | 1924.1904 | #N/A | #N/A | 88 | #N/A | #N/A | #N/A | #N/A | 1.069% | 1 | 50% | 0% | 0% | 0% | 8.2745 | 0 | 0 | 0 | 8.2745 | #N/A
2007-04-24 16:00 | 4 | 24 | 16 | 114.6252 | 2728 | 57.92 | 51.08 | 998 | 57.92 | 0 | 1853.1254 | Cooling | 308.8542 | #N/A | #N/A | #N/A | #N/A | 0 | 0 | 0 | 0 | 0 | 1853.1254 | #N/A | #N/A | 88 | #N/A | #N/A | #N/A | #N/A | 1.03% | 1 | 50% | 0% | 0% | 0% | 8.2745 | 0 | 0 | 0 | 8.2745 | #N/A
2007-04-24 17:00 | 4 | 24 | 17 | 114.6668 | 2729 | 57.92 | 51.98 | 997 | 57.92 | 0 | 1607.3181 | Cooling | 267.8864 | #N/A | #N/A | #N/A | #N/A | 0 | 0 | 0 | 0 | 0 | 1607.3181 | #N/A | #N/A | 88 | #N/A | #N/A | #N/A | #N/A | 0.893% | 1 | 50% | 0% | 0% | 0% | 8.2745 | 0 | 0 | 0 | 8.2745 | #N/A
2007-04-24 18:00 | 4 | 24 | 18 | 114.7085 | 2730 | 55.04 | 51.08 | 997 | 55.04 | 0 | 1154.3121 | Cooling | 192.3853 | #N/A | #N/A | #N/A | #N/A | 0 | 0 | 0 | 0 | 0 | 1154.3121 | #N/A | #N/A | 88 | #N/A | #N/A | #N/A | #N/A | 0.6413% | 1 | 50% | 0% | 0% | 0% | 8.2745 | 0 | 0 | 0 | 8.2745 | #N/A
2007-04-24 19:00 | 4 | 24 | 19 | 114.7502 | 2731 | 51.98 | 50 | 997 | 51.98 | 0 | 722.746 | Cooling | 120.4577 | #N/A | #N/A | #N/A | #N/A | 0 | 0 | 0 | 0 | 0 | 722.746 | #N/A | #N/A | 88 | #N/A | #N/A | #N/A | #N/A | 0.4015% | 1 | 50% | 0% | 0% | 0% | 8.2745 | 0 | 0 | 0 | 8.2745 | #N/A
2007-04-24 20:00 | 4 | 24 | 20 | 114.7918 | 2732 | 51.98 | 50 | 998 | 51.98 | 0 | 521.3497 | Cooling | 86.8916 | #N/A | #N/A | #N/A | #N/A | 0 | 0 | 0 | 0 | 0 | 521.3497 | #N/A | #N/A | 88 | #N/A | #N/A | #N/A | #N/A | 0.2896% | 1 | 50% | 0% | 0% | 0% | 8.2745 | 0 | 0 | 0 | 8.2745 | #N/A
2007-04-24 21:00 | 4 | 24 | 21 | 114.8335 | 2733 | 46.94 | 48.92 | 997 | 46.94 | 0 | 332.4342 | Cooling | 55.4057 | #N/A | #N/A | #N/A | #N/A | 0 | 0 | 0 | 0 | 0 | 332.4342 | #N/A | #N/A | 88 | #N/A | #N/A | #N/A | #N/A | 0.1847% | 1 | 50% | 0% | 0% | 0% | 8.2745 | 0 | 0 | 0 | 8.2745 | #N/A
2007-04-24 22:00 | 4 | 24 | 22 | 114.8752 | 2734 | 44.96 | 48.92 | 997 | 44.96 | 0 | 0 | Cooling | 0 | #N/A | #N/A | #N/A | #N/A | 0 | 0 | 0 | 0 | 0 | 0 | #N/A | #N/A | 88 | #N/A | #N/A | #N/A | #N/A | 0% | 1 | 50% | 0% | 0% | 0% | 8.2745 | 0 | 0 | 0 | 8.2745 | #N/A
2007-04-24 23:00 | 4 | 24 | 23 | 114.9168 | 2735 | 44.96 | 51.08 | 997 | 44.96 | 0 | 13.6134 | Cooling | 2.2689 | #N/A | #N/A | #N/A | #N/A | 0 | 0 | 0 | 0 | 0 | 13.6134 | #N/A | #N/A | 88 | #N/A | #N/A | #N/A | #N/A | 0.007563% | 1 | 50% | 0% | 0% | 0% | 8.2745 | 0 | 0 | 0 | 8.2745 | #N/A
2007-04-25 | 4 | 25 | 0 | 114.9585 | 2736 | 41 | 51.08 | 996 | 41 | 0 | 29.2996 | Cooling | 4.8833 | #N/A | #N/A | #N/A | #N/A | 0 | 0 | 0 | 0 | 0 | 29.2996 | #N/A | #N/A | 88 | #N/A | #N/A | #N/A | #N/A | 0.01628% | 1 | 50% | 0% | 0% | 0% | 8.2745 | 0 | 0 | 0 | 8.2745 | #N/A
2007-04-25 01:00 | 4 | 25 | 1 | 115.0002 | 2737 | 39.92 | 50 | 995 | 39.92 | 0 | 12.1539 | Cooling | 2.0256 | #N/A | #N/A | #N/A | #N/A | 0 | 0 | 0 | 0 | 0 | 12.1539 | #N/A | #N/A | 88 | #N/A | #N/A | #N/A | #N/A | 0.006752% | 1 | 50% | 0% | 0% | 0% | 8.2745 | 0 | 0 | 0 | 8.2745 | #N/A
2007-04-25 02:00 | 4 | 25 | 2 | 115.0418 | 2738 | 39.92 | 48.92 | 995 | 39.92 | 0 | 0 | Cooling | 0 | #N/A | #N/A | #N/A | #N/A | 0 | 0 | 0 | 0 | 0 | 0 | #N/A | #N/A | 88 | #N/A | #N/A | #N/A | #N/A | 0% | 1 | 50% | 0% | 0% | 0% | 8.2745 | 0 | 0 | 0 | 8.2745 | #N/A
2007-04-25 03:00 | 4 | 25 | 3 | 115.0835 | 2739 | 33.98 | 48.02 | 994 | 33.98 | 0 | 0.0099873 | Cooling | 0.0016646 | #N/A | #N/A | #N/A | #N/A | 0 | 0 | 0 | 0 | 0 | 0.0099873 | #N/A | #N/A | 88 | #N/A | #N/A | #N/A | #N/A | 5.549e-06% | 1 | 50% | 0% | 0% | 0% | 8.2745 | 0 | 0 | 0 | 8.2745 | #N/A
2007-04-25 04:00 | 4 | 25 | 4 | 115.1252 | 2740 | 32 | 50 | 994 | 32 | 0 | 0.98152 | Cooling | 0.16359 | #N/A | #N/A | #N/A | #N/A | 0 | 0 | 0 | 0 | 0 | 0.98152 | #N/A | #N/A | 88 | #N/A | #N/A | #N/A | #N/A | 0.0005453% | 1 | 50% | 0% | 0% | 0% | 8.2745 | 0 | 0 | 0 | 8.2745 | #N/A
2007-04-25 05:00 | 4 | 25 | 5 | 115.1668 | 2741 | 32 | 50 | 994 | 32 | 0 | 4.7172 | Cooling | 0.7862 | #N/A | #N/A | #N/A | #N/A | 0 | 0 | 0 | 0 | 0 | 4.7172 | #N/A | #N/A | 88 | #N/A | #N/A | #N/A | #N/A | 0.002621% | 1 | 50% | 0% | 0% | 0% | 8.2745 | 0 | 0 | 0 | 8.2745 | #N/A
2007-04-25 06:00 | 4 | 25 | 6 | 115.2085 | 2742 | 33.98 | 51.08 | 994 | 33.98 | 0 | 63.9939 | Cooling | 10.6656 | #N/A | #N/A | #N/A | #N/A | 0 | 0 | 0 | 0 | 0 | 63.9939 | #N/A | #N/A | 88 | #N/A | #N/A | #N/A | #N/A | 0.03555% | 1 | 50% | 0% | 0% | 0% | 8.2745 | 0 | 0 | 0 | 8.2745 | #N/A
2007-04-25 07:00 | 4 | 25 | 7 | 115.2502 | 2743 | 42.08 | 51.08 | 994 | 42.08 | 0 | 121.8927 | Cooling | 20.3155 | #N/A | #N/A | #N/A | #N/A | 0 | 0 | 0 | 0 | 0 | 121.8927 | #N/A | #N/A | 88 | #N/A | #N/A | #N/A | #N/A | 0.06772% | 1 | 50% | 0% | 0% | 0% | 8.2745 | 0 | 0 | 0 | 8.2745 | #N/A
2007-04-25 08:00 | 4 | 25 | 8 | 115.2918 | 2744 | 42.08 | 51.98 | 994 | 42.08 | 0 | 240.1345 | Cooling | 40.0224 | #N/A | #N/A | #N/A | #N/A | 0 | 0 | 0 | 0 | 0 | 240.1345 | #N/A | #N/A | 88 | #N/A | #N/A | #N/A | #N/A | 0.1334% | 1 | 50% | 0% | 0% | 0% | 8.2745 | 0 | 0 | 0 | 8.2745 | #N/A
2007-04-25 09:00 | 4 | 25 | 9 | 115.3335 | 2745 | 46.94 | 53.06 | 994 | 46.94 | 0 | 342.3085 | Cooling | 57.0514 | #N/A | #N/A | #N/A | #N/A | 0 | 0 | 0 | 0 | 0 | 342.3085 | #N/A | #N/A | 88 | #N/A | #N/A | #N/A | #N/A | 0.1902% | 1 | 50% | 0% | 0% | 0% | 8.2745 | 0 | 0 | 0 | 8.2745 | #N/A
2007-04-25 10:00 | 4 | 25 | 10 | 115.3752 | 2746 | 51.08 | 53.06 | 994 | 51.08 | 0 | 433.7905 | Cooling | 72.2984 | #N/A | #N/A | #N/A | #N/A | 0 | 0 | 0 | 0 | 0 | 433.7905 | #N/A | #N/A | 88 | #N/A | #N/A | #N/A | #N/A | 0.241% | 1 | 50% | 0% | 0% | 0% | 8.2745 | 0 | 0 | 0 | 8.2745 | #N/A
2007-04-25 11:00 | 4 | 25 | 11 | 115.4168 | 2747 | 51.08 | 55.94 | 994 | 51.08 | 0 | 744.1165 | Cooling | 124.0194 | #N/A | #N/A | #N/A | #N/A | 0 | 0 | 0 | 0 | 0 | 744.1165 | #N/A | #N/A | 88 | #N/A | #N/A | #N/A | #N/A | 0.4134% | 1 | 50% | 0% | 0% | 0% | 8.2745 | 0 | 0 | 0 | 8.2745 | #N/A
2007-04-25 12:00 | 4 | 25 | 12 | 115.4585 | 2748 | 57.02 | 55.94 | 994 | 57.02 | 0 | 964.7475 | Cooling | 160.7913 | #N/A | #N/A | #N/A | #N/A | 0 | 0 | 0 | 0 | 0 | 964.7475 | #N/A | #N/A | 88 | #N/A | #N/A | #N/A | #N/A | 0.536% | 1 | 50% | 0% | 0% | 0% | 8.2745 | 0 | 0 | 0 | 8.2745 | #N/A
2007-04-25 13:00 | 4 | 25 | 13 | 115.5002 | 2749 | 59 | 57.02 | 994 | 59 | 0 | 1108.4919 | Cooling | 184.7486 | #N/A | #N/A | #N/A | #N/A | 0 | 0 | 0 | 0 | 0 | 1108.4919 | #N/A | #N/A | 88 | #N/A | #N/A | #N/A | #N/A | 0.6158% | 1 | 50% | 0% | 0% | 0% | 8.2745 | 0 | 0 | 0 | 8.2745 | #N/A
2007-04-25 14:00 | 4 | 25 | 14 | 115.5418 | 2750 | 59 | 57.92 | 994 | 59 | 0 | 1359.6583 | Cooling | 226.6097 | #N/A | #N/A | #N/A | #N/A | 0 | 0 | 0 | 0 | 0 | 1359.6583 | #N/A | #N/A | 88 | #N/A | #N/A | #N/A | #N/A | 0.7554% | 1 | 50% | 0% | 0% | 0% | 8.2745 | 0 | 0 | 0 | 8.2745 | #N/A
2007-04-25 15:00 | 4 | 25 | 15 | 115.5835 | 2751 | 62.06 | 57.92 | 994 | 62.06 | 0 | 1537.8976 | Cooling | 256.3163 | #N/A | #N/A | #N/A | #N/A | 0 | 0 | 0 | 0 | 0 | 1537.8976 | #N/A | #N/A | 88 | #N/A | #N/A | #N/A | #N/A | 0.8544% | 1 | 50% | 0% | 0% | 0% | 8.2745 | 0 | 0 | 0 | 8.2745 | #N/A
2007-04-25 16:00 | 4 | 25 | 16 | 115.6252 | 2752 | 62.96 | 57.92 | 994 | 62.96 | 0 | 1662.0631 | Cooling | 277.0105 | #N/A | #N/A | #N/A | #N/A | 0 | 0 | 0 | 0 | 0 | 1662.0631 | #N/A | #N/A | 88 | #N/A | #N/A | #N/A | #N/A | 0.9234% | 1 | 50% | 0% | 0% | 0% | 8.2745 | 0 | 0 | 0 | 8.2745 | #N/A
2007-04-25 17:00 | 4 | 25 | 17 | 115.6668 | 2753 | 62.96 | 57.02 | 994 | 62.96 | 0 | 1581.2016 | Cooling | 263.5336 | #N/A | #N/A | #N/A | #N/A | 0 | 0 | 0 | 0 | 0 | 1581.2016 | #N/A | #N/A | 88 | #N/A | #N/A | #N/A | #N/A | 0.8784% | 1 | 50% | 0% | 0% | 0% | 8.2745 | 0 | 0 | 0 | 8.2745 | #N/A
2007-04-25 18:00 | 4 | 25 | 18 | 115.7085 | 2754 | 62.06 | 55.94 | 994 | 62.06 | 0 | 1345.7785 | Cooling | 224.2964 | #N/A | #N/A | #N/A | #N/A | 0 | 0 | 0 | 0 | 0 | 1345.7785 | #N/A | #N/A | 88 | #N/A | #N/A | #N/A | #N/A | 0.7477% | 1 | 50% | 0% | 0% | 0% | 8.2745 | 0 | 0 | 0 | 8.2745 | #N/A
2007-04-25 19:00 | 4 | 25 | 19 | 115.7502 | 2755 | 62.06 | 53.96 | 995 | 62.06 | 0 | 961.7925 | Cooling | 160.2987 | #N/A | #N/A | #N/A | #N/A | 0 | 0 | 0 | 0 | 0 | 961.7925 | #N/A | #N/A | 88 | #N/A | #N/A | #N/A | #N/A | 0.5343% | 1 | 50% | 0% | 0% | 0% | 8.2745 | 0 | 0 | 0 | 8.2745 | #N/A
2007-04-25 20:00 | 4 | 25 | 20 | 115.7918 | 2756 | 62.06 | 55.04 | 995 | 62.06 | 0 | 751.781 | Cooling | 125.2968 | #N/A | #N/A | #N/A | #N/A | 0 | 0 | 0 | 0 | 0 | 751.781 | #N/A | #N/A | 88 | #N/A | #N/A | #N/A | #N/A | 0.4177% | 1 | 50% | 0% | 0% | 0% | 8.2745 | 0 | 0 | 0 | 8.2745 | #N/A
2007-04-25 21:00 | 4 | 25 | 21 | 115.8335 | 2757 | 57.92 | 53.06 | 996 | 57.92 | 0 | 544.0426 | Cooling | 90.6738 | #N/A | #N/A | #N/A | #N/A | 0 | 0 | 0 | 0 | 0 | 544.0426 | #N/A | #N/A | 88 | #N/A | #N/A | #N/A | #N/A | 0.3022% | 1 | 50% | 0% | 0% | 0% | 8.2745 | 0 | 0 | 0 | 8.2745 | #N/A
2007-04-25 22:00 | 4 | 25 | 22 | 115.8752 | 2758 | 51.98 | 51.08 | 996 | 51.98 | 0 | 15.3177 | Cooling | 2.5529 | #N/A | #N/A | #N/A | #N/A | 0 | 0 | 0 | 0 | 0 | 15.3177 | #N/A | #N/A | 88 | #N/A | #N/A | #N/A | #N/A | 0.00851% | 1 | 50% | 0% | 0% | 0% | 8.2745 | 0 | 0 | 0 | 8.2745 | #N/A
2007-04-25 23:00 | 4 | 25 | 23 | 115.9168 | 2759 | 51.98 | 48.92 | 996 | 51.98 | 0 | 4.0223 | Cooling | 0.67038 | #N/A | #N/A | #N/A | #N/A | 0 | 0 | 0 | 0 | 0 | 4.0223 | #N/A | #N/A | 88 | #N/A | #N/A | #N/A | #N/A | 0.002235% | 1 | 50% | 0% | 0% | 0% | 8.2745 | 0 | 0 | 0 | 8.2745 | #N/A
2007-04-26 | 4 | 26 | 0 | 115.9585 | 2760 | 44.96 | 48.92 | 997 | 44.96 | 0 | 0.0082209 | Cooling | 0.0013701 | #N/A | #N/A | #N/A | #N/A | 0 | 0 | 0 | 0 | 0 | 0.0082209 | #N/A | #N/A | 88 | #N/A | #N/A | #N/A | #N/A | 4.567e-06% | 1 | 50% | 0% | 0% | 0% | 8.2745 | 0 | 0 | 0 | 8.2745 | #N/A
2007-04-26 01:00 | 4 | 26 | 1 | 116.0002 | 2761 | 44.06 | 48.92 | 997 | 44.06 | 0 | 0.007856 | Cooling | 0.0013093 | #N/A | #N/A | #N/A | #N/A | 0 | 0 | 0 | 0 | 0 | 0.007856 | #N/A | #N/A | 88 | #N/A | #N/A | #N/A | #N/A | 4.364e-06% | 1 | 50% | 0% | 0% | 0% | 8.2745 | 0 | 0 | 0 | 8.2745 | #N/A
2007-04-26 02:00 | 4 | 26 | 2 | 116.0418 | 2762 | 44.06 | 48.02 | 996 | 44.06 | 0 | 0.017879 | Cooling | 0.0029798 | #N/A | #N/A | #N/A | #N/A | 0 | 0 | 0 | 0 | 0 | 0.017879 | #N/A | #N/A | 88 | #N/A | #N/A | #N/A | #N/A | 9.933e-06% | 1 | 50% | 0% | 0% | 0% | 8.2745 | 0 | 0 | 0 | 8.2745 | #N/A
2007-04-26 03:00 | 4 | 26 | 3 | 116.0835 | 2763 | 44.06 | 48.02 | 996 | 44.06 | 0 | 0.021371 | Cooling | 0.0035619 | #N/A | #N/A | #N/A | #N/A | 0 | 0 | 0 | 0 | 0 | 0.021371 | #N/A | #N/A | 88 | #N/A | #N/A | #N/A | #N/A | 1.187e-05% | 1 | 50% | 0% | 0% | 0% | 8.2745 | 0 | 0 | 0 | 8.2745 | #N/A
2007-04-26 04:00 | 4 | 26 | 4 | 116.1252 | 2764 | 42.98 | 48.92 | 997 | 42.98 | 0 | 0.0065701 | Cooling | 0.001095 | #N/A | #N/A | #N/A | #N/A | 0 | 0 | 0 | 0 | 0 | 0.0065701 | #N/A | #N/A | 88 | #N/A | #N/A | #N/A | #N/A | 3.65e-06% | 1 | 50% | 0% | 0% | 0% | 8.2745 | 0 | 0 | 0 | 8.2745 | #N/A
2007-04-26 05:00 | 4 | 26 | 5 | 116.1668 | 2765 | 42.98 | 48.02 | 997 | 42.98 | 0 | 0.01624 | Cooling | 0.0027067 | #N/A | #N/A | #N/A | #N/A | 0 | 0 | 0 | 0 | 0 | 0.01624 | #N/A | #N/A | 88 | #N/A | #N/A | #N/A | #N/A | 9.022e-06% | 1 | 50% | 0% | 0% | 0% | 8.2745 | 0 | 0 | 0 | 8.2745 | #N/A
2007-04-26 06:00 | 4 | 26 | 6 | 116.2085 | 2766 | 42.98 | 46.94 | 998 | 42.98 | 0 | 0.10278 | Cooling | 0.01713 | #N/A | #N/A | #N/A | #N/A | 0 | 0 | 0 | 0 | 0 | 0.10278 | #N/A | #N/A | 88 | #N/A | #N/A | #N/A | #N/A | 5.71e-05% | 1 | 50% | 0% | 0% | 0% | 8.2745 | 0 | 0 | 0 | 8.2745 | #N/A
2007-04-26 07:00 | 4 | 26 | 7 | 116.2502 | 2767 | 42.98 | 50 | 998 | 42.98 | 0 | 5.368 | Cooling | 0.89466 | #N/A | #N/A | #N/A | #N/A | 0 | 0 | 0 | 0 | 0 | 5.368 | #N/A | #N/A | 88 | #N/A | #N/A | #N/A | #N/A | 0.002982% | 1 | 50% | 0% | 0% | 0% | 8.2745 | 0 | 0 | 0 | 8.2745 | #N/A
2007-04-26 08:00 | 4 | 26 | 8 | 116.2918 | 2768 | 42.98 | 50 | 998 | 42.98 | 0 | 179.7512 | Cooling | 29.9585 | #N/A | #N/A | #N/A | #N/A | 0 | 0 | 0 | 0 | 0 | 179.7512 | #N/A | #N/A | 88 | #N/A | #N/A | #N/A | #N/A | 0.09986% | 1 | 50% | 0% | 0% | 0% | 8.2745 | 0 | 0 | 0 | 8.2745 | #N/A
2007-04-26 09:00 | 4 | 26 | 9 | 116.3335 | 2769 | 44.96 | 48.92 | 998 | 44.96 | 0 | 314.4832 | Cooling | 52.4139 | #N/A | #N/A | #N/A | #N/A | 0 | 0 | 0 | 0 | 0 | 314.4832 | #N/A | #N/A | 88 | #N/A | #N/A | #N/A | #N/A | 0.1747% | 1 | 50% | 0% | 0% | 0% | 8.2745 | 0 | 0 | 0 | 8.2745 | #N/A
2007-04-26 10:00 | 4 | 26 | 10 | 116.3752 | 2770 | 44.96 | 50 | 998 | 44.96 | 0 | 398.8858 | Cooling | 66.481 | #N/A | #N/A | #N/A | #N/A | 0 | 0 | 0 | 0 | 0 | 398.8858 | #N/A | #N/A | 88 | #N/A | #N/A | #N/A | #N/A | 0.2216% | 1 | 50% | 0% | 0% | 0% | 8.2745 | 0 | 0 | 0 | 8.2745 | #N/A
2007-04-26 11:00 | 4 | 26 | 11 | 116.4168 | 2771 | 44.96 | 48.92 | 998 | 44.96 | 0 | 463.2208 | Cooling | 77.2035 | #N/A | #N/A | #N/A | #N/A | 0 | 0 | 0 | 0 | 0 | 463.2208 | #N/A | #N/A | 88 | #N/A | #N/A | #N/A | #N/A | 0.2573% | 1 | 50% | 0% | 0% | 0% | 8.2745 | 0 | 0 | 0 | 8.2745 | #N/A
2007-04-26 12:00 | 4 | 26 | 12 | 116.4585 | 2772 | 48.92 | 48.92 | 998 | 48.92 | 0 | 474.3341 | Cooling | 79.0557 | #N/A | #N/A | #N/A | #N/A | 0 | 0 | 0 | 0 | 0 | 474.3341 | #N/A | #N/A | 88 | #N/A | #N/A | #N/A | #N/A | 0.2635% | 1 | 50% | 0% | 0% | 0% | 8.2745 | 0 | 0 | 0 | 8.2745 | #N/A
2007-04-26 13:00 | 4 | 26 | 13 | 116.5002 | 2773 | 53.96 | 48.02 | 998 | 53.96 | 0 | 481.1481 | Cooling | 80.1913 | #N/A | #N/A | #N/A | #N/A | 0 | 0 | 0 | 0 | 0 | 481.1481 | #N/A | #N/A | 88 | #N/A | #N/A | #N/A | #N/A | 0.2673% | 1 | 50% | 0% | 0% | 0% | 8.2745 | 0 | 0 | 0 | 8.2745 | #N/A
2007-04-26 14:00 | 4 | 26 | 14 | 116.5418 | 2774 | 53.96 | 51.98 | 997 | 53.96 | 0 | 486.9142 | Cooling | 81.1524 | #N/A | #N/A | #N/A | #N/A | 0 | 0 | 0 | 0 | 0 | 486.9142 | #N/A | #N/A | 88 | #N/A | #N/A | #N/A | #N/A | 0.2705% | 1 | 50% | 0% | 0% | 0% | 8.2745 | 0 | 0 | 0 | 8.2745 | #N/A
2007-04-26 15:00 | 4 | 26 | 15 | 116.5835 | 2775 | 57.02 | 51.08 | 997 | 57.02 | 0 | 375.6277 | Cooling | 62.6046 | #N/A | #N/A | #N/A | #N/A | 0 | 0 | 0 | 0 | 0 | 375.6277 | #N/A | #N/A | 88 | #N/A | #N/A | #N/A | #N/A | 0.2087% | 1 | 50% | 0% | 0% | 0% | 8.2745 | 0 | 0 | 0 | 8.2745 | #N/A
2007-04-26 16:00 | 4 | 26 | 16 | 116.6252 | 2776 | 55.94 | 51.08 | 996 | 55.94 | 0 | 275.7427 | Cooling | 45.9571 | #N/A | #N/A | #N/A | #N/A | 0 | 0 | 0 | 0 | 0 | 275.7427 | #N/A | #N/A | 88 | #N/A | #N/A | #N/A | #N/A | 0.1532% | 1 | 50% | 0% | 0% | 0% | 8.2745 | 0 | 0 | 0 | 8.2745 | #N/A
2007-04-26 17:00 | 4 | 26 | 17 | 116.6668 | 2777 | 55.94 | 51.98 | 995 | 55.94 | 0 | 456.5451 | Cooling | 76.0908 | #N/A | #N/A | #N/A | #N/A | 0 | 0 | 0 | 0 | 0 | 456.5451 | #N/A | #N/A | 88 | #N/A | #N/A | #N/A | #N/A | 0.2536% | 1 | 50% | 0% | 0% | 0% | 8.2745 | 0 | 0 | 0 | 8.2745 | #N/A
2007-04-26 18:00 | 4 | 26 | 18 | 116.7085 | 2778 | 50 | 46.94 | 995 | 50 | 0 | 312.1736 | Cooling | 52.0289 | #N/A | #N/A | #N/A | #N/A | 0 | 0 | 0 | 0 | 0 | 312.1736 | #N/A | #N/A | 88 | #N/A | #N/A | #N/A | #N/A | 0.1734% | 1 | 50% | 0% | 0% | 0% | 8.2745 | 0 | 0 | 0 | 8.2745 | #N/A
2007-04-26 19:00 | 4 | 26 | 19 | 116.7502 | 2779 | 46.94 | 48.02 | 994 | 46.94 | 0 | 165.3435 | Cooling | 27.5572 | #N/A | #N/A | #N/A | #N/A | 0 | 0 | 0 | 0 | 0 | 165.3435 | #N/A | #N/A | 88 | #N/A | #N/A | #N/A | #N/A | 0.09186% | 1 | 50% | 0% | 0% | 0% | 8.2745 | 0 | 0 | 0 | 8.2745 | #N/A
2007-04-26 20:00 | 4 | 26 | 20 | 116.7918 | 2780 | 46.04 | 46.94 | 995 | 46.04 | 0 | 110.3701 | Cooling | 18.395 | #N/A | #N/A | #N/A | #N/A | 0 | 0 | 0 | 0 | 0 | 110.3701 | #N/A | #N/A | 88 | #N/A | #N/A | #N/A | #N/A | 0.06132% | 1 | 50% | 0% | 0% | 0% | 8.2745 | 0 | 0 | 0 | 8.2745 | #N/A
2007-04-26 21:00 | 4 | 26 | 21 | 116.8335 | 2781 | 46.94 | 46.94 | 995 | 46.94 | 0 | 110.3473 | Cooling | 18.3912 | #N/A | #N/A | #N/A | #N/A | 0 | 0 | 0 | 0 | 0 | 110.3473 | #N/A | #N/A | 88 | #N/A | #N/A | #N/A | #N/A | 0.0613% | 1 | 50% | 0% | 0% | 0% | 8.2745 | 0 | 0 | 0 | 8.2745 | #N/A
2007-04-26 22:00 | 4 | 26 | 22 | 116.8752 | 2782 | 44.96 | 46.94 | 995 | 44.96 | 0 | 0 | Cooling | 0 | #N/A | #N/A | #N/A | #N/A | 0 | 0 | 0 | 0 | 0 | 0 | #N/A | #N/A | 88 | #N/A | #N/A | #N/A | #N/A | 0% | 1 | 50% | 0% | 0% | 0% | 8.2745 | 0 | 0 | 0 | 8.2745 | #N/A
2007-04-26 23:00 | 4 | 26 | 23 | 116.9168 | 2783 | 44.96 | 46.04 | 995 | 44.96 | 0 | 0.0010392 | Cooling | 0.00017321 | #N/A | #N/A | #N/A | #N/A | 0 | 0 | 0 | 0 | 0 | 0.0010392 | #N/A | #N/A | 88 | #N/A | #N/A | #N/A | #N/A | 5.774e-07% | 1 | 50% | 0% | 0% | 0% | 8.2745 | 0 | 0 | 0 | 8.2745 | #N/A
2007-04-27 | 4 | 27 | 0 | 116.9585 | 2784 | 44.06 | 44.06 | 996 | 44.06 | 0 | 0.00078258 | Cooling | 0.00013043 | #N/A | #N/A | #N/A | #N/A | 0 | 0 | 0 | 0 | 0 | 0.00078258 | #N/A | #N/A | 88 | #N/A | #N/A | #N/A | #N/A | 4.348e-07% | 1 | 50% | 0% | 0% | 0% | 8.2745 | 0 | 0 | 0 | 8.2745 | #N/A
2007-04-27 01:00 | 4 | 27 | 1 | 117.0002 | 2785 | 44.06 | 41 | 995 | 44.06 | 0 | 0.019816 | Cooling | 0.0033027 | #N/A | #N/A | #N/A | #N/A | 0 | 0 | 0 | 0 | 0 | 0.019816 | #N/A | #N/A | 88 | #N/A | #N/A | #N/A | #N/A | 1.101e-05% | 1 | 50% | 0% | 0% | 0% | 8.2745 | 0 | 0 | 0 | 8.2745 | #N/A
2007-04-27 02:00 | 4 | 27 | 2 | 117.0418 | 2786 | 44.06 | 39.02 | 997 | 44.06 | 0 | 0.078885 | Cooling | 0.013147 | #N/A | #N/A | #N/A | #N/A | 0 | 0 | 0 | 0 | 0 | 0.078885 | #N/A | #N/A | 88 | #N/A | #N/A | #N/A | #N/A | 4.382e-05% | 1 | 50% | 0% | 0% | 0% | 8.2745 | 0 | 0 | 0 | 8.2745 | #N/A
2007-04-27 03:00 | 4 | 27 | 3 | 117.0835 | 2787 | 41 | 39.02 | 998 | 41 | 0 | 0.092812 | Cooling | 0.015469 | #N/A | #N/A | #N/A | #N/A | 0 | 0 | 0 | 0 | 0 | 0.092812 | #N/A | #N/A | 88 | #N/A | #N/A | #N/A | #N/A | 5.156e-05% | 1 | 50% | 0% | 0% | 0% | 8.2745 | 0 | 0 | 0 | 8.2745 | #N/A
2007-04-27 04:00 | 4 | 27 | 4 | 117.1252 | 2788 | 42.98 | 39.02 | 998 | 42.98 | 0 | 0.07619 | Cooling | 0.012698 | #N/A | #N/A | #N/A | #N/A | 0 | 0 | 0 | 0 | 0 | 0.07619 | #N/A | #N/A | 88 | #N/A | #N/A | #N/A | #N/A | 4.233e-05% | 1 | 50% | 0% | 0% | 0% | 8.2745 | 0 | 0 | 0 | 8.2745 | #N/A
2007-04-27 05:00 | 4 | 27 | 5 | 117.1668 | 2789 | 42.98 | 37.04 | 1000 | 42.98 | 0 | 0.11608 | Cooling | 0.019346 | #N/A | #N/A | #N/A | #N/A | 0 | 0 | 0 | 0 | 0 | 0.11608 | #N/A | #N/A | 88 | #N/A | #N/A | #N/A | #N/A | 6.449e-05% | 1 | 50% | 0% | 0% | 0% | 8.2745 | 0 | 0 | 0 | 8.2745 | #N/A
2007-04-27 06:00 | 4 | 27 | 6 | 117.2085 | 2790 | 42.98 | 35.96 | 1001 | 42.98 | 2.9124 | 0 | Heating | 0.38832 | #N/A | #N/A | #N/A | #N/A | 2.9124 | #N/A | #N/A | 3.9388 | #N/A | 0 | 0 | 0 | 0 | 0 | 0 | 0 | 0 | 0.001294% | 1 | 50% | 0% | 0% | 0% | 8.2745 | 0 | 0 | 0 | 8.2745 | #N/A
2007-04-27 07:00 | 4 | 27 | 7 | 117.2502 | 2791 | 44.06 | 35.96 | 1002 | 44.06 | 0 | 0.38538 | Cooling | 0.064229 | #N/A | #N/A | #N/A | #N/A | 0 | 0 | 0 | 0 | 0 | 0.38538 | #N/A | #N/A | 88 | #N/A | #N/A | #N/A | #N/A | 0.0002141% | 1 | 50% | 0% | 0% | 0% | 8.2745 | 0 | 0 | 0 | 8.2745 | #N/A
2007-04-27 08:00 | 4 | 27 | 8 | 117.2918 | 2792 | 44.06 | 35.06 | 1002 | 44.06 | 0 | 0.079121 | Cooling | 0.013187 | #N/A | #N/A | #N/A | #N/A | 0 | 0 | 0 | 0 | 0 | 0.079121 | #N/A | #N/A | 88 | #N/A | #N/A | #N/A | #N/A | 4.396e-05% | 1 | 50% | 0% | 0% | 0% | 8.2745 | 0 | 0 | 0 | 8.2745 | #N/A
2007-04-27 09:00 | 4 | 27 | 9 | 117.3335 | 2793 | 48.02 | 35.06 | 1002 | 48.02 | 0 | 0.29028 | Cooling | 0.04838 | #N/A | #N/A | #N/A | #N/A | 0 | 0 | 0 | 0 | 0 | 0.29028 | #N/A | #N/A | 88 | #N/A | #N/A | #N/A | #N/A | 0.0001613% | 1 | 50% | 0% | 0% | 0% | 8.2745 | 0 | 0 | 0 | 8.2745 | #N/A
2007-04-27 10:00 | 4 | 27 | 10 | 117.3752 | 2794 | 48.92 | 33.98 | 1003 | 48.92 | 0 | 0.20217 | Cooling | 0.033695 | #N/A | #N/A | #N/A | #N/A | 0 | 0 | 0 | 0 | 0 | 0.20217 | #N/A | #N/A | 88 | #N/A | #N/A | #N/A | #N/A | 0.0001123% | 1 | 50% | 0% | 0% | 0% | 8.2745 | 0 | 0 | 0 | 8.2745 | #N/A
2007-04-27 11:00 | 4 | 27 | 11 | 117.4168 | 2795 | 48.92 | 39.02 | 1003 | 48.92 | 0 | 0.037249 | Cooling | 0.0062082 | #N/A | #N/A | #N/A | #N/A | 0 | 0 | 0 | 0 | 0 | 0.037249 | #N/A | #N/A | 88 | #N/A | #N/A | #N/A | #N/A | 2.069e-05% | 1 | 50% | 0% | 0% | 0% | 8.2745 | 0 | 0 | 0 | 8.2745 | #N/A
2007-04-27 12:00 | 4 | 27 | 12 | 117.4585 | 2796 | 50 | 39.02 | 1002 | 50 | 0 | 0.0066356 | Cooling | 0.0011059 | #N/A | #N/A | #N/A | #N/A | 0 | 0 | 0 | 0 | 0 | 0.0066356 | #N/A | #N/A | 88 | #N/A | #N/A | #N/A | #N/A | 3.686e-06% | 1 | 50% | 0% | 0% | 0% | 8.2745 | 0 | 0 | 0 | 8.2745 | #N/A
2007-04-27 13:00 | 4 | 27 | 13 | 117.5002 | 2797 | 51.08 | 35.96 | 1002 | 51.08 | 0 | 3.8642 | Cooling | 0.64404 | #N/A | #N/A | #N/A | #N/A | 0 | 0 | 0 | 0 | 0 | 3.8642 | #N/A | #N/A | 88 | #N/A | #N/A | #N/A | #N/A | 0.002147% | 1 | 50% | 0% | 0% | 0% | 8.2745 | 0 | 0 | 0 | 8.2745 | #N/A
2007-04-27 14:00 | 4 | 27 | 14 | 117.5418 | 2798 | 51.08 | 37.94 | 1002 | 51.08 | 0 | 10.9192 | Cooling | 1.8199 | #N/A | #N/A | #N/A | #N/A | 0 | 0 | 0 | 0 | 0 | 10.9192 | #N/A | #N/A | 88 | #N/A | #N/A | #N/A | #N/A | 0.006066% | 1 | 50% | 0% | 0% | 0% | 8.2745 | 0 | 0 | 0 | 8.2745 | #N/A
2007-04-27 15:00 | 4 | 27 | 15 | 117.5835 | 2799 | 51.98 | 37.04 | 1002 | 51.98 | 0 | 24.6009 | Cooling | 4.1001 | #N/A | #N/A | #N/A | #N/A | 0 | 0 | 0 | 0 | 0 | 24.6009 | #N/A | #N/A | 88 | #N/A | #N/A | #N/A | #N/A | 0.01367% | 1 | 50% | 0% | 0% | 0% | 8.2745 | 0 | 0 | 0 | 8.2745 | #N/A
2007-04-27 16:00 | 4 | 27 | 16 | 117.6252 | 2800 | 51.98 | 37.04 | 1002 | 51.98 | 0 | 29.7031 | Cooling | 4.9505 | #N/A | #N/A | #N/A | #N/A | 0 | 0 | 0 | 0 | 0 | 29.7031 | #N/A | #N/A | 88 | #N/A | #N/A | #N/A | #N/A | 0.0165% | 1 | 50% | 0% | 0% | 0% | 8.2745 | 0 | 0 | 0 | 8.2745 | #N/A
2007-04-27 17:00 | 4 | 27 | 17 | 117.6668 | 2801 | 51.98 | 35.96 | 1002 | 51.98 | 0 | 10.5237 | Cooling | 1.754 | #N/A | #N/A | #N/A | #N/A | 0 | 0 | 0 | 0 | 0 | 10.5237 | #N/A | #N/A | 88 | #N/A | #N/A | #N/A | #N/A | 0.005847% | 1 | 50% | 0% | 0% | 0% | 8.2745 | 0 | 0 | 0 | 8.2745 | #N/A
2007-04-27 18:00 | 4 | 27 | 18 | 117.7085 | 2802 | 50 | 33.98 | 1002 | 50 | 0 | 0 | Cooling | 0 | #N/A | #N/A | #N/A | #N/A | 0 | 0 | 0 | 0 | 0 | 0 | #N/A | #N/A | 88 | #N/A | #N/A | #N/A | #N/A | 0% | 1 | 50% | 0% | 0% | 0% | 8.2745 | 0 | 0 | 0 | 8.2745 | #N/A
2007-04-27 19:00 | 4 | 27 | 19 | 117.7502 | 2803 | 48.02 | 35.06 | 1002 | 48.02 | 0 | 0.0090236 | Cooling | 0.0015039 | #N/A | #N/A | #N/A | #N/A | 0 | 0 | 0 | 0 | 0 | 0.0090236 | #N/A | #N/A | 88 | #N/A | #N/A | #N/A | #N/A | 5.013e-06% | 1 | 50% | 0% | 0% | 0% | 8.2745 | 0 | 0 | 0 | 8.2745 | #N/A
2007-04-27 20:00 | 4 | 27 | 20 | 117.7918 | 2804 | 48.02 | 33.08 | 1002 | 48.02 | 0 | 0.034652 | Cooling | 0.0057754 | #N/A | #N/A | #N/A | #N/A | 0 | 0 | 0 | 0 | 0 | 0.034652 | #N/A | #N/A | 88 | #N/A | #N/A | #N/A | #N/A | 1.925e-05% | 1 | 50% | 0% | 0% | 0% | 8.2745 | 0 | 0 | 0 | 8.2745 | #N/A
2007-04-27 21:00 | 4 | 27 | 21 | 117.8335 | 2805 | 46.04 | 33.98 | 1001 | 46.04 | 0 | 0.024376 | Cooling | 0.0040626 | #N/A | #N/A | #N/A | #N/A | 0 | 0 | 0 | 0 | 0 | 0.024376 | #N/A | #N/A | 88 | #N/A | #N/A | #N/A | #N/A | 1.354e-05% | 1 | 50% | 0% | 0% | 0% | 8.2745 | 0 | 0 | 0 | 8.2745 | #N/A
2007-04-27 22:00 | 4 | 27 | 22 | 117.8752 | 2806 | 44.96 | 33.98 | 1001 | 44.96 | 0 | 0.011318 | Cooling | 0.0018864 | #N/A | #N/A | #N/A | #N/A | 0 | 0 | 0 | 0 | 0 | 0.011318 | #N/A | #N/A | 88 | #N/A | #N/A | #N/A | #N/A | 6.288e-06% | 1 | 50% | 0% | 0% | 0% | 8.2745 | 0 | 0 | 0 | 8.2745 | #N/A
2007-04-27 23:00 | 4 | 27 | 23 | 117.9168 | 2807 | 44.96 | 33.98 | 1001 | 44.96 | 0 | 0.0046326 | Cooling | 0.0007721 | #N/A | #N/A | #N/A | #N/A | 0 | 0 | 0 | 0 | 0 | 0.0046326 | #N/A | #N/A | 88 | #N/A | #N/A | #N/A | #N/A | 2.574e-06% | 1 | 50% | 0% | 0% | 0% | 8.2745 | 0 | 0 | 0 | 8.2745 | #N/A
2007-04-28 | 4 | 28 | 0 | 117.9585 | 2808 | 44.96 | 35.06 | 1001 | 44.96 | 0 | 0.0019703 | Cooling | 0.00032838 | #N/A | #N/A | #N/A | #N/A | 0 | 0 | 0 | 0 | 0 | 0.0019703 | #N/A | #N/A | 88 | #N/A | #N/A | #N/A | #N/A | 1.095e-06% | 1 | 50% | 0% | 0% | 0% | 8.2745 | 0 | 0 | 0 | 8.2745 | #N/A
2007-04-28 01:00 | 4 | 28 | 1 | 118.0002 | 2809 | 44.96 | 37.04 | 1001 | 44.96 | 0 | 0 | Cooling | 0 | #N/A | #N/A | #N/A | #N/A | 0 | 0 | 0 | 0 | 0 | 0 | #N/A | #N/A | 88 | #N/A | #N/A | #N/A | #N/A | 0% | 1 | 50% | 0% | 0% | 0% | 8.2745 | 0 | 0 | 0 | 8.2745 | #N/A
2007-04-28 02:00 | 4 | 28 | 2 | 118.0418 | 2810 | 44.96 | 37.04 | 1001 | 44.96 | 0 | 0 | Cooling | 0 | #N/A | #N/A | #N/A | #N/A | 0 | 0 | 0 | 0 | 0 | 0 | #N/A | #N/A | 88 | #N/A | #N/A | #N/A | #N/A | 0% | 1 | 50% | 0% | 0% | 0% | 8.2745 | 0 | 0 | 0 | 8.2745 | #N/A
2007-04-28 03:00 | 4 | 28 | 3 | 118.0835 | 2811 | 42.08 | 37.94 | 1000 | 42.08 | 0 | 0 | Cooling | 0 | #N/A | #N/A | #N/A | #N/A | 0 | 0 | 0 | 0 | 0 | 0 | #N/A | #N/A | 88 | #N/A | #N/A | #N/A | #N/A | 0% | 1 | 50% | 0% | 0% | 0% | 8.2745 | 0 | 0 | 0 | 8.2745 | #N/A
2007-04-28 04:00 | 4 | 28 | 4 | 118.1252 | 2812 | 39.02 | 37.04 | 1000 | 39.02 | 0 | 0 | Cooling | 0 | #N/A | #N/A | #N/A | #N/A | 0 | 0 | 0 | 0 | 0 | 0 | #N/A | #N/A | 88 | #N/A | #N/A | #N/A | #N/A | 0% | 1 | 50% | 0% | 0% | 0% | 8.2745 | 0 | 0 | 0 | 8.2745 | #N/A
2007-04-28 05:00 | 4 | 28 | 5 | 118.1668 | 2813 | 39.02 | 37.04 | 1000 | 39.02 | 0 | 0 | Cooling | 0 | #N/A | #N/A | #N/A | #N/A | 0 | 0 | 0 | 0 | 0 | 0 | #N/A | #N/A | 88 | #N/A | #N/A | #N/A | #N/A | 0% | 1 | 50% | 0% | 0% | 0% | 8.2745 | 0 | 0 | 0 | 8.2745 | #N/A
2007-04-28 06:00 | 4 | 28 | 6 | 118.2085 | 2814 | 41 | 37.94 | 1000 | 41 | 0 | 0 | Cooling | 0 | #N/A | #N/A | #N/A | #N/A | 0 | 0 | 0 | 0 | 0 | 0 | #N/A | #N/A | 88 | #N/A | #N/A | #N/A | #N/A | 0% | 1 | 50% | 0% | 0% | 0% | 8.2745 | 0 | 0 | 0 | 8.2745 | #N/A
2007-04-28 07:00 | 4 | 28 | 7 | 118.2502 | 2815 | 46.04 | 37.94 | 1001 | 46.04 | 0 | 0 | Cooling | 0 | #N/A | #N/A | #N/A | #N/A | 0 | 0 | 0 | 0 | 0 | 0 | #N/A | #N/A | 88 | #N/A | #N/A | #N/A | #N/A | 0% | 1 | 50% | 0% | 0% | 0% | 8.2745 | 0 | 0 | 0 | 8.2745 | #N/A
2007-04-28 08:00 | 4 | 28 | 8 | 118.2918 | 2816 | 46.04 | 39.02 | 1000 | 46.04 | 0 | 0 | Cooling | 0 | #N/A | #N/A | #N/A | #N/A | 0 | 0 | 0 | 0 | 0 | 0 | #N/A | #N/A | 88 | #N/A | #N/A | #N/A | #N/A | 0% | 1 | 50% | 0% | 0% | 0% | 8.2745 | 0 | 0 | 0 | 8.2745 | #N/A
2007-04-28 09:00 | 4 | 28 | 9 | 118.3335 | 2817 | 51.08 | 39.92 | 1001 | 51.08 | 0 | 0 | Cooling | 0 | #N/A | #N/A | #N/A | #N/A | 0 | 0 | 0 | 0 | 0 | 0 | #N/A | #N/A | 88 | #N/A | #N/A | #N/A | #N/A | 0% | 1 | 50% | 0% | 0% | 0% | 8.2745 | 0 | 0 | 0 | 8.2745 | #N/A
2007-04-28 10:00 | 4 | 28 | 10 | 118.3752 | 2818 | 53.96 | 39.92 | 1001 | 53.96 | 0 | 0 | Cooling | 0 | #N/A | #N/A | #N/A | #N/A | 0 | 0 | 0 | 0 | 0 | 0 | #N/A | #N/A | 88 | #N/A | #N/A | #N/A | #N/A | 0% | 1 | 50% | 0% | 0% | 0% | 8.2745 | 0 | 0 | 0 | 8.2745 | #N/A
2007-04-28 11:00 | 4 | 28 | 11 | 118.4168 | 2819 | 53.96 | 42.08 | 1001 | 53.96 | 0 | 0 | Cooling | 0 | #N/A | #N/A | #N/A | #N/A | 0 | 0 | 0 | 0 | 0 | 0 | #N/A | #N/A | 88 | #N/A | #N/A | #N/A | #N/A | 0% | 1 | 50% | 0% | 0% | 0% | 8.2745 | 0 | 0 | 0 | 8.2745 | #N/A
2007-04-28 12:00 | 4 | 28 | 12 | 118.4585 | 2820 | 57.92 | 41 | 1001 | 57.92 | 0 | 0 | Cooling | 0 | #N/A | #N/A | #N/A | #N/A | 0 | 0 | 0 | 0 | 0 | 0 | #N/A | #N/A | 88 | #N/A | #N/A | #N/A | #N/A | 0% | 1 | 50% | 0% | 0% | 0% | 8.2745 | 0 | 0 | 0 | 8.2745 | #N/A
2007-04-28 13:00 | 4 | 28 | 13 | 118.5002 | 2821 | 60.08 | 42.08 | 1001 | 60.08 | 0 | 0 | Cooling | 0 | #N/A | #N/A | #N/A | #N/A | 0 | 0 | 0 | 0 | 0 | 0 | #N/A | #N/A | 88 | #N/A | #N/A | #N/A | #N/A | 0% | 1 | 50% | 0% | 0% | 0% | 8.2745 | 0 | 0 | 0 | 8.2745 | #N/A
2007-04-28 14:00 | 4 | 28 | 14 | 118.5418 | 2822 | 60.08 | 42.98 | 1001 | 60.08 | 0 | 0 | Cooling | 0 | #N/A | #N/A | #N/A | #N/A | 0 | 0 | 0 | 0 | 0 | 0 | #N/A | #N/A | 88 | #N/A | #N/A | #N/A | #N/A | 0% | 1 | 50% | 0% | 0% | 0% | 8.2745 | 0 | 0 | 0 | 8.2745 | #N/A
2007-04-28 15:00 | 4 | 28 | 15 | 118.5835 | 2823 | 60.98 | 42.08 | 1001 | 60.98 | 0 | 0 | Cooling | 0 | #N/A | #N/A | #N/A | #N/A | 0 | 0 | 0 | 0 | 0 | 0 | #N/A | #N/A | 88 | #N/A | #N/A | #N/A | #N/A | 0% | 1 | 50% | 0% | 0% | 0% | 8.2745 | 0 | 0 | 0 | 8.2745 | #N/A
2007-04-28 16:00 | 4 | 28 | 16 | 118.6252 | 2824 | 60.98 | 41 | 1001 | 60.98 | 0 | 0 | Cooling | 0 | #N/A | #N/A | #N/A | #N/A | 0 | 0 | 0 | 0 | 0 | 0 | #N/A | #N/A | 88 | #N/A | #N/A | #N/A | #N/A | 0% | 1 | 50% | 0% | 0% | 0% | 8.2745 | 0 | 0 | 0 | 8.2745 | #N/A
2007-04-28 17:00 | 4 | 28 | 17 | 118.6668 | 2825 | 60.98 | 41 | 1002 | 60.98 | 0 | 0 | Cooling | 0 | #N/A | #N/A | #N/A | #N/A | 0 | 0 | 0 | 0 | 0 | 0 | #N/A | #N/A | 88 | #N/A | #N/A | #N/A | #N/A | 0% | 1 | 50% | 0% | 0% | 0% | 8.2745 | 0 | 0 | 0 | 8.2745 | #N/A
2007-04-28 18:00 | 4 | 28 | 18 | 118.7085 | 2826 | 59 | 41 | 1002 | 59 | 0 | 0 | Cooling | 0 | #N/A | #N/A | #N/A | #N/A | 0 | 0 | 0 | 0 | 0 | 0 | #N/A | #N/A | 88 | #N/A | #N/A | #N/A | #N/A | 0% | 1 | 50% | 0% | 0% | 0% | 8.2745 | 0 | 0 | 0 | 8.2745 | #N/A
2007-04-28 19:00 | 4 | 28 | 19 | 118.7502 | 2827 | 55.94 | 39.92 | 1003 | 55.94 | 0 | 0 | Cooling | 0 | #N/A | #N/A | #N/A | #N/A | 0 | 0 | 0 | 0 | 0 | 0 | #N/A | #N/A | 88 | #N/A | #N/A | #N/A | #N/A | 0% | 1 | 50% | 0% | 0% | 0% | 8.2745 | 0 | 0 | 0 | 8.2745 | #N/A
2007-04-28 20:00 | 4 | 28 | 20 | 118.7918 | 2828 | 55.94 | 39.92 | 1004 | 55.94 | 0 | 0 | Cooling | 0 | #N/A | #N/A | #N/A | #N/A | 0 | 0 | 0 | 0 | 0 | 0 | #N/A | #N/A | 88 | #N/A | #N/A | #N/A | #N/A | 0% | 1 | 50% | 0% | 0% | 0% | 8.2745 | 0 | 0 | 0 | 8.2745 | #N/A
2007-04-28 21:00 | 4 | 28 | 21 | 118.8335 | 2829 | 51.98 | 41 | 1004 | 51.98 | 0 | 0 | Cooling | 0 | #N/A | #N/A | #N/A | #N/A | 0 | 0 | 0 | 0 | 0 | 0 | #N/A | #N/A | 88 | #N/A | #N/A | #N/A | #N/A | 0% | 1 | 50% | 0% | 0% | 0% | 8.2745 | 0 | 0 | 0 | 8.2745 | #N/A
2007-04-28 22:00 | 4 | 28 | 22 | 118.8752 | 2830 | 51.08 | 39.92 | 1004 | 51.08 | 0 | 0 | Cooling | 0 | #N/A | #N/A | #N/A | #N/A | 0 | 0 | 0 | 0 | 0 | 0 | #N/A | #N/A | 88 | #N/A | #N/A | #N/A | #N/A | 0% | 1 | 50% | 0% | 0% | 0% | 8.2745 | 0 | 0 | 0 | 8.2745 | #N/A
2007-04-28 23:00 | 4 | 28 | 23 | 118.9168 | 2831 | 51.08 | 39.02 | 1005 | 51.08 | 0 | 0 | Cooling | 0 | #N/A | #N/A | #N/A | #N/A | 0 | 0 | 0 | 0 | 0 | 0 | #N/A | #N/A | 88 | #N/A | #N/A | #N/A | #N/A | 0% | 1 | 50% | 0% | 0% | 0% | 8.2745 | 0 | 0 | 0 | 8.2745 | #N/A
2007-04-29 | 4 | 29 | 0 | 118.9585 | 2832 | 48.02 | 37.94 | 1005 | 48.02 | 0 | 0 | Cooling | 0 | #N/A | #N/A | #N/A | #N/A | 0 | 0 | 0 | 0 | 0 | 0 | #N/A | #N/A | 88 | #N/A | #N/A | #N/A | #N/A | 0% | 1 | 50% | 0% | 0% | 0% | 8.2745 | 0 | 0 | 0 | 8.2745 | #N/A
2007-04-29 01:00 | 4 | 29 | 1 | 119.0002 | 2833 | 51.08 | 37.04 | 1006 | 51.08 | 0 | 0 | Cooling | 0 | #N/A | #N/A | #N/A | #N/A | 0 | 0 | 0 | 0 | 0 | 0 | #N/A | #N/A | 88 | #N/A | #N/A | #N/A | #N/A | 0% | 1 | 50% | 0% | 0% | 0% | 8.2745 | 0 | 0 | 0 | 8.2745 | #N/A
2007-04-29 02:00 | 4 | 29 | 2 | 119.0418 | 2834 | 51.08 | 35.06 | 1006 | 51.08 | 0 | 0 | Cooling | 0 | #N/A | #N/A | #N/A | #N/A | 0 | 0 | 0 | 0 | 0 | 0 | #N/A | #N/A | 88 | #N/A | #N/A | #N/A | #N/A | 0% | 1 | 50% | 0% | 0% | 0% | 8.2745 | 0 | 0 | 0 | 8.2745 | #N/A
2007-04-29 03:00 | 4 | 29 | 3 | 119.0835 | 2835 | 50 | 33.98 | 1006 | 50 | 0 | 0 | Cooling | 0 | #N/A | #N/A | #N/A | #N/A | 0 | 0 | 0 | 0 | 0 | 0 | #N/A | #N/A | 88 | #N/A | #N/A | #N/A | #N/A | 0% | 1 | 50% | 0% | 0% | 0% | 8.2745 | 0 | 0 | 0 | 8.2745 | #N/A
2007-04-29 04:00 | 4 | 29 | 4 | 119.1252 | 2836 | 50 | 33.08 | 1006 | 50 | 0.025073 | 0 | Heating | 0.003343 | #N/A | #N/A | #N/A | #N/A | 0.025073 | #N/A | #N/A | 4.5134 | #N/A | 0 | 0 | 0 | 0 | 0 | 0 | 0 | 0 | 1.114e-05% | 1 | 50% | 0% | 0% | 0% | 8.2745 | 0 | 0 | 0 | 8.2745 | #N/A
2007-04-29 05:00 | 4 | 29 | 5 | 119.1668 | 2837 | 50 | 33.98 | 1007 | 50 | 0 | 0 | Cooling | 0 | #N/A | #N/A | #N/A | #N/A | 0 | 0 | 0 | 0 | 0 | 0 | #N/A | #N/A | 88 | #N/A | #N/A | #N/A | #N/A | 0% | 1 | 50% | 0% | 0% | 0% | 8.2745 | 0 | 0 | 0 | 8.2745 | #N/A
2007-04-29 06:00 | 4 | 29 | 6 | 119.2085 | 2838 | 48.92 | 35.96 | 1007 | 48.92 | 295.6961 | 0 | Heating | 39.4261 | #N/A | #N/A | #N/A | #N/A | 295.6961 | #N/A | #N/A | 4.4149 | #N/A | 0 | 0 | 0 | 0 | 0 | 0 | 0 | 0 | 0.1314% | 1 | 50% | 0% | 0% | 0% | 8.2745 | 0 | 0 | 0 | 8.2745 | #N/A
2007-04-29 07:00 | 4 | 29 | 7 | 119.2502 | 2839 | 48.92 | 35.96 | 1008 | 48.92 | 67.632 | 0 | Heating | 9.0176 | #N/A | #N/A | #N/A | #N/A | 67.632 | #N/A | #N/A | 4.4149 | #N/A | 0 | 0 | 0 | 0 | 0 | 0 | 0 | 0 | 0.03006% | 1 | 50% | 0% | 0% | 0% | 8.2745 | 0 | 0 | 0 | 8.2745 | #N/A
2007-04-29 08:00 | 4 | 29 | 8 | 119.2918 | 2840 | 48.02 | 35.96 | 1008 | 48.02 | 4.5567 | 0 | Heating | 0.60756 | #N/A | #N/A | #N/A | #N/A | 4.5567 | #N/A | #N/A | 4.3357 | #N/A | 0 | 0 | 0 | 0 | 0 | 0 | 0 | 0 | 0.002025% | 1 | 50% | 0% | 0% | 0% | 8.2745 | 0 | 0 | 0 | 8.2745 | #N/A
2007-04-29 09:00 | 4 | 29 | 9 | 119.3335 | 2841 | 48.02 | 37.94 | 1009 | 48.02 | 0.42961 | 0 | Heating | 0.057281 | #N/A | #N/A | #N/A | #N/A | 0.42961 | #N/A | #N/A | 4.3357 | #N/A | 0 | 0 | 0 | 0 | 0 | 0 | 0 | 0 | 0.0001909% | 1 | 50% | 0% | 0% | 0% | 8.2745 | 0 | 0 | 0 | 8.2745 | #N/A
2007-04-29 10:00 | 4 | 29 | 10 | 119.3752 | 2842 | 48.02 | 39.02 | 1009 | 48.02 | 0 | 0.11856 | Cooling | 0.01976 | #N/A | #N/A | #N/A | #N/A | 0 | 0 | 0 | 0 | 0 | 0.11856 | #N/A | #N/A | 88 | #N/A | #N/A | #N/A | #N/A | 6.587e-05% | 1 | 50% | 0% | 0% | 0% | 8.2745 | 0 | 0 | 0 | 8.2745 | #N/A
2007-04-29 11:00 | 4 | 29 | 11 | 119.4168 | 2843 | 50 | 37.94 | 1009 | 50 | 0 | 0.078628 | Cooling | 0.013105 | #N/A | #N/A | #N/A | #N/A | 0 | 0 | 0 | 0 | 0 | 0.078628 | #N/A | #N/A | 88 | #N/A | #N/A | #N/A | #N/A | 4.368e-05% | 1 | 50% | 0% | 0% | 0% | 8.2745 | 0 | 0 | 0 | 8.2745 | #N/A
2007-04-29 12:00 | 4 | 29 | 12 | 119.4585 | 2844 | 53.06 | 39.02 | 1008 | 53.06 | 0 | 0.10067 | Cooling | 0.016779 | #N/A | #N/A | #N/A | #N/A | 0 | 0 | 0 | 0 | 0 | 0.10067 | #N/A | #N/A | 88 | #N/A | #N/A | #N/A | #N/A | 5.593e-05% | 1 | 50% | 0% | 0% | 0% | 8.2745 | 0 | 0 | 0 | 8.2745 | #N/A
2007-04-29 13:00 | 4 | 29 | 13 | 119.5002 | 2845 | 53.06 | 37.94 | 1008 | 53.06 | 0 | 16.4449 | Cooling | 2.7408 | #N/A | #N/A | #N/A | #N/A | 0 | 0 | 0 | 0 | 0 | 16.4449 | #N/A | #N/A | 88 | #N/A | #N/A | #N/A | #N/A | 0.009136% | 1 | 50% | 0% | 0% | 0% | 8.2745 | 0 | 0 | 0 | 8.2745 | #N/A
2007-04-29 14:00 | 4 | 29 | 14 | 119.5418 | 2846 | 53.06 | 39.92 | 1008 | 53.06 | 0 | 50.6427 | Cooling | 8.4405 | #N/A | #N/A | #N/A | #N/A | 0 | 0 | 0 | 0 | 0 | 50.6427 | #N/A | #N/A | 88 | #N/A | #N/A | #N/A | #N/A | 0.02813% | 1 | 50% | 0% | 0% | 0% | 8.2745 | 0 | 0 | 0 | 8.2745 | #N/A
2007-04-29 15:00 | 4 | 29 | 15 | 119.5835 | 2847 | 51.08 | 37.94 | 1008 | 51.08 | 0 | 119.6086 | Cooling | 19.9348 | #N/A | #N/A | #N/A | #N/A | 0 | 0 | 0 | 0 | 0 | 119.6086 | #N/A | #N/A | 88 | #N/A | #N/A | #N/A | #N/A | 0.06645% | 1 | 50% | 0% | 0% | 0% | 8.2745 | 0 | 0 | 0 | 8.2745 | #N/A
2007-04-29 16:00 | 4 | 29 | 16 | 119.6252 | 2848 | 48.02 | 35.96 | 1007 | 48.02 | 0 | 260.258 | Cooling | 43.3763 | #N/A | #N/A | #N/A | #N/A | 0 | 0 | 0 | 0 | 0 | 260.258 | #N/A | #N/A | 88 | #N/A | #N/A | #N/A | #N/A | 0.1446% | 1 | 50% | 0% | 0% | 0% | 8.2745 | 0 | 0 | 0 | 8.2745 | #N/A
2007-04-29 17:00 | 4 | 29 | 17 | 119.6668 | 2849 | 48.02 | 33.98 | 1007 | 48.02 | 0 | 219.3796 | Cooling | 36.5633 | #N/A | #N/A | #N/A | #N/A | 0 | 0 | 0 | 0 | 0 | 219.3796 | #N/A | #N/A | 88 | #N/A | #N/A | #N/A | #N/A | 0.1219% | 1 | 50% | 0% | 0% | 0% | 8.2745 | 0 | 0 | 0 | 8.2745 | #N/A
2007-04-29 18:00 | 4 | 29 | 18 | 119.7085 | 2850 | 46.04 | 35.06 | 1007 | 46.04 | 0 | 17.535 | Cooling | 2.9225 | #N/A | #N/A | #N/A | #N/A | 0 | 0 | 0 | 0 | 0 | 17.535 | #N/A | #N/A | 88 | #N/A | #N/A | #N/A | #N/A | 0.009742% | 1 | 50% | 0% | 0% | 0% | 8.2745 | 0 | 0 | 0 | 8.2745 | #N/A
2007-04-29 19:00 | 4 | 29 | 19 | 119.7502 | 2851 | 44.06 | 33.98 | 1006 | 44.06 | 0 | 3.7882 | Cooling | 0.63137 | #N/A | #N/A | #N/A | #N/A | 0 | 0 | 0 | 0 | 0 | 3.7882 | #N/A | #N/A | 88 | #N/A | #N/A | #N/A | #N/A | 0.002105% | 1 | 50% | 0% | 0% | 0% | 8.2745 | 0 | 0 | 0 | 8.2745 | #N/A
2007-04-29 20:00 | 4 | 29 | 20 | 119.7918 | 2852 | 44.06 | 33.08 | 1006 | 44.06 | 0 | 0.016006 | Cooling | 0.0026677 | #N/A | #N/A | #N/A | #N/A | 0 | 0 | 0 | 0 | 0 | 0.016006 | #N/A | #N/A | 88 | #N/A | #N/A | #N/A | #N/A | 8.892e-06% | 1 | 50% | 0% | 0% | 0% | 8.2745 | 0 | 0 | 0 | 8.2745 | #N/A
2007-04-29 21:00 | 4 | 29 | 21 | 119.8335 | 2853 | 42.98 | 35.06 | 1006 | 42.98 | 0 | 0.013405 | Cooling | 0.0022341 | #N/A | #N/A | #N/A | #N/A | 0 | 0 | 0 | 0 | 0 | 0.013405 | #N/A | #N/A | 88 | #N/A | #N/A | #N/A | #N/A | 7.447e-06% | 1 | 50% | 0% | 0% | 0% | 8.2745 | 0 | 0 | 0 | 8.2745 | #N/A
2007-04-29 22:00 | 4 | 29 | 22 | 119.8752 | 2854 | 42.08 | 35.06 | 1006 | 42.08 | 0 | 0 | Cooling | 0 | #N/A | #N/A | #N/A | #N/A | 0 | 0 | 0 | 0 | 0 | 0 | #N/A | #N/A | 88 | #N/A | #N/A | #N/A | #N/A | 0% | 1 | 50% | 0% | 0% | 0% | 8.2745 | 0 | 0 | 0 | 8.2745 | #N/A
2007-04-29 23:00 | 4 | 29 | 23 | 119.9168 | 2855 | 42.08 | 37.94 | 1006 | 42.08 | 0 | 0 | Cooling | 0 | #N/A | #N/A | #N/A | #N/A | 0 | 0 | 0 | 0 | 0 | 0 | #N/A | #N/A | 88 | #N/A | #N/A | #N/A | #N/A | 0% | 1 | 50% | 0% | 0% | 0% | 8.2745 | 0 | 0 | 0 | 8.2745 | #N/A
2007-04-30 | 4 | 30 | 0 | 119.9585 | 2856 | 41 | 37.04 | 1005 | 41 | 0 | 0 | Cooling | 0 | #N/A | #N/A | #N/A | #N/A | 0 | 0 | 0 | 0 | 0 | 0 | #N/A | #N/A | 88 | #N/A | #N/A | #N/A | #N/A | 0% | 1 | 50% | 0% | 0% | 0% | 8.2745 | 0 | 0 | 0 | 8.2745 | #N/A
2007-04-30 01:00 | 4 | 30 | 1 | 120.0002 | 2857 | 41 | 37.04 | 1005 | 41 | 0 | 0 | Cooling | 0 | #N/A | #N/A | #N/A | #N/A | 0 | 0 | 0 | 0 | 0 | 0 | #N/A | #N/A | 88 | #N/A | #N/A | #N/A | #N/A | 0% | 1 | 50% | 0% | 0% | 0% | 8.2745 | 0 | 0 | 0 | 8.2745 | #N/A
2007-04-30 02:00 | 4 | 30 | 2 | 120.0418 | 2858 | 41 | 37.94 | 1005 | 41 | 0 | 0 | Cooling | 0 | #N/A | #N/A | #N/A | #N/A | 0 | 0 | 0 | 0 | 0 | 0 | #N/A | #N/A | 88 | #N/A | #N/A | #N/A | #N/A | 0% | 1 | 50% | 0% | 0% | 0% | 8.2745 | 0 | 0 | 0 | 8.2745 | #N/A
2007-04-30 03:00 | 4 | 30 | 3 | 120.0835 | 2859 | 41 | 37.94 | 1005 | 41 | 0 | 0 | Cooling | 0 | #N/A | #N/A | #N/A | #N/A | 0 | 0 | 0 | 0 | 0 | 0 | #N/A | #N/A | 88 | #N/A | #N/A | #N/A | #N/A | 0% | 1 | 50% | 0% | 0% | 0% | 8.2745 | 0 | 0 | 0 | 8.2745 | #N/A
2007-04-30 04:00 | 4 | 30 | 4 | 120.1252 | 2860 | 39.92 | 37.94 | 1005 | 39.92 | 0 | 0 | Cooling | 0 | #N/A | #N/A | #N/A | #N/A | 0 | 0 | 0 | 0 | 0 | 0 | #N/A | #N/A | 88 | #N/A | #N/A | #N/A | #N/A | 0% | 1 | 50% | 0% | 0% | 0% | 8.2745 | 0 | 0 | 0 | 8.2745 | #N/A
2007-04-30 05:00 | 4 | 30 | 5 | 120.1668 | 2861 | 39.92 | 35.96 | 1005 | 39.92 | 0 | 0 | Cooling | 0 | #N/A | #N/A | #N/A | #N/A | 0 | 0 | 0 | 0 | 0 | 0 | #N/A | #N/A | 88 | #N/A | #N/A | #N/A | #N/A | 0% | 1 | 50% | 0% | 0% | 0% | 8.2745 | 0 | 0 | 0 | 8.2745 | #N/A
2007-04-30 06:00 | 4 | 30 | 6 | 120.2085 | 2862 | 41 | 37.94 | 1005 | 41 | 102.2548 | 0 | Heating | 13.634 | #N/A | #N/A | #N/A | #N/A | 102.2548 | #N/A | #N/A | 3.8033 | #N/A | 0 | 0 | 0 | 0 | 0 | 0 | 0 | 0 | 0.04545% | 1 | 50% | 0% | 0% | 0% | 8.2745 | 0 | 0 | 0 | 8.2745 | #N/A
2007-04-30 07:00 | 4 | 30 | 7 | 120.2502 | 2863 | 42.08 | 41 | 1006 | 42.08 | 5.5315 | 0 | Heating | 0.73753 | #N/A | #N/A | #N/A | #N/A | 5.5315 | #N/A | #N/A | 3.8759 | #N/A | 0 | 0 | 0 | 0 | 0 | 0 | 0 | 0 | 0.002458% | 1 | 50% | 0% | 0% | 0% | 8.2745 | 0 | 0 | 0 | 8.2745 | #N/A
2007-04-30 08:00 | 4 | 30 | 8 | 120.2918 | 2864 | 42.08 | 44.06 | 1005 | 42.08 | 0 | 34.1537 | Cooling | 5.6923 | #N/A | #N/A | #N/A | #N/A | 0 | 0 | 0 | 0 | 0 | 34.1537 | #N/A | #N/A | 88 | #N/A | #N/A | #N/A | #N/A | 0.01897% | 1 | 50% | 0% | 0% | 0% | 8.2745 | 0 | 0 | 0 | 8.2745 | #N/A
2007-04-30 09:00 | 4 | 30 | 9 | 120.3335 | 2865 | 42.98 | 42.98 | 1005 | 42.98 | 0 | 294.8426 | Cooling | 49.1404 | #N/A | #N/A | #N/A | #N/A | 0 | 0 | 0 | 0 | 0 | 294.8426 | #N/A | #N/A | 88 | #N/A | #N/A | #N/A | #N/A | 0.1638% | 1 | 50% | 0% | 0% | 0% | 8.2745 | 0 | 0 | 0 | 8.2745 | #N/A
2007-04-30 10:00 | 4 | 30 | 10 | 120.3752 | 2866 | 44.06 | 42.98 | 1004 | 44.06 | 0 | 499.3542 | Cooling | 83.2257 | #N/A | #N/A | #N/A | #N/A | 0 | 0 | 0 | 0 | 0 | 499.3542 | #N/A | #N/A | 88 | #N/A | #N/A | #N/A | #N/A | 0.2774% | 1 | 50% | 0% | 0% | 0% | 8.2745 | 0 | 0 | 0 | 8.2745 | #N/A
2007-04-30 11:00 | 4 | 30 | 11 | 120.4168 | 2867 | 44.06 | 41 | 1003 | 44.06 | 0 | 803.4603 | Cooling | 133.9101 | #N/A | #N/A | #N/A | #N/A | 0 | 0 | 0 | 0 | 0 | 803.4603 | #N/A | #N/A | 88 | #N/A | #N/A | #N/A | #N/A | 0.4464% | 1 | 50% | 0% | 0% | 0% | 8.2745 | 0 | 0 | 0 | 8.2745 | #N/A
2007-04-30 12:00 | 4 | 30 | 12 | 120.4585 | 2868 | 44.06 | 41 | 1002 | 44.06 | 0 | 929.7401 | Cooling | 154.9567 | #N/A | #N/A | #N/A | #N/A | 0 | 0 | 0 | 0 | 0 | 929.7401 | #N/A | #N/A | 88 | #N/A | #N/A | #N/A | #N/A | 0.5165% | 1 | 50% | 0% | 0% | 0% | 8.2745 | 0 | 0 | 0 | 8.2745 | #N/A
2007-04-30 13:00 | 4 | 30 | 13 | 120.5002 | 2869 | 44.96 | 39.92 | 1001 | 44.96 | 0 | 1411.9357 | Cooling | 235.3226 | #N/A | #N/A | #N/A | #N/A | 0 | 0 | 0 | 0 | 0 | 1411.9357 | #N/A | #N/A | 88 | #N/A | #N/A | #N/A | #N/A | 0.7844% | 1 | 50% | 0% | 0% | 0% | 8.2745 | 0 | 0 | 0 | 8.2745 | #N/A
2007-04-30 14:00 | 4 | 30 | 14 | 120.5418 | 2870 | 44.96 | 42.08 | 1000 | 44.96 | 0 | 1707.5698 | Cooling | 284.595 | #N/A | #N/A | #N/A | #N/A | 0 | 0 | 0 | 0 | 0 | 1707.5698 | #N/A | #N/A | 88 | #N/A | #N/A | #N/A | #N/A | 0.9486% | 1 | 50% | 0% | 0% | 0% | 8.2745 | 0 | 0 | 0 | 8.2745 | #N/A
2007-04-30 15:00 | 4 | 30 | 15 | 120.5835 | 2871 | 44.96 | 42.98 | 999 | 44.96 | 0 | 1824.1069 | Cooling | 304.0178 | #N/A | #N/A | #N/A | #N/A | 0 | 0 | 0 | 0 | 0 | 1824.1069 | #N/A | #N/A | 88 | #N/A | #N/A | #N/A | #N/A | 1.013% | 1 | 50% | 0% | 0% | 0% | 8.2745 | 0 | 0 | 0 | 8.2745 | #N/A
2007-04-30 16:00 | 4 | 30 | 16 | 120.6252 | 2872 | 44.6 | 42.08 | 999 | 44.6 | 0 | 1961.9324 | Cooling | 326.9887 | #N/A | #N/A | #N/A | #N/A | 0 | 0 | 0 | 0 | 0 | 1961.9324 | #N/A | #N/A | 88 | #N/A | #N/A | #N/A | #N/A | 1.09% | 1 | 50% | 0% | 0% | 0% | 8.2745 | 0 | 0 | 0 | 8.2745 | #N/A
2007-04-30 17:00 | 4 | 30 | 17 | 120.6668 | 2873 | 44.96 | 44.06 | 999 | 44.96 | 0 | 1922.6005 | Cooling | 320.4334 | #N/A | #N/A | #N/A | #N/A | 0 | 0 | 0 | 0 | 0 | 1922.6005 | #N/A | #N/A | 88 | #N/A | #N/A | #N/A | #N/A | 1.068% | 1 | 50% | 0% | 0% | 0% | 8.2745 | 0 | 0 | 0 | 8.2745 | #N/A
2007-04-30 18:00 | 4 | 30 | 18 | 120.7085 | 2874 | 46.04 | 42.98 | 999 | 46.04 | 0 | 1425.1622 | Cooling | 237.527 | #N/A | #N/A | #N/A | #N/A | 0 | 0 | 0 | 0 | 0 | 1425.1622 | #N/A | #N/A | 88 | #N/A | #N/A | #N/A | #N/A | 0.7918% | 1 | 50% | 0% | 0% | 0% | 8.2745 | 0 | 0 | 0 | 8.2745 | #N/A
2007-04-30 19:00 | 4 | 30 | 19 | 120.7502 | 2875 | 46.58 | 42.08 | 999 | 46.58 | 0 | 895.2002 | Cooling | 149.2 | #N/A | #N/A | #N/A | #N/A | 0 | 0 | 0 | 0 | 0 | 895.2002 | #N/A | #N/A | 88 | #N/A | #N/A | #N/A | #N/A | 0.4973% | 1 | 50% | 0% | 0% | 0% | 8.2745 | 0 | 0 | 0 | 8.2745 | #N/A
2007-04-30 20:00 | 4 | 30 | 20 | 120.7918 | 2876 | 46.76 | 41 | 999 | 46.76 | 0 | 555.1467 | Cooling | 92.5244 | #N/A | #N/A | #N/A | #N/A | 0 | 0 | 0 | 0 | 0 | 555.1467 | #N/A | #N/A | 88 | #N/A | #N/A | #N/A | #N/A | 0.3084% | 1 | 50% | 0% | 0% | 0% | 8.2745 | 0 | 0 | 0 | 8.2745 | #N/A
2007-04-30 21:00 | 4 | 30 | 21 | 120.8335 | 2877 | 47.3 | 41 | 999 | 47.3 | 0 | 251.6627 | Cooling | 41.9438 | #N/A | #N/A | #N/A | #N/A | 0 | 0 | 0 | 0 | 0 | 251.6627 | #N/A | #N/A | 88 | #N/A | #N/A | #N/A | #N/A | 0.1398% | 1 | 50% | 0% | 0% | 0% | 8.2745 | 0 | 0 | 0 | 8.2745 | #N/A
2007-04-30 22:00 | 4 | 30 | 22 | 120.8752 | 2878 | 47.48 | 40.82 | 999 | 47.48 | 0 | 0 | Cooling | 0 | #N/A | #N/A | #N/A | #N/A | 0 | 0 | 0 | 0 | 0 | 0 | #N/A | #N/A | 88 | #N/A | #N/A | #N/A | #N/A | 0% | 1 | 50% | 0% | 0% | 0% | 8.2745 | 0 | 0 | 0 | 8.2745 | #N/A
2007-04-30 23:00 | 4 | 30 | 23 | 120.9168 | 2879 | 47.84 | 40.64 | 999 | 47.84 | 0 | 0 | Cooling | 0 | #N/A | #N/A | #N/A | #N/A | 0 | 0 | 0 | 0 | 0 | 0 | #N/A | #N/A | 88 | #N/A | #N/A | #N/A | #N/A | 0% | 1 | 50% | 0% | 0% | 0% | 8.2745 | 0 | 0 | 0 | 8.2745 | #N/A
2007-05-01 | 5 | 1 | 0 | 120.9585 | 2880 | 48.56 | 40.46 | 999 | 48.56 | 0 | 0 | Cooling | 0 | #N/A | #N/A | #N/A | #N/A | 0 | 0 | 0 | 0 | 0 | 0 | #N/A | #N/A | 88 | #N/A | #N/A | #N/A | #N/A | 0% | 1 | 50% | 0% | 0% | 0% | 8.2745 | 0 | 0 | 0 | 8.2745 | #N/A
2007-05-01 01:00 | 5 | 1 | 1 | 121.0002 | 2881 | 48.56 | 40.46 | 999 | 48.56 | 0 | 0 | Cooling | 0 | #N/A | #N/A | #N/A | #N/A | 0 | 0 | 0 | 0 | 0 | 0 | #N/A | #N/A | 88 | #N/A | #N/A | #N/A | #N/A | 0% | 1 | 50% | 0% | 0% | 0% | 8.2745 | 0 | 0 | 0 | 8.2745 | #N/A
2007-05-01 02:00 | 5 | 1 | 2 | 121.0418 | 2882 | 48.2 | 40.28 | 999 | 48.2 | 0 | 0 | Cooling | 0 | #N/A | #N/A | #N/A | #N/A | 0 | 0 | 0 | 0 | 0 | 0 | #N/A | #N/A | 88 | #N/A | #N/A | #N/A | #N/A | 0% | 1 | 50% | 0% | 0% | 0% | 8.2745 | 0 | 0 | 0 | 8.2745 | #N/A
2007-05-01 03:00 | 5 | 1 | 3 | 121.0835 | 2883 | 48.2 | 40.1 | 999 | 48.2 | 0 | 0.00015853 | Cooling | 2.6422e-05 | #N/A | #N/A | #N/A | #N/A | 0 | 0 | 0 | 0 | 0 | 0.00015853 | #N/A | #N/A | 88 | #N/A | #N/A | #N/A | #N/A | 8.807e-08% | 1 | 50% | 0% | 0% | 0% | 8.2745 | 0 | 0 | 0 | 8.2745 | #N/A
2007-05-01 04:00 | 5 | 1 | 4 | 121.1252 | 2884 | 48.02 | 39.92 | 999 | 48.02 | 0 | 0.0020307 | Cooling | 0.00033845 | #N/A | #N/A | #N/A | #N/A | 0 | 0 | 0 | 0 | 0 | 0.0020307 | #N/A | #N/A | 88 | #N/A | #N/A | #N/A | #N/A | 1.128e-06% | 1 | 50% | 0% | 0% | 0% | 8.2745 | 0 | 0 | 0 | 8.2745 | #N/A
2007-05-01 05:00 | 5 | 1 | 5 | 121.1668 | 2885 | 48.2 | 41 | 999 | 48.2 | 0 | 0.0046426 | Cooling | 0.00077377 | #N/A | #N/A | #N/A | #N/A | 0 | 0 | 0 | 0 | 0 | 0.0046426 | #N/A | #N/A | 88 | #N/A | #N/A | #N/A | #N/A | 2.579e-06% | 1 | 50% | 0% | 0% | 0% | 8.2745 | 0 | 0 | 0 | 8.2745 | #N/A
2007-05-01 06:00 | 5 | 1 | 6 | 121.2085 | 2886 | 50.36 | 42.98 | 1001 | 50.36 | 0 | 0.0030095 | Cooling | 0.00050159 | #N/A | #N/A | #N/A | #N/A | 0 | 0 | 0 | 0 | 0 | 0.0030095 | #N/A | #N/A | 88 | #N/A | #N/A | #N/A | #N/A | 1.672e-06% | 1 | 50% | 0% | 0% | 0% | 8.2745 | 0 | 0 | 0 | 8.2745 | #N/A
2007-05-01 07:00 | 5 | 1 | 7 | 121.2502 | 2887 | 48.92 | 44.96 | 1002 | 48.92 | 0 | 0 | Cooling | 0 | #N/A | #N/A | #N/A | #N/A | 0 | 0 | 0 | 0 | 0 | 0 | #N/A | #N/A | 88 | #N/A | #N/A | #N/A | #N/A | 0% | 1 | 50% | 0% | 0% | 0% | 8.2745 | 0 | 0 | 0 | 8.2745 | #N/A
2007-05-01 08:00 | 5 | 1 | 8 | 121.2918 | 2888 | 48.92 | 41 | 1003 | 48.92 | 0 | 51.5577 | Cooling | 8.593 | #N/A | #N/A | #N/A | #N/A | 0 | 0 | 0 | 0 | 0 | 51.5577 | #N/A | #N/A | 88 | #N/A | #N/A | #N/A | #N/A | 0.02864% | 1 | 50% | 0% | 0% | 0% | 8.2745 | 0 | 0 | 0 | 8.2745 | #N/A
2007-05-01 09:00 | 5 | 1 | 9 | 121.3335 | 2889 | 55.94 | 41 | 1004 | 55.94 | 0 | 72.7885 | Cooling | 12.1314 | #N/A | #N/A | #N/A | #N/A | 0 | 0 | 0 | 0 | 0 | 72.7885 | #N/A | #N/A | 88 | #N/A | #N/A | #N/A | #N/A | 0.04044% | 1 | 50% | 0% | 0% | 0% | 8.2745 | 0 | 0 | 0 | 8.2745 | #N/A
2007-05-01 10:00 | 5 | 1 | 10 | 121.3752 | 2890 | 57.92 | 42.08 | 1005 | 57.92 | 0 | 5.3194 | Cooling | 0.88656 | #N/A | #N/A | #N/A | #N/A | 0 | 0 | 0 | 0 | 0 | 5.3194 | #N/A | #N/A | 88 | #N/A | #N/A | #N/A | #N/A | 0.002955% | 1 | 50% | 0% | 0% | 0% | 8.2745 | 0 | 0 | 0 | 8.2745 | #N/A
2007-05-01 11:00 | 5 | 1 | 11 | 121.4168 | 2891 | 57.92 | 44.06 | 1005 | 57.92 | 0 | 0.042408 | Cooling | 0.007068 | #N/A | #N/A | #N/A | #N/A | 0 | 0 | 0 | 0 | 0 | 0.042408 | #N/A | #N/A | 88 | #N/A | #N/A | #N/A | #N/A | 2.356e-05% | 1 | 50% | 0% | 0% | 0% | 8.2745 | 0 | 0 | 0 | 8.2745 | #N/A
2007-05-01 12:00 | 5 | 1 | 12 | 121.4585 | 2892 | 66.02 | 44.96 | 1005 | 66.02 | 0 | 4.7407 | Cooling | 0.79012 | #N/A | #N/A | #N/A | #N/A | 0 | 0 | 0 | 0 | 0 | 4.7407 | #N/A | #N/A | 88 | #N/A | #N/A | #N/A | #N/A | 0.002634% | 1 | 50% | 0% | 0% | 0% | 8.2745 | 0 | 0 | 0 | 8.2745 | #N/A
2007-05-01 13:00 | 5 | 1 | 13 | 121.5002 | 2893 | 68 | 39.92 | 1005 | 68 | 0 | 58.7392 | Cooling | 9.7899 | #N/A | #N/A | #N/A | #N/A | 0 | 0 | 0 | 0 | 0 | 58.7392 | #N/A | #N/A | 88 | #N/A | #N/A | #N/A | #N/A | 0.03263% | 1 | 50% | 0% | 0% | 0% | 8.2745 | 0 | 0 | 0 | 8.2745 | #N/A
2007-05-01 14:00 | 5 | 1 | 14 | 121.5418 | 2894 | 68 | 37.04 | 1005 | 68 | 0 | 202.5203 | Cooling | 33.7534 | #N/A | #N/A | #N/A | #N/A | 0 | 0 | 0 | 0 | 0 | 202.5203 | #N/A | #N/A | 88 | #N/A | #N/A | #N/A | #N/A | 0.1125% | 1 | 50% | 0% | 0% | 0% | 8.2745 | 0 | 0 | 0 | 8.2745 | #N/A
2007-05-01 15:00 | 5 | 1 | 15 | 121.5835 | 2895 | 69.08 | 42.08 | 1004 | 69.08 | 0 | 367.7715 | Cooling | 61.2952 | #N/A | #N/A | #N/A | #N/A | 0 | 0 | 0 | 0 | 0 | 367.7715 | #N/A | #N/A | 88 | #N/A | #N/A | #N/A | #N/A | 0.2043% | 1 | 50% | 0% | 0% | 0% | 8.2745 | 0 | 0 | 0 | 8.2745 | #N/A
2007-05-01 16:00 | 5 | 1 | 16 | 121.6252 | 2896 | 66.92 | 39.02 | 1004 | 66.92 | 0 | 377.0864 | Cooling | 62.8477 | #N/A | #N/A | #N/A | #N/A | 0 | 0 | 0 | 0 | 0 | 377.0864 | #N/A | #N/A | 88 | #N/A | #N/A | #N/A | #N/A | 0.2095% | 1 | 50% | 0% | 0% | 0% | 8.2745 | 0 | 0 | 0 | 8.2745 | #N/A
2007-05-01 17:00 | 5 | 1 | 17 | 121.6668 | 2897 | 66.92 | 35.96 | 1004 | 66.92 | 0 | 270.1045 | Cooling | 45.0174 | #N/A | #N/A | #N/A | #N/A | 0 | 0 | 0 | 0 | 0 | 270.1045 | #N/A | #N/A | 88 | #N/A | #N/A | #N/A | #N/A | 0.1501% | 1 | 50% | 0% | 0% | 0% | 8.2745 | 0 | 0 | 0 | 8.2745 | #N/A
2007-05-01 18:00 | 5 | 1 | 18 | 121.7085 | 2898 | 62.06 | 33.98 | 1004 | 62.06 | 0 | 198.8077 | Cooling | 33.1346 | #N/A | #N/A | #N/A | #N/A | 0 | 0 | 0 | 0 | 0 | 198.8077 | #N/A | #N/A | 88 | #N/A | #N/A | #N/A | #N/A | 0.1104% | 1 | 50% | 0% | 0% | 0% | 8.2745 | 0 | 0 | 0 | 8.2745 | #N/A
2007-05-01 19:00 | 5 | 1 | 19 | 121.7502 | 2899 | 60.08 | 33.98 | 1004 | 60.08 | 0 | 78.9074 | Cooling | 13.1512 | #N/A | #N/A | #N/A | #N/A | 0 | 0 | 0 | 0 | 0 | 78.9074 | #N/A | #N/A | 88 | #N/A | #N/A | #N/A | #N/A | 0.04384% | 1 | 50% | 0% | 0% | 0% | 8.2745 | 0 | 0 | 0 | 8.2745 | #N/A
2007-05-01 20:00 | 5 | 1 | 20 | 121.7918 | 2900 | 60.08 | 33.98 | 1005 | 60.08 | 0 | 0.034637 | Cooling | 0.0057729 | #N/A | #N/A | #N/A | #N/A | 0 | 0 | 0 | 0 | 0 | 0.034637 | #N/A | #N/A | 88 | #N/A | #N/A | #N/A | #N/A | 1.924e-05% | 1 | 50% | 0% | 0% | 0% | 8.2745 | 0 | 0 | 0 | 8.2745 | #N/A
2007-05-01 21:00 | 5 | 1 | 21 | 121.8335 | 2901 | 55.04 | 33.98 | 1006 | 55.04 | 0 | 0.04316 | Cooling | 0.0071934 | #N/A | #N/A | #N/A | #N/A | 0 | 0 | 0 | 0 | 0 | 0.04316 | #N/A | #N/A | 88 | #N/A | #N/A | #N/A | #N/A | 2.398e-05% | 1 | 50% | 0% | 0% | 0% | 8.2745 | 0 | 0 | 0 | 8.2745 | #N/A
2007-05-01 22:00 | 5 | 1 | 22 | 121.8752 | 2902 | 53.96 | 33.08 | 1006 | 53.96 | 0 | 0.010463 | Cooling | 0.0017438 | #N/A | #N/A | #N/A | #N/A | 0 | 0 | 0 | 0 | 0 | 0.010463 | #N/A | #N/A | 88 | #N/A | #N/A | #N/A | #N/A | 5.813e-06% | 1 | 50% | 0% | 0% | 0% | 8.2745 | 0 | 0 | 0 | 8.2745 | #N/A
2007-05-01 23:00 | 5 | 1 | 23 | 121.9168 | 2903 | 53.96 | 33.98 | 1006 | 53.96 | 0 | 0.020136 | Cooling | 0.003356 | #N/A | #N/A | #N/A | #N/A | 0 | 0 | 0 | 0 | 0 | 0.020136 | #N/A | #N/A | 88 | #N/A | #N/A | #N/A | #N/A | 1.119e-05% | 1 | 50% | 0% | 0% | 0% | 8.2745 | 0 | 0 | 0 | 8.2745 | #N/A
2007-05-02 | 5 | 2 | 0 | 121.9585 | 2904 | 51.08 | 35.06 | 1006 | 51.08 | 0 | 0.0096174 | Cooling | 0.0016029 | #N/A | #N/A | #N/A | #N/A | 0 | 0 | 0 | 0 | 0 | 0.0096174 | #N/A | #N/A | 88 | #N/A | #N/A | #N/A | #N/A | 5.343e-06% | 1 | 50% | 0% | 0% | 0% | 8.2745 | 0 | 0 | 0 | 8.2745 | #N/A
2007-05-02 01:00 | 5 | 2 | 1 | 122.0002 | 2905 | 50 | 35.06 | 1006 | 50 | 0 | 0.0039884 | Cooling | 0.00066473 | #N/A | #N/A | #N/A | #N/A | 0 | 0 | 0 | 0 | 0 | 0.0039884 | #N/A | #N/A | 88 | #N/A | #N/A | #N/A | #N/A | 2.216e-06% | 1 | 50% | 0% | 0% | 0% | 8.2745 | 0 | 0 | 0 | 8.2745 | #N/A
2007-05-02 02:00 | 5 | 2 | 2 | 122.0418 | 2906 | 50 | 35.96 | 1006 | 50 | 0 | 0.00041771 | Cooling | 6.9619e-05 | #N/A | #N/A | #N/A | #N/A | 0 | 0 | 0 | 0 | 0 | 0.00041771 | #N/A | #N/A | 88 | #N/A | #N/A | #N/A | #N/A | 2.321e-07% | 1 | 50% | 0% | 0% | 0% | 8.2745 | 0 | 0 | 0 | 8.2745 | #N/A
2007-05-02 03:00 | 5 | 2 | 3 | 122.0835 | 2907 | 44.96 | 37.04 | 1006 | 44.96 | 0 | 0 | Cooling | 0 | #N/A | #N/A | #N/A | #N/A | 0 | 0 | 0 | 0 | 0 | 0 | #N/A | #N/A | 88 | #N/A | #N/A | #N/A | #N/A | 0% | 1 | 50% | 0% | 0% | 0% | 8.2745 | 0 | 0 | 0 | 8.2745 | #N/A
2007-05-02 04:00 | 5 | 2 | 4 | 122.1252 | 2908 | 42.08 | 37.04 | 1006 | 42.08 | 0 | 0 | Cooling | 0 | #N/A | #N/A | #N/A | #N/A | 0 | 0 | 0 | 0 | 0 | 0 | #N/A | #N/A | 88 | #N/A | #N/A | #N/A | #N/A | 0% | 1 | 50% | 0% | 0% | 0% | 8.2745 | 0 | 0 | 0 | 8.2745 | #N/A
2007-05-02 05:00 | 5 | 2 | 5 | 122.1668 | 2909 | 42.08 | 35.96 | 1006 | 42.08 | 0 | 0 | Cooling | 0 | #N/A | #N/A | #N/A | #N/A | 0 | 0 | 0 | 0 | 0 | 0 | #N/A | #N/A | 88 | #N/A | #N/A | #N/A | #N/A | 0% | 1 | 50% | 0% | 0% | 0% | 8.2745 | 0 | 0 | 0 | 8.2745 | #N/A
2007-05-02 06:00 | 5 | 2 | 6 | 122.2085 | 2910 | 44.06 | 33.98 | 1006 | 44.06 | 13.423 | 0 | Heating | 1.7897 | #N/A | #N/A | #N/A | #N/A | 13.423 | #N/A | #N/A | 4.0174 | #N/A | 0 | 0 | 0 | 0 | 0 | 0 | 0 | 0 | 0.005966% | 1 | 50% | 0% | 0% | 0% | 8.2745 | 0 | 0 | 0 | 8.2745 | #N/A
2007-05-02 07:00 | 5 | 2 | 7 | 122.2502 | 2911 | 51.08 | 35.06 | 1007 | 51.08 | 0 | 0.092641 | Cooling | 0.01544 | #N/A | #N/A | #N/A | #N/A | 0 | 0 | 0 | 0 | 0 | 0.092641 | #N/A | #N/A | 88 | #N/A | #N/A | #N/A | #N/A | 5.147e-05% | 1 | 50% | 0% | 0% | 0% | 8.2745 | 0 | 0 | 0 | 8.2745 | #N/A
2007-05-02 08:00 | 5 | 2 | 8 | 122.2918 | 2912 | 51.08 | 37.04 | 1007 | 51.08 | 0 | 0.011394 | Cooling | 0.001899 | #N/A | #N/A | #N/A | #N/A | 0 | 0 | 0 | 0 | 0 | 0.011394 | #N/A | #N/A | 88 | #N/A | #N/A | #N/A | #N/A | 6.33e-06% | 1 | 50% | 0% | 0% | 0% | 8.2745 | 0 | 0 | 0 | 8.2745 | #N/A
2007-05-02 09:00 | 5 | 2 | 9 | 122.3335 | 2913 | 53.96 | 35.96 | 1007 | 53.96 | 0 | 26.6802 | Cooling | 4.4467 | #N/A | #N/A | #N/A | #N/A | 0 | 0 | 0 | 0 | 0 | 26.6802 | #N/A | #N/A | 88 | #N/A | #N/A | #N/A | #N/A | 0.01482% | 1 | 50% | 0% | 0% | 0% | 8.2745 | 0 | 0 | 0 | 8.2745 | #N/A
2007-05-02 10:00 | 5 | 2 | 10 | 122.3752 | 2914 | 55.04 | 39.92 | 1007 | 55.04 | 0 | 164.9764 | Cooling | 27.4961 | #N/A | #N/A | #N/A | #N/A | 0 | 0 | 0 | 0 | 0 | 164.9764 | #N/A | #N/A | 88 | #N/A | #N/A | #N/A | #N/A | 0.09165% | 1 | 50% | 0% | 0% | 0% | 8.2745 | 0 | 0 | 0 | 8.2745 | #N/A
2007-05-02 11:00 | 5 | 2 | 11 | 122.4168 | 2915 | 55.04 | 37.04 | 1006 | 55.04 | 0 | 324.4425 | Cooling | 54.0738 | #N/A | #N/A | #N/A | #N/A | 0 | 0 | 0 | 0 | 0 | 324.4425 | #N/A | #N/A | 88 | #N/A | #N/A | #N/A | #N/A | 0.1802% | 1 | 50% | 0% | 0% | 0% | 8.2745 | 0 | 0 | 0 | 8.2745 | #N/A
2007-05-02 12:00 | 5 | 2 | 12 | 122.4585 | 2916 | 60.08 | 35.96 | 1005 | 60.08 | 0 | 396.7054 | Cooling | 66.1176 | #N/A | #N/A | #N/A | #N/A | 0 | 0 | 0 | 0 | 0 | 396.7054 | #N/A | #N/A | 88 | #N/A | #N/A | #N/A | #N/A | 0.2204% | 1 | 50% | 0% | 0% | 0% | 8.2745 | 0 | 0 | 0 | 8.2745 | #N/A
2007-05-02 13:00 | 5 | 2 | 13 | 122.5002 | 2917 | 60.08 | 35.06 | 1005 | 60.08 | 0 | 514.5154 | Cooling | 85.7526 | #N/A | #N/A | #N/A | #N/A | 0 | 0 | 0 | 0 | 0 | 514.5154 | #N/A | #N/A | 88 | #N/A | #N/A | #N/A | #N/A | 0.2858% | 1 | 50% | 0% | 0% | 0% | 8.2745 | 0 | 0 | 0 | 8.2745 | #N/A
2007-05-02 14:00 | 5 | 2 | 14 | 122.5418 | 2918 | 60.08 | 35.06 | 1005 | 60.08 | 0 | 584.8397 | Cooling | 97.4733 | #N/A | #N/A | #N/A | #N/A | 0 | 0 | 0 | 0 | 0 | 584.8397 | #N/A | #N/A | 88 | #N/A | #N/A | #N/A | #N/A | 0.3249% | 1 | 50% | 0% | 0% | 0% | 8.2745 | 0 | 0 | 0 | 8.2745 | #N/A
2007-05-02 15:00 | 5 | 2 | 15 | 122.5835 | 2919 | 60.08 | 33.98 | 1004 | 60.08 | 0 | 570.2586 | Cooling | 95.0431 | #N/A | #N/A | #N/A | #N/A | 0 | 0 | 0 | 0 | 0 | 570.2586 | #N/A | #N/A | 88 | #N/A | #N/A | #N/A | #N/A | 0.3168% | 1 | 50% | 0% | 0% | 0% | 8.2745 | 0 | 0 | 0 | 8.2745 | #N/A
2007-05-02 16:00 | 5 | 2 | 16 | 122.6252 | 2920 | 60.08 | 32 | 1004 | 60.08 | 0 | 548.1816 | Cooling | 91.3636 | #N/A | #N/A | #N/A | #N/A | 0 | 0 | 0 | 0 | 0 | 548.1816 | #N/A | #N/A | 88 | #N/A | #N/A | #N/A | #N/A | 0.3045% | 1 | 50% | 0% | 0% | 0% | 8.2745 | 0 | 0 | 0 | 8.2745 | #N/A
2007-05-02 17:00 | 5 | 2 | 17 | 122.6668 | 2921 | 60.08 | 30.92 | 1003 | 60.08 | 0 | 504.2126 | Cooling | 84.0354 | #N/A | #N/A | #N/A | #N/A | 0 | 0 | 0 | 0 | 0 | 504.2126 | #N/A | #N/A | 88 | #N/A | #N/A | #N/A | #N/A | 0.2801% | 1 | 50% | 0% | 0% | 0% | 8.2745 | 0 | 0 | 0 | 8.2745 | #N/A
2007-05-02 18:00 | 5 | 2 | 18 | 122.7085 | 2922 | 57.02 | 30.92 | 1003 | 57.02 | 0 | 432.7448 | Cooling | 72.1241 | #N/A | #N/A | #N/A | #N/A | 0 | 0 | 0 | 0 | 0 | 432.7448 | #N/A | #N/A | 88 | #N/A | #N/A | #N/A | #N/A | 0.2404% | 1 | 50% | 0% | 0% | 0% | 8.2745 | 0 | 0 | 0 | 8.2745 | #N/A
2007-05-02 19:00 | 5 | 2 | 19 | 122.7502 | 2923 | 55.94 | 33.98 | 1003 | 55.94 | 0 | 245.3464 | Cooling | 40.8911 | #N/A | #N/A | #N/A | #N/A | 0 | 0 | 0 | 0 | 0 | 245.3464 | #N/A | #N/A | 88 | #N/A | #N/A | #N/A | #N/A | 0.1363% | 1 | 50% | 0% | 0% | 0% | 8.2745 | 0 | 0 | 0 | 8.2745 | #N/A
2007-05-02 20:00 | 5 | 2 | 20 | 122.7918 | 2924 | 55.94 | 33.98 | 1003 | 55.94 | 0 | 51.8172 | Cooling | 8.6362 | #N/A | #N/A | #N/A | #N/A | 0 | 0 | 0 | 0 | 0 | 51.8172 | #N/A | #N/A | 88 | #N/A | #N/A | #N/A | #N/A | 0.02879% | 1 | 50% | 0% | 0% | 0% | 8.2745 | 0 | 0 | 0 | 8.2745 | #N/A
2007-05-02 21:00 | 5 | 2 | 21 | 122.8335 | 2925 | 51.08 | 33.98 | 1003 | 51.08 | 0 | 0.0011726 | Cooling | 0.00019544 | #N/A | #N/A | #N/A | #N/A | 0 | 0 | 0 | 0 | 0 | 0.0011726 | #N/A | #N/A | 88 | #N/A | #N/A | #N/A | #N/A | 6.515e-07% | 1 | 50% | 0% | 0% | 0% | 8.2745 | 0 | 0 | 0 | 8.2745 | #N/A
2007-05-02 22:00 | 5 | 2 | 22 | 122.8752 | 2926 | 50 | 35.96 | 1003 | 50 | 0 | 0 | Cooling | 0 | #N/A | #N/A | #N/A | #N/A | 0 | 0 | 0 | 0 | 0 | 0 | #N/A | #N/A | 88 | #N/A | #N/A | #N/A | #N/A | 0% | 1 | 50% | 0% | 0% | 0% | 8.2745 | 0 | 0 | 0 | 8.2745 | #N/A
2007-05-02 23:00 | 5 | 2 | 23 | 122.9168 | 2927 | 50 | 37.94 | 1003 | 50 | 0 | 0 | Cooling | 0 | #N/A | #N/A | #N/A | #N/A | 0 | 0 | 0 | 0 | 0 | 0 | #N/A | #N/A | 88 | #N/A | #N/A | #N/A | #N/A | 0% | 1 | 50% | 0% | 0% | 0% | 8.2745 | 0 | 0 | 0 | 8.2745 | #N/A
2007-05-03 | 5 | 3 | 0 | 122.9585 | 2928 | 50 | 37.94 | 1003 | 50 | 0 | 0 | Cooling | 0 | #N/A | #N/A | #N/A | #N/A | 0 | 0 | 0 | 0 | 0 | 0 | #N/A | #N/A | 88 | #N/A | #N/A | #N/A | #N/A | 0% | 1 | 50% | 0% | 0% | 0% | 8.2745 | 0 | 0 | 0 | 8.2745 | #N/A
2007-05-03 01:00 | 5 | 3 | 1 | 123.0002 | 2929 | 48.92 | 35.96 | 1003 | 48.92 | 0 | 0.0021666 | Cooling | 0.00036109 | #N/A | #N/A | #N/A | #N/A | 0 | 0 | 0 | 0 | 0 | 0.0021666 | #N/A | #N/A | 88 | #N/A | #N/A | #N/A | #N/A | 1.204e-06% | 1 | 50% | 0% | 0% | 0% | 8.2745 | 0 | 0 | 0 | 8.2745 | #N/A
2007-05-03 02:00 | 5 | 3 | 2 | 123.0418 | 2930 | 48.92 | 33.08 | 1002 | 48.92 | 0 | 0.024265 | Cooling | 0.0040442 | #N/A | #N/A | #N/A | #N/A | 0 | 0 | 0 | 0 | 0 | 0.024265 | #N/A | #N/A | 88 | #N/A | #N/A | #N/A | #N/A | 1.348e-05% | 1 | 50% | 0% | 0% | 0% | 8.2745 | 0 | 0 | 0 | 8.2745 | #N/A
2007-05-03 03:00 | 5 | 3 | 3 | 123.0835 | 2931 | 50 | 33.98 | 1002 | 50 | 0 | 0.026633 | Cooling | 0.0044388 | #N/A | #N/A | #N/A | #N/A | 0 | 0 | 0 | 0 | 0 | 0.026633 | #N/A | #N/A | 88 | #N/A | #N/A | #N/A | #N/A | 1.48e-05% | 1 | 50% | 0% | 0% | 0% | 8.2745 | 0 | 0 | 0 | 8.2745 | #N/A
2007-05-03 04:00 | 5 | 3 | 4 | 123.1252 | 2932 | 50 | 33.98 | 1002 | 50 | 0 | 0.021185 | Cooling | 0.0035308 | #N/A | #N/A | #N/A | #N/A | 0 | 0 | 0 | 0 | 0 | 0.021185 | #N/A | #N/A | 88 | #N/A | #N/A | #N/A | #N/A | 1.177e-05% | 1 | 50% | 0% | 0% | 0% | 8.2745 | 0 | 0 | 0 | 8.2745 | #N/A
2007-05-03 05:00 | 5 | 3 | 5 | 123.1668 | 2933 | 50 | 35.96 | 1002 | 50 | 0 | 0.0083517 | Cooling | 0.001392 | #N/A | #N/A | #N/A | #N/A | 0 | 0 | 0 | 0 | 0 | 0.0083517 | #N/A | #N/A | 88 | #N/A | #N/A | #N/A | #N/A | 4.64e-06% | 1 | 50% | 0% | 0% | 0% | 8.2745 | 0 | 0 | 0 | 8.2745 | #N/A
2007-05-03 06:00 | 5 | 3 | 6 | 123.2085 | 2934 | 50 | 33.98 | 1003 | 50 | 4.5261 | 0 | Heating | 0.60348 | #N/A | #N/A | #N/A | #N/A | 4.5261 | #N/A | #N/A | 4.5134 | #N/A | 0 | 0 | 0 | 0 | 0 | 0 | 0 | 0 | 0.002012% | 1 | 50% | 0% | 0% | 0% | 8.2745 | 0 | 0 | 0 | 8.2745 | #N/A
2007-05-03 07:00 | 5 | 3 | 7 | 123.2502 | 2935 | 51.08 | 37.94 | 1003 | 51.08 | 0 | 0.010428 | Cooling | 0.0017379 | #N/A | #N/A | #N/A | #N/A | 0 | 0 | 0 | 0 | 0 | 0.010428 | #N/A | #N/A | 88 | #N/A | #N/A | #N/A | #N/A | 5.793e-06% | 1 | 50% | 0% | 0% | 0% | 8.2745 | 0 | 0 | 0 | 8.2745 | #N/A
2007-05-03 08:00 | 5 | 3 | 8 | 123.2918 | 2936 | 51.08 | 37.04 | 1003 | 51.08 | 0 | 0.016784 | Cooling | 0.0027973 | #N/A | #N/A | #N/A | #N/A | 0 | 0 | 0 | 0 | 0 | 0.016784 | #N/A | #N/A | 88 | #N/A | #N/A | #N/A | #N/A | 9.324e-06% | 1 | 50% | 0% | 0% | 0% | 8.2745 | 0 | 0 | 0 | 8.2745 | #N/A
2007-05-03 09:00 | 5 | 3 | 9 | 123.3335 | 2937 | 55.94 | 37.04 | 1004 | 55.94 | 0 | 0.048545 | Cooling | 0.0080909 | #N/A | #N/A | #N/A | #N/A | 0 | 0 | 0 | 0 | 0 | 0.048545 | #N/A | #N/A | 88 | #N/A | #N/A | #N/A | #N/A | 2.697e-05% | 1 | 50% | 0% | 0% | 0% | 8.2745 | 0 | 0 | 0 | 8.2745 | #N/A
2007-05-03 10:00 | 5 | 3 | 10 | 123.3752 | 2938 | 60.98 | 37.94 | 1004 | 60.98 | 0 | 88.4792 | Cooling | 14.7465 | #N/A | #N/A | #N/A | #N/A | 0 | 0 | 0 | 0 | 0 | 88.4792 | #N/A | #N/A | 88 | #N/A | #N/A | #N/A | #N/A | 0.04916% | 1 | 50% | 0% | 0% | 0% | 8.2745 | 0 | 0 | 0 | 8.2745 | #N/A
2007-05-03 11:00 | 5 | 3 | 11 | 123.4168 | 2939 | 60.98 | 37.94 | 1004 | 60.98 | 0 | 305.3974 | Cooling | 50.8996 | #N/A | #N/A | #N/A | #N/A | 0 | 0 | 0 | 0 | 0 | 305.3974 | #N/A | #N/A | 88 | #N/A | #N/A | #N/A | #N/A | 0.1697% | 1 | 50% | 0% | 0% | 0% | 8.2745 | 0 | 0 | 0 | 8.2745 | #N/A
2007-05-03 12:00 | 5 | 3 | 12 | 123.4585 | 2940 | 62.96 | 37.94 | 1003 | 62.96 | 0 | 451.6916 | Cooling | 75.2819 | #N/A | #N/A | #N/A | #N/A | 0 | 0 | 0 | 0 | 0 | 451.6916 | #N/A | #N/A | 88 | #N/A | #N/A | #N/A | #N/A | 0.2509% | 1 | 50% | 0% | 0% | 0% | 8.2745 | 0 | 0 | 0 | 8.2745 | #N/A
2007-05-03 13:00 | 5 | 3 | 13 | 123.5002 | 2941 | 62.96 | 37.94 | 1003 | 62.96 | 0 | 539.152 | Cooling | 89.8587 | #N/A | #N/A | #N/A | #N/A | 0 | 0 | 0 | 0 | 0 | 539.152 | #N/A | #N/A | 88 | #N/A | #N/A | #N/A | #N/A | 0.2995% | 1 | 50% | 0% | 0% | 0% | 8.2745 | 0 | 0 | 0 | 8.2745 | #N/A
2007-05-03 14:00 | 5 | 3 | 14 | 123.5418 | 2942 | 62.96 | 33.98 | 1002 | 62.96 | 0 | 546.5222 | Cooling | 91.087 | #N/A | #N/A | #N/A | #N/A | 0 | 0 | 0 | 0 | 0 | 546.5222 | #N/A | #N/A | 88 | #N/A | #N/A | #N/A | #N/A | 0.3036% | 1 | 50% | 0% | 0% | 0% | 8.2745 | 0 | 0 | 0 | 8.2745 | #N/A
2007-05-03 15:00 | 5 | 3 | 15 | 123.5835 | 2943 | 64.04 | 28.94 | 1002 | 64.04 | 0 | 502.7165 | Cooling | 83.7861 | #N/A | #N/A | #N/A | #N/A | 0 | 0 | 0 | 0 | 0 | 502.7165 | #N/A | #N/A | 88 | #N/A | #N/A | #N/A | #N/A | 0.2793% | 1 | 50% | 0% | 0% | 0% | 8.2745 | 0 | 0 | 0 | 8.2745 | #N/A
2007-05-03 16:00 | 5 | 3 | 16 | 123.6252 | 2944 | 60.08 | 28.04 | 1002 | 60.08 | 0 | 477.6336 | Cooling | 79.6056 | #N/A | #N/A | #N/A | #N/A | 0 | 0 | 0 | 0 | 0 | 477.6336 | #N/A | #N/A | 88 | #N/A | #N/A | #N/A | #N/A | 0.2654% | 1 | 50% | 0% | 0% | 0% | 8.2745 | 0 | 0 | 0 | 8.2745 | #N/A
2007-05-03 17:00 | 5 | 3 | 17 | 123.6668 | 2945 | 60.08 | 26.06 | 1002 | 60.08 | 0 | 441.0294 | Cooling | 73.5049 | #N/A | #N/A | #N/A | #N/A | 0 | 0 | 0 | 0 | 0 | 441.0294 | #N/A | #N/A | 88 | #N/A | #N/A | #N/A | #N/A | 0.245% | 1 | 50% | 0% | 0% | 0% | 8.2745 | 0 | 0 | 0 | 8.2745 | #N/A
2007-05-03 18:00 | 5 | 3 | 18 | 123.7085 | 2946 | 55.94 | 24.98 | 1002 | 55.94 | 0 | 278.6136 | Cooling | 46.4356 | #N/A | #N/A | #N/A | #N/A | 0 | 0 | 0 | 0 | 0 | 278.6136 | #N/A | #N/A | 88 | #N/A | #N/A | #N/A | #N/A | 0.1548% | 1 | 50% | 0% | 0% | 0% | 8.2745 | 0 | 0 | 0 | 8.2745 | #N/A
2007-05-03 19:00 | 5 | 3 | 19 | 123.7502 | 2947 | 53.96 | 24.08 | 1002 | 53.96 | 0 | 81.3389 | Cooling | 13.5565 | #N/A | #N/A | #N/A | #N/A | 0 | 0 | 0 | 0 | 0 | 81.3389 | #N/A | #N/A | 88 | #N/A | #N/A | #N/A | #N/A | 0.04519% | 1 | 50% | 0% | 0% | 0% | 8.2745 | 0 | 0 | 0 | 8.2745 | #N/A
2007-05-03 20:00 | 5 | 3 | 20 | 123.7918 | 2948 | 53.96 | 28.04 | 1003 | 53.96 | 0 | 0.006243 | Cooling | 0.0010405 | #N/A | #N/A | #N/A | #N/A | 0 | 0 | 0 | 0 | 0 | 0.006243 | #N/A | #N/A | 88 | #N/A | #N/A | #N/A | #N/A | 3.468e-06% | 1 | 50% | 0% | 0% | 0% | 8.2745 | 0 | 0 | 0 | 8.2745 | #N/A
2007-05-03 21:00 | 5 | 3 | 21 | 123.8335 | 2949 | 50 | 28.04 | 1004 | 50 | 0 | 0.0017665 | Cooling | 0.00029441 | #N/A | #N/A | #N/A | #N/A | 0 | 0 | 0 | 0 | 0 | 0.0017665 | #N/A | #N/A | 88 | #N/A | #N/A | #N/A | #N/A | 9.814e-07% | 1 | 50% | 0% | 0% | 0% | 8.2745 | 0 | 0 | 0 | 8.2745 | #N/A
2007-05-03 22:00 | 5 | 3 | 22 | 123.8752 | 2950 | 50 | 28.04 | 1004 | 50 | 0 | 0.0071489 | Cooling | 0.0011915 | #N/A | #N/A | #N/A | #N/A | 0 | 0 | 0 | 0 | 0 | 0.0071489 | #N/A | #N/A | 88 | #N/A | #N/A | #N/A | #N/A | 3.972e-06% | 1 | 50% | 0% | 0% | 0% | 8.2745 | 0 | 0 | 0 | 8.2745 | #N/A
2007-05-03 23:00 | 5 | 3 | 23 | 123.9168 | 2951 | 50 | 28.94 | 1004 | 50 | 0 | 0.011407 | Cooling | 0.0019011 | #N/A | #N/A | #N/A | #N/A | 0 | 0 | 0 | 0 | 0 | 0.011407 | #N/A | #N/A | 88 | #N/A | #N/A | #N/A | #N/A | 6.337e-06% | 1 | 50% | 0% | 0% | 0% | 8.2745 | 0 | 0 | 0 | 8.2745 | #N/A
2007-05-04 | 5 | 4 | 0 | 123.9585 | 2952 | 50 | 28.04 | 1004 | 50 | 0 | 0.015604 | Cooling | 0.0026006 | #N/A | #N/A | #N/A | #N/A | 0 | 0 | 0 | 0 | 0 | 0.015604 | #N/A | #N/A | 88 | #N/A | #N/A | #N/A | #N/A | 8.669e-06% | 1 | 50% | 0% | 0% | 0% | 8.2745 | 0 | 0 | 0 | 8.2745 | #N/A
2007-05-04 01:00 | 5 | 4 | 1 | 124.0002 | 2953 | 48.92 | 30.02 | 1004 | 48.92 | 0 | 0.0046829 | Cooling | 0.00078048 | #N/A | #N/A | #N/A | #N/A | 0 | 0 | 0 | 0 | 0 | 0.0046829 | #N/A | #N/A | 88 | #N/A | #N/A | #N/A | #N/A | 2.602e-06% | 1 | 50% | 0% | 0% | 0% | 8.2745 | 0 | 0 | 0 | 8.2745 | #N/A
2007-05-04 02:00 | 5 | 4 | 2 | 124.0418 | 2954 | 48.92 | 28.94 | 1003 | 48.92 | 0 | 0.0026371 | Cooling | 0.00043952 | #N/A | #N/A | #N/A | #N/A | 0 | 0 | 0 | 0 | 0 | 0.0026371 | #N/A | #N/A | 88 | #N/A | #N/A | #N/A | #N/A | 1.465e-06% | 1 | 50% | 0% | 0% | 0% | 8.2745 | 0 | 0 | 0 | 8.2745 | #N/A
2007-05-04 03:00 | 5 | 4 | 3 | 124.0835 | 2955 | 46.94 | 28.04 | 1003 | 46.94 | 0 | 0.012018 | Cooling | 0.002003 | #N/A | #N/A | #N/A | #N/A | 0 | 0 | 0 | 0 | 0 | 0.012018 | #N/A | #N/A | 88 | #N/A | #N/A | #N/A | #N/A | 6.677e-06% | 1 | 50% | 0% | 0% | 0% | 8.2745 | 0 | 0 | 0 | 8.2745 | #N/A
2007-05-04 04:00 | 5 | 4 | 4 | 124.1252 | 2956 | 48.92 | 28.94 | 1003 | 48.92 | 0 | 0.0084071 | Cooling | 0.0014012 | #N/A | #N/A | #N/A | #N/A | 0 | 0 | 0 | 0 | 0 | 0.0084071 | #N/A | #N/A | 88 | #N/A | #N/A | #N/A | #N/A | 4.671e-06% | 1 | 50% | 0% | 0% | 0% | 8.2745 | 0 | 0 | 0 | 8.2745 | #N/A
2007-05-04 05:00 | 5 | 4 | 5 | 124.1668 | 2957 | 48.92 | 26.06 | 1003 | 48.92 | 0 | 0.031318 | Cooling | 0.0052197 | #N/A | #N/A | #N/A | #N/A | 0 | 0 | 0 | 0 | 0 | 0.031318 | #N/A | #N/A | 88 | #N/A | #N/A | #N/A | #N/A | 1.74e-05% | 1 | 50% | 0% | 0% | 0% | 8.2745 | 0 | 0 | 0 | 8.2745 | #N/A
2007-05-04 06:00 | 5 | 4 | 6 | 124.2085 | 2958 | 48.92 | 28.04 | 1003 | 48.92 | 67.3637 | 0 | Heating | 8.9818 | #N/A | #N/A | #N/A | #N/A | 67.3637 | #N/A | #N/A | 4.4149 | #N/A | 0 | 0 | 0 | 0 | 0 | 0 | 0 | 0 | 0.02994% | 1 | 50% | 0% | 0% | 0% | 8.2745 | 0 | 0 | 0 | 8.2745 | #N/A
2007-05-04 07:00 | 5 | 4 | 7 | 124.2502 | 2959 | 50 | 26.06 | 1003 | 50 | 0.099715 | 0 | Heating | 0.013295 | #N/A | #N/A | #N/A | #N/A | 0.099715 | #N/A | #N/A | 4.5134 | #N/A | 0 | 0 | 0 | 0 | 0 | 0 | 0 | 0 | 4.432e-05% | 1 | 50% | 0% | 0% | 0% | 8.2745 | 0 | 0 | 0 | 8.2745 | #N/A
2007-05-04 08:00 | 5 | 4 | 8 | 124.2918 | 2960 | 50 | 26.06 | 1003 | 50 | 0 | 4.9573 | Cooling | 0.82622 | #N/A | #N/A | #N/A | #N/A | 0 | 0 | 0 | 0 | 0 | 4.9573 | #N/A | #N/A | 88 | #N/A | #N/A | #N/A | #N/A | 0.002754% | 1 | 50% | 0% | 0% | 0% | 8.2745 | 0 | 0 | 0 | 8.2745 | #N/A
2007-05-04 09:00 | 5 | 4 | 9 | 124.3335 | 2961 | 50 | 28.94 | 1004 | 50 | 0 | 50.5023 | Cooling | 8.4171 | #N/A | #N/A | #N/A | #N/A | 0 | 0 | 0 | 0 | 0 | 50.5023 | #N/A | #N/A | 88 | #N/A | #N/A | #N/A | #N/A | 0.02806% | 1 | 50% | 0% | 0% | 0% | 8.2745 | 0 | 0 | 0 | 8.2745 | #N/A
2007-05-04 10:00 | 5 | 4 | 10 | 124.3752 | 2962 | 50 | 30.92 | 1003 | 50 | 0 | 21.3502 | Cooling | 3.5584 | #N/A | #N/A | #N/A | #N/A | 0 | 0 | 0 | 0 | 0 | 21.3502 | #N/A | #N/A | 88 | #N/A | #N/A | #N/A | #N/A | 0.01186% | 1 | 50% | 0% | 0% | 0% | 8.2745 | 0 | 0 | 0 | 8.2745 | #N/A
2007-05-04 11:00 | 5 | 4 | 11 | 124.4168 | 2963 | 50 | 30.92 | 1003 | 50 | 0 | 134.9781 | Cooling | 22.4964 | #N/A | #N/A | #N/A | #N/A | 0 | 0 | 0 | 0 | 0 | 134.9781 | #N/A | #N/A | 88 | #N/A | #N/A | #N/A | #N/A | 0.07499% | 1 | 50% | 0% | 0% | 0% | 8.2745 | 0 | 0 | 0 | 8.2745 | #N/A
2007-05-04 12:00 | 5 | 4 | 12 | 124.4585 | 2964 | 53.06 | 30.02 | 1002 | 53.06 | 0 | 286.687 | Cooling | 47.7812 | #N/A | #N/A | #N/A | #N/A | 0 | 0 | 0 | 0 | 0 | 286.687 | #N/A | #N/A | 88 | #N/A | #N/A | #N/A | #N/A | 0.1593% | 1 | 50% | 0% | 0% | 0% | 8.2745 | 0 | 0 | 0 | 8.2745 | #N/A
2007-05-04 13:00 | 5 | 4 | 13 | 124.5002 | 2965 | 53.06 | 30.92 | 1002 | 53.06 | 0 | 371.675 | Cooling | 61.9458 | #N/A | #N/A | #N/A | #N/A | 0 | 0 | 0 | 0 | 0 | 371.675 | #N/A | #N/A | 88 | #N/A | #N/A | #N/A | #N/A | 0.2065% | 1 | 50% | 0% | 0% | 0% | 8.2745 | 0 | 0 | 0 | 8.2745 | #N/A
2007-05-04 14:00 | 5 | 4 | 14 | 124.5418 | 2966 | 53.06 | 30.92 | 1002 | 53.06 | 0 | 239.7528 | Cooling | 39.9588 | #N/A | #N/A | #N/A | #N/A | 0 | 0 | 0 | 0 | 0 | 239.7528 | #N/A | #N/A | 88 | #N/A | #N/A | #N/A | #N/A | 0.1332% | 1 | 50% | 0% | 0% | 0% | 8.2745 | 0 | 0 | 0 | 8.2745 | #N/A
2007-05-04 15:00 | 5 | 4 | 15 | 124.5835 | 2967 | 50 | 30.92 | 1002 | 50 | 0 | 243.955 | Cooling | 40.6592 | #N/A | #N/A | #N/A | #N/A | 0 | 0 | 0 | 0 | 0 | 243.955 | #N/A | #N/A | 88 | #N/A | #N/A | #N/A | #N/A | 0.1355% | 1 | 50% | 0% | 0% | 0% | 8.2745 | 0 | 0 | 0 | 8.2745 | #N/A
2007-05-04 16:00 | 5 | 4 | 16 | 124.6252 | 2968 | 50 | 30.92 | 1001 | 50 | 0 | 355.4581 | Cooling | 59.243 | #N/A | #N/A | #N/A | #N/A | 0 | 0 | 0 | 0 | 0 | 355.4581 | #N/A | #N/A | 88 | #N/A | #N/A | #N/A | #N/A | 0.1975% | 1 | 50% | 0% | 0% | 0% | 8.2745 | 0 | 0 | 0 | 8.2745 | #N/A
2007-05-04 17:00 | 5 | 4 | 17 | 124.6668 | 2969 | 50 | 30.92 | 1001 | 50 | 0 | 229.1361 | Cooling | 38.1893 | #N/A | #N/A | #N/A | #N/A | 0 | 0 | 0 | 0 | 0 | 229.1361 | #N/A | #N/A | 88 | #N/A | #N/A | #N/A | #N/A | 0.1273% | 1 | 50% | 0% | 0% | 0% | 8.2745 | 0 | 0 | 0 | 8.2745 | #N/A
2007-05-04 18:00 | 5 | 4 | 18 | 124.7085 | 2970 | 51.08 | 30.92 | 1001 | 51.08 | 0 | 0 | Cooling | 0 | #N/A | #N/A | #N/A | #N/A | 0 | 0 | 0 | 0 | 0 | 0 | #N/A | #N/A | 88 | #N/A | #N/A | #N/A | #N/A | 0% | 1 | 50% | 0% | 0% | 0% | 8.2745 | 0 | 0 | 0 | 8.2745 | #N/A
2007-05-04 19:00 | 5 | 4 | 19 | 124.7502 | 2971 | 50 | 33.08 | 1001 | 50 | 0 | 0 | Cooling | 0 | #N/A | #N/A | #N/A | #N/A | 0 | 0 | 0 | 0 | 0 | 0 | #N/A | #N/A | 88 | #N/A | #N/A | #N/A | #N/A | 0% | 1 | 50% | 0% | 0% | 0% | 8.2745 | 0 | 0 | 0 | 8.2745 | #N/A
2007-05-04 20:00 | 5 | 4 | 20 | 124.7918 | 2972 | 50 | 33.08 | 1001 | 50 | 0 | 0 | Cooling | 0 | #N/A | #N/A | #N/A | #N/A | 0 | 0 | 0 | 0 | 0 | 0 | #N/A | #N/A | 88 | #N/A | #N/A | #N/A | #N/A | 0% | 1 | 50% | 0% | 0% | 0% | 8.2745 | 0 | 0 | 0 | 8.2745 | #N/A
2007-05-04 21:00 | 5 | 4 | 21 | 124.8335 | 2973 | 48.02 | 41 | 1003 | 48.02 | 0 | 0 | Cooling | 0 | #N/A | #N/A | #N/A | #N/A | 0 | 0 | 0 | 0 | 0 | 0 | #N/A | #N/A | 88 | #N/A | #N/A | #N/A | #N/A | 0% | 1 | 50% | 0% | 0% | 0% | 8.2745 | 0 | 0 | 0 | 8.2745 | #N/A
2007-05-04 22:00 | 5 | 4 | 22 | 124.8752 | 2974 | 48.02 | 46.04 | 1002 | 48.02 | 0 | 0 | Cooling | 0 | #N/A | #N/A | #N/A | #N/A | 0 | 0 | 0 | 0 | 0 | 0 | #N/A | #N/A | 88 | #N/A | #N/A | #N/A | #N/A | 0% | 1 | 50% | 0% | 0% | 0% | 8.2745 | 0 | 0 | 0 | 8.2745 | #N/A
2007-05-04 23:00 | 5 | 4 | 23 | 124.9168 | 2975 | 48.02 | 46.04 | 1002 | 48.02 | 0 | 0 | Cooling | 0 | #N/A | #N/A | #N/A | #N/A | 0 | 0 | 0 | 0 | 0 | 0 | #N/A | #N/A | 88 | #N/A | #N/A | #N/A | #N/A | 0% | 1 | 50% | 0% | 0% | 0% | 8.2745 | 0 | 0 | 0 | 8.2745 | #N/A
2007-05-05 | 5 | 5 | 0 | 124.9585 | 2976 | 48.02 | 48.92 | 1002 | 48.02 | 0 | 0 | Cooling | 0 | #N/A | #N/A | #N/A | #N/A | 0 | 0 | 0 | 0 | 0 | 0 | #N/A | #N/A | 88 | #N/A | #N/A | #N/A | #N/A | 0% | 1 | 50% | 0% | 0% | 0% | 8.2745 | 0 | 0 | 0 | 8.2745 | #N/A
2007-05-05 01:00 | 5 | 5 | 1 | 125.0002 | 2977 | 46.94 | 48.92 | 1001 | 46.94 | 0 | 0 | Cooling | 0 | #N/A | #N/A | #N/A | #N/A | 0 | 0 | 0 | 0 | 0 | 0 | #N/A | #N/A | 88 | #N/A | #N/A | #N/A | #N/A | 0% | 1 | 50% | 0% | 0% | 0% | 8.2745 | 0 | 0 | 0 | 8.2745 | #N/A
2007-05-05 02:00 | 5 | 5 | 2 | 125.0418 | 2978 | 46.94 | 50 | 1001 | 46.94 | 0 | 0 | Cooling | 0 | #N/A | #N/A | #N/A | #N/A | 0 | 0 | 0 | 0 | 0 | 0 | #N/A | #N/A | 88 | #N/A | #N/A | #N/A | #N/A | 0% | 1 | 50% | 0% | 0% | 0% | 8.2745 | 0 | 0 | 0 | 8.2745 | #N/A
2007-05-05 03:00 | 5 | 5 | 3 | 125.0835 | 2979 | 46.94 | 51.08 | 1000 | 46.94 | 0 | 0 | Cooling | 0 | #N/A | #N/A | #N/A | #N/A | 0 | 0 | 0 | 0 | 0 | 0 | #N/A | #N/A | 88 | #N/A | #N/A | #N/A | #N/A | 0% | 1 | 50% | 0% | 0% | 0% | 8.2745 | 0 | 0 | 0 | 8.2745 | #N/A
2007-05-05 04:00 | 5 | 5 | 4 | 125.1252 | 2980 | 46.94 | 51.08 | 1000 | 46.94 | 0 | 0 | Cooling | 0 | #N/A | #N/A | #N/A | #N/A | 0 | 0 | 0 | 0 | 0 | 0 | #N/A | #N/A | 88 | #N/A | #N/A | #N/A | #N/A | 0% | 1 | 50% | 0% | 0% | 0% | 8.2745 | 0 | 0 | 0 | 8.2745 | #N/A
2007-05-05 05:00 | 5 | 5 | 5 | 125.1668 | 2981 | 46.94 | 51.08 | 998 | 46.94 | 0 | 0.074554 | Cooling | 0.012426 | #N/A | #N/A | #N/A | #N/A | 0 | 0 | 0 | 0 | 0 | 0.074554 | #N/A | #N/A | 88 | #N/A | #N/A | #N/A | #N/A | 4.142e-05% | 1 | 50% | 0% | 0% | 0% | 8.2745 | 0 | 0 | 0 | 8.2745 | #N/A
2007-05-05 06:00 | 5 | 5 | 6 | 125.2085 | 2982 | 46.04 | 51.08 | 998 | 46.04 | 0 | 3.9764 | Cooling | 0.66274 | #N/A | #N/A | #N/A | #N/A | 0 | 0 | 0 | 0 | 0 | 3.9764 | #N/A | #N/A | 88 | #N/A | #N/A | #N/A | #N/A | 0.002209% | 1 | 50% | 0% | 0% | 0% | 8.2745 | 0 | 0 | 0 | 8.2745 | #N/A
2007-05-05 07:00 | 5 | 5 | 7 | 125.2502 | 2983 | 46.94 | 50 | 997 | 46.94 | 0 | 7.2789 | Cooling | 1.2131 | #N/A | #N/A | #N/A | #N/A | 0 | 0 | 0 | 0 | 0 | 7.2789 | #N/A | #N/A | 88 | #N/A | #N/A | #N/A | #N/A | 0.004044% | 1 | 50% | 0% | 0% | 0% | 8.2745 | 0 | 0 | 0 | 8.2745 | #N/A
2007-05-05 08:00 | 5 | 5 | 8 | 125.2918 | 2984 | 46.94 | 46.94 | 996 | 46.94 | 0 | 0 | Cooling | 0 | #N/A | #N/A | #N/A | #N/A | 0 | 0 | 0 | 0 | 0 | 0 | #N/A | #N/A | 88 | #N/A | #N/A | #N/A | #N/A | 0% | 1 | 50% | 0% | 0% | 0% | 8.2745 | 0 | 0 | 0 | 8.2745 | #N/A
2007-05-05 09:00 | 5 | 5 | 9 | 125.3335 | 2985 | 48.92 | 44.06 | 996 | 48.92 | 0 | 0 | Cooling | 0 | #N/A | #N/A | #N/A | #N/A | 0 | 0 | 0 | 0 | 0 | 0 | #N/A | #N/A | 88 | #N/A | #N/A | #N/A | #N/A | 0% | 1 | 50% | 0% | 0% | 0% | 8.2745 | 0 | 0 | 0 | 8.2745 | #N/A
2007-05-05 10:00 | 5 | 5 | 10 | 125.3752 | 2986 | 51.98 | 44.96 | 995 | 51.98 | 0 | 0 | Cooling | 0 | #N/A | #N/A | #N/A | #N/A | 0 | 0 | 0 | 0 | 0 | 0 | #N/A | #N/A | 88 | #N/A | #N/A | #N/A | #N/A | 0% | 1 | 50% | 0% | 0% | 0% | 8.2745 | 0 | 0 | 0 | 8.2745 | #N/A
2007-05-05 11:00 | 5 | 5 | 11 | 125.4168 | 2987 | 51.98 | 44.96 | 995 | 51.98 | 0 | 0 | Cooling | 0 | #N/A | #N/A | #N/A | #N/A | 0 | 0 | 0 | 0 | 0 | 0 | #N/A | #N/A | 88 | #N/A | #N/A | #N/A | #N/A | 0% | 1 | 50% | 0% | 0% | 0% | 8.2745 | 0 | 0 | 0 | 8.2745 | #N/A
2007-05-05 12:00 | 5 | 5 | 12 | 125.4585 | 2988 | 57.02 | 48.02 | 995 | 57.02 | 0 | 0 | Cooling | 0 | #N/A | #N/A | #N/A | #N/A | 0 | 0 | 0 | 0 | 0 | 0 | #N/A | #N/A | 88 | #N/A | #N/A | #N/A | #N/A | 0% | 1 | 50% | 0% | 0% | 0% | 8.2745 | 0 | 0 | 0 | 8.2745 | #N/A
2007-05-05 13:00 | 5 | 5 | 13 | 125.5002 | 2989 | 60.08 | 48.02 | 995 | 60.08 | 0 | 0 | Cooling | 0 | #N/A | #N/A | #N/A | #N/A | 0 | 0 | 0 | 0 | 0 | 0 | #N/A | #N/A | 88 | #N/A | #N/A | #N/A | #N/A | 0% | 1 | 50% | 0% | 0% | 0% | 8.2745 | 0 | 0 | 0 | 8.2745 | #N/A
2007-05-05 14:00 | 5 | 5 | 14 | 125.5418 | 2990 | 60.08 | 53.96 | 994 | 60.08 | 0 | 0 | Cooling | 0 | #N/A | #N/A | #N/A | #N/A | 0 | 0 | 0 | 0 | 0 | 0 | #N/A | #N/A | 88 | #N/A | #N/A | #N/A | #N/A | 0% | 1 | 50% | 0% | 0% | 0% | 8.2745 | 0 | 0 | 0 | 8.2745 | #N/A
2007-05-05 15:00 | 5 | 5 | 15 | 125.5835 | 2991 | 62.06 | 55.94 | 994 | 62.06 | 0 | 0 | Cooling | 0 | #N/A | #N/A | #N/A | #N/A | 0 | 0 | 0 | 0 | 0 | 0 | #N/A | #N/A | 88 | #N/A | #N/A | #N/A | #N/A | 0% | 1 | 50% | 0% | 0% | 0% | 8.2745 | 0 | 0 | 0 | 8.2745 | #N/A
2007-05-05 16:00 | 5 | 5 | 16 | 125.6252 | 2992 | 62.06 | 57.92 | 994 | 62.06 | 0 | 39.5181 | Cooling | 6.5864 | #N/A | #N/A | #N/A | #N/A | 0 | 0 | 0 | 0 | 0 | 39.5181 | #N/A | #N/A | 88 | #N/A | #N/A | #N/A | #N/A | 0.02195% | 1 | 50% | 0% | 0% | 0% | 8.2745 | 0 | 0 | 0 | 8.2745 | #N/A
2007-05-05 17:00 | 5 | 5 | 17 | 125.6668 | 2993 | 62.06 | 57.02 | 993 | 62.06 | 0 | 72.9151 | Cooling | 12.1525 | #N/A | #N/A | #N/A | #N/A | 0 | 0 | 0 | 0 | 0 | 72.9151 | #N/A | #N/A | 88 | #N/A | #N/A | #N/A | #N/A | 0.04051% | 1 | 50% | 0% | 0% | 0% | 8.2745 | 0 | 0 | 0 | 8.2745 | #N/A
2007-05-05 18:00 | 5 | 5 | 18 | 125.7085 | 2994 | 57.92 | 57.92 | 994 | 57.92 | 0 | 76.8617 | Cooling | 12.8103 | #N/A | #N/A | #N/A | #N/A | 0 | 0 | 0 | 0 | 0 | 76.8617 | #N/A | #N/A | 88 | #N/A | #N/A | #N/A | #N/A | 0.0427% | 1 | 50% | 0% | 0% | 0% | 8.2745 | 0 | 0 | 0 | 8.2745 | #N/A
2007-05-05 19:00 | 5 | 5 | 19 | 125.7502 | 2995 | 55.94 | 57.92 | 994 | 55.94 | 0 | 51.4517 | Cooling | 8.5753 | #N/A | #N/A | #N/A | #N/A | 0 | 0 | 0 | 0 | 0 | 51.4517 | #N/A | #N/A | 88 | #N/A | #N/A | #N/A | #N/A | 0.02858% | 1 | 50% | 0% | 0% | 0% | 8.2745 | 0 | 0 | 0 | 8.2745 | #N/A
2007-05-05 20:00 | 5 | 5 | 20 | 125.7918 | 2996 | 55.94 | 57.92 | 995 | 55.94 | 0 | 50.8708 | Cooling | 8.4785 | #N/A | #N/A | #N/A | #N/A | 0 | 0 | 0 | 0 | 0 | 50.8708 | #N/A | #N/A | 88 | #N/A | #N/A | #N/A | #N/A | 0.02826% | 1 | 50% | 0% | 0% | 0% | 8.2745 | 0 | 0 | 0 | 8.2745 | #N/A
2007-05-05 21:00 | 5 | 5 | 21 | 125.8335 | 2997 | 55.04 | 57.02 | 995 | 55.04 | 0 | 17.7794 | Cooling | 2.9632 | #N/A | #N/A | #N/A | #N/A | 0 | 0 | 0 | 0 | 0 | 17.7794 | #N/A | #N/A | 88 | #N/A | #N/A | #N/A | #N/A | 0.009877% | 1 | 50% | 0% | 0% | 0% | 8.2745 | 0 | 0 | 0 | 8.2745 | #N/A
2007-05-05 22:00 | 5 | 5 | 22 | 125.8752 | 2998 | 51.98 | 55.94 | 995 | 51.98 | 0 | 0 | Cooling | 0 | #N/A | #N/A | #N/A | #N/A | 0 | 0 | 0 | 0 | 0 | 0 | #N/A | #N/A | 88 | #N/A | #N/A | #N/A | #N/A | 0% | 1 | 50% | 0% | 0% | 0% | 8.2745 | 0 | 0 | 0 | 8.2745 | #N/A
2007-05-05 23:00 | 5 | 5 | 23 | 125.9168 | 2999 | 51.98 | 55.94 | 995 | 51.98 | 0 | 0 | Cooling | 0 | #N/A | #N/A | #N/A | #N/A | 0 | 0 | 0 | 0 | 0 | 0 | #N/A | #N/A | 88 | #N/A | #N/A | #N/A | #N/A | 0% | 1 | 50% | 0% | 0% | 0% | 8.2745 | 0 | 0 | 0 | 8.2745 | #N/A
2007-05-06 | 5 | 6 | 0 | 125.9585 | 3000 | 48.92 | 55.04 | 994 | 48.92 | 0 | 0 | Cooling | 0 | #N/A | #N/A | #N/A | #N/A | 0 | 0 | 0 | 0 | 0 | 0 | #N/A | #N/A | 88 | #N/A | #N/A | #N/A | #N/A | 0% | 1 | 50% | 0% | 0% | 0% | 8.2745 | 0 | 0 | 0 | 8.2745 | #N/A
2007-05-06 01:00 | 5 | 6 | 1 | 126.0002 | 3001 | 42.98 | 53.96 | 994 | 42.98 | 0 | 0 | Cooling | 0 | #N/A | #N/A | #N/A | #N/A | 0 | 0 | 0 | 0 | 0 | 0 | #N/A | #N/A | 88 | #N/A | #N/A | #N/A | #N/A | 0% | 1 | 50% | 0% | 0% | 0% | 8.2745 | 0 | 0 | 0 | 8.2745 | #N/A
2007-05-06 02:00 | 5 | 6 | 2 | 126.0418 | 3002 | 42.98 | 55.04 | 994 | 42.98 | 0 | 0 | Cooling | 0 | #N/A | #N/A | #N/A | #N/A | 0 | 0 | 0 | 0 | 0 | 0 | #N/A | #N/A | 88 | #N/A | #N/A | #N/A | #N/A | 0% | 1 | 50% | 0% | 0% | 0% | 8.2745 | 0 | 0 | 0 | 8.2745 | #N/A
2007-05-06 03:00 | 5 | 6 | 3 | 126.0835 | 3003 | 44.96 | 55.04 | 994 | 44.96 | 0 | 0 | Cooling | 0 | #N/A | #N/A | #N/A | #N/A | 0 | 0 | 0 | 0 | 0 | 0 | #N/A | #N/A | 88 | #N/A | #N/A | #N/A | #N/A | 0% | 1 | 50% | 0% | 0% | 0% | 8.2745 | 0 | 0 | 0 | 8.2745 | #N/A
2007-05-06 04:00 | 5 | 6 | 4 | 126.1252 | 3004 | 42.08 | 55.94 | 993 | 42.08 | 0 | 0 | Cooling | 0 | #N/A | #N/A | #N/A | #N/A | 0 | 0 | 0 | 0 | 0 | 0 | #N/A | #N/A | 88 | #N/A | #N/A | #N/A | #N/A | 0% | 1 | 50% | 0% | 0% | 0% | 8.2745 | 0 | 0 | 0 | 8.2745 | #N/A
2007-05-06 05:00 | 5 | 6 | 5 | 126.1668 | 3005 | 42.08 | 55.94 | 994 | 42.08 | 0 | 0 | Cooling | 0 | #N/A | #N/A | #N/A | #N/A | 0 | 0 | 0 | 0 | 0 | 0 | #N/A | #N/A | 88 | #N/A | #N/A | #N/A | #N/A | 0% | 1 | 50% | 0% | 0% | 0% | 8.2745 | 0 | 0 | 0 | 8.2745 | #N/A
2007-05-06 06:00 | 5 | 6 | 6 | 126.2085 | 3006 | 46.04 | 55.94 | 994 | 46.04 | 0 | 407.4292 | Cooling | 67.9049 | #N/A | #N/A | #N/A | #N/A | 0 | 0 | 0 | 0 | 0 | 407.4292 | #N/A | #N/A | 88 | #N/A | #N/A | #N/A | #N/A | 0.2263% | 1 | 50% | 0% | 0% | 0% | 8.2745 | 0 | 0 | 0 | 8.2745 | #N/A
2007-05-06 07:00 | 5 | 6 | 7 | 126.2502 | 3007 | 48.92 | 57.02 | 994 | 48.92 | 0 | 419.9899 | Cooling | 69.9983 | #N/A | #N/A | #N/A | #N/A | 0 | 0 | 0 | 0 | 0 | 419.9899 | #N/A | #N/A | 88 | #N/A | #N/A | #N/A | #N/A | 0.2333% | 1 | 50% | 0% | 0% | 0% | 8.2745 | 0 | 0 | 0 | 8.2745 | #N/A
2007-05-06 08:00 | 5 | 6 | 8 | 126.2918 | 3008 | 48.92 | 57.92 | 994 | 48.92 | 0 | 1044.1223 | Cooling | 174.0204 | #N/A | #N/A | #N/A | #N/A | 0 | 0 | 0 | 0 | 0 | 1044.1223 | #N/A | #N/A | 88 | #N/A | #N/A | #N/A | #N/A | 0.5801% | 1 | 50% | 0% | 0% | 0% | 8.2745 | 0 | 0 | 0 | 8.2745 | #N/A
2007-05-06 09:00 | 5 | 6 | 9 | 126.3335 | 3009 | 55.94 | 57.02 | 994 | 55.94 | 0 | 1026.0286 | Cooling | 171.0048 | #N/A | #N/A | #N/A | #N/A | 0 | 0 | 0 | 0 | 0 | 1026.0286 | #N/A | #N/A | 88 | #N/A | #N/A | #N/A | #N/A | 0.57% | 1 | 50% | 0% | 0% | 0% | 8.2745 | 0 | 0 | 0 | 8.2745 | #N/A
2007-05-06 10:00 | 5 | 6 | 10 | 126.3752 | 3010 | 59 | 57.02 | 994 | 59 | 0 | 866.3196 | Cooling | 144.3866 | #N/A | #N/A | #N/A | #N/A | 0 | 0 | 0 | 0 | 0 | 866.3196 | #N/A | #N/A | 88 | #N/A | #N/A | #N/A | #N/A | 0.4813% | 1 | 50% | 0% | 0% | 0% | 8.2745 | 0 | 0 | 0 | 8.2745 | #N/A
2007-05-06 11:00 | 5 | 6 | 11 | 126.4168 | 3011 | 60.98 | 57.02 | 994 | 60.98 | 0 | 900.0232 | Cooling | 150.0039 | #N/A | #N/A | #N/A | #N/A | 0 | 0 | 0 | 0 | 0 | 900.0232 | #N/A | #N/A | 88 | #N/A | #N/A | #N/A | #N/A | 0.5% | 1 | 50% | 0% | 0% | 0% | 8.2745 | 0 | 0 | 0 | 8.2745 | #N/A
2007-05-06 12:00 | 5 | 6 | 12 | 126.4585 | 3012 | 60.08 | 55.94 | 994 | 60.08 | 0 | 657.4748 | Cooling | 109.5791 | #N/A | #N/A | #N/A | #N/A | 0 | 0 | 0 | 0 | 0 | 657.4748 | #N/A | #N/A | 88 | #N/A | #N/A | #N/A | #N/A | 0.3653% | 1 | 50% | 0% | 0% | 0% | 8.2745 | 0 | 0 | 0 | 8.2745 | #N/A
2007-05-06 13:00 | 5 | 6 | 13 | 126.5002 | 3013 | 59 | 55.94 | 994 | 59 | 0 | 760.0008 | Cooling | 126.6668 | #N/A | #N/A | #N/A | #N/A | 0 | 0 | 0 | 0 | 0 | 760.0008 | #N/A | #N/A | 88 | #N/A | #N/A | #N/A | #N/A | 0.4222% | 1 | 50% | 0% | 0% | 0% | 8.2745 | 0 | 0 | 0 | 8.2745 | #N/A
2007-05-06 14:00 | 5 | 6 | 14 | 126.5418 | 3014 | 59 | 55.04 | 994 | 59 | 0 | 683.6436 | Cooling | 113.9406 | #N/A | #N/A | #N/A | #N/A | 0 | 0 | 0 | 0 | 0 | 683.6436 | #N/A | #N/A | 88 | #N/A | #N/A | #N/A | #N/A | 0.3798% | 1 | 50% | 0% | 0% | 0% | 8.2745 | 0 | 0 | 0 | 8.2745 | #N/A
2007-05-06 15:00 | 5 | 6 | 15 | 126.5835 | 3015 | 60.98 | 55.04 | 993 | 60.98 | 0 | 635.3004 | Cooling | 105.8834 | #N/A | #N/A | #N/A | #N/A | 0 | 0 | 0 | 0 | 0 | 635.3004 | #N/A | #N/A | 88 | #N/A | #N/A | #N/A | #N/A | 0.3529% | 1 | 50% | 0% | 0% | 0% | 8.2745 | 0 | 0 | 0 | 8.2745 | #N/A
2007-05-06 16:00 | 5 | 6 | 16 | 126.6252 | 3016 | 62.06 | 53.96 | 992 | 62.06 | 0 | 560.9194 | Cooling | 93.4866 | #N/A | #N/A | #N/A | #N/A | 0 | 0 | 0 | 0 | 0 | 560.9194 | #N/A | #N/A | 88 | #N/A | #N/A | #N/A | #N/A | 0.3116% | 1 | 50% | 0% | 0% | 0% | 8.2745 | 0 | 0 | 0 | 8.2745 | #N/A
2007-05-06 17:00 | 5 | 6 | 17 | 126.6668 | 3017 | 62.06 | 53.96 | 992 | 62.06 | 0 | 474.4637 | Cooling | 79.0773 | #N/A | #N/A | #N/A | #N/A | 0 | 0 | 0 | 0 | 0 | 474.4637 | #N/A | #N/A | 88 | #N/A | #N/A | #N/A | #N/A | 0.2636% | 1 | 50% | 0% | 0% | 0% | 8.2745 | 0 | 0 | 0 | 8.2745 | #N/A
2007-05-06 18:00 | 5 | 6 | 18 | 126.7085 | 3018 | 57.92 | 53.96 | 990 | 57.92 | 0 | 423.4722 | Cooling | 70.5787 | #N/A | #N/A | #N/A | #N/A | 0 | 0 | 0 | 0 | 0 | 423.4722 | #N/A | #N/A | 88 | #N/A | #N/A | #N/A | #N/A | 0.2353% | 1 | 50% | 0% | 0% | 0% | 8.2745 | 0 | 0 | 0 | 8.2745 | #N/A
2007-05-06 19:00 | 5 | 6 | 19 | 126.7502 | 3019 | 55.04 | 55.04 | 989 | 55.04 | 0 | 468.3756 | Cooling | 78.0626 | #N/A | #N/A | #N/A | #N/A | 0 | 0 | 0 | 0 | 0 | 468.3756 | #N/A | #N/A | 88 | #N/A | #N/A | #N/A | #N/A | 0.2602% | 1 | 50% | 0% | 0% | 0% | 8.2745 | 0 | 0 | 0 | 8.2745 | #N/A
2007-05-06 20:00 | 5 | 6 | 20 | 126.7918 | 3020 | 55.04 | 55.04 | 988 | 55.04 | 0 | 387.6796 | Cooling | 64.6133 | #N/A | #N/A | #N/A | #N/A | 0 | 0 | 0 | 0 | 0 | 387.6796 | #N/A | #N/A | 88 | #N/A | #N/A | #N/A | #N/A | 0.2154% | 1 | 50% | 0% | 0% | 0% | 8.2745 | 0 | 0 | 0 | 8.2745 | #N/A
2007-05-06 21:00 | 5 | 6 | 21 | 126.8335 | 3021 | 51.98 | 55.04 | 989 | 51.98 | 0 | 353.7035 | Cooling | 58.9506 | #N/A | #N/A | #N/A | #N/A | 0 | 0 | 0 | 0 | 0 | 353.7035 | #N/A | #N/A | 88 | #N/A | #N/A | #N/A | #N/A | 0.1965% | 1 | 50% | 0% | 0% | 0% | 8.2745 | 0 | 0 | 0 | 8.2745 | #N/A
2007-05-06 22:00 | 5 | 6 | 22 | 126.8752 | 3022 | 48.92 | 53.96 | 989 | 48.92 | 0 | 0 | Cooling | 0 | #N/A | #N/A | #N/A | #N/A | 0 | 0 | 0 | 0 | 0 | 0 | #N/A | #N/A | 88 | #N/A | #N/A | #N/A | #N/A | 0% | 1 | 50% | 0% | 0% | 0% | 8.2745 | 0 | 0 | 0 | 8.2745 | #N/A
2007-05-06 23:00 | 5 | 6 | 23 | 126.9168 | 3023 | 48.92 | 55.04 | 989 | 48.92 | 0 | 21.8909 | Cooling | 3.6485 | #N/A | #N/A | #N/A | #N/A | 0 | 0 | 0 | 0 | 0 | 21.8909 | #N/A | #N/A | 88 | #N/A | #N/A | #N/A | #N/A | 0.01216% | 1 | 50% | 0% | 0% | 0% | 8.2745 | 0 | 0 | 0 | 8.2745 | #N/A
2007-05-07 | 5 | 7 | 0 | 126.9585 | 3024 | 44.96 | 53.96 | 990 | 44.96 | 0 | 15.9361 | Cooling | 2.656 | #N/A | #N/A | #N/A | #N/A | 0 | 0 | 0 | 0 | 0 | 15.9361 | #N/A | #N/A | 88 | #N/A | #N/A | #N/A | #N/A | 0.008853% | 1 | 50% | 0% | 0% | 0% | 8.2745 | 0 | 0 | 0 | 8.2745 | #N/A
2007-05-07 01:00 | 5 | 7 | 1 | 127.0002 | 3025 | 39.92 | 50 | 991 | 39.92 | 0 | 5.5501 | Cooling | 0.92502 | #N/A | #N/A | #N/A | #N/A | 0 | 0 | 0 | 0 | 0 | 5.5501 | #N/A | #N/A | 88 | #N/A | #N/A | #N/A | #N/A | 0.003083% | 1 | 50% | 0% | 0% | 0% | 8.2745 | 0 | 0 | 0 | 8.2745 | #N/A
2007-05-07 02:00 | 5 | 7 | 2 | 127.0418 | 3026 | 39.92 | 48.92 | 992 | 39.92 | 0 | 0.13553 | Cooling | 0.022588 | #N/A | #N/A | #N/A | #N/A | 0 | 0 | 0 | 0 | 0 | 0.13553 | #N/A | #N/A | 88 | #N/A | #N/A | #N/A | #N/A | 7.529e-05% | 1 | 50% | 0% | 0% | 0% | 8.2745 | 0 | 0 | 0 | 8.2745 | #N/A
2007-05-07 03:00 | 5 | 7 | 3 | 127.0835 | 3027 | 41 | 48.92 | 992 | 41 | 0 | 0.0064619 | Cooling | 0.001077 | #N/A | #N/A | #N/A | #N/A | 0 | 0 | 0 | 0 | 0 | 0.0064619 | #N/A | #N/A | 88 | #N/A | #N/A | #N/A | #N/A | 3.59e-06% | 1 | 50% | 0% | 0% | 0% | 8.2745 | 0 | 0 | 0 | 8.2745 | #N/A
2007-05-07 04:00 | 5 | 7 | 4 | 127.1252 | 3028 | 41 | 48.02 | 993 | 41 | 0 | 0.0082687 | Cooling | 0.0013781 | #N/A | #N/A | #N/A | #N/A | 0 | 0 | 0 | 0 | 0 | 0.0082687 | #N/A | #N/A | 88 | #N/A | #N/A | #N/A | #N/A | 4.594e-06% | 1 | 50% | 0% | 0% | 0% | 8.2745 | 0 | 0 | 0 | 8.2745 | #N/A
2007-05-07 05:00 | 5 | 7 | 5 | 127.1668 | 3029 | 41 | 46.94 | 994 | 41 | 0 | 0.027561 | Cooling | 0.0045936 | #N/A | #N/A | #N/A | #N/A | 0 | 0 | 0 | 0 | 0 | 0.027561 | #N/A | #N/A | 88 | #N/A | #N/A | #N/A | #N/A | 1.531e-05% | 1 | 50% | 0% | 0% | 0% | 8.2745 | 0 | 0 | 0 | 8.2745 | #N/A
2007-05-07 06:00 | 5 | 7 | 6 | 127.2085 | 3030 | 39.02 | 46.94 | 995 | 39.02 | 3.934 | 0 | Heating | 0.52453 | #N/A | #N/A | #N/A | #N/A | 3.934 | #N/A | #N/A | 3.6785 | #N/A | 0 | 0 | 0 | 0 | 0 | 0 | 0 | 0 | 0.001748% | 1 | 50% | 0% | 0% | 0% | 8.2745 | 0 | 0 | 0 | 8.2745 | #N/A
2007-05-07 07:00 | 5 | 7 | 7 | 127.2502 | 3031 | 46.04 | 48.02 | 996 | 46.04 | 0 | 0.11476 | Cooling | 0.019127 | #N/A | #N/A | #N/A | #N/A | 0 | 0 | 0 | 0 | 0 | 0.11476 | #N/A | #N/A | 88 | #N/A | #N/A | #N/A | #N/A | 6.376e-05% | 1 | 50% | 0% | 0% | 0% | 8.2745 | 0 | 0 | 0 | 8.2745 | #N/A
2007-05-07 08:00 | 5 | 7 | 8 | 127.2918 | 3032 | 46.04 | 48.02 | 996 | 46.04 | 0 | 0.040734 | Cooling | 0.0067891 | #N/A | #N/A | #N/A | #N/A | 0 | 0 | 0 | 0 | 0 | 0.040734 | #N/A | #N/A | 88 | #N/A | #N/A | #N/A | #N/A | 2.263e-05% | 1 | 50% | 0% | 0% | 0% | 8.2745 | 0 | 0 | 0 | 8.2745 | #N/A
2007-05-07 09:00 | 5 | 7 | 9 | 127.3335 | 3033 | 53.06 | 46.94 | 996 | 53.06 | 0 | 0.048057 | Cooling | 0.0080095 | #N/A | #N/A | #N/A | #N/A | 0 | 0 | 0 | 0 | 0 | 0.048057 | #N/A | #N/A | 88 | #N/A | #N/A | #N/A | #N/A | 2.67e-05% | 1 | 50% | 0% | 0% | 0% | 8.2745 | 0 | 0 | 0 | 8.2745 | #N/A
2007-05-07 10:00 | 5 | 7 | 10 | 127.3752 | 3034 | 55.94 | 46.94 | 997 | 55.94 | 0 | 26.8041 | Cooling | 4.4674 | #N/A | #N/A | #N/A | #N/A | 0 | 0 | 0 | 0 | 0 | 26.8041 | #N/A | #N/A | 88 | #N/A | #N/A | #N/A | #N/A | 0.01489% | 1 | 50% | 0% | 0% | 0% | 8.2745 | 0 | 0 | 0 | 8.2745 | #N/A
2007-05-07 11:00 | 5 | 7 | 11 | 127.4168 | 3035 | 55.94 | 48.02 | 997 | 55.94 | 0 | 178.6243 | Cooling | 29.7707 | #N/A | #N/A | #N/A | #N/A | 0 | 0 | 0 | 0 | 0 | 178.6243 | #N/A | #N/A | 88 | #N/A | #N/A | #N/A | #N/A | 0.09924% | 1 | 50% | 0% | 0% | 0% | 8.2745 | 0 | 0 | 0 | 8.2745 | #N/A
2007-05-07 12:00 | 5 | 7 | 12 | 127.4585 | 3036 | 59 | 46.04 | 997 | 59 | 0 | 255.1439 | Cooling | 42.524 | #N/A | #N/A | #N/A | #N/A | 0 | 0 | 0 | 0 | 0 | 255.1439 | #N/A | #N/A | 88 | #N/A | #N/A | #N/A | #N/A | 0.1417% | 1 | 50% | 0% | 0% | 0% | 8.2745 | 0 | 0 | 0 | 8.2745 | #N/A
2007-05-07 13:00 | 5 | 7 | 13 | 127.5002 | 3037 | 62.96 | 46.04 | 997 | 62.96 | 0 | 474.2809 | Cooling | 79.0468 | #N/A | #N/A | #N/A | #N/A | 0 | 0 | 0 | 0 | 0 | 474.2809 | #N/A | #N/A | 88 | #N/A | #N/A | #N/A | #N/A | 0.2635% | 1 | 50% | 0% | 0% | 0% | 8.2745 | 0 | 0 | 0 | 8.2745 | #N/A
2007-05-07 14:00 | 5 | 7 | 14 | 127.5418 | 3038 | 62.96 | 41 | 996 | 62.96 | 0 | 536.8701 | Cooling | 89.4784 | #N/A | #N/A | #N/A | #N/A | 0 | 0 | 0 | 0 | 0 | 536.8701 | #N/A | #N/A | 88 | #N/A | #N/A | #N/A | #N/A | 0.2983% | 1 | 50% | 0% | 0% | 0% | 8.2745 | 0 | 0 | 0 | 8.2745 | #N/A
2007-05-07 15:00 | 5 | 7 | 15 | 127.5835 | 3039 | 64.04 | 39.02 | 997 | 64.04 | 0 | 624.2543 | Cooling | 104.0424 | #N/A | #N/A | #N/A | #N/A | 0 | 0 | 0 | 0 | 0 | 624.2543 | #N/A | #N/A | 88 | #N/A | #N/A | #N/A | #N/A | 0.3468% | 1 | 50% | 0% | 0% | 0% | 8.2745 | 0 | 0 | 0 | 8.2745 | #N/A
2007-05-07 16:00 | 5 | 7 | 16 | 127.6252 | 3040 | 64.94 | 37.04 | 996 | 64.94 | 0 | 633.7371 | Cooling | 105.6229 | #N/A | #N/A | #N/A | #N/A | 0 | 0 | 0 | 0 | 0 | 633.7371 | #N/A | #N/A | 88 | #N/A | #N/A | #N/A | #N/A | 0.3521% | 1 | 50% | 0% | 0% | 0% | 8.2745 | 0 | 0 | 0 | 8.2745 | #N/A
2007-05-07 17:00 | 5 | 7 | 17 | 127.6668 | 3041 | 64.94 | 37.94 | 997 | 64.94 | 0 | 570.9111 | Cooling | 95.1519 | #N/A | #N/A | #N/A | #N/A | 0 | 0 | 0 | 0 | 0 | 570.9111 | #N/A | #N/A | 88 | #N/A | #N/A | #N/A | #N/A | 0.3172% | 1 | 50% | 0% | 0% | 0% | 8.2745 | 0 | 0 | 0 | 8.2745 | #N/A
2007-05-07 18:00 | 5 | 7 | 18 | 127.7085 | 3042 | 64.04 | 37.04 | 997 | 64.04 | 0 | 486.128 | Cooling | 81.0213 | #N/A | #N/A | #N/A | #N/A | 0 | 0 | 0 | 0 | 0 | 486.128 | #N/A | #N/A | 88 | #N/A | #N/A | #N/A | #N/A | 0.2701% | 1 | 50% | 0% | 0% | 0% | 8.2745 | 0 | 0 | 0 | 8.2745 | #N/A
2007-05-07 19:00 | 5 | 7 | 19 | 127.7502 | 3043 | 62.96 | 35.96 | 997 | 62.96 | 0 | 307.9098 | Cooling | 51.3183 | #N/A | #N/A | #N/A | #N/A | 0 | 0 | 0 | 0 | 0 | 307.9098 | #N/A | #N/A | 88 | #N/A | #N/A | #N/A | #N/A | 0.1711% | 1 | 50% | 0% | 0% | 0% | 8.2745 | 0 | 0 | 0 | 8.2745 | #N/A
2007-05-07 20:00 | 5 | 7 | 20 | 127.7918 | 3044 | 62.96 | 35.96 | 997 | 62.96 | 0 | 113.0724 | Cooling | 18.8454 | #N/A | #N/A | #N/A | #N/A | 0 | 0 | 0 | 0 | 0 | 113.0724 | #N/A | #N/A | 88 | #N/A | #N/A | #N/A | #N/A | 0.06282% | 1 | 50% | 0% | 0% | 0% | 8.2745 | 0 | 0 | 0 | 8.2745 | #N/A
2007-05-07 21:00 | 5 | 7 | 21 | 127.8335 | 3045 | 53.96 | 37.94 | 997 | 53.96 | 0 | 24.9812 | Cooling | 4.1635 | #N/A | #N/A | #N/A | #N/A | 0 | 0 | 0 | 0 | 0 | 24.9812 | #N/A | #N/A | 88 | #N/A | #N/A | #N/A | #N/A | 0.01388% | 1 | 50% | 0% | 0% | 0% | 8.2745 | 0 | 0 | 0 | 8.2745 | #N/A
2007-05-07 22:00 | 5 | 7 | 22 | 127.8752 | 3046 | 51.08 | 44.96 | 997 | 51.08 | 0 | 0 | Cooling | 0 | #N/A | #N/A | #N/A | #N/A | 0 | 0 | 0 | 0 | 0 | 0 | #N/A | #N/A | 88 | #N/A | #N/A | #N/A | #N/A | 0% | 1 | 50% | 0% | 0% | 0% | 8.2745 | 0 | 0 | 0 | 8.2745 | #N/A
2007-05-07 23:00 | 5 | 7 | 23 | 127.9168 | 3047 | 51.08 | 46.94 | 998 | 51.08 | 0 | 0 | Cooling | 0 | #N/A | #N/A | #N/A | #N/A | 0 | 0 | 0 | 0 | 0 | 0 | #N/A | #N/A | 88 | #N/A | #N/A | #N/A | #N/A | 0% | 1 | 50% | 0% | 0% | 0% | 8.2745 | 0 | 0 | 0 | 8.2745 | #N/A
2007-05-08 | 5 | 8 | 0 | 127.9585 | 3048 | 46.94 | 44.96 | 1000 | 46.94 | 0 | 0 | Cooling | 0 | #N/A | #N/A | #N/A | #N/A | 0 | 0 | 0 | 0 | 0 | 0 | #N/A | #N/A | 88 | #N/A | #N/A | #N/A | #N/A | 0% | 1 | 50% | 0% | 0% | 0% | 8.2745 | 0 | 0 | 0 | 8.2745 | #N/A
2007-05-08 01:00 | 5 | 8 | 1 | 128.0002 | 3049 | 46.94 | 39.92 | 1001 | 46.94 | 0 | 0.0045294 | Cooling | 0.0007549 | #N/A | #N/A | #N/A | #N/A | 0 | 0 | 0 | 0 | 0 | 0.0045294 | #N/A | #N/A | 88 | #N/A | #N/A | #N/A | #N/A | 2.516e-06% | 1 | 50% | 0% | 0% | 0% | 8.2745 | 0 | 0 | 0 | 8.2745 | #N/A
2007-05-08 02:00 | 5 | 8 | 2 | 128.0418 | 3050 | 46.94 | 33.08 | 1002 | 46.94 | 0 | 0.081257 | Cooling | 0.013543 | #N/A | #N/A | #N/A | #N/A | 0 | 0 | 0 | 0 | 0 | 0.081257 | #N/A | #N/A | 88 | #N/A | #N/A | #N/A | #N/A | 4.514e-05% | 1 | 50% | 0% | 0% | 0% | 8.2745 | 0 | 0 | 0 | 8.2745 | #N/A
2007-05-08 03:00 | 5 | 8 | 3 | 128.0835 | 3051 | 46.94 | 30.92 | 1004 | 46.94 | 0 | 0.13869 | Cooling | 0.023115 | #N/A | #N/A | #N/A | #N/A | 0 | 0 | 0 | 0 | 0 | 0.13869 | #N/A | #N/A | 88 | #N/A | #N/A | #N/A | #N/A | 7.705e-05% | 1 | 50% | 0% | 0% | 0% | 8.2745 | 0 | 0 | 0 | 8.2745 | #N/A
2007-05-08 04:00 | 5 | 8 | 4 | 128.1252 | 3052 | 46.94 | 30.92 | 1005 | 46.94 | 0 | 0.13387 | Cooling | 0.022312 | #N/A | #N/A | #N/A | #N/A | 0 | 0 | 0 | 0 | 0 | 0.13387 | #N/A | #N/A | 88 | #N/A | #N/A | #N/A | #N/A | 7.437e-05% | 1 | 50% | 0% | 0% | 0% | 8.2745 | 0 | 0 | 0 | 8.2745 | #N/A
2007-05-08 05:00 | 5 | 8 | 5 | 128.1668 | 3053 | 46.94 | 30.92 | 1005 | 46.94 | 0 | 0.17399 | Cooling | 0.028998 | #N/A | #N/A | #N/A | #N/A | 0 | 0 | 0 | 0 | 0 | 0.17399 | #N/A | #N/A | 88 | #N/A | #N/A | #N/A | #N/A | 9.666e-05% | 1 | 50% | 0% | 0% | 0% | 8.2745 | 0 | 0 | 0 | 8.2745 | #N/A
2007-05-08 06:00 | 5 | 8 | 6 | 128.2085 | 3054 | 44.96 | 30.02 | 1006 | 44.96 | 35.9119 | 0 | Heating | 4.7883 | #N/A | #N/A | #N/A | #N/A | 35.9119 | #N/A | #N/A | 4.0856 | #N/A | 0 | 0 | 0 | 0 | 0 | 0 | 0 | 0 | 0.01596% | 1 | 50% | 0% | 0% | 0% | 8.2745 | 0 | 0 | 0 | 8.2745 | #N/A
2007-05-08 07:00 | 5 | 8 | 7 | 128.2502 | 3055 | 48.92 | 30.02 | 1007 | 48.92 | 0 | 0.4498 | Cooling | 0.074967 | #N/A | #N/A | #N/A | #N/A | 0 | 0 | 0 | 0 | 0 | 0.4498 | #N/A | #N/A | 88 | #N/A | #N/A | #N/A | #N/A | 0.0002499% | 1 | 50% | 0% | 0% | 0% | 8.2745 | 0 | 0 | 0 | 8.2745 | #N/A
2007-05-08 08:00 | 5 | 8 | 8 | 128.2918 | 3056 | 48.92 | 28.94 | 1008 | 48.92 | 0 | 0.12321 | Cooling | 0.020535 | #N/A | #N/A | #N/A | #N/A | 0 | 0 | 0 | 0 | 0 | 0.12321 | #N/A | #N/A | 88 | #N/A | #N/A | #N/A | #N/A | 6.845e-05% | 1 | 50% | 0% | 0% | 0% | 8.2745 | 0 | 0 | 0 | 8.2745 | #N/A
2007-05-08 09:00 | 5 | 8 | 9 | 128.3335 | 3057 | 57.92 | 26.96 | 1008 | 57.92 | 0 | 0.17327 | Cooling | 0.028879 | #N/A | #N/A | #N/A | #N/A | 0 | 0 | 0 | 0 | 0 | 0.17327 | #N/A | #N/A | 88 | #N/A | #N/A | #N/A | #N/A | 9.626e-05% | 1 | 50% | 0% | 0% | 0% | 8.2745 | 0 | 0 | 0 | 8.2745 | #N/A
2007-05-08 10:00 | 5 | 8 | 10 | 128.3752 | 3058 | 60.98 | 26.96 | 1009 | 60.98 | 0 | 0.14275 | Cooling | 0.023791 | #N/A | #N/A | #N/A | #N/A | 0 | 0 | 0 | 0 | 0 | 0.14275 | #N/A | #N/A | 88 | #N/A | #N/A | #N/A | #N/A | 7.93e-05% | 1 | 50% | 0% | 0% | 0% | 8.2745 | 0 | 0 | 0 | 8.2745 | #N/A
2007-05-08 11:00 | 5 | 8 | 11 | 128.4168 | 3059 | 60.98 | 26.96 | 1010 | 60.98 | 0 | 0.13302 | Cooling | 0.02217 | #N/A | #N/A | #N/A | #N/A | 0 | 0 | 0 | 0 | 0 | 0.13302 | #N/A | #N/A | 88 | #N/A | #N/A | #N/A | #N/A | 7.39e-05% | 1 | 50% | 0% | 0% | 0% | 8.2745 | 0 | 0 | 0 | 8.2745 | #N/A
2007-05-08 12:00 | 5 | 8 | 12 | 128.4585 | 3060 | 66.02 | 24.08 | 1010 | 66.02 | 0 | 0.10212 | Cooling | 0.01702 | #N/A | #N/A | #N/A | #N/A | 0 | 0 | 0 | 0 | 0 | 0.10212 | #N/A | #N/A | 88 | #N/A | #N/A | #N/A | #N/A | 5.673e-05% | 1 | 50% | 0% | 0% | 0% | 8.2745 | 0 | 0 | 0 | 8.2745 | #N/A
2007-05-08 13:00 | 5 | 8 | 13 | 128.5002 | 3061 | 68 | 23 | 1010 | 68 | 0 | 0.075253 | Cooling | 0.012542 | #N/A | #N/A | #N/A | #N/A | 0 | 0 | 0 | 0 | 0 | 0.075253 | #N/A | #N/A | 88 | #N/A | #N/A | #N/A | #N/A | 4.181e-05% | 1 | 50% | 0% | 0% | 0% | 8.2745 | 0 | 0 | 0 | 8.2745 | #N/A
2007-05-08 14:00 | 5 | 8 | 14 | 128.5418 | 3062 | 68 | 24.08 | 1010 | 68 | 0 | 0.064328 | Cooling | 0.010721 | #N/A | #N/A | #N/A | #N/A | 0 | 0 | 0 | 0 | 0 | 0.064328 | #N/A | #N/A | 88 | #N/A | #N/A | #N/A | #N/A | 3.574e-05% | 1 | 50% | 0% | 0% | 0% | 8.2745 | 0 | 0 | 0 | 8.2745 | #N/A
2007-05-08 15:00 | 5 | 8 | 15 | 128.5835 | 3063 | 71.06 | 23 | 1009 | 71.06 | 0 | 0.052458 | Cooling | 0.008743 | #N/A | #N/A | #N/A | #N/A | 0 | 0 | 0 | 0 | 0 | 0.052458 | #N/A | #N/A | 88 | #N/A | #N/A | #N/A | #N/A | 2.914e-05% | 1 | 50% | 0% | 0% | 0% | 8.2745 | 0 | 0 | 0 | 8.2745 | #N/A
2007-05-08 16:00 | 5 | 8 | 16 | 128.6252 | 3064 | 71.06 | 24.98 | 1009 | 71.06 | 0 | 0.040903 | Cooling | 0.0068172 | #N/A | #N/A | #N/A | #N/A | 0 | 0 | 0 | 0 | 0 | 0.040903 | #N/A | #N/A | 88 | #N/A | #N/A | #N/A | #N/A | 2.272e-05% | 1 | 50% | 0% | 0% | 0% | 8.2745 | 0 | 0 | 0 | 8.2745 | #N/A
2007-05-08 17:00 | 5 | 8 | 17 | 128.6668 | 3065 | 71.06 | 23 | 1009 | 71.06 | 0 | 0.048563 | Cooling | 0.0080938 | #N/A | #N/A | #N/A | #N/A | 0 | 0 | 0 | 0 | 0 | 0.048563 | #N/A | #N/A | 88 | #N/A | #N/A | #N/A | #N/A | 2.698e-05% | 1 | 50% | 0% | 0% | 0% | 8.2745 | 0 | 0 | 0 | 8.2745 | #N/A
2007-05-08 18:00 | 5 | 8 | 18 | 128.7085 | 3066 | 71.96 | 24.08 | 1009 | 71.96 | 0 | 0.049335 | Cooling | 0.0082225 | #N/A | #N/A | #N/A | #N/A | 0 | 0 | 0 | 0 | 0 | 0.049335 | #N/A | #N/A | 88 | #N/A | #N/A | #N/A | #N/A | 2.741e-05% | 1 | 50% | 0% | 0% | 0% | 8.2745 | 0 | 0 | 0 | 8.2745 | #N/A
2007-05-08 19:00 | 5 | 8 | 19 | 128.7502 | 3067 | 68 | 24.08 | 1009 | 68 | 0 | 0.047614 | Cooling | 0.0079357 | #N/A | #N/A | #N/A | #N/A | 0 | 0 | 0 | 0 | 0 | 0.047614 | #N/A | #N/A | 88 | #N/A | #N/A | #N/A | #N/A | 2.645e-05% | 1 | 50% | 0% | 0% | 0% | 8.2745 | 0 | 0 | 0 | 8.2745 | #N/A
2007-05-08 20:00 | 5 | 8 | 20 | 128.7918 | 3068 | 68 | 26.06 | 1009 | 68 | 0 | 0.12378 | Cooling | 0.02063 | #N/A | #N/A | #N/A | #N/A | 0 | 0 | 0 | 0 | 0 | 0.12378 | #N/A | #N/A | 88 | #N/A | #N/A | #N/A | #N/A | 6.877e-05% | 1 | 50% | 0% | 0% | 0% | 8.2745 | 0 | 0 | 0 | 8.2745 | #N/A
2007-05-08 21:00 | 5 | 8 | 21 | 128.8335 | 3069 | 64.04 | 30.02 | 1010 | 64.04 | 0 | 0 | Cooling | 0 | #N/A | #N/A | #N/A | #N/A | 0 | 0 | 0 | 0 | 0 | 0 | #N/A | #N/A | 88 | #N/A | #N/A | #N/A | #N/A | 0% | 1 | 50% | 0% | 0% | 0% | 8.2745 | 0 | 0 | 0 | 8.2745 | #N/A
2007-05-08 22:00 | 5 | 8 | 22 | 128.8752 | 3070 | 62.06 | 30.02 | 1011 | 62.06 | 0 | 0 | Cooling | 0 | #N/A | #N/A | #N/A | #N/A | 0 | 0 | 0 | 0 | 0 | 0 | #N/A | #N/A | 88 | #N/A | #N/A | #N/A | #N/A | 0% | 1 | 50% | 0% | 0% | 0% | 8.2745 | 0 | 0 | 0 | 8.2745 | #N/A
2007-05-08 23:00 | 5 | 8 | 23 | 128.9168 | 3071 | 62.06 | 30.02 | 1010 | 62.06 | 0 | 0 | Cooling | 0 | #N/A | #N/A | #N/A | #N/A | 0 | 0 | 0 | 0 | 0 | 0 | #N/A | #N/A | 88 | #N/A | #N/A | #N/A | #N/A | 0% | 1 | 50% | 0% | 0% | 0% | 8.2745 | 0 | 0 | 0 | 8.2745 | #N/A
2007-05-09 | 5 | 9 | 0 | 128.9585 | 3072 | 60.08 | 28.94 | 1010 | 60.08 | 0 | 0.0021062 | Cooling | 0.00035103 | #N/A | #N/A | #N/A | #N/A | 0 | 0 | 0 | 0 | 0 | 0.0021062 | #N/A | #N/A | 88 | #N/A | #N/A | #N/A | #N/A | 1.17e-06% | 1 | 50% | 0% | 0% | 0% | 8.2745 | 0 | 0 | 0 | 8.2745 | #N/A
2007-05-09 01:00 | 5 | 9 | 1 | 129.0002 | 3073 | 57.92 | 28.04 | 1010 | 57.92 | 0 | 0.014479 | Cooling | 0.0024132 | #N/A | #N/A | #N/A | #N/A | 0 | 0 | 0 | 0 | 0 | 0.014479 | #N/A | #N/A | 88 | #N/A | #N/A | #N/A | #N/A | 8.044e-06% | 1 | 50% | 0% | 0% | 0% | 8.2745 | 0 | 0 | 0 | 8.2745 | #N/A
2007-05-09 02:00 | 5 | 9 | 2 | 129.0418 | 3074 | 57.92 | 26.96 | 1010 | 57.92 | 0 | 0.024449 | Cooling | 0.0040748 | #N/A | #N/A | #N/A | #N/A | 0 | 0 | 0 | 0 | 0 | 0.024449 | #N/A | #N/A | 88 | #N/A | #N/A | #N/A | #N/A | 1.358e-05% | 1 | 50% | 0% | 0% | 0% | 8.2745 | 0 | 0 | 0 | 8.2745 | #N/A
2007-05-09 03:00 | 5 | 9 | 3 | 129.0835 | 3075 | 57.02 | 26.06 | 1010 | 57.02 | 0 | 0.031937 | Cooling | 0.0053229 | #N/A | #N/A | #N/A | #N/A | 0 | 0 | 0 | 0 | 0 | 0.031937 | #N/A | #N/A | 88 | #N/A | #N/A | #N/A | #N/A | 1.774e-05% | 1 | 50% | 0% | 0% | 0% | 8.2745 | 0 | 0 | 0 | 8.2745 | #N/A
2007-05-09 04:00 | 5 | 9 | 4 | 129.1252 | 3076 | 57.02 | 26.96 | 1011 | 57.02 | 0 | 0.024882 | Cooling | 0.0041469 | #N/A | #N/A | #N/A | #N/A | 0 | 0 | 0 | 0 | 0 | 0.024882 | #N/A | #N/A | 88 | #N/A | #N/A | #N/A | #N/A | 1.382e-05% | 1 | 50% | 0% | 0% | 0% | 8.2745 | 0 | 0 | 0 | 8.2745 | #N/A
2007-05-09 05:00 | 5 | 9 | 5 | 129.1668 | 3077 | 55.94 | 26.96 | 1011 | 55.94 | 0 | 0.029091 | Cooling | 0.0048486 | #N/A | #N/A | #N/A | #N/A | 0 | 0 | 0 | 0 | 0 | 0.029091 | #N/A | #N/A | 88 | #N/A | #N/A | #N/A | #N/A | 1.616e-05% | 1 | 50% | 0% | 0% | 0% | 8.2745 | 0 | 0 | 0 | 8.2745 | #N/A
2007-05-09 06:00 | 5 | 9 | 6 | 129.2085 | 3078 | 55.94 | 30.02 | 1011 | 55.94 | 132.3555 | 0 | Heating | 17.6474 | #N/A | #N/A | #N/A | #N/A | 132.3555 | #N/A | #N/A | 5.1278 | #N/A | 0 | 0 | 0 | 0 | 0 | 0 | 0 | 0 | 0.05882% | 1 | 50% | 0% | 0% | 0% | 8.2745 | 0 | 0 | 0 | 8.2745 | #N/A
2007-05-09 07:00 | 5 | 9 | 7 | 129.2502 | 3079 | 57.02 | 32 | 1011 | 57.02 | 10.2459 | 0 | Heating | 1.3661 | #N/A | #N/A | #N/A | #N/A | 10.2459 | #N/A | #N/A | 5.2534 | #N/A | 0 | 0 | 0 | 0 | 0 | 0 | 0 | 0 | 0.004554% | 1 | 50% | 0% | 0% | 0% | 8.2745 | 0 | 0 | 0 | 8.2745 | #N/A
2007-05-09 08:00 | 5 | 9 | 8 | 129.2918 | 3080 | 57.02 | 33.08 | 1011 | 57.02 | 0 | 0.0074181 | Cooling | 0.0012364 | #N/A | #N/A | #N/A | #N/A | 0 | 0 | 0 | 0 | 0 | 0.0074181 | #N/A | #N/A | 88 | #N/A | #N/A | #N/A | #N/A | 4.121e-06% | 1 | 50% | 0% | 0% | 0% | 8.2745 | 0 | 0 | 0 | 8.2745 | #N/A
2007-05-09 09:00 | 5 | 9 | 9 | 129.3335 | 3081 | 62.06 | 33.08 | 1010 | 62.06 | 0 | 4.5506 | Cooling | 0.75843 | #N/A | #N/A | #N/A | #N/A | 0 | 0 | 0 | 0 | 0 | 4.5506 | #N/A | #N/A | 88 | #N/A | #N/A | #N/A | #N/A | 0.002528% | 1 | 50% | 0% | 0% | 0% | 8.2745 | 0 | 0 | 0 | 8.2745 | #N/A
2007-05-09 10:00 | 5 | 9 | 10 | 129.3752 | 3082 | 64.04 | 32 | 1009 | 64.04 | 0 | 215.9153 | Cooling | 35.9859 | #N/A | #N/A | #N/A | #N/A | 0 | 0 | 0 | 0 | 0 | 215.9153 | #N/A | #N/A | 88 | #N/A | #N/A | #N/A | #N/A | 0.12% | 1 | 50% | 0% | 0% | 0% | 8.2745 | 0 | 0 | 0 | 8.2745 | #N/A
2007-05-09 11:00 | 5 | 9 | 11 | 129.4168 | 3083 | 64.04 | 32 | 1007 | 64.04 | 0 | 512.6414 | Cooling | 85.4402 | #N/A | #N/A | #N/A | #N/A | 0 | 0 | 0 | 0 | 0 | 512.6414 | #N/A | #N/A | 88 | #N/A | #N/A | #N/A | #N/A | 0.2848% | 1 | 50% | 0% | 0% | 0% | 8.2745 | 0 | 0 | 0 | 8.2745 | #N/A
2007-05-09 12:00 | 5 | 9 | 12 | 129.4585 | 3084 | 66.02 | 33.98 | 1006 | 66.02 | 0 | 663.9223 | Cooling | 110.6537 | #N/A | #N/A | #N/A | #N/A | 0 | 0 | 0 | 0 | 0 | 663.9223 | #N/A | #N/A | 88 | #N/A | #N/A | #N/A | #N/A | 0.3688% | 1 | 50% | 0% | 0% | 0% | 8.2745 | 0 | 0 | 0 | 8.2745 | #N/A
2007-05-09 13:00 | 5 | 9 | 13 | 129.5002 | 3085 | 66.02 | 32 | 1006 | 66.02 | 0 | 968.1037 | Cooling | 161.3506 | #N/A | #N/A | #N/A | #N/A | 0 | 0 | 0 | 0 | 0 | 968.1037 | #N/A | #N/A | 88 | #N/A | #N/A | #N/A | #N/A | 0.5378% | 1 | 50% | 0% | 0% | 0% | 8.2745 | 0 | 0 | 0 | 8.2745 | #N/A
2007-05-09 14:00 | 5 | 9 | 14 | 129.5418 | 3086 | 66.02 | 35.06 | 1005 | 66.02 | 0 | 1139.7788 | Cooling | 189.9631 | #N/A | #N/A | #N/A | #N/A | 0 | 0 | 0 | 0 | 0 | 1139.7788 | #N/A | #N/A | 88 | #N/A | #N/A | #N/A | #N/A | 0.6332% | 1 | 50% | 0% | 0% | 0% | 8.2745 | 0 | 0 | 0 | 8.2745 | #N/A
2007-05-09 15:00 | 5 | 9 | 15 | 129.5835 | 3087 | 64.94 | 39.02 | 1004 | 64.94 | 0 | 1322.3183 | Cooling | 220.3864 | #N/A | #N/A | #N/A | #N/A | 0 | 0 | 0 | 0 | 0 | 1322.3183 | #N/A | #N/A | 88 | #N/A | #N/A | #N/A | #N/A | 0.7346% | 1 | 50% | 0% | 0% | 0% | 8.2745 | 0 | 0 | 0 | 8.2745 | #N/A
2007-05-09 16:00 | 5 | 9 | 16 | 129.6252 | 3088 | 64.94 | 37.04 | 1002 | 64.94 | 0 | 1660.9569 | Cooling | 276.8261 | #N/A | #N/A | #N/A | #N/A | 0 | 0 | 0 | 0 | 0 | 1660.9569 | #N/A | #N/A | 88 | #N/A | #N/A | #N/A | #N/A | 0.9228% | 1 | 50% | 0% | 0% | 0% | 8.2745 | 0 | 0 | 0 | 8.2745 | #N/A
2007-05-09 17:00 | 5 | 9 | 17 | 129.6668 | 3089 | 64.94 | 35.96 | 1002 | 64.94 | 0 | 1831.6283 | Cooling | 305.2714 | #N/A | #N/A | #N/A | #N/A | 0 | 0 | 0 | 0 | 0 | 1831.6283 | #N/A | #N/A | 88 | #N/A | #N/A | #N/A | #N/A | 1.018% | 1 | 50% | 0% | 0% | 0% | 8.2745 | 0 | 0 | 0 | 8.2745 | #N/A
2007-05-09 18:00 | 5 | 9 | 18 | 129.7085 | 3090 | 62.96 | 35.06 | 1001 | 62.96 | 0 | 1599.5998 | Cooling | 266.6 | #N/A | #N/A | #N/A | #N/A | 0 | 0 | 0 | 0 | 0 | 1599.5998 | #N/A | #N/A | 88 | #N/A | #N/A | #N/A | #N/A | 0.8887% | 1 | 50% | 0% | 0% | 0% | 8.2745 | 0 | 0 | 0 | 8.2745 | #N/A
2007-05-09 19:00 | 5 | 9 | 19 | 129.7502 | 3091 | 62.96 | 37.04 | 1001 | 62.96 | 0 | 1207.1883 | Cooling | 201.198 | #N/A | #N/A | #N/A | #N/A | 0 | 0 | 0 | 0 | 0 | 1207.1883 | #N/A | #N/A | 88 | #N/A | #N/A | #N/A | #N/A | 0.6707% | 1 | 50% | 0% | 0% | 0% | 8.2745 | 0 | 0 | 0 | 8.2745 | #N/A
2007-05-09 20:00 | 5 | 9 | 20 | 129.7918 | 3092 | 62.96 | 37.94 | 1002 | 62.96 | 0 | 975.5189 | Cooling | 162.5865 | #N/A | #N/A | #N/A | #N/A | 0 | 0 | 0 | 0 | 0 | 975.5189 | #N/A | #N/A | 88 | #N/A | #N/A | #N/A | #N/A | 0.542% | 1 | 50% | 0% | 0% | 0% | 8.2745 | 0 | 0 | 0 | 8.2745 | #N/A
2007-05-09 21:00 | 5 | 9 | 21 | 129.8335 | 3093 | 62.06 | 42.98 | 1002 | 62.06 | 0 | 732.9252 | Cooling | 122.1542 | #N/A | #N/A | #N/A | #N/A | 0 | 0 | 0 | 0 | 0 | 732.9252 | #N/A | #N/A | 88 | #N/A | #N/A | #N/A | #N/A | 0.4072% | 1 | 50% | 0% | 0% | 0% | 8.2745 | 0 | 0 | 0 | 8.2745 | #N/A
2007-05-09 22:00 | 5 | 9 | 22 | 129.8752 | 3094 | 62.06 | 44.96 | 1002 | 62.06 | 0 | 0 | Cooling | 0 | #N/A | #N/A | #N/A | #N/A | 0 | 0 | 0 | 0 | 0 | 0 | #N/A | #N/A | 88 | #N/A | #N/A | #N/A | #N/A | 0% | 1 | 50% | 0% | 0% | 0% | 8.2745 | 0 | 0 | 0 | 8.2745 | #N/A
2007-05-09 23:00 | 5 | 9 | 23 | 129.9168 | 3095 | 62.06 | 48.92 | 1002 | 62.06 | 0 | 0 | Cooling | 0 | #N/A | #N/A | #N/A | #N/A | 0 | 0 | 0 | 0 | 0 | 0 | #N/A | #N/A | 88 | #N/A | #N/A | #N/A | #N/A | 0% | 1 | 50% | 0% | 0% | 0% | 8.2745 | 0 | 0 | 0 | 8.2745 | #N/A
2007-05-10 | 5 | 10 | 0 | 129.9585 | 3096 | 62.96 | 51.08 | 1002 | 62.96 | 0 | 6.1646 | Cooling | 1.0274 | #N/A | #N/A | #N/A | #N/A | 0 | 0 | 0 | 0 | 0 | 6.1646 | #N/A | #N/A | 88 | #N/A | #N/A | #N/A | #N/A | 0.003425% | 1 | 50% | 0% | 0% | 0% | 8.2745 | 0 | 0 | 0 | 8.2745 | #N/A
2007-05-10 01:00 | 5 | 10 | 1 | 130.0002 | 3097 | 62.96 | 51.08 | 1002 | 62.96 | 0 | 13.0028 | Cooling | 2.1671 | #N/A | #N/A | #N/A | #N/A | 0 | 0 | 0 | 0 | 0 | 13.0028 | #N/A | #N/A | 88 | #N/A | #N/A | #N/A | #N/A | 0.007224% | 1 | 50% | 0% | 0% | 0% | 8.2745 | 0 | 0 | 0 | 8.2745 | #N/A
2007-05-10 02:00 | 5 | 10 | 2 | 130.0418 | 3098 | 62.96 | 51.08 | 1001 | 62.96 | 0 | 13.6376 | Cooling | 2.2729 | #N/A | #N/A | #N/A | #N/A | 0 | 0 | 0 | 0 | 0 | 13.6376 | #N/A | #N/A | 88 | #N/A | #N/A | #N/A | #N/A | 0.007576% | 1 | 50% | 0% | 0% | 0% | 8.2745 | 0 | 0 | 0 | 8.2745 | #N/A
2007-05-10 03:00 | 5 | 10 | 3 | 130.0835 | 3099 | 62.96 | 50 | 1001 | 62.96 | 0 | 8.5081 | Cooling | 1.418 | #N/A | #N/A | #N/A | #N/A | 0 | 0 | 0 | 0 | 0 | 8.5081 | #N/A | #N/A | 88 | #N/A | #N/A | #N/A | #N/A | 0.004727% | 1 | 50% | 0% | 0% | 0% | 8.2745 | 0 | 0 | 0 | 8.2745 | #N/A
2007-05-10 04:00 | 5 | 10 | 4 | 130.1252 | 3100 | 62.06 | 48.92 | 1001 | 62.06 | 0 | 0.21874 | Cooling | 0.036456 | #N/A | #N/A | #N/A | #N/A | 0 | 0 | 0 | 0 | 0 | 0.21874 | #N/A | #N/A | 88 | #N/A | #N/A | #N/A | #N/A | 0.0001215% | 1 | 50% | 0% | 0% | 0% | 8.2745 | 0 | 0 | 0 | 8.2745 | #N/A
2007-05-10 05:00 | 5 | 10 | 5 | 130.1668 | 3101 | 62.06 | 48.02 | 1001 | 62.06 | 0 | 0 | Cooling | 0 | #N/A | #N/A | #N/A | #N/A | 0 | 0 | 0 | 0 | 0 | 0 | #N/A | #N/A | 88 | #N/A | #N/A | #N/A | #N/A | 0% | 1 | 50% | 0% | 0% | 0% | 8.2745 | 0 | 0 | 0 | 8.2745 | #N/A
2007-05-10 06:00 | 5 | 10 | 6 | 130.2085 | 3102 | 62.96 | 48.92 | 1001 | 62.96 | 0 | 642.6889 | Cooling | 107.1148 | #N/A | #N/A | #N/A | #N/A | 0 | 0 | 0 | 0 | 0 | 642.6889 | #N/A | #N/A | 88 | #N/A | #N/A | #N/A | #N/A | 0.357% | 1 | 50% | 0% | 0% | 0% | 8.2745 | 0 | 0 | 0 | 8.2745 | #N/A
2007-05-10 07:00 | 5 | 10 | 7 | 130.2502 | 3103 | 62.06 | 48.92 | 1001 | 62.06 | 0 | 713.1834 | Cooling | 118.8639 | #N/A | #N/A | #N/A | #N/A | 0 | 0 | 0 | 0 | 0 | 713.1834 | #N/A | #N/A | 88 | #N/A | #N/A | #N/A | #N/A | 0.3962% | 1 | 50% | 0% | 0% | 0% | 8.2745 | 0 | 0 | 0 | 8.2745 | #N/A
2007-05-10 08:00 | 5 | 10 | 8 | 130.2918 | 3104 | 62.06 | 51.08 | 1001 | 62.06 | 0 | 1114.0472 | Cooling | 185.6745 | #N/A | #N/A | #N/A | #N/A | 0 | 0 | 0 | 0 | 0 | 1114.0472 | #N/A | #N/A | 88 | #N/A | #N/A | #N/A | #N/A | 0.6189% | 1 | 50% | 0% | 0% | 0% | 8.2745 | 0 | 0 | 0 | 8.2745 | #N/A
2007-05-10 09:00 | 5 | 10 | 9 | 130.3335 | 3105 | 66.02 | 50 | 1000 | 66.02 | 0 | 1433.5228 | Cooling | 238.9205 | #N/A | #N/A | #N/A | #N/A | 0 | 0 | 0 | 0 | 0 | 1433.5228 | #N/A | #N/A | 88 | #N/A | #N/A | #N/A | #N/A | 0.7964% | 1 | 50% | 0% | 0% | 0% | 8.2745 | 0 | 0 | 0 | 8.2745 | #N/A
2007-05-10 10:00 | 5 | 10 | 10 | 130.3752 | 3106 | 69.08 | 50 | 1000 | 69.08 | 0 | 1768.2845 | Cooling | 294.7141 | #N/A | #N/A | #N/A | #N/A | 0 | 0 | 0 | 0 | 0 | 1768.2845 | #N/A | #N/A | 88 | #N/A | #N/A | #N/A | #N/A | 0.9824% | 1 | 50% | 0% | 0% | 0% | 8.2745 | 0 | 0 | 0 | 8.2745 | #N/A
2007-05-10 11:00 | 5 | 10 | 11 | 130.4168 | 3107 | 69.98 | 53.06 | 1000 | 69.98 | 0 | 2135.1776 | Cooling | 355.8629 | #N/A | #N/A | #N/A | #N/A | 0 | 0 | 0 | 0 | 0 | 2135.1776 | #N/A | #N/A | 88 | #N/A | #N/A | #N/A | #N/A | 1.186% | 1 | 50% | 0% | 0% | 0% | 8.2745 | 0 | 0 | 0 | 8.2745 | #N/A
2007-05-10 12:00 | 5 | 10 | 12 | 130.4585 | 3108 | 75.02 | 51.98 | 999 | 75.02 | 0 | 2153.0065 | Cooling | 358.8344 | #N/A | #N/A | #N/A | #N/A | 0 | 0 | 0 | 0 | 0 | 2153.0065 | #N/A | #N/A | 88 | #N/A | #N/A | #N/A | #N/A | 1.196% | 1 | 50% | 0% | 0% | 0% | 8.2745 | 0 | 0 | 0 | 8.2745 | #N/A
2007-05-10 13:00 | 5 | 10 | 13 | 130.5002 | 3109 | 75.02 | 53.06 | 999 | 75.02 | 0 | 2226.4123 | Cooling | 371.0687 | #N/A | #N/A | #N/A | #N/A | 0 | 0 | 0 | 0 | 0 | 2226.4123 | #N/A | #N/A | 88 | #N/A | #N/A | #N/A | #N/A | 1.237% | 1 | 50% | 0% | 0% | 0% | 8.2745 | 0 | 0 | 0 | 8.2745 | #N/A
2007-05-10 14:00 | 5 | 10 | 14 | 130.5418 | 3110 | 75.02 | 51.08 | 998 | 75.02 | 0 | 2292.7664 | Cooling | 382.1277 | #N/A | #N/A | #N/A | #N/A | 0 | 0 | 0 | 0 | 0 | 2292.7664 | #N/A | #N/A | 88 | #N/A | #N/A | #N/A | #N/A | 1.274% | 1 | 50% | 0% | 0% | 0% | 8.2745 | 0 | 0 | 0 | 8.2745 | #N/A
2007-05-10 15:00 | 5 | 10 | 15 | 130.5835 | 3111 | 80.6 | 51.98 | 998 | 80.6 | 0 | 2288.3298 | Cooling | 381.3883 | #N/A | #N/A | #N/A | #N/A | 0 | 0 | 0 | 0 | 0 | 2288.3298 | #N/A | #N/A | 88 | #N/A | #N/A | #N/A | #N/A | 1.271% | 1 | 50% | 0% | 0% | 0% | 8.2745 | 0 | 0 | 0 | 8.2745 | #N/A
2007-05-10 16:00 | 5 | 10 | 16 | 130.6252 | 3112 | 78.98 | 51.98 | 998 | 78.98 | 0 | 2371.7938 | Cooling | 395.299 | #N/A | #N/A | #N/A | #N/A | 0 | 0 | 0 | 0 | 0 | 2371.7938 | #N/A | #N/A | 88 | #N/A | #N/A | #N/A | #N/A | 1.318% | 1 | 50% | 0% | 0% | 0% | 8.2745 | 0 | 0 | 0 | 8.2745 | #N/A
2007-05-10 17:00 | 5 | 10 | 17 | 130.6668 | 3113 | 78.98 | 51.08 | 998 | 78.98 | 0 | 2329.2163 | Cooling | 388.2027 | #N/A | #N/A | #N/A | #N/A | 0 | 0 | 0 | 0 | 0 | 2329.2163 | #N/A | #N/A | 88 | #N/A | #N/A | #N/A | #N/A | 1.294% | 1 | 50% | 0% | 0% | 0% | 8.2745 | 0 | 0 | 0 | 8.2745 | #N/A
2007-05-10 18:00 | 5 | 10 | 18 | 130.7085 | 3114 | 75.92 | 51.08 | 998 | 75.92 | 0 | 2174.6489 | Cooling | 362.4415 | #N/A | #N/A | #N/A | #N/A | 0 | 0 | 0 | 0 | 0 | 2174.6489 | #N/A | #N/A | 88 | #N/A | #N/A | #N/A | #N/A | 1.208% | 1 | 50% | 0% | 0% | 0% | 8.2745 | 0 | 0 | 0 | 8.2745 | #N/A
2007-05-10 19:00 | 5 | 10 | 19 | 130.7502 | 3115 | 73.04 | 51.98 | 998 | 73.04 | 0 | 2116.6392 | Cooling | 352.7732 | #N/A | #N/A | #N/A | #N/A | 0 | 0 | 0 | 0 | 0 | 2116.6392 | #N/A | #N/A | 88 | #N/A | #N/A | #N/A | #N/A | 1.176% | 1 | 50% | 0% | 0% | 0% | 8.2745 | 0 | 0 | 0 | 8.2745 | #N/A
2007-05-10 20:00 | 5 | 10 | 20 | 130.7918 | 3116 | 73.04 | 51.98 | 999 | 73.04 | 0 | 1731.0035 | Cooling | 288.5006 | #N/A | #N/A | #N/A | #N/A | 0 | 0 | 0 | 0 | 0 | 1731.0035 | #N/A | #N/A | 88 | #N/A | #N/A | #N/A | #N/A | 0.9617% | 1 | 50% | 0% | 0% | 0% | 8.2745 | 0 | 0 | 0 | 8.2745 | #N/A
2007-05-10 21:00 | 5 | 10 | 21 | 130.8335 | 3117 | 69.98 | 50 | 999 | 69.98 | 0 | 1250.7901 | Cooling | 208.465 | #N/A | #N/A | #N/A | #N/A | 0 | 0 | 0 | 0 | 0 | 1250.7901 | #N/A | #N/A | 88 | #N/A | #N/A | #N/A | #N/A | 0.6949% | 1 | 50% | 0% | 0% | 0% | 8.2745 | 0 | 0 | 0 | 8.2745 | #N/A
2007-05-10 22:00 | 5 | 10 | 22 | 130.8752 | 3118 | 66.02 | 51.08 | 999 | 66.02 | 0 | 18.666 | Cooling | 3.111 | #N/A | #N/A | #N/A | #N/A | 0 | 0 | 0 | 0 | 0 | 18.666 | #N/A | #N/A | 88 | #N/A | #N/A | #N/A | #N/A | 0.01037% | 1 | 50% | 0% | 0% | 0% | 8.2745 | 0 | 0 | 0 | 8.2745 | #N/A
2007-05-10 23:00 | 5 | 10 | 23 | 130.9168 | 3119 | 66.02 | 50 | 999 | 66.02 | 0 | 21.2357 | Cooling | 3.5393 | #N/A | #N/A | #N/A | #N/A | 0 | 0 | 0 | 0 | 0 | 21.2357 | #N/A | #N/A | 88 | #N/A | #N/A | #N/A | #N/A | 0.0118% | 1 | 50% | 0% | 0% | 0% | 8.2745 | 0 | 0 | 0 | 8.2745 | #N/A
2007-05-11 | 5 | 11 | 0 | 130.9585 | 3120 | 62.96 | 50 | 999 | 62.96 | 0 | 9.2582 | Cooling | 1.543 | #N/A | #N/A | #N/A | #N/A | 0 | 0 | 0 | 0 | 0 | 9.2582 | #N/A | #N/A | 88 | #N/A | #N/A | #N/A | #N/A | 0.005143% | 1 | 50% | 0% | 0% | 0% | 8.2745 | 0 | 0 | 0 | 8.2745 | #N/A
2007-05-11 01:00 | 5 | 11 | 1 | 131.0002 | 3121 | 62.06 | 50 | 999 | 62.06 | 0 | 8.4735 | Cooling | 1.4123 | #N/A | #N/A | #N/A | #N/A | 0 | 0 | 0 | 0 | 0 | 8.4735 | #N/A | #N/A | 88 | #N/A | #N/A | #N/A | #N/A | 0.004708% | 1 | 50% | 0% | 0% | 0% | 8.2745 | 0 | 0 | 0 | 8.2745 | #N/A
2007-05-11 02:00 | 5 | 11 | 2 | 131.0418 | 3122 | 62.06 | 50 | 999 | 62.06 | 0 | 8.4892 | Cooling | 1.4149 | #N/A | #N/A | #N/A | #N/A | 0 | 0 | 0 | 0 | 0 | 8.4892 | #N/A | #N/A | 88 | #N/A | #N/A | #N/A | #N/A | 0.004716% | 1 | 50% | 0% | 0% | 0% | 8.2745 | 0 | 0 | 0 | 8.2745 | #N/A
2007-05-11 03:00 | 5 | 11 | 3 | 131.0835 | 3123 | 57.02 | 50 | 999 | 57.02 | 0 | 4.2776 | Cooling | 0.71293 | #N/A | #N/A | #N/A | #N/A | 0 | 0 | 0 | 0 | 0 | 4.2776 | #N/A | #N/A | 88 | #N/A | #N/A | #N/A | #N/A | 0.002376% | 1 | 50% | 0% | 0% | 0% | 8.2745 | 0 | 0 | 0 | 8.2745 | #N/A
2007-05-11 04:00 | 5 | 11 | 4 | 131.1252 | 3124 | 57.02 | 50 | 1000 | 57.02 | 0 | 4.0105 | Cooling | 0.66842 | #N/A | #N/A | #N/A | #N/A | 0 | 0 | 0 | 0 | 0 | 4.0105 | #N/A | #N/A | 88 | #N/A | #N/A | #N/A | #N/A | 0.002228% | 1 | 50% | 0% | 0% | 0% | 8.2745 | 0 | 0 | 0 | 8.2745 | #N/A
2007-05-11 05:00 | 5 | 11 | 5 | 131.1668 | 3125 | 57.02 | 51.08 | 1000 | 57.02 | 0 | 13.4621 | Cooling | 2.2437 | #N/A | #N/A | #N/A | #N/A | 0 | 0 | 0 | 0 | 0 | 13.4621 | #N/A | #N/A | 88 | #N/A | #N/A | #N/A | #N/A | 0.007479% | 1 | 50% | 0% | 0% | 0% | 8.2745 | 0 | 0 | 0 | 8.2745 | #N/A
2007-05-11 06:00 | 5 | 11 | 6 | 131.2085 | 3126 | 57.02 | 51.98 | 1001 | 57.02 | 0 | 252.2455 | Cooling | 42.0409 | #N/A | #N/A | #N/A | #N/A | 0 | 0 | 0 | 0 | 0 | 252.2455 | #N/A | #N/A | 88 | #N/A | #N/A | #N/A | #N/A | 0.1401% | 1 | 50% | 0% | 0% | 0% | 8.2745 | 0 | 0 | 0 | 8.2745 | #N/A
2007-05-11 07:00 | 5 | 11 | 7 | 131.2502 | 3127 | 59 | 57.02 | 1001 | 59 | 0 | 1142.6454 | Cooling | 190.4409 | #N/A | #N/A | #N/A | #N/A | 0 | 0 | 0 | 0 | 0 | 1142.6454 | #N/A | #N/A | 88 | #N/A | #N/A | #N/A | #N/A | 0.6348% | 1 | 50% | 0% | 0% | 0% | 8.2745 | 0 | 0 | 0 | 8.2745 | #N/A
2007-05-11 08:00 | 5 | 11 | 8 | 131.2918 | 3128 | 59 | 51.98 | 1001 | 59 | 0 | 1918.7937 | Cooling | 319.7989 | #N/A | #N/A | #N/A | #N/A | 0 | 0 | 0 | 0 | 0 | 1918.7937 | #N/A | #N/A | 88 | #N/A | #N/A | #N/A | #N/A | 1.066% | 1 | 50% | 0% | 0% | 0% | 8.2745 | 0 | 0 | 0 | 8.2745 | #N/A
2007-05-11 09:00 | 5 | 11 | 9 | 131.3335 | 3129 | 64.94 | 60.08 | 1001 | 64.94 | 0 | 2329.7348 | Cooling | 388.2891 | #N/A | #N/A | #N/A | #N/A | 0 | 0 | 0 | 0 | 0 | 2329.7348 | #N/A | #N/A | 88 | #N/A | #N/A | #N/A | #N/A | 1.294% | 1 | 50% | 0% | 0% | 0% | 8.2745 | 0 | 0 | 0 | 8.2745 | #N/A
2007-05-11 10:00 | 5 | 11 | 10 | 131.3752 | 3130 | 66.02 | 59 | 1001 | 66.02 | 0 | 2134.9622 | Cooling | 355.827 | #N/A | #N/A | #N/A | #N/A | 0 | 0 | 0 | 0 | 0 | 2134.9622 | #N/A | #N/A | 88 | #N/A | #N/A | #N/A | #N/A | 1.186% | 1 | 50% | 0% | 0% | 0% | 8.2745 | 0 | 0 | 0 | 8.2745 | #N/A
2007-05-11 11:00 | 5 | 11 | 11 | 131.4168 | 3131 | 66.02 | 60.08 | 1001 | 66.02 | 0 | 2185.087 | Cooling | 364.1812 | #N/A | #N/A | #N/A | #N/A | 0 | 0 | 0 | 0 | 0 | 2185.087 | #N/A | #N/A | 88 | #N/A | #N/A | #N/A | #N/A | 1.214% | 1 | 50% | 0% | 0% | 0% | 8.2745 | 0 | 0 | 0 | 8.2745 | #N/A
2007-05-11 12:00 | 5 | 11 | 12 | 131.4585 | 3132 | 69.98 | 53.96 | 1001 | 69.98 | 0 | 2146.1894 | Cooling | 357.6982 | #N/A | #N/A | #N/A | #N/A | 0 | 0 | 0 | 0 | 0 | 2146.1894 | #N/A | #N/A | 88 | #N/A | #N/A | #N/A | #N/A | 1.192% | 1 | 50% | 0% | 0% | 0% | 8.2745 | 0 | 0 | 0 | 8.2745 | #N/A
2007-05-11 13:00 | 5 | 11 | 13 | 131.5002 | 3133 | 71.96 | 59 | 1000 | 71.96 | 0 | 2171.6636 | Cooling | 361.9439 | #N/A | #N/A | #N/A | #N/A | 0 | 0 | 0 | 0 | 0 | 2171.6636 | #N/A | #N/A | 88 | #N/A | #N/A | #N/A | #N/A | 1.206% | 1 | 50% | 0% | 0% | 0% | 8.2745 | 0 | 0 | 0 | 8.2745 | #N/A
2007-05-11 14:00 | 5 | 11 | 14 | 131.5418 | 3134 | 71.96 | 62.06 | 1000 | 71.96 | 0 | 2048.5882 | Cooling | 341.4314 | #N/A | #N/A | #N/A | #N/A | 0 | 0 | 0 | 0 | 0 | 2048.5882 | #N/A | #N/A | 88 | #N/A | #N/A | #N/A | #N/A | 1.138% | 1 | 50% | 0% | 0% | 0% | 8.2745 | 0 | 0 | 0 | 8.2745 | #N/A
2007-05-11 15:00 | 5 | 11 | 15 | 131.5835 | 3135 | 73.94 | 57.92 | 999 | 73.94 | 0 | 1989.1743 | Cooling | 331.5291 | #N/A | #N/A | #N/A | #N/A | 0 | 0 | 0 | 0 | 0 | 1989.1743 | #N/A | #N/A | 88 | #N/A | #N/A | #N/A | #N/A | 1.105% | 1 | 50% | 0% | 0% | 0% | 8.2745 | 0 | 0 | 0 | 8.2745 | #N/A
2007-05-11 16:00 | 5 | 11 | 16 | 131.6252 | 3136 | 73.04 | 53.06 | 999 | 73.04 | 0 | 2034.5594 | Cooling | 339.0932 | #N/A | #N/A | #N/A | #N/A | 0 | 0 | 0 | 0 | 0 | 2034.5594 | #N/A | #N/A | 88 | #N/A | #N/A | #N/A | #N/A | 1.13% | 1 | 50% | 0% | 0% | 0% | 8.2745 | 0 | 0 | 0 | 8.2745 | #N/A
2007-05-11 17:00 | 5 | 11 | 17 | 131.6668 | 3137 | 71.96 | 53.06 | 999 | 71.96 | 0 | 1932.6329 | Cooling | 322.1055 | #N/A | #N/A | #N/A | #N/A | 0 | 0 | 0 | 0 | 0 | 1932.6329 | #N/A | #N/A | 88 | #N/A | #N/A | #N/A | #N/A | 1.074% | 1 | 50% | 0% | 0% | 0% | 8.2745 | 0 | 0 | 0 | 8.2745 | #N/A
2007-05-11 18:00 | 5 | 11 | 18 | 131.7085 | 3138 | 71.06 | 55.94 | 999 | 71.06 | 0 | 542.3082 | Cooling | 90.3847 | #N/A | #N/A | #N/A | #N/A | 0 | 0 | 0 | 0 | 0 | 542.3082 | #N/A | #N/A | 88 | #N/A | #N/A | #N/A | #N/A | 0.3013% | 1 | 50% | 0% | 0% | 0% | 8.2745 | 0 | 0 | 0 | 8.2745 | #N/A
2007-05-11 19:00 | 5 | 11 | 19 | 131.7502 | 3139 | 68 | 59 | 999 | 68 | 0 | 1011.4725 | Cooling | 168.5788 | #N/A | #N/A | #N/A | #N/A | 0 | 0 | 0 | 0 | 0 | 1011.4725 | #N/A | #N/A | 88 | #N/A | #N/A | #N/A | #N/A | 0.5619% | 1 | 50% | 0% | 0% | 0% | 8.2745 | 0 | 0 | 0 | 8.2745 | #N/A
2007-05-11 20:00 | 5 | 11 | 20 | 131.7918 | 3140 | 68 | 59 | 999 | 68 | 0 | 664.7614 | Cooling | 110.7936 | #N/A | #N/A | #N/A | #N/A | 0 | 0 | 0 | 0 | 0 | 664.7614 | #N/A | #N/A | 88 | #N/A | #N/A | #N/A | #N/A | 0.3693% | 1 | 50% | 0% | 0% | 0% | 8.2745 | 0 | 0 | 0 | 8.2745 | #N/A
2007-05-11 21:00 | 5 | 11 | 21 | 131.8335 | 3141 | 60.98 | 59 | 999 | 60.98 | 0 | 351.7582 | Cooling | 58.6264 | #N/A | #N/A | #N/A | #N/A | 0 | 0 | 0 | 0 | 0 | 351.7582 | #N/A | #N/A | 88 | #N/A | #N/A | #N/A | #N/A | 0.1954% | 1 | 50% | 0% | 0% | 0% | 8.2745 | 0 | 0 | 0 | 8.2745 | #N/A
2007-05-11 22:00 | 5 | 11 | 22 | 131.8752 | 3142 | 57.02 | 60.08 | 999 | 57.02 | 0 | 287.481 | Cooling | 47.9135 | #N/A | #N/A | #N/A | #N/A | 0 | 0 | 0 | 0 | 0 | 287.481 | #N/A | #N/A | 88 | #N/A | #N/A | #N/A | #N/A | 0.1597% | 1 | 50% | 0% | 0% | 0% | 8.2745 | 0 | 0 | 0 | 8.2745 | #N/A
2007-05-11 23:00 | 5 | 11 | 23 | 131.9168 | 3143 | 57.02 | 62.96 | 999 | 57.02 | 0 | 233.7 | Cooling | 38.95 | #N/A | #N/A | #N/A | #N/A | 0 | 0 | 0 | 0 | 0 | 233.7 | #N/A | #N/A | 88 | #N/A | #N/A | #N/A | #N/A | 0.1298% | 1 | 50% | 0% | 0% | 0% | 8.2745 | 0 | 0 | 0 | 8.2745 | #N/A
2007-05-12 | 5 | 12 | 0 | 131.9585 | 3144 | 53.96 | 60.98 | 999 | 53.96 | 0 | 222.1704 | Cooling | 37.0284 | #N/A | #N/A | #N/A | #N/A | 0 | 0 | 0 | 0 | 0 | 222.1704 | #N/A | #N/A | 88 | #N/A | #N/A | #N/A | #N/A | 0.1234% | 1 | 50% | 0% | 0% | 0% | 8.2745 | 0 | 0 | 0 | 8.2745 | #N/A
2007-05-12 01:00 | 5 | 12 | 1 | 132.0002 | 3145 | 51.98 | 60.08 | 999 | 51.98 | 0 | 210.4805 | Cooling | 35.0801 | #N/A | #N/A | #N/A | #N/A | 0 | 0 | 0 | 0 | 0 | 210.4805 | #N/A | #N/A | 88 | #N/A | #N/A | #N/A | #N/A | 0.1169% | 1 | 50% | 0% | 0% | 0% | 8.2745 | 0 | 0 | 0 | 8.2745 | #N/A
2007-05-12 02:00 | 5 | 12 | 2 | 132.0418 | 3146 | 51.98 | 59 | 999 | 51.98 | 0 | 167.2368 | Cooling | 27.8728 | #N/A | #N/A | #N/A | #N/A | 0 | 0 | 0 | 0 | 0 | 167.2368 | #N/A | #N/A | 88 | #N/A | #N/A | #N/A | #N/A | 0.09291% | 1 | 50% | 0% | 0% | 0% | 8.2745 | 0 | 0 | 0 | 8.2745 | #N/A
2007-05-12 03:00 | 5 | 12 | 3 | 132.0835 | 3147 | 55.94 | 60.08 | 999 | 55.94 | 0 | 160.2887 | Cooling | 26.7148 | #N/A | #N/A | #N/A | #N/A | 0 | 0 | 0 | 0 | 0 | 160.2887 | #N/A | #N/A | 88 | #N/A | #N/A | #N/A | #N/A | 0.08905% | 1 | 50% | 0% | 0% | 0% | 8.2745 | 0 | 0 | 0 | 8.2745 | #N/A
2007-05-12 04:00 | 5 | 12 | 4 | 132.1252 | 3148 | 55.04 | 59 | 999 | 55.04 | 0 | 147.2572 | Cooling | 24.5429 | #N/A | #N/A | #N/A | #N/A | 0 | 0 | 0 | 0 | 0 | 147.2572 | #N/A | #N/A | 88 | #N/A | #N/A | #N/A | #N/A | 0.08181% | 1 | 50% | 0% | 0% | 0% | 8.2745 | 0 | 0 | 0 | 8.2745 | #N/A
2007-05-12 05:00 | 5 | 12 | 5 | 132.1668 | 3149 | 55.04 | 57.92 | 999 | 55.04 | 0 | 164.1918 | Cooling | 27.3653 | #N/A | #N/A | #N/A | #N/A | 0 | 0 | 0 | 0 | 0 | 164.1918 | #N/A | #N/A | 88 | #N/A | #N/A | #N/A | #N/A | 0.09122% | 1 | 50% | 0% | 0% | 0% | 8.2745 | 0 | 0 | 0 | 8.2745 | #N/A
2007-05-12 06:00 | 5 | 12 | 6 | 132.2085 | 3150 | 57.92 | 59 | 999 | 57.92 | 0 | 269.5746 | Cooling | 44.9291 | #N/A | #N/A | #N/A | #N/A | 0 | 0 | 0 | 0 | 0 | 269.5746 | #N/A | #N/A | 88 | #N/A | #N/A | #N/A | #N/A | 0.1498% | 1 | 50% | 0% | 0% | 0% | 8.2745 | 0 | 0 | 0 | 8.2745 | #N/A
2007-05-12 07:00 | 5 | 12 | 7 | 132.2502 | 3151 | 62.06 | 60.98 | 999 | 62.06 | 0 | 427.1866 | Cooling | 71.1978 | #N/A | #N/A | #N/A | #N/A | 0 | 0 | 0 | 0 | 0 | 427.1866 | #N/A | #N/A | 88 | #N/A | #N/A | #N/A | #N/A | 0.2373% | 1 | 50% | 0% | 0% | 0% | 8.2745 | 0 | 0 | 0 | 8.2745 | #N/A
2007-05-12 08:00 | 5 | 12 | 8 | 132.2918 | 3152 | 62.06 | 57.92 | 999 | 62.06 | 0 | 452.5274 | Cooling | 75.4212 | #N/A | #N/A | #N/A | #N/A | 0 | 0 | 0 | 0 | 0 | 452.5274 | #N/A | #N/A | 88 | #N/A | #N/A | #N/A | #N/A | 0.2514% | 1 | 50% | 0% | 0% | 0% | 8.2745 | 0 | 0 | 0 | 8.2745 | #N/A
2007-05-12 09:00 | 5 | 12 | 9 | 132.3335 | 3153 | 69.98 | 64.94 | 999 | 69.98 | 0 | 632.1159 | Cooling | 105.3527 | #N/A | #N/A | #N/A | #N/A | 0 | 0 | 0 | 0 | 0 | 632.1159 | #N/A | #N/A | 88 | #N/A | #N/A | #N/A | #N/A | 0.3512% | 1 | 50% | 0% | 0% | 0% | 8.2745 | 0 | 0 | 0 | 8.2745 | #N/A
2007-05-12 10:00 | 5 | 12 | 10 | 132.3752 | 3154 | 73.04 | 69.08 | 999 | 73.04 | 0 | 551.9645 | Cooling | 91.9941 | #N/A | #N/A | #N/A | #N/A | 0 | 0 | 0 | 0 | 0 | 551.9645 | #N/A | #N/A | 88 | #N/A | #N/A | #N/A | #N/A | 0.3066% | 1 | 50% | 0% | 0% | 0% | 8.2745 | 0 | 0 | 0 | 8.2745 | #N/A
2007-05-12 11:00 | 5 | 12 | 11 | 132.4168 | 3155 | 73.04 | 69.08 | 999 | 73.04 | 0 | 770.3754 | Cooling | 128.3959 | #N/A | #N/A | #N/A | #N/A | 0 | 0 | 0 | 0 | 0 | 770.3754 | #N/A | #N/A | 88 | #N/A | #N/A | #N/A | #N/A | 0.428% | 1 | 50% | 0% | 0% | 0% | 8.2745 | 0 | 0 | 0 | 8.2745 | #N/A
2007-05-12 12:00 | 5 | 12 | 12 | 132.4585 | 3156 | 80.06 | 68 | 998 | 80.06 | 0 | 1303.1604 | Cooling | 217.1934 | #N/A | #N/A | #N/A | #N/A | 0 | 0 | 0 | 0 | 0 | 1303.1604 | #N/A | #N/A | 88 | #N/A | #N/A | #N/A | #N/A | 0.724% | 1 | 50% | 0% | 0% | 0% | 8.2745 | 0 | 0 | 0 | 8.2745 | #N/A
2007-05-12 13:00 | 5 | 12 | 13 | 132.5002 | 3157 | 82.94 | 66.92 | 997 | 82.94 | 0 | 1773.9659 | Cooling | 295.661 | #N/A | #N/A | #N/A | #N/A | 0 | 0 | 0 | 0 | 0 | 1773.9659 | #N/A | #N/A | 88 | #N/A | #N/A | #N/A | #N/A | 0.9855% | 1 | 50% | 0% | 0% | 0% | 8.2745 | 0 | 0 | 0 | 8.2745 | #N/A
2007-05-12 14:00 | 5 | 12 | 14 | 132.5418 | 3158 | 82.94 | 66.02 | 996 | 82.94 | 0 | 1088.3407 | Cooling | 181.3901 | #N/A | #N/A | #N/A | #N/A | 0 | 0 | 0 | 0 | 0 | 1088.3407 | #N/A | #N/A | 88 | #N/A | #N/A | #N/A | #N/A | 0.6046% | 1 | 50% | 0% | 0% | 0% | 8.2745 | 0 | 0 | 0 | 8.2745 | #N/A
2007-05-12 15:00 | 5 | 12 | 15 | 132.5835 | 3159 | 84.92 | 62.96 | 996 | 84.92 | 0 | 642.6254 | Cooling | 107.1042 | #N/A | #N/A | #N/A | #N/A | 0 | 0 | 0 | 0 | 0 | 642.6254 | #N/A | #N/A | 88 | #N/A | #N/A | #N/A | #N/A | 0.357% | 1 | 50% | 0% | 0% | 0% | 8.2745 | 0 | 0 | 0 | 8.2745 | #N/A
2007-05-12 16:00 | 5 | 12 | 16 | 132.6252 | 3160 | 84.02 | 64.94 | 995 | 84.02 | 0 | 1254.6316 | Cooling | 209.1053 | #N/A | #N/A | #N/A | #N/A | 0 | 0 | 0 | 0 | 0 | 1254.6316 | #N/A | #N/A | 88 | #N/A | #N/A | #N/A | #N/A | 0.697% | 1 | 50% | 0% | 0% | 0% | 8.2745 | 0 | 0 | 0 | 8.2745 | #N/A
2007-05-12 17:00 | 5 | 12 | 17 | 132.6668 | 3161 | 84.02 | 64.94 | 997 | 84.02 | 0 | 746.7087 | Cooling | 124.4515 | #N/A | #N/A | #N/A | #N/A | 0 | 0 | 0 | 0 | 0 | 746.7087 | #N/A | #N/A | 88 | #N/A | #N/A | #N/A | #N/A | 0.4148% | 1 | 50% | 0% | 0% | 0% | 8.2745 | 0 | 0 | 0 | 8.2745 | #N/A
2007-05-12 18:00 | 5 | 12 | 18 | 132.7085 | 3162 | 80.96 | 64.94 | 996 | 80.96 | 0 | 610.6384 | Cooling | 101.7731 | #N/A | #N/A | #N/A | #N/A | 0 | 0 | 0 | 0 | 0 | 610.6384 | #N/A | #N/A | 88 | #N/A | #N/A | #N/A | #N/A | 0.3392% | 1 | 50% | 0% | 0% | 0% | 8.2745 | 0 | 0 | 0 | 8.2745 | #N/A
2007-05-12 19:00 | 5 | 12 | 19 | 132.7502 | 3163 | 78.08 | 66.02 | 996 | 78.08 | 0 | 539.7798 | Cooling | 89.9633 | #N/A | #N/A | #N/A | #N/A | 0 | 0 | 0 | 0 | 0 | 539.7798 | #N/A | #N/A | 88 | #N/A | #N/A | #N/A | #N/A | 0.2999% | 1 | 50% | 0% | 0% | 0% | 8.2745 | 0 | 0 | 0 | 8.2745 | #N/A
2007-05-12 20:00 | 5 | 12 | 20 | 132.7918 | 3164 | 78.08 | 66.02 | 996 | 78.08 | 0 | 558.6763 | Cooling | 93.1127 | #N/A | #N/A | #N/A | #N/A | 0 | 0 | 0 | 0 | 0 | 558.6763 | #N/A | #N/A | 88 | #N/A | #N/A | #N/A | #N/A | 0.3104% | 1 | 50% | 0% | 0% | 0% | 8.2745 | 0 | 0 | 0 | 8.2745 | #N/A
2007-05-12 21:00 | 5 | 12 | 21 | 132.8335 | 3165 | 69.98 | 64.94 | 996 | 69.98 | 0 | 448.139 | Cooling | 74.6898 | #N/A | #N/A | #N/A | #N/A | 0 | 0 | 0 | 0 | 0 | 448.139 | #N/A | #N/A | 88 | #N/A | #N/A | #N/A | #N/A | 0.249% | 1 | 50% | 0% | 0% | 0% | 8.2745 | 0 | 0 | 0 | 8.2745 | #N/A
2007-05-12 22:00 | 5 | 12 | 22 | 132.8752 | 3166 | 68 | 64.04 | 996 | 68 | 0 | 376.6684 | Cooling | 62.7781 | #N/A | #N/A | #N/A | #N/A | 0 | 0 | 0 | 0 | 0 | 376.6684 | #N/A | #N/A | 88 | #N/A | #N/A | #N/A | #N/A | 0.2093% | 1 | 50% | 0% | 0% | 0% | 8.2745 | 0 | 0 | 0 | 8.2745 | #N/A
2007-05-12 23:00 | 5 | 12 | 23 | 132.9168 | 3167 | 68 | 64.04 | 996 | 68 | 0 | 297.6409 | Cooling | 49.6068 | #N/A | #N/A | #N/A | #N/A | 0 | 0 | 0 | 0 | 0 | 297.6409 | #N/A | #N/A | 88 | #N/A | #N/A | #N/A | #N/A | 0.1654% | 1 | 50% | 0% | 0% | 0% | 8.2745 | 0 | 0 | 0 | 8.2745 | #N/A
2007-05-13 | 5 | 13 | 0 | 132.9585 | 3168 | 64.04 | 62.96 | 996 | 64.04 | 0 | 336.575 | Cooling | 56.0958 | #N/A | #N/A | #N/A | #N/A | 0 | 0 | 0 | 0 | 0 | 336.575 | #N/A | #N/A | 88 | #N/A | #N/A | #N/A | #N/A | 0.187% | 1 | 50% | 0% | 0% | 0% | 8.2745 | 0 | 0 | 0 | 8.2745 | #N/A
2007-05-13 01:00 | 5 | 13 | 1 | 133.0002 | 3169 | 64.94 | 62.96 | 996 | 64.94 | 0 | 324.5806 | Cooling | 54.0968 | #N/A | #N/A | #N/A | #N/A | 0 | 0 | 0 | 0 | 0 | 324.5806 | #N/A | #N/A | 88 | #N/A | #N/A | #N/A | #N/A | 0.1803% | 1 | 50% | 0% | 0% | 0% | 8.2745 | 0 | 0 | 0 | 8.2745 | #N/A
2007-05-13 02:00 | 5 | 13 | 2 | 133.0419 | 3170 | 64.94 | 64.04 | 996 | 64.94 | 0 | 331.5297 | Cooling | 55.255 | #N/A | #N/A | #N/A | #N/A | 0 | 0 | 0 | 0 | 0 | 331.5297 | #N/A | #N/A | 88 | #N/A | #N/A | #N/A | #N/A | 0.1842% | 1 | 50% | 0% | 0% | 0% | 8.2745 | 0 | 0 | 0 | 8.2745 | #N/A
2007-05-13 03:00 | 5 | 13 | 3 | 133.0835 | 3171 | 64.04 | 64.04 | 996 | 64.04 | 0 | 334.304 | Cooling | 55.7173 | #N/A | #N/A | #N/A | #N/A | 0 | 0 | 0 | 0 | 0 | 334.304 | #N/A | #N/A | 88 | #N/A | #N/A | #N/A | #N/A | 0.1857% | 1 | 50% | 0% | 0% | 0% | 8.2745 | 0 | 0 | 0 | 8.2745 | #N/A
2007-05-13 04:00 | 5 | 13 | 4 | 133.1252 | 3172 | 62.96 | 62.96 | 996 | 62.96 | 0 | 314.5296 | Cooling | 52.4216 | #N/A | #N/A | #N/A | #N/A | 0 | 0 | 0 | 0 | 0 | 314.5296 | #N/A | #N/A | 88 | #N/A | #N/A | #N/A | #N/A | 0.1747% | 1 | 50% | 0% | 0% | 0% | 8.2745 | 0 | 0 | 0 | 8.2745 | #N/A
2007-05-13 05:00 | 5 | 13 | 5 | 133.1669 | 3173 | 62.96 | 60.98 | 996 | 62.96 | 0 | 339.3241 | Cooling | 56.554 | #N/A | #N/A | #N/A | #N/A | 0 | 0 | 0 | 0 | 0 | 339.3241 | #N/A | #N/A | 88 | #N/A | #N/A | #N/A | #N/A | 0.1885% | 1 | 50% | 0% | 0% | 0% | 8.2745 | 0 | 0 | 0 | 8.2745 | #N/A
2007-05-13 06:00 | 5 | 13 | 6 | 133.2085 | 3174 | 62.06 | 62.96 | 996 | 62.06 | 0 | 2226.4034 | Cooling | 371.0672 | #N/A | #N/A | #N/A | #N/A | 0 | 0 | 0 | 0 | 0 | 2226.4034 | #N/A | #N/A | 88 | #N/A | #N/A | #N/A | #N/A | 1.237% | 1 | 50% | 0% | 0% | 0% | 8.2745 | 0 | 0 | 0 | 8.2745 | #N/A
2007-05-13 07:00 | 5 | 13 | 7 | 133.2502 | 3175 | 60.98 | 64.04 | 996 | 60.98 | 0 | 2449.3958 | Cooling | 408.2326 | #N/A | #N/A | #N/A | #N/A | 0 | 0 | 0 | 0 | 0 | 2449.3958 | #N/A | #N/A | 88 | #N/A | #N/A | #N/A | #N/A | 1.361% | 1 | 50% | 0% | 0% | 0% | 8.2745 | 0 | 0 | 0 | 8.2745 | #N/A
2007-05-13 08:00 | 5 | 13 | 8 | 133.2919 | 3176 | 60.98 | 64.94 | 996 | 60.98 | 0 | 3399.161 | Cooling | 566.5268 | #N/A | #N/A | #N/A | #N/A | 0 | 0 | 0 | 0 | 0 | 3399.161 | #N/A | #N/A | 88 | #N/A | #N/A | #N/A | #N/A | 1.888% | 1 | 50% | 0% | 0% | 0% | 8.2745 | 0 | 0 | 0 | 8.2745 | #N/A
2007-05-13 09:00 | 5 | 13 | 9 | 133.3335 | 3177 | 60.98 | 60.98 | 996 | 60.98 | 0 | 3539.4157 | Cooling | 589.9026 | #N/A | #N/A | #N/A | #N/A | 0 | 0 | 0 | 0 | 0 | 3539.4157 | #N/A | #N/A | 88 | #N/A | #N/A | #N/A | #N/A | 1.966% | 1 | 50% | 0% | 0% | 0% | 8.2745 | 0 | 0 | 0 | 8.2745 | #N/A
2007-05-13 10:00 | 5 | 13 | 10 | 133.3752 | 3178 | 62.06 | 66.02 | 996 | 62.06 | 0 | 2873.9114 | Cooling | 478.9852 | #N/A | #N/A | #N/A | #N/A | 0 | 0 | 0 | 0 | 0 | 2873.9114 | #N/A | #N/A | 88 | #N/A | #N/A | #N/A | #N/A | 1.597% | 1 | 50% | 0% | 0% | 0% | 8.2745 | 0 | 0 | 0 | 8.2745 | #N/A
2007-05-13 11:00 | 5 | 13 | 11 | 133.4169 | 3179 | 62.06 | 60.98 | 996 | 62.06 | 0 | 2698.5283 | Cooling | 449.7547 | #N/A | #N/A | #N/A | #N/A | 0 | 0 | 0 | 0 | 0 | 2698.5283 | #N/A | #N/A | 88 | #N/A | #N/A | #N/A | #N/A | 1.499% | 1 | 50% | 0% | 0% | 0% | 8.2745 | 0 | 0 | 0 | 8.2745 | #N/A
2007-05-13 12:00 | 5 | 13 | 12 | 133.4585 | 3180 | 64.94 | 64.94 | 996 | 64.94 | 0 | 2613.6704 | Cooling | 435.6117 | #N/A | #N/A | #N/A | #N/A | 0 | 0 | 0 | 0 | 0 | 2613.6704 | #N/A | #N/A | 88 | #N/A | #N/A | #N/A | #N/A | 1.452% | 1 | 50% | 0% | 0% | 0% | 8.2745 | 0 | 0 | 0 | 8.2745 | #N/A
2007-05-13 13:00 | 5 | 13 | 13 | 133.5002 | 3181 | 69.08 | 66.02 | 996 | 69.08 | 0 | 2754.8632 | Cooling | 459.1439 | #N/A | #N/A | #N/A | #N/A | 0 | 0 | 0 | 0 | 0 | 2754.8632 | #N/A | #N/A | 88 | #N/A | #N/A | #N/A | #N/A | 1.53% | 1 | 50% | 0% | 0% | 0% | 8.2745 | 0 | 0 | 0 | 8.2745 | #N/A
2007-05-13 14:00 | 5 | 13 | 14 | 133.5419 | 3182 | 69.08 | 59 | 996 | 69.08 | 0 | 2730.723 | Cooling | 455.1205 | #N/A | #N/A | #N/A | #N/A | 0 | 0 | 0 | 0 | 0 | 2730.723 | #N/A | #N/A | 88 | #N/A | #N/A | #N/A | #N/A | 1.517% | 1 | 50% | 0% | 0% | 0% | 8.2745 | 0 | 0 | 0 | 8.2745 | #N/A
2007-05-13 15:00 | 5 | 13 | 15 | 133.5835 | 3183 | 71.06 | 53.96 | 996 | 71.06 | 0 | 2531.1688 | Cooling | 421.8615 | #N/A | #N/A | #N/A | #N/A | 0 | 0 | 0 | 0 | 0 | 2531.1688 | #N/A | #N/A | 88 | #N/A | #N/A | #N/A | #N/A | 1.406% | 1 | 50% | 0% | 0% | 0% | 8.2745 | 0 | 0 | 0 | 8.2745 | #N/A
2007-05-13 16:00 | 5 | 13 | 16 | 133.6252 | 3184 | 73.04 | 57.02 | 996 | 73.04 | 0 | 2764.4856 | Cooling | 460.7476 | #N/A | #N/A | #N/A | #N/A | 0 | 0 | 0 | 0 | 0 | 2764.4856 | #N/A | #N/A | 88 | #N/A | #N/A | #N/A | #N/A | 1.536% | 1 | 50% | 0% | 0% | 0% | 8.2745 | 0 | 0 | 0 | 8.2745 | #N/A
2007-05-13 17:00 | 5 | 13 | 17 | 133.6669 | 3185 | 73.04 | 57.02 | 997 | 73.04 | 0 | 3219.7705 | Cooling | 536.6284 | #N/A | #N/A | #N/A | #N/A | 0 | 0 | 0 | 0 | 0 | 3219.7705 | #N/A | #N/A | 88 | #N/A | #N/A | #N/A | #N/A | 1.789% | 1 | 50% | 0% | 0% | 0% | 8.2745 | 0 | 0 | 0 | 8.2745 | #N/A
2007-05-13 18:00 | 5 | 13 | 18 | 133.7085 | 3186 | 71.96 | 55.04 | 997 | 71.96 | 0 | 2823.0425 | Cooling | 470.5071 | #N/A | #N/A | #N/A | #N/A | 0 | 0 | 0 | 0 | 0 | 2823.0425 | #N/A | #N/A | 88 | #N/A | #N/A | #N/A | #N/A | 1.568% | 1 | 50% | 0% | 0% | 0% | 8.2745 | 0 | 0 | 0 | 8.2745 | #N/A
2007-05-13 19:00 | 5 | 13 | 19 | 133.7502 | 3187 | 71.06 | 53.06 | 997 | 71.06 | 0 | 2041.4075 | Cooling | 340.2346 | #N/A | #N/A | #N/A | #N/A | 0 | 0 | 0 | 0 | 0 | 2041.4075 | #N/A | #N/A | 88 | #N/A | #N/A | #N/A | #N/A | 1.134% | 1 | 50% | 0% | 0% | 0% | 8.2745 | 0 | 0 | 0 | 8.2745 | #N/A
2007-05-13 20:00 | 5 | 13 | 20 | 133.7919 | 3188 | 71.06 | 53.06 | 997 | 71.06 | 0 | 1438.1651 | Cooling | 239.6942 | #N/A | #N/A | #N/A | #N/A | 0 | 0 | 0 | 0 | 0 | 1438.1651 | #N/A | #N/A | 88 | #N/A | #N/A | #N/A | #N/A | 0.799% | 1 | 50% | 0% | 0% | 0% | 8.2745 | 0 | 0 | 0 | 8.2745 | #N/A
2007-05-13 21:00 | 5 | 13 | 21 | 133.8335 | 3189 | 66.92 | 53.96 | 998 | 66.92 | 0 | 1260.827 | Cooling | 210.1378 | #N/A | #N/A | #N/A | #N/A | 0 | 0 | 0 | 0 | 0 | 1260.827 | #N/A | #N/A | 88 | #N/A | #N/A | #N/A | #N/A | 0.7005% | 1 | 50% | 0% | 0% | 0% | 8.2745 | 0 | 0 | 0 | 8.2745 | #N/A
2007-05-13 22:00 | 5 | 13 | 22 | 133.8752 | 3190 | 62.06 | 51.98 | 998 | 62.06 | 0 | 66.901 | Cooling | 11.1502 | #N/A | #N/A | #N/A | #N/A | 0 | 0 | 0 | 0 | 0 | 66.901 | #N/A | #N/A | 88 | #N/A | #N/A | #N/A | #N/A | 0.03717% | 1 | 50% | 0% | 0% | 0% | 8.2745 | 0 | 0 | 0 | 8.2745 | #N/A
2007-05-13 23:00 | 5 | 13 | 23 | 133.9169 | 3191 | 62.06 | 48.92 | 999 | 62.06 | 0 | 14.4396 | Cooling | 2.4066 | #N/A | #N/A | #N/A | #N/A | 0 | 0 | 0 | 0 | 0 | 14.4396 | #N/A | #N/A | 88 | #N/A | #N/A | #N/A | #N/A | 0.008022% | 1 | 50% | 0% | 0% | 0% | 8.2745 | 0 | 0 | 0 | 8.2745 | #N/A
2007-05-14 | 5 | 14 | 0 | 133.9585 | 3192 | 57.92 | 48.02 | 1000 | 57.92 | 0 | 0 | Cooling | 0 | #N/A | #N/A | #N/A | #N/A | 0 | 0 | 0 | 0 | 0 | 0 | #N/A | #N/A | 88 | #N/A | #N/A | #N/A | #N/A | 0% | 1 | 50% | 0% | 0% | 0% | 8.2745 | 0 | 0 | 0 | 8.2745 | #N/A
2007-05-14 01:00 | 5 | 14 | 1 | 134.0002 | 3193 | 57.92 | 48.92 | 1000 | 57.92 | 0 | 0 | Cooling | 0 | #N/A | #N/A | #N/A | #N/A | 0 | 0 | 0 | 0 | 0 | 0 | #N/A | #N/A | 88 | #N/A | #N/A | #N/A | #N/A | 0% | 1 | 50% | 0% | 0% | 0% | 8.2745 | 0 | 0 | 0 | 8.2745 | #N/A
2007-05-14 02:00 | 5 | 14 | 2 | 134.0419 | 3194 | 57.92 | 48.02 | 1000 | 57.92 | 0 | 0.0011273 | Cooling | 0.00018789 | #N/A | #N/A | #N/A | #N/A | 0 | 0 | 0 | 0 | 0 | 0.0011273 | #N/A | #N/A | 88 | #N/A | #N/A | #N/A | #N/A | 6.263e-07% | 1 | 50% | 0% | 0% | 0% | 8.2745 | 0 | 0 | 0 | 8.2745 | #N/A
2007-05-14 03:00 | 5 | 14 | 3 | 134.0835 | 3195 | 53.96 | 48.02 | 1000 | 53.96 | 0 | 0.0033492 | Cooling | 0.00055821 | #N/A | #N/A | #N/A | #N/A | 0 | 0 | 0 | 0 | 0 | 0.0033492 | #N/A | #N/A | 88 | #N/A | #N/A | #N/A | #N/A | 1.861e-06% | 1 | 50% | 0% | 0% | 0% | 8.2745 | 0 | 0 | 0 | 8.2745 | #N/A
2007-05-14 04:00 | 5 | 14 | 4 | 134.1252 | 3196 | 51.98 | 48.02 | 1000 | 51.98 | 0 | 0.0053623 | Cooling | 0.00089372 | #N/A | #N/A | #N/A | #N/A | 0 | 0 | 0 | 0 | 0 | 0.0053623 | #N/A | #N/A | 88 | #N/A | #N/A | #N/A | #N/A | 2.979e-06% | 1 | 50% | 0% | 0% | 0% | 8.2745 | 0 | 0 | 0 | 8.2745 | #N/A
2007-05-14 05:00 | 5 | 14 | 5 | 134.1669 | 3197 | 51.98 | 46.94 | 1000 | 51.98 | 0 | 0.020488 | Cooling | 0.0034147 | #N/A | #N/A | #N/A | #N/A | 0 | 0 | 0 | 0 | 0 | 0.020488 | #N/A | #N/A | 88 | #N/A | #N/A | #N/A | #N/A | 1.138e-05% | 1 | 50% | 0% | 0% | 0% | 8.2745 | 0 | 0 | 0 | 8.2745 | #N/A
2007-05-14 06:00 | 5 | 14 | 6 | 134.2085 | 3198 | 51.08 | 48.92 | 1001 | 51.08 | 0 | 20.5482 | Cooling | 3.4247 | #N/A | #N/A | #N/A | #N/A | 0 | 0 | 0 | 0 | 0 | 20.5482 | #N/A | #N/A | 88 | #N/A | #N/A | #N/A | #N/A | 0.01142% | 1 | 50% | 0% | 0% | 0% | 8.2745 | 0 | 0 | 0 | 8.2745 | #N/A
2007-05-14 07:00 | 5 | 14 | 7 | 134.2502 | 3199 | 50 | 50 | 1001 | 50 | 0 | 172.0227 | Cooling | 28.6704 | #N/A | #N/A | #N/A | #N/A | 0 | 0 | 0 | 0 | 0 | 172.0227 | #N/A | #N/A | 88 | #N/A | #N/A | #N/A | #N/A | 0.09557% | 1 | 50% | 0% | 0% | 0% | 8.2745 | 0 | 0 | 0 | 8.2745 | #N/A
2007-05-14 08:00 | 5 | 14 | 8 | 134.2919 | 3200 | 50 | 46.04 | 1002 | 50 | 0 | 406.1058 | Cooling | 67.6843 | #N/A | #N/A | #N/A | #N/A | 0 | 0 | 0 | 0 | 0 | 406.1058 | #N/A | #N/A | 88 | #N/A | #N/A | #N/A | #N/A | 0.2256% | 1 | 50% | 0% | 0% | 0% | 8.2745 | 0 | 0 | 0 | 8.2745 | #N/A
2007-05-14 09:00 | 5 | 14 | 9 | 134.3335 | 3201 | 55.94 | 51.98 | 1002 | 55.94 | 0 | 669.5241 | Cooling | 111.5874 | #N/A | #N/A | #N/A | #N/A | 0 | 0 | 0 | 0 | 0 | 669.5241 | #N/A | #N/A | 88 | #N/A | #N/A | #N/A | #N/A | 0.372% | 1 | 50% | 0% | 0% | 0% | 8.2745 | 0 | 0 | 0 | 8.2745 | #N/A
2007-05-14 10:00 | 5 | 14 | 10 | 134.3752 | 3202 | 62.96 | 55.04 | 1002 | 62.96 | 0 | 1357.1259 | Cooling | 226.1876 | #N/A | #N/A | #N/A | #N/A | 0 | 0 | 0 | 0 | 0 | 1357.1259 | #N/A | #N/A | 88 | #N/A | #N/A | #N/A | #N/A | 0.754% | 1 | 50% | 0% | 0% | 0% | 8.2745 | 0 | 0 | 0 | 8.2745 | #N/A
2007-05-14 11:00 | 5 | 14 | 11 | 134.4169 | 3203 | 62.96 | 57.92 | 1002 | 62.96 | 0 | 2119.8767 | Cooling | 353.3128 | #N/A | #N/A | #N/A | #N/A | 0 | 0 | 0 | 0 | 0 | 2119.8767 | #N/A | #N/A | 88 | #N/A | #N/A | #N/A | #N/A | 1.178% | 1 | 50% | 0% | 0% | 0% | 8.2745 | 0 | 0 | 0 | 8.2745 | #N/A
2007-05-14 12:00 | 5 | 14 | 12 | 134.4585 | 3204 | 69.98 | 57.02 | 1002 | 69.98 | 0 | 2354.9332 | Cooling | 392.4889 | #N/A | #N/A | #N/A | #N/A | 0 | 0 | 0 | 0 | 0 | 2354.9332 | #N/A | #N/A | 88 | #N/A | #N/A | #N/A | #N/A | 1.308% | 1 | 50% | 0% | 0% | 0% | 8.2745 | 0 | 0 | 0 | 8.2745 | #N/A
2007-05-14 13:00 | 5 | 14 | 13 | 134.5002 | 3205 | 71.96 | 57.02 | 1003 | 71.96 | 0 | 2514.8767 | Cooling | 419.1461 | #N/A | #N/A | #N/A | #N/A | 0 | 0 | 0 | 0 | 0 | 2514.8767 | #N/A | #N/A | 88 | #N/A | #N/A | #N/A | #N/A | 1.397% | 1 | 50% | 0% | 0% | 0% | 8.2745 | 0 | 0 | 0 | 8.2745 | #N/A
2007-05-14 14:00 | 5 | 14 | 14 | 134.5419 | 3206 | 71.96 | 59 | 1003 | 71.96 | 0 | 2871.7388 | Cooling | 478.6231 | #N/A | #N/A | #N/A | #N/A | 0 | 0 | 0 | 0 | 0 | 2871.7388 | #N/A | #N/A | 88 | #N/A | #N/A | #N/A | #N/A | 1.595% | 1 | 50% | 0% | 0% | 0% | 8.2745 | 0 | 0 | 0 | 8.2745 | #N/A
2007-05-14 15:00 | 5 | 14 | 15 | 134.5835 | 3207 | 77 | 59 | 1003 | 77 | 0 | 3069.838 | Cooling | 511.6397 | #N/A | #N/A | #N/A | #N/A | 0 | 0 | 0 | 0 | 0 | 3069.838 | #N/A | #N/A | 88 | #N/A | #N/A | #N/A | #N/A | 1.705% | 1 | 50% | 0% | 0% | 0% | 8.2745 | 0 | 0 | 0 | 8.2745 | #N/A
2007-05-14 16:00 | 5 | 14 | 16 | 134.6252 | 3208 | 77 | 57.02 | 1003 | 77 | 0 | 2884.7845 | Cooling | 480.7974 | #N/A | #N/A | #N/A | #N/A | 0 | 0 | 0 | 0 | 0 | 2884.7845 | #N/A | #N/A | 88 | #N/A | #N/A | #N/A | #N/A | 1.603% | 1 | 50% | 0% | 0% | 0% | 8.2745 | 0 | 0 | 0 | 8.2745 | #N/A
2007-05-14 17:00 | 5 | 14 | 17 | 134.6669 | 3209 | 77 | 57.02 | 1004 | 77 | 0 | 2583.1239 | Cooling | 430.5207 | #N/A | #N/A | #N/A | #N/A | 0 | 0 | 0 | 0 | 0 | 2583.1239 | #N/A | #N/A | 88 | #N/A | #N/A | #N/A | #N/A | 1.435% | 1 | 50% | 0% | 0% | 0% | 8.2745 | 0 | 0 | 0 | 8.2745 | #N/A
2007-05-14 18:00 | 5 | 14 | 18 | 134.7085 | 3210 | 75.92 | 53.96 | 1004 | 75.92 | 0 | 1984.9096 | Cooling | 330.8183 | #N/A | #N/A | #N/A | #N/A | 0 | 0 | 0 | 0 | 0 | 1984.9096 | #N/A | #N/A | 88 | #N/A | #N/A | #N/A | #N/A | 1.103% | 1 | 50% | 0% | 0% | 0% | 8.2745 | 0 | 0 | 0 | 8.2745 | #N/A
2007-05-14 19:00 | 5 | 14 | 19 | 134.7502 | 3211 | 73.94 | 53.96 | 1004 | 73.94 | 0 | 1410.227 | Cooling | 235.0378 | #N/A | #N/A | #N/A | #N/A | 0 | 0 | 0 | 0 | 0 | 1410.227 | #N/A | #N/A | 88 | #N/A | #N/A | #N/A | #N/A | 0.7835% | 1 | 50% | 0% | 0% | 0% | 8.2745 | 0 | 0 | 0 | 8.2745 | #N/A
2007-05-14 20:00 | 5 | 14 | 20 | 134.7919 | 3212 | 73.94 | 53.06 | 1005 | 73.94 | 0 | 922.1036 | Cooling | 153.6839 | #N/A | #N/A | #N/A | #N/A | 0 | 0 | 0 | 0 | 0 | 922.1036 | #N/A | #N/A | 88 | #N/A | #N/A | #N/A | #N/A | 0.5123% | 1 | 50% | 0% | 0% | 0% | 8.2745 | 0 | 0 | 0 | 8.2745 | #N/A
2007-05-14 21:00 | 5 | 14 | 21 | 134.8335 | 3213 | 69.08 | 51.98 | 1005 | 69.08 | 0 | 474.873 | Cooling | 79.1455 | #N/A | #N/A | #N/A | #N/A | 0 | 0 | 0 | 0 | 0 | 474.873 | #N/A | #N/A | 88 | #N/A | #N/A | #N/A | #N/A | 0.2638% | 1 | 50% | 0% | 0% | 0% | 8.2745 | 0 | 0 | 0 | 8.2745 | #N/A
2007-05-14 22:00 | 5 | 14 | 22 | 134.8752 | 3214 | 66.02 | 51.08 | 1005 | 66.02 | 0 | 20.7695 | Cooling | 3.4616 | #N/A | #N/A | #N/A | #N/A | 0 | 0 | 0 | 0 | 0 | 20.7695 | #N/A | #N/A | 88 | #N/A | #N/A | #N/A | #N/A | 0.01154% | 1 | 50% | 0% | 0% | 0% | 8.2745 | 0 | 0 | 0 | 8.2745 | #N/A
2007-05-14 23:00 | 5 | 14 | 23 | 134.9169 | 3215 | 66.02 | 51.08 | 1005 | 66.02 | 0 | 20.8734 | Cooling | 3.4789 | #N/A | #N/A | #N/A | #N/A | 0 | 0 | 0 | 0 | 0 | 20.8734 | #N/A | #N/A | 88 | #N/A | #N/A | #N/A | #N/A | 0.0116% | 1 | 50% | 0% | 0% | 0% | 8.2745 | 0 | 0 | 0 | 8.2745 | #N/A
2007-05-15 | 5 | 15 | 0 | 134.9585 | 3216 | 64.94 | 51.08 | 1005 | 64.94 | 0 | 17.2606 | Cooling | 2.8768 | #N/A | #N/A | #N/A | #N/A | 0 | 0 | 0 | 0 | 0 | 17.2606 | #N/A | #N/A | 88 | #N/A | #N/A | #N/A | #N/A | 0.009589% | 1 | 50% | 0% | 0% | 0% | 8.2745 | 0 | 0 | 0 | 8.2745 | #N/A
2007-05-15 01:00 | 5 | 15 | 1 | 135.0002 | 3217 | 64.04 | 51.98 | 1005 | 64.04 | 0 | 27.1937 | Cooling | 4.5323 | #N/A | #N/A | #N/A | #N/A | 0 | 0 | 0 | 0 | 0 | 27.1937 | #N/A | #N/A | 88 | #N/A | #N/A | #N/A | #N/A | 0.01511% | 1 | 50% | 0% | 0% | 0% | 8.2745 | 0 | 0 | 0 | 8.2745 | #N/A
2007-05-15 02:00 | 5 | 15 | 2 | 135.0419 | 3218 | 64.04 | 51.98 | 1005 | 64.04 | 0 | 33.7474 | Cooling | 5.6246 | #N/A | #N/A | #N/A | #N/A | 0 | 0 | 0 | 0 | 0 | 33.7474 | #N/A | #N/A | 88 | #N/A | #N/A | #N/A | #N/A | 0.01875% | 1 | 50% | 0% | 0% | 0% | 8.2745 | 0 | 0 | 0 | 8.2745 | #N/A
2007-05-15 03:00 | 5 | 15 | 3 | 135.0835 | 3219 | 62.96 | 51.08 | 1005 | 62.96 | 0 | 20.7739 | Cooling | 3.4623 | #N/A | #N/A | #N/A | #N/A | 0 | 0 | 0 | 0 | 0 | 20.7739 | #N/A | #N/A | 88 | #N/A | #N/A | #N/A | #N/A | 0.01154% | 1 | 50% | 0% | 0% | 0% | 8.2745 | 0 | 0 | 0 | 8.2745 | #N/A
2007-05-15 04:00 | 5 | 15 | 4 | 135.1252 | 3220 | 64.04 | 50 | 1004 | 64.04 | 0 | 5.3429 | Cooling | 0.89048 | #N/A | #N/A | #N/A | #N/A | 0 | 0 | 0 | 0 | 0 | 5.3429 | #N/A | #N/A | 88 | #N/A | #N/A | #N/A | #N/A | 0.002968% | 1 | 50% | 0% | 0% | 0% | 8.2745 | 0 | 0 | 0 | 8.2745 | #N/A
2007-05-15 05:00 | 5 | 15 | 5 | 135.1669 | 3221 | 62.96 | 48.92 | 1005 | 62.96 | 0 | 0.0069577 | Cooling | 0.0011596 | #N/A | #N/A | #N/A | #N/A | 0 | 0 | 0 | 0 | 0 | 0.0069577 | #N/A | #N/A | 88 | #N/A | #N/A | #N/A | #N/A | 3.865e-06% | 1 | 50% | 0% | 0% | 0% | 8.2745 | 0 | 0 | 0 | 8.2745 | #N/A
2007-05-15 06:00 | 5 | 15 | 6 | 135.2085 | 3222 | 62.06 | 51.08 | 1005 | 62.06 | 0 | 40.9739 | Cooling | 6.829 | #N/A | #N/A | #N/A | #N/A | 0 | 0 | 0 | 0 | 0 | 40.9739 | #N/A | #N/A | 88 | #N/A | #N/A | #N/A | #N/A | 0.02276% | 1 | 50% | 0% | 0% | 0% | 8.2745 | 0 | 0 | 0 | 8.2745 | #N/A
2007-05-15 07:00 | 5 | 15 | 7 | 135.2502 | 3223 | 62.96 | 51.98 | 1005 | 62.96 | 0 | 246.0486 | Cooling | 41.0081 | #N/A | #N/A | #N/A | #N/A | 0 | 0 | 0 | 0 | 0 | 246.0486 | #N/A | #N/A | 88 | #N/A | #N/A | #N/A | #N/A | 0.1367% | 1 | 50% | 0% | 0% | 0% | 8.2745 | 0 | 0 | 0 | 8.2745 | #N/A
2007-05-15 08:00 | 5 | 15 | 8 | 135.2919 | 3224 | 64.04 | 55.04 | 1005 | 64.04 | 0 | 871.2296 | Cooling | 145.2049 | #N/A | #N/A | #N/A | #N/A | 0 | 0 | 0 | 0 | 0 | 871.2296 | #N/A | #N/A | 88 | #N/A | #N/A | #N/A | #N/A | 0.484% | 1 | 50% | 0% | 0% | 0% | 8.2745 | 0 | 0 | 0 | 8.2745 | #N/A
2007-05-15 09:00 | 5 | 15 | 9 | 135.3335 | 3225 | 66.02 | 53.96 | 1005 | 66.02 | 0 | 1186.6617 | Cooling | 197.7769 | #N/A | #N/A | #N/A | #N/A | 0 | 0 | 0 | 0 | 0 | 1186.6617 | #N/A | #N/A | 88 | #N/A | #N/A | #N/A | #N/A | 0.6593% | 1 | 50% | 0% | 0% | 0% | 8.2745 | 0 | 0 | 0 | 8.2745 | #N/A
2007-05-15 10:00 | 5 | 15 | 10 | 135.3752 | 3226 | 64.94 | 55.04 | 1004 | 64.94 | 0 | 1506.7928 | Cooling | 251.1321 | #N/A | #N/A | #N/A | #N/A | 0 | 0 | 0 | 0 | 0 | 1506.7928 | #N/A | #N/A | 88 | #N/A | #N/A | #N/A | #N/A | 0.8371% | 1 | 50% | 0% | 0% | 0% | 8.2745 | 0 | 0 | 0 | 8.2745 | #N/A
2007-05-15 11:00 | 5 | 15 | 11 | 135.4169 | 3227 | 64.94 | 55.04 | 1004 | 64.94 | 0 | 1885.798 | Cooling | 314.2997 | #N/A | #N/A | #N/A | #N/A | 0 | 0 | 0 | 0 | 0 | 1885.798 | #N/A | #N/A | 88 | #N/A | #N/A | #N/A | #N/A | 1.048% | 1 | 50% | 0% | 0% | 0% | 8.2745 | 0 | 0 | 0 | 8.2745 | #N/A
2007-05-15 12:00 | 5 | 15 | 12 | 135.4585 | 3228 | 66.92 | 55.04 | 1003 | 66.92 | 0 | 1993.1596 | Cooling | 332.1933 | #N/A | #N/A | #N/A | #N/A | 0 | 0 | 0 | 0 | 0 | 1993.1596 | #N/A | #N/A | 88 | #N/A | #N/A | #N/A | #N/A | 1.107% | 1 | 50% | 0% | 0% | 0% | 8.2745 | 0 | 0 | 0 | 8.2745 | #N/A
2007-05-15 13:00 | 5 | 15 | 13 | 135.5002 | 3229 | 69.98 | 57.02 | 1003 | 69.98 | 0 | 2657.7649 | Cooling | 442.9608 | #N/A | #N/A | #N/A | #N/A | 0 | 0 | 0 | 0 | 0 | 2657.7649 | #N/A | #N/A | 88 | #N/A | #N/A | #N/A | #N/A | 1.477% | 1 | 50% | 0% | 0% | 0% | 8.2745 | 0 | 0 | 0 | 8.2745 | #N/A
2007-05-15 14:00 | 5 | 15 | 14 | 135.5419 | 3230 | 71.96 | 57.02 | 1002 | 71.96 | 0 | 3075.3284 | Cooling | 512.5547 | #N/A | #N/A | #N/A | #N/A | 0 | 0 | 0 | 0 | 0 | 3075.3284 | #N/A | #N/A | 88 | #N/A | #N/A | #N/A | #N/A | 1.709% | 1 | 50% | 0% | 0% | 0% | 8.2745 | 0 | 0 | 0 | 8.2745 | #N/A
2007-05-15 15:00 | 5 | 15 | 15 | 135.5835 | 3231 | 71.06 | 55.94 | 1001 | 71.06 | 0 | 2477.5898 | Cooling | 412.9316 | #N/A | #N/A | #N/A | #N/A | 0 | 0 | 0 | 0 | 0 | 2477.5898 | #N/A | #N/A | 88 | #N/A | #N/A | #N/A | #N/A | 1.376% | 1 | 50% | 0% | 0% | 0% | 8.2745 | 0 | 0 | 0 | 8.2745 | #N/A
2007-05-15 16:00 | 5 | 15 | 16 | 135.6252 | 3232 | 69.08 | 55.94 | 1000 | 69.08 | 0 | 2941.3894 | Cooling | 490.2316 | #N/A | #N/A | #N/A | #N/A | 0 | 0 | 0 | 0 | 0 | 2941.3894 | #N/A | #N/A | 88 | #N/A | #N/A | #N/A | #N/A | 1.634% | 1 | 50% | 0% | 0% | 0% | 8.2745 | 0 | 0 | 0 | 8.2745 | #N/A
2007-05-15 17:00 | 5 | 15 | 17 | 135.6669 | 3233 | 69.08 | 55.04 | 1000 | 69.08 | 0 | 2771.8286 | Cooling | 461.9714 | #N/A | #N/A | #N/A | #N/A | 0 | 0 | 0 | 0 | 0 | 2771.8286 | #N/A | #N/A | 88 | #N/A | #N/A | #N/A | #N/A | 1.54% | 1 | 50% | 0% | 0% | 0% | 8.2745 | 0 | 0 | 0 | 8.2745 | #N/A
2007-05-15 18:00 | 5 | 15 | 18 | 135.7085 | 3234 | 69.08 | 53.06 | 1000 | 69.08 | 0 | 1959.9398 | Cooling | 326.6566 | #N/A | #N/A | #N/A | #N/A | 0 | 0 | 0 | 0 | 0 | 1959.9398 | #N/A | #N/A | 88 | #N/A | #N/A | #N/A | #N/A | 1.089% | 1 | 50% | 0% | 0% | 0% | 8.2745 | 0 | 0 | 0 | 8.2745 | #N/A
2007-05-15 19:00 | 5 | 15 | 19 | 135.7502 | 3235 | 69.98 | 55.04 | 1000 | 69.98 | 0 | 1527.725 | Cooling | 254.6208 | #N/A | #N/A | #N/A | #N/A | 0 | 0 | 0 | 0 | 0 | 1527.725 | #N/A | #N/A | 88 | #N/A | #N/A | #N/A | #N/A | 0.8487% | 1 | 50% | 0% | 0% | 0% | 8.2745 | 0 | 0 | 0 | 8.2745 | #N/A
2007-05-15 20:00 | 5 | 15 | 20 | 135.7919 | 3236 | 69.98 | 57.02 | 1000 | 69.98 | 0 | 1491.4691 | Cooling | 248.5782 | #N/A | #N/A | #N/A | #N/A | 0 | 0 | 0 | 0 | 0 | 1491.4691 | #N/A | #N/A | 88 | #N/A | #N/A | #N/A | #N/A | 0.8286% | 1 | 50% | 0% | 0% | 0% | 8.2745 | 0 | 0 | 0 | 8.2745 | #N/A
2007-05-15 21:00 | 5 | 15 | 21 | 135.8335 | 3237 | 69.98 | 55.94 | 1000 | 69.98 | 0 | 1411.9033 | Cooling | 235.3172 | #N/A | #N/A | #N/A | #N/A | 0 | 0 | 0 | 0 | 0 | 1411.9033 | #N/A | #N/A | 88 | #N/A | #N/A | #N/A | #N/A | 0.7844% | 1 | 50% | 0% | 0% | 0% | 8.2745 | 0 | 0 | 0 | 8.2745 | #N/A
2007-05-15 22:00 | 5 | 15 | 22 | 135.8752 | 3238 | 69.98 | 55.04 | 999 | 69.98 | 0 | 113.4293 | Cooling | 18.9049 | #N/A | #N/A | #N/A | #N/A | 0 | 0 | 0 | 0 | 0 | 113.4293 | #N/A | #N/A | 88 | #N/A | #N/A | #N/A | #N/A | 0.06302% | 1 | 50% | 0% | 0% | 0% | 8.2745 | 0 | 0 | 0 | 8.2745 | #N/A
2007-05-15 23:00 | 5 | 15 | 23 | 135.9169 | 3239 | 69.98 | 55.04 | 999 | 69.98 | 0 | 143.9618 | Cooling | 23.9936 | #N/A | #N/A | #N/A | #N/A | 0 | 0 | 0 | 0 | 0 | 143.9618 | #N/A | #N/A | 88 | #N/A | #N/A | #N/A | #N/A | 0.07998% | 1 | 50% | 0% | 0% | 0% | 8.2745 | 0 | 0 | 0 | 8.2745 | #N/A
2007-05-16 | 5 | 16 | 0 | 135.9585 | 3240 | 69.8 | 55.04 | 998 | 69.8 | 0 | 134.3404 | Cooling | 22.3901 | #N/A | #N/A | #N/A | #N/A | 0 | 0 | 0 | 0 | 0 | 134.3404 | #N/A | #N/A | 88 | #N/A | #N/A | #N/A | #N/A | 0.07463% | 1 | 50% | 0% | 0% | 0% | 8.2745 | 0 | 0 | 0 | 8.2745 | #N/A
2007-05-16 01:00 | 5 | 16 | 1 | 136.0002 | 3241 | 69.98 | 55.04 | 997 | 69.98 | 0 | 132.0736 | Cooling | 22.0123 | #N/A | #N/A | #N/A | #N/A | 0 | 0 | 0 | 0 | 0 | 132.0736 | #N/A | #N/A | 88 | #N/A | #N/A | #N/A | #N/A | 0.07337% | 1 | 50% | 0% | 0% | 0% | 8.2745 | 0 | 0 | 0 | 8.2745 | #N/A
2007-05-16 02:00 | 5 | 16 | 2 | 136.0419 | 3242 | 69.98 | 55.04 | 997 | 69.98 | 0 | 134.0078 | Cooling | 22.3346 | #N/A | #N/A | #N/A | #N/A | 0 | 0 | 0 | 0 | 0 | 134.0078 | #N/A | #N/A | 88 | #N/A | #N/A | #N/A | #N/A | 0.07445% | 1 | 50% | 0% | 0% | 0% | 8.2745 | 0 | 0 | 0 | 8.2745 | #N/A
2007-05-16 03:00 | 5 | 16 | 3 | 136.0835 | 3243 | 69.8 | 55.04 | 996 | 69.8 | 0 | 133.7416 | Cooling | 22.2903 | #N/A | #N/A | #N/A | #N/A | 0 | 0 | 0 | 0 | 0 | 133.7416 | #N/A | #N/A | 88 | #N/A | #N/A | #N/A | #N/A | 0.0743% | 1 | 50% | 0% | 0% | 0% | 8.2745 | 0 | 0 | 0 | 8.2745 | #N/A
2007-05-16 04:00 | 5 | 16 | 4 | 136.1252 | 3244 | 69.08 | 55.04 | 996 | 69.08 | 0 | 125.5254 | Cooling | 20.9209 | #N/A | #N/A | #N/A | #N/A | 0 | 0 | 0 | 0 | 0 | 125.5254 | #N/A | #N/A | 88 | #N/A | #N/A | #N/A | #N/A | 0.06974% | 1 | 50% | 0% | 0% | 0% | 8.2745 | 0 | 0 | 0 | 8.2745 | #N/A
2007-05-16 05:00 | 5 | 16 | 5 | 136.1669 | 3245 | 69.08 | 55.94 | 996 | 69.08 | 0 | 170.4655 | Cooling | 28.4109 | #N/A | #N/A | #N/A | #N/A | 0 | 0 | 0 | 0 | 0 | 170.4655 | #N/A | #N/A | 88 | #N/A | #N/A | #N/A | #N/A | 0.0947% | 1 | 50% | 0% | 0% | 0% | 8.2745 | 0 | 0 | 0 | 8.2745 | #N/A
2007-05-16 06:00 | 5 | 16 | 6 | 136.2085 | 3246 | 66.92 | 55.94 | 996 | 66.92 | 0 | 1278.0667 | Cooling | 213.0111 | #N/A | #N/A | #N/A | #N/A | 0 | 0 | 0 | 0 | 0 | 1278.0667 | #N/A | #N/A | 88 | #N/A | #N/A | #N/A | #N/A | 0.71% | 1 | 50% | 0% | 0% | 0% | 8.2745 | 0 | 0 | 0 | 8.2745 | #N/A
2007-05-16 07:00 | 5 | 16 | 7 | 136.2502 | 3247 | 66.02 | 57.92 | 996 | 66.02 | 0 | 1390.1577 | Cooling | 231.6929 | #N/A | #N/A | #N/A | #N/A | 0 | 0 | 0 | 0 | 0 | 1390.1577 | #N/A | #N/A | 88 | #N/A | #N/A | #N/A | #N/A | 0.7723% | 1 | 50% | 0% | 0% | 0% | 8.2745 | 0 | 0 | 0 | 8.2745 | #N/A
2007-05-16 08:00 | 5 | 16 | 8 | 136.2919 | 3248 | 66.02 | 59 | 996 | 66.02 | 0 | 1732.2299 | Cooling | 288.705 | #N/A | #N/A | #N/A | #N/A | 0 | 0 | 0 | 0 | 0 | 1732.2299 | #N/A | #N/A | 88 | #N/A | #N/A | #N/A | #N/A | 0.9623% | 1 | 50% | 0% | 0% | 0% | 8.2745 | 0 | 0 | 0 | 8.2745 | #N/A
2007-05-16 09:00 | 5 | 16 | 9 | 136.3335 | 3249 | 69.08 | 60.08 | 995 | 69.08 | 0 | 2052.6678 | Cooling | 342.1113 | #N/A | #N/A | #N/A | #N/A | 0 | 0 | 0 | 0 | 0 | 2052.6678 | #N/A | #N/A | 88 | #N/A | #N/A | #N/A | #N/A | 1.14% | 1 | 50% | 0% | 0% | 0% | 8.2745 | 0 | 0 | 0 | 8.2745 | #N/A
2007-05-16 10:00 | 5 | 16 | 10 | 136.3752 | 3250 | 71.06 | 60.08 | 995 | 71.06 | 0 | 2363.0903 | Cooling | 393.8484 | #N/A | #N/A | #N/A | #N/A | 0 | 0 | 0 | 0 | 0 | 2363.0903 | #N/A | #N/A | 88 | #N/A | #N/A | #N/A | #N/A | 1.313% | 1 | 50% | 0% | 0% | 0% | 8.2745 | 0 | 0 | 0 | 8.2745 | #N/A
2007-05-16 11:00 | 5 | 16 | 11 | 136.4169 | 3251 | 71.06 | 60.08 | 994 | 71.06 | 0 | 2455.0359 | Cooling | 409.1726 | #N/A | #N/A | #N/A | #N/A | 0 | 0 | 0 | 0 | 0 | 2455.0359 | #N/A | #N/A | 88 | #N/A | #N/A | #N/A | #N/A | 1.364% | 1 | 50% | 0% | 0% | 0% | 8.2745 | 0 | 0 | 0 | 8.2745 | #N/A
2007-05-16 12:00 | 5 | 16 | 12 | 136.4585 | 3252 | 73.4 | 60.08 | 994 | 73.4 | 0 | 2312.9958 | Cooling | 385.4993 | #N/A | #N/A | #N/A | #N/A | 0 | 0 | 0 | 0 | 0 | 2312.9958 | #N/A | #N/A | 88 | #N/A | #N/A | #N/A | #N/A | 1.285% | 1 | 50% | 0% | 0% | 0% | 8.2745 | 0 | 0 | 0 | 8.2745 | #N/A
2007-05-16 13:00 | 5 | 16 | 13 | 136.5002 | 3253 | 73.04 | 59 | 993 | 73.04 | 0 | 2149.7108 | Cooling | 358.2851 | #N/A | #N/A | #N/A | #N/A | 0 | 0 | 0 | 0 | 0 | 2149.7108 | #N/A | #N/A | 88 | #N/A | #N/A | #N/A | #N/A | 1.194% | 1 | 50% | 0% | 0% | 0% | 8.2745 | 0 | 0 | 0 | 8.2745 | #N/A
2007-05-16 14:00 | 5 | 16 | 14 | 136.5419 | 3254 | 73.04 | 60.08 | 993 | 73.04 | 0 | 2039.5196 | Cooling | 339.9199 | #N/A | #N/A | #N/A | #N/A | 0 | 0 | 0 | 0 | 0 | 2039.5196 | #N/A | #N/A | 88 | #N/A | #N/A | #N/A | #N/A | 1.133% | 1 | 50% | 0% | 0% | 0% | 8.2745 | 0 | 0 | 0 | 8.2745 | #N/A
2007-05-16 15:00 | 5 | 16 | 15 | 136.5835 | 3255 | 71.06 | 60.98 | 993 | 71.06 | 0 | 2120.755 | Cooling | 353.4592 | #N/A | #N/A | #N/A | #N/A | 0 | 0 | 0 | 0 | 0 | 2120.755 | #N/A | #N/A | 88 | #N/A | #N/A | #N/A | #N/A | 1.178% | 1 | 50% | 0% | 0% | 0% | 8.2745 | 0 | 0 | 0 | 8.2745 | #N/A
2007-05-16 16:00 | 5 | 16 | 16 | 136.6252 | 3256 | 69.98 | 60.98 | 992 | 69.98 | 0 | 2234.3526 | Cooling | 372.3921 | #N/A | #N/A | #N/A | #N/A | 0 | 0 | 0 | 0 | 0 | 2234.3526 | #N/A | #N/A | 88 | #N/A | #N/A | #N/A | #N/A | 1.241% | 1 | 50% | 0% | 0% | 0% | 8.2745 | 0 | 0 | 0 | 8.2745 | #N/A
2007-05-16 17:00 | 5 | 16 | 17 | 136.6669 | 3257 | 71.06 | 60.98 | 991 | 71.06 | 0 | 2214.0199 | Cooling | 369.0033 | #N/A | #N/A | #N/A | #N/A | 0 | 0 | 0 | 0 | 0 | 2214.0199 | #N/A | #N/A | 88 | #N/A | #N/A | #N/A | #N/A | 1.23% | 1 | 50% | 0% | 0% | 0% | 8.2745 | 0 | 0 | 0 | 8.2745 | #N/A
2007-05-16 18:00 | 5 | 16 | 18 | 136.7085 | 3258 | 69.98 | 60.98 | 990 | 69.98 | 0 | 2221.8039 | Cooling | 370.3006 | #N/A | #N/A | #N/A | #N/A | 0 | 0 | 0 | 0 | 0 | 2221.8039 | #N/A | #N/A | 88 | #N/A | #N/A | #N/A | #N/A | 1.234% | 1 | 50% | 0% | 0% | 0% | 8.2745 | 0 | 0 | 0 | 8.2745 | #N/A
2007-05-16 19:00 | 5 | 16 | 19 | 136.7502 | 3259 | 69.98 | 60.98 | 990 | 69.98 | 0 | 2164.8613 | Cooling | 360.8102 | #N/A | #N/A | #N/A | #N/A | 0 | 0 | 0 | 0 | 0 | 2164.8613 | #N/A | #N/A | 88 | #N/A | #N/A | #N/A | #N/A | 1.203% | 1 | 50% | 0% | 0% | 0% | 8.2745 | 0 | 0 | 0 | 8.2745 | #N/A
2007-05-16 20:00 | 5 | 16 | 20 | 136.7919 | 3260 | 69.98 | 60.98 | 990 | 69.98 | 0 | 2042.5653 | Cooling | 340.4276 | #N/A | #N/A | #N/A | #N/A | 0 | 0 | 0 | 0 | 0 | 2042.5653 | #N/A | #N/A | 88 | #N/A | #N/A | #N/A | #N/A | 1.135% | 1 | 50% | 0% | 0% | 0% | 8.2745 | 0 | 0 | 0 | 8.2745 | #N/A
2007-05-16 21:00 | 5 | 16 | 21 | 136.8335 | 3261 | 62.6 | 59 | 990 | 62.6 | 0 | 1784.0346 | Cooling | 297.3391 | #N/A | #N/A | #N/A | #N/A | 0 | 0 | 0 | 0 | 0 | 1784.0346 | #N/A | #N/A | 88 | #N/A | #N/A | #N/A | #N/A | 0.9911% | 1 | 50% | 0% | 0% | 0% | 8.2745 | 0 | 0 | 0 | 8.2745 | #N/A
2007-05-16 22:00 | 5 | 16 | 22 | 136.8752 | 3262 | 53.06 | 57.92 | 990 | 53.06 | 0 | 178.0496 | Cooling | 29.6749 | #N/A | #N/A | #N/A | #N/A | 0 | 0 | 0 | 0 | 0 | 178.0496 | #N/A | #N/A | 88 | #N/A | #N/A | #N/A | #N/A | 0.09892% | 1 | 50% | 0% | 0% | 0% | 8.2745 | 0 | 0 | 0 | 8.2745 | #N/A
2007-05-16 23:00 | 5 | 16 | 23 | 136.9169 | 3263 | 51.08 | 57.92 | 989 | 51.08 | 0 | 194.239 | Cooling | 32.3732 | #N/A | #N/A | #N/A | #N/A | 0 | 0 | 0 | 0 | 0 | 194.239 | #N/A | #N/A | 88 | #N/A | #N/A | #N/A | #N/A | 0.1079% | 1 | 50% | 0% | 0% | 0% | 8.2745 | 0 | 0 | 0 | 8.2745 | #N/A
2007-05-17 | 5 | 17 | 0 | 136.9585 | 3264 | 50 | 55.94 | 988 | 50 | 0 | 138.8903 | Cooling | 23.1484 | #N/A | #N/A | #N/A | #N/A | 0 | 0 | 0 | 0 | 0 | 138.8903 | #N/A | #N/A | 88 | #N/A | #N/A | #N/A | #N/A | 0.07716% | 1 | 50% | 0% | 0% | 0% | 8.2745 | 0 | 0 | 0 | 8.2745 | #N/A
2007-05-17 01:00 | 5 | 17 | 1 | 137.0002 | 3265 | 48.02 | 53.96 | 987 | 48.02 | 0 | 87.1733 | Cooling | 14.5289 | #N/A | #N/A | #N/A | #N/A | 0 | 0 | 0 | 0 | 0 | 87.1733 | #N/A | #N/A | 88 | #N/A | #N/A | #N/A | #N/A | 0.04843% | 1 | 50% | 0% | 0% | 0% | 8.2745 | 0 | 0 | 0 | 8.2745 | #N/A
2007-05-17 02:00 | 5 | 17 | 2 | 137.0419 | 3266 | 46.94 | 53.06 | 986 | 46.94 | 0 | 58.7851 | Cooling | 9.7975 | #N/A | #N/A | #N/A | #N/A | 0 | 0 | 0 | 0 | 0 | 58.7851 | #N/A | #N/A | 88 | #N/A | #N/A | #N/A | #N/A | 0.03266% | 1 | 50% | 0% | 0% | 0% | 8.2745 | 0 | 0 | 0 | 8.2745 | #N/A
2007-05-17 03:00 | 5 | 17 | 3 | 137.0835 | 3267 | 48.02 | 53.06 | 986 | 48.02 | 0 | 50.8444 | Cooling | 8.4741 | #N/A | #N/A | #N/A | #N/A | 0 | 0 | 0 | 0 | 0 | 50.8444 | #N/A | #N/A | 88 | #N/A | #N/A | #N/A | #N/A | 0.02825% | 1 | 50% | 0% | 0% | 0% | 8.2745 | 0 | 0 | 0 | 8.2745 | #N/A
2007-05-17 04:00 | 5 | 17 | 4 | 137.1252 | 3268 | 46.94 | 51.08 | 986 | 46.94 | 0 | 30.218 | Cooling | 5.0363 | #N/A | #N/A | #N/A | #N/A | 0 | 0 | 0 | 0 | 0 | 30.218 | #N/A | #N/A | 88 | #N/A | #N/A | #N/A | #N/A | 0.01679% | 1 | 50% | 0% | 0% | 0% | 8.2745 | 0 | 0 | 0 | 8.2745 | #N/A
2007-05-17 05:00 | 5 | 17 | 5 | 137.1669 | 3269 | 46.94 | 51.08 | 986 | 46.94 | 0 | 23.5117 | Cooling | 3.9186 | #N/A | #N/A | #N/A | #N/A | 0 | 0 | 0 | 0 | 0 | 23.5117 | #N/A | #N/A | 88 | #N/A | #N/A | #N/A | #N/A | 0.01306% | 1 | 50% | 0% | 0% | 0% | 8.2745 | 0 | 0 | 0 | 8.2745 | #N/A
2007-05-17 06:00 | 5 | 17 | 6 | 137.2085 | 3270 | 46.04 | 51.98 | 985 | 46.04 | 0 | 162.5048 | Cooling | 27.0841 | #N/A | #N/A | #N/A | #N/A | 0 | 0 | 0 | 0 | 0 | 162.5048 | #N/A | #N/A | 88 | #N/A | #N/A | #N/A | #N/A | 0.09028% | 1 | 50% | 0% | 0% | 0% | 8.2745 | 0 | 0 | 0 | 8.2745 | #N/A
2007-05-17 07:00 | 5 | 17 | 7 | 137.2502 | 3271 | 48.02 | 57.02 | 985 | 48.02 | 0 | 697.1259 | Cooling | 116.1876 | #N/A | #N/A | #N/A | #N/A | 0 | 0 | 0 | 0 | 0 | 697.1259 | #N/A | #N/A | 88 | #N/A | #N/A | #N/A | #N/A | 0.3873% | 1 | 50% | 0% | 0% | 0% | 8.2745 | 0 | 0 | 0 | 8.2745 | #N/A
2007-05-17 08:00 | 5 | 17 | 8 | 137.2919 | 3272 | 48.02 | 57.92 | 985 | 48.02 | 0 | 1542.3305 | Cooling | 257.0551 | #N/A | #N/A | #N/A | #N/A | 0 | 0 | 0 | 0 | 0 | 1542.3305 | #N/A | #N/A | 88 | #N/A | #N/A | #N/A | #N/A | 0.8569% | 1 | 50% | 0% | 0% | 0% | 8.2745 | 0 | 0 | 0 | 8.2745 | #N/A
2007-05-17 09:00 | 5 | 17 | 9 | 137.3335 | 3273 | 48.92 | 59 | 984 | 48.92 | 0 | 2004.8742 | Cooling | 334.1457 | #N/A | #N/A | #N/A | #N/A | 0 | 0 | 0 | 0 | 0 | 2004.8742 | #N/A | #N/A | 88 | #N/A | #N/A | #N/A | #N/A | 1.114% | 1 | 50% | 0% | 0% | 0% | 8.2745 | 0 | 0 | 0 | 8.2745 | #N/A
2007-05-17 10:00 | 5 | 17 | 10 | 137.3752 | 3274 | 51.98 | 59 | 984 | 51.98 | 0 | 2309.7207 | Cooling | 384.9535 | #N/A | #N/A | #N/A | #N/A | 0 | 0 | 0 | 0 | 0 | 2309.7207 | #N/A | #N/A | 88 | #N/A | #N/A | #N/A | #N/A | 1.283% | 1 | 50% | 0% | 0% | 0% | 8.2745 | 0 | 0 | 0 | 8.2745 | #N/A
2007-05-17 11:00 | 5 | 17 | 11 | 137.4169 | 3275 | 51.98 | 60.08 | 984 | 51.98 | 0 | 2631.4013 | Cooling | 438.5669 | #N/A | #N/A | #N/A | #N/A | 0 | 0 | 0 | 0 | 0 | 2631.4013 | #N/A | #N/A | 88 | #N/A | #N/A | #N/A | #N/A | 1.462% | 1 | 50% | 0% | 0% | 0% | 8.2745 | 0 | 0 | 0 | 8.2745 | #N/A
2007-05-17 12:00 | 5 | 17 | 12 | 137.4585 | 3276 | 57.92 | 60.08 | 983 | 57.92 | 0 | 2735.3956 | Cooling | 455.8993 | #N/A | #N/A | #N/A | #N/A | 0 | 0 | 0 | 0 | 0 | 2735.3956 | #N/A | #N/A | 88 | #N/A | #N/A | #N/A | #N/A | 1.52% | 1 | 50% | 0% | 0% | 0% | 8.2745 | 0 | 0 | 0 | 8.2745 | #N/A
2007-05-17 13:00 | 5 | 17 | 13 | 137.5002 | 3277 | 59 | 55.94 | 982 | 59 | 0 | 2697.3476 | Cooling | 449.5579 | #N/A | #N/A | #N/A | #N/A | 0 | 0 | 0 | 0 | 0 | 2697.3476 | #N/A | #N/A | 88 | #N/A | #N/A | #N/A | #N/A | 1.499% | 1 | 50% | 0% | 0% | 0% | 8.2745 | 0 | 0 | 0 | 8.2745 | #N/A
2007-05-17 14:00 | 5 | 17 | 14 | 137.5419 | 3278 | 59 | 57.92 | 981 | 59 | 0 | 3007.4021 | Cooling | 501.2337 | #N/A | #N/A | #N/A | #N/A | 0 | 0 | 0 | 0 | 0 | 3007.4021 | #N/A | #N/A | 88 | #N/A | #N/A | #N/A | #N/A | 1.671% | 1 | 50% | 0% | 0% | 0% | 8.2745 | 0 | 0 | 0 | 8.2745 | #N/A
2007-05-17 15:00 | 5 | 17 | 15 | 137.5835 | 3279 | 62.96 | 55.94 | 981 | 62.96 | 0 | 2896.5714 | Cooling | 482.7619 | #N/A | #N/A | #N/A | #N/A | 0 | 0 | 0 | 0 | 0 | 2896.5714 | #N/A | #N/A | 88 | #N/A | #N/A | #N/A | #N/A | 1.609% | 1 | 50% | 0% | 0% | 0% | 8.2745 | 0 | 0 | 0 | 8.2745 | #N/A
2007-05-17 16:00 | 5 | 17 | 16 | 137.6252 | 3280 | 62.96 | 55.94 | 980 | 62.96 | 0 | 2640.0857 | Cooling | 440.0143 | #N/A | #N/A | #N/A | #N/A | 0 | 0 | 0 | 0 | 0 | 2640.0857 | #N/A | #N/A | 88 | #N/A | #N/A | #N/A | #N/A | 1.467% | 1 | 50% | 0% | 0% | 0% | 8.2745 | 0 | 0 | 0 | 8.2745 | #N/A
2007-05-17 17:00 | 5 | 17 | 17 | 137.6669 | 3281 | 62.96 | 55.94 | 981 | 62.96 | 0 | 2381.4635 | Cooling | 396.9106 | #N/A | #N/A | #N/A | #N/A | 0 | 0 | 0 | 0 | 0 | 2381.4635 | #N/A | #N/A | 88 | #N/A | #N/A | #N/A | #N/A | 1.323% | 1 | 50% | 0% | 0% | 0% | 8.2745 | 0 | 0 | 0 | 8.2745 | #N/A
2007-05-17 18:00 | 5 | 17 | 18 | 137.7085 | 3282 | 59 | 55.04 | 981 | 59 | 0 | 1833.5833 | Cooling | 305.5972 | #N/A | #N/A | #N/A | #N/A | 0 | 0 | 0 | 0 | 0 | 1833.5833 | #N/A | #N/A | 88 | #N/A | #N/A | #N/A | #N/A | 1.019% | 1 | 50% | 0% | 0% | 0% | 8.2745 | 0 | 0 | 0 | 8.2745 | #N/A
2007-05-17 19:00 | 5 | 17 | 19 | 137.7502 | 3283 | 55.94 | 53.06 | 982 | 55.94 | 0 | 1168.2737 | Cooling | 194.7123 | #N/A | #N/A | #N/A | #N/A | 0 | 0 | 0 | 0 | 0 | 1168.2737 | #N/A | #N/A | 88 | #N/A | #N/A | #N/A | #N/A | 0.649% | 1 | 50% | 0% | 0% | 0% | 8.2745 | 0 | 0 | 0 | 8.2745 | #N/A
2007-05-17 20:00 | 5 | 17 | 20 | 137.7919 | 3284 | 55.94 | 51.98 | 982 | 55.94 | 0 | 689.252 | Cooling | 114.8753 | #N/A | #N/A | #N/A | #N/A | 0 | 0 | 0 | 0 | 0 | 689.252 | #N/A | #N/A | 88 | #N/A | #N/A | #N/A | #N/A | 0.3829% | 1 | 50% | 0% | 0% | 0% | 8.2745 | 0 | 0 | 0 | 8.2745 | #N/A
2007-05-17 21:00 | 5 | 17 | 21 | 137.8335 | 3285 | 51.08 | 53.06 | 982 | 51.08 | 0 | 598.0671 | Cooling | 99.6778 | #N/A | #N/A | #N/A | #N/A | 0 | 0 | 0 | 0 | 0 | 598.0671 | #N/A | #N/A | 88 | #N/A | #N/A | #N/A | #N/A | 0.3323% | 1 | 50% | 0% | 0% | 0% | 8.2745 | 0 | 0 | 0 | 8.2745 | #N/A
2007-05-17 22:00 | 5 | 17 | 22 | 137.8752 | 3286 | 50 | 50 | 983 | 50 | 0 | 18.691 | Cooling | 3.1152 | #N/A | #N/A | #N/A | #N/A | 0 | 0 | 0 | 0 | 0 | 18.691 | #N/A | #N/A | 88 | #N/A | #N/A | #N/A | #N/A | 0.01038% | 1 | 50% | 0% | 0% | 0% | 8.2745 | 0 | 0 | 0 | 8.2745 | #N/A
2007-05-17 23:00 | 5 | 17 | 23 | 137.9169 | 3287 | 50 | 48.02 | 983 | 50 | 0 | 1.3014 | Cooling | 0.2169 | #N/A | #N/A | #N/A | #N/A | 0 | 0 | 0 | 0 | 0 | 1.3014 | #N/A | #N/A | 88 | #N/A | #N/A | #N/A | #N/A | 0.000723% | 1 | 50% | 0% | 0% | 0% | 8.2745 | 0 | 0 | 0 | 8.2745 | #N/A
2007-05-18 | 5 | 18 | 0 | 137.9585 | 3288 | 46.94 | 42.98 | 983 | 46.94 | 0 | 0.0039028 | Cooling | 0.00065047 | #N/A | #N/A | #N/A | #N/A | 0 | 0 | 0 | 0 | 0 | 0.0039028 | #N/A | #N/A | 88 | #N/A | #N/A | #N/A | #N/A | 2.168e-06% | 1 | 50% | 0% | 0% | 0% | 8.2745 | 0 | 0 | 0 | 8.2745 | #N/A
2007-05-18 01:00 | 5 | 18 | 1 | 138.0002 | 3289 | 42.98 | 41 | 983 | 42.98 | 0 | 0.048082 | Cooling | 0.0080137 | #N/A | #N/A | #N/A | #N/A | 0 | 0 | 0 | 0 | 0 | 0.048082 | #N/A | #N/A | 88 | #N/A | #N/A | #N/A | #N/A | 2.671e-05% | 1 | 50% | 0% | 0% | 0% | 8.2745 | 0 | 0 | 0 | 8.2745 | #N/A
2007-05-18 02:00 | 5 | 18 | 2 | 138.0419 | 3290 | 42.98 | 39.02 | 983 | 42.98 | 0 | 0.096554 | Cooling | 0.016092 | #N/A | #N/A | #N/A | #N/A | 0 | 0 | 0 | 0 | 0 | 0.096554 | #N/A | #N/A | 88 | #N/A | #N/A | #N/A | #N/A | 5.364e-05% | 1 | 50% | 0% | 0% | 0% | 8.2745 | 0 | 0 | 0 | 8.2745 | #N/A
2007-05-18 03:00 | 5 | 18 | 3 | 138.0835 | 3291 | 42.98 | 39.92 | 983 | 42.98 | 0 | 0.1064 | Cooling | 0.017733 | #N/A | #N/A | #N/A | #N/A | 0 | 0 | 0 | 0 | 0 | 0.1064 | #N/A | #N/A | 88 | #N/A | #N/A | #N/A | #N/A | 5.911e-05% | 1 | 50% | 0% | 0% | 0% | 8.2745 | 0 | 0 | 0 | 8.2745 | #N/A
2007-05-18 04:00 | 5 | 18 | 4 | 138.1252 | 3292 | 39.92 | 39.92 | 984 | 39.92 | 0 | 0.097359 | Cooling | 0.016227 | #N/A | #N/A | #N/A | #N/A | 0 | 0 | 0 | 0 | 0 | 0.097359 | #N/A | #N/A | 88 | #N/A | #N/A | #N/A | #N/A | 5.409e-05% | 1 | 50% | 0% | 0% | 0% | 8.2745 | 0 | 0 | 0 | 8.2745 | #N/A
2007-05-18 05:00 | 5 | 18 | 5 | 138.1669 | 3293 | 39.92 | 39.92 | 984 | 39.92 | 0 | 0.11172 | Cooling | 0.01862 | #N/A | #N/A | #N/A | #N/A | 0 | 0 | 0 | 0 | 0 | 0.11172 | #N/A | #N/A | 88 | #N/A | #N/A | #N/A | #N/A | 6.207e-05% | 1 | 50% | 0% | 0% | 0% | 8.2745 | 0 | 0 | 0 | 8.2745 | #N/A
2007-05-18 06:00 | 5 | 18 | 6 | 138.2085 | 3294 | 46.04 | 41 | 985 | 46.04 | 0 | 0.12456 | Cooling | 0.020761 | #N/A | #N/A | #N/A | #N/A | 0 | 0 | 0 | 0 | 0 | 0.12456 | #N/A | #N/A | 88 | #N/A | #N/A | #N/A | #N/A | 6.92e-05% | 1 | 50% | 0% | 0% | 0% | 8.2745 | 0 | 0 | 0 | 8.2745 | #N/A
2007-05-18 07:00 | 5 | 18 | 7 | 138.2502 | 3295 | 48.92 | 41 | 985 | 48.92 | 0 | 0.043127 | Cooling | 0.0071879 | #N/A | #N/A | #N/A | #N/A | 0 | 0 | 0 | 0 | 0 | 0.043127 | #N/A | #N/A | 88 | #N/A | #N/A | #N/A | #N/A | 2.396e-05% | 1 | 50% | 0% | 0% | 0% | 8.2745 | 0 | 0 | 0 | 8.2745 | #N/A
2007-05-18 08:00 | 5 | 18 | 8 | 138.2919 | 3296 | 48.92 | 41 | 985 | 48.92 | 0 | 0.037463 | Cooling | 0.0062439 | #N/A | #N/A | #N/A | #N/A | 0 | 0 | 0 | 0 | 0 | 0.037463 | #N/A | #N/A | 88 | #N/A | #N/A | #N/A | #N/A | 2.081e-05% | 1 | 50% | 0% | 0% | 0% | 8.2745 | 0 | 0 | 0 | 8.2745 | #N/A
2007-05-18 09:00 | 5 | 18 | 9 | 138.3335 | 3297 | 55.04 | 39.92 | 985 | 55.04 | 0 | 23.8851 | Cooling | 3.9809 | #N/A | #N/A | #N/A | #N/A | 0 | 0 | 0 | 0 | 0 | 23.8851 | #N/A | #N/A | 88 | #N/A | #N/A | #N/A | #N/A | 0.01327% | 1 | 50% | 0% | 0% | 0% | 8.2745 | 0 | 0 | 0 | 8.2745 | #N/A
2007-05-18 10:00 | 5 | 18 | 10 | 138.3752 | 3298 | 57.92 | 41 | 985 | 57.92 | 0 | 93.8234 | Cooling | 15.6372 | #N/A | #N/A | #N/A | #N/A | 0 | 0 | 0 | 0 | 0 | 93.8234 | #N/A | #N/A | 88 | #N/A | #N/A | #N/A | #N/A | 0.05212% | 1 | 50% | 0% | 0% | 0% | 8.2745 | 0 | 0 | 0 | 8.2745 | #N/A
2007-05-18 11:00 | 5 | 18 | 11 | 138.4169 | 3299 | 57.92 | 39.92 | 985 | 57.92 | 0 | 181.0838 | Cooling | 30.1806 | #N/A | #N/A | #N/A | #N/A | 0 | 0 | 0 | 0 | 0 | 181.0838 | #N/A | #N/A | 88 | #N/A | #N/A | #N/A | #N/A | 0.1006% | 1 | 50% | 0% | 0% | 0% | 8.2745 | 0 | 0 | 0 | 8.2745 | #N/A
2007-05-18 12:00 | 5 | 18 | 12 | 138.4585 | 3300 | 62.96 | 39.02 | 985 | 62.96 | 0 | 249.5987 | Cooling | 41.5998 | #N/A | #N/A | #N/A | #N/A | 0 | 0 | 0 | 0 | 0 | 249.5987 | #N/A | #N/A | 88 | #N/A | #N/A | #N/A | #N/A | 0.1387% | 1 | 50% | 0% | 0% | 0% | 8.2745 | 0 | 0 | 0 | 8.2745 | #N/A
2007-05-18 13:00 | 5 | 18 | 13 | 138.5002 | 3301 | 64.04 | 39.92 | 985 | 64.04 | 0 | 320.6921 | Cooling | 53.4487 | #N/A | #N/A | #N/A | #N/A | 0 | 0 | 0 | 0 | 0 | 320.6921 | #N/A | #N/A | 88 | #N/A | #N/A | #N/A | #N/A | 0.1782% | 1 | 50% | 0% | 0% | 0% | 8.2745 | 0 | 0 | 0 | 8.2745 | #N/A
2007-05-18 14:00 | 5 | 18 | 14 | 138.5419 | 3302 | 64.04 | 39.02 | 984 | 64.04 | 0 | 146.7279 | Cooling | 24.4546 | #N/A | #N/A | #N/A | #N/A | 0 | 0 | 0 | 0 | 0 | 146.7279 | #N/A | #N/A | 88 | #N/A | #N/A | #N/A | #N/A | 0.08152% | 1 | 50% | 0% | 0% | 0% | 8.2745 | 0 | 0 | 0 | 8.2745 | #N/A
2007-05-18 15:00 | 5 | 18 | 15 | 138.5835 | 3303 | 62.06 | 41 | 984 | 62.06 | 0 | 225.1425 | Cooling | 37.5237 | #N/A | #N/A | #N/A | #N/A | 0 | 0 | 0 | 0 | 0 | 225.1425 | #N/A | #N/A | 88 | #N/A | #N/A | #N/A | #N/A | 0.1251% | 1 | 50% | 0% | 0% | 0% | 8.2745 | 0 | 0 | 0 | 8.2745 | #N/A
2007-05-18 16:00 | 5 | 18 | 16 | 138.6252 | 3304 | 60.08 | 39.02 | 985 | 60.08 | 0 | 237.8875 | Cooling | 39.6479 | #N/A | #N/A | #N/A | #N/A | 0 | 0 | 0 | 0 | 0 | 237.8875 | #N/A | #N/A | 88 | #N/A | #N/A | #N/A | #N/A | 0.1322% | 1 | 50% | 0% | 0% | 0% | 8.2745 | 0 | 0 | 0 | 8.2745 | #N/A
2007-05-18 17:00 | 5 | 18 | 17 | 138.6669 | 3305 | 60.08 | 39.92 | 985 | 60.08 | 0 | 73.3433 | Cooling | 12.2239 | #N/A | #N/A | #N/A | #N/A | 0 | 0 | 0 | 0 | 0 | 73.3433 | #N/A | #N/A | 88 | #N/A | #N/A | #N/A | #N/A | 0.04075% | 1 | 50% | 0% | 0% | 0% | 8.2745 | 0 | 0 | 0 | 8.2745 | #N/A
2007-05-18 18:00 | 5 | 18 | 18 | 138.7085 | 3306 | 60.08 | 39.92 | 985 | 60.08 | 0 | 0 | Cooling | 0 | #N/A | #N/A | #N/A | #N/A | 0 | 0 | 0 | 0 | 0 | 0 | #N/A | #N/A | 88 | #N/A | #N/A | #N/A | #N/A | 0% | 1 | 50% | 0% | 0% | 0% | 8.2745 | 0 | 0 | 0 | 8.2745 | #N/A
2007-05-18 19:00 | 5 | 18 | 19 | 138.7502 | 3307 | 57.92 | 37.94 | 986 | 57.92 | 0 | 0.00088827 | Cooling | 0.00014804 | #N/A | #N/A | #N/A | #N/A | 0 | 0 | 0 | 0 | 0 | 0.00088827 | #N/A | #N/A | 88 | #N/A | #N/A | #N/A | #N/A | 4.935e-07% | 1 | 50% | 0% | 0% | 0% | 8.2745 | 0 | 0 | 0 | 8.2745 | #N/A
2007-05-18 20:00 | 5 | 18 | 20 | 138.7919 | 3308 | 57.92 | 39.02 | 986 | 57.92 | 0 | 0.0056165 | Cooling | 0.00093608 | #N/A | #N/A | #N/A | #N/A | 0 | 0 | 0 | 0 | 0 | 0.0056165 | #N/A | #N/A | 88 | #N/A | #N/A | #N/A | #N/A | 3.12e-06% | 1 | 50% | 0% | 0% | 0% | 8.2745 | 0 | 0 | 0 | 8.2745 | #N/A
2007-05-18 21:00 | 5 | 18 | 21 | 138.8335 | 3309 | 53.96 | 41 | 987 | 53.96 | 0 | 2.5163e-06 | Cooling | 4.1939e-07 | #N/A | #N/A | #N/A | #N/A | 0 | 0 | 0 | 0 | 0 | 2.5163e-06 | #N/A | #N/A | 88 | #N/A | #N/A | #N/A | #N/A | 1.398e-09% | 1 | 50% | 0% | 0% | 0% | 8.2745 | 0 | 0 | 0 | 8.2745 | #N/A
2007-05-18 22:00 | 5 | 18 | 22 | 138.8752 | 3310 | 51.08 | 44.06 | 987 | 51.08 | 0 | 0 | Cooling | 0 | #N/A | #N/A | #N/A | #N/A | 0 | 0 | 0 | 0 | 0 | 0 | #N/A | #N/A | 88 | #N/A | #N/A | #N/A | #N/A | 0% | 1 | 50% | 0% | 0% | 0% | 8.2745 | 0 | 0 | 0 | 8.2745 | #N/A
2007-05-18 23:00 | 5 | 18 | 23 | 138.9169 | 3311 | 51.08 | 44.06 | 988 | 51.08 | 0 | 0 | Cooling | 0 | #N/A | #N/A | #N/A | #N/A | 0 | 0 | 0 | 0 | 0 | 0 | #N/A | #N/A | 88 | #N/A | #N/A | #N/A | #N/A | 0% | 1 | 50% | 0% | 0% | 0% | 8.2745 | 0 | 0 | 0 | 8.2745 | #N/A
2007-05-19 | 5 | 19 | 0 | 138.9585 | 3312 | 46.04 | 44.06 | 988 | 46.04 | 0 | 0 | Cooling | 0 | #N/A | #N/A | #N/A | #N/A | 0 | 0 | 0 | 0 | 0 | 0 | #N/A | #N/A | 88 | #N/A | #N/A | #N/A | #N/A | 0% | 1 | 50% | 0% | 0% | 0% | 8.2745 | 0 | 0 | 0 | 8.2745 | #N/A
2007-05-19 01:00 | 5 | 19 | 1 | 139.0002 | 3313 | 44.96 | 44.06 | 988 | 44.96 | 0 | 0 | Cooling | 0 | #N/A | #N/A | #N/A | #N/A | 0 | 0 | 0 | 0 | 0 | 0 | #N/A | #N/A | 88 | #N/A | #N/A | #N/A | #N/A | 0% | 1 | 50% | 0% | 0% | 0% | 8.2745 | 0 | 0 | 0 | 8.2745 | #N/A
2007-05-19 02:00 | 5 | 19 | 2 | 139.0419 | 3314 | 44.96 | 42.08 | 988 | 44.96 | 0 | 0 | Cooling | 0 | #N/A | #N/A | #N/A | #N/A | 0 | 0 | 0 | 0 | 0 | 0 | #N/A | #N/A | 88 | #N/A | #N/A | #N/A | #N/A | 0% | 1 | 50% | 0% | 0% | 0% | 8.2745 | 0 | 0 | 0 | 8.2745 | #N/A
2007-05-19 03:00 | 5 | 19 | 3 | 139.0835 | 3315 | 44.96 | 41 | 989 | 44.96 | 0 | 0.0015551 | Cooling | 0.00025918 | #N/A | #N/A | #N/A | #N/A | 0 | 0 | 0 | 0 | 0 | 0.0015551 | #N/A | #N/A | 88 | #N/A | #N/A | #N/A | #N/A | 8.639e-07% | 1 | 50% | 0% | 0% | 0% | 8.2745 | 0 | 0 | 0 | 8.2745 | #N/A
2007-05-19 04:00 | 5 | 19 | 4 | 139.1252 | 3316 | 39.02 | 39.02 | 990 | 39.02 | 0 | 0.015204 | Cooling | 0.0025339 | #N/A | #N/A | #N/A | #N/A | 0 | 0 | 0 | 0 | 0 | 0.015204 | #N/A | #N/A | 88 | #N/A | #N/A | #N/A | #N/A | 8.446e-06% | 1 | 50% | 0% | 0% | 0% | 8.2745 | 0 | 0 | 0 | 8.2745 | #N/A
2007-05-19 05:00 | 5 | 19 | 5 | 139.1669 | 3317 | 39.02 | 39.92 | 991 | 39.02 | 0 | 0.024668 | Cooling | 0.0041113 | #N/A | #N/A | #N/A | #N/A | 0 | 0 | 0 | 0 | 0 | 0.024668 | #N/A | #N/A | 88 | #N/A | #N/A | #N/A | #N/A | 1.37e-05% | 1 | 50% | 0% | 0% | 0% | 8.2745 | 0 | 0 | 0 | 8.2745 | #N/A
2007-05-19 06:00 | 5 | 19 | 6 | 139.2085 | 3318 | 42.98 | 39.92 | 992 | 42.98 | 0 | 0.026384 | Cooling | 0.0043973 | #N/A | #N/A | #N/A | #N/A | 0 | 0 | 0 | 0 | 0 | 0.026384 | #N/A | #N/A | 88 | #N/A | #N/A | #N/A | #N/A | 1.466e-05% | 1 | 50% | 0% | 0% | 0% | 8.2745 | 0 | 0 | 0 | 8.2745 | #N/A
2007-05-19 07:00 | 5 | 19 | 7 | 139.2502 | 3319 | 50 | 39.92 | 993 | 50 | 0 | 0.020068 | Cooling | 0.0033446 | #N/A | #N/A | #N/A | #N/A | 0 | 0 | 0 | 0 | 0 | 0.020068 | #N/A | #N/A | 88 | #N/A | #N/A | #N/A | #N/A | 1.115e-05% | 1 | 50% | 0% | 0% | 0% | 8.2745 | 0 | 0 | 0 | 8.2745 | #N/A
2007-05-19 08:00 | 5 | 19 | 8 | 139.2919 | 3320 | 50 | 39.92 | 994 | 50 | 0 | 0.012931 | Cooling | 0.0021552 | #N/A | #N/A | #N/A | #N/A | 0 | 0 | 0 | 0 | 0 | 0.012931 | #N/A | #N/A | 88 | #N/A | #N/A | #N/A | #N/A | 7.184e-06% | 1 | 50% | 0% | 0% | 0% | 8.2745 | 0 | 0 | 0 | 8.2745 | #N/A
2007-05-19 09:00 | 5 | 19 | 9 | 139.3335 | 3321 | 55.04 | 41 | 994 | 55.04 | 0 | 0.0013462 | Cooling | 0.00022437 | #N/A | #N/A | #N/A | #N/A | 0 | 0 | 0 | 0 | 0 | 0.0013462 | #N/A | #N/A | 88 | #N/A | #N/A | #N/A | #N/A | 7.479e-07% | 1 | 50% | 0% | 0% | 0% | 8.2745 | 0 | 0 | 0 | 8.2745 | #N/A
2007-05-19 10:00 | 5 | 19 | 10 | 139.3752 | 3322 | 60.08 | 39.02 | 995 | 60.08 | 0 | 0.00019879 | Cooling | 3.3132e-05 | #N/A | #N/A | #N/A | #N/A | 0 | 0 | 0 | 0 | 0 | 0.00019879 | #N/A | #N/A | 88 | #N/A | #N/A | #N/A | #N/A | 1.104e-07% | 1 | 50% | 0% | 0% | 0% | 8.2745 | 0 | 0 | 0 | 8.2745 | #N/A
2007-05-19 11:00 | 5 | 19 | 11 | 139.4169 | 3323 | 60.08 | 37.04 | 995 | 60.08 | 0 | 0 | Cooling | 0 | #N/A | #N/A | #N/A | #N/A | 0 | 0 | 0 | 0 | 0 | 0 | #N/A | #N/A | 88 | #N/A | #N/A | #N/A | #N/A | 0% | 1 | 50% | 0% | 0% | 0% | 8.2745 | 0 | 0 | 0 | 8.2745 | #N/A
2007-05-19 12:00 | 5 | 19 | 12 | 139.4585 | 3324 | 64.04 | 35.96 | 995 | 64.04 | 0 | 0 | Cooling | 0 | #N/A | #N/A | #N/A | #N/A | 0 | 0 | 0 | 0 | 0 | 0 | #N/A | #N/A | 88 | #N/A | #N/A | #N/A | #N/A | 0% | 1 | 50% | 0% | 0% | 0% | 8.2745 | 0 | 0 | 0 | 8.2745 | #N/A
2007-05-19 13:00 | 5 | 19 | 13 | 139.5002 | 3325 | 66.02 | 39.02 | 995 | 66.02 | 0 | 0 | Cooling | 0 | #N/A | #N/A | #N/A | #N/A | 0 | 0 | 0 | 0 | 0 | 0 | #N/A | #N/A | 88 | #N/A | #N/A | #N/A | #N/A | 0% | 1 | 50% | 0% | 0% | 0% | 8.2745 | 0 | 0 | 0 | 8.2745 | #N/A
2007-05-19 14:00 | 5 | 19 | 14 | 139.5419 | 3326 | 66.02 | 37.94 | 996 | 66.02 | 0 | 0 | Cooling | 0 | #N/A | #N/A | #N/A | #N/A | 0 | 0 | 0 | 0 | 0 | 0 | #N/A | #N/A | 88 | #N/A | #N/A | #N/A | #N/A | 0% | 1 | 50% | 0% | 0% | 0% | 8.2745 | 0 | 0 | 0 | 8.2745 | #N/A
2007-05-19 15:00 | 5 | 19 | 15 | 139.5835 | 3327 | 69.98 | 39.92 | 995 | 69.98 | 0 | 0 | Cooling | 0 | #N/A | #N/A | #N/A | #N/A | 0 | 0 | 0 | 0 | 0 | 0 | #N/A | #N/A | 88 | #N/A | #N/A | #N/A | #N/A | 0% | 1 | 50% | 0% | 0% | 0% | 8.2745 | 0 | 0 | 0 | 8.2745 | #N/A
2007-05-19 16:00 | 5 | 19 | 16 | 139.6252 | 3328 | 68 | 41 | 995 | 68 | 0 | 0 | Cooling | 0 | #N/A | #N/A | #N/A | #N/A | 0 | 0 | 0 | 0 | 0 | 0 | #N/A | #N/A | 88 | #N/A | #N/A | #N/A | #N/A | 0% | 1 | 50% | 0% | 0% | 0% | 8.2745 | 0 | 0 | 0 | 8.2745 | #N/A
2007-05-19 17:00 | 5 | 19 | 17 | 139.6669 | 3329 | 68 | 41 | 994 | 68 | 0 | 0 | Cooling | 0 | #N/A | #N/A | #N/A | #N/A | 0 | 0 | 0 | 0 | 0 | 0 | #N/A | #N/A | 88 | #N/A | #N/A | #N/A | #N/A | 0% | 1 | 50% | 0% | 0% | 0% | 8.2745 | 0 | 0 | 0 | 8.2745 | #N/A
2007-05-19 18:00 | 5 | 19 | 18 | 139.7085 | 3330 | 64.94 | 42.98 | 993 | 64.94 | 0 | 0 | Cooling | 0 | #N/A | #N/A | #N/A | #N/A | 0 | 0 | 0 | 0 | 0 | 0 | #N/A | #N/A | 88 | #N/A | #N/A | #N/A | #N/A | 0% | 1 | 50% | 0% | 0% | 0% | 8.2745 | 0 | 0 | 0 | 8.2745 | #N/A
2007-05-19 19:00 | 5 | 19 | 19 | 139.7502 | 3331 | 60.98 | 44.96 | 994 | 60.98 | 0 | 0 | Cooling | 0 | #N/A | #N/A | #N/A | #N/A | 0 | 0 | 0 | 0 | 0 | 0 | #N/A | #N/A | 88 | #N/A | #N/A | #N/A | #N/A | 0% | 1 | 50% | 0% | 0% | 0% | 8.2745 | 0 | 0 | 0 | 8.2745 | #N/A
2007-05-19 20:00 | 5 | 19 | 20 | 139.7919 | 3332 | 60.98 | 42.98 | 994 | 60.98 | 0 | 0 | Cooling | 0 | #N/A | #N/A | #N/A | #N/A | 0 | 0 | 0 | 0 | 0 | 0 | #N/A | #N/A | 88 | #N/A | #N/A | #N/A | #N/A | 0% | 1 | 50% | 0% | 0% | 0% | 8.2745 | 0 | 0 | 0 | 8.2745 | #N/A
2007-05-19 21:00 | 5 | 19 | 21 | 139.8335 | 3333 | 57.02 | 42.98 | 994 | 57.02 | 0 | 0 | Cooling | 0 | #N/A | #N/A | #N/A | #N/A | 0 | 0 | 0 | 0 | 0 | 0 | #N/A | #N/A | 88 | #N/A | #N/A | #N/A | #N/A | 0% | 1 | 50% | 0% | 0% | 0% | 8.2745 | 0 | 0 | 0 | 8.2745 | #N/A
2007-05-19 22:00 | 5 | 19 | 22 | 139.8752 | 3334 | 57.02 | 44.06 | 994 | 57.02 | 0 | 0 | Cooling | 0 | #N/A | #N/A | #N/A | #N/A | 0 | 0 | 0 | 0 | 0 | 0 | #N/A | #N/A | 88 | #N/A | #N/A | #N/A | #N/A | 0% | 1 | 50% | 0% | 0% | 0% | 8.2745 | 0 | 0 | 0 | 8.2745 | #N/A
2007-05-19 23:00 | 5 | 19 | 23 | 139.9169 | 3335 | 57.02 | 44.06 | 994 | 57.02 | 0 | 0 | Cooling | 0 | #N/A | #N/A | #N/A | #N/A | 0 | 0 | 0 | 0 | 0 | 0 | #N/A | #N/A | 88 | #N/A | #N/A | #N/A | #N/A | 0% | 1 | 50% | 0% | 0% | 0% | 8.2745 | 0 | 0 | 0 | 8.2745 | #N/A
2007-05-20 | 5 | 20 | 0 | 139.9585 | 3336 | 50 | 44.96 | 994 | 50 | 0 | 0 | Cooling | 0 | #N/A | #N/A | #N/A | #N/A | 0 | 0 | 0 | 0 | 0 | 0 | #N/A | #N/A | 88 | #N/A | #N/A | #N/A | #N/A | 0% | 1 | 50% | 0% | 0% | 0% | 8.2745 | 0 | 0 | 0 | 8.2745 | #N/A
2007-05-20 01:00 | 5 | 20 | 1 | 140.0002 | 3337 | 48.02 | 44.96 | 994 | 48.02 | 0 | 0 | Cooling | 0 | #N/A | #N/A | #N/A | #N/A | 0 | 0 | 0 | 0 | 0 | 0 | #N/A | #N/A | 88 | #N/A | #N/A | #N/A | #N/A | 0% | 1 | 50% | 0% | 0% | 0% | 8.2745 | 0 | 0 | 0 | 8.2745 | #N/A
2007-05-20 02:00 | 5 | 20 | 2 | 140.0419 | 3338 | 48.02 | 46.94 | 994 | 48.02 | 0 | 0 | Cooling | 0 | #N/A | #N/A | #N/A | #N/A | 0 | 0 | 0 | 0 | 0 | 0 | #N/A | #N/A | 88 | #N/A | #N/A | #N/A | #N/A | 0% | 1 | 50% | 0% | 0% | 0% | 8.2745 | 0 | 0 | 0 | 8.2745 | #N/A
2007-05-20 03:00 | 5 | 20 | 3 | 140.0835 | 3339 | 42.08 | 48.02 | 995 | 42.08 | 0 | 0 | Cooling | 0 | #N/A | #N/A | #N/A | #N/A | 0 | 0 | 0 | 0 | 0 | 0 | #N/A | #N/A | 88 | #N/A | #N/A | #N/A | #N/A | 0% | 1 | 50% | 0% | 0% | 0% | 8.2745 | 0 | 0 | 0 | 8.2745 | #N/A
2007-05-20 04:00 | 5 | 20 | 4 | 140.1252 | 3340 | 42.98 | 53.06 | 995 | 42.98 | 0 | 0 | Cooling | 0 | #N/A | #N/A | #N/A | #N/A | 0 | 0 | 0 | 0 | 0 | 0 | #N/A | #N/A | 88 | #N/A | #N/A | #N/A | #N/A | 0% | 1 | 50% | 0% | 0% | 0% | 8.2745 | 0 | 0 | 0 | 8.2745 | #N/A
2007-05-20 05:00 | 5 | 20 | 5 | 140.1669 | 3341 | 42.98 | 55.94 | 995 | 42.98 | 0 | 15.6211 | Cooling | 2.6035 | #N/A | #N/A | #N/A | #N/A | 0 | 0 | 0 | 0 | 0 | 15.6211 | #N/A | #N/A | 88 | #N/A | #N/A | #N/A | #N/A | 0.008678% | 1 | 50% | 0% | 0% | 0% | 8.2745 | 0 | 0 | 0 | 8.2745 | #N/A
2007-05-20 06:00 | 5 | 20 | 6 | 140.2085 | 3342 | 46.94 | 53.06 | 996 | 46.94 | 0 | 633.7698 | Cooling | 105.6283 | #N/A | #N/A | #N/A | #N/A | 0 | 0 | 0 | 0 | 0 | 633.7698 | #N/A | #N/A | 88 | #N/A | #N/A | #N/A | #N/A | 0.3521% | 1 | 50% | 0% | 0% | 0% | 8.2745 | 0 | 0 | 0 | 8.2745 | #N/A
2007-05-20 07:00 | 5 | 20 | 7 | 140.2502 | 3343 | 55.94 | 53.06 | 996 | 55.94 | 0 | 687.6619 | Cooling | 114.6103 | #N/A | #N/A | #N/A | #N/A | 0 | 0 | 0 | 0 | 0 | 687.6619 | #N/A | #N/A | 88 | #N/A | #N/A | #N/A | #N/A | 0.382% | 1 | 50% | 0% | 0% | 0% | 8.2745 | 0 | 0 | 0 | 8.2745 | #N/A
2007-05-20 08:00 | 5 | 20 | 8 | 140.2919 | 3344 | 55.94 | 53.06 | 996 | 55.94 | 0 | 1597.4095 | Cooling | 266.2349 | #N/A | #N/A | #N/A | #N/A | 0 | 0 | 0 | 0 | 0 | 1597.4095 | #N/A | #N/A | 88 | #N/A | #N/A | #N/A | #N/A | 0.8874% | 1 | 50% | 0% | 0% | 0% | 8.2745 | 0 | 0 | 0 | 8.2745 | #N/A
2007-05-20 09:00 | 5 | 20 | 9 | 140.3335 | 3345 | 64.04 | 53.96 | 996 | 64.04 | 0 | 2105.5227 | Cooling | 350.9204 | #N/A | #N/A | #N/A | #N/A | 0 | 0 | 0 | 0 | 0 | 2105.5227 | #N/A | #N/A | 88 | #N/A | #N/A | #N/A | #N/A | 1.17% | 1 | 50% | 0% | 0% | 0% | 8.2745 | 0 | 0 | 0 | 8.2745 | #N/A
2007-05-20 10:00 | 5 | 20 | 10 | 140.3752 | 3346 | 66.92 | 53.96 | 996 | 66.92 | 0 | 2214.0664 | Cooling | 369.0111 | #N/A | #N/A | #N/A | #N/A | 0 | 0 | 0 | 0 | 0 | 2214.0664 | #N/A | #N/A | 88 | #N/A | #N/A | #N/A | #N/A | 1.23% | 1 | 50% | 0% | 0% | 0% | 8.2745 | 0 | 0 | 0 | 8.2745 | #N/A
2007-05-20 11:00 | 5 | 20 | 11 | 140.4169 | 3347 | 66.92 | 53.06 | 995 | 66.92 | 0 | 2076.6767 | Cooling | 346.1128 | #N/A | #N/A | #N/A | #N/A | 0 | 0 | 0 | 0 | 0 | 2076.6767 | #N/A | #N/A | 88 | #N/A | #N/A | #N/A | #N/A | 1.154% | 1 | 50% | 0% | 0% | 0% | 8.2745 | 0 | 0 | 0 | 8.2745 | #N/A
2007-05-20 12:00 | 5 | 20 | 12 | 140.4585 | 3348 | 69.98 | 53.06 | 995 | 69.98 | 0 | 1946.7399 | Cooling | 324.4566 | #N/A | #N/A | #N/A | #N/A | 0 | 0 | 0 | 0 | 0 | 1946.7399 | #N/A | #N/A | 88 | #N/A | #N/A | #N/A | #N/A | 1.082% | 1 | 50% | 0% | 0% | 0% | 8.2745 | 0 | 0 | 0 | 8.2745 | #N/A
2007-05-20 13:00 | 5 | 20 | 13 | 140.5002 | 3349 | 71.96 | 51.98 | 994 | 71.96 | 0 | 2109.8103 | Cooling | 351.635 | #N/A | #N/A | #N/A | #N/A | 0 | 0 | 0 | 0 | 0 | 2109.8103 | #N/A | #N/A | 88 | #N/A | #N/A | #N/A | #N/A | 1.172% | 1 | 50% | 0% | 0% | 0% | 8.2745 | 0 | 0 | 0 | 8.2745 | #N/A
2007-05-20 14:00 | 5 | 20 | 14 | 140.5419 | 3350 | 71.96 | 51.98 | 994 | 71.96 | 0 | 2206.1431 | Cooling | 367.6905 | #N/A | #N/A | #N/A | #N/A | 0 | 0 | 0 | 0 | 0 | 2206.1431 | #N/A | #N/A | 88 | #N/A | #N/A | #N/A | #N/A | 1.226% | 1 | 50% | 0% | 0% | 0% | 8.2745 | 0 | 0 | 0 | 8.2745 | #N/A
2007-05-20 15:00 | 5 | 20 | 15 | 140.5835 | 3351 | 73.94 | 51.08 | 993 | 73.94 | 0 | 2235.5133 | Cooling | 372.5856 | #N/A | #N/A | #N/A | #N/A | 0 | 0 | 0 | 0 | 0 | 2235.5133 | #N/A | #N/A | 88 | #N/A | #N/A | #N/A | #N/A | 1.242% | 1 | 50% | 0% | 0% | 0% | 8.2745 | 0 | 0 | 0 | 8.2745 | #N/A
2007-05-20 16:00 | 5 | 20 | 16 | 140.6252 | 3352 | 71.96 | 50 | 993 | 71.96 | 0 | 2299.9198 | Cooling | 383.32 | #N/A | #N/A | #N/A | #N/A | 0 | 0 | 0 | 0 | 0 | 2299.9198 | #N/A | #N/A | 88 | #N/A | #N/A | #N/A | #N/A | 1.278% | 1 | 50% | 0% | 0% | 0% | 8.2745 | 0 | 0 | 0 | 8.2745 | #N/A
2007-05-20 17:00 | 5 | 20 | 17 | 140.6669 | 3353 | 71.96 | 48.02 | 993 | 71.96 | 0 | 2242.5959 | Cooling | 373.766 | #N/A | #N/A | #N/A | #N/A | 0 | 0 | 0 | 0 | 0 | 2242.5959 | #N/A | #N/A | 88 | #N/A | #N/A | #N/A | #N/A | 1.246% | 1 | 50% | 0% | 0% | 0% | 8.2745 | 0 | 0 | 0 | 8.2745 | #N/A
2007-05-20 18:00 | 5 | 20 | 18 | 140.7085 | 3354 | 69.98 | 48.92 | 993 | 69.98 | 0 | 2078.6118 | Cooling | 346.4353 | #N/A | #N/A | #N/A | #N/A | 0 | 0 | 0 | 0 | 0 | 2078.6118 | #N/A | #N/A | 88 | #N/A | #N/A | #N/A | #N/A | 1.155% | 1 | 50% | 0% | 0% | 0% | 8.2745 | 0 | 0 | 0 | 8.2745 | #N/A
2007-05-20 19:00 | 5 | 20 | 19 | 140.7502 | 3355 | 66.02 | 48.92 | 994 | 66.02 | 0 | 1945.5917 | Cooling | 324.2653 | #N/A | #N/A | #N/A | #N/A | 0 | 0 | 0 | 0 | 0 | 1945.5917 | #N/A | #N/A | 88 | #N/A | #N/A | #N/A | #N/A | 1.081% | 1 | 50% | 0% | 0% | 0% | 8.2745 | 0 | 0 | 0 | 8.2745 | #N/A
2007-05-20 20:00 | 5 | 20 | 20 | 140.7919 | 3356 | 66.02 | 55.04 | 996 | 66.02 | 0 | 1722.3987 | Cooling | 287.0665 | #N/A | #N/A | #N/A | #N/A | 0 | 0 | 0 | 0 | 0 | 1722.3987 | #N/A | #N/A | 88 | #N/A | #N/A | #N/A | #N/A | 0.9569% | 1 | 50% | 0% | 0% | 0% | 8.2745 | 0 | 0 | 0 | 8.2745 | #N/A
2007-05-20 21:00 | 5 | 20 | 21 | 140.8335 | 3357 | 62.06 | 55.04 | 998 | 62.06 | 0 | 1079.101 | Cooling | 179.8502 | #N/A | #N/A | #N/A | #N/A | 0 | 0 | 0 | 0 | 0 | 1079.101 | #N/A | #N/A | 88 | #N/A | #N/A | #N/A | #N/A | 0.5995% | 1 | 50% | 0% | 0% | 0% | 8.2745 | 0 | 0 | 0 | 8.2745 | #N/A
2007-05-20 22:00 | 5 | 20 | 22 | 140.8752 | 3358 | 60.08 | 55.04 | 998 | 60.08 | 0 | 34.5764 | Cooling | 5.7627 | #N/A | #N/A | #N/A | #N/A | 0 | 0 | 0 | 0 | 0 | 34.5764 | #N/A | #N/A | 88 | #N/A | #N/A | #N/A | #N/A | 0.01921% | 1 | 50% | 0% | 0% | 0% | 8.2745 | 0 | 0 | 0 | 8.2745 | #N/A
2007-05-20 23:00 | 5 | 20 | 23 | 140.9169 | 3359 | 60.08 | 55.04 | 998 | 60.08 | 0 | 80.2912 | Cooling | 13.3819 | #N/A | #N/A | #N/A | #N/A | 0 | 0 | 0 | 0 | 0 | 80.2912 | #N/A | #N/A | 88 | #N/A | #N/A | #N/A | #N/A | 0.04461% | 1 | 50% | 0% | 0% | 0% | 8.2745 | 0 | 0 | 0 | 8.2745 | #N/A
2007-05-21 | 5 | 21 | 0 | 140.9585 | 3360 | 53.96 | 55.94 | 998 | 53.96 | 0 | 82.0742 | Cooling | 13.679 | #N/A | #N/A | #N/A | #N/A | 0 | 0 | 0 | 0 | 0 | 82.0742 | #N/A | #N/A | 88 | #N/A | #N/A | #N/A | #N/A | 0.0456% | 1 | 50% | 0% | 0% | 0% | 8.2745 | 0 | 0 | 0 | 8.2745 | #N/A
2007-05-21 01:00 | 5 | 21 | 1 | 141.0002 | 3361 | 53.06 | 57.02 | 998 | 53.06 | 0 | 96.0138 | Cooling | 16.0023 | #N/A | #N/A | #N/A | #N/A | 0 | 0 | 0 | 0 | 0 | 96.0138 | #N/A | #N/A | 88 | #N/A | #N/A | #N/A | #N/A | 0.05334% | 1 | 50% | 0% | 0% | 0% | 8.2745 | 0 | 0 | 0 | 8.2745 | #N/A
2007-05-21 02:00 | 5 | 21 | 2 | 141.0419 | 3362 | 53.06 | 57.92 | 998 | 53.06 | 0 | 102.4874 | Cooling | 17.0812 | #N/A | #N/A | #N/A | #N/A | 0 | 0 | 0 | 0 | 0 | 102.4874 | #N/A | #N/A | 88 | #N/A | #N/A | #N/A | #N/A | 0.05694% | 1 | 50% | 0% | 0% | 0% | 8.2745 | 0 | 0 | 0 | 8.2745 | #N/A
2007-05-21 03:00 | 5 | 21 | 3 | 141.0835 | 3363 | 48.92 | 57.92 | 998 | 48.92 | 0 | 101.8807 | Cooling | 16.9801 | #N/A | #N/A | #N/A | #N/A | 0 | 0 | 0 | 0 | 0 | 101.8807 | #N/A | #N/A | 88 | #N/A | #N/A | #N/A | #N/A | 0.0566% | 1 | 50% | 0% | 0% | 0% | 8.2745 | 0 | 0 | 0 | 8.2745 | #N/A
2007-05-21 04:00 | 5 | 21 | 4 | 141.1252 | 3364 | 46.94 | 55.94 | 998 | 46.94 | 0 | 83.5263 | Cooling | 13.921 | #N/A | #N/A | #N/A | #N/A | 0 | 0 | 0 | 0 | 0 | 83.5263 | #N/A | #N/A | 88 | #N/A | #N/A | #N/A | #N/A | 0.0464% | 1 | 50% | 0% | 0% | 0% | 8.2745 | 0 | 0 | 0 | 8.2745 | #N/A
2007-05-21 05:00 | 5 | 21 | 5 | 141.1669 | 3365 | 46.94 | 51.98 | 999 | 46.94 | 0 | 50.4933 | Cooling | 8.4156 | #N/A | #N/A | #N/A | #N/A | 0 | 0 | 0 | 0 | 0 | 50.4933 | #N/A | #N/A | 88 | #N/A | #N/A | #N/A | #N/A | 0.02805% | 1 | 50% | 0% | 0% | 0% | 8.2745 | 0 | 0 | 0 | 8.2745 | #N/A
2007-05-21 06:00 | 5 | 21 | 6 | 141.2085 | 3366 | 50 | 51.98 | 1000 | 50 | 0 | 148.865 | Cooling | 24.8108 | #N/A | #N/A | #N/A | #N/A | 0 | 0 | 0 | 0 | 0 | 148.865 | #N/A | #N/A | 88 | #N/A | #N/A | #N/A | #N/A | 0.0827% | 1 | 50% | 0% | 0% | 0% | 8.2745 | 0 | 0 | 0 | 8.2745 | #N/A
2007-05-21 07:00 | 5 | 21 | 7 | 141.2502 | 3367 | 55.94 | 51.08 | 1000 | 55.94 | 0 | 117.2872 | Cooling | 19.5479 | #N/A | #N/A | #N/A | #N/A | 0 | 0 | 0 | 0 | 0 | 117.2872 | #N/A | #N/A | 88 | #N/A | #N/A | #N/A | #N/A | 0.06516% | 1 | 50% | 0% | 0% | 0% | 8.2745 | 0 | 0 | 0 | 8.2745 | #N/A
2007-05-21 08:00 | 5 | 21 | 8 | 141.2919 | 3368 | 55.94 | 50 | 1001 | 55.94 | 0 | 55.5 | Cooling | 9.25 | #N/A | #N/A | #N/A | #N/A | 0 | 0 | 0 | 0 | 0 | 55.5 | #N/A | #N/A | 88 | #N/A | #N/A | #N/A | #N/A | 0.03083% | 1 | 50% | 0% | 0% | 0% | 8.2745 | 0 | 0 | 0 | 8.2745 | #N/A
2007-05-21 09:00 | 5 | 21 | 9 | 141.3335 | 3369 | 66.02 | 50 | 1001 | 66.02 | 0 | 170.9599 | Cooling | 28.4933 | #N/A | #N/A | #N/A | #N/A | 0 | 0 | 0 | 0 | 0 | 170.9599 | #N/A | #N/A | 88 | #N/A | #N/A | #N/A | #N/A | 0.09498% | 1 | 50% | 0% | 0% | 0% | 8.2745 | 0 | 0 | 0 | 8.2745 | #N/A
2007-05-21 10:00 | 5 | 21 | 10 | 141.3752 | 3370 | 69.98 | 48.02 | 1002 | 69.98 | 0 | 347.6368 | Cooling | 57.9395 | #N/A | #N/A | #N/A | #N/A | 0 | 0 | 0 | 0 | 0 | 347.6368 | #N/A | #N/A | 88 | #N/A | #N/A | #N/A | #N/A | 0.1931% | 1 | 50% | 0% | 0% | 0% | 8.2745 | 0 | 0 | 0 | 8.2745 | #N/A
2007-05-21 11:00 | 5 | 21 | 11 | 141.4169 | 3371 | 69.98 | 48.02 | 1002 | 69.98 | 0 | 539.6556 | Cooling | 89.9426 | #N/A | #N/A | #N/A | #N/A | 0 | 0 | 0 | 0 | 0 | 539.6556 | #N/A | #N/A | 88 | #N/A | #N/A | #N/A | #N/A | 0.2998% | 1 | 50% | 0% | 0% | 0% | 8.2745 | 0 | 0 | 0 | 8.2745 | #N/A
2007-05-21 12:00 | 5 | 21 | 12 | 141.4585 | 3372 | 75.02 | 50 | 1001 | 75.02 | 0 | 667.773 | Cooling | 111.2955 | #N/A | #N/A | #N/A | #N/A | 0 | 0 | 0 | 0 | 0 | 667.773 | #N/A | #N/A | 88 | #N/A | #N/A | #N/A | #N/A | 0.371% | 1 | 50% | 0% | 0% | 0% | 8.2745 | 0 | 0 | 0 | 8.2745 | #N/A
2007-05-21 13:00 | 5 | 21 | 13 | 141.5002 | 3373 | 75.02 | 51.08 | 1001 | 75.02 | 0 | 906.4657 | Cooling | 151.0776 | #N/A | #N/A | #N/A | #N/A | 0 | 0 | 0 | 0 | 0 | 906.4657 | #N/A | #N/A | 88 | #N/A | #N/A | #N/A | #N/A | 0.5036% | 1 | 50% | 0% | 0% | 0% | 8.2745 | 0 | 0 | 0 | 8.2745 | #N/A
2007-05-21 14:00 | 5 | 21 | 14 | 141.5419 | 3374 | 75.02 | 51.98 | 1001 | 75.02 | 0 | 1139.2928 | Cooling | 189.8821 | #N/A | #N/A | #N/A | #N/A | 0 | 0 | 0 | 0 | 0 | 1139.2928 | #N/A | #N/A | 88 | #N/A | #N/A | #N/A | #N/A | 0.6329% | 1 | 50% | 0% | 0% | 0% | 8.2745 | 0 | 0 | 0 | 8.2745 | #N/A
2007-05-21 15:00 | 5 | 21 | 15 | 141.5835 | 3375 | 77 | 48.02 | 1000 | 77 | 0 | 978.3198 | Cooling | 163.0533 | #N/A | #N/A | #N/A | #N/A | 0 | 0 | 0 | 0 | 0 | 978.3198 | #N/A | #N/A | 88 | #N/A | #N/A | #N/A | #N/A | 0.5435% | 1 | 50% | 0% | 0% | 0% | 8.2745 | 0 | 0 | 0 | 8.2745 | #N/A
2007-05-21 16:00 | 5 | 21 | 16 | 141.6252 | 3376 | 75.02 | 48.92 | 1000 | 75.02 | 0 | 894.8934 | Cooling | 149.1489 | #N/A | #N/A | #N/A | #N/A | 0 | 0 | 0 | 0 | 0 | 894.8934 | #N/A | #N/A | 88 | #N/A | #N/A | #N/A | #N/A | 0.4972% | 1 | 50% | 0% | 0% | 0% | 8.2745 | 0 | 0 | 0 | 8.2745 | #N/A
2007-05-21 17:00 | 5 | 21 | 17 | 141.6669 | 3377 | 75.02 | 46.94 | 1000 | 75.02 | 0 | 831.5009 | Cooling | 138.5835 | #N/A | #N/A | #N/A | #N/A | 0 | 0 | 0 | 0 | 0 | 831.5009 | #N/A | #N/A | 88 | #N/A | #N/A | #N/A | #N/A | 0.4619% | 1 | 50% | 0% | 0% | 0% | 8.2745 | 0 | 0 | 0 | 8.2745 | #N/A
2007-05-21 18:00 | 5 | 21 | 18 | 141.7085 | 3378 | 73.94 | 42.08 | 1000 | 73.94 | 0 | 683.5805 | Cooling | 113.9301 | #N/A | #N/A | #N/A | #N/A | 0 | 0 | 0 | 0 | 0 | 683.5805 | #N/A | #N/A | 88 | #N/A | #N/A | #N/A | #N/A | 0.3798% | 1 | 50% | 0% | 0% | 0% | 8.2745 | 0 | 0 | 0 | 8.2745 | #N/A
2007-05-21 19:00 | 5 | 21 | 19 | 141.7502 | 3379 | 71.96 | 41 | 1001 | 71.96 | 0 | 491.3066 | Cooling | 81.8844 | #N/A | #N/A | #N/A | #N/A | 0 | 0 | 0 | 0 | 0 | 491.3066 | #N/A | #N/A | 88 | #N/A | #N/A | #N/A | #N/A | 0.2729% | 1 | 50% | 0% | 0% | 0% | 8.2745 | 0 | 0 | 0 | 8.2745 | #N/A
2007-05-21 20:00 | 5 | 21 | 20 | 141.7919 | 3380 | 71.96 | 42.98 | 1002 | 71.96 | 0 | 139.4623 | Cooling | 23.2437 | #N/A | #N/A | #N/A | #N/A | 0 | 0 | 0 | 0 | 0 | 139.4623 | #N/A | #N/A | 88 | #N/A | #N/A | #N/A | #N/A | 0.07748% | 1 | 50% | 0% | 0% | 0% | 8.2745 | 0 | 0 | 0 | 8.2745 | #N/A
2007-05-21 21:00 | 5 | 21 | 21 | 141.8335 | 3381 | 66.92 | 42.98 | 1002 | 66.92 | 0 | 0.0014242 | Cooling | 0.00023737 | #N/A | #N/A | #N/A | #N/A | 0 | 0 | 0 | 0 | 0 | 0.0014242 | #N/A | #N/A | 88 | #N/A | #N/A | #N/A | #N/A | 7.912e-07% | 1 | 50% | 0% | 0% | 0% | 8.2745 | 0 | 0 | 0 | 8.2745 | #N/A
2007-05-21 22:00 | 5 | 21 | 22 | 141.8752 | 3382 | 64.94 | 42.98 | 1002 | 64.94 | 0 | 0.0049018 | Cooling | 0.00081697 | #N/A | #N/A | #N/A | #N/A | 0 | 0 | 0 | 0 | 0 | 0.0049018 | #N/A | #N/A | 88 | #N/A | #N/A | #N/A | #N/A | 2.723e-06% | 1 | 50% | 0% | 0% | 0% | 8.2745 | 0 | 0 | 0 | 8.2745 | #N/A
2007-05-21 23:00 | 5 | 21 | 23 | 141.9169 | 3383 | 64.94 | 42.98 | 1002 | 64.94 | 0 | 0.018427 | Cooling | 0.0030712 | #N/A | #N/A | #N/A | #N/A | 0 | 0 | 0 | 0 | 0 | 0.018427 | #N/A | #N/A | 88 | #N/A | #N/A | #N/A | #N/A | 1.024e-05% | 1 | 50% | 0% | 0% | 0% | 8.2745 | 0 | 0 | 0 | 8.2745 | #N/A
2007-05-22 | 5 | 22 | 0 | 141.9585 | 3384 | 62.96 | 42.08 | 1003 | 62.96 | 0 | 0.037861 | Cooling | 0.0063101 | #N/A | #N/A | #N/A | #N/A | 0 | 0 | 0 | 0 | 0 | 0.037861 | #N/A | #N/A | 88 | #N/A | #N/A | #N/A | #N/A | 2.103e-05% | 1 | 50% | 0% | 0% | 0% | 8.2745 | 0 | 0 | 0 | 8.2745 | #N/A
2007-05-22 01:00 | 5 | 22 | 1 | 142.0002 | 3385 | 62.06 | 42.08 | 1002 | 62.06 | 0 | 0.036213 | Cooling | 0.0060354 | #N/A | #N/A | #N/A | #N/A | 0 | 0 | 0 | 0 | 0 | 0.036213 | #N/A | #N/A | 88 | #N/A | #N/A | #N/A | #N/A | 2.012e-05% | 1 | 50% | 0% | 0% | 0% | 8.2745 | 0 | 0 | 0 | 8.2745 | #N/A
2007-05-22 02:00 | 5 | 22 | 2 | 142.0419 | 3386 | 62.06 | 42.08 | 1002 | 62.06 | 0 | 0.028588 | Cooling | 0.0047647 | #N/A | #N/A | #N/A | #N/A | 0 | 0 | 0 | 0 | 0 | 0.028588 | #N/A | #N/A | 88 | #N/A | #N/A | #N/A | #N/A | 1.588e-05% | 1 | 50% | 0% | 0% | 0% | 8.2745 | 0 | 0 | 0 | 8.2745 | #N/A
2007-05-22 03:00 | 5 | 22 | 3 | 142.0835 | 3387 | 60.98 | 42.08 | 1003 | 60.98 | 0 | 0.023382 | Cooling | 0.003897 | #N/A | #N/A | #N/A | #N/A | 0 | 0 | 0 | 0 | 0 | 0.023382 | #N/A | #N/A | 88 | #N/A | #N/A | #N/A | #N/A | 1.299e-05% | 1 | 50% | 0% | 0% | 0% | 8.2745 | 0 | 0 | 0 | 8.2745 | #N/A
2007-05-22 04:00 | 5 | 22 | 4 | 142.1252 | 3388 | 59 | 42.08 | 1003 | 59 | 0 | 0.021907 | Cooling | 0.0036512 | #N/A | #N/A | #N/A | #N/A | 0 | 0 | 0 | 0 | 0 | 0.021907 | #N/A | #N/A | 88 | #N/A | #N/A | #N/A | #N/A | 1.217e-05% | 1 | 50% | 0% | 0% | 0% | 8.2745 | 0 | 0 | 0 | 8.2745 | #N/A
2007-05-22 05:00 | 5 | 22 | 5 | 142.1669 | 3389 | 59 | 41 | 1004 | 59 | 0 | 0.042237 | Cooling | 0.0070394 | #N/A | #N/A | #N/A | #N/A | 0 | 0 | 0 | 0 | 0 | 0.042237 | #N/A | #N/A | 88 | #N/A | #N/A | #N/A | #N/A | 2.346e-05% | 1 | 50% | 0% | 0% | 0% | 8.2745 | 0 | 0 | 0 | 8.2745 | #N/A
2007-05-22 06:00 | 5 | 22 | 6 | 142.2085 | 3390 | 60.98 | 42.98 | 1004 | 60.98 | 0.020868 | 0 | Heating | 0.0027824 | #N/A | #N/A | #N/A | #N/A | 0.020868 | #N/A | #N/A | 5.753 | #N/A | 0 | 0 | 0 | 0 | 0 | 0 | 0 | 0 | 9.275e-06% | 1 | 50% | 0% | 0% | 0% | 8.2745 | 0 | 0 | 0 | 8.2745 | #N/A
2007-05-22 07:00 | 5 | 22 | 7 | 142.2502 | 3391 | 62.6 | 44.96 | 1004 | 62.6 | 0 | 0 | Cooling | 0 | #N/A | #N/A | #N/A | #N/A | 0 | 0 | 0 | 0 | 0 | 0 | #N/A | #N/A | 88 | #N/A | #N/A | #N/A | #N/A | 0% | 1 | 50% | 0% | 0% | 0% | 8.2745 | 0 | 0 | 0 | 8.2745 | #N/A
2007-05-22 08:00 | 5 | 22 | 8 | 142.2919 | 3392 | 62.06 | 48.02 | 1005 | 62.06 | 0 | 27.0516 | Cooling | 4.5086 | #N/A | #N/A | #N/A | #N/A | 0 | 0 | 0 | 0 | 0 | 27.0516 | #N/A | #N/A | 88 | #N/A | #N/A | #N/A | #N/A | 0.01503% | 1 | 50% | 0% | 0% | 0% | 8.2745 | 0 | 0 | 0 | 8.2745 | #N/A
2007-05-22 09:00 | 5 | 22 | 9 | 142.3335 | 3393 | 62.96 | 46.94 | 1004 | 62.96 | 0 | 286.7518 | Cooling | 47.792 | #N/A | #N/A | #N/A | #N/A | 0 | 0 | 0 | 0 | 0 | 286.7518 | #N/A | #N/A | 88 | #N/A | #N/A | #N/A | #N/A | 0.1593% | 1 | 50% | 0% | 0% | 0% | 8.2745 | 0 | 0 | 0 | 8.2745 | #N/A
2007-05-22 10:00 | 5 | 22 | 10 | 142.3752 | 3394 | 62.06 | 44.96 | 1005 | 62.06 | 0 | 498.5629 | Cooling | 83.0938 | #N/A | #N/A | #N/A | #N/A | 0 | 0 | 0 | 0 | 0 | 498.5629 | #N/A | #N/A | 88 | #N/A | #N/A | #N/A | #N/A | 0.277% | 1 | 50% | 0% | 0% | 0% | 8.2745 | 0 | 0 | 0 | 8.2745 | #N/A
2007-05-22 11:00 | 5 | 22 | 11 | 142.4169 | 3395 | 64.04 | 44.06 | 1004 | 64.04 | 0 | 667.5954 | Cooling | 111.2659 | #N/A | #N/A | #N/A | #N/A | 0 | 0 | 0 | 0 | 0 | 667.5954 | #N/A | #N/A | 88 | #N/A | #N/A | #N/A | #N/A | 0.3709% | 1 | 50% | 0% | 0% | 0% | 8.2745 | 0 | 0 | 0 | 8.2745 | #N/A
2007-05-22 12:00 | 5 | 22 | 12 | 142.4585 | 3396 | 64.04 | 42.08 | 1004 | 64.04 | 0 | 781.2553 | Cooling | 130.2092 | #N/A | #N/A | #N/A | #N/A | 0 | 0 | 0 | 0 | 0 | 781.2553 | #N/A | #N/A | 88 | #N/A | #N/A | #N/A | #N/A | 0.434% | 1 | 50% | 0% | 0% | 0% | 8.2745 | 0 | 0 | 0 | 8.2745 | #N/A
2007-05-22 13:00 | 5 | 22 | 13 | 142.5002 | 3397 | 62.96 | 42.08 | 1003 | 62.96 | 0 | 843.8129 | Cooling | 140.6355 | #N/A | #N/A | #N/A | #N/A | 0 | 0 | 0 | 0 | 0 | 843.8129 | #N/A | #N/A | 88 | #N/A | #N/A | #N/A | #N/A | 0.4688% | 1 | 50% | 0% | 0% | 0% | 8.2745 | 0 | 0 | 0 | 8.2745 | #N/A
2007-05-22 14:00 | 5 | 22 | 14 | 142.5419 | 3398 | 62.96 | 42.98 | 1003 | 62.96 | 0 | 909.9414 | Cooling | 151.6569 | #N/A | #N/A | #N/A | #N/A | 0 | 0 | 0 | 0 | 0 | 909.9414 | #N/A | #N/A | 88 | #N/A | #N/A | #N/A | #N/A | 0.5055% | 1 | 50% | 0% | 0% | 0% | 8.2745 | 0 | 0 | 0 | 8.2745 | #N/A
2007-05-22 15:00 | 5 | 22 | 15 | 142.5835 | 3399 | 62.06 | 42.08 | 1003 | 62.06 | 0 | 980.1472 | Cooling | 163.3579 | #N/A | #N/A | #N/A | #N/A | 0 | 0 | 0 | 0 | 0 | 980.1472 | #N/A | #N/A | 88 | #N/A | #N/A | #N/A | #N/A | 0.5445% | 1 | 50% | 0% | 0% | 0% | 8.2745 | 0 | 0 | 0 | 8.2745 | #N/A
2007-05-22 16:00 | 5 | 22 | 16 | 142.6252 | 3400 | 60.98 | 42.98 | 1003 | 60.98 | 0 | 1006.4954 | Cooling | 167.7492 | #N/A | #N/A | #N/A | #N/A | 0 | 0 | 0 | 0 | 0 | 1006.4954 | #N/A | #N/A | 88 | #N/A | #N/A | #N/A | #N/A | 0.5592% | 1 | 50% | 0% | 0% | 0% | 8.2745 | 0 | 0 | 0 | 8.2745 | #N/A
2007-05-22 17:00 | 5 | 22 | 17 | 142.6669 | 3401 | 60.08 | 42.98 | 1002 | 60.08 | 0 | 918.8263 | Cooling | 153.1377 | #N/A | #N/A | #N/A | #N/A | 0 | 0 | 0 | 0 | 0 | 918.8263 | #N/A | #N/A | 88 | #N/A | #N/A | #N/A | #N/A | 0.5105% | 1 | 50% | 0% | 0% | 0% | 8.2745 | 0 | 0 | 0 | 8.2745 | #N/A
2007-05-22 18:00 | 5 | 22 | 18 | 142.7085 | 3402 | 62.06 | 42.08 | 1002 | 62.06 | 0 | 705.0052 | Cooling | 117.5009 | #N/A | #N/A | #N/A | #N/A | 0 | 0 | 0 | 0 | 0 | 705.0052 | #N/A | #N/A | 88 | #N/A | #N/A | #N/A | #N/A | 0.3917% | 1 | 50% | 0% | 0% | 0% | 8.2745 | 0 | 0 | 0 | 8.2745 | #N/A
2007-05-22 19:00 | 5 | 22 | 19 | 142.7502 | 3403 | 60.08 | 42.08 | 1002 | 60.08 | 0 | 527.9598 | Cooling | 87.9933 | #N/A | #N/A | #N/A | #N/A | 0 | 0 | 0 | 0 | 0 | 527.9598 | #N/A | #N/A | 88 | #N/A | #N/A | #N/A | #N/A | 0.2933% | 1 | 50% | 0% | 0% | 0% | 8.2745 | 0 | 0 | 0 | 8.2745 | #N/A
2007-05-22 20:00 | 5 | 22 | 20 | 142.7919 | 3404 | 60.08 | 42.08 | 1002 | 60.08 | 0 | 161.4837 | Cooling | 26.9139 | #N/A | #N/A | #N/A | #N/A | 0 | 0 | 0 | 0 | 0 | 161.4837 | #N/A | #N/A | 88 | #N/A | #N/A | #N/A | #N/A | 0.08971% | 1 | 50% | 0% | 0% | 0% | 8.2745 | 0 | 0 | 0 | 8.2745 | #N/A
2007-05-22 21:00 | 5 | 22 | 21 | 142.8335 | 3405 | 60.08 | 42.08 | 1003 | 60.08 | 0 | 0.0053145 | Cooling | 0.00088575 | #N/A | #N/A | #N/A | #N/A | 0 | 0 | 0 | 0 | 0 | 0.0053145 | #N/A | #N/A | 88 | #N/A | #N/A | #N/A | #N/A | 2.952e-06% | 1 | 50% | 0% | 0% | 0% | 8.2745 | 0 | 0 | 0 | 8.2745 | #N/A
2007-05-22 22:00 | 5 | 22 | 22 | 142.8752 | 3406 | 60.08 | 42.98 | 1003 | 60.08 | 0 | 1.5098e-05 | Cooling | 2.5163e-06 | #N/A | #N/A | #N/A | #N/A | 0 | 0 | 0 | 0 | 0 | 1.5098e-05 | #N/A | #N/A | 88 | #N/A | #N/A | #N/A | #N/A | 8.388e-09% | 1 | 50% | 0% | 0% | 0% | 8.2745 | 0 | 0 | 0 | 8.2745 | #N/A
2007-05-22 23:00 | 5 | 22 | 23 | 142.9169 | 3407 | 60.08 | 42.98 | 1003 | 60.08 | 0 | 0.0019351 | Cooling | 0.00032251 | #N/A | #N/A | #N/A | #N/A | 0 | 0 | 0 | 0 | 0 | 0.0019351 | #N/A | #N/A | 88 | #N/A | #N/A | #N/A | #N/A | 1.075e-06% | 1 | 50% | 0% | 0% | 0% | 8.2745 | 0 | 0 | 0 | 8.2745 | #N/A
2007-05-23 | 5 | 23 | 0 | 142.9585 | 3408 | 59 | 44.06 | 1003 | 59 | 0 | 0.00080774 | Cooling | 0.00013462 | #N/A | #N/A | #N/A | #N/A | 0 | 0 | 0 | 0 | 0 | 0.00080774 | #N/A | #N/A | 88 | #N/A | #N/A | #N/A | #N/A | 4.487e-07% | 1 | 50% | 0% | 0% | 0% | 8.2745 | 0 | 0 | 0 | 8.2745 | #N/A
2007-05-23 01:00 | 5 | 23 | 1 | 143.0002 | 3409 | 57.92 | 44.96 | 1003 | 57.92 | 0 | 0 | Cooling | 0 | #N/A | #N/A | #N/A | #N/A | 0 | 0 | 0 | 0 | 0 | 0 | #N/A | #N/A | 88 | #N/A | #N/A | #N/A | #N/A | 0% | 1 | 50% | 0% | 0% | 0% | 8.2745 | 0 | 0 | 0 | 8.2745 | #N/A
2007-05-23 02:00 | 5 | 23 | 2 | 143.0419 | 3410 | 57.02 | 44.96 | 1002 | 57.02 | 0 | 0 | Cooling | 0 | #N/A | #N/A | #N/A | #N/A | 0 | 0 | 0 | 0 | 0 | 0 | #N/A | #N/A | 88 | #N/A | #N/A | #N/A | #N/A | 0% | 1 | 50% | 0% | 0% | 0% | 8.2745 | 0 | 0 | 0 | 8.2745 | #N/A
2007-05-23 03:00 | 5 | 23 | 3 | 143.0835 | 3411 | 55.94 | 44.06 | 1002 | 55.94 | 0 | 0 | Cooling | 0 | #N/A | #N/A | #N/A | #N/A | 0 | 0 | 0 | 0 | 0 | 0 | #N/A | #N/A | 88 | #N/A | #N/A | #N/A | #N/A | 0% | 1 | 50% | 0% | 0% | 0% | 8.2745 | 0 | 0 | 0 | 8.2745 | #N/A
2007-05-23 04:00 | 5 | 23 | 4 | 143.1252 | 3412 | 55.94 | 42.08 | 1002 | 55.94 | 0 | 0.027295 | Cooling | 0.0045491 | #N/A | #N/A | #N/A | #N/A | 0 | 0 | 0 | 0 | 0 | 0.027295 | #N/A | #N/A | 88 | #N/A | #N/A | #N/A | #N/A | 1.516e-05% | 1 | 50% | 0% | 0% | 0% | 8.2745 | 0 | 0 | 0 | 8.2745 | #N/A
2007-05-23 05:00 | 5 | 23 | 5 | 143.1669 | 3413 | 55.94 | 42.08 | 1002 | 55.94 | 0 | 0.049725 | Cooling | 0.0082875 | #N/A | #N/A | #N/A | #N/A | 0 | 0 | 0 | 0 | 0 | 0.049725 | #N/A | #N/A | 88 | #N/A | #N/A | #N/A | #N/A | 2.763e-05% | 1 | 50% | 0% | 0% | 0% | 8.2745 | 0 | 0 | 0 | 8.2745 | #N/A
2007-05-23 06:00 | 5 | 23 | 6 | 143.2085 | 3414 | 57.02 | 44.06 | 1002 | 57.02 | 0 | 0.010005 | Cooling | 0.0016675 | #N/A | #N/A | #N/A | #N/A | 0 | 0 | 0 | 0 | 0 | 0.010005 | #N/A | #N/A | 88 | #N/A | #N/A | #N/A | #N/A | 5.558e-06% | 1 | 50% | 0% | 0% | 0% | 8.2745 | 0 | 0 | 0 | 8.2745 | #N/A
2007-05-23 07:00 | 5 | 23 | 7 | 143.2502 | 3415 | 60.08 | 46.94 | 1002 | 60.08 | 0 | 0 | Cooling | 0 | #N/A | #N/A | #N/A | #N/A | 0 | 0 | 0 | 0 | 0 | 0 | #N/A | #N/A | 88 | #N/A | #N/A | #N/A | #N/A | 0% | 1 | 50% | 0% | 0% | 0% | 8.2745 | 0 | 0 | 0 | 8.2745 | #N/A
2007-05-23 08:00 | 5 | 23 | 8 | 143.2919 | 3416 | 60.08 | 48.02 | 1002 | 60.08 | 0 | 4.5626 | Cooling | 0.76043 | #N/A | #N/A | #N/A | #N/A | 0 | 0 | 0 | 0 | 0 | 4.5626 | #N/A | #N/A | 88 | #N/A | #N/A | #N/A | #N/A | 0.002535% | 1 | 50% | 0% | 0% | 0% | 8.2745 | 0 | 0 | 0 | 8.2745 | #N/A
2007-05-23 09:00 | 5 | 23 | 9 | 143.3335 | 3417 | 60.98 | 50 | 1002 | 60.98 | 0 | 175.5842 | Cooling | 29.264 | #N/A | #N/A | #N/A | #N/A | 0 | 0 | 0 | 0 | 0 | 175.5842 | #N/A | #N/A | 88 | #N/A | #N/A | #N/A | #N/A | 0.09755% | 1 | 50% | 0% | 0% | 0% | 8.2745 | 0 | 0 | 0 | 8.2745 | #N/A
2007-05-23 10:00 | 5 | 23 | 10 | 143.3752 | 3418 | 60.98 | 48.02 | 1002 | 60.98 | 0 | 481.937 | Cooling | 80.3228 | #N/A | #N/A | #N/A | #N/A | 0 | 0 | 0 | 0 | 0 | 481.937 | #N/A | #N/A | 88 | #N/A | #N/A | #N/A | #N/A | 0.2677% | 1 | 50% | 0% | 0% | 0% | 8.2745 | 0 | 0 | 0 | 8.2745 | #N/A
2007-05-23 11:00 | 5 | 23 | 11 | 143.4169 | 3419 | 60.98 | 46.04 | 1001 | 60.98 | 0 | 690.2258 | Cooling | 115.0376 | #N/A | #N/A | #N/A | #N/A | 0 | 0 | 0 | 0 | 0 | 690.2258 | #N/A | #N/A | 88 | #N/A | #N/A | #N/A | #N/A | 0.3835% | 1 | 50% | 0% | 0% | 0% | 8.2745 | 0 | 0 | 0 | 8.2745 | #N/A
2007-05-23 12:00 | 5 | 23 | 12 | 143.4585 | 3420 | 64.04 | 46.94 | 1001 | 64.04 | 0 | 907.2201 | Cooling | 151.2034 | #N/A | #N/A | #N/A | #N/A | 0 | 0 | 0 | 0 | 0 | 907.2201 | #N/A | #N/A | 88 | #N/A | #N/A | #N/A | #N/A | 0.504% | 1 | 50% | 0% | 0% | 0% | 8.2745 | 0 | 0 | 0 | 8.2745 | #N/A
2007-05-23 13:00 | 5 | 23 | 13 | 143.5002 | 3421 | 64.04 | 44.96 | 1001 | 64.04 | 0 | 1088.6305 | Cooling | 181.4384 | #N/A | #N/A | #N/A | #N/A | 0 | 0 | 0 | 0 | 0 | 1088.6305 | #N/A | #N/A | 88 | #N/A | #N/A | #N/A | #N/A | 0.6048% | 1 | 50% | 0% | 0% | 0% | 8.2745 | 0 | 0 | 0 | 8.2745 | #N/A
2007-05-23 14:00 | 5 | 23 | 14 | 143.5419 | 3422 | 64.04 | 44.06 | 1000 | 64.04 | 0 | 1176.0075 | Cooling | 196.0013 | #N/A | #N/A | #N/A | #N/A | 0 | 0 | 0 | 0 | 0 | 1176.0075 | #N/A | #N/A | 88 | #N/A | #N/A | #N/A | #N/A | 0.6533% | 1 | 50% | 0% | 0% | 0% | 8.2745 | 0 | 0 | 0 | 8.2745 | #N/A
2007-05-23 15:00 | 5 | 23 | 15 | 143.5835 | 3423 | 64.04 | 42.08 | 999 | 64.04 | 0 | 1368.3339 | Cooling | 228.0556 | #N/A | #N/A | #N/A | #N/A | 0 | 0 | 0 | 0 | 0 | 1368.3339 | #N/A | #N/A | 88 | #N/A | #N/A | #N/A | #N/A | 0.7602% | 1 | 50% | 0% | 0% | 0% | 8.2745 | 0 | 0 | 0 | 8.2745 | #N/A
2007-05-23 16:00 | 5 | 23 | 16 | 143.6252 | 3424 | 64.94 | 44.06 | 999 | 64.94 | 0 | 1747.1045 | Cooling | 291.1841 | #N/A | #N/A | #N/A | #N/A | 0 | 0 | 0 | 0 | 0 | 1747.1045 | #N/A | #N/A | 88 | #N/A | #N/A | #N/A | #N/A | 0.9706% | 1 | 50% | 0% | 0% | 0% | 8.2745 | 0 | 0 | 0 | 8.2745 | #N/A
2007-05-23 17:00 | 5 | 23 | 17 | 143.6669 | 3425 | 64.94 | 46.04 | 999 | 64.94 | 0 | 1407.7432 | Cooling | 234.6239 | #N/A | #N/A | #N/A | #N/A | 0 | 0 | 0 | 0 | 0 | 1407.7432 | #N/A | #N/A | 88 | #N/A | #N/A | #N/A | #N/A | 0.7821% | 1 | 50% | 0% | 0% | 0% | 8.2745 | 0 | 0 | 0 | 8.2745 | #N/A
2007-05-23 18:00 | 5 | 23 | 18 | 143.7085 | 3426 | 60.08 | 42.98 | 999 | 60.08 | 0 | 1118.7102 | Cooling | 186.4517 | #N/A | #N/A | #N/A | #N/A | 0 | 0 | 0 | 0 | 0 | 1118.7102 | #N/A | #N/A | 88 | #N/A | #N/A | #N/A | #N/A | 0.6215% | 1 | 50% | 0% | 0% | 0% | 8.2745 | 0 | 0 | 0 | 8.2745 | #N/A
2007-05-23 19:00 | 5 | 23 | 19 | 143.7502 | 3427 | 57.92 | 44.96 | 999 | 57.92 | 0 | 904.785 | Cooling | 150.7975 | #N/A | #N/A | #N/A | #N/A | 0 | 0 | 0 | 0 | 0 | 904.785 | #N/A | #N/A | 88 | #N/A | #N/A | #N/A | #N/A | 0.5027% | 1 | 50% | 0% | 0% | 0% | 8.2745 | 0 | 0 | 0 | 8.2745 | #N/A
2007-05-23 20:00 | 5 | 23 | 20 | 143.7919 | 3428 | 57.02 | 44.06 | 999 | 57.02 | 0 | 521.4484 | Cooling | 86.9081 | #N/A | #N/A | #N/A | #N/A | 0 | 0 | 0 | 0 | 0 | 521.4484 | #N/A | #N/A | 88 | #N/A | #N/A | #N/A | #N/A | 0.2897% | 1 | 50% | 0% | 0% | 0% | 8.2745 | 0 | 0 | 0 | 8.2745 | #N/A
2007-05-23 21:00 | 5 | 23 | 21 | 143.8335 | 3429 | 57.02 | 44.06 | 1000 | 57.02 | 0 | 288.7329 | Cooling | 48.1221 | #N/A | #N/A | #N/A | #N/A | 0 | 0 | 0 | 0 | 0 | 288.7329 | #N/A | #N/A | 88 | #N/A | #N/A | #N/A | #N/A | 0.1604% | 1 | 50% | 0% | 0% | 0% | 8.2745 | 0 | 0 | 0 | 8.2745 | #N/A
2007-05-23 22:00 | 5 | 23 | 22 | 143.8752 | 3430 | 55.94 | 44.96 | 1000 | 55.94 | 0 | 0 | Cooling | 0 | #N/A | #N/A | #N/A | #N/A | 0 | 0 | 0 | 0 | 0 | 0 | #N/A | #N/A | 88 | #N/A | #N/A | #N/A | #N/A | 0% | 1 | 50% | 0% | 0% | 0% | 8.2745 | 0 | 0 | 0 | 8.2745 | #N/A
2007-05-23 23:00 | 5 | 23 | 23 | 143.9169 | 3431 | 55.94 | 44.06 | 1000 | 55.94 | 0 | 0.012723 | Cooling | 0.0021204 | #N/A | #N/A | #N/A | #N/A | 0 | 0 | 0 | 0 | 0 | 0.012723 | #N/A | #N/A | 88 | #N/A | #N/A | #N/A | #N/A | 7.068e-06% | 1 | 50% | 0% | 0% | 0% | 8.2745 | 0 | 0 | 0 | 8.2745 | #N/A
2007-05-24 | 5 | 24 | 0 | 143.9585 | 3432 | 55.04 | 46.04 | 1000 | 55.04 | 0 | 0.0052088 | Cooling | 0.00086814 | #N/A | #N/A | #N/A | #N/A | 0 | 0 | 0 | 0 | 0 | 0.0052088 | #N/A | #N/A | 88 | #N/A | #N/A | #N/A | #N/A | 2.894e-06% | 1 | 50% | 0% | 0% | 0% | 8.2745 | 0 | 0 | 0 | 8.2745 | #N/A
2007-05-24 01:00 | 5 | 24 | 1 | 144.0002 | 3433 | 53.96 | 44.96 | 1000 | 53.96 | 0 | 0.0031203 | Cooling | 0.00052004 | #N/A | #N/A | #N/A | #N/A | 0 | 0 | 0 | 0 | 0 | 0.0031203 | #N/A | #N/A | 88 | #N/A | #N/A | #N/A | #N/A | 1.733e-06% | 1 | 50% | 0% | 0% | 0% | 8.2745 | 0 | 0 | 0 | 8.2745 | #N/A
2007-05-24 02:00 | 5 | 24 | 2 | 144.0419 | 3434 | 53.96 | 44.06 | 1000 | 53.96 | 0 | 0.021673 | Cooling | 0.0036122 | #N/A | #N/A | #N/A | #N/A | 0 | 0 | 0 | 0 | 0 | 0.021673 | #N/A | #N/A | 88 | #N/A | #N/A | #N/A | #N/A | 1.204e-05% | 1 | 50% | 0% | 0% | 0% | 8.2745 | 0 | 0 | 0 | 8.2745 | #N/A
2007-05-24 03:00 | 5 | 24 | 3 | 144.0835 | 3435 | 55.04 | 44.06 | 999 | 55.04 | 0 | 0.024396 | Cooling | 0.004066 | #N/A | #N/A | #N/A | #N/A | 0 | 0 | 0 | 0 | 0 | 0.024396 | #N/A | #N/A | 88 | #N/A | #N/A | #N/A | #N/A | 1.355e-05% | 1 | 50% | 0% | 0% | 0% | 8.2745 | 0 | 0 | 0 | 8.2745 | #N/A
2007-05-24 04:00 | 5 | 24 | 4 | 144.1252 | 3436 | 55.04 | 44.06 | 999 | 55.04 | 0 | 0.018862 | Cooling | 0.0031437 | #N/A | #N/A | #N/A | #N/A | 0 | 0 | 0 | 0 | 0 | 0.018862 | #N/A | #N/A | 88 | #N/A | #N/A | #N/A | #N/A | 1.048e-05% | 1 | 50% | 0% | 0% | 0% | 8.2745 | 0 | 0 | 0 | 8.2745 | #N/A
2007-05-24 05:00 | 5 | 24 | 5 | 144.1669 | 3437 | 55.04 | 42.98 | 1000 | 55.04 | 0 | 0.039647 | Cooling | 0.0066079 | #N/A | #N/A | #N/A | #N/A | 0 | 0 | 0 | 0 | 0 | 0.039647 | #N/A | #N/A | 88 | #N/A | #N/A | #N/A | #N/A | 2.203e-05% | 1 | 50% | 0% | 0% | 0% | 8.2745 | 0 | 0 | 0 | 8.2745 | #N/A
2007-05-24 06:00 | 5 | 24 | 6 | 144.2085 | 3438 | 55.04 | 46.04 | 1000 | 55.04 | 0 | 0.012803 | Cooling | 0.0021339 | #N/A | #N/A | #N/A | #N/A | 0 | 0 | 0 | 0 | 0 | 0.012803 | #N/A | #N/A | 88 | #N/A | #N/A | #N/A | #N/A | 7.113e-06% | 1 | 50% | 0% | 0% | 0% | 8.2745 | 0 | 0 | 0 | 8.2745 | #N/A
2007-05-24 07:00 | 5 | 24 | 7 | 144.2502 | 3439 | 55.94 | 46.94 | 1000 | 55.94 | 0 | 40.4753 | Cooling | 6.7459 | #N/A | #N/A | #N/A | #N/A | 0 | 0 | 0 | 0 | 0 | 40.4753 | #N/A | #N/A | 88 | #N/A | #N/A | #N/A | #N/A | 0.02249% | 1 | 50% | 0% | 0% | 0% | 8.2745 | 0 | 0 | 0 | 8.2745 | #N/A
2007-05-24 08:00 | 5 | 24 | 8 | 144.2919 | 3440 | 55.94 | 48.02 | 1000 | 55.94 | 0 | 353.264 | Cooling | 58.8773 | #N/A | #N/A | #N/A | #N/A | 0 | 0 | 0 | 0 | 0 | 353.264 | #N/A | #N/A | 88 | #N/A | #N/A | #N/A | #N/A | 0.1963% | 1 | 50% | 0% | 0% | 0% | 8.2745 | 0 | 0 | 0 | 8.2745 | #N/A
2007-05-24 09:00 | 5 | 24 | 9 | 144.3335 | 3441 | 57.02 | 48.02 | 1000 | 57.02 | 0 | 686.4353 | Cooling | 114.4059 | #N/A | #N/A | #N/A | #N/A | 0 | 0 | 0 | 0 | 0 | 686.4353 | #N/A | #N/A | 88 | #N/A | #N/A | #N/A | #N/A | 0.3814% | 1 | 50% | 0% | 0% | 0% | 8.2745 | 0 | 0 | 0 | 8.2745 | #N/A
2007-05-24 10:00 | 5 | 24 | 10 | 144.3752 | 3442 | 59 | 48.02 | 1000 | 59 | 0 | 890.2289 | Cooling | 148.3715 | #N/A | #N/A | #N/A | #N/A | 0 | 0 | 0 | 0 | 0 | 890.2289 | #N/A | #N/A | 88 | #N/A | #N/A | #N/A | #N/A | 0.4946% | 1 | 50% | 0% | 0% | 0% | 8.2745 | 0 | 0 | 0 | 8.2745 | #N/A
2007-05-24 11:00 | 5 | 24 | 11 | 144.4169 | 3443 | 59 | 46.94 | 1000 | 59 | 0 | 1063.8701 | Cooling | 177.3117 | #N/A | #N/A | #N/A | #N/A | 0 | 0 | 0 | 0 | 0 | 1063.8701 | #N/A | #N/A | 88 | #N/A | #N/A | #N/A | #N/A | 0.591% | 1 | 50% | 0% | 0% | 0% | 8.2745 | 0 | 0 | 0 | 8.2745 | #N/A
2007-05-24 12:00 | 5 | 24 | 12 | 144.4585 | 3444 | 64.04 | 48.92 | 999 | 64.04 | 0 | 1432.7344 | Cooling | 238.7891 | #N/A | #N/A | #N/A | #N/A | 0 | 0 | 0 | 0 | 0 | 1432.7344 | #N/A | #N/A | 88 | #N/A | #N/A | #N/A | #N/A | 0.796% | 1 | 50% | 0% | 0% | 0% | 8.2745 | 0 | 0 | 0 | 8.2745 | #N/A
2007-05-24 13:00 | 5 | 24 | 13 | 144.5002 | 3445 | 68 | 48.92 | 999 | 68 | 0 | 1858.6962 | Cooling | 309.7827 | #N/A | #N/A | #N/A | #N/A | 0 | 0 | 0 | 0 | 0 | 1858.6962 | #N/A | #N/A | 88 | #N/A | #N/A | #N/A | #N/A | 1.033% | 1 | 50% | 0% | 0% | 0% | 8.2745 | 0 | 0 | 0 | 8.2745 | #N/A
2007-05-24 14:00 | 5 | 24 | 14 | 144.5419 | 3446 | 68 | 48.02 | 998 | 68 | 0 | 1957.4848 | Cooling | 326.2475 | #N/A | #N/A | #N/A | #N/A | 0 | 0 | 0 | 0 | 0 | 1957.4848 | #N/A | #N/A | 88 | #N/A | #N/A | #N/A | #N/A | 1.087% | 1 | 50% | 0% | 0% | 0% | 8.2745 | 0 | 0 | 0 | 8.2745 | #N/A
2007-05-24 15:00 | 5 | 24 | 15 | 144.5835 | 3447 | 62.06 | 44.96 | 998 | 62.06 | 0 | 2035.0734 | Cooling | 339.1789 | #N/A | #N/A | #N/A | #N/A | 0 | 0 | 0 | 0 | 0 | 2035.0734 | #N/A | #N/A | 88 | #N/A | #N/A | #N/A | #N/A | 1.131% | 1 | 50% | 0% | 0% | 0% | 8.2745 | 0 | 0 | 0 | 8.2745 | #N/A
2007-05-24 16:00 | 5 | 24 | 16 | 144.6252 | 3448 | 62.06 | 46.04 | 997 | 62.06 | 0 | 2126.8391 | Cooling | 354.4732 | #N/A | #N/A | #N/A | #N/A | 0 | 0 | 0 | 0 | 0 | 2126.8391 | #N/A | #N/A | 88 | #N/A | #N/A | #N/A | #N/A | 1.182% | 1 | 50% | 0% | 0% | 0% | 8.2745 | 0 | 0 | 0 | 8.2745 | #N/A
2007-05-24 17:00 | 5 | 24 | 17 | 144.6669 | 3449 | 62.06 | 46.94 | 997 | 62.06 | 0 | 2022.2142 | Cooling | 337.0357 | #N/A | #N/A | #N/A | #N/A | 0 | 0 | 0 | 0 | 0 | 2022.2142 | #N/A | #N/A | 88 | #N/A | #N/A | #N/A | #N/A | 1.123% | 1 | 50% | 0% | 0% | 0% | 8.2745 | 0 | 0 | 0 | 8.2745 | #N/A
2007-05-24 18:00 | 5 | 24 | 18 | 144.7085 | 3450 | 62.06 | 44.96 | 997 | 62.06 | 0 | 1705.7866 | Cooling | 284.2978 | #N/A | #N/A | #N/A | #N/A | 0 | 0 | 0 | 0 | 0 | 1705.7866 | #N/A | #N/A | 88 | #N/A | #N/A | #N/A | #N/A | 0.9477% | 1 | 50% | 0% | 0% | 0% | 8.2745 | 0 | 0 | 0 | 8.2745 | #N/A
2007-05-24 19:00 | 5 | 24 | 19 | 144.7502 | 3451 | 60.98 | 44.06 | 997 | 60.98 | 0 | 1181.7325 | Cooling | 196.9554 | #N/A | #N/A | #N/A | #N/A | 0 | 0 | 0 | 0 | 0 | 1181.7325 | #N/A | #N/A | 88 | #N/A | #N/A | #N/A | #N/A | 0.6565% | 1 | 50% | 0% | 0% | 0% | 8.2745 | 0 | 0 | 0 | 8.2745 | #N/A
2007-05-24 20:00 | 5 | 24 | 20 | 144.7919 | 3452 | 60.98 | 46.04 | 997 | 60.98 | 0 | 780.6668 | Cooling | 130.1111 | #N/A | #N/A | #N/A | #N/A | 0 | 0 | 0 | 0 | 0 | 780.6668 | #N/A | #N/A | 88 | #N/A | #N/A | #N/A | #N/A | 0.4337% | 1 | 50% | 0% | 0% | 0% | 8.2745 | 0 | 0 | 0 | 8.2745 | #N/A
2007-05-24 21:00 | 5 | 24 | 21 | 144.8335 | 3453 | 57.92 | 46.94 | 997 | 57.92 | 0 | 448.2335 | Cooling | 74.7056 | #N/A | #N/A | #N/A | #N/A | 0 | 0 | 0 | 0 | 0 | 448.2335 | #N/A | #N/A | 88 | #N/A | #N/A | #N/A | #N/A | 0.249% | 1 | 50% | 0% | 0% | 0% | 8.2745 | 0 | 0 | 0 | 8.2745 | #N/A
2007-05-24 22:00 | 5 | 24 | 22 | 144.8752 | 3454 | 57.92 | 46.94 | 996 | 57.92 | 0 | 0 | Cooling | 0 | #N/A | #N/A | #N/A | #N/A | 0 | 0 | 0 | 0 | 0 | 0 | #N/A | #N/A | 88 | #N/A | #N/A | #N/A | #N/A | 0% | 1 | 50% | 0% | 0% | 0% | 8.2745 | 0 | 0 | 0 | 8.2745 | #N/A
2007-05-24 23:00 | 5 | 24 | 23 | 144.9169 | 3455 | 57.92 | 46.94 | 996 | 57.92 | 0 | 0 | Cooling | 0 | #N/A | #N/A | #N/A | #N/A | 0 | 0 | 0 | 0 | 0 | 0 | #N/A | #N/A | 88 | #N/A | #N/A | #N/A | #N/A | 0% | 1 | 50% | 0% | 0% | 0% | 8.2745 | 0 | 0 | 0 | 8.2745 | #N/A
2007-05-25 | 5 | 25 | 0 | 144.9585 | 3456 | 53.96 | 46.94 | 996 | 53.96 | 0 | 0 | Cooling | 0 | #N/A | #N/A | #N/A | #N/A | 0 | 0 | 0 | 0 | 0 | 0 | #N/A | #N/A | 88 | #N/A | #N/A | #N/A | #N/A | 0% | 1 | 50% | 0% | 0% | 0% | 8.2745 | 0 | 0 | 0 | 8.2745 | #N/A
2007-05-25 01:00 | 5 | 25 | 1 | 145.0002 | 3457 | 55.94 | 46.04 | 996 | 55.94 | 0 | 0.0098137 | Cooling | 0.0016356 | #N/A | #N/A | #N/A | #N/A | 0 | 0 | 0 | 0 | 0 | 0.0098137 | #N/A | #N/A | 88 | #N/A | #N/A | #N/A | #N/A | 5.452e-06% | 1 | 50% | 0% | 0% | 0% | 8.2745 | 0 | 0 | 0 | 8.2745 | #N/A
2007-05-25 02:00 | 5 | 25 | 2 | 145.0419 | 3458 | 55.94 | 44.96 | 995 | 55.94 | 0 | 0.023301 | Cooling | 0.0038835 | #N/A | #N/A | #N/A | #N/A | 0 | 0 | 0 | 0 | 0 | 0.023301 | #N/A | #N/A | 88 | #N/A | #N/A | #N/A | #N/A | 1.295e-05% | 1 | 50% | 0% | 0% | 0% | 8.2745 | 0 | 0 | 0 | 8.2745 | #N/A
2007-05-25 03:00 | 5 | 25 | 3 | 145.0835 | 3459 | 53.06 | 46.04 | 995 | 53.06 | 0 | 0.015302 | Cooling | 0.0025503 | #N/A | #N/A | #N/A | #N/A | 0 | 0 | 0 | 0 | 0 | 0.015302 | #N/A | #N/A | 88 | #N/A | #N/A | #N/A | #N/A | 8.501e-06% | 1 | 50% | 0% | 0% | 0% | 8.2745 | 0 | 0 | 0 | 8.2745 | #N/A
2007-05-25 04:00 | 5 | 25 | 4 | 145.1252 | 3460 | 51.98 | 44.96 | 995 | 51.98 | 0 | 0.021663 | Cooling | 0.0036105 | #N/A | #N/A | #N/A | #N/A | 0 | 0 | 0 | 0 | 0 | 0.021663 | #N/A | #N/A | 88 | #N/A | #N/A | #N/A | #N/A | 1.204e-05% | 1 | 50% | 0% | 0% | 0% | 8.2745 | 0 | 0 | 0 | 8.2745 | #N/A
2007-05-25 05:00 | 5 | 25 | 5 | 145.1669 | 3461 | 51.98 | 44.96 | 995 | 51.98 | 0 | 0.033784 | Cooling | 0.0056307 | #N/A | #N/A | #N/A | #N/A | 0 | 0 | 0 | 0 | 0 | 0.033784 | #N/A | #N/A | 88 | #N/A | #N/A | #N/A | #N/A | 1.877e-05% | 1 | 50% | 0% | 0% | 0% | 8.2745 | 0 | 0 | 0 | 8.2745 | #N/A
2007-05-25 06:00 | 5 | 25 | 6 | 145.2085 | 3462 | 53.06 | 48.02 | 995 | 53.06 | 0 | 0.007013 | Cooling | 0.0011688 | #N/A | #N/A | #N/A | #N/A | 0 | 0 | 0 | 0 | 0 | 0.007013 | #N/A | #N/A | 88 | #N/A | #N/A | #N/A | #N/A | 3.896e-06% | 1 | 50% | 0% | 0% | 0% | 8.2745 | 0 | 0 | 0 | 8.2745 | #N/A
2007-05-25 07:00 | 5 | 25 | 7 | 145.2502 | 3463 | 57.02 | 48.92 | 995 | 57.02 | 0 | 99.2946 | Cooling | 16.5491 | #N/A | #N/A | #N/A | #N/A | 0 | 0 | 0 | 0 | 0 | 99.2946 | #N/A | #N/A | 88 | #N/A | #N/A | #N/A | #N/A | 0.05516% | 1 | 50% | 0% | 0% | 0% | 8.2745 | 0 | 0 | 0 | 8.2745 | #N/A
2007-05-25 08:00 | 5 | 25 | 8 | 145.2919 | 3464 | 57.02 | 48.92 | 995 | 57.02 | 0 | 585.5571 | Cooling | 97.5928 | #N/A | #N/A | #N/A | #N/A | 0 | 0 | 0 | 0 | 0 | 585.5571 | #N/A | #N/A | 88 | #N/A | #N/A | #N/A | #N/A | 0.3253% | 1 | 50% | 0% | 0% | 0% | 8.2745 | 0 | 0 | 0 | 8.2745 | #N/A
2007-05-25 09:00 | 5 | 25 | 9 | 145.3335 | 3465 | 66.02 | 48.02 | 995 | 66.02 | 0 | 965.9592 | Cooling | 160.9932 | #N/A | #N/A | #N/A | #N/A | 0 | 0 | 0 | 0 | 0 | 965.9592 | #N/A | #N/A | 88 | #N/A | #N/A | #N/A | #N/A | 0.5366% | 1 | 50% | 0% | 0% | 0% | 8.2745 | 0 | 0 | 0 | 8.2745 | #N/A
2007-05-25 10:00 | 5 | 25 | 10 | 145.3752 | 3466 | 69.08 | 48.92 | 995 | 69.08 | 0 | 1199.3645 | Cooling | 199.8941 | #N/A | #N/A | #N/A | #N/A | 0 | 0 | 0 | 0 | 0 | 1199.3645 | #N/A | #N/A | 88 | #N/A | #N/A | #N/A | #N/A | 0.6663% | 1 | 50% | 0% | 0% | 0% | 8.2745 | 0 | 0 | 0 | 8.2745 | #N/A
2007-05-25 11:00 | 5 | 25 | 11 | 145.4169 | 3467 | 69.08 | 50 | 994 | 69.08 | 0 | 1552.5916 | Cooling | 258.7653 | #N/A | #N/A | #N/A | #N/A | 0 | 0 | 0 | 0 | 0 | 1552.5916 | #N/A | #N/A | 88 | #N/A | #N/A | #N/A | #N/A | 0.8626% | 1 | 50% | 0% | 0% | 0% | 8.2745 | 0 | 0 | 0 | 8.2745 | #N/A
2007-05-25 12:00 | 5 | 25 | 12 | 145.4585 | 3468 | 73.94 | 51.08 | 994 | 73.94 | 0 | 1826.8953 | Cooling | 304.4825 | #N/A | #N/A | #N/A | #N/A | 0 | 0 | 0 | 0 | 0 | 1826.8953 | #N/A | #N/A | 88 | #N/A | #N/A | #N/A | #N/A | 1.015% | 1 | 50% | 0% | 0% | 0% | 8.2745 | 0 | 0 | 0 | 8.2745 | #N/A
2007-05-25 13:00 | 5 | 25 | 13 | 145.5002 | 3469 | 75.92 | 51.98 | 993 | 75.92 | 0 | 1918.4205 | Cooling | 319.7368 | #N/A | #N/A | #N/A | #N/A | 0 | 0 | 0 | 0 | 0 | 1918.4205 | #N/A | #N/A | 88 | #N/A | #N/A | #N/A | #N/A | 1.066% | 1 | 50% | 0% | 0% | 0% | 8.2745 | 0 | 0 | 0 | 8.2745 | #N/A
2007-05-25 14:00 | 5 | 25 | 14 | 145.5419 | 3470 | 75.92 | 51.08 | 993 | 75.92 | 0 | 1716.2586 | Cooling | 286.0431 | #N/A | #N/A | #N/A | #N/A | 0 | 0 | 0 | 0 | 0 | 1716.2586 | #N/A | #N/A | 88 | #N/A | #N/A | #N/A | #N/A | 0.9535% | 1 | 50% | 0% | 0% | 0% | 8.2745 | 0 | 0 | 0 | 8.2745 | #N/A
2007-05-25 15:00 | 5 | 25 | 15 | 145.5835 | 3471 | 75.92 | 53.06 | 993 | 75.92 | 0 | 1685.763 | Cooling | 280.9605 | #N/A | #N/A | #N/A | #N/A | 0 | 0 | 0 | 0 | 0 | 1685.763 | #N/A | #N/A | 88 | #N/A | #N/A | #N/A | #N/A | 0.9365% | 1 | 50% | 0% | 0% | 0% | 8.2745 | 0 | 0 | 0 | 8.2745 | #N/A
2007-05-25 16:00 | 5 | 25 | 16 | 145.6252 | 3472 | 75.02 | 53.06 | 993 | 75.02 | 0 | 1834.5354 | Cooling | 305.7559 | #N/A | #N/A | #N/A | #N/A | 0 | 0 | 0 | 0 | 0 | 1834.5354 | #N/A | #N/A | 88 | #N/A | #N/A | #N/A | #N/A | 1.019% | 1 | 50% | 0% | 0% | 0% | 8.2745 | 0 | 0 | 0 | 8.2745 | #N/A
2007-05-25 17:00 | 5 | 25 | 17 | 145.6669 | 3473 | 75.02 | 51.98 | 993 | 75.02 | 0 | 1815.306 | Cooling | 302.551 | #N/A | #N/A | #N/A | #N/A | 0 | 0 | 0 | 0 | 0 | 1815.306 | #N/A | #N/A | 88 | #N/A | #N/A | #N/A | #N/A | 1.009% | 1 | 50% | 0% | 0% | 0% | 8.2745 | 0 | 0 | 0 | 8.2745 | #N/A
2007-05-25 18:00 | 5 | 25 | 18 | 145.7085 | 3474 | 73.94 | 51.98 | 993 | 73.94 | 0 | 162.2049 | Cooling | 27.0341 | #N/A | #N/A | #N/A | #N/A | 0 | 0 | 0 | 0 | 0 | 162.2049 | #N/A | #N/A | 88 | #N/A | #N/A | #N/A | #N/A | 0.09011% | 1 | 50% | 0% | 0% | 0% | 8.2745 | 0 | 0 | 0 | 8.2745 | #N/A
2007-05-25 19:00 | 5 | 25 | 19 | 145.7502 | 3475 | 71.06 | 51.98 | 993 | 71.06 | 0 | 139.8963 | Cooling | 23.316 | #N/A | #N/A | #N/A | #N/A | 0 | 0 | 0 | 0 | 0 | 139.8963 | #N/A | #N/A | 88 | #N/A | #N/A | #N/A | #N/A | 0.07772% | 1 | 50% | 0% | 0% | 0% | 8.2745 | 0 | 0 | 0 | 8.2745 | #N/A
2007-05-25 20:00 | 5 | 25 | 20 | 145.7919 | 3476 | 71.06 | 51.98 | 993 | 71.06 | 0 | 97.6924 | Cooling | 16.2821 | #N/A | #N/A | #N/A | #N/A | 0 | 0 | 0 | 0 | 0 | 97.6924 | #N/A | #N/A | 88 | #N/A | #N/A | #N/A | #N/A | 0.05427% | 1 | 50% | 0% | 0% | 0% | 8.2745 | 0 | 0 | 0 | 8.2745 | #N/A
2007-05-25 21:00 | 5 | 25 | 21 | 145.8335 | 3477 | 66.92 | 53.06 | 994 | 66.92 | 0 | 76.2729 | Cooling | 12.7121 | #N/A | #N/A | #N/A | #N/A | 0 | 0 | 0 | 0 | 0 | 76.2729 | #N/A | #N/A | 88 | #N/A | #N/A | #N/A | #N/A | 0.04237% | 1 | 50% | 0% | 0% | 0% | 8.2745 | 0 | 0 | 0 | 8.2745 | #N/A
2007-05-25 22:00 | 5 | 25 | 22 | 145.8752 | 3478 | 64.04 | 53.06 | 994 | 64.04 | 0 | 58.0967 | Cooling | 9.6828 | #N/A | #N/A | #N/A | #N/A | 0 | 0 | 0 | 0 | 0 | 58.0967 | #N/A | #N/A | 88 | #N/A | #N/A | #N/A | #N/A | 0.03228% | 1 | 50% | 0% | 0% | 0% | 8.2745 | 0 | 0 | 0 | 8.2745 | #N/A
2007-05-25 23:00 | 5 | 25 | 23 | 145.9169 | 3479 | 64.04 | 51.08 | 993 | 64.04 | 0 | 25.9727 | Cooling | 4.3288 | #N/A | #N/A | #N/A | #N/A | 0 | 0 | 0 | 0 | 0 | 25.9727 | #N/A | #N/A | 88 | #N/A | #N/A | #N/A | #N/A | 0.01443% | 1 | 50% | 0% | 0% | 0% | 8.2745 | 0 | 0 | 0 | 8.2745 | #N/A
2007-05-26 | 5 | 26 | 0 | 145.9585 | 3480 | 57.02 | 51.98 | 993 | 57.02 | 0 | 25.6112 | Cooling | 4.2685 | #N/A | #N/A | #N/A | #N/A | 0 | 0 | 0 | 0 | 0 | 25.6112 | #N/A | #N/A | 88 | #N/A | #N/A | #N/A | #N/A | 0.01423% | 1 | 50% | 0% | 0% | 0% | 8.2745 | 0 | 0 | 0 | 8.2745 | #N/A
2007-05-26 01:00 | 5 | 26 | 1 | 146.0002 | 3481 | 55.94 | 51.08 | 993 | 55.94 | 0 | 21.9257 | Cooling | 3.6543 | #N/A | #N/A | #N/A | #N/A | 0 | 0 | 0 | 0 | 0 | 21.9257 | #N/A | #N/A | 88 | #N/A | #N/A | #N/A | #N/A | 0.01218% | 1 | 50% | 0% | 0% | 0% | 8.2745 | 0 | 0 | 0 | 8.2745 | #N/A
2007-05-26 02:00 | 5 | 26 | 2 | 146.0419 | 3482 | 55.94 | 50 | 993 | 55.94 | 0 | 10.0577 | Cooling | 1.6763 | #N/A | #N/A | #N/A | #N/A | 0 | 0 | 0 | 0 | 0 | 10.0577 | #N/A | #N/A | 88 | #N/A | #N/A | #N/A | #N/A | 0.005588% | 1 | 50% | 0% | 0% | 0% | 8.2745 | 0 | 0 | 0 | 8.2745 | #N/A
2007-05-26 03:00 | 5 | 26 | 3 | 146.0835 | 3483 | 57.92 | 51.08 | 993 | 57.92 | 0 | 11.3472 | Cooling | 1.8912 | #N/A | #N/A | #N/A | #N/A | 0 | 0 | 0 | 0 | 0 | 11.3472 | #N/A | #N/A | 88 | #N/A | #N/A | #N/A | #N/A | 0.006304% | 1 | 50% | 0% | 0% | 0% | 8.2745 | 0 | 0 | 0 | 8.2745 | #N/A
2007-05-26 04:00 | 5 | 26 | 4 | 146.1252 | 3484 | 57.92 | 51.08 | 993 | 57.92 | 0 | 11.5434 | Cooling | 1.9239 | #N/A | #N/A | #N/A | #N/A | 0 | 0 | 0 | 0 | 0 | 11.5434 | #N/A | #N/A | 88 | #N/A | #N/A | #N/A | #N/A | 0.006413% | 1 | 50% | 0% | 0% | 0% | 8.2745 | 0 | 0 | 0 | 8.2745 | #N/A
2007-05-26 05:00 | 5 | 26 | 5 | 146.1669 | 3485 | 57.92 | 51.98 | 994 | 57.92 | 0 | 23.6548 | Cooling | 3.9425 | #N/A | #N/A | #N/A | #N/A | 0 | 0 | 0 | 0 | 0 | 23.6548 | #N/A | #N/A | 88 | #N/A | #N/A | #N/A | #N/A | 0.01314% | 1 | 50% | 0% | 0% | 0% | 8.2745 | 0 | 0 | 0 | 8.2745 | #N/A
2007-05-26 06:00 | 5 | 26 | 6 | 146.2085 | 3486 | 60.08 | 53.06 | 994 | 60.08 | 0 | 61.6738 | Cooling | 10.279 | #N/A | #N/A | #N/A | #N/A | 0 | 0 | 0 | 0 | 0 | 61.6738 | #N/A | #N/A | 88 | #N/A | #N/A | #N/A | #N/A | 0.03426% | 1 | 50% | 0% | 0% | 0% | 8.2745 | 0 | 0 | 0 | 8.2745 | #N/A
2007-05-26 07:00 | 5 | 26 | 7 | 146.2502 | 3487 | 60.98 | 53.06 | 995 | 60.98 | 0 | 84.2733 | Cooling | 14.0455 | #N/A | #N/A | #N/A | #N/A | 0 | 0 | 0 | 0 | 0 | 84.2733 | #N/A | #N/A | 88 | #N/A | #N/A | #N/A | #N/A | 0.04682% | 1 | 50% | 0% | 0% | 0% | 8.2745 | 0 | 0 | 0 | 8.2745 | #N/A
2007-05-26 08:00 | 5 | 26 | 8 | 146.2919 | 3488 | 60.98 | 53.96 | 995 | 60.98 | 0 | 104.4359 | Cooling | 17.406 | #N/A | #N/A | #N/A | #N/A | 0 | 0 | 0 | 0 | 0 | 104.4359 | #N/A | #N/A | 88 | #N/A | #N/A | #N/A | #N/A | 0.05802% | 1 | 50% | 0% | 0% | 0% | 8.2745 | 0 | 0 | 0 | 8.2745 | #N/A
2007-05-26 09:00 | 5 | 26 | 9 | 146.3335 | 3489 | 62.96 | 55.04 | 995 | 62.96 | 0 | 123.3631 | Cooling | 20.5605 | #N/A | #N/A | #N/A | #N/A | 0 | 0 | 0 | 0 | 0 | 123.3631 | #N/A | #N/A | 88 | #N/A | #N/A | #N/A | #N/A | 0.06854% | 1 | 50% | 0% | 0% | 0% | 8.2745 | 0 | 0 | 0 | 8.2745 | #N/A
2007-05-26 10:00 | 5 | 26 | 10 | 146.3752 | 3490 | 66.02 | 55.04 | 995 | 66.02 | 0 | 84.1728 | Cooling | 14.0288 | #N/A | #N/A | #N/A | #N/A | 0 | 0 | 0 | 0 | 0 | 84.1728 | #N/A | #N/A | 88 | #N/A | #N/A | #N/A | #N/A | 0.04676% | 1 | 50% | 0% | 0% | 0% | 8.2745 | 0 | 0 | 0 | 8.2745 | #N/A
2007-05-26 11:00 | 5 | 26 | 11 | 146.4169 | 3491 | 66.02 | 55.94 | 995 | 66.02 | 0 | 94.6621 | Cooling | 15.777 | #N/A | #N/A | #N/A | #N/A | 0 | 0 | 0 | 0 | 0 | 94.6621 | #N/A | #N/A | 88 | #N/A | #N/A | #N/A | #N/A | 0.05259% | 1 | 50% | 0% | 0% | 0% | 8.2745 | 0 | 0 | 0 | 8.2745 | #N/A
2007-05-26 12:00 | 5 | 26 | 12 | 146.4585 | 3492 | 77 | 57.02 | 995 | 77 | 0 | 110.1654 | Cooling | 18.3609 | #N/A | #N/A | #N/A | #N/A | 0 | 0 | 0 | 0 | 0 | 110.1654 | #N/A | #N/A | 88 | #N/A | #N/A | #N/A | #N/A | 0.0612% | 1 | 50% | 0% | 0% | 0% | 8.2745 | 0 | 0 | 0 | 8.2745 | #N/A
2007-05-26 13:00 | 5 | 26 | 13 | 146.5002 | 3493 | 82.04 | 59 | 995 | 82.04 | 0 | 139.3482 | Cooling | 23.2247 | #N/A | #N/A | #N/A | #N/A | 0 | 0 | 0 | 0 | 0 | 139.3482 | #N/A | #N/A | 88 | #N/A | #N/A | #N/A | #N/A | 0.07742% | 1 | 50% | 0% | 0% | 0% | 8.2745 | 0 | 0 | 0 | 8.2745 | #N/A
2007-05-26 14:00 | 5 | 26 | 14 | 146.5419 | 3494 | 82.04 | 60.08 | 994 | 82.04 | 0 | 160.8738 | Cooling | 26.8123 | #N/A | #N/A | #N/A | #N/A | 0 | 0 | 0 | 0 | 0 | 160.8738 | #N/A | #N/A | 88 | #N/A | #N/A | #N/A | #N/A | 0.08937% | 1 | 50% | 0% | 0% | 0% | 8.2745 | 0 | 0 | 0 | 8.2745 | #N/A
2007-05-26 15:00 | 5 | 26 | 15 | 146.5835 | 3495 | 82.04 | 60.98 | 995 | 82.04 | 0 | 179.3358 | Cooling | 29.8893 | #N/A | #N/A | #N/A | #N/A | 0 | 0 | 0 | 0 | 0 | 179.3358 | #N/A | #N/A | 88 | #N/A | #N/A | #N/A | #N/A | 0.09963% | 1 | 50% | 0% | 0% | 0% | 8.2745 | 0 | 0 | 0 | 8.2745 | #N/A
2007-05-26 16:00 | 5 | 26 | 16 | 146.6252 | 3496 | 80.96 | 62.06 | 995 | 80.96 | 0 | 343.1455 | Cooling | 57.1909 | #N/A | #N/A | #N/A | #N/A | 0 | 0 | 0 | 0 | 0 | 343.1455 | #N/A | #N/A | 88 | #N/A | #N/A | #N/A | #N/A | 0.1906% | 1 | 50% | 0% | 0% | 0% | 8.2745 | 0 | 0 | 0 | 8.2745 | #N/A
2007-05-26 17:00 | 5 | 26 | 17 | 146.6669 | 3497 | 80.96 | 62.06 | 994 | 80.96 | 0 | 417.606 | Cooling | 69.601 | #N/A | #N/A | #N/A | #N/A | 0 | 0 | 0 | 0 | 0 | 417.606 | #N/A | #N/A | 88 | #N/A | #N/A | #N/A | #N/A | 0.232% | 1 | 50% | 0% | 0% | 0% | 8.2745 | 0 | 0 | 0 | 8.2745 | #N/A
2007-05-26 18:00 | 5 | 26 | 18 | 146.7085 | 3498 | 80.06 | 62.06 | 994 | 80.06 | 0 | 418.0477 | Cooling | 69.6746 | #N/A | #N/A | #N/A | #N/A | 0 | 0 | 0 | 0 | 0 | 418.0477 | #N/A | #N/A | 88 | #N/A | #N/A | #N/A | #N/A | 0.2322% | 1 | 50% | 0% | 0% | 0% | 8.2745 | 0 | 0 | 0 | 8.2745 | #N/A
2007-05-26 19:00 | 5 | 26 | 19 | 146.7502 | 3499 | 77 | 62.06 | 993 | 77 | 0 | 346.8715 | Cooling | 57.8119 | #N/A | #N/A | #N/A | #N/A | 0 | 0 | 0 | 0 | 0 | 346.8715 | #N/A | #N/A | 88 | #N/A | #N/A | #N/A | #N/A | 0.1927% | 1 | 50% | 0% | 0% | 0% | 8.2745 | 0 | 0 | 0 | 8.2745 | #N/A
2007-05-26 20:00 | 5 | 26 | 20 | 146.7919 | 3500 | 77 | 62.06 | 993 | 77 | 0 | 346.4373 | Cooling | 57.7395 | #N/A | #N/A | #N/A | #N/A | 0 | 0 | 0 | 0 | 0 | 346.4373 | #N/A | #N/A | 88 | #N/A | #N/A | #N/A | #N/A | 0.1925% | 1 | 50% | 0% | 0% | 0% | 8.2745 | 0 | 0 | 0 | 8.2745 | #N/A
2007-05-26 21:00 | 5 | 26 | 21 | 146.8335 | 3501 | 75.92 | 60.98 | 993 | 75.92 | 0 | 248.0076 | Cooling | 41.3346 | #N/A | #N/A | #N/A | #N/A | 0 | 0 | 0 | 0 | 0 | 248.0076 | #N/A | #N/A | 88 | #N/A | #N/A | #N/A | #N/A | 0.1378% | 1 | 50% | 0% | 0% | 0% | 8.2745 | 0 | 0 | 0 | 8.2745 | #N/A
2007-05-26 22:00 | 5 | 26 | 22 | 146.8752 | 3502 | 71.96 | 60.08 | 993 | 71.96 | 0 | 154.2305 | Cooling | 25.7051 | #N/A | #N/A | #N/A | #N/A | 0 | 0 | 0 | 0 | 0 | 154.2305 | #N/A | #N/A | 88 | #N/A | #N/A | #N/A | #N/A | 0.08568% | 1 | 50% | 0% | 0% | 0% | 8.2745 | 0 | 0 | 0 | 8.2745 | #N/A
2007-05-26 23:00 | 5 | 26 | 23 | 146.9169 | 3503 | 71.96 | 60.98 | 993 | 71.96 | 0 | 107.2771 | Cooling | 17.8795 | #N/A | #N/A | #N/A | #N/A | 0 | 0 | 0 | 0 | 0 | 107.2771 | #N/A | #N/A | 88 | #N/A | #N/A | #N/A | #N/A | 0.0596% | 1 | 50% | 0% | 0% | 0% | 8.2745 | 0 | 0 | 0 | 8.2745 | #N/A
2007-05-27 | 5 | 27 | 0 | 146.9585 | 3504 | 64.94 | 60.98 | 993 | 64.94 | 0 | 142.5596 | Cooling | 23.7599 | #N/A | #N/A | #N/A | #N/A | 0 | 0 | 0 | 0 | 0 | 142.5596 | #N/A | #N/A | 88 | #N/A | #N/A | #N/A | #N/A | 0.0792% | 1 | 50% | 0% | 0% | 0% | 8.2745 | 0 | 0 | 0 | 8.2745 | #N/A
2007-05-27 01:00 | 5 | 27 | 1 | 147.0002 | 3505 | 64.04 | 62.06 | 992 | 64.04 | 0 | 162.3259 | Cooling | 27.0543 | #N/A | #N/A | #N/A | #N/A | 0 | 0 | 0 | 0 | 0 | 162.3259 | #N/A | #N/A | 88 | #N/A | #N/A | #N/A | #N/A | 0.09018% | 1 | 50% | 0% | 0% | 0% | 8.2745 | 0 | 0 | 0 | 8.2745 | #N/A
2007-05-27 02:00 | 5 | 27 | 2 | 147.0419 | 3506 | 64.04 | 60.98 | 992 | 64.04 | 0 | 159.8196 | Cooling | 26.6366 | #N/A | #N/A | #N/A | #N/A | 0 | 0 | 0 | 0 | 0 | 159.8196 | #N/A | #N/A | 88 | #N/A | #N/A | #N/A | #N/A | 0.08879% | 1 | 50% | 0% | 0% | 0% | 8.2745 | 0 | 0 | 0 | 8.2745 | #N/A
2007-05-27 03:00 | 5 | 27 | 3 | 147.0835 | 3507 | 64.04 | 62.06 | 991 | 64.04 | 0 | 159.1065 | Cooling | 26.5178 | #N/A | #N/A | #N/A | #N/A | 0 | 0 | 0 | 0 | 0 | 159.1065 | #N/A | #N/A | 88 | #N/A | #N/A | #N/A | #N/A | 0.08839% | 1 | 50% | 0% | 0% | 0% | 8.2745 | 0 | 0 | 0 | 8.2745 | #N/A
2007-05-27 04:00 | 5 | 27 | 4 | 147.1252 | 3508 | 64.04 | 60.98 | 991 | 64.04 | 0 | 142.9502 | Cooling | 23.825 | #N/A | #N/A | #N/A | #N/A | 0 | 0 | 0 | 0 | 0 | 142.9502 | #N/A | #N/A | 88 | #N/A | #N/A | #N/A | #N/A | 0.07942% | 1 | 50% | 0% | 0% | 0% | 8.2745 | 0 | 0 | 0 | 8.2745 | #N/A
2007-05-27 05:00 | 5 | 27 | 5 | 147.1669 | 3509 | 64.04 | 60.98 | 991 | 64.04 | 0 | 196.7723 | Cooling | 32.7954 | #N/A | #N/A | #N/A | #N/A | 0 | 0 | 0 | 0 | 0 | 196.7723 | #N/A | #N/A | 88 | #N/A | #N/A | #N/A | #N/A | 0.1093% | 1 | 50% | 0% | 0% | 0% | 8.2745 | 0 | 0 | 0 | 8.2745 | #N/A
2007-05-27 06:00 | 5 | 27 | 6 | 147.2085 | 3510 | 66.02 | 60.08 | 991 | 66.02 | 0 | 1761.7314 | Cooling | 293.6219 | #N/A | #N/A | #N/A | #N/A | 0 | 0 | 0 | 0 | 0 | 1761.7314 | #N/A | #N/A | 88 | #N/A | #N/A | #N/A | #N/A | 0.9787% | 1 | 50% | 0% | 0% | 0% | 8.2745 | 0 | 0 | 0 | 8.2745 | #N/A
2007-05-27 07:00 | 5 | 27 | 7 | 147.2502 | 3511 | 69.08 | 60.98 | 991 | 69.08 | 0 | 1936.627 | Cooling | 322.7712 | #N/A | #N/A | #N/A | #N/A | 0 | 0 | 0 | 0 | 0 | 1936.627 | #N/A | #N/A | 88 | #N/A | #N/A | #N/A | #N/A | 1.076% | 1 | 50% | 0% | 0% | 0% | 8.2745 | 0 | 0 | 0 | 8.2745 | #N/A
2007-05-27 08:00 | 5 | 27 | 8 | 147.2919 | 3512 | 69.08 | 60.98 | 991 | 69.08 | 0 | 2572.913 | Cooling | 428.8188 | #N/A | #N/A | #N/A | #N/A | 0 | 0 | 0 | 0 | 0 | 2572.913 | #N/A | #N/A | 88 | #N/A | #N/A | #N/A | #N/A | 1.429% | 1 | 50% | 0% | 0% | 0% | 8.2745 | 0 | 0 | 0 | 8.2745 | #N/A
2007-05-27 09:00 | 5 | 27 | 9 | 147.3335 | 3513 | 75.02 | 62.06 | 991 | 75.02 | 0 | 2818.1989 | Cooling | 469.6998 | #N/A | #N/A | #N/A | #N/A | 0 | 0 | 0 | 0 | 0 | 2818.1989 | #N/A | #N/A | 88 | #N/A | #N/A | #N/A | #N/A | 1.566% | 1 | 50% | 0% | 0% | 0% | 8.2745 | 0 | 0 | 0 | 8.2745 | #N/A
2007-05-27 10:00 | 5 | 27 | 10 | 147.3752 | 3514 | 77 | 64.04 | 991 | 77 | 0 | 3013.6823 | Cooling | 502.2804 | #N/A | #N/A | #N/A | #N/A | 0 | 0 | 0 | 0 | 0 | 3013.6823 | #N/A | #N/A | 88 | #N/A | #N/A | #N/A | #N/A | 1.674% | 1 | 50% | 0% | 0% | 0% | 8.2745 | 0 | 0 | 0 | 8.2745 | #N/A
2007-05-27 11:00 | 5 | 27 | 11 | 147.4169 | 3515 | 77 | 64.94 | 991 | 77 | 0 | 2754.2799 | Cooling | 459.0466 | #N/A | #N/A | #N/A | #N/A | 0 | 0 | 0 | 0 | 0 | 2754.2799 | #N/A | #N/A | 88 | #N/A | #N/A | #N/A | #N/A | 1.53% | 1 | 50% | 0% | 0% | 0% | 8.2745 | 0 | 0 | 0 | 8.2745 | #N/A
2007-05-27 12:00 | 5 | 27 | 12 | 147.4585 | 3516 | 84.02 | 64.04 | 992 | 84.02 | 0 | 2456.6849 | Cooling | 409.4475 | #N/A | #N/A | #N/A | #N/A | 0 | 0 | 0 | 0 | 0 | 2456.6849 | #N/A | #N/A | 88 | #N/A | #N/A | #N/A | #N/A | 1.365% | 1 | 50% | 0% | 0% | 0% | 8.2745 | 0 | 0 | 0 | 8.2745 | #N/A
2007-05-27 13:00 | 5 | 27 | 13 | 147.5002 | 3517 | 82.04 | 64.94 | 992 | 82.04 | 0 | 2572.2994 | Cooling | 428.7166 | #N/A | #N/A | #N/A | #N/A | 0 | 0 | 0 | 0 | 0 | 2572.2994 | #N/A | #N/A | 88 | #N/A | #N/A | #N/A | #N/A | 1.429% | 1 | 50% | 0% | 0% | 0% | 8.2745 | 0 | 0 | 0 | 8.2745 | #N/A
2007-05-27 14:00 | 5 | 27 | 14 | 147.5419 | 3518 | 82.04 | 66.02 | 992 | 82.04 | 0 | 2955.4322 | Cooling | 492.572 | #N/A | #N/A | #N/A | #N/A | 0 | 0 | 0 | 0 | 0 | 2955.4322 | #N/A | #N/A | 88 | #N/A | #N/A | #N/A | #N/A | 1.642% | 1 | 50% | 0% | 0% | 0% | 8.2745 | 0 | 0 | 0 | 8.2745 | #N/A
2007-05-27 15:00 | 5 | 27 | 15 | 147.5835 | 3519 | 84.92 | 66.92 | 992 | 84.92 | 0 | 3144.7637 | Cooling | 524.1273 | #N/A | #N/A | #N/A | #N/A | 0 | 0 | 0 | 0 | 0 | 3144.7637 | #N/A | #N/A | 88 | #N/A | #N/A | #N/A | #N/A | 1.747% | 1 | 50% | 0% | 0% | 0% | 8.2745 | 0 | 0 | 0 | 8.2745 | #N/A
2007-05-27 16:00 | 5 | 27 | 16 | 147.6252 | 3520 | 82.94 | 62.96 | 992 | 82.94 | 0 | 2866.3937 | Cooling | 477.7323 | #N/A | #N/A | #N/A | #N/A | 0 | 0 | 0 | 0 | 0 | 2866.3937 | #N/A | #N/A | 88 | #N/A | #N/A | #N/A | #N/A | 1.592% | 1 | 50% | 0% | 0% | 0% | 8.2745 | 0 | 0 | 0 | 8.2745 | #N/A
2007-05-27 17:00 | 5 | 27 | 17 | 147.6669 | 3521 | 82.94 | 62.06 | 993 | 82.94 | 0 | 2516.2698 | Cooling | 419.3783 | #N/A | #N/A | #N/A | #N/A | 0 | 0 | 0 | 0 | 0 | 2516.2698 | #N/A | #N/A | 88 | #N/A | #N/A | #N/A | #N/A | 1.398% | 1 | 50% | 0% | 0% | 0% | 8.2745 | 0 | 0 | 0 | 8.2745 | #N/A
2007-05-27 18:00 | 5 | 27 | 18 | 147.7085 | 3522 | 82.04 | 62.06 | 993 | 82.04 | 0 | 2286.2081 | Cooling | 381.0347 | #N/A | #N/A | #N/A | #N/A | 0 | 0 | 0 | 0 | 0 | 2286.2081 | #N/A | #N/A | 88 | #N/A | #N/A | #N/A | #N/A | 1.27% | 1 | 50% | 0% | 0% | 0% | 8.2745 | 0 | 0 | 0 | 8.2745 | #N/A
2007-05-27 19:00 | 5 | 27 | 19 | 147.7502 | 3523 | 78.98 | 60.98 | 993 | 78.98 | 0 | 2102.2513 | Cooling | 350.3752 | #N/A | #N/A | #N/A | #N/A | 0 | 0 | 0 | 0 | 0 | 2102.2513 | #N/A | #N/A | 88 | #N/A | #N/A | #N/A | #N/A | 1.168% | 1 | 50% | 0% | 0% | 0% | 8.2745 | 0 | 0 | 0 | 8.2745 | #N/A
2007-05-27 20:00 | 5 | 27 | 20 | 147.7919 | 3524 | 78.98 | 60.98 | 993 | 78.98 | 0 | 1925.9581 | Cooling | 320.993 | #N/A | #N/A | #N/A | #N/A | 0 | 0 | 0 | 0 | 0 | 1925.9581 | #N/A | #N/A | 88 | #N/A | #N/A | #N/A | #N/A | 1.07% | 1 | 50% | 0% | 0% | 0% | 8.2745 | 0 | 0 | 0 | 8.2745 | #N/A
2007-05-27 21:00 | 5 | 27 | 21 | 147.8335 | 3525 | 75.92 | 60.08 | 994 | 75.92 | 0 | 1720.7269 | Cooling | 286.7878 | #N/A | #N/A | #N/A | #N/A | 0 | 0 | 0 | 0 | 0 | 1720.7269 | #N/A | #N/A | 88 | #N/A | #N/A | #N/A | #N/A | 0.956% | 1 | 50% | 0% | 0% | 0% | 8.2745 | 0 | 0 | 0 | 8.2745 | #N/A
2007-05-27 22:00 | 5 | 27 | 22 | 147.8752 | 3526 | 69.98 | 59 | 994 | 69.98 | 0 | 98.3332 | Cooling | 16.3889 | #N/A | #N/A | #N/A | #N/A | 0 | 0 | 0 | 0 | 0 | 98.3332 | #N/A | #N/A | 88 | #N/A | #N/A | #N/A | #N/A | 0.05463% | 1 | 50% | 0% | 0% | 0% | 8.2745 | 0 | 0 | 0 | 8.2745 | #N/A
2007-05-27 23:00 | 5 | 27 | 23 | 147.9169 | 3527 | 69.98 | 59 | 994 | 69.98 | 0 | 159.1323 | Cooling | 26.522 | #N/A | #N/A | #N/A | #N/A | 0 | 0 | 0 | 0 | 0 | 159.1323 | #N/A | #N/A | 88 | #N/A | #N/A | #N/A | #N/A | 0.08841% | 1 | 50% | 0% | 0% | 0% | 8.2745 | 0 | 0 | 0 | 8.2745 | #N/A
2007-05-28 | 5 | 28 | 0 | 147.9585 | 3528 | 62.06 | 59 | 994 | 62.06 | 0 | 144.8139 | Cooling | 24.1356 | #N/A | #N/A | #N/A | #N/A | 0 | 0 | 0 | 0 | 0 | 144.8139 | #N/A | #N/A | 88 | #N/A | #N/A | #N/A | #N/A | 0.08045% | 1 | 50% | 0% | 0% | 0% | 8.2745 | 0 | 0 | 0 | 8.2745 | #N/A
2007-05-28 01:00 | 5 | 28 | 1 | 148.0002 | 3529 | 62.06 | 59 | 994 | 62.06 | 0 | 143.0831 | Cooling | 23.8472 | #N/A | #N/A | #N/A | #N/A | 0 | 0 | 0 | 0 | 0 | 143.0831 | #N/A | #N/A | 88 | #N/A | #N/A | #N/A | #N/A | 0.07949% | 1 | 50% | 0% | 0% | 0% | 8.2745 | 0 | 0 | 0 | 8.2745 | #N/A
2007-05-28 02:00 | 5 | 28 | 2 | 148.0419 | 3530 | 62.06 | 59 | 994 | 62.06 | 0 | 141.3015 | Cooling | 23.5503 | #N/A | #N/A | #N/A | #N/A | 0 | 0 | 0 | 0 | 0 | 141.3015 | #N/A | #N/A | 88 | #N/A | #N/A | #N/A | #N/A | 0.0785% | 1 | 50% | 0% | 0% | 0% | 8.2745 | 0 | 0 | 0 | 8.2745 | #N/A
2007-05-28 03:00 | 5 | 28 | 3 | 148.0835 | 3531 | 60.08 | 57.92 | 994 | 60.08 | 0 | 123.6272 | Cooling | 20.6045 | #N/A | #N/A | #N/A | #N/A | 0 | 0 | 0 | 0 | 0 | 123.6272 | #N/A | #N/A | 88 | #N/A | #N/A | #N/A | #N/A | 0.06868% | 1 | 50% | 0% | 0% | 0% | 8.2745 | 0 | 0 | 0 | 8.2745 | #N/A
2007-05-28 04:00 | 5 | 28 | 4 | 148.1252 | 3532 | 57.92 | 57.92 | 994 | 57.92 | 0 | 112.3408 | Cooling | 18.7235 | #N/A | #N/A | #N/A | #N/A | 0 | 0 | 0 | 0 | 0 | 112.3408 | #N/A | #N/A | 88 | #N/A | #N/A | #N/A | #N/A | 0.06241% | 1 | 50% | 0% | 0% | 0% | 8.2745 | 0 | 0 | 0 | 8.2745 | #N/A
2007-05-28 05:00 | 5 | 28 | 5 | 148.1669 | 3533 | 57.92 | 57.92 | 994 | 57.92 | 0 | 145.3196 | Cooling | 24.2199 | #N/A | #N/A | #N/A | #N/A | 0 | 0 | 0 | 0 | 0 | 145.3196 | #N/A | #N/A | 88 | #N/A | #N/A | #N/A | #N/A | 0.08073% | 1 | 50% | 0% | 0% | 0% | 8.2745 | 0 | 0 | 0 | 8.2745 | #N/A
2007-05-28 06:00 | 5 | 28 | 6 | 148.2085 | 3534 | 57.02 | 57.92 | 994 | 57.02 | 0 | 971.645 | Cooling | 161.9408 | #N/A | #N/A | #N/A | #N/A | 0 | 0 | 0 | 0 | 0 | 971.645 | #N/A | #N/A | 88 | #N/A | #N/A | #N/A | #N/A | 0.5398% | 1 | 50% | 0% | 0% | 0% | 8.2745 | 0 | 0 | 0 | 8.2745 | #N/A
2007-05-28 07:00 | 5 | 28 | 7 | 148.2502 | 3535 | 55.04 | 57.92 | 995 | 55.04 | 0 | 1052.2779 | Cooling | 175.3797 | #N/A | #N/A | #N/A | #N/A | 0 | 0 | 0 | 0 | 0 | 1052.2779 | #N/A | #N/A | 88 | #N/A | #N/A | #N/A | #N/A | 0.5846% | 1 | 50% | 0% | 0% | 0% | 8.2745 | 0 | 0 | 0 | 8.2745 | #N/A
2007-05-28 08:00 | 5 | 28 | 8 | 148.2919 | 3536 | 55.04 | 57.92 | 995 | 55.04 | 0 | 1342.9518 | Cooling | 223.8253 | #N/A | #N/A | #N/A | #N/A | 0 | 0 | 0 | 0 | 0 | 1342.9518 | #N/A | #N/A | 88 | #N/A | #N/A | #N/A | #N/A | 0.7461% | 1 | 50% | 0% | 0% | 0% | 8.2745 | 0 | 0 | 0 | 8.2745 | #N/A
2007-05-28 09:00 | 5 | 28 | 9 | 148.3335 | 3537 | 53.96 | 55.94 | 995 | 53.96 | 0 | 1064.5884 | Cooling | 177.4314 | #N/A | #N/A | #N/A | #N/A | 0 | 0 | 0 | 0 | 0 | 1064.5884 | #N/A | #N/A | 88 | #N/A | #N/A | #N/A | #N/A | 0.5914% | 1 | 50% | 0% | 0% | 0% | 8.2745 | 0 | 0 | 0 | 8.2745 | #N/A
2007-05-28 10:00 | 5 | 28 | 10 | 148.3752 | 3538 | 53.6 | 55.94 | 996 | 53.6 | 0 | 884.3476 | Cooling | 147.3913 | #N/A | #N/A | #N/A | #N/A | 0 | 0 | 0 | 0 | 0 | 884.3476 | #N/A | #N/A | 88 | #N/A | #N/A | #N/A | #N/A | 0.4913% | 1 | 50% | 0% | 0% | 0% | 8.2745 | 0 | 0 | 0 | 8.2745 | #N/A
2007-05-28 11:00 | 5 | 28 | 11 | 148.4169 | 3539 | 53.96 | 57.02 | 996 | 53.96 | 0 | 1130.9831 | Cooling | 188.4972 | #N/A | #N/A | #N/A | #N/A | 0 | 0 | 0 | 0 | 0 | 1130.9831 | #N/A | #N/A | 88 | #N/A | #N/A | #N/A | #N/A | 0.6283% | 1 | 50% | 0% | 0% | 0% | 8.2745 | 0 | 0 | 0 | 8.2745 | #N/A
2007-05-28 12:00 | 5 | 28 | 12 | 148.4585 | 3540 | 55.04 | 57.02 | 996 | 55.04 | 0 | 1364.1967 | Cooling | 227.3661 | #N/A | #N/A | #N/A | #N/A | 0 | 0 | 0 | 0 | 0 | 1364.1967 | #N/A | #N/A | 88 | #N/A | #N/A | #N/A | #N/A | 0.7579% | 1 | 50% | 0% | 0% | 0% | 8.2745 | 0 | 0 | 0 | 8.2745 | #N/A
2007-05-28 13:00 | 5 | 28 | 13 | 148.5002 | 3541 | 55.04 | 57.02 | 996 | 55.04 | 0 | 1579.5128 | Cooling | 263.2521 | #N/A | #N/A | #N/A | #N/A | 0 | 0 | 0 | 0 | 0 | 1579.5128 | #N/A | #N/A | 88 | #N/A | #N/A | #N/A | #N/A | 0.8775% | 1 | 50% | 0% | 0% | 0% | 8.2745 | 0 | 0 | 0 | 8.2745 | #N/A
2007-05-28 14:00 | 5 | 28 | 14 | 148.5419 | 3542 | 55.94 | 55.94 | 996 | 55.94 | 0 | 1737.2631 | Cooling | 289.5438 | #N/A | #N/A | #N/A | #N/A | 0 | 0 | 0 | 0 | 0 | 1737.2631 | #N/A | #N/A | 88 | #N/A | #N/A | #N/A | #N/A | 0.9651% | 1 | 50% | 0% | 0% | 0% | 8.2745 | 0 | 0 | 0 | 8.2745 | #N/A
2007-05-28 15:00 | 5 | 28 | 15 | 148.5835 | 3543 | 60.08 | 53.96 | 996 | 60.08 | 0 | 1890.1786 | Cooling | 315.0298 | #N/A | #N/A | #N/A | #N/A | 0 | 0 | 0 | 0 | 0 | 1890.1786 | #N/A | #N/A | 88 | #N/A | #N/A | #N/A | #N/A | 1.05% | 1 | 50% | 0% | 0% | 0% | 8.2745 | 0 | 0 | 0 | 8.2745 | #N/A
2007-05-28 16:00 | 5 | 28 | 16 | 148.6252 | 3544 | 59 | 53.96 | 996 | 59 | 0 | 2101.2328 | Cooling | 350.2055 | #N/A | #N/A | #N/A | #N/A | 0 | 0 | 0 | 0 | 0 | 2101.2328 | #N/A | #N/A | 88 | #N/A | #N/A | #N/A | #N/A | 1.167% | 1 | 50% | 0% | 0% | 0% | 8.2745 | 0 | 0 | 0 | 8.2745 | #N/A
2007-05-28 17:00 | 5 | 28 | 17 | 148.6669 | 3545 | 59 | 51.98 | 996 | 59 | 0 | 1729.0706 | Cooling | 288.1784 | #N/A | #N/A | #N/A | #N/A | 0 | 0 | 0 | 0 | 0 | 1729.0706 | #N/A | #N/A | 88 | #N/A | #N/A | #N/A | #N/A | 0.9606% | 1 | 50% | 0% | 0% | 0% | 8.2745 | 0 | 0 | 0 | 8.2745 | #N/A
2007-05-28 18:00 | 5 | 28 | 18 | 148.7085 | 3546 | 57.92 | 48.92 | 996 | 57.92 | 0 | 1011.9357 | Cooling | 168.6559 | #N/A | #N/A | #N/A | #N/A | 0 | 0 | 0 | 0 | 0 | 1011.9357 | #N/A | #N/A | 88 | #N/A | #N/A | #N/A | #N/A | 0.5622% | 1 | 50% | 0% | 0% | 0% | 8.2745 | 0 | 0 | 0 | 8.2745 | #N/A
2007-05-28 19:00 | 5 | 28 | 19 | 148.7502 | 3547 | 55.94 | 46.04 | 997 | 55.94 | 0 | 648.0294 | Cooling | 108.0049 | #N/A | #N/A | #N/A | #N/A | 0 | 0 | 0 | 0 | 0 | 648.0294 | #N/A | #N/A | 88 | #N/A | #N/A | #N/A | #N/A | 0.36% | 1 | 50% | 0% | 0% | 0% | 8.2745 | 0 | 0 | 0 | 8.2745 | #N/A
2007-05-28 20:00 | 5 | 28 | 20 | 148.7919 | 3548 | 55.94 | 44.06 | 998 | 55.94 | 0 | 325.3003 | Cooling | 54.2167 | #N/A | #N/A | #N/A | #N/A | 0 | 0 | 0 | 0 | 0 | 325.3003 | #N/A | #N/A | 88 | #N/A | #N/A | #N/A | #N/A | 0.1807% | 1 | 50% | 0% | 0% | 0% | 8.2745 | 0 | 0 | 0 | 8.2745 | #N/A
2007-05-28 21:00 | 5 | 28 | 21 | 148.8335 | 3549 | 53.96 | 41 | 999 | 53.96 | 0 | 76.2474 | Cooling | 12.7079 | #N/A | #N/A | #N/A | #N/A | 0 | 0 | 0 | 0 | 0 | 76.2474 | #N/A | #N/A | 88 | #N/A | #N/A | #N/A | #N/A | 0.04236% | 1 | 50% | 0% | 0% | 0% | 8.2745 | 0 | 0 | 0 | 8.2745 | #N/A
2007-05-28 22:00 | 5 | 28 | 22 | 148.8752 | 3550 | 53.96 | 41 | 1000 | 53.96 | 0 | 0.018676 | Cooling | 0.0031127 | #N/A | #N/A | #N/A | #N/A | 0 | 0 | 0 | 0 | 0 | 0.018676 | #N/A | #N/A | 88 | #N/A | #N/A | #N/A | #N/A | 1.038e-05% | 1 | 50% | 0% | 0% | 0% | 8.2745 | 0 | 0 | 0 | 8.2745 | #N/A
2007-05-28 23:00 | 5 | 28 | 23 | 148.9169 | 3551 | 53.96 | 39.92 | 1000 | 53.96 | 0 | 0.066474 | Cooling | 0.011079 | #N/A | #N/A | #N/A | #N/A | 0 | 0 | 0 | 0 | 0 | 0.066474 | #N/A | #N/A | 88 | #N/A | #N/A | #N/A | #N/A | 3.693e-05% | 1 | 50% | 0% | 0% | 0% | 8.2745 | 0 | 0 | 0 | 8.2745 | #N/A
2007-05-29 | 5 | 29 | 0 | 148.9585 | 3552 | 53.96 | 39.92 | 1000 | 53.96 | 0 | 0.076106 | Cooling | 0.012684 | #N/A | #N/A | #N/A | #N/A | 0 | 0 | 0 | 0 | 0 | 0.076106 | #N/A | #N/A | 88 | #N/A | #N/A | #N/A | #N/A | 4.228e-05% | 1 | 50% | 0% | 0% | 0% | 8.2745 | 0 | 0 | 0 | 8.2745 | #N/A
2007-05-29 01:00 | 5 | 29 | 1 | 149.0002 | 3553 | 51.98 | 39.92 | 1000 | 51.98 | 0 | 0.064187 | Cooling | 0.010698 | #N/A | #N/A | #N/A | #N/A | 0 | 0 | 0 | 0 | 0 | 0.064187 | #N/A | #N/A | 88 | #N/A | #N/A | #N/A | #N/A | 3.566e-05% | 1 | 50% | 0% | 0% | 0% | 8.2745 | 0 | 0 | 0 | 8.2745 | #N/A
2007-05-29 02:00 | 5 | 29 | 2 | 149.0419 | 3554 | 51.98 | 39.92 | 1000 | 51.98 | 0 | 0.052929 | Cooling | 0.0088214 | #N/A | #N/A | #N/A | #N/A | 0 | 0 | 0 | 0 | 0 | 0.052929 | #N/A | #N/A | 88 | #N/A | #N/A | #N/A | #N/A | 2.94e-05% | 1 | 50% | 0% | 0% | 0% | 8.2745 | 0 | 0 | 0 | 8.2745 | #N/A
2007-05-29 03:00 | 5 | 29 | 3 | 149.0835 | 3555 | 46.04 | 39.92 | 1001 | 46.04 | 0 | 0.048047 | Cooling | 0.0080078 | #N/A | #N/A | #N/A | #N/A | 0 | 0 | 0 | 0 | 0 | 0.048047 | #N/A | #N/A | 88 | #N/A | #N/A | #N/A | #N/A | 2.669e-05% | 1 | 50% | 0% | 0% | 0% | 8.2745 | 0 | 0 | 0 | 8.2745 | #N/A
2007-05-29 04:00 | 5 | 29 | 4 | 149.1252 | 3556 | 44.96 | 37.94 | 1001 | 44.96 | 0 | 0.075545 | Cooling | 0.012591 | #N/A | #N/A | #N/A | #N/A | 0 | 0 | 0 | 0 | 0 | 0.075545 | #N/A | #N/A | 88 | #N/A | #N/A | #N/A | #N/A | 4.197e-05% | 1 | 50% | 0% | 0% | 0% | 8.2745 | 0 | 0 | 0 | 8.2745 | #N/A
2007-05-29 05:00 | 5 | 29 | 5 | 149.1669 | 3557 | 44.96 | 37.94 | 1002 | 44.96 | 0 | 0.10521 | Cooling | 0.017535 | #N/A | #N/A | #N/A | #N/A | 0 | 0 | 0 | 0 | 0 | 0.10521 | #N/A | #N/A | 88 | #N/A | #N/A | #N/A | #N/A | 5.845e-05% | 1 | 50% | 0% | 0% | 0% | 8.2745 | 0 | 0 | 0 | 8.2745 | #N/A
2007-05-29 06:00 | 5 | 29 | 6 | 149.2085 | 3558 | 48.2 | 42.08 | 1003 | 48.2 | 1.5755 | 0 | Heating | 0.21006 | #N/A | #N/A | #N/A | #N/A | 1.5755 | #N/A | #N/A | 4.3513 | #N/A | 0 | 0 | 0 | 0 | 0 | 0 | 0 | 0 | 0.0007002% | 1 | 50% | 0% | 0% | 0% | 8.2745 | 0 | 0 | 0 | 8.2745 | #N/A
2007-05-29 07:00 | 5 | 29 | 7 | 149.2502 | 3559 | 53.96 | 44.06 | 1004 | 53.96 | 0 | 0.0010367 | Cooling | 0.00017279 | #N/A | #N/A | #N/A | #N/A | 0 | 0 | 0 | 0 | 0 | 0.0010367 | #N/A | #N/A | 88 | #N/A | #N/A | #N/A | #N/A | 5.76e-07% | 1 | 50% | 0% | 0% | 0% | 8.2745 | 0 | 0 | 0 | 8.2745 | #N/A
2007-05-29 08:00 | 5 | 29 | 8 | 149.2919 | 3560 | 53.96 | 44.06 | 1004 | 53.96 | 0 | 26.759 | Cooling | 4.4598 | #N/A | #N/A | #N/A | #N/A | 0 | 0 | 0 | 0 | 0 | 26.759 | #N/A | #N/A | 88 | #N/A | #N/A | #N/A | #N/A | 0.01487% | 1 | 50% | 0% | 0% | 0% | 8.2745 | 0 | 0 | 0 | 8.2745 | #N/A
2007-05-29 09:00 | 5 | 29 | 9 | 149.3335 | 3561 | 57.92 | 41 | 1004 | 57.92 | 0 | 233.7164 | Cooling | 38.9527 | #N/A | #N/A | #N/A | #N/A | 0 | 0 | 0 | 0 | 0 | 233.7164 | #N/A | #N/A | 88 | #N/A | #N/A | #N/A | #N/A | 0.1298% | 1 | 50% | 0% | 0% | 0% | 8.2745 | 0 | 0 | 0 | 8.2745 | #N/A
2007-05-29 10:00 | 5 | 29 | 10 | 149.3752 | 3562 | 60.08 | 39.92 | 1004 | 60.08 | 0 | 463.3442 | Cooling | 77.224 | #N/A | #N/A | #N/A | #N/A | 0 | 0 | 0 | 0 | 0 | 463.3442 | #N/A | #N/A | 88 | #N/A | #N/A | #N/A | #N/A | 0.2574% | 1 | 50% | 0% | 0% | 0% | 8.2745 | 0 | 0 | 0 | 8.2745 | #N/A
2007-05-29 11:00 | 5 | 29 | 11 | 149.4169 | 3563 | 60.08 | 39.92 | 1003 | 60.08 | 0 | 585.926 | Cooling | 97.6543 | #N/A | #N/A | #N/A | #N/A | 0 | 0 | 0 | 0 | 0 | 585.926 | #N/A | #N/A | 88 | #N/A | #N/A | #N/A | #N/A | 0.3255% | 1 | 50% | 0% | 0% | 0% | 8.2745 | 0 | 0 | 0 | 8.2745 | #N/A
2007-05-29 12:00 | 5 | 29 | 12 | 149.4585 | 3564 | 64.94 | 42.08 | 1003 | 64.94 | 0 | 686.2515 | Cooling | 114.3752 | #N/A | #N/A | #N/A | #N/A | 0 | 0 | 0 | 0 | 0 | 686.2515 | #N/A | #N/A | 88 | #N/A | #N/A | #N/A | #N/A | 0.3813% | 1 | 50% | 0% | 0% | 0% | 8.2745 | 0 | 0 | 0 | 8.2745 | #N/A
2007-05-29 13:00 | 5 | 29 | 13 | 149.5002 | 3565 | 68 | 44.06 | 1003 | 68 | 0 | 817.9847 | Cooling | 136.3308 | #N/A | #N/A | #N/A | #N/A | 0 | 0 | 0 | 0 | 0 | 817.9847 | #N/A | #N/A | 88 | #N/A | #N/A | #N/A | #N/A | 0.4544% | 1 | 50% | 0% | 0% | 0% | 8.2745 | 0 | 0 | 0 | 8.2745 | #N/A
2007-05-29 14:00 | 5 | 29 | 14 | 149.5419 | 3566 | 68 | 42.98 | 1002 | 68 | 0 | 910.3034 | Cooling | 151.7172 | #N/A | #N/A | #N/A | #N/A | 0 | 0 | 0 | 0 | 0 | 910.3034 | #N/A | #N/A | 88 | #N/A | #N/A | #N/A | #N/A | 0.5057% | 1 | 50% | 0% | 0% | 0% | 8.2745 | 0 | 0 | 0 | 8.2745 | #N/A
2007-05-29 15:00 | 5 | 29 | 15 | 149.5835 | 3567 | 69.08 | 44.06 | 1002 | 69.08 | 0 | 1017.1304 | Cooling | 169.5217 | #N/A | #N/A | #N/A | #N/A | 0 | 0 | 0 | 0 | 0 | 1017.1304 | #N/A | #N/A | 88 | #N/A | #N/A | #N/A | #N/A | 0.5651% | 1 | 50% | 0% | 0% | 0% | 8.2745 | 0 | 0 | 0 | 8.2745 | #N/A
2007-05-29 16:00 | 5 | 29 | 16 | 149.6252 | 3568 | 69.98 | 42.08 | 1001 | 69.98 | 0 | 1115.8643 | Cooling | 185.9774 | #N/A | #N/A | #N/A | #N/A | 0 | 0 | 0 | 0 | 0 | 1115.8643 | #N/A | #N/A | 88 | #N/A | #N/A | #N/A | #N/A | 0.6199% | 1 | 50% | 0% | 0% | 0% | 8.2745 | 0 | 0 | 0 | 8.2745 | #N/A
2007-05-29 17:00 | 5 | 29 | 17 | 149.6669 | 3569 | 69.8 | 42.08 | 1001 | 69.8 | 0 | 1100.1556 | Cooling | 183.3593 | #N/A | #N/A | #N/A | #N/A | 0 | 0 | 0 | 0 | 0 | 1100.1556 | #N/A | #N/A | 88 | #N/A | #N/A | #N/A | #N/A | 0.6112% | 1 | 50% | 0% | 0% | 0% | 8.2745 | 0 | 0 | 0 | 8.2745 | #N/A
2007-05-29 18:00 | 5 | 29 | 18 | 149.7085 | 3570 | 68 | 41 | 1001 | 68 | 0 | 984.4909 | Cooling | 164.0818 | #N/A | #N/A | #N/A | #N/A | 0 | 0 | 0 | 0 | 0 | 984.4909 | #N/A | #N/A | 88 | #N/A | #N/A | #N/A | #N/A | 0.5469% | 1 | 50% | 0% | 0% | 0% | 8.2745 | 0 | 0 | 0 | 8.2745 | #N/A
2007-05-29 19:00 | 5 | 29 | 19 | 149.7502 | 3571 | 66.02 | 44.06 | 1001 | 66.02 | 0 | 775.447 | Cooling | 129.2412 | #N/A | #N/A | #N/A | #N/A | 0 | 0 | 0 | 0 | 0 | 775.447 | #N/A | #N/A | 88 | #N/A | #N/A | #N/A | #N/A | 0.4308% | 1 | 50% | 0% | 0% | 0% | 8.2745 | 0 | 0 | 0 | 8.2745 | #N/A
2007-05-29 20:00 | 5 | 29 | 20 | 149.7919 | 3572 | 66.02 | 44.06 | 1001 | 66.02 | 0 | 387.3405 | Cooling | 64.5567 | #N/A | #N/A | #N/A | #N/A | 0 | 0 | 0 | 0 | 0 | 387.3405 | #N/A | #N/A | 88 | #N/A | #N/A | #N/A | #N/A | 0.2152% | 1 | 50% | 0% | 0% | 0% | 8.2745 | 0 | 0 | 0 | 8.2745 | #N/A
2007-05-29 21:00 | 5 | 29 | 21 | 149.8335 | 3573 | 64.94 | 44.96 | 1000 | 64.94 | 0 | 79.5502 | Cooling | 13.2584 | #N/A | #N/A | #N/A | #N/A | 0 | 0 | 0 | 0 | 0 | 79.5502 | #N/A | #N/A | 88 | #N/A | #N/A | #N/A | #N/A | 0.04419% | 1 | 50% | 0% | 0% | 0% | 8.2745 | 0 | 0 | 0 | 8.2745 | #N/A
2007-05-29 22:00 | 5 | 29 | 22 | 149.8752 | 3574 | 62.06 | 44.96 | 1001 | 62.06 | 0 | 0.00024157 | Cooling | 4.0261e-05 | #N/A | #N/A | #N/A | #N/A | 0 | 0 | 0 | 0 | 0 | 0.00024157 | #N/A | #N/A | 88 | #N/A | #N/A | #N/A | #N/A | 1.342e-07% | 1 | 50% | 0% | 0% | 0% | 8.2745 | 0 | 0 | 0 | 8.2745 | #N/A
2007-05-29 23:00 | 5 | 29 | 23 | 149.9169 | 3575 | 62.06 | 46.04 | 1001 | 62.06 | 0 | 0 | Cooling | 0 | #N/A | #N/A | #N/A | #N/A | 0 | 0 | 0 | 0 | 0 | 0 | #N/A | #N/A | 88 | #N/A | #N/A | #N/A | #N/A | 0% | 1 | 50% | 0% | 0% | 0% | 8.2745 | 0 | 0 | 0 | 8.2745 | #N/A
2007-05-30 | 5 | 30 | 0 | 149.9585 | 3576 | 57.92 | 46.04 | 1001 | 57.92 | 0 | 0 | Cooling | 0 | #N/A | #N/A | #N/A | #N/A | 0 | 0 | 0 | 0 | 0 | 0 | #N/A | #N/A | 88 | #N/A | #N/A | #N/A | #N/A | 0% | 1 | 50% | 0% | 0% | 0% | 8.2745 | 0 | 0 | 0 | 8.2745 | #N/A
2007-05-30 01:00 | 5 | 30 | 1 | 150.0002 | 3577 | 57.92 | 46.04 | 1001 | 57.92 | 0 | 0 | Cooling | 0 | #N/A | #N/A | #N/A | #N/A | 0 | 0 | 0 | 0 | 0 | 0 | #N/A | #N/A | 88 | #N/A | #N/A | #N/A | #N/A | 0% | 1 | 50% | 0% | 0% | 0% | 8.2745 | 0 | 0 | 0 | 8.2745 | #N/A
2007-05-30 02:00 | 5 | 30 | 2 | 150.0419 | 3578 | 57.92 | 46.04 | 1001 | 57.92 | 0 | 0 | Cooling | 0 | #N/A | #N/A | #N/A | #N/A | 0 | 0 | 0 | 0 | 0 | 0 | #N/A | #N/A | 88 | #N/A | #N/A | #N/A | #N/A | 0% | 1 | 50% | 0% | 0% | 0% | 8.2745 | 0 | 0 | 0 | 8.2745 | #N/A
2007-05-30 03:00 | 5 | 30 | 3 | 150.0835 | 3579 | 57.02 | 44.96 | 1001 | 57.02 | 0 | 0.010221 | Cooling | 0.0017036 | #N/A | #N/A | #N/A | #N/A | 0 | 0 | 0 | 0 | 0 | 0.010221 | #N/A | #N/A | 88 | #N/A | #N/A | #N/A | #N/A | 5.679e-06% | 1 | 50% | 0% | 0% | 0% | 8.2745 | 0 | 0 | 0 | 8.2745 | #N/A
2007-05-30 04:00 | 5 | 30 | 4 | 150.1252 | 3580 | 55.94 | 44.06 | 1001 | 55.94 | 0 | 0.029174 | Cooling | 0.0048624 | #N/A | #N/A | #N/A | #N/A | 0 | 0 | 0 | 0 | 0 | 0.029174 | #N/A | #N/A | 88 | #N/A | #N/A | #N/A | #N/A | 1.621e-05% | 1 | 50% | 0% | 0% | 0% | 8.2745 | 0 | 0 | 0 | 8.2745 | #N/A
2007-05-30 05:00 | 5 | 30 | 5 | 150.1669 | 3581 | 55.94 | 44.06 | 1001 | 55.94 | 0 | 0.038505 | Cooling | 0.0064175 | #N/A | #N/A | #N/A | #N/A | 0 | 0 | 0 | 0 | 0 | 0.038505 | #N/A | #N/A | 88 | #N/A | #N/A | #N/A | #N/A | 2.139e-05% | 1 | 50% | 0% | 0% | 0% | 8.2745 | 0 | 0 | 0 | 8.2745 | #N/A
2007-05-30 06:00 | 5 | 30 | 6 | 150.2085 | 3582 | 57.02 | 46.94 | 1001 | 57.02 | 0 | 0.0053195 | Cooling | 0.00088659 | #N/A | #N/A | #N/A | #N/A | 0 | 0 | 0 | 0 | 0 | 0.0053195 | #N/A | #N/A | 88 | #N/A | #N/A | #N/A | #N/A | 2.955e-06% | 1 | 50% | 0% | 0% | 0% | 8.2745 | 0 | 0 | 0 | 8.2745 | #N/A
2007-05-30 07:00 | 5 | 30 | 7 | 150.2502 | 3583 | 60.98 | 51.08 | 1001 | 60.98 | 0 | 53.3993 | Cooling | 8.8999 | #N/A | #N/A | #N/A | #N/A | 0 | 0 | 0 | 0 | 0 | 53.3993 | #N/A | #N/A | 88 | #N/A | #N/A | #N/A | #N/A | 0.02967% | 1 | 50% | 0% | 0% | 0% | 8.2745 | 0 | 0 | 0 | 8.2745 | #N/A
2007-05-30 08:00 | 5 | 30 | 8 | 150.2919 | 3584 | 60.98 | 53.96 | 1001 | 60.98 | 0 | 926.715 | Cooling | 154.4525 | #N/A | #N/A | #N/A | #N/A | 0 | 0 | 0 | 0 | 0 | 926.715 | #N/A | #N/A | 88 | #N/A | #N/A | #N/A | #N/A | 0.5148% | 1 | 50% | 0% | 0% | 0% | 8.2745 | 0 | 0 | 0 | 8.2745 | #N/A
2007-05-30 09:00 | 5 | 30 | 9 | 150.3335 | 3585 | 66.02 | 53.06 | 1000 | 66.02 | 0 | 1359.9777 | Cooling | 226.6629 | #N/A | #N/A | #N/A | #N/A | 0 | 0 | 0 | 0 | 0 | 1359.9777 | #N/A | #N/A | 88 | #N/A | #N/A | #N/A | #N/A | 0.7555% | 1 | 50% | 0% | 0% | 0% | 8.2745 | 0 | 0 | 0 | 8.2745 | #N/A
2007-05-30 10:00 | 5 | 30 | 10 | 150.3752 | 3586 | 66.92 | 53.06 | 1000 | 66.92 | 0 | 1541.8726 | Cooling | 256.9788 | #N/A | #N/A | #N/A | #N/A | 0 | 0 | 0 | 0 | 0 | 1541.8726 | #N/A | #N/A | 88 | #N/A | #N/A | #N/A | #N/A | 0.8566% | 1 | 50% | 0% | 0% | 0% | 8.2745 | 0 | 0 | 0 | 8.2745 | #N/A
2007-05-30 11:00 | 5 | 30 | 11 | 150.4169 | 3587 | 66.92 | 53.06 | 998 | 66.92 | 0 | 1844.3319 | Cooling | 307.3886 | #N/A | #N/A | #N/A | #N/A | 0 | 0 | 0 | 0 | 0 | 1844.3319 | #N/A | #N/A | 88 | #N/A | #N/A | #N/A | #N/A | 1.025% | 1 | 50% | 0% | 0% | 0% | 8.2745 | 0 | 0 | 0 | 8.2745 | #N/A
2007-05-30 12:00 | 5 | 30 | 12 | 150.4585 | 3588 | 71.96 | 53.06 | 997 | 71.96 | 0 | 2091.0838 | Cooling | 348.514 | #N/A | #N/A | #N/A | #N/A | 0 | 0 | 0 | 0 | 0 | 2091.0838 | #N/A | #N/A | 88 | #N/A | #N/A | #N/A | #N/A | 1.162% | 1 | 50% | 0% | 0% | 0% | 8.2745 | 0 | 0 | 0 | 8.2745 | #N/A
2007-05-30 13:00 | 5 | 30 | 13 | 150.5002 | 3589 | 71.96 | 51.98 | 997 | 71.96 | 0 | 2281.5496 | Cooling | 380.2583 | #N/A | #N/A | #N/A | #N/A | 0 | 0 | 0 | 0 | 0 | 2281.5496 | #N/A | #N/A | 88 | #N/A | #N/A | #N/A | #N/A | 1.268% | 1 | 50% | 0% | 0% | 0% | 8.2745 | 0 | 0 | 0 | 8.2745 | #N/A
2007-05-30 14:00 | 5 | 30 | 14 | 150.5419 | 3590 | 71.96 | 53.96 | 996 | 71.96 | 0 | 2511.5559 | Cooling | 418.5927 | #N/A | #N/A | #N/A | #N/A | 0 | 0 | 0 | 0 | 0 | 2511.5559 | #N/A | #N/A | 88 | #N/A | #N/A | #N/A | #N/A | 1.395% | 1 | 50% | 0% | 0% | 0% | 8.2745 | 0 | 0 | 0 | 8.2745 | #N/A
2007-05-30 15:00 | 5 | 30 | 15 | 150.5835 | 3591 | 62.96 | 55.04 | 996 | 62.96 | 0 | 2754.8337 | Cooling | 459.1389 | #N/A | #N/A | #N/A | #N/A | 0 | 0 | 0 | 0 | 0 | 2754.8337 | #N/A | #N/A | 88 | #N/A | #N/A | #N/A | #N/A | 1.53% | 1 | 50% | 0% | 0% | 0% | 8.2745 | 0 | 0 | 0 | 8.2745 | #N/A
2007-05-30 16:00 | 5 | 30 | 16 | 150.6252 | 3592 | 68 | 53.96 | 995 | 68 | 0 | 2776.0314 | Cooling | 462.6719 | #N/A | #N/A | #N/A | #N/A | 0 | 0 | 0 | 0 | 0 | 2776.0314 | #N/A | #N/A | 88 | #N/A | #N/A | #N/A | #N/A | 1.542% | 1 | 50% | 0% | 0% | 0% | 8.2745 | 0 | 0 | 0 | 8.2745 | #N/A
2007-05-30 17:00 | 5 | 30 | 17 | 150.6669 | 3593 | 68 | 55.94 | 995 | 68 | 0 | 2385.7599 | Cooling | 397.6267 | #N/A | #N/A | #N/A | #N/A | 0 | 0 | 0 | 0 | 0 | 2385.7599 | #N/A | #N/A | 88 | #N/A | #N/A | #N/A | #N/A | 1.325% | 1 | 50% | 0% | 0% | 0% | 8.2745 | 0 | 0 | 0 | 8.2745 | #N/A
2007-05-30 18:00 | 5 | 30 | 18 | 150.7085 | 3594 | 57.92 | 55.94 | 994 | 57.92 | 0 | 2679.5894 | Cooling | 446.5982 | #N/A | #N/A | #N/A | #N/A | 0 | 0 | 0 | 0 | 0 | 2679.5894 | #N/A | #N/A | 88 | #N/A | #N/A | #N/A | #N/A | 1.489% | 1 | 50% | 0% | 0% | 0% | 8.2745 | 0 | 0 | 0 | 8.2745 | #N/A
2007-05-30 19:00 | 5 | 30 | 19 | 150.7502 | 3595 | 57.02 | 55.94 | 994 | 57.02 | 0 | 2370.2326 | Cooling | 395.0388 | #N/A | #N/A | #N/A | #N/A | 0 | 0 | 0 | 0 | 0 | 2370.2326 | #N/A | #N/A | 88 | #N/A | #N/A | #N/A | #N/A | 1.317% | 1 | 50% | 0% | 0% | 0% | 8.2745 | 0 | 0 | 0 | 8.2745 | #N/A
2007-05-30 20:00 | 5 | 30 | 20 | 150.7919 | 3596 | 57.02 | 55.94 | 994 | 57.02 | 0 | 2101.1878 | Cooling | 350.198 | #N/A | #N/A | #N/A | #N/A | 0 | 0 | 0 | 0 | 0 | 2101.1878 | #N/A | #N/A | 88 | #N/A | #N/A | #N/A | #N/A | 1.167% | 1 | 50% | 0% | 0% | 0% | 8.2745 | 0 | 0 | 0 | 8.2745 | #N/A
2007-05-30 21:00 | 5 | 30 | 21 | 150.8335 | 3597 | 57.02 | 55.04 | 994 | 57.02 | 0 | 1849.298 | Cooling | 308.2163 | #N/A | #N/A | #N/A | #N/A | 0 | 0 | 0 | 0 | 0 | 1849.298 | #N/A | #N/A | 88 | #N/A | #N/A | #N/A | #N/A | 1.027% | 1 | 50% | 0% | 0% | 0% | 8.2745 | 0 | 0 | 0 | 8.2745 | #N/A
2007-05-30 22:00 | 5 | 30 | 22 | 150.8752 | 3598 | 55.04 | 55.04 | 994 | 55.04 | 0 | 98.1713 | Cooling | 16.3619 | #N/A | #N/A | #N/A | #N/A | 0 | 0 | 0 | 0 | 0 | 98.1713 | #N/A | #N/A | 88 | #N/A | #N/A | #N/A | #N/A | 0.05454% | 1 | 50% | 0% | 0% | 0% | 8.2745 | 0 | 0 | 0 | 8.2745 | #N/A
2007-05-30 23:00 | 5 | 30 | 23 | 150.9169 | 3599 | 55.04 | 55.04 | 993 | 55.04 | 0 | 172.8293 | Cooling | 28.8049 | #N/A | #N/A | #N/A | #N/A | 0 | 0 | 0 | 0 | 0 | 172.8293 | #N/A | #N/A | 88 | #N/A | #N/A | #N/A | #N/A | 0.09602% | 1 | 50% | 0% | 0% | 0% | 8.2745 | 0 | 0 | 0 | 8.2745 | #N/A
2007-05-31 | 5 | 31 | 0 | 150.9585 | 3600 | 51.98 | 55.94 | 993 | 51.98 | 0 | 169.5365 | Cooling | 28.2561 | #N/A | #N/A | #N/A | #N/A | 0 | 0 | 0 | 0 | 0 | 169.5365 | #N/A | #N/A | 88 | #N/A | #N/A | #N/A | #N/A | 0.09419% | 1 | 50% | 0% | 0% | 0% | 8.2745 | 0 | 0 | 0 | 8.2745 | #N/A
2007-05-31 01:00 | 5 | 31 | 1 | 151.0002 | 3601 | 53.06 | 57.02 | 993 | 53.06 | 0 | 188.1128 | Cooling | 31.3521 | #N/A | #N/A | #N/A | #N/A | 0 | 0 | 0 | 0 | 0 | 188.1128 | #N/A | #N/A | 88 | #N/A | #N/A | #N/A | #N/A | 0.1045% | 1 | 50% | 0% | 0% | 0% | 8.2745 | 0 | 0 | 0 | 8.2745 | #N/A
2007-05-31 02:00 | 5 | 31 | 2 | 151.0419 | 3602 | 53.06 | 57.02 | 993 | 53.06 | 0 | 201.7654 | Cooling | 33.6276 | #N/A | #N/A | #N/A | #N/A | 0 | 0 | 0 | 0 | 0 | 201.7654 | #N/A | #N/A | 88 | #N/A | #N/A | #N/A | #N/A | 0.1121% | 1 | 50% | 0% | 0% | 0% | 8.2745 | 0 | 0 | 0 | 8.2745 | #N/A
2007-05-31 03:00 | 5 | 31 | 3 | 151.0835 | 3603 | 48.92 | 57.02 | 992 | 48.92 | 0 | 196.5365 | Cooling | 32.7561 | #N/A | #N/A | #N/A | #N/A | 0 | 0 | 0 | 0 | 0 | 196.5365 | #N/A | #N/A | 88 | #N/A | #N/A | #N/A | #N/A | 0.1092% | 1 | 50% | 0% | 0% | 0% | 8.2745 | 0 | 0 | 0 | 8.2745 | #N/A
2007-05-31 04:00 | 5 | 31 | 4 | 151.1252 | 3604 | 48.02 | 57.02 | 992 | 48.02 | 0 | 189.3842 | Cooling | 31.564 | #N/A | #N/A | #N/A | #N/A | 0 | 0 | 0 | 0 | 0 | 189.3842 | #N/A | #N/A | 88 | #N/A | #N/A | #N/A | #N/A | 0.1052% | 1 | 50% | 0% | 0% | 0% | 8.2745 | 0 | 0 | 0 | 8.2745 | #N/A
2007-05-31 05:00 | 5 | 31 | 5 | 151.1669 | 3605 | 48.02 | 57.02 | 991 | 48.02 | 0 | 214.2641 | Cooling | 35.7107 | #N/A | #N/A | #N/A | #N/A | 0 | 0 | 0 | 0 | 0 | 214.2641 | #N/A | #N/A | 88 | #N/A | #N/A | #N/A | #N/A | 0.119% | 1 | 50% | 0% | 0% | 0% | 8.2745 | 0 | 0 | 0 | 8.2745 | #N/A
2007-05-31 06:00 | 5 | 31 | 6 | 151.2085 | 3606 | 51.98 | 57.92 | 992 | 51.98 | 0 | 1670.2401 | Cooling | 278.3733 | #N/A | #N/A | #N/A | #N/A | 0 | 0 | 0 | 0 | 0 | 1670.2401 | #N/A | #N/A | 88 | #N/A | #N/A | #N/A | #N/A | 0.9279% | 1 | 50% | 0% | 0% | 0% | 8.2745 | 0 | 0 | 0 | 8.2745 | #N/A
2007-05-31 07:00 | 5 | 31 | 7 | 151.2502 | 3607 | 55.94 | 57.92 | 991 | 55.94 | 0 | 1930.5024 | Cooling | 321.7504 | #N/A | #N/A | #N/A | #N/A | 0 | 0 | 0 | 0 | 0 | 1930.5024 | #N/A | #N/A | 88 | #N/A | #N/A | #N/A | #N/A | 1.073% | 1 | 50% | 0% | 0% | 0% | 8.2745 | 0 | 0 | 0 | 8.2745 | #N/A
2007-05-31 08:00 | 5 | 31 | 8 | 151.2919 | 3608 | 55.94 | 57.92 | 990 | 55.94 | 0 | 2334.2746 | Cooling | 389.0458 | #N/A | #N/A | #N/A | #N/A | 0 | 0 | 0 | 0 | 0 | 2334.2746 | #N/A | #N/A | 88 | #N/A | #N/A | #N/A | #N/A | 1.297% | 1 | 50% | 0% | 0% | 0% | 8.2745 | 0 | 0 | 0 | 8.2745 | #N/A
2007-05-31 09:00 | 5 | 31 | 9 | 151.3335 | 3609 | 62.06 | 60.08 | 990 | 62.06 | 0 | 2732.6928 | Cooling | 455.4488 | #N/A | #N/A | #N/A | #N/A | 0 | 0 | 0 | 0 | 0 | 2732.6928 | #N/A | #N/A | 88 | #N/A | #N/A | #N/A | #N/A | 1.518% | 1 | 50% | 0% | 0% | 0% | 8.2745 | 0 | 0 | 0 | 8.2745 | #N/A
2007-05-31 10:00 | 5 | 31 | 10 | 151.3752 | 3610 | 64.04 | 60.08 | 990 | 64.04 | 0 | 2719.3211 | Cooling | 453.2202 | #N/A | #N/A | #N/A | #N/A | 0 | 0 | 0 | 0 | 0 | 2719.3211 | #N/A | #N/A | 88 | #N/A | #N/A | #N/A | #N/A | 1.511% | 1 | 50% | 0% | 0% | 0% | 8.2745 | 0 | 0 | 0 | 8.2745 | #N/A
2007-05-31 11:00 | 5 | 31 | 11 | 151.4169 | 3611 | 64.04 | 60.98 | 990 | 64.04 | 0 | 2775.3809 | Cooling | 462.5635 | #N/A | #N/A | #N/A | #N/A | 0 | 0 | 0 | 0 | 0 | 2775.3809 | #N/A | #N/A | 88 | #N/A | #N/A | #N/A | #N/A | 1.542% | 1 | 50% | 0% | 0% | 0% | 8.2745 | 0 | 0 | 0 | 8.2745 | #N/A
2007-05-31 12:00 | 5 | 31 | 12 | 151.4585 | 3612 | 66.92 | 62.96 | 991 | 66.92 | 0 | 2663.4655 | Cooling | 443.9109 | #N/A | #N/A | #N/A | #N/A | 0 | 0 | 0 | 0 | 0 | 2663.4655 | #N/A | #N/A | 88 | #N/A | #N/A | #N/A | #N/A | 1.48% | 1 | 50% | 0% | 0% | 0% | 8.2745 | 0 | 0 | 0 | 8.2745 | #N/A
2007-05-31 13:00 | 5 | 31 | 13 | 151.5002 | 3613 | 69.08 | 66.02 | 989 | 69.08 | 0 | 2866.592 | Cooling | 477.7653 | #N/A | #N/A | #N/A | #N/A | 0 | 0 | 0 | 0 | 0 | 2866.592 | #N/A | #N/A | 88 | #N/A | #N/A | #N/A | #N/A | 1.593% | 1 | 50% | 0% | 0% | 0% | 8.2745 | 0 | 0 | 0 | 8.2745 | #N/A
2007-05-31 14:00 | 5 | 31 | 14 | 151.5419 | 3614 | 69.08 | 66.92 | 988 | 69.08 | 0 | 3601.4239 | Cooling | 600.2373 | #N/A | #N/A | #N/A | #N/A | 0 | 0 | 0 | 0 | 0 | 3601.4239 | #N/A | #N/A | 88 | #N/A | #N/A | #N/A | #N/A | 2.001% | 1 | 50% | 0% | 0% | 0% | 8.2745 | 0 | 0 | 0 | 8.2745 | #N/A
2007-05-31 15:00 | 5 | 31 | 15 | 151.5835 | 3615 | 69.08 | 64.94 | 987 | 69.08 | 0 | 3801.4169 | Cooling | 633.5695 | #N/A | #N/A | #N/A | #N/A | 0 | 0 | 0 | 0 | 0 | 3801.4169 | #N/A | #N/A | 88 | #N/A | #N/A | #N/A | #N/A | 2.112% | 1 | 50% | 0% | 0% | 0% | 8.2745 | 0 | 0 | 0 | 8.2745 | #N/A
2007-05-31 16:00 | 5 | 31 | 16 | 151.6252 | 3616 | 69.08 | 64.94 | 985 | 69.08 | 0 | 3507.2489 | Cooling | 584.5415 | #N/A | #N/A | #N/A | #N/A | 0 | 0 | 0 | 0 | 0 | 3507.2489 | #N/A | #N/A | 88 | #N/A | #N/A | #N/A | #N/A | 1.948% | 1 | 50% | 0% | 0% | 0% | 8.2745 | 0 | 0 | 0 | 8.2745 | #N/A
2007-05-31 17:00 | 5 | 31 | 17 | 151.6669 | 3617 | 69.08 | 64.94 | 984 | 69.08 | 0 | 3263.6872 | Cooling | 543.9479 | #N/A | #N/A | #N/A | #N/A | 0 | 0 | 0 | 0 | 0 | 3263.6872 | #N/A | #N/A | 88 | #N/A | #N/A | #N/A | #N/A | 1.813% | 1 | 50% | 0% | 0% | 0% | 8.2745 | 0 | 0 | 0 | 8.2745 | #N/A
2007-05-31 18:00 | 5 | 31 | 18 | 151.7085 | 3618 | 66.92 | 64.94 | 984 | 66.92 | 0 | 3696.2921 | Cooling | 616.0487 | #N/A | #N/A | #N/A | #N/A | 0 | 0 | 0 | 0 | 0 | 3696.2921 | #N/A | #N/A | 88 | #N/A | #N/A | #N/A | #N/A | 2.053% | 1 | 50% | 0% | 0% | 0% | 8.2745 | 0 | 0 | 0 | 8.2745 | #N/A
2007-05-31 19:00 | 5 | 31 | 19 | 151.7502 | 3619 | 61.88 | 64.94 | 982 | 61.88 | 0 | 3582.8641 | Cooling | 597.144 | #N/A | #N/A | #N/A | #N/A | 0 | 0 | 0 | 0 | 0 | 3582.8641 | #N/A | #N/A | 88 | #N/A | #N/A | #N/A | #N/A | 1.99% | 1 | 50% | 0% | 0% | 0% | 8.2745 | 0 | 0 | 0 | 8.2745 | #N/A
2007-05-31 20:00 | 5 | 31 | 20 | 151.7919 | 3620 | 59 | 64.94 | 982 | 59 | 0 | 3462.0003 | Cooling | 577.0001 | #N/A | #N/A | #N/A | #N/A | 0 | 0 | 0 | 0 | 0 | 3462.0003 | #N/A | #N/A | 88 | #N/A | #N/A | #N/A | #N/A | 1.923% | 1 | 50% | 0% | 0% | 0% | 8.2745 | 0 | 0 | 0 | 8.2745 | #N/A
2007-05-31 21:00 | 5 | 31 | 21 | 151.8335 | 3621 | 55.4 | 68 | 986 | 55.4 | 0 | 3152.173 | Cooling | 525.3622 | #N/A | #N/A | #N/A | #N/A | 0 | 0 | 0 | 0 | 0 | 3152.173 | #N/A | #N/A | 88 | #N/A | #N/A | #N/A | #N/A | 1.751% | 1 | 50% | 0% | 0% | 0% | 8.2745 | 0 | 0 | 0 | 8.2745 | #N/A
2007-05-31 22:00 | 5 | 31 | 22 | 151.8752 | 3622 | 57.38 | 64.94 | 983 | 57.38 | 0 | 366.6269 | Cooling | 61.1045 | #N/A | #N/A | #N/A | #N/A | 0 | 0 | 0 | 0 | 0 | 366.6269 | #N/A | #N/A | 88 | #N/A | #N/A | #N/A | #N/A | 0.2037% | 1 | 50% | 0% | 0% | 0% | 8.2745 | 0 | 0 | 0 | 8.2745 | #N/A
2007-05-31 23:00 | 5 | 31 | 23 | 151.9169 | 3623 | 59.72 | 61.7 | 982 | 59.72 | 0 | 412.0806 | Cooling | 68.6801 | #N/A | #N/A | #N/A | #N/A | 0 | 0 | 0 | 0 | 0 | 412.0806 | #N/A | #N/A | 88 | #N/A | #N/A | #N/A | #N/A | 0.2289% | 1 | 50% | 0% | 0% | 0% | 8.2745 | 0 | 0 | 0 | 8.2745 | #N/A
2007-06-01 | 6 | 1 | 0 | 151.9585 | 3624 | 62.24 | 58.64 | 982 | 62.24 | 0 | 229.6635 | Cooling | 38.2773 | #N/A | #N/A | #N/A | #N/A | 0 | 0 | 0 | 0 | 0 | 229.6635 | #N/A | #N/A | 88 | #N/A | #N/A | #N/A | #N/A | 0.1276% | 1 | 50% | 0% | 0% | 0% | 8.2745 | 0 | 0 | 0 | 8.2745 | #N/A
2007-06-01 01:00 | 6 | 1 | 1 | 152.0002 | 3625 | 65.48 | 55.4 | 1004 | 65.48 | 0 | 89.3449 | Cooling | 14.8908 | #N/A | #N/A | #N/A | #N/A | 0 | 0 | 0 | 0 | 0 | 89.3449 | #N/A | #N/A | 88 | #N/A | #N/A | #N/A | #N/A | 0.04964% | 1 | 50% | 0% | 0% | 0% | 8.2745 | 0 | 0 | 0 | 8.2745 | #N/A
2007-06-01 02:00 | 6 | 1 | 2 | 152.0419 | 3626 | 64.58 | 52.34 | 1004 | 64.58 | 0 | 12.0662 | Cooling | 2.011 | #N/A | #N/A | #N/A | #N/A | 0 | 0 | 0 | 0 | 0 | 12.0662 | #N/A | #N/A | 88 | #N/A | #N/A | #N/A | #N/A | 0.006703% | 1 | 50% | 0% | 0% | 0% | 8.2745 | 0 | 0 | 0 | 8.2745 | #N/A
2007-06-01 03:00 | 6 | 1 | 3 | 152.0835 | 3627 | 64.76 | 49.1 | 1004 | 64.76 | 0 | 0.0027025 | Cooling | 0.00045042 | #N/A | #N/A | #N/A | #N/A | 0 | 0 | 0 | 0 | 0 | 0.0027025 | #N/A | #N/A | 88 | #N/A | #N/A | #N/A | #N/A | 1.501e-06% | 1 | 50% | 0% | 0% | 0% | 8.2745 | 0 | 0 | 0 | 8.2745 | #N/A
2007-06-01 04:00 | 6 | 1 | 4 | 152.1252 | 3628 | 65.12 | 46.04 | 1004 | 65.12 | 0 | 0.034517 | Cooling | 0.0057528 | #N/A | #N/A | #N/A | #N/A | 0 | 0 | 0 | 0 | 0 | 0.034517 | #N/A | #N/A | 88 | #N/A | #N/A | #N/A | #N/A | 1.918e-05% | 1 | 50% | 0% | 0% | 0% | 8.2745 | 0 | 0 | 0 | 8.2745 | #N/A
2007-06-01 05:00 | 6 | 1 | 5 | 152.1669 | 3629 | 65.48 | 47.66 | 1004 | 65.48 | 0 | 0.020923 | Cooling | 0.0034872 | #N/A | #N/A | #N/A | #N/A | 0 | 0 | 0 | 0 | 0 | 0.020923 | #N/A | #N/A | 88 | #N/A | #N/A | #N/A | #N/A | 1.162e-05% | 1 | 50% | 0% | 0% | 0% | 8.2745 | 0 | 0 | 0 | 8.2745 | #N/A
2007-06-01 06:00 | 6 | 1 | 6 | 152.2085 | 3630 | 66.56 | 50.72 | 1004 | 66.56 | 0 | 51.5006 | Cooling | 8.5834 | #N/A | #N/A | #N/A | #N/A | 0 | 0 | 0 | 0 | 0 | 51.5006 | #N/A | #N/A | 88 | #N/A | #N/A | #N/A | #N/A | 0.02861% | 1 | 50% | 0% | 0% | 0% | 8.2745 | 0 | 0 | 0 | 8.2745 | #N/A
2007-06-01 07:00 | 6 | 1 | 7 | 152.2502 | 3631 | 66.02 | 53.96 | 1004 | 66.02 | 0 | 381.7927 | Cooling | 63.6321 | #N/A | #N/A | #N/A | #N/A | 0 | 0 | 0 | 0 | 0 | 381.7927 | #N/A | #N/A | 88 | #N/A | #N/A | #N/A | #N/A | 0.2121% | 1 | 50% | 0% | 0% | 0% | 8.2745 | 0 | 0 | 0 | 8.2745 | #N/A
2007-06-01 08:00 | 6 | 1 | 8 | 152.2919 | 3632 | 66.02 | 55.4 | 1004 | 66.02 | 0 | 1057.3546 | Cooling | 176.2258 | #N/A | #N/A | #N/A | #N/A | 0 | 0 | 0 | 0 | 0 | 1057.3546 | #N/A | #N/A | 88 | #N/A | #N/A | #N/A | #N/A | 0.5874% | 1 | 50% | 0% | 0% | 0% | 8.2745 | 0 | 0 | 0 | 8.2745 | #N/A
2007-06-01 09:00 | 6 | 1 | 9 | 152.3335 | 3633 | 68 | 57.02 | 1004 | 68 | 0 | 1813.2249 | Cooling | 302.2041 | #N/A | #N/A | #N/A | #N/A | 0 | 0 | 0 | 0 | 0 | 1813.2249 | #N/A | #N/A | 88 | #N/A | #N/A | #N/A | #N/A | 1.007% | 1 | 50% | 0% | 0% | 0% | 8.2745 | 0 | 0 | 0 | 8.2745 | #N/A
2007-06-01 10:00 | 6 | 1 | 10 | 152.3752 | 3634 | 66.02 | 59 | 1003 | 66.02 | 0 | 2356.9907 | Cooling | 392.8318 | #N/A | #N/A | #N/A | #N/A | 0 | 0 | 0 | 0 | 0 | 2356.9907 | #N/A | #N/A | 88 | #N/A | #N/A | #N/A | #N/A | 1.309% | 1 | 50% | 0% | 0% | 0% | 8.2745 | 0 | 0 | 0 | 8.2745 | #N/A
2007-06-01 11:00 | 6 | 1 | 11 | 152.4169 | 3635 | 66.02 | 57.2 | 1003 | 66.02 | 0 | 2795.3456 | Cooling | 465.8909 | #N/A | #N/A | #N/A | #N/A | 0 | 0 | 0 | 0 | 0 | 2795.3456 | #N/A | #N/A | 88 | #N/A | #N/A | #N/A | #N/A | 1.553% | 1 | 50% | 0% | 0% | 0% | 8.2745 | 0 | 0 | 0 | 8.2745 | #N/A
2007-06-01 12:00 | 6 | 1 | 12 | 152.4585 | 3636 | 71.96 | 55.76 | 1002 | 71.96 | 0 | 2456.665 | Cooling | 409.4442 | #N/A | #N/A | #N/A | #N/A | 0 | 0 | 0 | 0 | 0 | 2456.665 | #N/A | #N/A | 88 | #N/A | #N/A | #N/A | #N/A | 1.365% | 1 | 50% | 0% | 0% | 0% | 8.2745 | 0 | 0 | 0 | 8.2745 | #N/A
2007-06-01 13:00 | 6 | 1 | 13 | 152.5002 | 3637 | 77 | 55.04 | 1002 | 77 | 0 | 2041.5476 | Cooling | 340.2579 | #N/A | #N/A | #N/A | #N/A | 0 | 0 | 0 | 0 | 0 | 2041.5476 | #N/A | #N/A | 88 | #N/A | #N/A | #N/A | #N/A | 1.134% | 1 | 50% | 0% | 0% | 0% | 8.2745 | 0 | 0 | 0 | 8.2745 | #N/A
2007-06-01 14:00 | 6 | 1 | 14 | 152.5419 | 3638 | 77 | 53.6 | 1002 | 77 | 0 | 1835.9476 | Cooling | 305.9913 | #N/A | #N/A | #N/A | #N/A | 0 | 0 | 0 | 0 | 0 | 1835.9476 | #N/A | #N/A | 88 | #N/A | #N/A | #N/A | #N/A | 1.02% | 1 | 50% | 0% | 0% | 0% | 8.2745 | 0 | 0 | 0 | 8.2745 | #N/A
2007-06-01 15:00 | 6 | 1 | 15 | 152.5835 | 3639 | 75.92 | 53.06 | 1001 | 75.92 | 0 | 1775.9106 | Cooling | 295.9851 | #N/A | #N/A | #N/A | #N/A | 0 | 0 | 0 | 0 | 0 | 1775.9106 | #N/A | #N/A | 88 | #N/A | #N/A | #N/A | #N/A | 0.9866% | 1 | 50% | 0% | 0% | 0% | 8.2745 | 0 | 0 | 0 | 8.2745 | #N/A
2007-06-01 16:00 | 6 | 1 | 16 | 152.6252 | 3640 | 73.94 | 53.06 | 1001 | 73.94 | 0 | 1919.8667 | Cooling | 319.9778 | #N/A | #N/A | #N/A | #N/A | 0 | 0 | 0 | 0 | 0 | 1919.8667 | #N/A | #N/A | 88 | #N/A | #N/A | #N/A | #N/A | 1.067% | 1 | 50% | 0% | 0% | 0% | 8.2745 | 0 | 0 | 0 | 8.2745 | #N/A
2007-06-01 17:00 | 6 | 1 | 17 | 152.6669 | 3641 | 73.94 | 54.32 | 1001 | 73.94 | 0 | 1904.464 | Cooling | 317.4107 | #N/A | #N/A | #N/A | #N/A | 0 | 0 | 0 | 0 | 0 | 1904.464 | #N/A | #N/A | 88 | #N/A | #N/A | #N/A | #N/A | 1.058% | 1 | 50% | 0% | 0% | 0% | 8.2745 | 0 | 0 | 0 | 8.2745 | #N/A
2007-06-01 18:00 | 6 | 1 | 18 | 152.7085 | 3642 | 75.92 | 56.3 | 1001 | 75.92 | 0 | 582.3098 | Cooling | 97.0516 | #N/A | #N/A | #N/A | #N/A | 0 | 0 | 0 | 0 | 0 | 582.3098 | #N/A | #N/A | 88 | #N/A | #N/A | #N/A | #N/A | 0.3235% | 1 | 50% | 0% | 0% | 0% | 8.2745 | 0 | 0 | 0 | 8.2745 | #N/A
2007-06-01 19:00 | 6 | 1 | 19 | 152.7502 | 3643 | 73.04 | 59 | 1001 | 73.04 | 0 | 893.066 | Cooling | 148.8443 | #N/A | #N/A | #N/A | #N/A | 0 | 0 | 0 | 0 | 0 | 893.066 | #N/A | #N/A | 88 | #N/A | #N/A | #N/A | #N/A | 0.4961% | 1 | 50% | 0% | 0% | 0% | 8.2745 | 0 | 0 | 0 | 8.2745 | #N/A
2007-06-01 20:00 | 6 | 1 | 20 | 152.7919 | 3644 | 73.04 | 57.74 | 1001 | 73.04 | 0 | 662.1148 | Cooling | 110.3525 | #N/A | #N/A | #N/A | #N/A | 0 | 0 | 0 | 0 | 0 | 662.1148 | #N/A | #N/A | 88 | #N/A | #N/A | #N/A | #N/A | 0.3678% | 1 | 50% | 0% | 0% | 0% | 8.2745 | 0 | 0 | 0 | 8.2745 | #N/A
2007-06-01 21:00 | 6 | 1 | 21 | 152.8335 | 3645 | 71.06 | 56.66 | 1002 | 71.06 | 0 | 344.2299 | Cooling | 57.3716 | #N/A | #N/A | #N/A | #N/A | 0 | 0 | 0 | 0 | 0 | 344.2299 | #N/A | #N/A | 88 | #N/A | #N/A | #N/A | #N/A | 0.1912% | 1 | 50% | 0% | 0% | 0% | 8.2745 | 0 | 0 | 0 | 8.2745 | #N/A
2007-06-01 22:00 | 6 | 1 | 22 | 152.8752 | 3646 | 66.92 | 55.94 | 1002 | 66.92 | 0 | 161.9076 | Cooling | 26.9846 | #N/A | #N/A | #N/A | #N/A | 0 | 0 | 0 | 0 | 0 | 161.9076 | #N/A | #N/A | 88 | #N/A | #N/A | #N/A | #N/A | 0.08995% | 1 | 50% | 0% | 0% | 0% | 8.2745 | 0 | 0 | 0 | 8.2745 | #N/A
2007-06-01 23:00 | 6 | 1 | 23 | 152.9169 | 3647 | 66.92 | 55.76 | 1002 | 66.92 | 0 | 97.9575 | Cooling | 16.3262 | #N/A | #N/A | #N/A | #N/A | 0 | 0 | 0 | 0 | 0 | 97.9575 | #N/A | #N/A | 88 | #N/A | #N/A | #N/A | #N/A | 0.05442% | 1 | 50% | 0% | 0% | 0% | 8.2745 | 0 | 0 | 0 | 8.2745 | #N/A
2007-06-02 | 6 | 2 | 0 | 152.9585 | 3648 | 64.04 | 55.94 | 1001 | 64.04 | 0 | 90.3111 | Cooling | 15.0518 | #N/A | #N/A | #N/A | #N/A | 0 | 0 | 0 | 0 | 0 | 90.3111 | #N/A | #N/A | 88 | #N/A | #N/A | #N/A | #N/A | 0.05017% | 1 | 50% | 0% | 0% | 0% | 8.2745 | 0 | 0 | 0 | 8.2745 | #N/A
2007-06-02 01:00 | 6 | 2 | 1 | 153.0002 | 3649 | 62.06 | 55.94 | 1001 | 62.06 | 0 | 82.4598 | Cooling | 13.7433 | #N/A | #N/A | #N/A | #N/A | 0 | 0 | 0 | 0 | 0 | 82.4598 | #N/A | #N/A | 88 | #N/A | #N/A | #N/A | #N/A | 0.04581% | 1 | 50% | 0% | 0% | 0% | 8.2745 | 0 | 0 | 0 | 8.2745 | #N/A
2007-06-02 02:00 | 6 | 2 | 2 | 153.0419 | 3650 | 62.06 | 54.68 | 1001 | 62.06 | 0 | 68.6489 | Cooling | 11.4415 | #N/A | #N/A | #N/A | #N/A | 0 | 0 | 0 | 0 | 0 | 68.6489 | #N/A | #N/A | 88 | #N/A | #N/A | #N/A | #N/A | 0.03814% | 1 | 50% | 0% | 0% | 0% | 8.2745 | 0 | 0 | 0 | 8.2745 | #N/A
2007-06-02 03:00 | 6 | 2 | 3 | 153.0835 | 3651 | 59 | 53.78 | 1001 | 59 | 0 | 50.8718 | Cooling | 8.4786 | #N/A | #N/A | #N/A | #N/A | 0 | 0 | 0 | 0 | 0 | 50.8718 | #N/A | #N/A | 88 | #N/A | #N/A | #N/A | #N/A | 0.02826% | 1 | 50% | 0% | 0% | 0% | 8.2745 | 0 | 0 | 0 | 8.2745 | #N/A
2007-06-02 04:00 | 6 | 2 | 4 | 153.1252 | 3652 | 59 | 53.06 | 1001 | 59 | 0 | 36.024 | Cooling | 6.004 | #N/A | #N/A | #N/A | #N/A | 0 | 0 | 0 | 0 | 0 | 36.024 | #N/A | #N/A | 88 | #N/A | #N/A | #N/A | #N/A | 0.02001% | 1 | 50% | 0% | 0% | 0% | 8.2745 | 0 | 0 | 0 | 8.2745 | #N/A
2007-06-02 05:00 | 6 | 2 | 5 | 153.1669 | 3653 | 59 | 53.96 | 1002 | 59 | 0 | 63.8301 | Cooling | 10.6384 | #N/A | #N/A | #N/A | #N/A | 0 | 0 | 0 | 0 | 0 | 63.8301 | #N/A | #N/A | 88 | #N/A | #N/A | #N/A | #N/A | 0.03546% | 1 | 50% | 0% | 0% | 0% | 8.2745 | 0 | 0 | 0 | 8.2745 | #N/A
2007-06-02 06:00 | 6 | 2 | 6 | 153.2085 | 3654 | 62.06 | 56.48 | 1002 | 62.06 | 0 | 161.5142 | Cooling | 26.919 | #N/A | #N/A | #N/A | #N/A | 0 | 0 | 0 | 0 | 0 | 161.5142 | #N/A | #N/A | 88 | #N/A | #N/A | #N/A | #N/A | 0.08973% | 1 | 50% | 0% | 0% | 0% | 8.2745 | 0 | 0 | 0 | 8.2745 | #N/A
2007-06-02 07:00 | 6 | 2 | 7 | 153.2502 | 3655 | 66.92 | 59 | 1002 | 66.92 | 0 | 287.4316 | Cooling | 47.9053 | #N/A | #N/A | #N/A | #N/A | 0 | 0 | 0 | 0 | 0 | 287.4316 | #N/A | #N/A | 88 | #N/A | #N/A | #N/A | #N/A | 0.1597% | 1 | 50% | 0% | 0% | 0% | 8.2745 | 0 | 0 | 0 | 8.2745 | #N/A
2007-06-02 08:00 | 6 | 2 | 8 | 153.2919 | 3656 | 66.92 | 60.08 | 1002 | 66.92 | 0 | 428.0312 | Cooling | 71.3385 | #N/A | #N/A | #N/A | #N/A | 0 | 0 | 0 | 0 | 0 | 428.0312 | #N/A | #N/A | 88 | #N/A | #N/A | #N/A | #N/A | 0.2378% | 1 | 50% | 0% | 0% | 0% | 8.2745 | 0 | 0 | 0 | 8.2745 | #N/A
2007-06-02 09:00 | 6 | 2 | 9 | 153.3335 | 3657 | 73.04 | 61.34 | 1002 | 73.04 | 0 | 467.449 | Cooling | 77.9082 | #N/A | #N/A | #N/A | #N/A | 0 | 0 | 0 | 0 | 0 | 467.449 | #N/A | #N/A | 88 | #N/A | #N/A | #N/A | #N/A | 0.2597% | 1 | 50% | 0% | 0% | 0% | 8.2745 | 0 | 0 | 0 | 8.2745 | #N/A
2007-06-02 10:00 | 6 | 2 | 10 | 153.3752 | 3658 | 75.92 | 62.96 | 1002 | 75.92 | 0 | 413.9615 | Cooling | 68.9936 | #N/A | #N/A | #N/A | #N/A | 0 | 0 | 0 | 0 | 0 | 413.9615 | #N/A | #N/A | 88 | #N/A | #N/A | #N/A | #N/A | 0.23% | 1 | 50% | 0% | 0% | 0% | 8.2745 | 0 | 0 | 0 | 8.2745 | #N/A
2007-06-02 11:00 | 6 | 2 | 11 | 153.4169 | 3659 | 75.92 | 62.6 | 1002 | 75.92 | 0 | 430.9653 | Cooling | 71.8276 | #N/A | #N/A | #N/A | #N/A | 0 | 0 | 0 | 0 | 0 | 430.9653 | #N/A | #N/A | 88 | #N/A | #N/A | #N/A | #N/A | 0.2394% | 1 | 50% | 0% | 0% | 0% | 8.2745 | 0 | 0 | 0 | 8.2745 | #N/A
2007-06-02 12:00 | 6 | 2 | 12 | 153.4585 | 3660 | 80.96 | 62.42 | 1002 | 80.96 | 0 | 416.3171 | Cooling | 69.3862 | #N/A | #N/A | #N/A | #N/A | 0 | 0 | 0 | 0 | 0 | 416.3171 | #N/A | #N/A | 88 | #N/A | #N/A | #N/A | #N/A | 0.2313% | 1 | 50% | 0% | 0% | 0% | 8.2745 | 0 | 0 | 0 | 8.2745 | #N/A
2007-06-02 13:00 | 6 | 2 | 13 | 153.5002 | 3661 | 82.04 | 62.96 | 1002 | 82.04 | 0 | 381.1387 | Cooling | 63.5231 | #N/A | #N/A | #N/A | #N/A | 0 | 0 | 0 | 0 | 0 | 381.1387 | #N/A | #N/A | 88 | #N/A | #N/A | #N/A | #N/A | 0.2117% | 1 | 50% | 0% | 0% | 0% | 8.2745 | 0 | 0 | 0 | 8.2745 | #N/A
2007-06-02 14:00 | 6 | 2 | 14 | 153.5419 | 3662 | 82.04 | 62.24 | 1002 | 82.04 | 0 | 432.039 | Cooling | 72.0065 | #N/A | #N/A | #N/A | #N/A | 0 | 0 | 0 | 0 | 0 | 432.039 | #N/A | #N/A | 88 | #N/A | #N/A | #N/A | #N/A | 0.24% | 1 | 50% | 0% | 0% | 0% | 8.2745 | 0 | 0 | 0 | 8.2745 | #N/A
2007-06-02 15:00 | 6 | 2 | 15 | 153.5835 | 3663 | 84.02 | 62.24 | 1002 | 84.02 | 0 | 519.9948 | Cooling | 86.6658 | #N/A | #N/A | #N/A | #N/A | 0 | 0 | 0 | 0 | 0 | 519.9948 | #N/A | #N/A | 88 | #N/A | #N/A | #N/A | #N/A | 0.2889% | 1 | 50% | 0% | 0% | 0% | 8.2745 | 0 | 0 | 0 | 8.2745 | #N/A
2007-06-02 16:00 | 6 | 2 | 16 | 153.6252 | 3664 | 82.94 | 62.96 | 1001 | 82.94 | 0 | 961.8854 | Cooling | 160.3142 | #N/A | #N/A | #N/A | #N/A | 0 | 0 | 0 | 0 | 0 | 961.8854 | #N/A | #N/A | 88 | #N/A | #N/A | #N/A | #N/A | 0.5344% | 1 | 50% | 0% | 0% | 0% | 8.2745 | 0 | 0 | 0 | 8.2745 | #N/A
2007-06-02 17:00 | 6 | 2 | 17 | 153.6669 | 3665 | 82.94 | 60.98 | 1002 | 82.94 | 0 | 1008.5824 | Cooling | 168.0971 | #N/A | #N/A | #N/A | #N/A | 0 | 0 | 0 | 0 | 0 | 1008.5824 | #N/A | #N/A | 88 | #N/A | #N/A | #N/A | #N/A | 0.5603% | 1 | 50% | 0% | 0% | 0% | 8.2745 | 0 | 0 | 0 | 8.2745 | #N/A
2007-06-02 18:00 | 6 | 2 | 18 | 153.7085 | 3666 | 80.96 | 59.54 | 1002 | 80.96 | 0 | 797.9692 | Cooling | 132.9949 | #N/A | #N/A | #N/A | #N/A | 0 | 0 | 0 | 0 | 0 | 797.9692 | #N/A | #N/A | 88 | #N/A | #N/A | #N/A | #N/A | 0.4433% | 1 | 50% | 0% | 0% | 0% | 8.2745 | 0 | 0 | 0 | 8.2745 | #N/A
2007-06-02 19:00 | 6 | 2 | 19 | 153.7502 | 3667 | 80.06 | 59 | 1002 | 80.06 | 0 | 507.8332 | Cooling | 84.6389 | #N/A | #N/A | #N/A | #N/A | 0 | 0 | 0 | 0 | 0 | 507.8332 | #N/A | #N/A | 88 | #N/A | #N/A | #N/A | #N/A | 0.2821% | 1 | 50% | 0% | 0% | 0% | 8.2745 | 0 | 0 | 0 | 8.2745 | #N/A
2007-06-02 20:00 | 6 | 2 | 20 | 153.7919 | 3668 | 80.06 | 57.02 | 1002 | 80.06 | 0 | 356.6882 | Cooling | 59.448 | #N/A | #N/A | #N/A | #N/A | 0 | 0 | 0 | 0 | 0 | 356.6882 | #N/A | #N/A | 88 | #N/A | #N/A | #N/A | #N/A | 0.1982% | 1 | 50% | 0% | 0% | 0% | 8.2745 | 0 | 0 | 0 | 8.2745 | #N/A
2007-06-02 21:00 | 6 | 2 | 21 | 153.8335 | 3669 | 75.92 | 55.4 | 1002 | 75.92 | 0 | 187.4115 | Cooling | 31.2353 | #N/A | #N/A | #N/A | #N/A | 0 | 0 | 0 | 0 | 0 | 187.4115 | #N/A | #N/A | 88 | #N/A | #N/A | #N/A | #N/A | 0.1041% | 1 | 50% | 0% | 0% | 0% | 8.2745 | 0 | 0 | 0 | 8.2745 | #N/A
2007-06-02 22:00 | 6 | 2 | 22 | 153.8752 | 3670 | 75.02 | 53.96 | 1002 | 75.02 | 0 | 89.6036 | Cooling | 14.9339 | #N/A | #N/A | #N/A | #N/A | 0 | 0 | 0 | 0 | 0 | 89.6036 | #N/A | #N/A | 88 | #N/A | #N/A | #N/A | #N/A | 0.04978% | 1 | 50% | 0% | 0% | 0% | 8.2745 | 0 | 0 | 0 | 8.2745 | #N/A
2007-06-02 23:00 | 6 | 2 | 23 | 153.9169 | 3671 | 75.02 | 54.5 | 1002 | 75.02 | 0 | 57.0412 | Cooling | 9.5069 | #N/A | #N/A | #N/A | #N/A | 0 | 0 | 0 | 0 | 0 | 57.0412 | #N/A | #N/A | 88 | #N/A | #N/A | #N/A | #N/A | 0.03169% | 1 | 50% | 0% | 0% | 0% | 8.2745 | 0 | 0 | 0 | 8.2745 | #N/A
2007-06-03 | 6 | 3 | 0 | 153.9585 | 3672 | 73.04 | 55.22 | 1002 | 73.04 | 0 | 79.5846 | Cooling | 13.2641 | #N/A | #N/A | #N/A | #N/A | 0 | 0 | 0 | 0 | 0 | 79.5846 | #N/A | #N/A | 88 | #N/A | #N/A | #N/A | #N/A | 0.04421% | 1 | 50% | 0% | 0% | 0% | 8.2745 | 0 | 0 | 0 | 8.2745 | #N/A
2007-06-03 01:00 | 6 | 3 | 1 | 154.0002 | 3673 | 73.04 | 55.94 | 1001 | 73.04 | 0 | 89.5611 | Cooling | 14.9268 | #N/A | #N/A | #N/A | #N/A | 0 | 0 | 0 | 0 | 0 | 89.5611 | #N/A | #N/A | 88 | #N/A | #N/A | #N/A | #N/A | 0.04976% | 1 | 50% | 0% | 0% | 0% | 8.2745 | 0 | 0 | 0 | 8.2745 | #N/A
2007-06-03 02:00 | 6 | 3 | 2 | 154.0419 | 3674 | 73.04 | 55.58 | 1001 | 73.04 | 0 | 92.5756 | Cooling | 15.4293 | #N/A | #N/A | #N/A | #N/A | 0 | 0 | 0 | 0 | 0 | 92.5756 | #N/A | #N/A | 88 | #N/A | #N/A | #N/A | #N/A | 0.05143% | 1 | 50% | 0% | 0% | 0% | 8.2745 | 0 | 0 | 0 | 8.2745 | #N/A
2007-06-03 03:00 | 6 | 3 | 3 | 154.0835 | 3675 | 71.6 | 55.58 | 1001 | 71.6 | 0 | 91.3517 | Cooling | 15.2253 | #N/A | #N/A | #N/A | #N/A | 0 | 0 | 0 | 0 | 0 | 91.3517 | #N/A | #N/A | 88 | #N/A | #N/A | #N/A | #N/A | 0.05075% | 1 | 50% | 0% | 0% | 0% | 8.2745 | 0 | 0 | 0 | 8.2745 | #N/A
2007-06-03 04:00 | 6 | 3 | 4 | 154.1252 | 3676 | 71.6 | 55.94 | 1001 | 71.6 | 0 | 90.0391 | Cooling | 15.0065 | #N/A | #N/A | #N/A | #N/A | 0 | 0 | 0 | 0 | 0 | 90.0391 | #N/A | #N/A | 88 | #N/A | #N/A | #N/A | #N/A | 0.05002% | 1 | 50% | 0% | 0% | 0% | 8.2745 | 0 | 0 | 0 | 8.2745 | #N/A
2007-06-03 05:00 | 6 | 3 | 5 | 154.1669 | 3677 | 69.98 | 55.94 | 1001 | 69.98 | 0 | 134.3772 | Cooling | 22.3962 | #N/A | #N/A | #N/A | #N/A | 0 | 0 | 0 | 0 | 0 | 134.3772 | #N/A | #N/A | 88 | #N/A | #N/A | #N/A | #N/A | 0.07465% | 1 | 50% | 0% | 0% | 0% | 8.2745 | 0 | 0 | 0 | 8.2745 | #N/A
2007-06-03 06:00 | 6 | 3 | 6 | 154.2085 | 3678 | 71.06 | 57.38 | 1002 | 71.06 | 0 | 1219.6912 | Cooling | 203.2819 | #N/A | #N/A | #N/A | #N/A | 0 | 0 | 0 | 0 | 0 | 1219.6912 | #N/A | #N/A | 88 | #N/A | #N/A | #N/A | #N/A | 0.6776% | 1 | 50% | 0% | 0% | 0% | 8.2745 | 0 | 0 | 0 | 8.2745 | #N/A
2007-06-03 07:00 | 6 | 3 | 7 | 154.2502 | 3679 | 71.06 | 59 | 1002 | 71.06 | 0 | 1545.7007 | Cooling | 257.6168 | #N/A | #N/A | #N/A | #N/A | 0 | 0 | 0 | 0 | 0 | 1545.7007 | #N/A | #N/A | 88 | #N/A | #N/A | #N/A | #N/A | 0.8587% | 1 | 50% | 0% | 0% | 0% | 8.2745 | 0 | 0 | 0 | 8.2745 | #N/A
2007-06-03 08:00 | 6 | 3 | 8 | 154.2919 | 3680 | 71.06 | 56.3 | 1001 | 71.06 | 0 | 2000.5261 | Cooling | 333.421 | #N/A | #N/A | #N/A | #N/A | 0 | 0 | 0 | 0 | 0 | 2000.5261 | #N/A | #N/A | 88 | #N/A | #N/A | #N/A | #N/A | 1.111% | 1 | 50% | 0% | 0% | 0% | 8.2745 | 0 | 0 | 0 | 8.2745 | #N/A
2007-06-03 09:00 | 6 | 3 | 9 | 154.3335 | 3681 | 73.94 | 53.96 | 1001 | 73.94 | 0 | 2055.0616 | Cooling | 342.5103 | #N/A | #N/A | #N/A | #N/A | 0 | 0 | 0 | 0 | 0 | 2055.0616 | #N/A | #N/A | 88 | #N/A | #N/A | #N/A | #N/A | 1.142% | 1 | 50% | 0% | 0% | 0% | 8.2745 | 0 | 0 | 0 | 8.2745 | #N/A
2007-06-03 10:00 | 6 | 3 | 10 | 154.3752 | 3682 | 75.02 | 51.98 | 1001 | 75.02 | 0 | 1920.2273 | Cooling | 320.0379 | #N/A | #N/A | #N/A | #N/A | 0 | 0 | 0 | 0 | 0 | 1920.2273 | #N/A | #N/A | 88 | #N/A | #N/A | #N/A | #N/A | 1.067% | 1 | 50% | 0% | 0% | 0% | 8.2745 | 0 | 0 | 0 | 8.2745 | #N/A
2007-06-03 11:00 | 6 | 3 | 11 | 154.4169 | 3683 | 75.02 | 51.62 | 1000 | 75.02 | 0 | 1987.6065 | Cooling | 331.2677 | #N/A | #N/A | #N/A | #N/A | 0 | 0 | 0 | 0 | 0 | 1987.6065 | #N/A | #N/A | 88 | #N/A | #N/A | #N/A | #N/A | 1.104% | 1 | 50% | 0% | 0% | 0% | 8.2745 | 0 | 0 | 0 | 8.2745 | #N/A
2007-06-03 12:00 | 6 | 3 | 12 | 154.4585 | 3684 | 75.92 | 51.44 | 1000 | 75.92 | 0 | 2148.9291 | Cooling | 358.1548 | #N/A | #N/A | #N/A | #N/A | 0 | 0 | 0 | 0 | 0 | 2148.9291 | #N/A | #N/A | 88 | #N/A | #N/A | #N/A | #N/A | 1.194% | 1 | 50% | 0% | 0% | 0% | 8.2745 | 0 | 0 | 0 | 8.2745 | #N/A
2007-06-03 13:00 | 6 | 3 | 13 | 154.5002 | 3685 | 77 | 51.98 | 999 | 77 | 0 | 2167.6474 | Cooling | 361.2746 | #N/A | #N/A | #N/A | #N/A | 0 | 0 | 0 | 0 | 0 | 2167.6474 | #N/A | #N/A | 88 | #N/A | #N/A | #N/A | #N/A | 1.204% | 1 | 50% | 0% | 0% | 0% | 8.2745 | 0 | 0 | 0 | 8.2745 | #N/A
2007-06-03 14:00 | 6 | 3 | 14 | 154.5419 | 3686 | 77 | 51.26 | 999 | 77 | 0 | 2279.5768 | Cooling | 379.9295 | #N/A | #N/A | #N/A | #N/A | 0 | 0 | 0 | 0 | 0 | 2279.5768 | #N/A | #N/A | 88 | #N/A | #N/A | #N/A | #N/A | 1.266% | 1 | 50% | 0% | 0% | 0% | 8.2745 | 0 | 0 | 0 | 8.2745 | #N/A
2007-06-03 15:00 | 6 | 3 | 15 | 154.5835 | 3687 | 75.92 | 51.26 | 998 | 75.92 | 0 | 2331.8609 | Cooling | 388.6435 | #N/A | #N/A | #N/A | #N/A | 0 | 0 | 0 | 0 | 0 | 2331.8609 | #N/A | #N/A | 88 | #N/A | #N/A | #N/A | #N/A | 1.295% | 1 | 50% | 0% | 0% | 0% | 8.2745 | 0 | 0 | 0 | 8.2745 | #N/A
2007-06-03 16:00 | 6 | 3 | 16 | 154.6252 | 3688 | 75.02 | 51.98 | 998 | 75.02 | 0 | 2443.2446 | Cooling | 407.2074 | #N/A | #N/A | #N/A | #N/A | 0 | 0 | 0 | 0 | 0 | 2443.2446 | #N/A | #N/A | 88 | #N/A | #N/A | #N/A | #N/A | 1.357% | 1 | 50% | 0% | 0% | 0% | 8.2745 | 0 | 0 | 0 | 8.2745 | #N/A
2007-06-03 17:00 | 6 | 3 | 17 | 154.6669 | 3689 | 75.02 | 51.26 | 998 | 75.02 | 0 | 2400.0734 | Cooling | 400.0122 | #N/A | #N/A | #N/A | #N/A | 0 | 0 | 0 | 0 | 0 | 2400.0734 | #N/A | #N/A | 88 | #N/A | #N/A | #N/A | #N/A | 1.333% | 1 | 50% | 0% | 0% | 0% | 8.2745 | 0 | 0 | 0 | 8.2745 | #N/A
2007-06-03 18:00 | 6 | 3 | 18 | 154.7085 | 3690 | 75.02 | 51.26 | 997 | 75.02 | 0 | 2242.0074 | Cooling | 373.6679 | #N/A | #N/A | #N/A | #N/A | 0 | 0 | 0 | 0 | 0 | 2242.0074 | #N/A | #N/A | 88 | #N/A | #N/A | #N/A | #N/A | 1.246% | 1 | 50% | 0% | 0% | 0% | 8.2745 | 0 | 0 | 0 | 8.2745 | #N/A
2007-06-03 19:00 | 6 | 3 | 19 | 154.7502 | 3691 | 71.06 | 51.98 | 997 | 71.06 | 0 | 2188.8075 | Cooling | 364.8012 | #N/A | #N/A | #N/A | #N/A | 0 | 0 | 0 | 0 | 0 | 2188.8075 | #N/A | #N/A | 88 | #N/A | #N/A | #N/A | #N/A | 1.216% | 1 | 50% | 0% | 0% | 0% | 8.2745 | 0 | 0 | 0 | 8.2745 | #N/A
2007-06-03 20:00 | 6 | 3 | 20 | 154.7919 | 3692 | 71.06 | 51.62 | 997 | 71.06 | 0 | 1975.1057 | Cooling | 329.1843 | #N/A | #N/A | #N/A | #N/A | 0 | 0 | 0 | 0 | 0 | 1975.1057 | #N/A | #N/A | 88 | #N/A | #N/A | #N/A | #N/A | 1.097% | 1 | 50% | 0% | 0% | 0% | 8.2745 | 0 | 0 | 0 | 8.2745 | #N/A
2007-06-03 21:00 | 6 | 3 | 21 | 154.8335 | 3693 | 68 | 51.8 | 997 | 68 | 0 | 1586.8107 | Cooling | 264.4685 | #N/A | #N/A | #N/A | #N/A | 0 | 0 | 0 | 0 | 0 | 1586.8107 | #N/A | #N/A | 88 | #N/A | #N/A | #N/A | #N/A | 0.8816% | 1 | 50% | 0% | 0% | 0% | 8.2745 | 0 | 0 | 0 | 8.2745 | #N/A
2007-06-03 22:00 | 6 | 3 | 22 | 154.8752 | 3694 | 64.94 | 51.98 | 998 | 64.94 | 0 | 53.3319 | Cooling | 8.8886 | #N/A | #N/A | #N/A | #N/A | 0 | 0 | 0 | 0 | 0 | 53.3319 | #N/A | #N/A | 88 | #N/A | #N/A | #N/A | #N/A | 0.02963% | 1 | 50% | 0% | 0% | 0% | 8.2745 | 0 | 0 | 0 | 8.2745 | #N/A
2007-06-03 23:00 | 6 | 3 | 23 | 154.9169 | 3695 | 64.94 | 51.62 | 998 | 64.94 | 0 | 67.1221 | Cooling | 11.187 | #N/A | #N/A | #N/A | #N/A | 0 | 0 | 0 | 0 | 0 | 67.1221 | #N/A | #N/A | 88 | #N/A | #N/A | #N/A | #N/A | 0.03729% | 1 | 50% | 0% | 0% | 0% | 8.2745 | 0 | 0 | 0 | 8.2745 | #N/A
2007-06-04 | 6 | 4 | 0 | 154.9585 | 3696 | 62.96 | 51.44 | 997 | 62.96 | 0 | 45.7368 | Cooling | 7.6228 | #N/A | #N/A | #N/A | #N/A | 0 | 0 | 0 | 0 | 0 | 45.7368 | #N/A | #N/A | 88 | #N/A | #N/A | #N/A | #N/A | 0.02541% | 1 | 50% | 0% | 0% | 0% | 8.2745 | 0 | 0 | 0 | 8.2745 | #N/A
2007-06-04 01:00 | 6 | 4 | 1 | 155.0002 | 3697 | 64.4 | 51.08 | 997 | 64.4 | 0 | 30.1246 | Cooling | 5.0208 | #N/A | #N/A | #N/A | #N/A | 0 | 0 | 0 | 0 | 0 | 30.1246 | #N/A | #N/A | 88 | #N/A | #N/A | #N/A | #N/A | 0.01674% | 1 | 50% | 0% | 0% | 0% | 8.2745 | 0 | 0 | 0 | 8.2745 | #N/A
2007-06-04 02:00 | 6 | 4 | 2 | 155.0419 | 3698 | 62.96 | 50.72 | 997 | 62.96 | 0 | 24.76 | Cooling | 4.1267 | #N/A | #N/A | #N/A | #N/A | 0 | 0 | 0 | 0 | 0 | 24.76 | #N/A | #N/A | 88 | #N/A | #N/A | #N/A | #N/A | 0.01376% | 1 | 50% | 0% | 0% | 0% | 8.2745 | 0 | 0 | 0 | 8.2745 | #N/A
2007-06-04 03:00 | 6 | 4 | 3 | 155.0835 | 3699 | 64.04 | 50.72 | 997 | 64.04 | 0 | 21.2393 | Cooling | 3.5399 | #N/A | #N/A | #N/A | #N/A | 0 | 0 | 0 | 0 | 0 | 21.2393 | #N/A | #N/A | 88 | #N/A | #N/A | #N/A | #N/A | 0.0118% | 1 | 50% | 0% | 0% | 0% | 8.2745 | 0 | 0 | 0 | 8.2745 | #N/A
2007-06-04 04:00 | 6 | 4 | 4 | 155.1252 | 3700 | 64.04 | 51.08 | 997 | 64.04 | 0 | 18.0777 | Cooling | 3.013 | #N/A | #N/A | #N/A | #N/A | 0 | 0 | 0 | 0 | 0 | 18.0777 | #N/A | #N/A | 88 | #N/A | #N/A | #N/A | #N/A | 0.01004% | 1 | 50% | 0% | 0% | 0% | 8.2745 | 0 | 0 | 0 | 8.2745 | #N/A
2007-06-04 05:00 | 6 | 4 | 5 | 155.1669 | 3701 | 64.04 | 51.98 | 997 | 64.04 | 0 | 48.938 | Cooling | 8.1563 | #N/A | #N/A | #N/A | #N/A | 0 | 0 | 0 | 0 | 0 | 48.938 | #N/A | #N/A | 88 | #N/A | #N/A | #N/A | #N/A | 0.02719% | 1 | 50% | 0% | 0% | 0% | 8.2745 | 0 | 0 | 0 | 8.2745 | #N/A
2007-06-04 06:00 | 6 | 4 | 6 | 155.2085 | 3702 | 64.94 | 54.5 | 997 | 64.94 | 0 | 880.6146 | Cooling | 146.7691 | #N/A | #N/A | #N/A | #N/A | 0 | 0 | 0 | 0 | 0 | 880.6146 | #N/A | #N/A | 88 | #N/A | #N/A | #N/A | #N/A | 0.4892% | 1 | 50% | 0% | 0% | 0% | 8.2745 | 0 | 0 | 0 | 8.2745 | #N/A
2007-06-04 07:00 | 6 | 4 | 7 | 155.2502 | 3703 | 68 | 57.02 | 998 | 68 | 0 | 1378.6657 | Cooling | 229.7776 | #N/A | #N/A | #N/A | #N/A | 0 | 0 | 0 | 0 | 0 | 1378.6657 | #N/A | #N/A | 88 | #N/A | #N/A | #N/A | #N/A | 0.7659% | 1 | 50% | 0% | 0% | 0% | 8.2745 | 0 | 0 | 0 | 8.2745 | #N/A
2007-06-04 08:00 | 6 | 4 | 8 | 155.2919 | 3704 | 68 | 58.1 | 998 | 68 | 0 | 2175.5147 | Cooling | 362.5858 | #N/A | #N/A | #N/A | #N/A | 0 | 0 | 0 | 0 | 0 | 2175.5147 | #N/A | #N/A | 88 | #N/A | #N/A | #N/A | #N/A | 1.209% | 1 | 50% | 0% | 0% | 0% | 8.2745 | 0 | 0 | 0 | 8.2745 | #N/A
2007-06-04 09:00 | 6 | 4 | 9 | 155.3335 | 3705 | 71.96 | 59.36 | 997 | 71.96 | 0 | 2799.0233 | Cooling | 466.5039 | #N/A | #N/A | #N/A | #N/A | 0 | 0 | 0 | 0 | 0 | 2799.0233 | #N/A | #N/A | 88 | #N/A | #N/A | #N/A | #N/A | 1.555% | 1 | 50% | 0% | 0% | 0% | 8.2745 | 0 | 0 | 0 | 8.2745 | #N/A
2007-06-04 10:00 | 6 | 4 | 10 | 155.3752 | 3706 | 73.94 | 60.98 | 997 | 73.94 | 0 | 3202.6259 | Cooling | 533.771 | #N/A | #N/A | #N/A | #N/A | 0 | 0 | 0 | 0 | 0 | 3202.6259 | #N/A | #N/A | 88 | #N/A | #N/A | #N/A | #N/A | 1.779% | 1 | 50% | 0% | 0% | 0% | 8.2745 | 0 | 0 | 0 | 8.2745 | #N/A
2007-06-04 11:00 | 6 | 4 | 11 | 155.4169 | 3707 | 73.94 | 57.56 | 997 | 73.94 | 0 | 2648.7066 | Cooling | 441.4511 | #N/A | #N/A | #N/A | #N/A | 0 | 0 | 0 | 0 | 0 | 2648.7066 | #N/A | #N/A | 88 | #N/A | #N/A | #N/A | #N/A | 1.472% | 1 | 50% | 0% | 0% | 0% | 8.2745 | 0 | 0 | 0 | 8.2745 | #N/A
2007-06-04 12:00 | 6 | 4 | 12 | 155.4585 | 3708 | 77 | 54.32 | 996 | 77 | 0 | 2428.7114 | Cooling | 404.7852 | #N/A | #N/A | #N/A | #N/A | 0 | 0 | 0 | 0 | 0 | 2428.7114 | #N/A | #N/A | 88 | #N/A | #N/A | #N/A | #N/A | 1.349% | 1 | 50% | 0% | 0% | 0% | 8.2745 | 0 | 0 | 0 | 8.2745 | #N/A
2007-06-04 13:00 | 6 | 4 | 13 | 155.5002 | 3709 | 80.06 | 51.98 | 996 | 80.06 | 0 | 2421.0351 | Cooling | 403.5058 | #N/A | #N/A | #N/A | #N/A | 0 | 0 | 0 | 0 | 0 | 2421.0351 | #N/A | #N/A | 88 | #N/A | #N/A | #N/A | #N/A | 1.345% | 1 | 50% | 0% | 0% | 0% | 8.2745 | 0 | 0 | 0 | 8.2745 | #N/A
2007-06-04 14:00 | 6 | 4 | 14 | 155.5419 | 3710 | 80.06 | 51.26 | 995 | 80.06 | 0 | 2471.4069 | Cooling | 411.9011 | #N/A | #N/A | #N/A | #N/A | 0 | 0 | 0 | 0 | 0 | 2471.4069 | #N/A | #N/A | 88 | #N/A | #N/A | #N/A | #N/A | 1.373% | 1 | 50% | 0% | 0% | 0% | 8.2745 | 0 | 0 | 0 | 8.2745 | #N/A
2007-06-04 15:00 | 6 | 4 | 15 | 155.5835 | 3711 | 78.98 | 51.26 | 995 | 78.98 | 0 | 2496.7779 | Cooling | 416.1296 | #N/A | #N/A | #N/A | #N/A | 0 | 0 | 0 | 0 | 0 | 2496.7779 | #N/A | #N/A | 88 | #N/A | #N/A | #N/A | #N/A | 1.387% | 1 | 50% | 0% | 0% | 0% | 8.2745 | 0 | 0 | 0 | 8.2745 | #N/A
2007-06-04 16:00 | 6 | 4 | 16 | 155.6252 | 3712 | 82.04 | 51.98 | 994 | 82.04 | 0 | 2587.4934 | Cooling | 431.2489 | #N/A | #N/A | #N/A | #N/A | 0 | 0 | 0 | 0 | 0 | 2587.4934 | #N/A | #N/A | 88 | #N/A | #N/A | #N/A | #N/A | 1.437% | 1 | 50% | 0% | 0% | 0% | 8.2745 | 0 | 0 | 0 | 8.2745 | #N/A
2007-06-04 17:00 | 6 | 4 | 17 | 155.6669 | 3713 | 82.04 | 50.72 | 994 | 82.04 | 0 | 2545.4815 | Cooling | 424.2469 | #N/A | #N/A | #N/A | #N/A | 0 | 0 | 0 | 0 | 0 | 2545.4815 | #N/A | #N/A | 88 | #N/A | #N/A | #N/A | #N/A | 1.414% | 1 | 50% | 0% | 0% | 0% | 8.2745 | 0 | 0 | 0 | 8.2745 | #N/A
2007-06-04 18:00 | 6 | 4 | 18 | 155.7085 | 3714 | 80.06 | 49.82 | 993 | 80.06 | 0 | 2350.5342 | Cooling | 391.7557 | #N/A | #N/A | #N/A | #N/A | 0 | 0 | 0 | 0 | 0 | 2350.5342 | #N/A | #N/A | 88 | #N/A | #N/A | #N/A | #N/A | 1.306% | 1 | 50% | 0% | 0% | 0% | 8.2745 | 0 | 0 | 0 | 8.2745 | #N/A
2007-06-04 19:00 | 6 | 4 | 19 | 155.7502 | 3715 | 77 | 50 | 993 | 77 | 0 | 2198.0855 | Cooling | 366.3476 | #N/A | #N/A | #N/A | #N/A | 0 | 0 | 0 | 0 | 0 | 2198.0855 | #N/A | #N/A | 88 | #N/A | #N/A | #N/A | #N/A | 1.221% | 1 | 50% | 0% | 0% | 0% | 8.2745 | 0 | 0 | 0 | 8.2745 | #N/A
2007-06-04 20:00 | 6 | 4 | 20 | 155.7919 | 3716 | 77 | 50 | 993 | 77 | 0 | 2057.7873 | Cooling | 342.9646 | #N/A | #N/A | #N/A | #N/A | 0 | 0 | 0 | 0 | 0 | 2057.7873 | #N/A | #N/A | 88 | #N/A | #N/A | #N/A | #N/A | 1.143% | 1 | 50% | 0% | 0% | 0% | 8.2745 | 0 | 0 | 0 | 8.2745 | #N/A
2007-06-04 21:00 | 6 | 4 | 21 | 155.8335 | 3717 | 71.96 | 50.54 | 993 | 71.96 | 0 | 1639.2533 | Cooling | 273.2089 | #N/A | #N/A | #N/A | #N/A | 0 | 0 | 0 | 0 | 0 | 1639.2533 | #N/A | #N/A | 88 | #N/A | #N/A | #N/A | #N/A | 0.9107% | 1 | 50% | 0% | 0% | 0% | 8.2745 | 0 | 0 | 0 | 8.2745 | #N/A
2007-06-04 22:00 | 6 | 4 | 22 | 155.8752 | 3718 | 69.98 | 51.08 | 993 | 69.98 | 0 | 79.7375 | Cooling | 13.2896 | #N/A | #N/A | #N/A | #N/A | 0 | 0 | 0 | 0 | 0 | 79.7375 | #N/A | #N/A | 88 | #N/A | #N/A | #N/A | #N/A | 0.0443% | 1 | 50% | 0% | 0% | 0% | 8.2745 | 0 | 0 | 0 | 8.2745 | #N/A
2007-06-04 23:00 | 6 | 4 | 23 | 155.9169 | 3719 | 69.98 | 50.9 | 993 | 69.98 | 0 | 68.0813 | Cooling | 11.3469 | #N/A | #N/A | #N/A | #N/A | 0 | 0 | 0 | 0 | 0 | 68.0813 | #N/A | #N/A | 88 | #N/A | #N/A | #N/A | #N/A | 0.03782% | 1 | 50% | 0% | 0% | 0% | 8.2745 | 0 | 0 | 0 | 8.2745 | #N/A
2007-06-05 | 6 | 5 | 0 | 155.9585 | 3720 | 69.08 | 51.08 | 992 | 69.08 | 0 | 49.989 | Cooling | 8.3315 | #N/A | #N/A | #N/A | #N/A | 0 | 0 | 0 | 0 | 0 | 49.989 | #N/A | #N/A | 88 | #N/A | #N/A | #N/A | #N/A | 0.02777% | 1 | 50% | 0% | 0% | 0% | 8.2745 | 0 | 0 | 0 | 8.2745 | #N/A
2007-06-05 01:00 | 6 | 5 | 1 | 156.0002 | 3721 | 69.08 | 51.08 | 992 | 69.08 | 0 | 39.8855 | Cooling | 6.6476 | #N/A | #N/A | #N/A | #N/A | 0 | 0 | 0 | 0 | 0 | 39.8855 | #N/A | #N/A | 88 | #N/A | #N/A | #N/A | #N/A | 0.02216% | 1 | 50% | 0% | 0% | 0% | 8.2745 | 0 | 0 | 0 | 8.2745 | #N/A
2007-06-05 02:00 | 6 | 5 | 2 | 156.0419 | 3722 | 69.08 | 51.08 | 992 | 69.08 | 0 | 46.4723 | Cooling | 7.7454 | #N/A | #N/A | #N/A | #N/A | 0 | 0 | 0 | 0 | 0 | 46.4723 | #N/A | #N/A | 88 | #N/A | #N/A | #N/A | #N/A | 0.02582% | 1 | 50% | 0% | 0% | 0% | 8.2745 | 0 | 0 | 0 | 8.2745 | #N/A
2007-06-05 03:00 | 6 | 5 | 3 | 156.0835 | 3723 | 71.06 | 51.44 | 992 | 71.06 | 0 | 50.4514 | Cooling | 8.4086 | #N/A | #N/A | #N/A | #N/A | 0 | 0 | 0 | 0 | 0 | 50.4514 | #N/A | #N/A | 88 | #N/A | #N/A | #N/A | #N/A | 0.02803% | 1 | 50% | 0% | 0% | 0% | 8.2745 | 0 | 0 | 0 | 8.2745 | #N/A
2007-06-05 04:00 | 6 | 5 | 4 | 156.1252 | 3724 | 69.08 | 51.98 | 992 | 69.08 | 0 | 56.281 | Cooling | 9.3802 | #N/A | #N/A | #N/A | #N/A | 0 | 0 | 0 | 0 | 0 | 56.281 | #N/A | #N/A | 88 | #N/A | #N/A | #N/A | #N/A | 0.03127% | 1 | 50% | 0% | 0% | 0% | 8.2745 | 0 | 0 | 0 | 8.2745 | #N/A
2007-06-05 05:00 | 6 | 5 | 5 | 156.1669 | 3725 | 69.08 | 53.6 | 992 | 69.08 | 0 | 132.2152 | Cooling | 22.0359 | #N/A | #N/A | #N/A | #N/A | 0 | 0 | 0 | 0 | 0 | 132.2152 | #N/A | #N/A | 88 | #N/A | #N/A | #N/A | #N/A | 0.07345% | 1 | 50% | 0% | 0% | 0% | 8.2745 | 0 | 0 | 0 | 8.2745 | #N/A
2007-06-05 06:00 | 6 | 5 | 6 | 156.2085 | 3726 | 64.94 | 56.84 | 992 | 64.94 | 0 | 1557.0747 | Cooling | 259.5124 | #N/A | #N/A | #N/A | #N/A | 0 | 0 | 0 | 0 | 0 | 1557.0747 | #N/A | #N/A | 88 | #N/A | #N/A | #N/A | #N/A | 0.865% | 1 | 50% | 0% | 0% | 0% | 8.2745 | 0 | 0 | 0 | 8.2745 | #N/A
2007-06-05 07:00 | 6 | 5 | 7 | 156.2502 | 3727 | 66.02 | 60.08 | 992 | 66.02 | 0 | 2060.2608 | Cooling | 343.3768 | #N/A | #N/A | #N/A | #N/A | 0 | 0 | 0 | 0 | 0 | 2060.2608 | #N/A | #N/A | 88 | #N/A | #N/A | #N/A | #N/A | 1.145% | 1 | 50% | 0% | 0% | 0% | 8.2745 | 0 | 0 | 0 | 8.2745 | #N/A
2007-06-05 08:00 | 6 | 5 | 8 | 156.2919 | 3728 | 66.02 | 59.72 | 992 | 66.02 | 0 | 2689.4007 | Cooling | 448.2334 | #N/A | #N/A | #N/A | #N/A | 0 | 0 | 0 | 0 | 0 | 2689.4007 | #N/A | #N/A | 88 | #N/A | #N/A | #N/A | #N/A | 1.494% | 1 | 50% | 0% | 0% | 0% | 8.2745 | 0 | 0 | 0 | 8.2745 | #N/A
2007-06-05 09:00 | 6 | 5 | 9 | 156.3335 | 3729 | 71.96 | 59.72 | 992 | 71.96 | 0 | 3273.3547 | Cooling | 545.5591 | #N/A | #N/A | #N/A | #N/A | 0 | 0 | 0 | 0 | 0 | 3273.3547 | #N/A | #N/A | 88 | #N/A | #N/A | #N/A | #N/A | 1.819% | 1 | 50% | 0% | 0% | 0% | 8.2745 | 0 | 0 | 0 | 8.2745 | #N/A
2007-06-05 10:00 | 6 | 5 | 10 | 156.3752 | 3730 | 75.92 | 60.08 | 992 | 75.92 | 0 | 2886.1599 | Cooling | 481.0267 | #N/A | #N/A | #N/A | #N/A | 0 | 0 | 0 | 0 | 0 | 2886.1599 | #N/A | #N/A | 88 | #N/A | #N/A | #N/A | #N/A | 1.603% | 1 | 50% | 0% | 0% | 0% | 8.2745 | 0 | 0 | 0 | 8.2745 | #N/A
2007-06-05 11:00 | 6 | 5 | 11 | 156.4169 | 3731 | 75.92 | 59.72 | 992 | 75.92 | 0 | 3093.3595 | Cooling | 515.5599 | #N/A | #N/A | #N/A | #N/A | 0 | 0 | 0 | 0 | 0 | 3093.3595 | #N/A | #N/A | 88 | #N/A | #N/A | #N/A | #N/A | 1.719% | 1 | 50% | 0% | 0% | 0% | 8.2745 | 0 | 0 | 0 | 8.2745 | #N/A
2007-06-05 12:00 | 6 | 5 | 12 | 156.4585 | 3732 | 82.94 | 59.54 | 993 | 82.94 | 0 | 3134.2533 | Cooling | 522.3756 | #N/A | #N/A | #N/A | #N/A | 0 | 0 | 0 | 0 | 0 | 3134.2533 | #N/A | #N/A | 88 | #N/A | #N/A | #N/A | #N/A | 1.741% | 1 | 50% | 0% | 0% | 0% | 8.2745 | 0 | 0 | 0 | 8.2745 | #N/A
2007-06-05 13:00 | 6 | 5 | 13 | 156.5002 | 3733 | 84.2 | 60.08 | 993 | 84.2 | 0 | 2689.4243 | Cooling | 448.2374 | #N/A | #N/A | #N/A | #N/A | 0 | 0 | 0 | 0 | 0 | 2689.4243 | #N/A | #N/A | 88 | #N/A | #N/A | #N/A | #N/A | 1.494% | 1 | 50% | 0% | 0% | 0% | 8.2745 | 0 | 0 | 0 | 8.2745 | #N/A
2007-06-05 14:00 | 6 | 5 | 14 | 156.5419 | 3734 | 82.94 | 59.36 | 993 | 82.94 | 0 | 2712.2385 | Cooling | 452.0397 | #N/A | #N/A | #N/A | #N/A | 0 | 0 | 0 | 0 | 0 | 2712.2385 | #N/A | #N/A | 88 | #N/A | #N/A | #N/A | #N/A | 1.507% | 1 | 50% | 0% | 0% | 0% | 8.2745 | 0 | 0 | 0 | 8.2745 | #N/A
2007-06-05 15:00 | 6 | 5 | 15 | 156.5835 | 3735 | 82.94 | 59.36 | 993 | 82.94 | 0 | 2859.1001 | Cooling | 476.5167 | #N/A | #N/A | #N/A | #N/A | 0 | 0 | 0 | 0 | 0 | 2859.1001 | #N/A | #N/A | 88 | #N/A | #N/A | #N/A | #N/A | 1.588% | 1 | 50% | 0% | 0% | 0% | 8.2745 | 0 | 0 | 0 | 8.2745 | #N/A
2007-06-05 16:00 | 6 | 5 | 16 | 156.6252 | 3736 | 78.8 | 60.08 | 993 | 78.8 | 0 | 3159.6996 | Cooling | 526.6166 | #N/A | #N/A | #N/A | #N/A | 0 | 0 | 0 | 0 | 0 | 3159.6996 | #N/A | #N/A | 88 | #N/A | #N/A | #N/A | #N/A | 1.755% | 1 | 50% | 0% | 0% | 0% | 8.2745 | 0 | 0 | 0 | 8.2745 | #N/A
2007-06-05 17:00 | 6 | 5 | 17 | 156.6669 | 3737 | 80.06 | 57.74 | 993 | 80.06 | 0 | 2918.0213 | Cooling | 486.3369 | #N/A | #N/A | #N/A | #N/A | 0 | 0 | 0 | 0 | 0 | 2918.0213 | #N/A | #N/A | 88 | #N/A | #N/A | #N/A | #N/A | 1.621% | 1 | 50% | 0% | 0% | 0% | 8.2745 | 0 | 0 | 0 | 8.2745 | #N/A
2007-06-05 18:00 | 6 | 5 | 18 | 156.7085 | 3738 | 78.98 | 55.94 | 994 | 78.98 | 0 | 2416.7615 | Cooling | 402.7936 | #N/A | #N/A | #N/A | #N/A | 0 | 0 | 0 | 0 | 0 | 2416.7615 | #N/A | #N/A | 88 | #N/A | #N/A | #N/A | #N/A | 1.343% | 1 | 50% | 0% | 0% | 0% | 8.2745 | 0 | 0 | 0 | 8.2745 | #N/A
2007-06-05 19:00 | 6 | 5 | 19 | 156.7502 | 3739 | 77 | 55.04 | 994 | 77 | 0 | 1983.6198 | Cooling | 330.6033 | #N/A | #N/A | #N/A | #N/A | 0 | 0 | 0 | 0 | 0 | 1983.6198 | #N/A | #N/A | 88 | #N/A | #N/A | #N/A | #N/A | 1.102% | 1 | 50% | 0% | 0% | 0% | 8.2745 | 0 | 0 | 0 | 8.2745 | #N/A
2007-06-05 20:00 | 6 | 5 | 20 | 156.7919 | 3740 | 77 | 53.78 | 995 | 77 | 0 | 1476.5996 | Cooling | 246.0999 | #N/A | #N/A | #N/A | #N/A | 0 | 0 | 0 | 0 | 0 | 1476.5996 | #N/A | #N/A | 88 | #N/A | #N/A | #N/A | #N/A | 0.8203% | 1 | 50% | 0% | 0% | 0% | 8.2745 | 0 | 0 | 0 | 8.2745 | #N/A
2007-06-05 21:00 | 6 | 5 | 21 | 156.8335 | 3741 | 73.94 | 52.7 | 995 | 73.94 | 0 | 1003.3855 | Cooling | 167.2309 | #N/A | #N/A | #N/A | #N/A | 0 | 0 | 0 | 0 | 0 | 1003.3855 | #N/A | #N/A | 88 | #N/A | #N/A | #N/A | #N/A | 0.5574% | 1 | 50% | 0% | 0% | 0% | 8.2745 | 0 | 0 | 0 | 8.2745 | #N/A
2007-06-05 22:00 | 6 | 5 | 22 | 156.8752 | 3742 | 71.96 | 51.98 | 996 | 71.96 | 0 | 65.0294 | Cooling | 10.8382 | #N/A | #N/A | #N/A | #N/A | 0 | 0 | 0 | 0 | 0 | 65.0294 | #N/A | #N/A | 88 | #N/A | #N/A | #N/A | #N/A | 0.03613% | 1 | 50% | 0% | 0% | 0% | 8.2745 | 0 | 0 | 0 | 8.2745 | #N/A
2007-06-05 23:00 | 6 | 5 | 23 | 156.9169 | 3743 | 71.96 | 52.16 | 996 | 71.96 | 0 | 60.415 | Cooling | 10.0692 | #N/A | #N/A | #N/A | #N/A | 0 | 0 | 0 | 0 | 0 | 60.415 | #N/A | #N/A | 88 | #N/A | #N/A | #N/A | #N/A | 0.03356% | 1 | 50% | 0% | 0% | 0% | 8.2745 | 0 | 0 | 0 | 8.2745 | #N/A
2007-06-06 | 6 | 6 | 0 | 156.9585 | 3744 | 69.98 | 52.7 | 997 | 69.98 | 0 | 68.6818 | Cooling | 11.447 | #N/A | #N/A | #N/A | #N/A | 0 | 0 | 0 | 0 | 0 | 68.6818 | #N/A | #N/A | 88 | #N/A | #N/A | #N/A | #N/A | 0.03816% | 1 | 50% | 0% | 0% | 0% | 8.2745 | 0 | 0 | 0 | 8.2745 | #N/A
2007-06-06 01:00 | 6 | 6 | 1 | 157.0002 | 3745 | 68 | 53.06 | 997 | 68 | 0 | 73.9456 | Cooling | 12.3243 | #N/A | #N/A | #N/A | #N/A | 0 | 0 | 0 | 0 | 0 | 73.9456 | #N/A | #N/A | 88 | #N/A | #N/A | #N/A | #N/A | 0.04108% | 1 | 50% | 0% | 0% | 0% | 8.2745 | 0 | 0 | 0 | 8.2745 | #N/A
2007-06-06 02:00 | 6 | 6 | 2 | 157.0419 | 3746 | 68 | 51.98 | 998 | 68 | 0 | 59.2774 | Cooling | 9.8796 | #N/A | #N/A | #N/A | #N/A | 0 | 0 | 0 | 0 | 0 | 59.2774 | #N/A | #N/A | 88 | #N/A | #N/A | #N/A | #N/A | 0.03293% | 1 | 50% | 0% | 0% | 0% | 8.2745 | 0 | 0 | 0 | 8.2745 | #N/A
2007-06-06 03:00 | 6 | 6 | 3 | 157.0836 | 3747 | 66.92 | 51.44 | 998 | 66.92 | 0 | 41.0891 | Cooling | 6.8482 | #N/A | #N/A | #N/A | #N/A | 0 | 0 | 0 | 0 | 0 | 41.0891 | #N/A | #N/A | 88 | #N/A | #N/A | #N/A | #N/A | 0.02283% | 1 | 50% | 0% | 0% | 0% | 8.2745 | 0 | 0 | 0 | 8.2745 | #N/A
2007-06-06 04:00 | 6 | 6 | 4 | 157.1252 | 3748 | 66.02 | 51.08 | 999 | 66.02 | 0 | 24.3332 | Cooling | 4.0555 | #N/A | #N/A | #N/A | #N/A | 0 | 0 | 0 | 0 | 0 | 24.3332 | #N/A | #N/A | 88 | #N/A | #N/A | #N/A | #N/A | 0.01352% | 1 | 50% | 0% | 0% | 0% | 8.2745 | 0 | 0 | 0 | 8.2745 | #N/A
2007-06-06 05:00 | 6 | 6 | 5 | 157.1669 | 3749 | 66.02 | 51.62 | 999 | 66.02 | 0 | 43.3969 | Cooling | 7.2328 | #N/A | #N/A | #N/A | #N/A | 0 | 0 | 0 | 0 | 0 | 43.3969 | #N/A | #N/A | 88 | #N/A | #N/A | #N/A | #N/A | 0.02411% | 1 | 50% | 0% | 0% | 0% | 8.2745 | 0 | 0 | 0 | 8.2745 | #N/A
2007-06-06 06:00 | 6 | 6 | 6 | 157.2086 | 3750 | 62.06 | 53.78 | 1000 | 62.06 | 0 | 441.8918 | Cooling | 73.6486 | #N/A | #N/A | #N/A | #N/A | 0 | 0 | 0 | 0 | 0 | 441.8918 | #N/A | #N/A | 88 | #N/A | #N/A | #N/A | #N/A | 0.2455% | 1 | 50% | 0% | 0% | 0% | 8.2745 | 0 | 0 | 0 | 8.2745 | #N/A
2007-06-06 07:00 | 6 | 6 | 7 | 157.2502 | 3751 | 60.98 | 55.94 | 1000 | 60.98 | 0 | 770.8946 | Cooling | 128.4824 | #N/A | #N/A | #N/A | #N/A | 0 | 0 | 0 | 0 | 0 | 770.8946 | #N/A | #N/A | 88 | #N/A | #N/A | #N/A | #N/A | 0.4283% | 1 | 50% | 0% | 0% | 0% | 8.2745 | 0 | 0 | 0 | 8.2745 | #N/A
2007-06-06 08:00 | 6 | 6 | 8 | 157.2919 | 3752 | 60.98 | 54.68 | 1000 | 60.98 | 0 | 1107.8724 | Cooling | 184.6454 | #N/A | #N/A | #N/A | #N/A | 0 | 0 | 0 | 0 | 0 | 1107.8724 | #N/A | #N/A | 88 | #N/A | #N/A | #N/A | #N/A | 0.6155% | 1 | 50% | 0% | 0% | 0% | 8.2745 | 0 | 0 | 0 | 8.2745 | #N/A
2007-06-06 09:00 | 6 | 6 | 9 | 157.3336 | 3753 | 62.6 | 53.78 | 1000 | 62.6 | 0 | 1176.1196 | Cooling | 196.0199 | #N/A | #N/A | #N/A | #N/A | 0 | 0 | 0 | 0 | 0 | 1176.1196 | #N/A | #N/A | 88 | #N/A | #N/A | #N/A | #N/A | 0.6534% | 1 | 50% | 0% | 0% | 0% | 8.2745 | 0 | 0 | 0 | 8.2745 | #N/A
2007-06-06 10:00 | 6 | 6 | 10 | 157.3752 | 3754 | 62.6 | 53.06 | 1000 | 62.6 | 0 | 1181.2413 | Cooling | 196.8736 | #N/A | #N/A | #N/A | #N/A | 0 | 0 | 0 | 0 | 0 | 1181.2413 | #N/A | #N/A | 88 | #N/A | #N/A | #N/A | #N/A | 0.6562% | 1 | 50% | 0% | 0% | 0% | 8.2745 | 0 | 0 | 0 | 8.2745 | #N/A
2007-06-06 11:00 | 6 | 6 | 11 | 157.4169 | 3755 | 62.96 | 52.34 | 1000 | 62.96 | 0 | 1255.4044 | Cooling | 209.2341 | #N/A | #N/A | #N/A | #N/A | 0 | 0 | 0 | 0 | 0 | 1255.4044 | #N/A | #N/A | 88 | #N/A | #N/A | #N/A | #N/A | 0.6974% | 1 | 50% | 0% | 0% | 0% | 8.2745 | 0 | 0 | 0 | 8.2745 | #N/A
2007-06-06 12:00 | 6 | 6 | 12 | 157.4586 | 3756 | 68 | 51.8 | 1000 | 68 | 0 | 1365.0721 | Cooling | 227.512 | #N/A | #N/A | #N/A | #N/A | 0 | 0 | 0 | 0 | 0 | 1365.0721 | #N/A | #N/A | 88 | #N/A | #N/A | #N/A | #N/A | 0.7584% | 1 | 50% | 0% | 0% | 0% | 8.2745 | 0 | 0 | 0 | 8.2745 | #N/A
2007-06-06 13:00 | 6 | 6 | 13 | 157.5002 | 3757 | 73.94 | 51.98 | 1000 | 73.94 | 0 | 1497.8644 | Cooling | 249.6441 | #N/A | #N/A | #N/A | #N/A | 0 | 0 | 0 | 0 | 0 | 1497.8644 | #N/A | #N/A | 88 | #N/A | #N/A | #N/A | #N/A | 0.8321% | 1 | 50% | 0% | 0% | 0% | 8.2745 | 0 | 0 | 0 | 8.2745 | #N/A
2007-06-06 14:00 | 6 | 6 | 14 | 157.5419 | 3758 | 73.94 | 51.62 | 1000 | 73.94 | 0 | 1657.7703 | Cooling | 276.295 | #N/A | #N/A | #N/A | #N/A | 0 | 0 | 0 | 0 | 0 | 1657.7703 | #N/A | #N/A | 88 | #N/A | #N/A | #N/A | #N/A | 0.921% | 1 | 50% | 0% | 0% | 0% | 8.2745 | 0 | 0 | 0 | 8.2745 | #N/A
2007-06-06 15:00 | 6 | 6 | 15 | 157.5836 | 3759 | 71.6 | 51.98 | 999 | 71.6 | 0 | 2043.5343 | Cooling | 340.5891 | #N/A | #N/A | #N/A | #N/A | 0 | 0 | 0 | 0 | 0 | 2043.5343 | #N/A | #N/A | 88 | #N/A | #N/A | #N/A | #N/A | 1.135% | 1 | 50% | 0% | 0% | 0% | 8.2745 | 0 | 0 | 0 | 8.2745 | #N/A
2007-06-06 16:00 | 6 | 6 | 16 | 157.6252 | 3760 | 68 | 53.06 | 999 | 68 | 0 | 2360.4177 | Cooling | 393.403 | #N/A | #N/A | #N/A | #N/A | 0 | 0 | 0 | 0 | 0 | 2360.4177 | #N/A | #N/A | 88 | #N/A | #N/A | #N/A | #N/A | 1.311% | 1 | 50% | 0% | 0% | 0% | 8.2745 | 0 | 0 | 0 | 8.2745 | #N/A
2007-06-06 17:00 | 6 | 6 | 17 | 157.6669 | 3761 | 66.92 | 52.34 | 999 | 66.92 | 0 | 2284.6086 | Cooling | 380.7681 | #N/A | #N/A | #N/A | #N/A | 0 | 0 | 0 | 0 | 0 | 2284.6086 | #N/A | #N/A | 88 | #N/A | #N/A | #N/A | #N/A | 1.269% | 1 | 50% | 0% | 0% | 0% | 8.2745 | 0 | 0 | 0 | 8.2745 | #N/A
2007-06-06 18:00 | 6 | 6 | 18 | 157.7086 | 3762 | 62.96 | 52.34 | 1000 | 62.96 | 0 | 2004.6419 | Cooling | 334.107 | #N/A | #N/A | #N/A | #N/A | 0 | 0 | 0 | 0 | 0 | 2004.6419 | #N/A | #N/A | 88 | #N/A | #N/A | #N/A | #N/A | 1.114% | 1 | 50% | 0% | 0% | 0% | 8.2745 | 0 | 0 | 0 | 8.2745 | #N/A
2007-06-06 19:00 | 6 | 6 | 19 | 157.7502 | 3763 | 60.08 | 53.06 | 1000 | 60.08 | 0 | 1729.1701 | Cooling | 288.195 | #N/A | #N/A | #N/A | #N/A | 0 | 0 | 0 | 0 | 0 | 1729.1701 | #N/A | #N/A | 88 | #N/A | #N/A | #N/A | #N/A | 0.9607% | 1 | 50% | 0% | 0% | 0% | 8.2745 | 0 | 0 | 0 | 8.2745 | #N/A
2007-06-06 20:00 | 6 | 6 | 20 | 157.7919 | 3764 | 60.08 | 52.7 | 1000 | 60.08 | 0 | 1451.7876 | Cooling | 241.9646 | #N/A | #N/A | #N/A | #N/A | 0 | 0 | 0 | 0 | 0 | 1451.7876 | #N/A | #N/A | 88 | #N/A | #N/A | #N/A | #N/A | 0.8065% | 1 | 50% | 0% | 0% | 0% | 8.2745 | 0 | 0 | 0 | 8.2745 | #N/A
2007-06-06 21:00 | 6 | 6 | 21 | 157.8336 | 3765 | 57.02 | 52.88 | 1000 | 57.02 | 0 | 1196.8261 | Cooling | 199.471 | #N/A | #N/A | #N/A | #N/A | 0 | 0 | 0 | 0 | 0 | 1196.8261 | #N/A | #N/A | 88 | #N/A | #N/A | #N/A | #N/A | 0.6649% | 1 | 50% | 0% | 0% | 0% | 8.2745 | 0 | 0 | 0 | 8.2745 | #N/A
2007-06-06 22:00 | 6 | 6 | 22 | 157.8752 | 3766 | 55.04 | 53.06 | 1000 | 55.04 | 0 | 93.7803 | Cooling | 15.63 | #N/A | #N/A | #N/A | #N/A | 0 | 0 | 0 | 0 | 0 | 93.7803 | #N/A | #N/A | 88 | #N/A | #N/A | #N/A | #N/A | 0.0521% | 1 | 50% | 0% | 0% | 0% | 8.2745 | 0 | 0 | 0 | 8.2745 | #N/A
2007-06-06 23:00 | 6 | 6 | 23 | 157.9169 | 3767 | 55.04 | 53.6 | 1000 | 55.04 | 0 | 105.0447 | Cooling | 17.5074 | #N/A | #N/A | #N/A | #N/A | 0 | 0 | 0 | 0 | 0 | 105.0447 | #N/A | #N/A | 88 | #N/A | #N/A | #N/A | #N/A | 0.05836% | 1 | 50% | 0% | 0% | 0% | 8.2745 | 0 | 0 | 0 | 8.2745 | #N/A
2007-06-07 | 6 | 7 | 0 | 157.9586 | 3768 | 53.96 | 54.32 | 1001 | 53.96 | 0 | 115.7913 | Cooling | 19.2986 | #N/A | #N/A | #N/A | #N/A | 0 | 0 | 0 | 0 | 0 | 115.7913 | #N/A | #N/A | 88 | #N/A | #N/A | #N/A | #N/A | 0.06433% | 1 | 50% | 0% | 0% | 0% | 8.2745 | 0 | 0 | 0 | 8.2745 | #N/A
2007-06-07 01:00 | 6 | 7 | 1 | 158.0002 | 3769 | 51.98 | 55.04 | 1001 | 51.98 | 0 | 124.4058 | Cooling | 20.7343 | #N/A | #N/A | #N/A | #N/A | 0 | 0 | 0 | 0 | 0 | 124.4058 | #N/A | #N/A | 88 | #N/A | #N/A | #N/A | #N/A | 0.06911% | 1 | 50% | 0% | 0% | 0% | 8.2745 | 0 | 0 | 0 | 8.2745 | #N/A
2007-06-07 02:00 | 6 | 7 | 2 | 158.0419 | 3770 | 51.98 | 54.68 | 1001 | 51.98 | 0 | 122.0311 | Cooling | 20.3385 | #N/A | #N/A | #N/A | #N/A | 0 | 0 | 0 | 0 | 0 | 122.0311 | #N/A | #N/A | 88 | #N/A | #N/A | #N/A | #N/A | 0.0678% | 1 | 50% | 0% | 0% | 0% | 8.2745 | 0 | 0 | 0 | 8.2745 | #N/A
2007-06-07 03:00 | 6 | 7 | 3 | 158.0836 | 3771 | 51.98 | 54.68 | 1001 | 51.98 | 0 | 118.9916 | Cooling | 19.8319 | #N/A | #N/A | #N/A | #N/A | 0 | 0 | 0 | 0 | 0 | 118.9916 | #N/A | #N/A | 88 | #N/A | #N/A | #N/A | #N/A | 0.06611% | 1 | 50% | 0% | 0% | 0% | 8.2745 | 0 | 0 | 0 | 8.2745 | #N/A
2007-06-07 04:00 | 6 | 7 | 4 | 158.1252 | 3772 | 51.08 | 55.04 | 1001 | 51.08 | 0 | 114.3111 | Cooling | 19.0519 | #N/A | #N/A | #N/A | #N/A | 0 | 0 | 0 | 0 | 0 | 114.3111 | #N/A | #N/A | 88 | #N/A | #N/A | #N/A | #N/A | 0.06351% | 1 | 50% | 0% | 0% | 0% | 8.2745 | 0 | 0 | 0 | 8.2745 | #N/A
2007-06-07 05:00 | 6 | 7 | 5 | 158.1669 | 3773 | 51.08 | 56.3 | 1001 | 51.08 | 0 | 183.0676 | Cooling | 30.5113 | #N/A | #N/A | #N/A | #N/A | 0 | 0 | 0 | 0 | 0 | 183.0676 | #N/A | #N/A | 88 | #N/A | #N/A | #N/A | #N/A | 0.1017% | 1 | 50% | 0% | 0% | 0% | 8.2745 | 0 | 0 | 0 | 8.2745 | #N/A
2007-06-07 06:00 | 6 | 7 | 6 | 158.2086 | 3774 | 53.06 | 59.18 | 1002 | 53.06 | 0 | 1579.6625 | Cooling | 263.2771 | #N/A | #N/A | #N/A | #N/A | 0 | 0 | 0 | 0 | 0 | 1579.6625 | #N/A | #N/A | 88 | #N/A | #N/A | #N/A | #N/A | 0.8776% | 1 | 50% | 0% | 0% | 0% | 8.2745 | 0 | 0 | 0 | 8.2745 | #N/A
2007-06-07 07:00 | 6 | 7 | 7 | 158.2502 | 3775 | 57.92 | 62.06 | 1002 | 57.92 | 0 | 2071.1111 | Cooling | 345.1852 | #N/A | #N/A | #N/A | #N/A | 0 | 0 | 0 | 0 | 0 | 2071.1111 | #N/A | #N/A | 88 | #N/A | #N/A | #N/A | #N/A | 1.151% | 1 | 50% | 0% | 0% | 0% | 8.2745 | 0 | 0 | 0 | 8.2745 | #N/A
2007-06-07 08:00 | 6 | 7 | 8 | 158.2919 | 3776 | 57.92 | 63.68 | 1002 | 57.92 | 0 | 2810.8545 | Cooling | 468.4757 | #N/A | #N/A | #N/A | #N/A | 0 | 0 | 0 | 0 | 0 | 2810.8545 | #N/A | #N/A | 88 | #N/A | #N/A | #N/A | #N/A | 1.562% | 1 | 50% | 0% | 0% | 0% | 8.2745 | 0 | 0 | 0 | 8.2745 | #N/A
2007-06-07 09:00 | 6 | 7 | 9 | 158.3336 | 3777 | 64.04 | 65.66 | 1002 | 64.04 | 0 | 3548.4208 | Cooling | 591.4035 | #N/A | #N/A | #N/A | #N/A | 0 | 0 | 0 | 0 | 0 | 3548.4208 | #N/A | #N/A | 88 | #N/A | #N/A | #N/A | #N/A | 1.971% | 1 | 50% | 0% | 0% | 0% | 8.2745 | 0 | 0 | 0 | 8.2745 | #N/A
2007-06-07 10:00 | 6 | 7 | 10 | 158.3752 | 3778 | 66.92 | 68 | 1002 | 66.92 | 0 | 3530.8714 | Cooling | 588.4786 | #N/A | #N/A | #N/A | #N/A | 0 | 0 | 0 | 0 | 0 | 3530.8714 | #N/A | #N/A | 88 | #N/A | #N/A | #N/A | #N/A | 1.962% | 1 | 50% | 0% | 0% | 0% | 8.2745 | 0 | 0 | 0 | 8.2745 | #N/A
2007-06-07 11:00 | 6 | 7 | 11 | 158.4169 | 3779 | 66.92 | 67.64 | 1002 | 66.92 | 0 | 3112.3897 | Cooling | 518.7316 | #N/A | #N/A | #N/A | #N/A | 0 | 0 | 0 | 0 | 0 | 3112.3897 | #N/A | #N/A | 88 | #N/A | #N/A | #N/A | #N/A | 1.729% | 1 | 50% | 0% | 0% | 0% | 8.2745 | 0 | 0 | 0 | 8.2745 | #N/A
2007-06-07 12:00 | 6 | 7 | 12 | 158.4586 | 3780 | 69.98 | 67.46 | 1002 | 69.98 | 0 | 2875.7506 | Cooling | 479.2918 | #N/A | #N/A | #N/A | #N/A | 0 | 0 | 0 | 0 | 0 | 2875.7506 | #N/A | #N/A | 88 | #N/A | #N/A | #N/A | #N/A | 1.598% | 1 | 50% | 0% | 0% | 0% | 8.2745 | 0 | 0 | 0 | 8.2745 | #N/A
2007-06-07 13:00 | 6 | 7 | 13 | 158.5002 | 3781 | 71.06 | 68 | 1002 | 71.06 | 0 | 2920.7979 | Cooling | 486.7996 | #N/A | #N/A | #N/A | #N/A | 0 | 0 | 0 | 0 | 0 | 2920.7979 | #N/A | #N/A | 88 | #N/A | #N/A | #N/A | #N/A | 1.623% | 1 | 50% | 0% | 0% | 0% | 8.2745 | 0 | 0 | 0 | 8.2745 | #N/A
2007-06-07 14:00 | 6 | 7 | 14 | 158.5419 | 3782 | 71.06 | 66.92 | 1002 | 71.06 | 0 | 2981.1616 | Cooling | 496.8603 | #N/A | #N/A | #N/A | #N/A | 0 | 0 | 0 | 0 | 0 | 2981.1616 | #N/A | #N/A | 88 | #N/A | #N/A | #N/A | #N/A | 1.656% | 1 | 50% | 0% | 0% | 0% | 8.2745 | 0 | 0 | 0 | 8.2745 | #N/A
2007-06-07 15:00 | 6 | 7 | 15 | 158.5836 | 3783 | 69.08 | 66.56 | 1002 | 69.08 | 0 | 3018.3549 | Cooling | 503.0591 | #N/A | #N/A | #N/A | #N/A | 0 | 0 | 0 | 0 | 0 | 3018.3549 | #N/A | #N/A | 88 | #N/A | #N/A | #N/A | #N/A | 1.677% | 1 | 50% | 0% | 0% | 0% | 8.2745 | 0 | 0 | 0 | 8.2745 | #N/A
2007-06-07 16:00 | 6 | 7 | 16 | 158.6252 | 3784 | 69.98 | 66.92 | 1001 | 69.98 | 0 | 3132.1516 | Cooling | 522.0253 | #N/A | #N/A | #N/A | #N/A | 0 | 0 | 0 | 0 | 0 | 3132.1516 | #N/A | #N/A | 88 | #N/A | #N/A | #N/A | #N/A | 1.74% | 1 | 50% | 0% | 0% | 0% | 8.2745 | 0 | 0 | 0 | 8.2745 | #N/A
2007-06-07 17:00 | 6 | 7 | 17 | 158.6669 | 3785 | 69.98 | 66.02 | 1002 | 69.98 | 0 | 3085.1065 | Cooling | 514.1844 | #N/A | #N/A | #N/A | #N/A | 0 | 0 | 0 | 0 | 0 | 3085.1065 | #N/A | #N/A | 88 | #N/A | #N/A | #N/A | #N/A | 1.714% | 1 | 50% | 0% | 0% | 0% | 8.2745 | 0 | 0 | 0 | 8.2745 | #N/A
2007-06-07 18:00 | 6 | 7 | 18 | 158.7086 | 3786 | 66.92 | 65.48 | 1002 | 66.92 | 0 | 2890.6924 | Cooling | 481.7821 | #N/A | #N/A | #N/A | #N/A | 0 | 0 | 0 | 0 | 0 | 2890.6924 | #N/A | #N/A | 88 | #N/A | #N/A | #N/A | #N/A | 1.606% | 1 | 50% | 0% | 0% | 0% | 8.2745 | 0 | 0 | 0 | 8.2745 | #N/A
2007-06-07 19:00 | 6 | 7 | 19 | 158.7502 | 3787 | 64.94 | 66.02 | 1002 | 64.94 | 0 | 2746.8765 | Cooling | 457.8127 | #N/A | #N/A | #N/A | #N/A | 0 | 0 | 0 | 0 | 0 | 2746.8765 | #N/A | #N/A | 88 | #N/A | #N/A | #N/A | #N/A | 1.526% | 1 | 50% | 0% | 0% | 0% | 8.2745 | 0 | 0 | 0 | 8.2745 | #N/A
2007-06-07 20:00 | 6 | 7 | 20 | 158.7919 | 3788 | 64.94 | 65.66 | 1002 | 64.94 | 0 | 2650.8195 | Cooling | 441.8032 | #N/A | #N/A | #N/A | #N/A | 0 | 0 | 0 | 0 | 0 | 2650.8195 | #N/A | #N/A | 88 | #N/A | #N/A | #N/A | #N/A | 1.473% | 1 | 50% | 0% | 0% | 0% | 8.2745 | 0 | 0 | 0 | 8.2745 | #N/A
2007-06-07 21:00 | 6 | 7 | 21 | 158.8336 | 3789 | 60.08 | 65.84 | 1003 | 60.08 | 0 | 2580.4772 | Cooling | 430.0795 | #N/A | #N/A | #N/A | #N/A | 0 | 0 | 0 | 0 | 0 | 2580.4772 | #N/A | #N/A | 88 | #N/A | #N/A | #N/A | #N/A | 1.434% | 1 | 50% | 0% | 0% | 0% | 8.2745 | 0 | 0 | 0 | 8.2745 | #N/A
2007-06-07 22:00 | 6 | 7 | 22 | 158.8752 | 3790 | 57.92 | 66.02 | 1003 | 57.92 | 0 | 1143.3415 | Cooling | 190.5569 | #N/A | #N/A | #N/A | #N/A | 0 | 0 | 0 | 0 | 0 | 1143.3415 | #N/A | #N/A | 88 | #N/A | #N/A | #N/A | #N/A | 0.6352% | 1 | 50% | 0% | 0% | 0% | 8.2745 | 0 | 0 | 0 | 8.2745 | #N/A
2007-06-07 23:00 | 6 | 7 | 23 | 158.9169 | 3791 | 57.92 | 65.84 | 1003 | 57.92 | 0 | 1356.7815 | Cooling | 226.1302 | #N/A | #N/A | #N/A | #N/A | 0 | 0 | 0 | 0 | 0 | 1356.7815 | #N/A | #N/A | 88 | #N/A | #N/A | #N/A | #N/A | 0.7538% | 1 | 50% | 0% | 0% | 0% | 8.2745 | 0 | 0 | 0 | 8.2745 | #N/A
2007-06-08 | 6 | 8 | 0 | 158.9586 | 3792 | 53.96 | 66.02 | 1003 | 53.96 | 0 | 1142.5134 | Cooling | 190.4189 | #N/A | #N/A | #N/A | #N/A | 0 | 0 | 0 | 0 | 0 | 1142.5134 | #N/A | #N/A | 88 | #N/A | #N/A | #N/A | #N/A | 0.6347% | 1 | 50% | 0% | 0% | 0% | 8.2745 | 0 | 0 | 0 | 8.2745 | #N/A
2007-06-08 01:00 | 6 | 8 | 1 | 159.0002 | 3793 | 53.96 | 66.02 | 1003 | 53.96 | 0 | 1030.0153 | Cooling | 171.6692 | #N/A | #N/A | #N/A | #N/A | 0 | 0 | 0 | 0 | 0 | 1030.0153 | #N/A | #N/A | 88 | #N/A | #N/A | #N/A | #N/A | 0.5722% | 1 | 50% | 0% | 0% | 0% | 8.2745 | 0 | 0 | 0 | 8.2745 | #N/A
2007-06-08 02:00 | 6 | 8 | 2 | 159.0419 | 3794 | 53.96 | 66.02 | 1003 | 53.96 | 0 | 965.8869 | Cooling | 160.9811 | #N/A | #N/A | #N/A | #N/A | 0 | 0 | 0 | 0 | 0 | 965.8869 | #N/A | #N/A | 88 | #N/A | #N/A | #N/A | #N/A | 0.5366% | 1 | 50% | 0% | 0% | 0% | 8.2745 | 0 | 0 | 0 | 8.2745 | #N/A
2007-06-08 03:00 | 6 | 8 | 3 | 159.0836 | 3795 | 50 | 66.38 | 1003 | 50 | 0 | 936.3492 | Cooling | 156.0582 | #N/A | #N/A | #N/A | #N/A | 0 | 0 | 0 | 0 | 0 | 936.3492 | #N/A | #N/A | 88 | #N/A | #N/A | #N/A | #N/A | 0.5202% | 1 | 50% | 0% | 0% | 0% | 8.2745 | 0 | 0 | 0 | 8.2745 | #N/A
2007-06-08 04:00 | 6 | 8 | 4 | 159.1252 | 3796 | 51.08 | 66.92 | 1003 | 51.08 | 0 | 906.9089 | Cooling | 151.1515 | #N/A | #N/A | #N/A | #N/A | 0 | 0 | 0 | 0 | 0 | 906.9089 | #N/A | #N/A | 88 | #N/A | #N/A | #N/A | #N/A | 0.5038% | 1 | 50% | 0% | 0% | 0% | 8.2745 | 0 | 0 | 0 | 8.2745 | #N/A
2007-06-08 05:00 | 6 | 8 | 5 | 159.1669 | 3797 | 51.08 | 65.84 | 1003 | 51.08 | 0 | 1099.9557 | Cooling | 183.326 | #N/A | #N/A | #N/A | #N/A | 0 | 0 | 0 | 0 | 0 | 1099.9557 | #N/A | #N/A | 88 | #N/A | #N/A | #N/A | #N/A | 0.6111% | 1 | 50% | 0% | 0% | 0% | 8.2745 | 0 | 0 | 0 | 8.2745 | #N/A
2007-06-08 06:00 | 6 | 8 | 6 | 159.2086 | 3798 | 53.06 | 66.38 | 1004 | 53.06 | 0 | 3764.7819 | Cooling | 627.4636 | #N/A | #N/A | #N/A | #N/A | 0 | 0 | 0 | 0 | 0 | 3764.7819 | #N/A | #N/A | 88 | #N/A | #N/A | #N/A | #N/A | 2.092% | 1 | 50% | 0% | 0% | 0% | 8.2745 | 0 | 0 | 0 | 8.2745 | #N/A
2007-06-08 07:00 | 6 | 8 | 7 | 159.2502 | 3799 | 55.94 | 66.92 | 1004 | 55.94 | 0 | 3680.4521 | Cooling | 613.4087 | #N/A | #N/A | #N/A | #N/A | 0 | 0 | 0 | 0 | 0 | 3680.4521 | #N/A | #N/A | 88 | #N/A | #N/A | #N/A | #N/A | 2.045% | 1 | 50% | 0% | 0% | 0% | 8.2745 | 0 | 0 | 0 | 8.2745 | #N/A
2007-06-08 08:00 | 6 | 8 | 8 | 159.2919 | 3800 | 55.94 | 66.92 | 1004 | 55.94 | 0 | 3710.9706 | Cooling | 618.4951 | #N/A | #N/A | #N/A | #N/A | 0 | 0 | 0 | 0 | 0 | 3710.9706 | #N/A | #N/A | 88 | #N/A | #N/A | #N/A | #N/A | 2.062% | 1 | 50% | 0% | 0% | 0% | 8.2745 | 0 | 0 | 0 | 8.2745 | #N/A
2007-06-08 09:00 | 6 | 8 | 9 | 159.3336 | 3801 | 62.06 | 67.28 | 1004 | 62.06 | 0 | 3665.556 | Cooling | 610.926 | #N/A | #N/A | #N/A | #N/A | 0 | 0 | 0 | 0 | 0 | 3665.556 | #N/A | #N/A | 88 | #N/A | #N/A | #N/A | #N/A | 2.036% | 1 | 50% | 0% | 0% | 0% | 8.2745 | 0 | 0 | 0 | 8.2745 | #N/A
2007-06-08 10:00 | 6 | 8 | 10 | 159.3752 | 3802 | 64.04 | 68 | 1004 | 64.04 | 0 | 2912.1895 | Cooling | 485.3649 | #N/A | #N/A | #N/A | #N/A | 0 | 0 | 0 | 0 | 0 | 2912.1895 | #N/A | #N/A | 88 | #N/A | #N/A | #N/A | #N/A | 1.618% | 1 | 50% | 0% | 0% | 0% | 8.2745 | 0 | 0 | 0 | 8.2745 | #N/A
2007-06-08 11:00 | 6 | 8 | 11 | 159.4169 | 3803 | 64.04 | 68.18 | 1004 | 64.04 | 0 | 2895.3384 | Cooling | 482.5564 | #N/A | #N/A | #N/A | #N/A | 0 | 0 | 0 | 0 | 0 | 2895.3384 | #N/A | #N/A | 88 | #N/A | #N/A | #N/A | #N/A | 1.609% | 1 | 50% | 0% | 0% | 0% | 8.2745 | 0 | 0 | 0 | 8.2745 | #N/A
2007-06-08 12:00 | 6 | 8 | 12 | 159.4586 | 3804 | 64.04 | 68.72 | 1004 | 64.04 | 0 | 2729.0431 | Cooling | 454.8405 | #N/A | #N/A | #N/A | #N/A | 0 | 0 | 0 | 0 | 0 | 2729.0431 | #N/A | #N/A | 88 | #N/A | #N/A | #N/A | #N/A | 1.516% | 1 | 50% | 0% | 0% | 0% | 8.2745 | 0 | 0 | 0 | 8.2745 | #N/A
2007-06-08 13:00 | 6 | 8 | 13 | 159.5002 | 3805 | 64.04 | 69.98 | 1004 | 64.04 | 0 | 2692.5113 | Cooling | 448.7519 | #N/A | #N/A | #N/A | #N/A | 0 | 0 | 0 | 0 | 0 | 2692.5113 | #N/A | #N/A | 88 | #N/A | #N/A | #N/A | #N/A | 1.496% | 1 | 50% | 0% | 0% | 0% | 8.2745 | 0 | 0 | 0 | 8.2745 | #N/A
2007-06-08 14:00 | 6 | 8 | 14 | 159.5419 | 3806 | 64.04 | 68.9 | 1004 | 64.04 | 0 | 2593.5384 | Cooling | 432.2564 | #N/A | #N/A | #N/A | #N/A | 0 | 0 | 0 | 0 | 0 | 2593.5384 | #N/A | #N/A | 88 | #N/A | #N/A | #N/A | #N/A | 1.441% | 1 | 50% | 0% | 0% | 0% | 8.2745 | 0 | 0 | 0 | 8.2745 | #N/A
2007-06-08 15:00 | 6 | 8 | 15 | 159.5836 | 3807 | 62.6 | 68.72 | 1004 | 62.6 | 0 | 2510.4726 | Cooling | 418.4121 | #N/A | #N/A | #N/A | #N/A | 0 | 0 | 0 | 0 | 0 | 2510.4726 | #N/A | #N/A | 88 | #N/A | #N/A | #N/A | #N/A | 1.395% | 1 | 50% | 0% | 0% | 0% | 8.2745 | 0 | 0 | 0 | 8.2745 | #N/A
2007-06-08 16:00 | 6 | 8 | 16 | 159.6252 | 3808 | 68 | 69.08 | 1004 | 68 | 0 | 2532.0154 | Cooling | 422.0026 | #N/A | #N/A | #N/A | #N/A | 0 | 0 | 0 | 0 | 0 | 2532.0154 | #N/A | #N/A | 88 | #N/A | #N/A | #N/A | #N/A | 1.407% | 1 | 50% | 0% | 0% | 0% | 8.2745 | 0 | 0 | 0 | 8.2745 | #N/A
2007-06-08 17:00 | 6 | 8 | 17 | 159.6669 | 3809 | 68 | 68.36 | 1004 | 68 | 0 | 2511.7366 | Cooling | 418.6228 | #N/A | #N/A | #N/A | #N/A | 0 | 0 | 0 | 0 | 0 | 2511.7366 | #N/A | #N/A | 88 | #N/A | #N/A | #N/A | #N/A | 1.395% | 1 | 50% | 0% | 0% | 0% | 8.2745 | 0 | 0 | 0 | 8.2745 | #N/A
2007-06-08 18:00 | 6 | 8 | 18 | 159.7086 | 3810 | 66.92 | 68.36 | 1004 | 66.92 | 0 | 1213.0541 | Cooling | 202.1757 | #N/A | #N/A | #N/A | #N/A | 0 | 0 | 0 | 0 | 0 | 1213.0541 | #N/A | #N/A | 88 | #N/A | #N/A | #N/A | #N/A | 0.6739% | 1 | 50% | 0% | 0% | 0% | 8.2745 | 0 | 0 | 0 | 8.2745 | #N/A
2007-06-08 19:00 | 6 | 8 | 19 | 159.7502 | 3811 | 62.96 | 69.08 | 1004 | 62.96 | 0 | 1757.6754 | Cooling | 292.9459 | #N/A | #N/A | #N/A | #N/A | 0 | 0 | 0 | 0 | 0 | 1757.6754 | #N/A | #N/A | 88 | #N/A | #N/A | #N/A | #N/A | 0.9765% | 1 | 50% | 0% | 0% | 0% | 8.2745 | 0 | 0 | 0 | 8.2745 | #N/A
2007-06-08 20:00 | 6 | 8 | 20 | 159.7919 | 3812 | 62.96 | 68.72 | 1004 | 62.96 | 0 | 1688.7586 | Cooling | 281.4598 | #N/A | #N/A | #N/A | #N/A | 0 | 0 | 0 | 0 | 0 | 1688.7586 | #N/A | #N/A | 88 | #N/A | #N/A | #N/A | #N/A | 0.9382% | 1 | 50% | 0% | 0% | 0% | 8.2745 | 0 | 0 | 0 | 8.2745 | #N/A
2007-06-08 21:00 | 6 | 8 | 21 | 159.8336 | 3813 | 57.92 | 68.9 | 1005 | 57.92 | 0 | 1444.2404 | Cooling | 240.7067 | #N/A | #N/A | #N/A | #N/A | 0 | 0 | 0 | 0 | 0 | 1444.2404 | #N/A | #N/A | 88 | #N/A | #N/A | #N/A | #N/A | 0.8024% | 1 | 50% | 0% | 0% | 0% | 8.2745 | 0 | 0 | 0 | 8.2745 | #N/A
2007-06-08 22:00 | 6 | 8 | 22 | 159.8752 | 3814 | 55.94 | 69.08 | 1005 | 55.94 | 0 | 1080.8709 | Cooling | 180.1452 | #N/A | #N/A | #N/A | #N/A | 0 | 0 | 0 | 0 | 0 | 1080.8709 | #N/A | #N/A | 88 | #N/A | #N/A | #N/A | #N/A | 0.6005% | 1 | 50% | 0% | 0% | 0% | 8.2745 | 0 | 0 | 0 | 8.2745 | #N/A
2007-06-08 23:00 | 6 | 8 | 23 | 159.9169 | 3815 | 55.94 | 68.54 | 1005 | 55.94 | 0 | 719.8356 | Cooling | 119.9726 | #N/A | #N/A | #N/A | #N/A | 0 | 0 | 0 | 0 | 0 | 719.8356 | #N/A | #N/A | 88 | #N/A | #N/A | #N/A | #N/A | 0.3999% | 1 | 50% | 0% | 0% | 0% | 8.2745 | 0 | 0 | 0 | 8.2745 | #N/A
2007-06-09 | 6 | 9 | 0 | 159.9586 | 3816 | 53.06 | 68.36 | 1005 | 53.06 | 0 | 687.6442 | Cooling | 114.6074 | #N/A | #N/A | #N/A | #N/A | 0 | 0 | 0 | 0 | 0 | 687.6442 | #N/A | #N/A | 88 | #N/A | #N/A | #N/A | #N/A | 0.382% | 1 | 50% | 0% | 0% | 0% | 8.2745 | 0 | 0 | 0 | 8.2745 | #N/A
2007-06-09 01:00 | 6 | 9 | 1 | 160.0002 | 3817 | 50 | 68 | 1005 | 50 | 0 | 650.6262 | Cooling | 108.4377 | #N/A | #N/A | #N/A | #N/A | 0 | 0 | 0 | 0 | 0 | 650.6262 | #N/A | #N/A | 88 | #N/A | #N/A | #N/A | #N/A | 0.3615% | 1 | 50% | 0% | 0% | 0% | 8.2745 | 0 | 0 | 0 | 8.2745 | #N/A
2007-06-09 02:00 | 6 | 9 | 2 | 160.0419 | 3818 | 50 | 67.28 | 1005 | 50 | 0 | 559.7002 | Cooling | 93.2834 | #N/A | #N/A | #N/A | #N/A | 0 | 0 | 0 | 0 | 0 | 559.7002 | #N/A | #N/A | 88 | #N/A | #N/A | #N/A | #N/A | 0.3109% | 1 | 50% | 0% | 0% | 0% | 8.2745 | 0 | 0 | 0 | 8.2745 | #N/A
2007-06-09 03:00 | 6 | 9 | 3 | 160.0836 | 3819 | 48.02 | 66.92 | 1004 | 48.02 | 0 | 480.8468 | Cooling | 80.1411 | #N/A | #N/A | #N/A | #N/A | 0 | 0 | 0 | 0 | 0 | 480.8468 | #N/A | #N/A | 88 | #N/A | #N/A | #N/A | #N/A | 0.2671% | 1 | 50% | 0% | 0% | 0% | 8.2745 | 0 | 0 | 0 | 8.2745 | #N/A
2007-06-09 04:00 | 6 | 9 | 4 | 160.1252 | 3820 | 44.96 | 66.92 | 1004 | 44.96 | 0 | 424.7327 | Cooling | 70.7888 | #N/A | #N/A | #N/A | #N/A | 0 | 0 | 0 | 0 | 0 | 424.7327 | #N/A | #N/A | 88 | #N/A | #N/A | #N/A | #N/A | 0.236% | 1 | 50% | 0% | 0% | 0% | 8.2745 | 0 | 0 | 0 | 8.2745 | #N/A
2007-06-09 05:00 | 6 | 9 | 5 | 160.1669 | 3821 | 44.96 | 66.92 | 1004 | 44.96 | 0 | 539.7995 | Cooling | 89.9666 | #N/A | #N/A | #N/A | #N/A | 0 | 0 | 0 | 0 | 0 | 539.7995 | #N/A | #N/A | 88 | #N/A | #N/A | #N/A | #N/A | 0.2999% | 1 | 50% | 0% | 0% | 0% | 8.2745 | 0 | 0 | 0 | 8.2745 | #N/A
2007-06-09 06:00 | 6 | 9 | 6 | 160.2086 | 3822 | 48.92 | 68.36 | 1005 | 48.92 | 0 | 880.0571 | Cooling | 146.6762 | #N/A | #N/A | #N/A | #N/A | 0 | 0 | 0 | 0 | 0 | 880.0571 | #N/A | #N/A | 88 | #N/A | #N/A | #N/A | #N/A | 0.4889% | 1 | 50% | 0% | 0% | 0% | 8.2745 | 0 | 0 | 0 | 8.2745 | #N/A
2007-06-09 07:00 | 6 | 9 | 7 | 160.2502 | 3823 | 51.08 | 69.98 | 1005 | 51.08 | 0 | 1308.8301 | Cooling | 218.1383 | #N/A | #N/A | #N/A | #N/A | 0 | 0 | 0 | 0 | 0 | 1308.8301 | #N/A | #N/A | 88 | #N/A | #N/A | #N/A | #N/A | 0.7271% | 1 | 50% | 0% | 0% | 0% | 8.2745 | 0 | 0 | 0 | 8.2745 | #N/A
2007-06-09 08:00 | 6 | 9 | 8 | 160.2919 | 3824 | 51.08 | 70.34 | 1005 | 51.08 | 0 | 1618.0895 | Cooling | 269.6816 | #N/A | #N/A | #N/A | #N/A | 0 | 0 | 0 | 0 | 0 | 1618.0895 | #N/A | #N/A | 88 | #N/A | #N/A | #N/A | #N/A | 0.8989% | 1 | 50% | 0% | 0% | 0% | 8.2745 | 0 | 0 | 0 | 8.2745 | #N/A
2007-06-09 09:00 | 6 | 9 | 9 | 160.3336 | 3825 | 57.92 | 71.06 | 1005 | 57.92 | 0 | 1842.4882 | Cooling | 307.0814 | #N/A | #N/A | #N/A | #N/A | 0 | 0 | 0 | 0 | 0 | 1842.4882 | #N/A | #N/A | 88 | #N/A | #N/A | #N/A | #N/A | 1.024% | 1 | 50% | 0% | 0% | 0% | 8.2745 | 0 | 0 | 0 | 8.2745 | #N/A
2007-06-09 10:00 | 6 | 9 | 10 | 160.3752 | 3826 | 57.92 | 71.96 | 1005 | 57.92 | 0 | 1907.2996 | Cooling | 317.8833 | #N/A | #N/A | #N/A | #N/A | 0 | 0 | 0 | 0 | 0 | 1907.2996 | #N/A | #N/A | 88 | #N/A | #N/A | #N/A | #N/A | 1.06% | 1 | 50% | 0% | 0% | 0% | 8.2745 | 0 | 0 | 0 | 8.2745 | #N/A
2007-06-09 11:00 | 6 | 9 | 11 | 160.4169 | 3827 | 57.92 | 71.6 | 1005 | 57.92 | 0 | 2283.1395 | Cooling | 380.5233 | #N/A | #N/A | #N/A | #N/A | 0 | 0 | 0 | 0 | 0 | 2283.1395 | #N/A | #N/A | 88 | #N/A | #N/A | #N/A | #N/A | 1.268% | 1 | 50% | 0% | 0% | 0% | 8.2745 | 0 | 0 | 0 | 8.2745 | #N/A
2007-06-09 12:00 | 6 | 9 | 12 | 160.4586 | 3828 | 57.02 | 71.42 | 1004 | 57.02 | 0 | 2287.2435 | Cooling | 381.2073 | #N/A | #N/A | #N/A | #N/A | 0 | 0 | 0 | 0 | 0 | 2287.2435 | #N/A | #N/A | 88 | #N/A | #N/A | #N/A | #N/A | 1.271% | 1 | 50% | 0% | 0% | 0% | 8.2745 | 0 | 0 | 0 | 8.2745 | #N/A
2007-06-09 13:00 | 6 | 9 | 13 | 160.5002 | 3829 | 55.94 | 71.96 | 1004 | 55.94 | 0 | 911.8071 | Cooling | 151.9679 | #N/A | #N/A | #N/A | #N/A | 0 | 0 | 0 | 0 | 0 | 911.8071 | #N/A | #N/A | 88 | #N/A | #N/A | #N/A | #N/A | 0.5066% | 1 | 50% | 0% | 0% | 0% | 8.2745 | 0 | 0 | 0 | 8.2745 | #N/A
2007-06-09 14:00 | 6 | 9 | 14 | 160.5419 | 3830 | 55.94 | 72.14 | 1004 | 55.94 | 0 | 976.839 | Cooling | 162.8065 | #N/A | #N/A | #N/A | #N/A | 0 | 0 | 0 | 0 | 0 | 976.839 | #N/A | #N/A | 88 | #N/A | #N/A | #N/A | #N/A | 0.5427% | 1 | 50% | 0% | 0% | 0% | 8.2745 | 0 | 0 | 0 | 8.2745 | #N/A
2007-06-09 15:00 | 6 | 9 | 15 | 160.5836 | 3831 | 55.04 | 73.22 | 1003 | 55.04 | 0 | 1034.2454 | Cooling | 172.3742 | #N/A | #N/A | #N/A | #N/A | 0 | 0 | 0 | 0 | 0 | 1034.2454 | #N/A | #N/A | 88 | #N/A | #N/A | #N/A | #N/A | 0.5746% | 1 | 50% | 0% | 0% | 0% | 8.2745 | 0 | 0 | 0 | 8.2745 | #N/A
2007-06-09 16:00 | 6 | 9 | 16 | 160.6252 | 3832 | 55.04 | 75.02 | 1003 | 55.04 | 0 | 1258.6655 | Cooling | 209.7776 | #N/A | #N/A | #N/A | #N/A | 0 | 0 | 0 | 0 | 0 | 1258.6655 | #N/A | #N/A | 88 | #N/A | #N/A | #N/A | #N/A | 0.6993% | 1 | 50% | 0% | 0% | 0% | 8.2745 | 0 | 0 | 0 | 8.2745 | #N/A
2007-06-09 17:00 | 6 | 9 | 17 | 160.6669 | 3833 | 55.04 | 73.04 | 1003 | 55.04 | 0 | 1351.9725 | Cooling | 225.3287 | #N/A | #N/A | #N/A | #N/A | 0 | 0 | 0 | 0 | 0 | 1351.9725 | #N/A | #N/A | 88 | #N/A | #N/A | #N/A | #N/A | 0.7511% | 1 | 50% | 0% | 0% | 0% | 8.2745 | 0 | 0 | 0 | 8.2745 | #N/A
2007-06-09 18:00 | 6 | 9 | 18 | 160.7086 | 3834 | 55.04 | 71.6 | 1002 | 55.04 | 0 | 2779.0189 | Cooling | 463.1698 | #N/A | #N/A | #N/A | #N/A | 0 | 0 | 0 | 0 | 0 | 2779.0189 | #N/A | #N/A | 88 | #N/A | #N/A | #N/A | #N/A | 1.544% | 1 | 50% | 0% | 0% | 0% | 8.2745 | 0 | 0 | 0 | 8.2745 | #N/A
2007-06-09 19:00 | 6 | 9 | 19 | 160.7502 | 3835 | 53.6 | 71.06 | 1002 | 53.6 | 0 | 3023.0039 | Cooling | 503.834 | #N/A | #N/A | #N/A | #N/A | 0 | 0 | 0 | 0 | 0 | 3023.0039 | #N/A | #N/A | 88 | #N/A | #N/A | #N/A | #N/A | 1.679% | 1 | 50% | 0% | 0% | 0% | 8.2745 | 0 | 0 | 0 | 8.2745 | #N/A
2007-06-09 20:00 | 6 | 9 | 20 | 160.7919 | 3836 | 53.96 | 70.16 | 1002 | 53.96 | 0 | 2300.4692 | Cooling | 383.4115 | #N/A | #N/A | #N/A | #N/A | 0 | 0 | 0 | 0 | 0 | 2300.4692 | #N/A | #N/A | 88 | #N/A | #N/A | #N/A | #N/A | 1.278% | 1 | 50% | 0% | 0% | 0% | 8.2745 | 0 | 0 | 0 | 8.2745 | #N/A
2007-06-09 21:00 | 6 | 9 | 21 | 160.8336 | 3837 | 53.6 | 69.44 | 1002 | 53.6 | 0 | 1668.5564 | Cooling | 278.0927 | #N/A | #N/A | #N/A | #N/A | 0 | 0 | 0 | 0 | 0 | 1668.5564 | #N/A | #N/A | 88 | #N/A | #N/A | #N/A | #N/A | 0.927% | 1 | 50% | 0% | 0% | 0% | 8.2745 | 0 | 0 | 0 | 8.2745 | #N/A
2007-06-09 22:00 | 6 | 9 | 22 | 160.8752 | 3838 | 55.04 | 69.08 | 1002 | 55.04 | 0 | 1045.0006 | Cooling | 174.1668 | #N/A | #N/A | #N/A | #N/A | 0 | 0 | 0 | 0 | 0 | 1045.0006 | #N/A | #N/A | 88 | #N/A | #N/A | #N/A | #N/A | 0.5806% | 1 | 50% | 0% | 0% | 0% | 8.2745 | 0 | 0 | 0 | 8.2745 | #N/A
2007-06-09 23:00 | 6 | 9 | 23 | 160.9169 | 3839 | 55.04 | 68.54 | 1002 | 55.04 | 0 | 644.2505 | Cooling | 107.3751 | #N/A | #N/A | #N/A | #N/A | 0 | 0 | 0 | 0 | 0 | 644.2505 | #N/A | #N/A | 88 | #N/A | #N/A | #N/A | #N/A | 0.3579% | 1 | 50% | 0% | 0% | 0% | 8.2745 | 0 | 0 | 0 | 8.2745 | #N/A
2007-06-10 | 6 | 10 | 0 | 160.9586 | 3840 | 55.94 | 68.36 | 1001 | 55.94 | 0 | 692.7742 | Cooling | 115.4624 | #N/A | #N/A | #N/A | #N/A | 0 | 0 | 0 | 0 | 0 | 692.7742 | #N/A | #N/A | 88 | #N/A | #N/A | #N/A | #N/A | 0.3849% | 1 | 50% | 0% | 0% | 0% | 8.2745 | 0 | 0 | 0 | 8.2745 | #N/A
2007-06-10 01:00 | 6 | 10 | 1 | 161.0002 | 3841 | 55.94 | 68 | 1001 | 55.94 | 0 | 650.9083 | Cooling | 108.4847 | #N/A | #N/A | #N/A | #N/A | 0 | 0 | 0 | 0 | 0 | 650.9083 | #N/A | #N/A | 88 | #N/A | #N/A | #N/A | #N/A | 0.3616% | 1 | 50% | 0% | 0% | 0% | 8.2745 | 0 | 0 | 0 | 8.2745 | #N/A
2007-06-10 02:00 | 6 | 10 | 2 | 161.0419 | 3842 | 55.94 | 68 | 1000 | 55.94 | 0 | 647.269 | Cooling | 107.8782 | #N/A | #N/A | #N/A | #N/A | 0 | 0 | 0 | 0 | 0 | 647.269 | #N/A | #N/A | 88 | #N/A | #N/A | #N/A | #N/A | 0.3596% | 1 | 50% | 0% | 0% | 0% | 8.2745 | 0 | 0 | 0 | 8.2745 | #N/A
2007-06-10 03:00 | 6 | 10 | 3 | 161.0836 | 3843 | 55.94 | 68.36 | 1000 | 55.94 | 0 | 665.5917 | Cooling | 110.9319 | #N/A | #N/A | #N/A | #N/A | 0 | 0 | 0 | 0 | 0 | 665.5917 | #N/A | #N/A | 88 | #N/A | #N/A | #N/A | #N/A | 0.3698% | 1 | 50% | 0% | 0% | 0% | 8.2745 | 0 | 0 | 0 | 8.2745 | #N/A
2007-06-10 04:00 | 6 | 10 | 4 | 161.1252 | 3844 | 55.4 | 69.08 | 999 | 55.4 | 0 | 686.1895 | Cooling | 114.3649 | #N/A | #N/A | #N/A | #N/A | 0 | 0 | 0 | 0 | 0 | 686.1895 | #N/A | #N/A | 88 | #N/A | #N/A | #N/A | #N/A | 0.3812% | 1 | 50% | 0% | 0% | 0% | 8.2745 | 0 | 0 | 0 | 8.2745 | #N/A
2007-06-10 05:00 | 6 | 10 | 5 | 161.1669 | 3845 | 55.94 | 69.44 | 999 | 55.94 | 0 | 1032.7499 | Cooling | 172.125 | #N/A | #N/A | #N/A | #N/A | 0 | 0 | 0 | 0 | 0 | 1032.7499 | #N/A | #N/A | 88 | #N/A | #N/A | #N/A | #N/A | 0.5737% | 1 | 50% | 0% | 0% | 0% | 8.2745 | 0 | 0 | 0 | 8.2745 | #N/A
2007-06-10 06:00 | 6 | 10 | 6 | 161.2086 | 3846 | 57.02 | 71.06 | 999 | 57.02 | 0 | 4139.2797 | Cooling | 689.8799 | #N/A | #N/A | #N/A | #N/A | 0 | 0 | 0 | 0 | 0 | 4139.2797 | #N/A | #N/A | 88 | #N/A | #N/A | #N/A | #N/A | 2.3% | 1 | 50% | 0% | 0% | 0% | 8.2745 | 0 | 0 | 0 | 8.2745 | #N/A
2007-06-10 07:00 | 6 | 10 | 7 | 161.2502 | 3847 | 57.92 | 73.04 | 999 | 57.92 | 0 | 3187.1428 | Cooling | 531.1905 | #N/A | #N/A | #N/A | #N/A | 0 | 0 | 0 | 0 | 0 | 3187.1428 | #N/A | #N/A | 88 | #N/A | #N/A | #N/A | #N/A | 1.771% | 1 | 50% | 0% | 0% | 0% | 8.2745 | 0 | 0 | 0 | 8.2745 | #N/A
2007-06-10 08:00 | 6 | 10 | 8 | 161.2919 | 3848 | 57.92 | 73.04 | 999 | 57.92 | 0 | 3437.1411 | Cooling | 572.8569 | #N/A | #N/A | #N/A | #N/A | 0 | 0 | 0 | 0 | 0 | 3437.1411 | #N/A | #N/A | 88 | #N/A | #N/A | #N/A | #N/A | 1.91% | 1 | 50% | 0% | 0% | 0% | 8.2745 | 0 | 0 | 0 | 8.2745 | #N/A
2007-06-10 09:00 | 6 | 10 | 9 | 161.3336 | 3849 | 62.6 | 73.4 | 999 | 62.6 | 0 | 3279.4181 | Cooling | 546.5697 | #N/A | #N/A | #N/A | #N/A | 0 | 0 | 0 | 0 | 0 | 3279.4181 | #N/A | #N/A | 88 | #N/A | #N/A | #N/A | #N/A | 1.822% | 1 | 50% | 0% | 0% | 0% | 8.2745 | 0 | 0 | 0 | 8.2745 | #N/A
2007-06-10 10:00 | 6 | 10 | 10 | 161.3752 | 3850 | 64.94 | 73.94 | 998 | 64.94 | 0 | 3239.4475 | Cooling | 539.9079 | #N/A | #N/A | #N/A | #N/A | 0 | 0 | 0 | 0 | 0 | 3239.4475 | #N/A | #N/A | 88 | #N/A | #N/A | #N/A | #N/A | 1.8% | 1 | 50% | 0% | 0% | 0% | 8.2745 | 0 | 0 | 0 | 8.2745 | #N/A
2007-06-10 11:00 | 6 | 10 | 11 | 161.4169 | 3851 | 64.94 | 73.22 | 998 | 64.94 | 0 | 3248.1658 | Cooling | 541.361 | #N/A | #N/A | #N/A | #N/A | 0 | 0 | 0 | 0 | 0 | 3248.1658 | #N/A | #N/A | 88 | #N/A | #N/A | #N/A | #N/A | 1.805% | 1 | 50% | 0% | 0% | 0% | 8.2745 | 0 | 0 | 0 | 8.2745 | #N/A
2007-06-10 12:00 | 6 | 10 | 12 | 161.4586 | 3852 | 69.8 | 72.68 | 997 | 69.8 | 0 | 3159.9201 | Cooling | 526.6533 | #N/A | #N/A | #N/A | #N/A | 0 | 0 | 0 | 0 | 0 | 3159.9201 | #N/A | #N/A | 88 | #N/A | #N/A | #N/A | #N/A | 1.756% | 1 | 50% | 0% | 0% | 0% | 8.2745 | 0 | 0 | 0 | 8.2745 | #N/A
2007-06-10 13:00 | 6 | 10 | 13 | 161.5002 | 3853 | 66.2 | 73.04 | 996 | 66.2 | 0 | 3204.4673 | Cooling | 534.0779 | #N/A | #N/A | #N/A | #N/A | 0 | 0 | 0 | 0 | 0 | 3204.4673 | #N/A | #N/A | 88 | #N/A | #N/A | #N/A | #N/A | 1.78% | 1 | 50% | 0% | 0% | 0% | 8.2745 | 0 | 0 | 0 | 8.2745 | #N/A
2007-06-10 14:00 | 6 | 10 | 14 | 161.5419 | 3854 | 64.94 | 71.6 | 995 | 64.94 | 0 | 3262.8996 | Cooling | 543.8166 | #N/A | #N/A | #N/A | #N/A | 0 | 0 | 0 | 0 | 0 | 3262.8996 | #N/A | #N/A | 88 | #N/A | #N/A | #N/A | #N/A | 1.813% | 1 | 50% | 0% | 0% | 0% | 8.2745 | 0 | 0 | 0 | 8.2745 | #N/A
2007-06-10 15:00 | 6 | 10 | 15 | 161.5836 | 3855 | 71.06 | 71.06 | 995 | 71.06 | 0 | 3266.8539 | Cooling | 544.4757 | #N/A | #N/A | #N/A | #N/A | 0 | 0 | 0 | 0 | 0 | 3266.8539 | #N/A | #N/A | 88 | #N/A | #N/A | #N/A | #N/A | 1.815% | 1 | 50% | 0% | 0% | 0% | 8.2745 | 0 | 0 | 0 | 8.2745 | #N/A
2007-06-10 16:00 | 6 | 10 | 16 | 161.6252 | 3856 | 69.98 | 71.06 | 994 | 69.98 | 0 | 3327.9639 | Cooling | 554.6607 | #N/A | #N/A | #N/A | #N/A | 0 | 0 | 0 | 0 | 0 | 3327.9639 | #N/A | #N/A | 88 | #N/A | #N/A | #N/A | #N/A | 1.849% | 1 | 50% | 0% | 0% | 0% | 8.2745 | 0 | 0 | 0 | 8.2745 | #N/A
2007-06-10 17:00 | 6 | 10 | 17 | 161.6669 | 3857 | 69.98 | 69.8 | 993 | 69.98 | 0 | 3274.5449 | Cooling | 545.7575 | #N/A | #N/A | #N/A | #N/A | 0 | 0 | 0 | 0 | 0 | 3274.5449 | #N/A | #N/A | 88 | #N/A | #N/A | #N/A | #N/A | 1.819% | 1 | 50% | 0% | 0% | 0% | 8.2745 | 0 | 0 | 0 | 8.2745 | #N/A
2007-06-10 18:00 | 6 | 10 | 18 | 161.7086 | 3858 | 66.02 | 68.9 | 993 | 66.02 | 0 | 3115.6065 | Cooling | 519.2678 | #N/A | #N/A | #N/A | #N/A | 0 | 0 | 0 | 0 | 0 | 3115.6065 | #N/A | #N/A | 88 | #N/A | #N/A | #N/A | #N/A | 1.731% | 1 | 50% | 0% | 0% | 0% | 8.2745 | 0 | 0 | 0 | 8.2745 | #N/A
2007-06-10 19:00 | 6 | 10 | 19 | 161.7502 | 3859 | 64.94 | 69.08 | 992 | 64.94 | 0 | 2984.0974 | Cooling | 497.3496 | #N/A | #N/A | #N/A | #N/A | 0 | 0 | 0 | 0 | 0 | 2984.0974 | #N/A | #N/A | 88 | #N/A | #N/A | #N/A | #N/A | 1.658% | 1 | 50% | 0% | 0% | 0% | 8.2745 | 0 | 0 | 0 | 8.2745 | #N/A
2007-06-10 20:00 | 6 | 10 | 20 | 161.7919 | 3860 | 64.94 | 68.72 | 992 | 64.94 | 0 | 2837.1783 | Cooling | 472.863 | #N/A | #N/A | #N/A | #N/A | 0 | 0 | 0 | 0 | 0 | 2837.1783 | #N/A | #N/A | 88 | #N/A | #N/A | #N/A | #N/A | 1.576% | 1 | 50% | 0% | 0% | 0% | 8.2745 | 0 | 0 | 0 | 8.2745 | #N/A
2007-06-10 21:00 | 6 | 10 | 21 | 161.8336 | 3861 | 60.08 | 68.9 | 991 | 60.08 | 0 | 2727.0298 | Cooling | 454.505 | #N/A | #N/A | #N/A | #N/A | 0 | 0 | 0 | 0 | 0 | 2727.0298 | #N/A | #N/A | 88 | #N/A | #N/A | #N/A | #N/A | 1.515% | 1 | 50% | 0% | 0% | 0% | 8.2745 | 0 | 0 | 0 | 8.2745 | #N/A
2007-06-10 22:00 | 6 | 10 | 22 | 161.8752 | 3862 | 57.92 | 69.08 | 991 | 57.92 | 0 | 1731.3309 | Cooling | 288.5552 | #N/A | #N/A | #N/A | #N/A | 0 | 0 | 0 | 0 | 0 | 1731.3309 | #N/A | #N/A | 88 | #N/A | #N/A | #N/A | #N/A | 0.9619% | 1 | 50% | 0% | 0% | 0% | 8.2745 | 0 | 0 | 0 | 8.2745 | #N/A
2007-06-10 23:00 | 6 | 10 | 23 | 161.9169 | 3863 | 57.92 | 68.54 | 990 | 57.92 | 0 | 2037.0181 | Cooling | 339.503 | #N/A | #N/A | #N/A | #N/A | 0 | 0 | 0 | 0 | 0 | 2037.0181 | #N/A | #N/A | 88 | #N/A | #N/A | #N/A | #N/A | 1.132% | 1 | 50% | 0% | 0% | 0% | 8.2745 | 0 | 0 | 0 | 8.2745 | #N/A
2007-06-11 | 6 | 11 | 0 | 161.9586 | 3864 | 57.92 | 68.36 | 990 | 57.92 | 0 | 1898.4323 | Cooling | 316.4054 | #N/A | #N/A | #N/A | #N/A | 0 | 0 | 0 | 0 | 0 | 1898.4323 | #N/A | #N/A | 88 | #N/A | #N/A | #N/A | #N/A | 1.055% | 1 | 50% | 0% | 0% | 0% | 8.2745 | 0 | 0 | 0 | 8.2745 | #N/A
2007-06-11 01:00 | 6 | 11 | 1 | 162.0002 | 3865 | 57.92 | 68 | 989 | 57.92 | 0 | 1787.168 | Cooling | 297.8613 | #N/A | #N/A | #N/A | #N/A | 0 | 0 | 0 | 0 | 0 | 1787.168 | #N/A | #N/A | 88 | #N/A | #N/A | #N/A | #N/A | 0.9929% | 1 | 50% | 0% | 0% | 0% | 8.2745 | 0 | 0 | 0 | 8.2745 | #N/A
2007-06-11 02:00 | 6 | 11 | 2 | 162.0419 | 3866 | 57.92 | 63.68 | 990 | 57.92 | 0 | 1249.1124 | Cooling | 208.1854 | #N/A | #N/A | #N/A | #N/A | 0 | 0 | 0 | 0 | 0 | 1249.1124 | #N/A | #N/A | 88 | #N/A | #N/A | #N/A | #N/A | 0.694% | 1 | 50% | 0% | 0% | 0% | 8.2745 | 0 | 0 | 0 | 8.2745 | #N/A
2007-06-11 03:00 | 6 | 11 | 3 | 162.0836 | 3867 | 53.96 | 59.72 | 992 | 53.96 | 0 | 620.0092 | Cooling | 103.3349 | #N/A | #N/A | #N/A | #N/A | 0 | 0 | 0 | 0 | 0 | 620.0092 | #N/A | #N/A | 88 | #N/A | #N/A | #N/A | #N/A | 0.3444% | 1 | 50% | 0% | 0% | 0% | 8.2745 | 0 | 0 | 0 | 8.2745 | #N/A
2007-06-11 04:00 | 6 | 11 | 4 | 162.1252 | 3868 | 53.6 | 55.94 | 993 | 53.6 | 0 | 312.9912 | Cooling | 52.1652 | #N/A | #N/A | #N/A | #N/A | 0 | 0 | 0 | 0 | 0 | 312.9912 | #N/A | #N/A | 88 | #N/A | #N/A | #N/A | #N/A | 0.1739% | 1 | 50% | 0% | 0% | 0% | 8.2745 | 0 | 0 | 0 | 8.2745 | #N/A
2007-06-11 05:00 | 6 | 11 | 5 | 162.1669 | 3869 | 53.96 | 55.22 | 993 | 53.96 | 0 | 249.0941 | Cooling | 41.5157 | #N/A | #N/A | #N/A | #N/A | 0 | 0 | 0 | 0 | 0 | 249.0941 | #N/A | #N/A | 88 | #N/A | #N/A | #N/A | #N/A | 0.1384% | 1 | 50% | 0% | 0% | 0% | 8.2745 | 0 | 0 | 0 | 8.2745 | #N/A
2007-06-11 06:00 | 6 | 11 | 6 | 162.2086 | 3870 | 55.94 | 56.12 | 994 | 55.94 | 0 | 1319.4997 | Cooling | 219.9166 | #N/A | #N/A | #N/A | #N/A | 0 | 0 | 0 | 0 | 0 | 1319.4997 | #N/A | #N/A | 88 | #N/A | #N/A | #N/A | #N/A | 0.7331% | 1 | 50% | 0% | 0% | 0% | 8.2745 | 0 | 0 | 0 | 8.2745 | #N/A
2007-06-11 07:00 | 6 | 11 | 7 | 162.2502 | 3871 | 60.08 | 57.02 | 994 | 60.08 | 0 | 1376.1503 | Cooling | 229.3584 | #N/A | #N/A | #N/A | #N/A | 0 | 0 | 0 | 0 | 0 | 1376.1503 | #N/A | #N/A | 88 | #N/A | #N/A | #N/A | #N/A | 0.7645% | 1 | 50% | 0% | 0% | 0% | 8.2745 | 0 | 0 | 0 | 8.2745 | #N/A
2007-06-11 08:00 | 6 | 11 | 8 | 162.2919 | 3872 | 60.08 | 56.3 | 994 | 60.08 | 0 | 1498.4669 | Cooling | 249.7445 | #N/A | #N/A | #N/A | #N/A | 0 | 0 | 0 | 0 | 0 | 1498.4669 | #N/A | #N/A | 88 | #N/A | #N/A | #N/A | #N/A | 0.8325% | 1 | 50% | 0% | 0% | 0% | 8.2745 | 0 | 0 | 0 | 8.2745 | #N/A
2007-06-11 09:00 | 6 | 11 | 9 | 162.3336 | 3873 | 66.02 | 55.94 | 994 | 66.02 | 0 | 1449.9498 | Cooling | 241.6583 | #N/A | #N/A | #N/A | #N/A | 0 | 0 | 0 | 0 | 0 | 1449.9498 | #N/A | #N/A | 88 | #N/A | #N/A | #N/A | #N/A | 0.8055% | 1 | 50% | 0% | 0% | 0% | 8.2745 | 0 | 0 | 0 | 8.2745 | #N/A
2007-06-11 10:00 | 6 | 11 | 10 | 162.3752 | 3874 | 66.92 | 55.94 | 994 | 66.92 | 0 | 1393.5367 | Cooling | 232.2561 | #N/A | #N/A | #N/A | #N/A | 0 | 0 | 0 | 0 | 0 | 1393.5367 | #N/A | #N/A | 88 | #N/A | #N/A | #N/A | #N/A | 0.7742% | 1 | 50% | 0% | 0% | 0% | 8.2745 | 0 | 0 | 0 | 8.2745 | #N/A
2007-06-11 11:00 | 6 | 11 | 11 | 162.4169 | 3875 | 66.92 | 55.22 | 994 | 66.92 | 0 | 1402.9777 | Cooling | 233.8296 | #N/A | #N/A | #N/A | #N/A | 0 | 0 | 0 | 0 | 0 | 1402.9777 | #N/A | #N/A | 88 | #N/A | #N/A | #N/A | #N/A | 0.7794% | 1 | 50% | 0% | 0% | 0% | 8.2745 | 0 | 0 | 0 | 8.2745 | #N/A
2007-06-11 12:00 | 6 | 11 | 12 | 162.4586 | 3876 | 73.04 | 54.68 | 994 | 73.04 | 0 | 1364.1377 | Cooling | 227.3563 | #N/A | #N/A | #N/A | #N/A | 0 | 0 | 0 | 0 | 0 | 1364.1377 | #N/A | #N/A | 88 | #N/A | #N/A | #N/A | #N/A | 0.7579% | 1 | 50% | 0% | 0% | 0% | 8.2745 | 0 | 0 | 0 | 8.2745 | #N/A
2007-06-11 13:00 | 6 | 11 | 13 | 162.5002 | 3877 | 71.96 | 55.04 | 994 | 71.96 | 0 | 1384.918 | Cooling | 230.8197 | #N/A | #N/A | #N/A | #N/A | 0 | 0 | 0 | 0 | 0 | 1384.918 | #N/A | #N/A | 88 | #N/A | #N/A | #N/A | #N/A | 0.7694% | 1 | 50% | 0% | 0% | 0% | 8.2745 | 0 | 0 | 0 | 8.2745 | #N/A
2007-06-11 14:00 | 6 | 11 | 14 | 162.5419 | 3878 | 71.96 | 51.62 | 995 | 71.96 | 0 | 988.3066 | Cooling | 164.7178 | #N/A | #N/A | #N/A | #N/A | 0 | 0 | 0 | 0 | 0 | 988.3066 | #N/A | #N/A | 88 | #N/A | #N/A | #N/A | #N/A | 0.5491% | 1 | 50% | 0% | 0% | 0% | 8.2745 | 0 | 0 | 0 | 8.2745 | #N/A
2007-06-11 15:00 | 6 | 11 | 15 | 162.5836 | 3879 | 77 | 48.92 | 996 | 77 | 0 | 378.2842 | Cooling | 63.0474 | #N/A | #N/A | #N/A | #N/A | 0 | 0 | 0 | 0 | 0 | 378.2842 | #N/A | #N/A | 88 | #N/A | #N/A | #N/A | #N/A | 0.2102% | 1 | 50% | 0% | 0% | 0% | 8.2745 | 0 | 0 | 0 | 8.2745 | #N/A
2007-06-11 16:00 | 6 | 11 | 16 | 162.6252 | 3880 | 75.02 | 46.94 | 997 | 75.02 | 0 | 52.8148 | Cooling | 8.8025 | #N/A | #N/A | #N/A | #N/A | 0 | 0 | 0 | 0 | 0 | 52.8148 | #N/A | #N/A | 88 | #N/A | #N/A | #N/A | #N/A | 0.02934% | 1 | 50% | 0% | 0% | 0% | 8.2745 | 0 | 0 | 0 | 8.2745 | #N/A
2007-06-11 17:00 | 6 | 11 | 17 | 162.6669 | 3881 | 75.02 | 45.32 | 997 | 75.02 | 0 | 0.041079 | Cooling | 0.0068465 | #N/A | #N/A | #N/A | #N/A | 0 | 0 | 0 | 0 | 0 | 0.041079 | #N/A | #N/A | 88 | #N/A | #N/A | #N/A | #N/A | 2.282e-05% | 1 | 50% | 0% | 0% | 0% | 8.2745 | 0 | 0 | 0 | 8.2745 | #N/A
2007-06-11 18:00 | 6 | 11 | 18 | 162.7086 | 3882 | 75.02 | 44.24 | 998 | 75.02 | 0 | 0.063804 | Cooling | 0.010634 | #N/A | #N/A | #N/A | #N/A | 0 | 0 | 0 | 0 | 0 | 0.063804 | #N/A | #N/A | 88 | #N/A | #N/A | #N/A | #N/A | 3.545e-05% | 1 | 50% | 0% | 0% | 0% | 8.2745 | 0 | 0 | 0 | 8.2745 | #N/A
2007-06-11 19:00 | 6 | 11 | 19 | 162.7502 | 3883 | 71.96 | 44.06 | 999 | 71.96 | 0 | 0.075626 | Cooling | 0.012604 | #N/A | #N/A | #N/A | #N/A | 0 | 0 | 0 | 0 | 0 | 0.075626 | #N/A | #N/A | 88 | #N/A | #N/A | #N/A | #N/A | 4.201e-05% | 1 | 50% | 0% | 0% | 0% | 8.2745 | 0 | 0 | 0 | 8.2745 | #N/A
2007-06-11 20:00 | 6 | 11 | 20 | 162.7919 | 3884 | 71.96 | 42.8 | 999 | 71.96 | 0 | 0.11397 | Cooling | 0.018996 | #N/A | #N/A | #N/A | #N/A | 0 | 0 | 0 | 0 | 0 | 0.11397 | #N/A | #N/A | 88 | #N/A | #N/A | #N/A | #N/A | 6.332e-05% | 1 | 50% | 0% | 0% | 0% | 8.2745 | 0 | 0 | 0 | 8.2745 | #N/A
2007-06-11 21:00 | 6 | 11 | 21 | 162.8336 | 3885 | 66.92 | 41.72 | 1000 | 66.92 | 0 | 0.10311 | Cooling | 0.017184 | #N/A | #N/A | #N/A | #N/A | 0 | 0 | 0 | 0 | 0 | 0.10311 | #N/A | #N/A | 88 | #N/A | #N/A | #N/A | #N/A | 5.728e-05% | 1 | 50% | 0% | 0% | 0% | 8.2745 | 0 | 0 | 0 | 8.2745 | #N/A
2007-06-11 22:00 | 6 | 11 | 22 | 162.8752 | 3886 | 66.02 | 41 | 1000 | 66.02 | 0 | 0.062783 | Cooling | 0.010464 | #N/A | #N/A | #N/A | #N/A | 0 | 0 | 0 | 0 | 0 | 0.062783 | #N/A | #N/A | 88 | #N/A | #N/A | #N/A | #N/A | 3.488e-05% | 1 | 50% | 0% | 0% | 0% | 8.2745 | 0 | 0 | 0 | 8.2745 | #N/A
2007-06-11 23:00 | 6 | 11 | 23 | 162.9169 | 3887 | 66.02 | 40.28 | 1000 | 66.02 | 0 | 0.12609 | Cooling | 0.021015 | #N/A | #N/A | #N/A | #N/A | 0 | 0 | 0 | 0 | 0 | 0.12609 | #N/A | #N/A | 88 | #N/A | #N/A | #N/A | #N/A | 7.005e-05% | 1 | 50% | 0% | 0% | 0% | 8.2745 | 0 | 0 | 0 | 8.2745 | #N/A
2007-06-12 | 6 | 12 | 0 | 162.9586 | 3888 | 64.04 | 39.74 | 1000 | 64.04 | 0 | 0.13048 | Cooling | 0.021747 | #N/A | #N/A | #N/A | #N/A | 0 | 0 | 0 | 0 | 0 | 0.13048 | #N/A | #N/A | 88 | #N/A | #N/A | #N/A | #N/A | 7.249e-05% | 1 | 50% | 0% | 0% | 0% | 8.2745 | 0 | 0 | 0 | 8.2745 | #N/A
2007-06-12 01:00 | 6 | 12 | 1 | 163.0002 | 3889 | 62.06 | 39.02 | 999 | 62.06 | 0 | 0.12527 | Cooling | 0.020879 | #N/A | #N/A | #N/A | #N/A | 0 | 0 | 0 | 0 | 0 | 0.12527 | #N/A | #N/A | 88 | #N/A | #N/A | #N/A | #N/A | 6.96e-05% | 1 | 50% | 0% | 0% | 0% | 8.2745 | 0 | 0 | 0 | 8.2745 | #N/A
2007-06-12 02:00 | 6 | 12 | 2 | 163.0419 | 3890 | 62.06 | 38.66 | 999 | 62.06 | 0 | 0.10445 | Cooling | 0.017408 | #N/A | #N/A | #N/A | #N/A | 0 | 0 | 0 | 0 | 0 | 0.10445 | #N/A | #N/A | 88 | #N/A | #N/A | #N/A | #N/A | 5.803e-05% | 1 | 50% | 0% | 0% | 0% | 8.2745 | 0 | 0 | 0 | 8.2745 | #N/A
2007-06-12 03:00 | 6 | 12 | 3 | 163.0836 | 3891 | 60.98 | 38.66 | 999 | 60.98 | 0 | 0.076507 | Cooling | 0.012751 | #N/A | #N/A | #N/A | #N/A | 0 | 0 | 0 | 0 | 0 | 0.076507 | #N/A | #N/A | 88 | #N/A | #N/A | #N/A | #N/A | 4.25e-05% | 1 | 50% | 0% | 0% | 0% | 8.2745 | 0 | 0 | 0 | 8.2745 | #N/A
2007-06-12 04:00 | 6 | 12 | 4 | 163.1252 | 3892 | 60.98 | 39.02 | 999 | 60.98 | 0 | 0.056361 | Cooling | 0.0093935 | #N/A | #N/A | #N/A | #N/A | 0 | 0 | 0 | 0 | 0 | 0.056361 | #N/A | #N/A | 88 | #N/A | #N/A | #N/A | #N/A | 3.131e-05% | 1 | 50% | 0% | 0% | 0% | 8.2745 | 0 | 0 | 0 | 8.2745 | #N/A
2007-06-12 05:00 | 6 | 12 | 5 | 163.1669 | 3893 | 60.98 | 40.28 | 999 | 60.98 | 0 | 0.0098766 | Cooling | 0.0016461 | #N/A | #N/A | #N/A | #N/A | 0 | 0 | 0 | 0 | 0 | 0.0098766 | #N/A | #N/A | 88 | #N/A | #N/A | #N/A | #N/A | 5.487e-06% | 1 | 50% | 0% | 0% | 0% | 8.2745 | 0 | 0 | 0 | 8.2745 | #N/A
2007-06-12 06:00 | 6 | 12 | 6 | 163.2086 | 3894 | 60.98 | 43.16 | 999 | 60.98 | 0.85618 | 0 | Heating | 0.11416 | #N/A | #N/A | #N/A | #N/A | 0.85618 | #N/A | #N/A | 5.753 | #N/A | 0 | 0 | 0 | 0 | 0 | 0 | 0 | 0 | 0.0003805% | 1 | 50% | 0% | 0% | 0% | 8.2745 | 0 | 0 | 0 | 8.2745 | #N/A
2007-06-12 07:00 | 6 | 12 | 7 | 163.2502 | 3895 | 62.6 | 46.04 | 999 | 62.6 | 0 | 0 | Cooling | 0 | #N/A | #N/A | #N/A | #N/A | 0 | 0 | 0 | 0 | 0 | 0 | #N/A | #N/A | 88 | #N/A | #N/A | #N/A | #N/A | 0% | 1 | 50% | 0% | 0% | 0% | 8.2745 | 0 | 0 | 0 | 8.2745 | #N/A
2007-06-12 08:00 | 6 | 12 | 8 | 163.2919 | 3896 | 62.06 | 45.14 | 1000 | 62.06 | 0 | 0.01278 | Cooling | 0.0021301 | #N/A | #N/A | #N/A | #N/A | 0 | 0 | 0 | 0 | 0 | 0.01278 | #N/A | #N/A | 88 | #N/A | #N/A | #N/A | #N/A | 7.1e-06% | 1 | 50% | 0% | 0% | 0% | 8.2745 | 0 | 0 | 0 | 8.2745 | #N/A
2007-06-12 09:00 | 6 | 12 | 9 | 163.3336 | 3897 | 62.06 | 44.42 | 1000 | 62.06 | 0 | 0.068298 | Cooling | 0.011383 | #N/A | #N/A | #N/A | #N/A | 0 | 0 | 0 | 0 | 0 | 0.068298 | #N/A | #N/A | 88 | #N/A | #N/A | #N/A | #N/A | 3.794e-05% | 1 | 50% | 0% | 0% | 0% | 8.2745 | 0 | 0 | 0 | 8.2745 | #N/A
2007-06-12 10:00 | 6 | 12 | 10 | 163.3752 | 3898 | 62.6 | 44.06 | 1000 | 62.6 | 0 | 0.039954 | Cooling | 0.0066591 | #N/A | #N/A | #N/A | #N/A | 0 | 0 | 0 | 0 | 0 | 0.039954 | #N/A | #N/A | 88 | #N/A | #N/A | #N/A | #N/A | 2.22e-05% | 1 | 50% | 0% | 0% | 0% | 8.2745 | 0 | 0 | 0 | 8.2745 | #N/A
2007-06-12 11:00 | 6 | 12 | 11 | 163.4169 | 3899 | 62.06 | 42.62 | 1000 | 62.06 | 0 | 28.3829 | Cooling | 4.7305 | #N/A | #N/A | #N/A | #N/A | 0 | 0 | 0 | 0 | 0 | 28.3829 | #N/A | #N/A | 88 | #N/A | #N/A | #N/A | #N/A | 0.01577% | 1 | 50% | 0% | 0% | 0% | 8.2745 | 0 | 0 | 0 | 8.2745 | #N/A
2007-06-12 12:00 | 6 | 12 | 12 | 163.4586 | 3900 | 64.4 | 41.36 | 1001 | 64.4 | 0 | 117.812 | Cooling | 19.6353 | #N/A | #N/A | #N/A | #N/A | 0 | 0 | 0 | 0 | 0 | 117.812 | #N/A | #N/A | 88 | #N/A | #N/A | #N/A | #N/A | 0.06545% | 1 | 50% | 0% | 0% | 0% | 8.2745 | 0 | 0 | 0 | 8.2745 | #N/A
2007-06-12 13:00 | 6 | 12 | 13 | 163.5002 | 3901 | 64.4 | 41 | 1001 | 64.4 | 0 | 241.2418 | Cooling | 40.207 | #N/A | #N/A | #N/A | #N/A | 0 | 0 | 0 | 0 | 0 | 241.2418 | #N/A | #N/A | 88 | #N/A | #N/A | #N/A | #N/A | 0.134% | 1 | 50% | 0% | 0% | 0% | 8.2745 | 0 | 0 | 0 | 8.2745 | #N/A
2007-06-12 14:00 | 6 | 12 | 14 | 163.5419 | 3902 | 64.04 | 39.92 | 1001 | 64.04 | 0 | 339.1262 | Cooling | 56.521 | #N/A | #N/A | #N/A | #N/A | 0 | 0 | 0 | 0 | 0 | 339.1262 | #N/A | #N/A | 88 | #N/A | #N/A | #N/A | #N/A | 0.1884% | 1 | 50% | 0% | 0% | 0% | 8.2745 | 0 | 0 | 0 | 8.2745 | #N/A
2007-06-12 15:00 | 6 | 12 | 15 | 163.5836 | 3903 | 64.4 | 39.56 | 1001 | 64.4 | 0 | 425.37 | Cooling | 70.895 | #N/A | #N/A | #N/A | #N/A | 0 | 0 | 0 | 0 | 0 | 425.37 | #N/A | #N/A | 88 | #N/A | #N/A | #N/A | #N/A | 0.2363% | 1 | 50% | 0% | 0% | 0% | 8.2745 | 0 | 0 | 0 | 8.2745 | #N/A
2007-06-12 16:00 | 6 | 12 | 16 | 163.6252 | 3904 | 64.04 | 39.92 | 1001 | 64.04 | 0 | 514.5009 | Cooling | 85.7501 | #N/A | #N/A | #N/A | #N/A | 0 | 0 | 0 | 0 | 0 | 514.5009 | #N/A | #N/A | 88 | #N/A | #N/A | #N/A | #N/A | 0.2858% | 1 | 50% | 0% | 0% | 0% | 8.2745 | 0 | 0 | 0 | 8.2745 | #N/A
2007-06-12 17:00 | 6 | 12 | 17 | 163.6669 | 3905 | 64.04 | 38.3 | 1002 | 64.04 | 0 | 505.5859 | Cooling | 84.2643 | #N/A | #N/A | #N/A | #N/A | 0 | 0 | 0 | 0 | 0 | 505.5859 | #N/A | #N/A | 88 | #N/A | #N/A | #N/A | #N/A | 0.2809% | 1 | 50% | 0% | 0% | 0% | 8.2745 | 0 | 0 | 0 | 8.2745 | #N/A
2007-06-12 18:00 | 6 | 12 | 18 | 163.7086 | 3906 | 64.04 | 37.22 | 1002 | 64.04 | 0 | 442.5502 | Cooling | 73.7584 | #N/A | #N/A | #N/A | #N/A | 0 | 0 | 0 | 0 | 0 | 442.5502 | #N/A | #N/A | 88 | #N/A | #N/A | #N/A | #N/A | 0.2459% | 1 | 50% | 0% | 0% | 0% | 8.2745 | 0 | 0 | 0 | 8.2745 | #N/A
2007-06-12 19:00 | 6 | 12 | 19 | 163.7502 | 3907 | 64.04 | 37.04 | 1002 | 64.04 | 0 | 376.6736 | Cooling | 62.7789 | #N/A | #N/A | #N/A | #N/A | 0 | 0 | 0 | 0 | 0 | 376.6736 | #N/A | #N/A | 88 | #N/A | #N/A | #N/A | #N/A | 0.2093% | 1 | 50% | 0% | 0% | 0% | 8.2745 | 0 | 0 | 0 | 8.2745 | #N/A
2007-06-12 20:00 | 6 | 12 | 20 | 163.7919 | 3908 | 64.04 | 37.4 | 1003 | 64.04 | 0 | 207.1852 | Cooling | 34.5309 | #N/A | #N/A | #N/A | #N/A | 0 | 0 | 0 | 0 | 0 | 207.1852 | #N/A | #N/A | 88 | #N/A | #N/A | #N/A | #N/A | 0.1151% | 1 | 50% | 0% | 0% | 0% | 8.2745 | 0 | 0 | 0 | 8.2745 | #N/A
2007-06-12 21:00 | 6 | 12 | 21 | 163.8336 | 3909 | 62.96 | 38.12 | 1003 | 62.96 | 0 | 56.8075 | Cooling | 9.4679 | #N/A | #N/A | #N/A | #N/A | 0 | 0 | 0 | 0 | 0 | 56.8075 | #N/A | #N/A | 88 | #N/A | #N/A | #N/A | #N/A | 0.03156% | 1 | 50% | 0% | 0% | 0% | 8.2745 | 0 | 0 | 0 | 8.2745 | #N/A
2007-06-12 22:00 | 6 | 12 | 22 | 163.8752 | 3910 | 62.6 | 39.02 | 1004 | 62.6 | 0 | 0.00011072 | Cooling | 1.8453e-05 | #N/A | #N/A | #N/A | #N/A | 0 | 0 | 0 | 0 | 0 | 0.00011072 | #N/A | #N/A | 88 | #N/A | #N/A | #N/A | #N/A | 6.151e-08% | 1 | 50% | 0% | 0% | 0% | 8.2745 | 0 | 0 | 0 | 8.2745 | #N/A
2007-06-12 23:00 | 6 | 12 | 23 | 163.9169 | 3911 | 62.96 | 39.56 | 1004 | 62.96 | 0 | 0.00078761 | Cooling | 0.00013127 | #N/A | #N/A | #N/A | #N/A | 0 | 0 | 0 | 0 | 0 | 0.00078761 | #N/A | #N/A | 88 | #N/A | #N/A | #N/A | #N/A | 4.376e-07% | 1 | 50% | 0% | 0% | 0% | 8.2745 | 0 | 0 | 0 | 8.2745 | #N/A
2007-06-13 | 6 | 13 | 0 | 163.9586 | 3912 | 62.06 | 40.28 | 1005 | 62.06 | 0 | 0.00025415 | Cooling | 4.2358e-05 | #N/A | #N/A | #N/A | #N/A | 0 | 0 | 0 | 0 | 0 | 0.00025415 | #N/A | #N/A | 88 | #N/A | #N/A | #N/A | #N/A | 1.412e-07% | 1 | 50% | 0% | 0% | 0% | 8.2745 | 0 | 0 | 0 | 8.2745 | #N/A
2007-06-13 01:00 | 6 | 13 | 1 | 164.0002 | 3913 | 60.98 | 41 | 1005 | 60.98 | 0 | 0 | Cooling | 0 | #N/A | #N/A | #N/A | #N/A | 0 | 0 | 0 | 0 | 0 | 0 | #N/A | #N/A | 88 | #N/A | #N/A | #N/A | #N/A | 0% | 1 | 50% | 0% | 0% | 0% | 8.2745 | 0 | 0 | 0 | 8.2745 | #N/A
2007-06-13 02:00 | 6 | 13 | 2 | 164.0419 | 3914 | 60.98 | 41 | 1006 | 60.98 | 0 | 0 | Cooling | 0 | #N/A | #N/A | #N/A | #N/A | 0 | 0 | 0 | 0 | 0 | 0 | #N/A | #N/A | 88 | #N/A | #N/A | #N/A | #N/A | 0% | 1 | 50% | 0% | 0% | 0% | 8.2745 | 0 | 0 | 0 | 8.2745 | #N/A
2007-06-13 03:00 | 6 | 13 | 3 | 164.0836 | 3915 | 60.8 | 41.36 | 1006 | 60.8 | 0 | 0 | Cooling | 0 | #N/A | #N/A | #N/A | #N/A | 0 | 0 | 0 | 0 | 0 | 0 | #N/A | #N/A | 88 | #N/A | #N/A | #N/A | #N/A | 0% | 1 | 50% | 0% | 0% | 0% | 8.2745 | 0 | 0 | 0 | 8.2745 | #N/A
2007-06-13 04:00 | 6 | 13 | 4 | 164.1252 | 3916 | 60.98 | 42.08 | 1006 | 60.98 | 0 | 0 | Cooling | 0 | #N/A | #N/A | #N/A | #N/A | 0 | 0 | 0 | 0 | 0 | 0 | #N/A | #N/A | 88 | #N/A | #N/A | #N/A | #N/A | 0% | 1 | 50% | 0% | 0% | 0% | 8.2745 | 0 | 0 | 0 | 8.2745 | #N/A
2007-06-13 05:00 | 6 | 13 | 5 | 164.1669 | 3917 | 60.98 | 42.62 | 1007 | 60.98 | 0 | 0 | Cooling | 0 | #N/A | #N/A | #N/A | #N/A | 0 | 0 | 0 | 0 | 0 | 0 | #N/A | #N/A | 88 | #N/A | #N/A | #N/A | #N/A | 0% | 1 | 50% | 0% | 0% | 0% | 8.2745 | 0 | 0 | 0 | 8.2745 | #N/A
2007-06-13 06:00 | 6 | 13 | 6 | 164.2086 | 3918 | 60.8 | 44.78 | 1008 | 60.8 | 0 | 0 | Cooling | 0 | #N/A | #N/A | #N/A | #N/A | 0 | 0 | 0 | 0 | 0 | 0 | #N/A | #N/A | 88 | #N/A | #N/A | #N/A | #N/A | 0% | 1 | 50% | 0% | 0% | 0% | 8.2745 | 0 | 0 | 0 | 8.2745 | #N/A
2007-06-13 07:00 | 6 | 13 | 7 | 164.2502 | 3919 | 60.98 | 46.94 | 1008 | 60.98 | 0 | 4.56 | Cooling | 0.75999 | #N/A | #N/A | #N/A | #N/A | 0 | 0 | 0 | 0 | 0 | 4.56 | #N/A | #N/A | 88 | #N/A | #N/A | #N/A | #N/A | 0.002533% | 1 | 50% | 0% | 0% | 0% | 8.2745 | 0 | 0 | 0 | 8.2745 | #N/A
2007-06-13 08:00 | 6 | 13 | 8 | 164.2919 | 3920 | 60.98 | 46.4 | 1008 | 60.98 | 0 | 111.3952 | Cooling | 18.5659 | #N/A | #N/A | #N/A | #N/A | 0 | 0 | 0 | 0 | 0 | 111.3952 | #N/A | #N/A | 88 | #N/A | #N/A | #N/A | #N/A | 0.06189% | 1 | 50% | 0% | 0% | 0% | 8.2745 | 0 | 0 | 0 | 8.2745 | #N/A
2007-06-13 09:00 | 6 | 13 | 9 | 164.3336 | 3921 | 62.06 | 46.04 | 1009 | 62.06 | 0 | 300.7002 | Cooling | 50.1167 | #N/A | #N/A | #N/A | #N/A | 0 | 0 | 0 | 0 | 0 | 300.7002 | #N/A | #N/A | 88 | #N/A | #N/A | #N/A | #N/A | 0.1671% | 1 | 50% | 0% | 0% | 0% | 8.2745 | 0 | 0 | 0 | 8.2745 | #N/A
2007-06-13 10:00 | 6 | 13 | 10 | 164.3752 | 3922 | 62.6 | 46.04 | 1009 | 62.6 | 0 | 484.0326 | Cooling | 80.6721 | #N/A | #N/A | #N/A | #N/A | 0 | 0 | 0 | 0 | 0 | 484.0326 | #N/A | #N/A | 88 | #N/A | #N/A | #N/A | #N/A | 0.2689% | 1 | 50% | 0% | 0% | 0% | 8.2745 | 0 | 0 | 0 | 8.2745 | #N/A
2007-06-13 11:00 | 6 | 13 | 11 | 164.4169 | 3923 | 62.96 | 44.6 | 1009 | 62.96 | 0 | 616.5872 | Cooling | 102.7645 | #N/A | #N/A | #N/A | #N/A | 0 | 0 | 0 | 0 | 0 | 616.5872 | #N/A | #N/A | 88 | #N/A | #N/A | #N/A | #N/A | 0.3425% | 1 | 50% | 0% | 0% | 0% | 8.2745 | 0 | 0 | 0 | 8.2745 | #N/A
2007-06-13 12:00 | 6 | 13 | 12 | 164.4586 | 3924 | 64.4 | 43.34 | 1008 | 64.4 | 0 | 721.7919 | Cooling | 120.2987 | #N/A | #N/A | #N/A | #N/A | 0 | 0 | 0 | 0 | 0 | 721.7919 | #N/A | #N/A | 88 | #N/A | #N/A | #N/A | #N/A | 0.401% | 1 | 50% | 0% | 0% | 0% | 8.2745 | 0 | 0 | 0 | 8.2745 | #N/A
2007-06-13 13:00 | 6 | 13 | 13 | 164.5002 | 3925 | 64.04 | 42.98 | 1008 | 64.04 | 0 | 826.7922 | Cooling | 137.7987 | #N/A | #N/A | #N/A | #N/A | 0 | 0 | 0 | 0 | 0 | 826.7922 | #N/A | #N/A | 88 | #N/A | #N/A | #N/A | #N/A | 0.4593% | 1 | 50% | 0% | 0% | 0% | 8.2745 | 0 | 0 | 0 | 8.2745 | #N/A
2007-06-13 14:00 | 6 | 13 | 14 | 164.5419 | 3926 | 64.04 | 41.54 | 1008 | 64.04 | 0 | 909.9163 | Cooling | 151.6527 | #N/A | #N/A | #N/A | #N/A | 0 | 0 | 0 | 0 | 0 | 909.9163 | #N/A | #N/A | 88 | #N/A | #N/A | #N/A | #N/A | 0.5055% | 1 | 50% | 0% | 0% | 0% | 8.2745 | 0 | 0 | 0 | 8.2745 | #N/A
2007-06-13 15:00 | 6 | 13 | 15 | 164.5836 | 3927 | 64.94 | 41 | 1008 | 64.94 | 0 | 972.4739 | Cooling | 162.079 | #N/A | #N/A | #N/A | #N/A | 0 | 0 | 0 | 0 | 0 | 972.4739 | #N/A | #N/A | 88 | #N/A | #N/A | #N/A | #N/A | 0.5403% | 1 | 50% | 0% | 0% | 0% | 8.2745 | 0 | 0 | 0 | 8.2745 | #N/A
2007-06-13 16:00 | 6 | 13 | 16 | 164.6252 | 3928 | 64.4 | 41 | 1008 | 64.4 | 0 | 1038.4903 | Cooling | 173.0817 | #N/A | #N/A | #N/A | #N/A | 0 | 0 | 0 | 0 | 0 | 1038.4903 | #N/A | #N/A | 88 | #N/A | #N/A | #N/A | #N/A | 0.5769% | 1 | 50% | 0% | 0% | 0% | 8.2745 | 0 | 0 | 0 | 8.2745 | #N/A
2007-06-13 17:00 | 6 | 13 | 17 | 164.6669 | 3929 | 64.94 | 39.92 | 1008 | 64.94 | 0 | 1020.6547 | Cooling | 170.1091 | #N/A | #N/A | #N/A | #N/A | 0 | 0 | 0 | 0 | 0 | 1020.6547 | #N/A | #N/A | 88 | #N/A | #N/A | #N/A | #N/A | 0.567% | 1 | 50% | 0% | 0% | 0% | 8.2745 | 0 | 0 | 0 | 8.2745 | #N/A
2007-06-13 18:00 | 6 | 13 | 18 | 164.7086 | 3930 | 64.4 | 39.56 | 1008 | 64.4 | 0 | 957.2246 | Cooling | 159.5374 | #N/A | #N/A | #N/A | #N/A | 0 | 0 | 0 | 0 | 0 | 957.2246 | #N/A | #N/A | 88 | #N/A | #N/A | #N/A | #N/A | 0.5318% | 1 | 50% | 0% | 0% | 0% | 8.2745 | 0 | 0 | 0 | 8.2745 | #N/A
2007-06-13 19:00 | 6 | 13 | 19 | 164.7502 | 3931 | 64.4 | 39.92 | 1009 | 64.4 | 0 | 891.3019 | Cooling | 148.5503 | #N/A | #N/A | #N/A | #N/A | 0 | 0 | 0 | 0 | 0 | 891.3019 | #N/A | #N/A | 88 | #N/A | #N/A | #N/A | #N/A | 0.4952% | 1 | 50% | 0% | 0% | 0% | 8.2745 | 0 | 0 | 0 | 8.2745 | #N/A
2007-06-13 20:00 | 6 | 13 | 20 | 164.7919 | 3932 | 64.94 | 40.28 | 1009 | 64.94 | 0 | 719.1784 | Cooling | 119.8631 | #N/A | #N/A | #N/A | #N/A | 0 | 0 | 0 | 0 | 0 | 719.1784 | #N/A | #N/A | 88 | #N/A | #N/A | #N/A | #N/A | 0.3995% | 1 | 50% | 0% | 0% | 0% | 8.2745 | 0 | 0 | 0 | 8.2745 | #N/A
2007-06-13 21:00 | 6 | 13 | 21 | 164.8336 | 3933 | 64.04 | 41.18 | 1009 | 64.04 | 0 | 457.5327 | Cooling | 76.2555 | #N/A | #N/A | #N/A | #N/A | 0 | 0 | 0 | 0 | 0 | 457.5327 | #N/A | #N/A | 88 | #N/A | #N/A | #N/A | #N/A | 0.2542% | 1 | 50% | 0% | 0% | 0% | 8.2745 | 0 | 0 | 0 | 8.2745 | #N/A
2007-06-13 22:00 | 6 | 13 | 22 | 164.8752 | 3934 | 64.04 | 42.08 | 1010 | 64.04 | 0 | 0 | Cooling | 0 | #N/A | #N/A | #N/A | #N/A | 0 | 0 | 0 | 0 | 0 | 0 | #N/A | #N/A | 88 | #N/A | #N/A | #N/A | #N/A | 0% | 1 | 50% | 0% | 0% | 0% | 8.2745 | 0 | 0 | 0 | 8.2745 | #N/A
2007-06-13 23:00 | 6 | 13 | 23 | 164.9169 | 3935 | 64.04 | 41.54 | 1010 | 64.04 | 0 | 0 | Cooling | 0 | #N/A | #N/A | #N/A | #N/A | 0 | 0 | 0 | 0 | 0 | 0 | #N/A | #N/A | 88 | #N/A | #N/A | #N/A | #N/A | 0% | 1 | 50% | 0% | 0% | 0% | 8.2745 | 0 | 0 | 0 | 8.2745 | #N/A
2007-06-14 | 6 | 14 | 0 | 164.9586 | 3936 | 64.04 | 41.36 | 1010 | 64.04 | 0 | 0.0040991 | Cooling | 0.00068318 | #N/A | #N/A | #N/A | #N/A | 0 | 0 | 0 | 0 | 0 | 0.0040991 | #N/A | #N/A | 88 | #N/A | #N/A | #N/A | #N/A | 2.277e-06% | 1 | 50% | 0% | 0% | 0% | 8.2745 | 0 | 0 | 0 | 8.2745 | #N/A
2007-06-14 01:00 | 6 | 14 | 1 | 165.0002 | 3937 | 62.96 | 41 | 1010 | 62.96 | 0 | 0.013503 | Cooling | 0.0022504 | #N/A | #N/A | #N/A | #N/A | 0 | 0 | 0 | 0 | 0 | 0.013503 | #N/A | #N/A | 88 | #N/A | #N/A | #N/A | #N/A | 7.501e-06% | 1 | 50% | 0% | 0% | 0% | 8.2745 | 0 | 0 | 0 | 8.2745 | #N/A
2007-06-14 02:00 | 6 | 14 | 2 | 165.0419 | 3938 | 62.96 | 41 | 1011 | 62.96 | 0 | 0.013223 | Cooling | 0.0022039 | #N/A | #N/A | #N/A | #N/A | 0 | 0 | 0 | 0 | 0 | 0.013223 | #N/A | #N/A | 88 | #N/A | #N/A | #N/A | #N/A | 7.346e-06% | 1 | 50% | 0% | 0% | 0% | 8.2745 | 0 | 0 | 0 | 8.2745 | #N/A
2007-06-14 03:00 | 6 | 14 | 3 | 165.0836 | 3939 | 60.8 | 41.36 | 1011 | 60.8 | 0 | 0.0084675 | Cooling | 0.0014112 | #N/A | #N/A | #N/A | #N/A | 0 | 0 | 0 | 0 | 0 | 0.0084675 | #N/A | #N/A | 88 | #N/A | #N/A | #N/A | #N/A | 4.704e-06% | 1 | 50% | 0% | 0% | 0% | 8.2745 | 0 | 0 | 0 | 8.2745 | #N/A
2007-06-14 04:00 | 6 | 14 | 4 | 165.1252 | 3940 | 60.8 | 42.08 | 1012 | 60.8 | 0 | 0.0042853 | Cooling | 0.00071422 | #N/A | #N/A | #N/A | #N/A | 0 | 0 | 0 | 0 | 0 | 0.0042853 | #N/A | #N/A | 88 | #N/A | #N/A | #N/A | #N/A | 2.381e-06% | 1 | 50% | 0% | 0% | 0% | 8.2745 | 0 | 0 | 0 | 8.2745 | #N/A
2007-06-14 05:00 | 6 | 14 | 5 | 165.1669 | 3941 | 60.08 | 44.42 | 1012 | 60.08 | 0 | 0 | Cooling | 0 | #N/A | #N/A | #N/A | #N/A | 0 | 0 | 0 | 0 | 0 | 0 | #N/A | #N/A | 88 | #N/A | #N/A | #N/A | #N/A | 0% | 1 | 50% | 0% | 0% | 0% | 8.2745 | 0 | 0 | 0 | 8.2745 | #N/A
2007-06-14 06:00 | 6 | 14 | 6 | 165.2086 | 3942 | 60.8 | 48.02 | 1013 | 60.8 | 0 | 0 | Cooling | 0 | #N/A | #N/A | #N/A | #N/A | 0 | 0 | 0 | 0 | 0 | 0 | #N/A | #N/A | 88 | #N/A | #N/A | #N/A | #N/A | 0% | 1 | 50% | 0% | 0% | 0% | 8.2745 | 0 | 0 | 0 | 8.2745 | #N/A
2007-06-14 07:00 | 6 | 14 | 7 | 165.2502 | 3943 | 60.8 | 51.98 | 1013 | 60.8 | 0 | 215.1952 | Cooling | 35.8659 | #N/A | #N/A | #N/A | #N/A | 0 | 0 | 0 | 0 | 0 | 215.1952 | #N/A | #N/A | 88 | #N/A | #N/A | #N/A | #N/A | 0.1196% | 1 | 50% | 0% | 0% | 0% | 8.2745 | 0 | 0 | 0 | 8.2745 | #N/A
2007-06-14 08:00 | 6 | 14 | 8 | 165.2919 | 3944 | 62.06 | 50.36 | 1013 | 62.06 | 0 | 649.5798 | Cooling | 108.2633 | #N/A | #N/A | #N/A | #N/A | 0 | 0 | 0 | 0 | 0 | 649.5798 | #N/A | #N/A | 88 | #N/A | #N/A | #N/A | #N/A | 0.3609% | 1 | 50% | 0% | 0% | 0% | 8.2745 | 0 | 0 | 0 | 8.2745 | #N/A
2007-06-14 09:00 | 6 | 14 | 9 | 165.3336 | 3945 | 69.08 | 49.1 | 1013 | 69.08 | 0 | 759.4912 | Cooling | 126.5819 | #N/A | #N/A | #N/A | #N/A | 0 | 0 | 0 | 0 | 0 | 759.4912 | #N/A | #N/A | 88 | #N/A | #N/A | #N/A | #N/A | 0.4219% | 1 | 50% | 0% | 0% | 0% | 8.2745 | 0 | 0 | 0 | 8.2745 | #N/A
2007-06-14 10:00 | 6 | 14 | 10 | 165.3752 | 3946 | 69.08 | 48.02 | 1014 | 69.08 | 0 | 916.7474 | Cooling | 152.7912 | #N/A | #N/A | #N/A | #N/A | 0 | 0 | 0 | 0 | 0 | 916.7474 | #N/A | #N/A | 88 | #N/A | #N/A | #N/A | #N/A | 0.5093% | 1 | 50% | 0% | 0% | 0% | 8.2745 | 0 | 0 | 0 | 8.2745 | #N/A
2007-06-14 11:00 | 6 | 14 | 11 | 165.4169 | 3947 | 69.08 | 47.3 | 1013 | 69.08 | 0 | 1074.6187 | Cooling | 179.1031 | #N/A | #N/A | #N/A | #N/A | 0 | 0 | 0 | 0 | 0 | 1074.6187 | #N/A | #N/A | 88 | #N/A | #N/A | #N/A | #N/A | 0.597% | 1 | 50% | 0% | 0% | 0% | 8.2745 | 0 | 0 | 0 | 8.2745 | #N/A
2007-06-14 12:00 | 6 | 14 | 12 | 165.4586 | 3948 | 69.98 | 46.76 | 1012 | 69.98 | 0 | 1182.1904 | Cooling | 197.0317 | #N/A | #N/A | #N/A | #N/A | 0 | 0 | 0 | 0 | 0 | 1182.1904 | #N/A | #N/A | 88 | #N/A | #N/A | #N/A | #N/A | 0.6568% | 1 | 50% | 0% | 0% | 0% | 8.2745 | 0 | 0 | 0 | 8.2745 | #N/A
2007-06-14 13:00 | 6 | 14 | 13 | 165.5002 | 3949 | 69.8 | 46.94 | 1012 | 69.8 | 0 | 1377.5404 | Cooling | 229.5901 | #N/A | #N/A | #N/A | #N/A | 0 | 0 | 0 | 0 | 0 | 1377.5404 | #N/A | #N/A | 88 | #N/A | #N/A | #N/A | #N/A | 0.7653% | 1 | 50% | 0% | 0% | 0% | 8.2745 | 0 | 0 | 0 | 8.2745 | #N/A
2007-06-14 14:00 | 6 | 14 | 14 | 165.5419 | 3950 | 69.08 | 45.5 | 1011 | 69.08 | 0 | 1682.6546 | Cooling | 280.4424 | #N/A | #N/A | #N/A | #N/A | 0 | 0 | 0 | 0 | 0 | 1682.6546 | #N/A | #N/A | 88 | #N/A | #N/A | #N/A | #N/A | 0.9348% | 1 | 50% | 0% | 0% | 0% | 8.2745 | 0 | 0 | 0 | 8.2745 | #N/A
2007-06-14 15:00 | 6 | 14 | 15 | 165.5836 | 3951 | 71.96 | 44.96 | 1010 | 71.96 | 0 | 1878.5967 | Cooling | 313.0994 | #N/A | #N/A | #N/A | #N/A | 0 | 0 | 0 | 0 | 0 | 1878.5967 | #N/A | #N/A | 88 | #N/A | #N/A | #N/A | #N/A | 1.044% | 1 | 50% | 0% | 0% | 0% | 8.2745 | 0 | 0 | 0 | 8.2745 | #N/A
2007-06-14 16:00 | 6 | 14 | 16 | 165.6252 | 3952 | 75.02 | 44.96 | 1010 | 75.02 | 0 | 2012.1611 | Cooling | 335.3602 | #N/A | #N/A | #N/A | #N/A | 0 | 0 | 0 | 0 | 0 | 2012.1611 | #N/A | #N/A | 88 | #N/A | #N/A | #N/A | #N/A | 1.118% | 1 | 50% | 0% | 0% | 0% | 8.2745 | 0 | 0 | 0 | 8.2745 | #N/A
2007-06-14 17:00 | 6 | 14 | 17 | 165.6669 | 3953 | 75.02 | 44.24 | 1009 | 75.02 | 0 | 1998.8322 | Cooling | 333.1387 | #N/A | #N/A | #N/A | #N/A | 0 | 0 | 0 | 0 | 0 | 1998.8322 | #N/A | #N/A | 88 | #N/A | #N/A | #N/A | #N/A | 1.11% | 1 | 50% | 0% | 0% | 0% | 8.2745 | 0 | 0 | 0 | 8.2745 | #N/A
2007-06-14 18:00 | 6 | 14 | 18 | 165.7086 | 3954 | 75.02 | 44.24 | 1009 | 75.02 | 0 | 1901.2671 | Cooling | 316.8778 | #N/A | #N/A | #N/A | #N/A | 0 | 0 | 0 | 0 | 0 | 1901.2671 | #N/A | #N/A | 88 | #N/A | #N/A | #N/A | #N/A | 1.056% | 1 | 50% | 0% | 0% | 0% | 8.2745 | 0 | 0 | 0 | 8.2745 | #N/A
2007-06-14 19:00 | 6 | 14 | 19 | 165.7502 | 3955 | 68 | 44.96 | 1008 | 68 | 0 | 1817.9616 | Cooling | 302.9936 | #N/A | #N/A | #N/A | #N/A | 0 | 0 | 0 | 0 | 0 | 1817.9616 | #N/A | #N/A | 88 | #N/A | #N/A | #N/A | #N/A | 1.01% | 1 | 50% | 0% | 0% | 0% | 8.2745 | 0 | 0 | 0 | 8.2745 | #N/A
2007-06-14 20:00 | 6 | 14 | 20 | 165.7919 | 3956 | 66.02 | 45.68 | 1008 | 66.02 | 0 | 1392.831 | Cooling | 232.1385 | #N/A | #N/A | #N/A | #N/A | 0 | 0 | 0 | 0 | 0 | 1392.831 | #N/A | #N/A | 88 | #N/A | #N/A | #N/A | #N/A | 0.7738% | 1 | 50% | 0% | 0% | 0% | 8.2745 | 0 | 0 | 0 | 8.2745 | #N/A
2007-06-14 21:00 | 6 | 14 | 21 | 165.8336 | 3957 | 62.6 | 46.76 | 1008 | 62.6 | 0 | 1148.2435 | Cooling | 191.3739 | #N/A | #N/A | #N/A | #N/A | 0 | 0 | 0 | 0 | 0 | 1148.2435 | #N/A | #N/A | 88 | #N/A | #N/A | #N/A | #N/A | 0.6379% | 1 | 50% | 0% | 0% | 0% | 8.2745 | 0 | 0 | 0 | 8.2745 | #N/A
2007-06-14 22:00 | 6 | 14 | 22 | 165.8752 | 3958 | 60.8 | 48.02 | 1008 | 60.8 | 0 | 1.9047 | Cooling | 0.31744 | #N/A | #N/A | #N/A | #N/A | 0 | 0 | 0 | 0 | 0 | 1.9047 | #N/A | #N/A | 88 | #N/A | #N/A | #N/A | #N/A | 0.001058% | 1 | 50% | 0% | 0% | 0% | 8.2745 | 0 | 0 | 0 | 8.2745 | #N/A
2007-06-14 23:00 | 6 | 14 | 23 | 165.9169 | 3959 | 60.08 | 48.2 | 1008 | 60.08 | 0 | 0 | Cooling | 0 | #N/A | #N/A | #N/A | #N/A | 0 | 0 | 0 | 0 | 0 | 0 | #N/A | #N/A | 88 | #N/A | #N/A | #N/A | #N/A | 0% | 1 | 50% | 0% | 0% | 0% | 8.2745 | 0 | 0 | 0 | 8.2745 | #N/A
2007-06-15 | 6 | 15 | 0 | 165.9586 | 3960 | 57.02 | 48.56 | 1008 | 57.02 | 0 | 0 | Cooling | 0 | #N/A | #N/A | #N/A | #N/A | 0 | 0 | 0 | 0 | 0 | 0 | #N/A | #N/A | 88 | #N/A | #N/A | #N/A | #N/A | 0% | 1 | 50% | 0% | 0% | 0% | 8.2745 | 0 | 0 | 0 | 8.2745 | #N/A
2007-06-15 01:00 | 6 | 15 | 1 | 166.0002 | 3961 | 53.96 | 48.92 | 1008 | 53.96 | 0 | 0 | Cooling | 0 | #N/A | #N/A | #N/A | #N/A | 0 | 0 | 0 | 0 | 0 | 0 | #N/A | #N/A | 88 | #N/A | #N/A | #N/A | #N/A | 0% | 1 | 50% | 0% | 0% | 0% | 8.2745 | 0 | 0 | 0 | 8.2745 | #N/A
2007-06-15 02:00 | 6 | 15 | 2 | 166.0419 | 3962 | 53.96 | 50 | 1008 | 53.96 | 0 | 4.1826 | Cooling | 0.6971 | #N/A | #N/A | #N/A | #N/A | 0 | 0 | 0 | 0 | 0 | 4.1826 | #N/A | #N/A | 88 | #N/A | #N/A | #N/A | #N/A | 0.002324% | 1 | 50% | 0% | 0% | 0% | 8.2745 | 0 | 0 | 0 | 8.2745 | #N/A
2007-06-15 03:00 | 6 | 15 | 3 | 166.0836 | 3963 | 51.08 | 51.44 | 1007 | 51.08 | 0 | 34.2101 | Cooling | 5.7017 | #N/A | #N/A | #N/A | #N/A | 0 | 0 | 0 | 0 | 0 | 34.2101 | #N/A | #N/A | 88 | #N/A | #N/A | #N/A | #N/A | 0.01901% | 1 | 50% | 0% | 0% | 0% | 8.2745 | 0 | 0 | 0 | 8.2745 | #N/A
2007-06-15 04:00 | 6 | 15 | 4 | 166.1252 | 3964 | 50 | 53.06 | 1007 | 50 | 0 | 62.6732 | Cooling | 10.4455 | #N/A | #N/A | #N/A | #N/A | 0 | 0 | 0 | 0 | 0 | 62.6732 | #N/A | #N/A | 88 | #N/A | #N/A | #N/A | #N/A | 0.03482% | 1 | 50% | 0% | 0% | 0% | 8.2745 | 0 | 0 | 0 | 8.2745 | #N/A
2007-06-15 05:00 | 6 | 15 | 5 | 166.1669 | 3965 | 50 | 53.42 | 1007 | 50 | 0 | 122.07 | Cooling | 20.345 | #N/A | #N/A | #N/A | #N/A | 0 | 0 | 0 | 0 | 0 | 122.07 | #N/A | #N/A | 88 | #N/A | #N/A | #N/A | #N/A | 0.06782% | 1 | 50% | 0% | 0% | 0% | 8.2745 | 0 | 0 | 0 | 8.2745 | #N/A
2007-06-15 06:00 | 6 | 15 | 6 | 166.2086 | 3966 | 55.04 | 55.04 | 1007 | 55.04 | 0 | 1856.6409 | Cooling | 309.4401 | #N/A | #N/A | #N/A | #N/A | 0 | 0 | 0 | 0 | 0 | 1856.6409 | #N/A | #N/A | 88 | #N/A | #N/A | #N/A | #N/A | 1.031% | 1 | 50% | 0% | 0% | 0% | 8.2745 | 0 | 0 | 0 | 8.2745 | #N/A
2007-06-15 07:00 | 6 | 15 | 7 | 166.2502 | 3967 | 59 | 57.02 | 1007 | 59 | 0 | 2080.9798 | Cooling | 346.83 | #N/A | #N/A | #N/A | #N/A | 0 | 0 | 0 | 0 | 0 | 2080.9798 | #N/A | #N/A | 88 | #N/A | #N/A | #N/A | #N/A | 1.156% | 1 | 50% | 0% | 0% | 0% | 8.2745 | 0 | 0 | 0 | 8.2745 | #N/A
2007-06-15 08:00 | 6 | 15 | 8 | 166.2919 | 3968 | 59 | 58.64 | 1007 | 59 | 0 | 2636.8888 | Cooling | 439.4815 | #N/A | #N/A | #N/A | #N/A | 0 | 0 | 0 | 0 | 0 | 2636.8888 | #N/A | #N/A | 88 | #N/A | #N/A | #N/A | #N/A | 1.465% | 1 | 50% | 0% | 0% | 0% | 8.2745 | 0 | 0 | 0 | 8.2745 | #N/A
2007-06-15 09:00 | 6 | 15 | 9 | 166.3336 | 3969 | 64.94 | 60.62 | 1007 | 64.94 | 0 | 2283.9124 | Cooling | 380.6521 | #N/A | #N/A | #N/A | #N/A | 0 | 0 | 0 | 0 | 0 | 2283.9124 | #N/A | #N/A | 88 | #N/A | #N/A | #N/A | #N/A | 1.269% | 1 | 50% | 0% | 0% | 0% | 8.2745 | 0 | 0 | 0 | 8.2745 | #N/A
2007-06-15 10:00 | 6 | 15 | 10 | 166.3752 | 3970 | 69.08 | 62.96 | 1007 | 69.08 | 0 | 2319.796 | Cooling | 386.6327 | #N/A | #N/A | #N/A | #N/A | 0 | 0 | 0 | 0 | 0 | 2319.796 | #N/A | #N/A | 88 | #N/A | #N/A | #N/A | #N/A | 1.289% | 1 | 50% | 0% | 0% | 0% | 8.2745 | 0 | 0 | 0 | 8.2745 | #N/A
2007-06-15 11:00 | 6 | 15 | 11 | 166.4169 | 3971 | 69.08 | 62.96 | 1007 | 69.08 | 0 | 2380.6169 | Cooling | 396.7695 | #N/A | #N/A | #N/A | #N/A | 0 | 0 | 0 | 0 | 0 | 2380.6169 | #N/A | #N/A | 88 | #N/A | #N/A | #N/A | #N/A | 1.323% | 1 | 50% | 0% | 0% | 0% | 8.2745 | 0 | 0 | 0 | 8.2745 | #N/A
2007-06-15 12:00 | 6 | 15 | 12 | 166.4586 | 3972 | 71.96 | 63.14 | 1007 | 71.96 | 0 | 2403.2924 | Cooling | 400.5487 | #N/A | #N/A | #N/A | #N/A | 0 | 0 | 0 | 0 | 0 | 2403.2924 | #N/A | #N/A | 88 | #N/A | #N/A | #N/A | #N/A | 1.335% | 1 | 50% | 0% | 0% | 0% | 8.2745 | 0 | 0 | 0 | 8.2745 | #N/A
2007-06-15 13:00 | 6 | 15 | 13 | 166.5002 | 3973 | 73.94 | 64.04 | 1006 | 73.94 | 0 | 2429.8544 | Cooling | 404.9757 | #N/A | #N/A | #N/A | #N/A | 0 | 0 | 0 | 0 | 0 | 2429.8544 | #N/A | #N/A | 88 | #N/A | #N/A | #N/A | #N/A | 1.35% | 1 | 50% | 0% | 0% | 0% | 8.2745 | 0 | 0 | 0 | 8.2745 | #N/A
2007-06-15 14:00 | 6 | 15 | 14 | 166.5419 | 3974 | 73.94 | 62.6 | 1006 | 73.94 | 0 | 2269.8268 | Cooling | 378.3045 | #N/A | #N/A | #N/A | #N/A | 0 | 0 | 0 | 0 | 0 | 2269.8268 | #N/A | #N/A | 88 | #N/A | #N/A | #N/A | #N/A | 1.261% | 1 | 50% | 0% | 0% | 0% | 8.2745 | 0 | 0 | 0 | 8.2745 | #N/A
2007-06-15 15:00 | 6 | 15 | 15 | 166.5836 | 3975 | 75.92 | 62.06 | 1005 | 75.92 | 0 | 2195.9697 | Cooling | 365.995 | #N/A | #N/A | #N/A | #N/A | 0 | 0 | 0 | 0 | 0 | 2195.9697 | #N/A | #N/A | 88 | #N/A | #N/A | #N/A | #N/A | 1.22% | 1 | 50% | 0% | 0% | 0% | 8.2745 | 0 | 0 | 0 | 8.2745 | #N/A
2007-06-15 16:00 | 6 | 15 | 16 | 166.6252 | 3976 | 75.92 | 62.06 | 1004 | 75.92 | 0 | 2327.3483 | Cooling | 387.8914 | #N/A | #N/A | #N/A | #N/A | 0 | 0 | 0 | 0 | 0 | 2327.3483 | #N/A | #N/A | 88 | #N/A | #N/A | #N/A | #N/A | 1.293% | 1 | 50% | 0% | 0% | 0% | 8.2745 | 0 | 0 | 0 | 8.2745 | #N/A
2007-06-15 17:00 | 6 | 15 | 17 | 166.6669 | 3977 | 75.92 | 61.34 | 1004 | 75.92 | 0 | 2285.3593 | Cooling | 380.8932 | #N/A | #N/A | #N/A | #N/A | 0 | 0 | 0 | 0 | 0 | 2285.3593 | #N/A | #N/A | 88 | #N/A | #N/A | #N/A | #N/A | 1.27% | 1 | 50% | 0% | 0% | 0% | 8.2745 | 0 | 0 | 0 | 8.2745 | #N/A
2007-06-15 18:00 | 6 | 15 | 18 | 166.7086 | 3978 | 73.94 | 61.34 | 1003 | 73.94 | 0 | 706.9395 | Cooling | 117.8233 | #N/A | #N/A | #N/A | #N/A | 0 | 0 | 0 | 0 | 0 | 706.9395 | #N/A | #N/A | 88 | #N/A | #N/A | #N/A | #N/A | 0.3927% | 1 | 50% | 0% | 0% | 0% | 8.2745 | 0 | 0 | 0 | 8.2745 | #N/A
2007-06-15 19:00 | 6 | 15 | 19 | 166.7502 | 3979 | 71.96 | 62.06 | 1003 | 71.96 | 0 | 890.1552 | Cooling | 148.3592 | #N/A | #N/A | #N/A | #N/A | 0 | 0 | 0 | 0 | 0 | 890.1552 | #N/A | #N/A | 88 | #N/A | #N/A | #N/A | #N/A | 0.4945% | 1 | 50% | 0% | 0% | 0% | 8.2745 | 0 | 0 | 0 | 8.2745 | #N/A
2007-06-15 20:00 | 6 | 15 | 20 | 166.7919 | 3980 | 71.96 | 61.34 | 1003 | 71.96 | 0 | 1350.1561 | Cooling | 225.026 | #N/A | #N/A | #N/A | #N/A | 0 | 0 | 0 | 0 | 0 | 1350.1561 | #N/A | #N/A | 88 | #N/A | #N/A | #N/A | #N/A | 0.7501% | 1 | 50% | 0% | 0% | 0% | 8.2745 | 0 | 0 | 0 | 8.2745 | #N/A
2007-06-15 21:00 | 6 | 15 | 21 | 166.8336 | 3981 | 64.04 | 61.16 | 1004 | 64.04 | 0 | 1064.1895 | Cooling | 177.3649 | #N/A | #N/A | #N/A | #N/A | 0 | 0 | 0 | 0 | 0 | 1064.1895 | #N/A | #N/A | 88 | #N/A | #N/A | #N/A | #N/A | 0.5912% | 1 | 50% | 0% | 0% | 0% | 8.2745 | 0 | 0 | 0 | 8.2745 | #N/A
2007-06-15 22:00 | 6 | 15 | 22 | 166.8752 | 3982 | 60.98 | 60.98 | 1004 | 60.98 | 0 | 545.0344 | Cooling | 90.8391 | #N/A | #N/A | #N/A | #N/A | 0 | 0 | 0 | 0 | 0 | 545.0344 | #N/A | #N/A | 88 | #N/A | #N/A | #N/A | #N/A | 0.3028% | 1 | 50% | 0% | 0% | 0% | 8.2745 | 0 | 0 | 0 | 8.2745 | #N/A
2007-06-15 23:00 | 6 | 15 | 23 | 166.9169 | 3983 | 60.98 | 61.52 | 1004 | 60.98 | 0 | 341.1698 | Cooling | 56.8616 | #N/A | #N/A | #N/A | #N/A | 0 | 0 | 0 | 0 | 0 | 341.1698 | #N/A | #N/A | 88 | #N/A | #N/A | #N/A | #N/A | 0.1895% | 1 | 50% | 0% | 0% | 0% | 8.2745 | 0 | 0 | 0 | 8.2745 | #N/A
2007-06-16 | 6 | 16 | 0 | 166.9586 | 3984 | 57.92 | 62.24 | 1004 | 57.92 | 0 | 348.5246 | Cooling | 58.0874 | #N/A | #N/A | #N/A | #N/A | 0 | 0 | 0 | 0 | 0 | 348.5246 | #N/A | #N/A | 88 | #N/A | #N/A | #N/A | #N/A | 0.1936% | 1 | 50% | 0% | 0% | 0% | 8.2745 | 0 | 0 | 0 | 8.2745 | #N/A
2007-06-16 01:00 | 6 | 16 | 1 | 167.0002 | 3985 | 57.02 | 62.96 | 1003 | 57.02 | 0 | 361.058 | Cooling | 60.1763 | #N/A | #N/A | #N/A | #N/A | 0 | 0 | 0 | 0 | 0 | 361.058 | #N/A | #N/A | 88 | #N/A | #N/A | #N/A | #N/A | 0.2006% | 1 | 50% | 0% | 0% | 0% | 8.2745 | 0 | 0 | 0 | 8.2745 | #N/A
2007-06-16 02:00 | 6 | 16 | 2 | 167.0419 | 3986 | 57.02 | 61.88 | 1003 | 57.02 | 0 | 355.1021 | Cooling | 59.1837 | #N/A | #N/A | #N/A | #N/A | 0 | 0 | 0 | 0 | 0 | 355.1021 | #N/A | #N/A | 88 | #N/A | #N/A | #N/A | #N/A | 0.1973% | 1 | 50% | 0% | 0% | 0% | 8.2745 | 0 | 0 | 0 | 8.2745 | #N/A
2007-06-16 03:00 | 6 | 16 | 3 | 167.0836 | 3987 | 55.04 | 61.34 | 1003 | 55.04 | 0 | 342.4747 | Cooling | 57.0791 | #N/A | #N/A | #N/A | #N/A | 0 | 0 | 0 | 0 | 0 | 342.4747 | #N/A | #N/A | 88 | #N/A | #N/A | #N/A | #N/A | 0.1903% | 1 | 50% | 0% | 0% | 0% | 8.2745 | 0 | 0 | 0 | 8.2745 | #N/A
2007-06-16 04:00 | 6 | 16 | 4 | 167.1252 | 3988 | 53.06 | 60.98 | 1003 | 53.06 | 0 | 330.7984 | Cooling | 55.1331 | #N/A | #N/A | #N/A | #N/A | 0 | 0 | 0 | 0 | 0 | 330.7984 | #N/A | #N/A | 88 | #N/A | #N/A | #N/A | #N/A | 0.1838% | 1 | 50% | 0% | 0% | 0% | 8.2745 | 0 | 0 | 0 | 8.2745 | #N/A
2007-06-16 05:00 | 6 | 16 | 5 | 167.1669 | 3989 | 53.06 | 60.26 | 1003 | 53.06 | 0 | 466.4563 | Cooling | 77.7427 | #N/A | #N/A | #N/A | #N/A | 0 | 0 | 0 | 0 | 0 | 466.4563 | #N/A | #N/A | 88 | #N/A | #N/A | #N/A | #N/A | 0.2591% | 1 | 50% | 0% | 0% | 0% | 8.2745 | 0 | 0 | 0 | 8.2745 | #N/A
2007-06-16 06:00 | 6 | 16 | 6 | 167.2086 | 3990 | 57.02 | 61.16 | 1003 | 57.02 | 0 | 1024.578 | Cooling | 170.763 | #N/A | #N/A | #N/A | #N/A | 0 | 0 | 0 | 0 | 0 | 1024.578 | #N/A | #N/A | 88 | #N/A | #N/A | #N/A | #N/A | 0.5692% | 1 | 50% | 0% | 0% | 0% | 8.2745 | 0 | 0 | 0 | 8.2745 | #N/A
2007-06-16 07:00 | 6 | 16 | 7 | 167.2502 | 3991 | 59 | 62.06 | 1003 | 59 | 0 | 1344.3169 | Cooling | 224.0528 | #N/A | #N/A | #N/A | #N/A | 0 | 0 | 0 | 0 | 0 | 1344.3169 | #N/A | #N/A | 88 | #N/A | #N/A | #N/A | #N/A | 0.7468% | 1 | 50% | 0% | 0% | 0% | 8.2745 | 0 | 0 | 0 | 8.2745 | #N/A
2007-06-16 08:00 | 6 | 16 | 8 | 167.2919 | 3992 | 59 | 62.42 | 1003 | 59 | 0 | 1563.3667 | Cooling | 260.5611 | #N/A | #N/A | #N/A | #N/A | 0 | 0 | 0 | 0 | 0 | 1563.3667 | #N/A | #N/A | 88 | #N/A | #N/A | #N/A | #N/A | 0.8685% | 1 | 50% | 0% | 0% | 0% | 8.2745 | 0 | 0 | 0 | 8.2745 | #N/A
2007-06-16 09:00 | 6 | 16 | 9 | 167.3336 | 3993 | 66.02 | 63.14 | 1003 | 66.02 | 0 | 2062.3581 | Cooling | 343.7264 | #N/A | #N/A | #N/A | #N/A | 0 | 0 | 0 | 0 | 0 | 2062.3581 | #N/A | #N/A | 88 | #N/A | #N/A | #N/A | #N/A | 1.146% | 1 | 50% | 0% | 0% | 0% | 8.2745 | 0 | 0 | 0 | 8.2745 | #N/A
2007-06-16 10:00 | 6 | 16 | 10 | 167.3752 | 3994 | 68 | 64.04 | 1003 | 68 | 0 | 742.7131 | Cooling | 123.7855 | #N/A | #N/A | #N/A | #N/A | 0 | 0 | 0 | 0 | 0 | 742.7131 | #N/A | #N/A | 88 | #N/A | #N/A | #N/A | #N/A | 0.4126% | 1 | 50% | 0% | 0% | 0% | 8.2745 | 0 | 0 | 0 | 8.2745 | #N/A
2007-06-16 11:00 | 6 | 16 | 11 | 167.4169 | 3995 | 68 | 63.68 | 1003 | 68 | 0 | 813.6115 | Cooling | 135.6019 | #N/A | #N/A | #N/A | #N/A | 0 | 0 | 0 | 0 | 0 | 813.6115 | #N/A | #N/A | 88 | #N/A | #N/A | #N/A | #N/A | 0.452% | 1 | 50% | 0% | 0% | 0% | 8.2745 | 0 | 0 | 0 | 8.2745 | #N/A
2007-06-16 12:00 | 6 | 16 | 12 | 167.4586 | 3996 | 64.94 | 63.5 | 1002 | 64.94 | 0 | 890.3772 | Cooling | 148.3962 | #N/A | #N/A | #N/A | #N/A | 0 | 0 | 0 | 0 | 0 | 890.3772 | #N/A | #N/A | 88 | #N/A | #N/A | #N/A | #N/A | 0.4947% | 1 | 50% | 0% | 0% | 0% | 8.2745 | 0 | 0 | 0 | 8.2745 | #N/A
2007-06-16 13:00 | 6 | 16 | 13 | 167.5002 | 3997 | 62.96 | 64.04 | 1002 | 62.96 | 0 | 956.8854 | Cooling | 159.4809 | #N/A | #N/A | #N/A | #N/A | 0 | 0 | 0 | 0 | 0 | 956.8854 | #N/A | #N/A | 88 | #N/A | #N/A | #N/A | #N/A | 0.5316% | 1 | 50% | 0% | 0% | 0% | 8.2745 | 0 | 0 | 0 | 8.2745 | #N/A
2007-06-16 14:00 | 6 | 16 | 14 | 167.5419 | 3998 | 62.96 | 62.96 | 1001 | 62.96 | 0 | 1008.4327 | Cooling | 168.0721 | #N/A | #N/A | #N/A | #N/A | 0 | 0 | 0 | 0 | 0 | 1008.4327 | #N/A | #N/A | 88 | #N/A | #N/A | #N/A | #N/A | 0.5602% | 1 | 50% | 0% | 0% | 0% | 8.2745 | 0 | 0 | 0 | 8.2745 | #N/A
2007-06-16 15:00 | 6 | 16 | 15 | 167.5836 | 3999 | 66.92 | 62.6 | 1001 | 66.92 | 0 | 1024.3538 | Cooling | 170.7256 | #N/A | #N/A | #N/A | #N/A | 0 | 0 | 0 | 0 | 0 | 1024.3538 | #N/A | #N/A | 88 | #N/A | #N/A | #N/A | #N/A | 0.5691% | 1 | 50% | 0% | 0% | 0% | 8.2745 | 0 | 0 | 0 | 8.2745 | #N/A
2007-06-16 16:00 | 6 | 16 | 16 | 167.6252 | 4000 | 68 | 62.96 | 1000 | 68 | 0 | 1208.0651 | Cooling | 201.3442 | #N/A | #N/A | #N/A | #N/A | 0 | 0 | 0 | 0 | 0 | 1208.0651 | #N/A | #N/A | 88 | #N/A | #N/A | #N/A | #N/A | 0.6711% | 1 | 50% | 0% | 0% | 0% | 8.2745 | 0 | 0 | 0 | 8.2745 | #N/A
2007-06-16 17:00 | 6 | 16 | 17 | 167.6669 | 4001 | 68 | 62.06 | 1000 | 68 | 0 | 1284.6132 | Cooling | 214.1022 | #N/A | #N/A | #N/A | #N/A | 0 | 0 | 0 | 0 | 0 | 1284.6132 | #N/A | #N/A | 88 | #N/A | #N/A | #N/A | #N/A | 0.7137% | 1 | 50% | 0% | 0% | 0% | 8.2745 | 0 | 0 | 0 | 8.2745 | #N/A
2007-06-16 18:00 | 6 | 16 | 18 | 167.7086 | 4002 | 69.08 | 61.52 | 1000 | 69.08 | 0 | 1265.6515 | Cooling | 210.9419 | #N/A | #N/A | #N/A | #N/A | 0 | 0 | 0 | 0 | 0 | 1265.6515 | #N/A | #N/A | 88 | #N/A | #N/A | #N/A | #N/A | 0.7031% | 1 | 50% | 0% | 0% | 0% | 8.2745 | 0 | 0 | 0 | 8.2745 | #N/A
2007-06-16 19:00 | 6 | 16 | 19 | 167.7502 | 4003 | 68 | 62.06 | 999 | 68 | 0 | 1129.2641 | Cooling | 188.2107 | #N/A | #N/A | #N/A | #N/A | 0 | 0 | 0 | 0 | 0 | 1129.2641 | #N/A | #N/A | 88 | #N/A | #N/A | #N/A | #N/A | 0.6274% | 1 | 50% | 0% | 0% | 0% | 8.2745 | 0 | 0 | 0 | 8.2745 | #N/A
2007-06-16 20:00 | 6 | 16 | 20 | 167.7919 | 4004 | 68 | 62.06 | 999 | 68 | 0 | 1720.1185 | Cooling | 286.6864 | #N/A | #N/A | #N/A | #N/A | 0 | 0 | 0 | 0 | 0 | 1720.1185 | #N/A | #N/A | 88 | #N/A | #N/A | #N/A | #N/A | 0.9556% | 1 | 50% | 0% | 0% | 0% | 8.2745 | 0 | 0 | 0 | 8.2745 | #N/A
2007-06-16 21:00 | 6 | 16 | 21 | 167.8336 | 4005 | 64.94 | 62.42 | 999 | 64.94 | 0 | 1443.424 | Cooling | 240.5707 | #N/A | #N/A | #N/A | #N/A | 0 | 0 | 0 | 0 | 0 | 1443.424 | #N/A | #N/A | 88 | #N/A | #N/A | #N/A | #N/A | 0.8019% | 1 | 50% | 0% | 0% | 0% | 8.2745 | 0 | 0 | 0 | 8.2745 | #N/A
2007-06-16 22:00 | 6 | 16 | 22 | 167.8752 | 4006 | 64.04 | 62.96 | 999 | 64.04 | 0 | 864.8424 | Cooling | 144.1404 | #N/A | #N/A | #N/A | #N/A | 0 | 0 | 0 | 0 | 0 | 864.8424 | #N/A | #N/A | 88 | #N/A | #N/A | #N/A | #N/A | 0.4805% | 1 | 50% | 0% | 0% | 0% | 8.2745 | 0 | 0 | 0 | 8.2745 | #N/A
2007-06-16 23:00 | 6 | 16 | 23 | 167.9169 | 4007 | 64.04 | 62.24 | 999 | 64.04 | 0 | 508.0653 | Cooling | 84.6776 | #N/A | #N/A | #N/A | #N/A | 0 | 0 | 0 | 0 | 0 | 508.0653 | #N/A | #N/A | 88 | #N/A | #N/A | #N/A | #N/A | 0.2823% | 1 | 50% | 0% | 0% | 0% | 8.2745 | 0 | 0 | 0 | 8.2745 | #N/A
2007-06-17 | 6 | 17 | 0 | 167.9586 | 4008 | 64.04 | 61.7 | 999 | 64.04 | 0 | 497.185 | Cooling | 82.8642 | #N/A | #N/A | #N/A | #N/A | 0 | 0 | 0 | 0 | 0 | 497.185 | #N/A | #N/A | 88 | #N/A | #N/A | #N/A | #N/A | 0.2762% | 1 | 50% | 0% | 0% | 0% | 8.2745 | 0 | 0 | 0 | 8.2745 | #N/A
2007-06-17 01:00 | 6 | 17 | 1 | 168.0002 | 4009 | 64.04 | 60.98 | 999 | 64.04 | 0 | 446.2616 | Cooling | 74.3769 | #N/A | #N/A | #N/A | #N/A | 0 | 0 | 0 | 0 | 0 | 446.2616 | #N/A | #N/A | 88 | #N/A | #N/A | #N/A | #N/A | 0.2479% | 1 | 50% | 0% | 0% | 0% | 8.2745 | 0 | 0 | 0 | 8.2745 | #N/A
2007-06-17 02:00 | 6 | 17 | 2 | 168.0419 | 4010 | 64.04 | 60.26 | 999 | 64.04 | 0 | 421.8311 | Cooling | 70.3052 | #N/A | #N/A | #N/A | #N/A | 0 | 0 | 0 | 0 | 0 | 421.8311 | #N/A | #N/A | 88 | #N/A | #N/A | #N/A | #N/A | 0.2344% | 1 | 50% | 0% | 0% | 0% | 8.2745 | 0 | 0 | 0 | 8.2745 | #N/A
2007-06-17 03:00 | 6 | 17 | 3 | 168.0836 | 4011 | 64.4 | 60.08 | 999 | 64.4 | 0 | 409.3715 | Cooling | 68.2286 | #N/A | #N/A | #N/A | #N/A | 0 | 0 | 0 | 0 | 0 | 409.3715 | #N/A | #N/A | 88 | #N/A | #N/A | #N/A | #N/A | 0.2274% | 1 | 50% | 0% | 0% | 0% | 8.2745 | 0 | 0 | 0 | 8.2745 | #N/A
2007-06-17 04:00 | 6 | 17 | 4 | 168.1252 | 4012 | 62.6 | 60.08 | 999 | 62.6 | 0 | 381.6187 | Cooling | 63.6031 | #N/A | #N/A | #N/A | #N/A | 0 | 0 | 0 | 0 | 0 | 381.6187 | #N/A | #N/A | 88 | #N/A | #N/A | #N/A | #N/A | 0.212% | 1 | 50% | 0% | 0% | 0% | 8.2745 | 0 | 0 | 0 | 8.2745 | #N/A
2007-06-17 05:00 | 6 | 17 | 5 | 168.1669 | 4013 | 60.98 | 60.62 | 999 | 60.98 | 0 | 484.0551 | Cooling | 80.6759 | #N/A | #N/A | #N/A | #N/A | 0 | 0 | 0 | 0 | 0 | 484.0551 | #N/A | #N/A | 88 | #N/A | #N/A | #N/A | #N/A | 0.2689% | 1 | 50% | 0% | 0% | 0% | 8.2745 | 0 | 0 | 0 | 8.2745 | #N/A
2007-06-17 06:00 | 6 | 17 | 6 | 168.2086 | 4014 | 60.08 | 62.78 | 999 | 60.08 | 0 | 2581.7301 | Cooling | 430.2884 | #N/A | #N/A | #N/A | #N/A | 0 | 0 | 0 | 0 | 0 | 2581.7301 | #N/A | #N/A | 88 | #N/A | #N/A | #N/A | #N/A | 1.434% | 1 | 50% | 0% | 0% | 0% | 8.2745 | 0 | 0 | 0 | 8.2745 | #N/A
2007-06-17 07:00 | 6 | 17 | 7 | 168.2502 | 4015 | 62.6 | 64.94 | 999 | 62.6 | 0 | 2763.5232 | Cooling | 460.5872 | #N/A | #N/A | #N/A | #N/A | 0 | 0 | 0 | 0 | 0 | 2763.5232 | #N/A | #N/A | 88 | #N/A | #N/A | #N/A | #N/A | 1.535% | 1 | 50% | 0% | 0% | 0% | 8.2745 | 0 | 0 | 0 | 8.2745 | #N/A
2007-06-17 08:00 | 6 | 17 | 8 | 168.2919 | 4016 | 60.98 | 64.04 | 999 | 60.98 | 0 | 3585.9799 | Cooling | 597.6633 | #N/A | #N/A | #N/A | #N/A | 0 | 0 | 0 | 0 | 0 | 3585.9799 | #N/A | #N/A | 88 | #N/A | #N/A | #N/A | #N/A | 1.992% | 1 | 50% | 0% | 0% | 0% | 8.2745 | 0 | 0 | 0 | 8.2745 | #N/A
2007-06-17 09:00 | 6 | 17 | 9 | 168.3336 | 4017 | 62.06 | 63.32 | 998 | 62.06 | 0 | 3310.9808 | Cooling | 551.8301 | #N/A | #N/A | #N/A | #N/A | 0 | 0 | 0 | 0 | 0 | 3310.9808 | #N/A | #N/A | 88 | #N/A | #N/A | #N/A | #N/A | 1.839% | 1 | 50% | 0% | 0% | 0% | 8.2745 | 0 | 0 | 0 | 8.2745 | #N/A
2007-06-17 10:00 | 6 | 17 | 10 | 168.3752 | 4018 | 64.4 | 62.96 | 998 | 64.4 | 0 | 2860.9925 | Cooling | 476.8321 | #N/A | #N/A | #N/A | #N/A | 0 | 0 | 0 | 0 | 0 | 2860.9925 | #N/A | #N/A | 88 | #N/A | #N/A | #N/A | #N/A | 1.589% | 1 | 50% | 0% | 0% | 0% | 8.2745 | 0 | 0 | 0 | 8.2745 | #N/A
2007-06-17 11:00 | 6 | 17 | 11 | 168.4169 | 4019 | 64.04 | 62.96 | 997 | 64.04 | 0 | 2861.3575 | Cooling | 476.8929 | #N/A | #N/A | #N/A | #N/A | 0 | 0 | 0 | 0 | 0 | 2861.3575 | #N/A | #N/A | 88 | #N/A | #N/A | #N/A | #N/A | 1.59% | 1 | 50% | 0% | 0% | 0% | 8.2745 | 0 | 0 | 0 | 8.2745 | #N/A
2007-06-17 12:00 | 6 | 17 | 12 | 168.4586 | 4020 | 66.02 | 63.14 | 997 | 66.02 | 0 | 2789.0845 | Cooling | 464.8474 | #N/A | #N/A | #N/A | #N/A | 0 | 0 | 0 | 0 | 0 | 2789.0845 | #N/A | #N/A | 88 | #N/A | #N/A | #N/A | #N/A | 1.549% | 1 | 50% | 0% | 0% | 0% | 8.2745 | 0 | 0 | 0 | 8.2745 | #N/A
2007-06-17 13:00 | 6 | 17 | 13 | 168.5002 | 4021 | 68 | 64.04 | 996 | 68 | 0 | 2865.6038 | Cooling | 477.6006 | #N/A | #N/A | #N/A | #N/A | 0 | 0 | 0 | 0 | 0 | 2865.6038 | #N/A | #N/A | 88 | #N/A | #N/A | #N/A | #N/A | 1.592% | 1 | 50% | 0% | 0% | 0% | 8.2745 | 0 | 0 | 0 | 8.2745 | #N/A
2007-06-17 14:00 | 6 | 17 | 14 | 168.5419 | 4022 | 68 | 61.88 | 996 | 68 | 0 | 2927.2522 | Cooling | 487.8754 | #N/A | #N/A | #N/A | #N/A | 0 | 0 | 0 | 0 | 0 | 2927.2522 | #N/A | #N/A | 88 | #N/A | #N/A | #N/A | #N/A | 1.626% | 1 | 50% | 0% | 0% | 0% | 8.2745 | 0 | 0 | 0 | 8.2745 | #N/A
2007-06-17 15:00 | 6 | 17 | 15 | 168.5836 | 4023 | 66.02 | 60.62 | 996 | 66.02 | 0 | 2895.7035 | Cooling | 482.6172 | #N/A | #N/A | #N/A | #N/A | 0 | 0 | 0 | 0 | 0 | 2895.7035 | #N/A | #N/A | 88 | #N/A | #N/A | #N/A | #N/A | 1.609% | 1 | 50% | 0% | 0% | 0% | 8.2745 | 0 | 0 | 0 | 8.2745 | #N/A
2007-06-17 16:00 | 6 | 17 | 16 | 168.6252 | 4024 | 66.92 | 60.08 | 995 | 66.92 | 0 | 2928.1489 | Cooling | 488.0248 | #N/A | #N/A | #N/A | #N/A | 0 | 0 | 0 | 0 | 0 | 2928.1489 | #N/A | #N/A | 88 | #N/A | #N/A | #N/A | #N/A | 1.627% | 1 | 50% | 0% | 0% | 0% | 8.2745 | 0 | 0 | 0 | 8.2745 | #N/A
2007-06-17 17:00 | 6 | 17 | 17 | 168.6669 | 4025 | 66.92 | 59.36 | 995 | 66.92 | 0 | 2875.053 | Cooling | 479.1755 | #N/A | #N/A | #N/A | #N/A | 0 | 0 | 0 | 0 | 0 | 2875.053 | #N/A | #N/A | 88 | #N/A | #N/A | #N/A | #N/A | 1.597% | 1 | 50% | 0% | 0% | 0% | 8.2745 | 0 | 0 | 0 | 8.2745 | #N/A
2007-06-17 18:00 | 6 | 17 | 18 | 168.7086 | 4026 | 69.98 | 59.36 | 995 | 69.98 | 0 | 2713.2658 | Cooling | 452.211 | #N/A | #N/A | #N/A | #N/A | 0 | 0 | 0 | 0 | 0 | 2713.2658 | #N/A | #N/A | 88 | #N/A | #N/A | #N/A | #N/A | 1.507% | 1 | 50% | 0% | 0% | 0% | 8.2745 | 0 | 0 | 0 | 8.2745 | #N/A
2007-06-17 19:00 | 6 | 17 | 19 | 168.7502 | 4027 | 69.08 | 60.08 | 995 | 69.08 | 0 | 2591.5767 | Cooling | 431.9295 | #N/A | #N/A | #N/A | #N/A | 0 | 0 | 0 | 0 | 0 | 2591.5767 | #N/A | #N/A | 88 | #N/A | #N/A | #N/A | #N/A | 1.44% | 1 | 50% | 0% | 0% | 0% | 8.2745 | 0 | 0 | 0 | 8.2745 | #N/A
2007-06-17 20:00 | 6 | 17 | 20 | 168.7919 | 4028 | 69.08 | 59.72 | 995 | 69.08 | 0 | 2468.5684 | Cooling | 411.4281 | #N/A | #N/A | #N/A | #N/A | 0 | 0 | 0 | 0 | 0 | 2468.5684 | #N/A | #N/A | 88 | #N/A | #N/A | #N/A | #N/A | 1.371% | 1 | 50% | 0% | 0% | 0% | 8.2745 | 0 | 0 | 0 | 8.2745 | #N/A
2007-06-17 21:00 | 6 | 17 | 21 | 168.8336 | 4029 | 59 | 59.9 | 995 | 59 | 0 | 2876.1031 | Cooling | 479.3505 | #N/A | #N/A | #N/A | #N/A | 0 | 0 | 0 | 0 | 0 | 2876.1031 | #N/A | #N/A | 88 | #N/A | #N/A | #N/A | #N/A | 1.598% | 1 | 50% | 0% | 0% | 0% | 8.2745 | 0 | 0 | 0 | 8.2745 | #N/A
2007-06-17 22:00 | 6 | 17 | 22 | 168.8752 | 4030 | 59 | 60.08 | 995 | 59 | 0 | 855.1241 | Cooling | 142.5207 | #N/A | #N/A | #N/A | #N/A | 0 | 0 | 0 | 0 | 0 | 855.1241 | #N/A | #N/A | 88 | #N/A | #N/A | #N/A | #N/A | 0.4751% | 1 | 50% | 0% | 0% | 0% | 8.2745 | 0 | 0 | 0 | 8.2745 | #N/A
2007-06-17 23:00 | 6 | 17 | 23 | 168.9169 | 4031 | 59 | 59.54 | 994 | 59 | 0 | 837.0651 | Cooling | 139.5109 | #N/A | #N/A | #N/A | #N/A | 0 | 0 | 0 | 0 | 0 | 837.0651 | #N/A | #N/A | 88 | #N/A | #N/A | #N/A | #N/A | 0.465% | 1 | 50% | 0% | 0% | 0% | 8.2745 | 0 | 0 | 0 | 8.2745 | #N/A
2007-06-18 | 6 | 18 | 0 | 168.9586 | 4032 | 57.02 | 59.36 | 994 | 57.02 | 0 | 723.1455 | Cooling | 120.5242 | #N/A | #N/A | #N/A | #N/A | 0 | 0 | 0 | 0 | 0 | 723.1455 | #N/A | #N/A | 88 | #N/A | #N/A | #N/A | #N/A | 0.4017% | 1 | 50% | 0% | 0% | 0% | 8.2745 | 0 | 0 | 0 | 8.2745 | #N/A
2007-06-18 01:00 | 6 | 18 | 1 | 169.0002 | 4033 | 55.94 | 59 | 994 | 55.94 | 0 | 646.1169 | Cooling | 107.6862 | #N/A | #N/A | #N/A | #N/A | 0 | 0 | 0 | 0 | 0 | 646.1169 | #N/A | #N/A | 88 | #N/A | #N/A | #N/A | #N/A | 0.359% | 1 | 50% | 0% | 0% | 0% | 8.2745 | 0 | 0 | 0 | 8.2745 | #N/A
2007-06-18 02:00 | 6 | 18 | 2 | 169.0419 | 4034 | 55.94 | 58.64 | 994 | 55.94 | 0 | 601.3655 | Cooling | 100.2276 | #N/A | #N/A | #N/A | #N/A | 0 | 0 | 0 | 0 | 0 | 601.3655 | #N/A | #N/A | 88 | #N/A | #N/A | #N/A | #N/A | 0.3341% | 1 | 50% | 0% | 0% | 0% | 8.2745 | 0 | 0 | 0 | 8.2745 | #N/A
2007-06-18 03:00 | 6 | 18 | 3 | 169.0836 | 4035 | 53.96 | 58.64 | 994 | 53.96 | 0 | 573.5958 | Cooling | 95.5993 | #N/A | #N/A | #N/A | #N/A | 0 | 0 | 0 | 0 | 0 | 573.5958 | #N/A | #N/A | 88 | #N/A | #N/A | #N/A | #N/A | 0.3187% | 1 | 50% | 0% | 0% | 0% | 8.2745 | 0 | 0 | 0 | 8.2745 | #N/A
2007-06-18 04:00 | 6 | 18 | 4 | 169.1252 | 4036 | 53.06 | 59 | 994 | 53.06 | 0 | 549.1923 | Cooling | 91.532 | #N/A | #N/A | #N/A | #N/A | 0 | 0 | 0 | 0 | 0 | 549.1923 | #N/A | #N/A | 88 | #N/A | #N/A | #N/A | #N/A | 0.3051% | 1 | 50% | 0% | 0% | 0% | 8.2745 | 0 | 0 | 0 | 8.2745 | #N/A
2007-06-18 05:00 | 6 | 18 | 5 | 169.1669 | 4037 | 53.06 | 57.56 | 995 | 53.06 | 0 | 585.0945 | Cooling | 97.5157 | #N/A | #N/A | #N/A | #N/A | 0 | 0 | 0 | 0 | 0 | 585.0945 | #N/A | #N/A | 88 | #N/A | #N/A | #N/A | #N/A | 0.3251% | 1 | 50% | 0% | 0% | 0% | 8.2745 | 0 | 0 | 0 | 8.2745 | #N/A
2007-06-18 06:00 | 6 | 18 | 6 | 169.2086 | 4038 | 59 | 57.74 | 996 | 59 | 0 | 2227.7906 | Cooling | 371.2984 | #N/A | #N/A | #N/A | #N/A | 0 | 0 | 0 | 0 | 0 | 2227.7906 | #N/A | #N/A | 88 | #N/A | #N/A | #N/A | #N/A | 1.238% | 1 | 50% | 0% | 0% | 0% | 8.2745 | 0 | 0 | 0 | 8.2745 | #N/A
2007-06-18 07:00 | 6 | 18 | 7 | 169.2502 | 4039 | 62.96 | 57.92 | 996 | 62.96 | 0 | 2043.777 | Cooling | 340.6295 | #N/A | #N/A | #N/A | #N/A | 0 | 0 | 0 | 0 | 0 | 2043.777 | #N/A | #N/A | 88 | #N/A | #N/A | #N/A | #N/A | 1.135% | 1 | 50% | 0% | 0% | 0% | 8.2745 | 0 | 0 | 0 | 8.2745 | #N/A
2007-06-18 08:00 | 6 | 18 | 8 | 169.2919 | 4040 | 62.96 | 56.3 | 997 | 62.96 | 0 | 1888.0967 | Cooling | 314.6828 | #N/A | #N/A | #N/A | #N/A | 0 | 0 | 0 | 0 | 0 | 1888.0967 | #N/A | #N/A | 88 | #N/A | #N/A | #N/A | #N/A | 1.049% | 1 | 50% | 0% | 0% | 0% | 8.2745 | 0 | 0 | 0 | 8.2745 | #N/A
2007-06-18 09:00 | 6 | 18 | 9 | 169.3336 | 4041 | 71.06 | 55.04 | 998 | 71.06 | 0 | 1493.7242 | Cooling | 248.954 | #N/A | #N/A | #N/A | #N/A | 0 | 0 | 0 | 0 | 0 | 1493.7242 | #N/A | #N/A | 88 | #N/A | #N/A | #N/A | #N/A | 0.8298% | 1 | 50% | 0% | 0% | 0% | 8.2745 | 0 | 0 | 0 | 8.2745 | #N/A
2007-06-18 10:00 | 6 | 18 | 10 | 169.3752 | 4042 | 73.04 | 53.96 | 999 | 73.04 | 0 | 1131.9079 | Cooling | 188.6513 | #N/A | #N/A | #N/A | #N/A | 0 | 0 | 0 | 0 | 0 | 1131.9079 | #N/A | #N/A | 88 | #N/A | #N/A | #N/A | #N/A | 0.6288% | 1 | 50% | 0% | 0% | 0% | 8.2745 | 0 | 0 | 0 | 8.2745 | #N/A
2007-06-18 11:00 | 6 | 18 | 11 | 169.4169 | 4043 | 73.04 | 53.24 | 1000 | 73.04 | 0 | 981.7837 | Cooling | 163.6306 | #N/A | #N/A | #N/A | #N/A | 0 | 0 | 0 | 0 | 0 | 981.7837 | #N/A | #N/A | 88 | #N/A | #N/A | #N/A | #N/A | 0.5454% | 1 | 50% | 0% | 0% | 0% | 8.2745 | 0 | 0 | 0 | 8.2745 | #N/A
2007-06-18 12:00 | 6 | 18 | 12 | 169.4586 | 4044 | 80.06 | 52.7 | 1001 | 80.06 | 0 | 914.6597 | Cooling | 152.4433 | #N/A | #N/A | #N/A | #N/A | 0 | 0 | 0 | 0 | 0 | 914.6597 | #N/A | #N/A | 88 | #N/A | #N/A | #N/A | #N/A | 0.5081% | 1 | 50% | 0% | 0% | 0% | 8.2745 | 0 | 0 | 0 | 8.2745 | #N/A
2007-06-18 13:00 | 6 | 18 | 13 | 169.5002 | 4045 | 80.96 | 53.06 | 1001 | 80.96 | 0 | 881.2488 | Cooling | 146.8748 | #N/A | #N/A | #N/A | #N/A | 0 | 0 | 0 | 0 | 0 | 881.2488 | #N/A | #N/A | 88 | #N/A | #N/A | #N/A | #N/A | 0.4896% | 1 | 50% | 0% | 0% | 0% | 8.2745 | 0 | 0 | 0 | 8.2745 | #N/A
2007-06-18 14:00 | 6 | 18 | 14 | 169.5419 | 4046 | 80.96 | 53.24 | 1002 | 80.96 | 0 | 990.5293 | Cooling | 165.0882 | #N/A | #N/A | #N/A | #N/A | 0 | 0 | 0 | 0 | 0 | 990.5293 | #N/A | #N/A | 88 | #N/A | #N/A | #N/A | #N/A | 0.5503% | 1 | 50% | 0% | 0% | 0% | 8.2745 | 0 | 0 | 0 | 8.2745 | #N/A
2007-06-18 15:00 | 6 | 18 | 15 | 169.5836 | 4047 | 84.02 | 54.32 | 1002 | 84.02 | 0 | 1179.7177 | Cooling | 196.6196 | #N/A | #N/A | #N/A | #N/A | 0 | 0 | 0 | 0 | 0 | 1179.7177 | #N/A | #N/A | 88 | #N/A | #N/A | #N/A | #N/A | 0.6554% | 1 | 50% | 0% | 0% | 0% | 8.2745 | 0 | 0 | 0 | 8.2745 | #N/A
2007-06-18 16:00 | 6 | 18 | 16 | 169.6252 | 4048 | 84.02 | 55.94 | 1002 | 84.02 | 0 | 1420.9188 | Cooling | 236.8198 | #N/A | #N/A | #N/A | #N/A | 0 | 0 | 0 | 0 | 0 | 1420.9188 | #N/A | #N/A | 88 | #N/A | #N/A | #N/A | #N/A | 0.7894% | 1 | 50% | 0% | 0% | 0% | 8.2745 | 0 | 0 | 0 | 8.2745 | #N/A
2007-06-18 17:00 | 6 | 18 | 17 | 169.6669 | 4049 | 84.02 | 54.32 | 1003 | 84.02 | 0 | 1389.9239 | Cooling | 231.654 | #N/A | #N/A | #N/A | #N/A | 0 | 0 | 0 | 0 | 0 | 1389.9239 | #N/A | #N/A | 88 | #N/A | #N/A | #N/A | #N/A | 0.7722% | 1 | 50% | 0% | 0% | 0% | 8.2745 | 0 | 0 | 0 | 8.2745 | #N/A
2007-06-18 18:00 | 6 | 18 | 18 | 169.7086 | 4050 | 82.04 | 53.24 | 1003 | 82.04 | 0 | 1220.942 | Cooling | 203.4903 | #N/A | #N/A | #N/A | #N/A | 0 | 0 | 0 | 0 | 0 | 1220.942 | #N/A | #N/A | 88 | #N/A | #N/A | #N/A | #N/A | 0.6783% | 1 | 50% | 0% | 0% | 0% | 8.2745 | 0 | 0 | 0 | 8.2745 | #N/A
2007-06-18 19:00 | 6 | 18 | 19 | 169.7502 | 4051 | 80.06 | 53.06 | 1003 | 80.06 | 0 | 1063.5169 | Cooling | 177.2528 | #N/A | #N/A | #N/A | #N/A | 0 | 0 | 0 | 0 | 0 | 1063.5169 | #N/A | #N/A | 88 | #N/A | #N/A | #N/A | #N/A | 0.5908% | 1 | 50% | 0% | 0% | 0% | 8.2745 | 0 | 0 | 0 | 8.2745 | #N/A
2007-06-18 20:00 | 6 | 18 | 20 | 169.7919 | 4052 | 80.06 | 51.08 | 1004 | 80.06 | 0 | 677.8017 | Cooling | 112.9669 | #N/A | #N/A | #N/A | #N/A | 0 | 0 | 0 | 0 | 0 | 677.8017 | #N/A | #N/A | 88 | #N/A | #N/A | #N/A | #N/A | 0.3766% | 1 | 50% | 0% | 0% | 0% | 8.2745 | 0 | 0 | 0 | 8.2745 | #N/A
2007-06-18 21:00 | 6 | 18 | 21 | 169.8336 | 4053 | 75.02 | 49.46 | 1005 | 75.02 | 0 | 257.7946 | Cooling | 42.9658 | #N/A | #N/A | #N/A | #N/A | 0 | 0 | 0 | 0 | 0 | 257.7946 | #N/A | #N/A | 88 | #N/A | #N/A | #N/A | #N/A | 0.1432% | 1 | 50% | 0% | 0% | 0% | 8.2745 | 0 | 0 | 0 | 8.2745 | #N/A
2007-06-18 22:00 | 6 | 18 | 22 | 169.8752 | 4054 | 71.96 | 48.02 | 1006 | 71.96 | 0 | 0.012509 | Cooling | 0.0020848 | #N/A | #N/A | #N/A | #N/A | 0 | 0 | 0 | 0 | 0 | 0.012509 | #N/A | #N/A | 88 | #N/A | #N/A | #N/A | #N/A | 6.949e-06% | 1 | 50% | 0% | 0% | 0% | 8.2745 | 0 | 0 | 0 | 8.2745 | #N/A
2007-06-18 23:00 | 6 | 18 | 23 | 169.9169 | 4055 | 71.96 | 47.48 | 1006 | 71.96 | 0 | 0.046225 | Cooling | 0.0077042 | #N/A | #N/A | #N/A | #N/A | 0 | 0 | 0 | 0 | 0 | 0.046225 | #N/A | #N/A | 88 | #N/A | #N/A | #N/A | #N/A | 2.568e-05% | 1 | 50% | 0% | 0% | 0% | 8.2745 | 0 | 0 | 0 | 8.2745 | #N/A
2007-06-19 | 6 | 19 | 0 | 169.9586 | 4056 | 69.98 | 47.3 | 1007 | 69.98 | 0 | 0.048842 | Cooling | 0.0081403 | #N/A | #N/A | #N/A | #N/A | 0 | 0 | 0 | 0 | 0 | 0.048842 | #N/A | #N/A | 88 | #N/A | #N/A | #N/A | #N/A | 2.713e-05% | 1 | 50% | 0% | 0% | 0% | 8.2745 | 0 | 0 | 0 | 8.2745 | #N/A
2007-06-19 01:00 | 6 | 19 | 1 | 170.0002 | 4057 | 69.08 | 46.94 | 1007 | 69.08 | 0 | 0.048777 | Cooling | 0.0081294 | #N/A | #N/A | #N/A | #N/A | 0 | 0 | 0 | 0 | 0 | 0.048777 | #N/A | #N/A | 88 | #N/A | #N/A | #N/A | #N/A | 2.71e-05% | 1 | 50% | 0% | 0% | 0% | 8.2745 | 0 | 0 | 0 | 8.2745 | #N/A
2007-06-19 02:00 | 6 | 19 | 2 | 170.0419 | 4058 | 69.08 | 46.58 | 1007 | 69.08 | 0 | 0.042627 | Cooling | 0.0071044 | #N/A | #N/A | #N/A | #N/A | 0 | 0 | 0 | 0 | 0 | 0.042627 | #N/A | #N/A | 88 | #N/A | #N/A | #N/A | #N/A | 2.368e-05% | 1 | 50% | 0% | 0% | 0% | 8.2745 | 0 | 0 | 0 | 8.2745 | #N/A
2007-06-19 03:00 | 6 | 19 | 3 | 170.0836 | 4059 | 66.02 | 46.58 | 1008 | 66.02 | 0 | 0.029378 | Cooling | 0.0048964 | #N/A | #N/A | #N/A | #N/A | 0 | 0 | 0 | 0 | 0 | 0.029378 | #N/A | #N/A | 88 | #N/A | #N/A | #N/A | #N/A | 1.632e-05% | 1 | 50% | 0% | 0% | 0% | 8.2745 | 0 | 0 | 0 | 8.2745 | #N/A
2007-06-19 04:00 | 6 | 19 | 4 | 170.1252 | 4060 | 64.94 | 46.94 | 1008 | 64.94 | 0 | 0.021789 | Cooling | 0.0036315 | #N/A | #N/A | #N/A | #N/A | 0 | 0 | 0 | 0 | 0 | 0.021789 | #N/A | #N/A | 88 | #N/A | #N/A | #N/A | #N/A | 1.21e-05% | 1 | 50% | 0% | 0% | 0% | 8.2745 | 0 | 0 | 0 | 8.2745 | #N/A
2007-06-19 05:00 | 6 | 19 | 5 | 170.1669 | 4061 | 64.94 | 48.92 | 1009 | 64.94 | 0 | 0.00053598 | Cooling | 8.933e-05 | #N/A | #N/A | #N/A | #N/A | 0 | 0 | 0 | 0 | 0 | 0.00053598 | #N/A | #N/A | 88 | #N/A | #N/A | #N/A | #N/A | 2.978e-07% | 1 | 50% | 0% | 0% | 0% | 8.2745 | 0 | 0 | 0 | 8.2745 | #N/A
2007-06-19 06:00 | 6 | 19 | 6 | 170.2086 | 4062 | 66.02 | 52.34 | 1009 | 66.02 | 0 | 201.7595 | Cooling | 33.6266 | #N/A | #N/A | #N/A | #N/A | 0 | 0 | 0 | 0 | 0 | 201.7595 | #N/A | #N/A | 88 | #N/A | #N/A | #N/A | #N/A | 0.1121% | 1 | 50% | 0% | 0% | 0% | 8.2745 | 0 | 0 | 0 | 8.2745 | #N/A
2007-06-19 07:00 | 6 | 19 | 7 | 170.2502 | 4063 | 68 | 55.94 | 1010 | 68 | 0 | 759.0915 | Cooling | 126.5152 | #N/A | #N/A | #N/A | #N/A | 0 | 0 | 0 | 0 | 0 | 759.0915 | #N/A | #N/A | 88 | #N/A | #N/A | #N/A | #N/A | 0.4217% | 1 | 50% | 0% | 0% | 0% | 8.2745 | 0 | 0 | 0 | 8.2745 | #N/A
2007-06-19 08:00 | 6 | 19 | 8 | 170.2919 | 4064 | 68 | 55.94 | 1010 | 68 | 0 | 1413.0766 | Cooling | 235.5128 | #N/A | #N/A | #N/A | #N/A | 0 | 0 | 0 | 0 | 0 | 1413.0766 | #N/A | #N/A | 88 | #N/A | #N/A | #N/A | #N/A | 0.785% | 1 | 50% | 0% | 0% | 0% | 8.2745 | 0 | 0 | 0 | 8.2745 | #N/A
2007-06-19 09:00 | 6 | 19 | 9 | 170.3336 | 4065 | 73.04 | 56.3 | 1010 | 73.04 | 0 | 1930.4818 | Cooling | 321.747 | #N/A | #N/A | #N/A | #N/A | 0 | 0 | 0 | 0 | 0 | 1930.4818 | #N/A | #N/A | 88 | #N/A | #N/A | #N/A | #N/A | 1.072% | 1 | 50% | 0% | 0% | 0% | 8.2745 | 0 | 0 | 0 | 8.2745 | #N/A
2007-06-19 10:00 | 6 | 19 | 10 | 170.3752 | 4066 | 77 | 57.02 | 1011 | 77 | 0 | 2327.4235 | Cooling | 387.9039 | #N/A | #N/A | #N/A | #N/A | 0 | 0 | 0 | 0 | 0 | 2327.4235 | #N/A | #N/A | 88 | #N/A | #N/A | #N/A | #N/A | 1.293% | 1 | 50% | 0% | 0% | 0% | 8.2745 | 0 | 0 | 0 | 8.2745 | #N/A
2007-06-19 11:00 | 6 | 19 | 11 | 170.4169 | 4067 | 77 | 53.96 | 1010 | 77 | 0 | 2467.1421 | Cooling | 411.1904 | #N/A | #N/A | #N/A | #N/A | 0 | 0 | 0 | 0 | 0 | 2467.1421 | #N/A | #N/A | 88 | #N/A | #N/A | #N/A | #N/A | 1.371% | 1 | 50% | 0% | 0% | 0% | 8.2745 | 0 | 0 | 0 | 8.2745 | #N/A
2007-06-19 12:00 | 6 | 19 | 12 | 170.4586 | 4068 | 82.94 | 51.08 | 1010 | 82.94 | 0 | 2215.8282 | Cooling | 369.3047 | #N/A | #N/A | #N/A | #N/A | 0 | 0 | 0 | 0 | 0 | 2215.8282 | #N/A | #N/A | 88 | #N/A | #N/A | #N/A | #N/A | 1.231% | 1 | 50% | 0% | 0% | 0% | 8.2745 | 0 | 0 | 0 | 8.2745 | #N/A
2007-06-19 13:00 | 6 | 19 | 13 | 170.5002 | 4069 | 82.94 | 48.92 | 1010 | 82.94 | 0 | 1968.0939 | Cooling | 328.0157 | #N/A | #N/A | #N/A | #N/A | 0 | 0 | 0 | 0 | 0 | 1968.0939 | #N/A | #N/A | 88 | #N/A | #N/A | #N/A | #N/A | 1.093% | 1 | 50% | 0% | 0% | 0% | 8.2745 | 0 | 0 | 0 | 8.2745 | #N/A
2007-06-19 14:00 | 6 | 19 | 14 | 170.5419 | 4070 | 82.94 | 47.48 | 1010 | 82.94 | 0 | 1959.8446 | Cooling | 326.6408 | #N/A | #N/A | #N/A | #N/A | 0 | 0 | 0 | 0 | 0 | 1959.8446 | #N/A | #N/A | 88 | #N/A | #N/A | #N/A | #N/A | 1.089% | 1 | 50% | 0% | 0% | 0% | 8.2745 | 0 | 0 | 0 | 8.2745 | #N/A
2007-06-19 15:00 | 6 | 19 | 15 | 170.5836 | 4071 | 84.92 | 46.94 | 1010 | 84.92 | 0 | 1997.2127 | Cooling | 332.8688 | #N/A | #N/A | #N/A | #N/A | 0 | 0 | 0 | 0 | 0 | 1997.2127 | #N/A | #N/A | 88 | #N/A | #N/A | #N/A | #N/A | 1.11% | 1 | 50% | 0% | 0% | 0% | 8.2745 | 0 | 0 | 0 | 8.2745 | #N/A
2007-06-19 16:00 | 6 | 19 | 16 | 170.6252 | 4072 | 84.92 | 46.94 | 1010 | 84.92 | 0 | 2078.2099 | Cooling | 346.3683 | #N/A | #N/A | #N/A | #N/A | 0 | 0 | 0 | 0 | 0 | 2078.2099 | #N/A | #N/A | 88 | #N/A | #N/A | #N/A | #N/A | 1.155% | 1 | 50% | 0% | 0% | 0% | 8.2745 | 0 | 0 | 0 | 8.2745 | #N/A
2007-06-19 17:00 | 6 | 19 | 17 | 170.6669 | 4073 | 84.92 | 45.68 | 1010 | 84.92 | 0 | 1969.4435 | Cooling | 328.2406 | #N/A | #N/A | #N/A | #N/A | 0 | 0 | 0 | 0 | 0 | 1969.4435 | #N/A | #N/A | 88 | #N/A | #N/A | #N/A | #N/A | 1.094% | 1 | 50% | 0% | 0% | 0% | 8.2745 | 0 | 0 | 0 | 8.2745 | #N/A
2007-06-19 18:00 | 6 | 19 | 18 | 170.7086 | 4074 | 82.94 | 44.78 | 1011 | 82.94 | 0 | 1527.8593 | Cooling | 254.6432 | #N/A | #N/A | #N/A | #N/A | 0 | 0 | 0 | 0 | 0 | 1527.8593 | #N/A | #N/A | 88 | #N/A | #N/A | #N/A | #N/A | 0.8488% | 1 | 50% | 0% | 0% | 0% | 8.2745 | 0 | 0 | 0 | 8.2745 | #N/A
2007-06-19 19:00 | 6 | 19 | 19 | 170.7502 | 4075 | 80.96 | 44.96 | 1011 | 80.96 | 0 | 1208.0282 | Cooling | 201.338 | #N/A | #N/A | #N/A | #N/A | 0 | 0 | 0 | 0 | 0 | 1208.0282 | #N/A | #N/A | 88 | #N/A | #N/A | #N/A | #N/A | 0.6711% | 1 | 50% | 0% | 0% | 0% | 8.2745 | 0 | 0 | 0 | 8.2745 | #N/A
2007-06-19 20:00 | 6 | 19 | 20 | 170.7919 | 4076 | 80.96 | 44.96 | 1011 | 80.96 | 0 | 975.6377 | Cooling | 162.6063 | #N/A | #N/A | #N/A | #N/A | 0 | 0 | 0 | 0 | 0 | 975.6377 | #N/A | #N/A | 88 | #N/A | #N/A | #N/A | #N/A | 0.542% | 1 | 50% | 0% | 0% | 0% | 8.2745 | 0 | 0 | 0 | 8.2745 | #N/A
2007-06-19 21:00 | 6 | 19 | 21 | 170.8336 | 4077 | 78.98 | 45.5 | 1012 | 78.98 | 0 | 710.4864 | Cooling | 118.4144 | #N/A | #N/A | #N/A | #N/A | 0 | 0 | 0 | 0 | 0 | 710.4864 | #N/A | #N/A | 88 | #N/A | #N/A | #N/A | #N/A | 0.3947% | 1 | 50% | 0% | 0% | 0% | 8.2745 | 0 | 0 | 0 | 8.2745 | #N/A
2007-06-19 22:00 | 6 | 19 | 22 | 170.8752 | 4078 | 77 | 46.04 | 1013 | 77 | 0 | 0 | Cooling | 0 | #N/A | #N/A | #N/A | #N/A | 0 | 0 | 0 | 0 | 0 | 0 | #N/A | #N/A | 88 | #N/A | #N/A | #N/A | #N/A | 0% | 1 | 50% | 0% | 0% | 0% | 8.2745 | 0 | 0 | 0 | 8.2745 | #N/A
2007-06-19 23:00 | 6 | 19 | 23 | 170.9169 | 4079 | 77 | 46.58 | 1013 | 77 | 0 | 0 | Cooling | 0 | #N/A | #N/A | #N/A | #N/A | 0 | 0 | 0 | 0 | 0 | 0 | #N/A | #N/A | 88 | #N/A | #N/A | #N/A | #N/A | 0% | 1 | 50% | 0% | 0% | 0% | 8.2745 | 0 | 0 | 0 | 8.2745 | #N/A
2007-06-20 | 6 | 20 | 0 | 170.9586 | 4080 | 73.04 | 47.3 | 1013 | 73.04 | 0 | 0 | Cooling | 0 | #N/A | #N/A | #N/A | #N/A | 0 | 0 | 0 | 0 | 0 | 0 | #N/A | #N/A | 88 | #N/A | #N/A | #N/A | #N/A | 0% | 1 | 50% | 0% | 0% | 0% | 8.2745 | 0 | 0 | 0 | 8.2745 | #N/A
2007-06-20 01:00 | 6 | 20 | 1 | 171.0002 | 4081 | 73.04 | 48.02 | 1013 | 73.04 | 0 | 0 | Cooling | 0 | #N/A | #N/A | #N/A | #N/A | 0 | 0 | 0 | 0 | 0 | 0 | #N/A | #N/A | 88 | #N/A | #N/A | #N/A | #N/A | 0% | 1 | 50% | 0% | 0% | 0% | 8.2745 | 0 | 0 | 0 | 8.2745 | #N/A
2007-06-20 02:00 | 6 | 20 | 2 | 171.0419 | 4082 | 73.04 | 46.94 | 1013 | 73.04 | 0 | 0.00095117 | Cooling | 0.00015853 | #N/A | #N/A | #N/A | #N/A | 0 | 0 | 0 | 0 | 0 | 0.00095117 | #N/A | #N/A | 88 | #N/A | #N/A | #N/A | #N/A | 5.284e-07% | 1 | 50% | 0% | 0% | 0% | 8.2745 | 0 | 0 | 0 | 8.2745 | #N/A
2007-06-20 03:00 | 6 | 20 | 3 | 171.0836 | 4083 | 71.06 | 46.4 | 1013 | 71.06 | 0 | 0.0077579 | Cooling | 0.001293 | #N/A | #N/A | #N/A | #N/A | 0 | 0 | 0 | 0 | 0 | 0.0077579 | #N/A | #N/A | 88 | #N/A | #N/A | #N/A | #N/A | 4.31e-06% | 1 | 50% | 0% | 0% | 0% | 8.2745 | 0 | 0 | 0 | 8.2745 | #N/A
2007-06-20 04:00 | 6 | 20 | 4 | 171.1252 | 4084 | 69.8 | 46.04 | 1013 | 69.8 | 0 | 0.017056 | Cooling | 0.0028426 | #N/A | #N/A | #N/A | #N/A | 0 | 0 | 0 | 0 | 0 | 0.017056 | #N/A | #N/A | 88 | #N/A | #N/A | #N/A | #N/A | 9.475e-06% | 1 | 50% | 0% | 0% | 0% | 8.2745 | 0 | 0 | 0 | 8.2745 | #N/A
2007-06-20 05:00 | 6 | 20 | 5 | 171.1669 | 4085 | 69.08 | 47.3 | 1013 | 69.08 | 0 | 0.0020382 | Cooling | 0.00033971 | #N/A | #N/A | #N/A | #N/A | 0 | 0 | 0 | 0 | 0 | 0.0020382 | #N/A | #N/A | 88 | #N/A | #N/A | #N/A | #N/A | 1.132e-06% | 1 | 50% | 0% | 0% | 0% | 8.2745 | 0 | 0 | 0 | 8.2745 | #N/A
2007-06-20 06:00 | 6 | 20 | 6 | 171.2086 | 4086 | 69.98 | 50.18 | 1014 | 69.98 | 0 | 76.5686 | Cooling | 12.7614 | #N/A | #N/A | #N/A | #N/A | 0 | 0 | 0 | 0 | 0 | 76.5686 | #N/A | #N/A | 88 | #N/A | #N/A | #N/A | #N/A | 0.04254% | 1 | 50% | 0% | 0% | 0% | 8.2745 | 0 | 0 | 0 | 8.2745 | #N/A
2007-06-20 07:00 | 6 | 20 | 7 | 171.2502 | 4087 | 71.96 | 53.06 | 1014 | 71.96 | 0 | 461.7756 | Cooling | 76.9626 | #N/A | #N/A | #N/A | #N/A | 0 | 0 | 0 | 0 | 0 | 461.7756 | #N/A | #N/A | 88 | #N/A | #N/A | #N/A | #N/A | 0.2565% | 1 | 50% | 0% | 0% | 0% | 8.2745 | 0 | 0 | 0 | 8.2745 | #N/A
2007-06-20 08:00 | 6 | 20 | 8 | 171.2919 | 4088 | 71.96 | 53.78 | 1014 | 71.96 | 0 | 1065.4667 | Cooling | 177.5778 | #N/A | #N/A | #N/A | #N/A | 0 | 0 | 0 | 0 | 0 | 1065.4667 | #N/A | #N/A | 88 | #N/A | #N/A | #N/A | #N/A | 0.5919% | 1 | 50% | 0% | 0% | 0% | 8.2745 | 0 | 0 | 0 | 8.2745 | #N/A
2007-06-20 09:00 | 6 | 20 | 9 | 171.3336 | 4089 | 78.98 | 54.68 | 1013 | 78.98 | 0 | 1709.3648 | Cooling | 284.8941 | #N/A | #N/A | #N/A | #N/A | 0 | 0 | 0 | 0 | 0 | 1709.3648 | #N/A | #N/A | 88 | #N/A | #N/A | #N/A | #N/A | 0.9496% | 1 | 50% | 0% | 0% | 0% | 8.2745 | 0 | 0 | 0 | 8.2745 | #N/A
2007-06-20 10:00 | 6 | 20 | 10 | 171.3752 | 4090 | 80.06 | 55.94 | 1013 | 80.06 | 0 | 2374.0284 | Cooling | 395.6714 | #N/A | #N/A | #N/A | #N/A | 0 | 0 | 0 | 0 | 0 | 2374.0284 | #N/A | #N/A | 88 | #N/A | #N/A | #N/A | #N/A | 1.319% | 1 | 50% | 0% | 0% | 0% | 8.2745 | 0 | 0 | 0 | 8.2745 | #N/A
2007-06-20 11:00 | 6 | 20 | 11 | 171.4169 | 4091 | 80.06 | 54.14 | 1012 | 80.06 | 0 | 2681.7952 | Cooling | 446.9659 | #N/A | #N/A | #N/A | #N/A | 0 | 0 | 0 | 0 | 0 | 2681.7952 | #N/A | #N/A | 88 | #N/A | #N/A | #N/A | #N/A | 1.49% | 1 | 50% | 0% | 0% | 0% | 8.2745 | 0 | 0 | 0 | 8.2745 | #N/A
2007-06-20 12:00 | 6 | 20 | 12 | 171.4586 | 4092 | 84.02 | 52.7 | 1011 | 84.02 | 0 | 2279.9707 | Cooling | 379.9951 | #N/A | #N/A | #N/A | #N/A | 0 | 0 | 0 | 0 | 0 | 2279.9707 | #N/A | #N/A | 88 | #N/A | #N/A | #N/A | #N/A | 1.267% | 1 | 50% | 0% | 0% | 0% | 8.2745 | 0 | 0 | 0 | 8.2745 | #N/A
2007-06-20 13:00 | 6 | 20 | 13 | 171.5002 | 4093 | 84.02 | 51.98 | 1011 | 84.02 | 0 | 2334.7289 | Cooling | 389.1215 | #N/A | #N/A | #N/A | #N/A | 0 | 0 | 0 | 0 | 0 | 2334.7289 | #N/A | #N/A | 88 | #N/A | #N/A | #N/A | #N/A | 1.297% | 1 | 50% | 0% | 0% | 0% | 8.2745 | 0 | 0 | 0 | 8.2745 | #N/A
2007-06-20 14:00 | 6 | 20 | 14 | 171.5419 | 4094 | 84.02 | 50.9 | 1010 | 84.02 | 0 | 2402.3448 | Cooling | 400.3908 | #N/A | #N/A | #N/A | #N/A | 0 | 0 | 0 | 0 | 0 | 2402.3448 | #N/A | #N/A | 88 | #N/A | #N/A | #N/A | #N/A | 1.335% | 1 | 50% | 0% | 0% | 0% | 8.2745 | 0 | 0 | 0 | 8.2745 | #N/A
2007-06-20 15:00 | 6 | 20 | 15 | 171.5836 | 4095 | 84.02 | 50.72 | 1010 | 84.02 | 0 | 2420.4665 | Cooling | 403.4111 | #N/A | #N/A | #N/A | #N/A | 0 | 0 | 0 | 0 | 0 | 2420.4665 | #N/A | #N/A | 88 | #N/A | #N/A | #N/A | #N/A | 1.345% | 1 | 50% | 0% | 0% | 0% | 8.2745 | 0 | 0 | 0 | 8.2745 | #N/A
2007-06-20 16:00 | 6 | 20 | 16 | 171.6252 | 4096 | 84.92 | 51.08 | 1010 | 84.92 | 0 | 2483.9453 | Cooling | 413.9909 | #N/A | #N/A | #N/A | #N/A | 0 | 0 | 0 | 0 | 0 | 2483.9453 | #N/A | #N/A | 88 | #N/A | #N/A | #N/A | #N/A | 1.38% | 1 | 50% | 0% | 0% | 0% | 8.2745 | 0 | 0 | 0 | 8.2745 | #N/A
2007-06-20 17:00 | 6 | 20 | 17 | 171.6669 | 4097 | 84.92 | 50 | 1009 | 84.92 | 0 | 2404.1966 | Cooling | 400.6994 | #N/A | #N/A | #N/A | #N/A | 0 | 0 | 0 | 0 | 0 | 2404.1966 | #N/A | #N/A | 88 | #N/A | #N/A | #N/A | #N/A | 1.336% | 1 | 50% | 0% | 0% | 0% | 8.2745 | 0 | 0 | 0 | 8.2745 | #N/A
2007-06-20 18:00 | 6 | 20 | 18 | 171.7086 | 4098 | 80.96 | 49.64 | 1009 | 80.96 | 0 | 2231.52 | Cooling | 371.92 | #N/A | #N/A | #N/A | #N/A | 0 | 0 | 0 | 0 | 0 | 2231.52 | #N/A | #N/A | 88 | #N/A | #N/A | #N/A | #N/A | 1.24% | 1 | 50% | 0% | 0% | 0% | 8.2745 | 0 | 0 | 0 | 8.2745 | #N/A
2007-06-20 19:00 | 6 | 20 | 19 | 171.7502 | 4099 | 78.98 | 50 | 1009 | 78.98 | 0 | 2060.5307 | Cooling | 343.4218 | #N/A | #N/A | #N/A | #N/A | 0 | 0 | 0 | 0 | 0 | 2060.5307 | #N/A | #N/A | 88 | #N/A | #N/A | #N/A | #N/A | 1.145% | 1 | 50% | 0% | 0% | 0% | 8.2745 | 0 | 0 | 0 | 8.2745 | #N/A
2007-06-20 20:00 | 6 | 20 | 20 | 171.7919 | 4100 | 78.98 | 50.36 | 1009 | 78.98 | 0 | 1899.624 | Cooling | 316.604 | #N/A | #N/A | #N/A | #N/A | 0 | 0 | 0 | 0 | 0 | 1899.624 | #N/A | #N/A | 88 | #N/A | #N/A | #N/A | #N/A | 1.055% | 1 | 50% | 0% | 0% | 0% | 8.2745 | 0 | 0 | 0 | 8.2745 | #N/A
2007-06-20 21:00 | 6 | 20 | 21 | 171.8336 | 4101 | 73.94 | 51.08 | 1008 | 73.94 | 0 | 1458.7824 | Cooling | 243.1304 | #N/A | #N/A | #N/A | #N/A | 0 | 0 | 0 | 0 | 0 | 1458.7824 | #N/A | #N/A | 88 | #N/A | #N/A | #N/A | #N/A | 0.8104% | 1 | 50% | 0% | 0% | 0% | 8.2745 | 0 | 0 | 0 | 8.2745 | #N/A
2007-06-20 22:00 | 6 | 20 | 22 | 171.8752 | 4102 | 73.04 | 51.98 | 1008 | 73.04 | 0 | 67.2629 | Cooling | 11.2105 | #N/A | #N/A | #N/A | #N/A | 0 | 0 | 0 | 0 | 0 | 67.2629 | #N/A | #N/A | 88 | #N/A | #N/A | #N/A | #N/A | 0.03737% | 1 | 50% | 0% | 0% | 0% | 8.2745 | 0 | 0 | 0 | 8.2745 | #N/A
2007-06-20 23:00 | 6 | 20 | 23 | 171.9169 | 4103 | 73.04 | 51.26 | 1008 | 73.04 | 0 | 52.5107 | Cooling | 8.7518 | #N/A | #N/A | #N/A | #N/A | 0 | 0 | 0 | 0 | 0 | 52.5107 | #N/A | #N/A | 88 | #N/A | #N/A | #N/A | #N/A | 0.02917% | 1 | 50% | 0% | 0% | 0% | 8.2745 | 0 | 0 | 0 | 8.2745 | #N/A
2007-06-21 | 6 | 21 | 0 | 171.9586 | 4104 | 71.06 | 50.72 | 1008 | 71.06 | 0 | 25.7971 | Cooling | 4.2995 | #N/A | #N/A | #N/A | #N/A | 0 | 0 | 0 | 0 | 0 | 25.7971 | #N/A | #N/A | 88 | #N/A | #N/A | #N/A | #N/A | 0.01433% | 1 | 50% | 0% | 0% | 0% | 8.2745 | 0 | 0 | 0 | 8.2745 | #N/A
2007-06-21 01:00 | 6 | 21 | 1 | 172.0002 | 4105 | 69.08 | 50 | 1008 | 69.08 | 0 | 5.3362 | Cooling | 0.88937 | #N/A | #N/A | #N/A | #N/A | 0 | 0 | 0 | 0 | 0 | 5.3362 | #N/A | #N/A | 88 | #N/A | #N/A | #N/A | #N/A | 0.002965% | 1 | 50% | 0% | 0% | 0% | 8.2745 | 0 | 0 | 0 | 8.2745 | #N/A
2007-06-21 02:00 | 6 | 21 | 2 | 172.0419 | 4106 | 69.08 | 50 | 1008 | 69.08 | 0 | 3.4705 | Cooling | 0.57841 | #N/A | #N/A | #N/A | #N/A | 0 | 0 | 0 | 0 | 0 | 3.4705 | #N/A | #N/A | 88 | #N/A | #N/A | #N/A | #N/A | 0.001928% | 1 | 50% | 0% | 0% | 0% | 8.2745 | 0 | 0 | 0 | 8.2745 | #N/A
2007-06-21 03:00 | 6 | 21 | 3 | 172.0836 | 4107 | 66.02 | 50.36 | 1007 | 66.02 | 0 | 9.5107 | Cooling | 1.5851 | #N/A | #N/A | #N/A | #N/A | 0 | 0 | 0 | 0 | 0 | 9.5107 | #N/A | #N/A | 88 | #N/A | #N/A | #N/A | #N/A | 0.005284% | 1 | 50% | 0% | 0% | 0% | 8.2745 | 0 | 0 | 0 | 8.2745 | #N/A
2007-06-21 04:00 | 6 | 21 | 4 | 172.1252 | 4108 | 66.02 | 51.08 | 1007 | 66.02 | 0 | 15.0659 | Cooling | 2.511 | #N/A | #N/A | #N/A | #N/A | 0 | 0 | 0 | 0 | 0 | 15.0659 | #N/A | #N/A | 88 | #N/A | #N/A | #N/A | #N/A | 0.00837% | 1 | 50% | 0% | 0% | 0% | 8.2745 | 0 | 0 | 0 | 8.2745 | #N/A
2007-06-21 05:00 | 6 | 21 | 5 | 172.1669 | 4109 | 66.02 | 51.98 | 1007 | 66.02 | 0 | 59.9647 | Cooling | 9.9941 | #N/A | #N/A | #N/A | #N/A | 0 | 0 | 0 | 0 | 0 | 59.9647 | #N/A | #N/A | 88 | #N/A | #N/A | #N/A | #N/A | 0.03331% | 1 | 50% | 0% | 0% | 0% | 8.2745 | 0 | 0 | 0 | 8.2745 | #N/A
2007-06-21 06:00 | 6 | 21 | 6 | 172.2086 | 4110 | 68 | 54.5 | 1006 | 68 | 0 | 1235.2178 | Cooling | 205.8696 | #N/A | #N/A | #N/A | #N/A | 0 | 0 | 0 | 0 | 0 | 1235.2178 | #N/A | #N/A | 88 | #N/A | #N/A | #N/A | #N/A | 0.6862% | 1 | 50% | 0% | 0% | 0% | 8.2745 | 0 | 0 | 0 | 8.2745 | #N/A
2007-06-21 07:00 | 6 | 21 | 7 | 172.2502 | 4111 | 69.08 | 57.02 | 1006 | 69.08 | 0 | 1893.9964 | Cooling | 315.6661 | #N/A | #N/A | #N/A | #N/A | 0 | 0 | 0 | 0 | 0 | 1893.9964 | #N/A | #N/A | 88 | #N/A | #N/A | #N/A | #N/A | 1.052% | 1 | 50% | 0% | 0% | 0% | 8.2745 | 0 | 0 | 0 | 8.2745 | #N/A
2007-06-21 08:00 | 6 | 21 | 8 | 172.2919 | 4112 | 69.08 | 56.12 | 1006 | 69.08 | 0 | 2418.6487 | Cooling | 403.1081 | #N/A | #N/A | #N/A | #N/A | 0 | 0 | 0 | 0 | 0 | 2418.6487 | #N/A | #N/A | 88 | #N/A | #N/A | #N/A | #N/A | 1.344% | 1 | 50% | 0% | 0% | 0% | 8.2745 | 0 | 0 | 0 | 8.2745 | #N/A
2007-06-21 09:00 | 6 | 21 | 9 | 172.3336 | 4113 | 75.92 | 55.4 | 1006 | 75.92 | 0 | 2609.9979 | Cooling | 434.9996 | #N/A | #N/A | #N/A | #N/A | 0 | 0 | 0 | 0 | 0 | 2609.9979 | #N/A | #N/A | 88 | #N/A | #N/A | #N/A | #N/A | 1.45% | 1 | 50% | 0% | 0% | 0% | 8.2745 | 0 | 0 | 0 | 8.2745 | #N/A
2007-06-21 10:00 | 6 | 21 | 10 | 172.3752 | 4114 | 78.08 | 55.04 | 1005 | 78.08 | 0 | 2698.1227 | Cooling | 449.6871 | #N/A | #N/A | #N/A | #N/A | 0 | 0 | 0 | 0 | 0 | 2698.1227 | #N/A | #N/A | 88 | #N/A | #N/A | #N/A | #N/A | 1.499% | 1 | 50% | 0% | 0% | 0% | 8.2745 | 0 | 0 | 0 | 8.2745 | #N/A
2007-06-21 11:00 | 6 | 21 | 11 | 172.4169 | 4115 | 78.08 | 55.58 | 1005 | 78.08 | 0 | 2904.8178 | Cooling | 484.1363 | #N/A | #N/A | #N/A | #N/A | 0 | 0 | 0 | 0 | 0 | 2904.8178 | #N/A | #N/A | 88 | #N/A | #N/A | #N/A | #N/A | 1.614% | 1 | 50% | 0% | 0% | 0% | 8.2745 | 0 | 0 | 0 | 8.2745 | #N/A
2007-06-21 12:00 | 6 | 21 | 12 | 172.4586 | 4116 | 78.08 | 56.3 | 1005 | 78.08 | 0 | 2386.1715 | Cooling | 397.6952 | #N/A | #N/A | #N/A | #N/A | 0 | 0 | 0 | 0 | 0 | 2386.1715 | #N/A | #N/A | 88 | #N/A | #N/A | #N/A | #N/A | 1.326% | 1 | 50% | 0% | 0% | 0% | 8.2745 | 0 | 0 | 0 | 8.2745 | #N/A
2007-06-21 13:00 | 6 | 21 | 13 | 172.5002 | 4117 | 80.96 | 57.92 | 1004 | 80.96 | 0 | 2521.4062 | Cooling | 420.2344 | #N/A | #N/A | #N/A | #N/A | 0 | 0 | 0 | 0 | 0 | 2521.4062 | #N/A | #N/A | 88 | #N/A | #N/A | #N/A | #N/A | 1.401% | 1 | 50% | 0% | 0% | 0% | 8.2745 | 0 | 0 | 0 | 8.2745 | #N/A
2007-06-21 14:00 | 6 | 21 | 14 | 172.5419 | 4118 | 80.96 | 55.76 | 1004 | 80.96 | 0 | 2575.5155 | Cooling | 429.2526 | #N/A | #N/A | #N/A | #N/A | 0 | 0 | 0 | 0 | 0 | 2575.5155 | #N/A | #N/A | 88 | #N/A | #N/A | #N/A | #N/A | 1.431% | 1 | 50% | 0% | 0% | 0% | 8.2745 | 0 | 0 | 0 | 8.2745 | #N/A
2007-06-21 15:00 | 6 | 21 | 15 | 172.5836 | 4119 | 82.04 | 54.5 | 1003 | 82.04 | 0 | 2508.9409 | Cooling | 418.1568 | #N/A | #N/A | #N/A | #N/A | 0 | 0 | 0 | 0 | 0 | 2508.9409 | #N/A | #N/A | 88 | #N/A | #N/A | #N/A | #N/A | 1.394% | 1 | 50% | 0% | 0% | 0% | 8.2745 | 0 | 0 | 0 | 8.2745 | #N/A
2007-06-21 16:00 | 6 | 21 | 16 | 172.6252 | 4120 | 80.96 | 53.96 | 1003 | 80.96 | 0 | 2573.34 | Cooling | 428.89 | #N/A | #N/A | #N/A | #N/A | 0 | 0 | 0 | 0 | 0 | 2573.34 | #N/A | #N/A | 88 | #N/A | #N/A | #N/A | #N/A | 1.43% | 1 | 50% | 0% | 0% | 0% | 8.2745 | 0 | 0 | 0 | 8.2745 | #N/A
2007-06-21 17:00 | 6 | 21 | 17 | 172.6669 | 4121 | 80.96 | 54.68 | 1003 | 80.96 | 0 | 2666.7871 | Cooling | 444.4645 | #N/A | #N/A | #N/A | #N/A | 0 | 0 | 0 | 0 | 0 | 2666.7871 | #N/A | #N/A | 88 | #N/A | #N/A | #N/A | #N/A | 1.482% | 1 | 50% | 0% | 0% | 0% | 8.2745 | 0 | 0 | 0 | 8.2745 | #N/A
2007-06-21 18:00 | 6 | 21 | 18 | 172.7086 | 4122 | 78.98 | 55.76 | 1002 | 78.98 | 0 | 2253.0982 | Cooling | 375.5164 | #N/A | #N/A | #N/A | #N/A | 0 | 0 | 0 | 0 | 0 | 2253.0982 | #N/A | #N/A | 88 | #N/A | #N/A | #N/A | #N/A | 1.252% | 1 | 50% | 0% | 0% | 0% | 8.2745 | 0 | 0 | 0 | 8.2745 | #N/A
2007-06-21 19:00 | 6 | 21 | 19 | 172.7502 | 4123 | 75.92 | 57.92 | 1002 | 75.92 | 0 | 1893.7243 | Cooling | 315.6207 | #N/A | #N/A | #N/A | #N/A | 0 | 0 | 0 | 0 | 0 | 1893.7243 | #N/A | #N/A | 88 | #N/A | #N/A | #N/A | #N/A | 1.052% | 1 | 50% | 0% | 0% | 0% | 8.2745 | 0 | 0 | 0 | 8.2745 | #N/A
2007-06-21 20:00 | 6 | 21 | 20 | 172.7919 | 4124 | 75.92 | 57.38 | 1002 | 75.92 | 0 | 1633.7201 | Cooling | 272.2867 | #N/A | #N/A | #N/A | #N/A | 0 | 0 | 0 | 0 | 0 | 1633.7201 | #N/A | #N/A | 88 | #N/A | #N/A | #N/A | #N/A | 0.9076% | 1 | 50% | 0% | 0% | 0% | 8.2745 | 0 | 0 | 0 | 8.2745 | #N/A
2007-06-21 21:00 | 6 | 21 | 21 | 172.8336 | 4125 | 71.96 | 57.02 | 1002 | 71.96 | 0 | 1517.7774 | Cooling | 252.9629 | #N/A | #N/A | #N/A | #N/A | 0 | 0 | 0 | 0 | 0 | 1517.7774 | #N/A | #N/A | 88 | #N/A | #N/A | #N/A | #N/A | 0.8432% | 1 | 50% | 0% | 0% | 0% | 8.2745 | 0 | 0 | 0 | 8.2745 | #N/A
2007-06-21 22:00 | 6 | 21 | 22 | 172.8752 | 4126 | 69.98 | 57.02 | 1001 | 69.98 | 0 | 209.6486 | Cooling | 34.9414 | #N/A | #N/A | #N/A | #N/A | 0 | 0 | 0 | 0 | 0 | 209.6486 | #N/A | #N/A | 88 | #N/A | #N/A | #N/A | #N/A | 0.1165% | 1 | 50% | 0% | 0% | 0% | 8.2745 | 0 | 0 | 0 | 8.2745 | #N/A
2007-06-21 23:00 | 6 | 21 | 23 | 172.9169 | 4127 | 69.98 | 56.48 | 1001 | 69.98 | 0 | 223.2347 | Cooling | 37.2058 | #N/A | #N/A | #N/A | #N/A | 0 | 0 | 0 | 0 | 0 | 223.2347 | #N/A | #N/A | 88 | #N/A | #N/A | #N/A | #N/A | 0.124% | 1 | 50% | 0% | 0% | 0% | 8.2745 | 0 | 0 | 0 | 8.2745 | #N/A
2007-06-22 | 6 | 22 | 0 | 172.9586 | 4128 | 64.94 | 56.3 | 1001 | 64.94 | 0 | 177.7584 | Cooling | 29.6264 | #N/A | #N/A | #N/A | #N/A | 0 | 0 | 0 | 0 | 0 | 177.7584 | #N/A | #N/A | 88 | #N/A | #N/A | #N/A | #N/A | 0.09875% | 1 | 50% | 0% | 0% | 0% | 8.2745 | 0 | 0 | 0 | 8.2745 | #N/A
2007-06-22 01:00 | 6 | 22 | 1 | 173.0002 | 4129 | 62.96 | 55.94 | 1000 | 62.96 | 0 | 163.0137 | Cooling | 27.1689 | #N/A | #N/A | #N/A | #N/A | 0 | 0 | 0 | 0 | 0 | 163.0137 | #N/A | #N/A | 88 | #N/A | #N/A | #N/A | #N/A | 0.09056% | 1 | 50% | 0% | 0% | 0% | 8.2745 | 0 | 0 | 0 | 8.2745 | #N/A
2007-06-22 02:00 | 6 | 22 | 2 | 173.0419 | 4130 | 62.96 | 55.22 | 999 | 62.96 | 0 | 147.1781 | Cooling | 24.5297 | #N/A | #N/A | #N/A | #N/A | 0 | 0 | 0 | 0 | 0 | 147.1781 | #N/A | #N/A | 88 | #N/A | #N/A | #N/A | #N/A | 0.08177% | 1 | 50% | 0% | 0% | 0% | 8.2745 | 0 | 0 | 0 | 8.2745 | #N/A
2007-06-22 03:00 | 6 | 22 | 3 | 173.0836 | 4131 | 60.98 | 55.04 | 999 | 60.98 | 0 | 134.1256 | Cooling | 22.3543 | #N/A | #N/A | #N/A | #N/A | 0 | 0 | 0 | 0 | 0 | 134.1256 | #N/A | #N/A | 88 | #N/A | #N/A | #N/A | #N/A | 0.07451% | 1 | 50% | 0% | 0% | 0% | 8.2745 | 0 | 0 | 0 | 8.2745 | #N/A
2007-06-22 04:00 | 6 | 22 | 4 | 173.1252 | 4132 | 60.08 | 55.04 | 998 | 60.08 | 0 | 120.5831 | Cooling | 20.0972 | #N/A | #N/A | #N/A | #N/A | 0 | 0 | 0 | 0 | 0 | 120.5831 | #N/A | #N/A | 88 | #N/A | #N/A | #N/A | #N/A | 0.06699% | 1 | 50% | 0% | 0% | 0% | 8.2745 | 0 | 0 | 0 | 8.2745 | #N/A
2007-06-22 05:00 | 6 | 22 | 5 | 173.1669 | 4133 | 60.08 | 55.04 | 998 | 60.08 | 0 | 156.7202 | Cooling | 26.12 | #N/A | #N/A | #N/A | #N/A | 0 | 0 | 0 | 0 | 0 | 156.7202 | #N/A | #N/A | 88 | #N/A | #N/A | #N/A | #N/A | 0.08707% | 1 | 50% | 0% | 0% | 0% | 8.2745 | 0 | 0 | 0 | 8.2745 | #N/A
2007-06-22 06:00 | 6 | 22 | 6 | 173.2086 | 4134 | 60.98 | 56.3 | 998 | 60.98 | 0 | 1346.6413 | Cooling | 224.4402 | #N/A | #N/A | #N/A | #N/A | 0 | 0 | 0 | 0 | 0 | 1346.6413 | #N/A | #N/A | 88 | #N/A | #N/A | #N/A | #N/A | 0.7481% | 1 | 50% | 0% | 0% | 0% | 8.2745 | 0 | 0 | 0 | 8.2745 | #N/A
2007-06-22 07:00 | 6 | 22 | 7 | 173.2502 | 4135 | 64.04 | 57.92 | 998 | 64.04 | 0 | 1589.0991 | Cooling | 264.8498 | #N/A | #N/A | #N/A | #N/A | 0 | 0 | 0 | 0 | 0 | 1589.0991 | #N/A | #N/A | 88 | #N/A | #N/A | #N/A | #N/A | 0.8828% | 1 | 50% | 0% | 0% | 0% | 8.2745 | 0 | 0 | 0 | 8.2745 | #N/A
2007-06-22 08:00 | 6 | 22 | 8 | 173.2919 | 4136 | 64.04 | 57.56 | 998 | 64.04 | 0 | 1747.3789 | Cooling | 291.2298 | #N/A | #N/A | #N/A | #N/A | 0 | 0 | 0 | 0 | 0 | 1747.3789 | #N/A | #N/A | 88 | #N/A | #N/A | #N/A | #N/A | 0.9708% | 1 | 50% | 0% | 0% | 0% | 8.2745 | 0 | 0 | 0 | 8.2745 | #N/A
2007-06-22 09:00 | 6 | 22 | 9 | 173.3336 | 4137 | 71.06 | 57.56 | 998 | 71.06 | 0 | 1729.0853 | Cooling | 288.1809 | #N/A | #N/A | #N/A | #N/A | 0 | 0 | 0 | 0 | 0 | 1729.0853 | #N/A | #N/A | 88 | #N/A | #N/A | #N/A | #N/A | 0.9606% | 1 | 50% | 0% | 0% | 0% | 8.2745 | 0 | 0 | 0 | 8.2745 | #N/A
2007-06-22 10:00 | 6 | 22 | 10 | 173.3752 | 4138 | 73.94 | 57.92 | 998 | 73.94 | 0 | 1682.6044 | Cooling | 280.4341 | #N/A | #N/A | #N/A | #N/A | 0 | 0 | 0 | 0 | 0 | 1682.6044 | #N/A | #N/A | 88 | #N/A | #N/A | #N/A | #N/A | 0.9348% | 1 | 50% | 0% | 0% | 0% | 8.2745 | 0 | 0 | 0 | 8.2745 | #N/A
2007-06-22 11:00 | 6 | 22 | 11 | 173.4169 | 4139 | 73.94 | 61.16 | 997 | 73.94 | 0 | 2113.0065 | Cooling | 352.1677 | #N/A | #N/A | #N/A | #N/A | 0 | 0 | 0 | 0 | 0 | 2113.0065 | #N/A | #N/A | 88 | #N/A | #N/A | #N/A | #N/A | 1.174% | 1 | 50% | 0% | 0% | 0% | 8.2745 | 0 | 0 | 0 | 8.2745 | #N/A
2007-06-22 12:00 | 6 | 22 | 12 | 173.4586 | 4140 | 75.92 | 64.76 | 996 | 75.92 | 0 | 2839.2808 | Cooling | 473.2135 | #N/A | #N/A | #N/A | #N/A | 0 | 0 | 0 | 0 | 0 | 2839.2808 | #N/A | #N/A | 88 | #N/A | #N/A | #N/A | #N/A | 1.577% | 1 | 50% | 0% | 0% | 0% | 8.2745 | 0 | 0 | 0 | 8.2745 | #N/A
2007-06-22 13:00 | 6 | 22 | 13 | 173.5002 | 4141 | 77 | 69.08 | 996 | 77 | 0 | 3083.6773 | Cooling | 513.9462 | #N/A | #N/A | #N/A | #N/A | 0 | 0 | 0 | 0 | 0 | 3083.6773 | #N/A | #N/A | 88 | #N/A | #N/A | #N/A | #N/A | 1.713% | 1 | 50% | 0% | 0% | 0% | 8.2745 | 0 | 0 | 0 | 8.2745 | #N/A
2007-06-22 14:00 | 6 | 22 | 14 | 173.5419 | 4142 | 77 | 66.02 | 996 | 77 | 0 | 3310.7065 | Cooling | 551.7844 | #N/A | #N/A | #N/A | #N/A | 0 | 0 | 0 | 0 | 0 | 3310.7065 | #N/A | #N/A | 88 | #N/A | #N/A | #N/A | #N/A | 1.839% | 1 | 50% | 0% | 0% | 0% | 8.2745 | 0 | 0 | 0 | 8.2745 | #N/A
2007-06-22 15:00 | 6 | 22 | 15 | 173.5836 | 4143 | 73.94 | 63.68 | 995 | 73.94 | 0 | 2720.5386 | Cooling | 453.4231 | #N/A | #N/A | #N/A | #N/A | 0 | 0 | 0 | 0 | 0 | 2720.5386 | #N/A | #N/A | 88 | #N/A | #N/A | #N/A | #N/A | 1.511% | 1 | 50% | 0% | 0% | 0% | 8.2745 | 0 | 0 | 0 | 8.2745 | #N/A
2007-06-22 16:00 | 6 | 22 | 16 | 173.6252 | 4144 | 75.02 | 62.06 | 995 | 75.02 | 0 | 2245.3637 | Cooling | 374.2273 | #N/A | #N/A | #N/A | #N/A | 0 | 0 | 0 | 0 | 0 | 2245.3637 | #N/A | #N/A | 88 | #N/A | #N/A | #N/A | #N/A | 1.247% | 1 | 50% | 0% | 0% | 0% | 8.2745 | 0 | 0 | 0 | 8.2745 | #N/A
2007-06-22 17:00 | 6 | 22 | 17 | 173.6669 | 4145 | 75.02 | 60.8 | 996 | 75.02 | 0 | 2014.0358 | Cooling | 335.6726 | #N/A | #N/A | #N/A | #N/A | 0 | 0 | 0 | 0 | 0 | 2014.0358 | #N/A | #N/A | 88 | #N/A | #N/A | #N/A | #N/A | 1.119% | 1 | 50% | 0% | 0% | 0% | 8.2745 | 0 | 0 | 0 | 8.2745 | #N/A
2007-06-22 18:00 | 6 | 22 | 18 | 173.7086 | 4146 | 69.98 | 59.9 | 996 | 69.98 | 0 | 295.3818 | Cooling | 49.2303 | #N/A | #N/A | #N/A | #N/A | 0 | 0 | 0 | 0 | 0 | 295.3818 | #N/A | #N/A | 88 | #N/A | #N/A | #N/A | #N/A | 0.1641% | 1 | 50% | 0% | 0% | 0% | 8.2745 | 0 | 0 | 0 | 8.2745 | #N/A
2007-06-22 19:00 | 6 | 22 | 19 | 173.7502 | 4147 | 71.06 | 60.08 | 996 | 71.06 | 0 | 355.7394 | Cooling | 59.2899 | #N/A | #N/A | #N/A | #N/A | 0 | 0 | 0 | 0 | 0 | 355.7394 | #N/A | #N/A | 88 | #N/A | #N/A | #N/A | #N/A | 0.1976% | 1 | 50% | 0% | 0% | 0% | 8.2745 | 0 | 0 | 0 | 8.2745 | #N/A
2007-06-22 20:00 | 6 | 22 | 20 | 173.7919 | 4148 | 71.06 | 59.36 | 996 | 71.06 | 0 | 322.1366 | Cooling | 53.6894 | #N/A | #N/A | #N/A | #N/A | 0 | 0 | 0 | 0 | 0 | 322.1366 | #N/A | #N/A | 88 | #N/A | #N/A | #N/A | #N/A | 0.179% | 1 | 50% | 0% | 0% | 0% | 8.2745 | 0 | 0 | 0 | 8.2745 | #N/A
2007-06-22 21:00 | 6 | 22 | 21 | 173.8336 | 4149 | 68 | 59.18 | 997 | 68 | 0 | 248.1766 | Cooling | 41.3628 | #N/A | #N/A | #N/A | #N/A | 0 | 0 | 0 | 0 | 0 | 248.1766 | #N/A | #N/A | 88 | #N/A | #N/A | #N/A | #N/A | 0.1379% | 1 | 50% | 0% | 0% | 0% | 8.2745 | 0 | 0 | 0 | 8.2745 | #N/A
2007-06-22 22:00 | 6 | 22 | 22 | 173.8752 | 4150 | 68 | 59 | 997 | 68 | 0 | 180.8384 | Cooling | 30.1397 | #N/A | #N/A | #N/A | #N/A | 0 | 0 | 0 | 0 | 0 | 180.8384 | #N/A | #N/A | 88 | #N/A | #N/A | #N/A | #N/A | 0.1005% | 1 | 50% | 0% | 0% | 0% | 8.2745 | 0 | 0 | 0 | 8.2745 | #N/A
2007-06-22 23:00 | 6 | 22 | 23 | 173.9169 | 4151 | 68 | 56.48 | 998 | 68 | 0 | 100.2841 | Cooling | 16.714 | #N/A | #N/A | #N/A | #N/A | 0 | 0 | 0 | 0 | 0 | 100.2841 | #N/A | #N/A | 88 | #N/A | #N/A | #N/A | #N/A | 0.05571% | 1 | 50% | 0% | 0% | 0% | 8.2745 | 0 | 0 | 0 | 8.2745 | #N/A
2007-06-23 | 6 | 23 | 0 | 173.9586 | 4152 | 68 | 54.32 | 998 | 68 | 0 | 61.4445 | Cooling | 10.2408 | #N/A | #N/A | #N/A | #N/A | 0 | 0 | 0 | 0 | 0 | 61.4445 | #N/A | #N/A | 88 | #N/A | #N/A | #N/A | #N/A | 0.03414% | 1 | 50% | 0% | 0% | 0% | 8.2745 | 0 | 0 | 0 | 8.2745 | #N/A
2007-06-23 01:00 | 6 | 23 | 1 | 174.0002 | 4153 | 66.2 | 51.98 | 998 | 66.2 | 0 | 31.4095 | Cooling | 5.2349 | #N/A | #N/A | #N/A | #N/A | 0 | 0 | 0 | 0 | 0 | 31.4095 | #N/A | #N/A | 88 | #N/A | #N/A | #N/A | #N/A | 0.01745% | 1 | 50% | 0% | 0% | 0% | 8.2745 | 0 | 0 | 0 | 8.2745 | #N/A
2007-06-23 02:00 | 6 | 23 | 2 | 174.0419 | 4154 | 66.92 | 51.62 | 998 | 66.92 | 0 | 21.2194 | Cooling | 3.5366 | #N/A | #N/A | #N/A | #N/A | 0 | 0 | 0 | 0 | 0 | 21.2194 | #N/A | #N/A | 88 | #N/A | #N/A | #N/A | #N/A | 0.01179% | 1 | 50% | 0% | 0% | 0% | 8.2745 | 0 | 0 | 0 | 8.2745 | #N/A
2007-06-23 03:00 | 6 | 23 | 3 | 174.0836 | 4155 | 68 | 51.62 | 998 | 68 | 0 | 21.144 | Cooling | 3.524 | #N/A | #N/A | #N/A | #N/A | 0 | 0 | 0 | 0 | 0 | 21.144 | #N/A | #N/A | 88 | #N/A | #N/A | #N/A | #N/A | 0.01175% | 1 | 50% | 0% | 0% | 0% | 8.2745 | 0 | 0 | 0 | 8.2745 | #N/A
2007-06-23 04:00 | 6 | 23 | 4 | 174.1252 | 4156 | 68 | 51.98 | 997 | 68 | 0 | 20.594 | Cooling | 3.4323 | #N/A | #N/A | #N/A | #N/A | 0 | 0 | 0 | 0 | 0 | 20.594 | #N/A | #N/A | 88 | #N/A | #N/A | #N/A | #N/A | 0.01144% | 1 | 50% | 0% | 0% | 0% | 8.2745 | 0 | 0 | 0 | 8.2745 | #N/A
2007-06-23 05:00 | 6 | 23 | 5 | 174.1669 | 4157 | 66.92 | 50.72 | 998 | 66.92 | 0 | 24.9879 | Cooling | 4.1647 | #N/A | #N/A | #N/A | #N/A | 0 | 0 | 0 | 0 | 0 | 24.9879 | #N/A | #N/A | 88 | #N/A | #N/A | #N/A | #N/A | 0.01388% | 1 | 50% | 0% | 0% | 0% | 8.2745 | 0 | 0 | 0 | 8.2745 | #N/A
2007-06-23 06:00 | 6 | 23 | 6 | 174.2086 | 4158 | 68 | 50.72 | 998 | 68 | 0 | 29.7713 | Cooling | 4.9619 | #N/A | #N/A | #N/A | #N/A | 0 | 0 | 0 | 0 | 0 | 29.7713 | #N/A | #N/A | 88 | #N/A | #N/A | #N/A | #N/A | 0.01654% | 1 | 50% | 0% | 0% | 0% | 8.2745 | 0 | 0 | 0 | 8.2745 | #N/A
2007-06-23 07:00 | 6 | 23 | 7 | 174.2502 | 4159 | 69.8 | 51.08 | 999 | 69.8 | 0 | 25.2907 | Cooling | 4.2151 | #N/A | #N/A | #N/A | #N/A | 0 | 0 | 0 | 0 | 0 | 25.2907 | #N/A | #N/A | 88 | #N/A | #N/A | #N/A | #N/A | 0.01405% | 1 | 50% | 0% | 0% | 0% | 8.2745 | 0 | 0 | 0 | 8.2745 | #N/A
2007-06-23 08:00 | 6 | 23 | 8 | 174.2919 | 4160 | 71.96 | 50 | 999 | 71.96 | 0 | 13.9559 | Cooling | 2.326 | #N/A | #N/A | #N/A | #N/A | 0 | 0 | 0 | 0 | 0 | 13.9559 | #N/A | #N/A | 88 | #N/A | #N/A | #N/A | #N/A | 0.007753% | 1 | 50% | 0% | 0% | 0% | 8.2745 | 0 | 0 | 0 | 8.2745 | #N/A
2007-06-23 09:00 | 6 | 23 | 9 | 174.3336 | 4161 | 75.02 | 49.28 | 999 | 75.02 | 0 | 1.6659 | Cooling | 0.27764 | #N/A | #N/A | #N/A | #N/A | 0 | 0 | 0 | 0 | 0 | 1.6659 | #N/A | #N/A | 88 | #N/A | #N/A | #N/A | #N/A | 0.0009255% | 1 | 50% | 0% | 0% | 0% | 8.2745 | 0 | 0 | 0 | 8.2745 | #N/A
2007-06-23 10:00 | 6 | 23 | 10 | 174.3752 | 4162 | 75.92 | 48.92 | 999 | 75.92 | 0 | 0 | Cooling | 0 | #N/A | #N/A | #N/A | #N/A | 0 | 0 | 0 | 0 | 0 | 0 | #N/A | #N/A | 88 | #N/A | #N/A | #N/A | #N/A | 0% | 1 | 50% | 0% | 0% | 0% | 8.2745 | 0 | 0 | 0 | 8.2745 | #N/A
2007-06-23 11:00 | 6 | 23 | 11 | 174.4169 | 4163 | 75.92 | 49.28 | 999 | 75.92 | 0 | 0 | Cooling | 0 | #N/A | #N/A | #N/A | #N/A | 0 | 0 | 0 | 0 | 0 | 0 | #N/A | #N/A | 88 | #N/A | #N/A | #N/A | #N/A | 0% | 1 | 50% | 0% | 0% | 0% | 8.2745 | 0 | 0 | 0 | 8.2745 | #N/A
2007-06-23 12:00 | 6 | 23 | 12 | 174.4586 | 4164 | 78.98 | 49.82 | 999 | 78.98 | 0 | 3.3538 | Cooling | 0.55896 | #N/A | #N/A | #N/A | #N/A | 0 | 0 | 0 | 0 | 0 | 3.3538 | #N/A | #N/A | 88 | #N/A | #N/A | #N/A | #N/A | 0.001863% | 1 | 50% | 0% | 0% | 0% | 8.2745 | 0 | 0 | 0 | 8.2745 | #N/A
2007-06-23 13:00 | 6 | 23 | 13 | 174.5002 | 4165 | 80.06 | 51.08 | 999 | 80.06 | 0 | 10.5081 | Cooling | 1.7514 | #N/A | #N/A | #N/A | #N/A | 0 | 0 | 0 | 0 | 0 | 10.5081 | #N/A | #N/A | 88 | #N/A | #N/A | #N/A | #N/A | 0.005838% | 1 | 50% | 0% | 0% | 0% | 8.2745 | 0 | 0 | 0 | 8.2745 | #N/A
2007-06-23 14:00 | 6 | 23 | 14 | 174.5419 | 4166 | 80.06 | 49.64 | 1000 | 80.06 | 0 | 8.6006 | Cooling | 1.4334 | #N/A | #N/A | #N/A | #N/A | 0 | 0 | 0 | 0 | 0 | 8.6006 | #N/A | #N/A | 88 | #N/A | #N/A | #N/A | #N/A | 0.004778% | 1 | 50% | 0% | 0% | 0% | 8.2745 | 0 | 0 | 0 | 8.2745 | #N/A
2007-06-23 15:00 | 6 | 23 | 15 | 174.5836 | 4167 | 80.96 | 48.92 | 1000 | 80.96 | 0 | 1.2637 | Cooling | 0.21061 | #N/A | #N/A | #N/A | #N/A | 0 | 0 | 0 | 0 | 0 | 1.2637 | #N/A | #N/A | 88 | #N/A | #N/A | #N/A | #N/A | 0.000702% | 1 | 50% | 0% | 0% | 0% | 8.2745 | 0 | 0 | 0 | 8.2745 | #N/A
2007-06-23 16:00 | 6 | 23 | 16 | 174.6252 | 4168 | 80.06 | 48.92 | 1001 | 80.06 | 0 | 0 | Cooling | 0 | #N/A | #N/A | #N/A | #N/A | 0 | 0 | 0 | 0 | 0 | 0 | #N/A | #N/A | 88 | #N/A | #N/A | #N/A | #N/A | 0% | 1 | 50% | 0% | 0% | 0% | 8.2745 | 0 | 0 | 0 | 8.2745 | #N/A
2007-06-23 17:00 | 6 | 23 | 17 | 174.6669 | 4169 | 80.06 | 47.66 | 1001 | 80.06 | 0 | 0.0015954 | Cooling | 0.00026589 | #N/A | #N/A | #N/A | #N/A | 0 | 0 | 0 | 0 | 0 | 0.0015954 | #N/A | #N/A | 88 | #N/A | #N/A | #N/A | #N/A | 8.863e-07% | 1 | 50% | 0% | 0% | 0% | 8.2745 | 0 | 0 | 0 | 8.2745 | #N/A
2007-06-23 18:00 | 6 | 23 | 18 | 174.7086 | 4170 | 78.98 | 46.76 | 1001 | 78.98 | 0 | 0.0099672 | Cooling | 0.0016612 | #N/A | #N/A | #N/A | #N/A | 0 | 0 | 0 | 0 | 0 | 0.0099672 | #N/A | #N/A | 88 | #N/A | #N/A | #N/A | #N/A | 5.537e-06% | 1 | 50% | 0% | 0% | 0% | 8.2745 | 0 | 0 | 0 | 8.2745 | #N/A
2007-06-23 19:00 | 6 | 23 | 19 | 174.7502 | 4171 | 78.08 | 46.94 | 1001 | 78.08 | 0 | 0.015614 | Cooling | 0.0026023 | #N/A | #N/A | #N/A | #N/A | 0 | 0 | 0 | 0 | 0 | 0.015614 | #N/A | #N/A | 88 | #N/A | #N/A | #N/A | #N/A | 8.674e-06% | 1 | 50% | 0% | 0% | 0% | 8.2745 | 0 | 0 | 0 | 8.2745 | #N/A
2007-06-23 20:00 | 6 | 23 | 20 | 174.7919 | 4172 | 78.08 | 46.58 | 1002 | 78.08 | 0 | 0.015541 | Cooling | 0.0025901 | #N/A | #N/A | #N/A | #N/A | 0 | 0 | 0 | 0 | 0 | 0.015541 | #N/A | #N/A | 88 | #N/A | #N/A | #N/A | #N/A | 8.634e-06% | 1 | 50% | 0% | 0% | 0% | 8.2745 | 0 | 0 | 0 | 8.2745 | #N/A
2007-06-23 21:00 | 6 | 23 | 21 | 174.8336 | 4173 | 71.96 | 46.76 | 1002 | 71.96 | 0 | 0.009094 | Cooling | 0.0015157 | #N/A | #N/A | #N/A | #N/A | 0 | 0 | 0 | 0 | 0 | 0.009094 | #N/A | #N/A | 88 | #N/A | #N/A | #N/A | #N/A | 5.052e-06% | 1 | 50% | 0% | 0% | 0% | 8.2745 | 0 | 0 | 0 | 8.2745 | #N/A
2007-06-23 22:00 | 6 | 23 | 22 | 174.8752 | 4174 | 71.96 | 46.94 | 1002 | 71.96 | 0 | 0.0049823 | Cooling | 0.00083039 | #N/A | #N/A | #N/A | #N/A | 0 | 0 | 0 | 0 | 0 | 0.0049823 | #N/A | #N/A | 88 | #N/A | #N/A | #N/A | #N/A | 2.768e-06% | 1 | 50% | 0% | 0% | 0% | 8.2745 | 0 | 0 | 0 | 8.2745 | #N/A
2007-06-23 23:00 | 6 | 23 | 23 | 174.9169 | 4175 | 71.96 | 45.86 | 1002 | 71.96 | 0 | 0.004469 | Cooling | 0.00074483 | #N/A | #N/A | #N/A | #N/A | 0 | 0 | 0 | 0 | 0 | 0.004469 | #N/A | #N/A | 88 | #N/A | #N/A | #N/A | #N/A | 2.483e-06% | 1 | 50% | 0% | 0% | 0% | 8.2745 | 0 | 0 | 0 | 8.2745 | #N/A
2007-06-24 | 6 | 24 | 0 | 174.9586 | 4176 | 71.06 | 44.96 | 1002 | 71.06 | 0 | 0.0095747 | Cooling | 0.0015958 | #N/A | #N/A | #N/A | #N/A | 0 | 0 | 0 | 0 | 0 | 0.0095747 | #N/A | #N/A | 88 | #N/A | #N/A | #N/A | #N/A | 5.319e-06% | 1 | 50% | 0% | 0% | 0% | 8.2745 | 0 | 0 | 0 | 8.2745 | #N/A
2007-06-24 01:00 | 6 | 24 | 1 | 175.0002 | 4177 | 71.96 | 44.06 | 1002 | 71.96 | 0 | 0.0119 | Cooling | 0.0019833 | #N/A | #N/A | #N/A | #N/A | 0 | 0 | 0 | 0 | 0 | 0.0119 | #N/A | #N/A | 88 | #N/A | #N/A | #N/A | #N/A | 6.611e-06% | 1 | 50% | 0% | 0% | 0% | 8.2745 | 0 | 0 | 0 | 8.2745 | #N/A
2007-06-24 02:00 | 6 | 24 | 2 | 175.0419 | 4178 | 71.96 | 44.06 | 1002 | 71.96 | 0 | 0.011296 | Cooling | 0.0018826 | #N/A | #N/A | #N/A | #N/A | 0 | 0 | 0 | 0 | 0 | 0.011296 | #N/A | #N/A | 88 | #N/A | #N/A | #N/A | #N/A | 6.275e-06% | 1 | 50% | 0% | 0% | 0% | 8.2745 | 0 | 0 | 0 | 8.2745 | #N/A
2007-06-24 03:00 | 6 | 24 | 3 | 175.0836 | 4179 | 73.04 | 44.42 | 1002 | 73.04 | 0 | 0.0091418 | Cooling | 0.0015236 | #N/A | #N/A | #N/A | #N/A | 0 | 0 | 0 | 0 | 0 | 0.0091418 | #N/A | #N/A | 88 | #N/A | #N/A | #N/A | #N/A | 5.079e-06% | 1 | 50% | 0% | 0% | 0% | 8.2745 | 0 | 0 | 0 | 8.2745 | #N/A
2007-06-24 04:00 | 6 | 24 | 4 | 175.1252 | 4180 | 71.96 | 44.96 | 1002 | 71.96 | 0 | 0.0070608 | Cooling | 0.0011768 | #N/A | #N/A | #N/A | #N/A | 0 | 0 | 0 | 0 | 0 | 0.0070608 | #N/A | #N/A | 88 | #N/A | #N/A | #N/A | #N/A | 3.923e-06% | 1 | 50% | 0% | 0% | 0% | 8.2745 | 0 | 0 | 0 | 8.2745 | #N/A
2007-06-24 05:00 | 6 | 24 | 5 | 175.1669 | 4181 | 71.96 | 44.6 | 1003 | 71.96 | 0 | 0.0061323 | Cooling | 0.0010221 | #N/A | #N/A | #N/A | #N/A | 0 | 0 | 0 | 0 | 0 | 0.0061323 | #N/A | #N/A | 88 | #N/A | #N/A | #N/A | #N/A | 3.407e-06% | 1 | 50% | 0% | 0% | 0% | 8.2745 | 0 | 0 | 0 | 8.2745 | #N/A
2007-06-24 06:00 | 6 | 24 | 6 | 175.2086 | 4182 | 73.04 | 45.68 | 1003 | 73.04 | 1.5913 | 0 | Heating | 0.21217 | #N/A | #N/A | #N/A | #N/A | 1.5913 | #N/A | #N/A | 7.6921 | #N/A | 0 | 0 | 0 | 0 | 0 | 0 | 0 | 0 | 0.0007072% | 1 | 50% | 0% | 0% | 0% | 8.2745 | 0 | 0 | 0 | 8.2745 | #N/A
2007-06-24 07:00 | 6 | 24 | 7 | 175.2502 | 4183 | 75.92 | 46.94 | 1003 | 75.92 | 0 | 0.0031379 | Cooling | 0.00052298 | #N/A | #N/A | #N/A | #N/A | 0 | 0 | 0 | 0 | 0 | 0.0031379 | #N/A | #N/A | 88 | #N/A | #N/A | #N/A | #N/A | 1.743e-06% | 1 | 50% | 0% | 0% | 0% | 8.2745 | 0 | 0 | 0 | 8.2745 | #N/A
2007-06-24 08:00 | 6 | 24 | 8 | 175.2919 | 4184 | 75.92 | 48.38 | 1004 | 75.92 | 0 | 0.0034524 | Cooling | 0.0005754 | #N/A | #N/A | #N/A | #N/A | 0 | 0 | 0 | 0 | 0 | 0.0034524 | #N/A | #N/A | 88 | #N/A | #N/A | #N/A | #N/A | 1.918e-06% | 1 | 50% | 0% | 0% | 0% | 8.2745 | 0 | 0 | 0 | 8.2745 | #N/A
2007-06-24 09:00 | 6 | 24 | 9 | 175.3336 | 4185 | 78.08 | 50 | 1004 | 78.08 | 0 | 61.4052 | Cooling | 10.2342 | #N/A | #N/A | #N/A | #N/A | 0 | 0 | 0 | 0 | 0 | 61.4052 | #N/A | #N/A | 88 | #N/A | #N/A | #N/A | #N/A | 0.03411% | 1 | 50% | 0% | 0% | 0% | 8.2745 | 0 | 0 | 0 | 8.2745 | #N/A
2007-06-24 10:00 | 6 | 24 | 10 | 175.3752 | 4186 | 84.02 | 51.98 | 1004 | 84.02 | 0 | 265.7849 | Cooling | 44.2975 | #N/A | #N/A | #N/A | #N/A | 0 | 0 | 0 | 0 | 0 | 265.7849 | #N/A | #N/A | 88 | #N/A | #N/A | #N/A | #N/A | 0.1477% | 1 | 50% | 0% | 0% | 0% | 8.2745 | 0 | 0 | 0 | 8.2745 | #N/A
2007-06-24 11:00 | 6 | 24 | 11 | 175.4169 | 4187 | 84.02 | 50.9 | 1005 | 84.02 | 0 | 345.8205 | Cooling | 57.6367 | #N/A | #N/A | #N/A | #N/A | 0 | 0 | 0 | 0 | 0 | 345.8205 | #N/A | #N/A | 88 | #N/A | #N/A | #N/A | #N/A | 0.1921% | 1 | 50% | 0% | 0% | 0% | 8.2745 | 0 | 0 | 0 | 8.2745 | #N/A
2007-06-24 12:00 | 6 | 24 | 12 | 175.4586 | 4188 | 86 | 50 | 1005 | 86 | 0 | 271.9287 | Cooling | 45.3215 | #N/A | #N/A | #N/A | #N/A | 0 | 0 | 0 | 0 | 0 | 271.9287 | #N/A | #N/A | 88 | #N/A | #N/A | #N/A | #N/A | 0.1511% | 1 | 50% | 0% | 0% | 0% | 8.2745 | 0 | 0 | 0 | 8.2745 | #N/A
2007-06-24 13:00 | 6 | 24 | 13 | 175.5002 | 4189 | 77 | 50 | 1005 | 77 | 0 | 341.8013 | Cooling | 56.9669 | #N/A | #N/A | #N/A | #N/A | 0 | 0 | 0 | 0 | 0 | 341.8013 | #N/A | #N/A | 88 | #N/A | #N/A | #N/A | #N/A | 0.1899% | 1 | 50% | 0% | 0% | 0% | 8.2745 | 0 | 0 | 0 | 8.2745 | #N/A
2007-06-24 14:00 | 6 | 24 | 14 | 175.5419 | 4190 | 77 | 48.56 | 1005 | 77 | 0 | 394.7513 | Cooling | 65.7919 | #N/A | #N/A | #N/A | #N/A | 0 | 0 | 0 | 0 | 0 | 394.7513 | #N/A | #N/A | 88 | #N/A | #N/A | #N/A | #N/A | 0.2193% | 1 | 50% | 0% | 0% | 0% | 8.2745 | 0 | 0 | 0 | 8.2745 | #N/A
2007-06-24 15:00 | 6 | 24 | 15 | 175.5836 | 4191 | 78.8 | 48.02 | 1005 | 78.8 | 0 | 492.3024 | Cooling | 82.0504 | #N/A | #N/A | #N/A | #N/A | 0 | 0 | 0 | 0 | 0 | 492.3024 | #N/A | #N/A | 88 | #N/A | #N/A | #N/A | #N/A | 0.2735% | 1 | 50% | 0% | 0% | 0% | 8.2745 | 0 | 0 | 0 | 8.2745 | #N/A
2007-06-24 16:00 | 6 | 24 | 16 | 175.6252 | 4192 | 80.06 | 48.02 | 1005 | 80.06 | 0 | 579.2983 | Cooling | 96.5497 | #N/A | #N/A | #N/A | #N/A | 0 | 0 | 0 | 0 | 0 | 579.2983 | #N/A | #N/A | 88 | #N/A | #N/A | #N/A | #N/A | 0.3218% | 1 | 50% | 0% | 0% | 0% | 8.2745 | 0 | 0 | 0 | 8.2745 | #N/A
2007-06-24 17:00 | 6 | 24 | 17 | 175.6669 | 4193 | 80.06 | 46.76 | 1005 | 80.06 | 0 | 573.2541 | Cooling | 95.5424 | #N/A | #N/A | #N/A | #N/A | 0 | 0 | 0 | 0 | 0 | 573.2541 | #N/A | #N/A | 88 | #N/A | #N/A | #N/A | #N/A | 0.3185% | 1 | 50% | 0% | 0% | 0% | 8.2745 | 0 | 0 | 0 | 8.2745 | #N/A
2007-06-24 18:00 | 6 | 24 | 18 | 175.7086 | 4194 | 80.06 | 45.86 | 1006 | 80.06 | 0 | 500.4406 | Cooling | 83.4068 | #N/A | #N/A | #N/A | #N/A | 0 | 0 | 0 | 0 | 0 | 500.4406 | #N/A | #N/A | 88 | #N/A | #N/A | #N/A | #N/A | 0.278% | 1 | 50% | 0% | 0% | 0% | 8.2745 | 0 | 0 | 0 | 8.2745 | #N/A
2007-06-24 19:00 | 6 | 24 | 19 | 175.7502 | 4195 | 77 | 46.04 | 1006 | 77 | 0 | 403.9645 | Cooling | 67.3274 | #N/A | #N/A | #N/A | #N/A | 0 | 0 | 0 | 0 | 0 | 403.9645 | #N/A | #N/A | 88 | #N/A | #N/A | #N/A | #N/A | 0.2244% | 1 | 50% | 0% | 0% | 0% | 8.2745 | 0 | 0 | 0 | 8.2745 | #N/A
2007-06-24 20:00 | 6 | 24 | 20 | 175.7919 | 4196 | 77 | 44.78 | 1006 | 77 | 0 | 137.8671 | Cooling | 22.9778 | #N/A | #N/A | #N/A | #N/A | 0 | 0 | 0 | 0 | 0 | 137.8671 | #N/A | #N/A | 88 | #N/A | #N/A | #N/A | #N/A | 0.07659% | 1 | 50% | 0% | 0% | 0% | 8.2745 | 0 | 0 | 0 | 8.2745 | #N/A
2007-06-24 21:00 | 6 | 24 | 21 | 175.8336 | 4197 | 71.96 | 43.7 | 1007 | 71.96 | 0 | 0.0014469 | Cooling | 0.00024115 | #N/A | #N/A | #N/A | #N/A | 0 | 0 | 0 | 0 | 0 | 0.0014469 | #N/A | #N/A | 88 | #N/A | #N/A | #N/A | #N/A | 8.038e-07% | 1 | 50% | 0% | 0% | 0% | 8.2745 | 0 | 0 | 0 | 8.2745 | #N/A
2007-06-24 22:00 | 6 | 24 | 22 | 175.8752 | 4198 | 69.98 | 42.98 | 1007 | 69.98 | 0 | 0.007622 | Cooling | 0.0012703 | #N/A | #N/A | #N/A | #N/A | 0 | 0 | 0 | 0 | 0 | 0.007622 | #N/A | #N/A | 88 | #N/A | #N/A | #N/A | #N/A | 4.234e-06% | 1 | 50% | 0% | 0% | 0% | 8.2745 | 0 | 0 | 0 | 8.2745 | #N/A
2007-06-24 23:00 | 6 | 24 | 23 | 175.9169 | 4199 | 69.98 | 42.62 | 1008 | 69.98 | 0 | 0.030692 | Cooling | 0.0051153 | #N/A | #N/A | #N/A | #N/A | 0 | 0 | 0 | 0 | 0 | 0.030692 | #N/A | #N/A | 88 | #N/A | #N/A | #N/A | #N/A | 1.705e-05% | 1 | 50% | 0% | 0% | 0% | 8.2745 | 0 | 0 | 0 | 8.2745 | #N/A
2007-06-25 | 6 | 25 | 0 | 175.9586 | 4200 | 66.92 | 42.44 | 1008 | 66.92 | 0 | 0.037194 | Cooling | 0.006199 | #N/A | #N/A | #N/A | #N/A | 0 | 0 | 0 | 0 | 0 | 0.037194 | #N/A | #N/A | 88 | #N/A | #N/A | #N/A | #N/A | 2.066e-05% | 1 | 50% | 0% | 0% | 0% | 8.2745 | 0 | 0 | 0 | 8.2745 | #N/A
2007-06-25 01:00 | 6 | 25 | 1 | 176.0002 | 4201 | 66.02 | 42.08 | 1009 | 66.02 | 0 | 0.044003 | Cooling | 0.0073339 | #N/A | #N/A | #N/A | #N/A | 0 | 0 | 0 | 0 | 0 | 0.044003 | #N/A | #N/A | 88 | #N/A | #N/A | #N/A | #N/A | 2.445e-05% | 1 | 50% | 0% | 0% | 0% | 8.2745 | 0 | 0 | 0 | 8.2745 | #N/A
2007-06-25 02:00 | 6 | 25 | 2 | 176.0419 | 4202 | 66.02 | 41 | 1009 | 66.02 | 0 | 0.049914 | Cooling | 0.008319 | #N/A | #N/A | #N/A | #N/A | 0 | 0 | 0 | 0 | 0 | 0.049914 | #N/A | #N/A | 88 | #N/A | #N/A | #N/A | #N/A | 2.773e-05% | 1 | 50% | 0% | 0% | 0% | 8.2745 | 0 | 0 | 0 | 8.2745 | #N/A
2007-06-25 03:00 | 6 | 25 | 3 | 176.0836 | 4203 | 62.96 | 40.28 | 1009 | 62.96 | 0 | 0.054954 | Cooling | 0.009159 | #N/A | #N/A | #N/A | #N/A | 0 | 0 | 0 | 0 | 0 | 0.054954 | #N/A | #N/A | 88 | #N/A | #N/A | #N/A | #N/A | 3.053e-05% | 1 | 50% | 0% | 0% | 0% | 8.2745 | 0 | 0 | 0 | 8.2745 | #N/A
2007-06-25 04:00 | 6 | 25 | 4 | 176.1252 | 4204 | 60.98 | 39.92 | 1009 | 60.98 | 0 | 0.059094 | Cooling | 0.0098489 | #N/A | #N/A | #N/A | #N/A | 0 | 0 | 0 | 0 | 0 | 0.059094 | #N/A | #N/A | 88 | #N/A | #N/A | #N/A | #N/A | 3.283e-05% | 1 | 50% | 0% | 0% | 0% | 8.2745 | 0 | 0 | 0 | 8.2745 | #N/A
2007-06-25 05:00 | 6 | 25 | 5 | 176.1669 | 4205 | 60.98 | 42.62 | 1010 | 60.98 | 0 | 0.035098 | Cooling | 0.0058496 | #N/A | #N/A | #N/A | #N/A | 0 | 0 | 0 | 0 | 0 | 0.035098 | #N/A | #N/A | 88 | #N/A | #N/A | #N/A | #N/A | 1.95e-05% | 1 | 50% | 0% | 0% | 0% | 8.2745 | 0 | 0 | 0 | 8.2745 | #N/A
2007-06-25 06:00 | 6 | 25 | 6 | 176.2086 | 4206 | 64.04 | 46.76 | 1011 | 64.04 | 3.9357 | 0 | Heating | 0.52477 | #N/A | #N/A | #N/A | #N/A | 3.9357 | #N/A | #N/A | 6.1832 | #N/A | 0 | 0 | 0 | 0 | 0 | 0 | 0 | 0 | 0.001749% | 1 | 50% | 0% | 0% | 0% | 8.2745 | 0 | 0 | 0 | 8.2745 | #N/A
2007-06-25 07:00 | 6 | 25 | 7 | 176.2502 | 4207 | 68 | 51.08 | 1012 | 68 | 0 | 13.5156 | Cooling | 2.2526 | #N/A | #N/A | #N/A | #N/A | 0 | 0 | 0 | 0 | 0 | 13.5156 | #N/A | #N/A | 88 | #N/A | #N/A | #N/A | #N/A | 0.007509% | 1 | 50% | 0% | 0% | 0% | 8.2745 | 0 | 0 | 0 | 8.2745 | #N/A
2007-06-25 08:00 | 6 | 25 | 8 | 176.2919 | 4208 | 68 | 49.46 | 1012 | 68 | 0 | 158.9885 | Cooling | 26.4981 | #N/A | #N/A | #N/A | #N/A | 0 | 0 | 0 | 0 | 0 | 158.9885 | #N/A | #N/A | 88 | #N/A | #N/A | #N/A | #N/A | 0.08833% | 1 | 50% | 0% | 0% | 0% | 8.2745 | 0 | 0 | 0 | 8.2745 | #N/A
2007-06-25 09:00 | 6 | 25 | 9 | 176.3336 | 4209 | 73.04 | 48.02 | 1012 | 73.04 | 0 | 326.9309 | Cooling | 54.4885 | #N/A | #N/A | #N/A | #N/A | 0 | 0 | 0 | 0 | 0 | 326.9309 | #N/A | #N/A | 88 | #N/A | #N/A | #N/A | #N/A | 0.1816% | 1 | 50% | 0% | 0% | 0% | 8.2745 | 0 | 0 | 0 | 8.2745 | #N/A
2007-06-25 10:00 | 6 | 25 | 10 | 176.3752 | 4210 | 75.02 | 46.94 | 1013 | 75.02 | 0 | 598.5433 | Cooling | 99.7572 | #N/A | #N/A | #N/A | #N/A | 0 | 0 | 0 | 0 | 0 | 598.5433 | #N/A | #N/A | 88 | #N/A | #N/A | #N/A | #N/A | 0.3325% | 1 | 50% | 0% | 0% | 0% | 8.2745 | 0 | 0 | 0 | 8.2745 | #N/A
2007-06-25 11:00 | 6 | 25 | 11 | 176.4169 | 4211 | 75.02 | 46.22 | 1012 | 75.02 | 0 | 769.8489 | Cooling | 128.3081 | #N/A | #N/A | #N/A | #N/A | 0 | 0 | 0 | 0 | 0 | 769.8489 | #N/A | #N/A | 88 | #N/A | #N/A | #N/A | #N/A | 0.4277% | 1 | 50% | 0% | 0% | 0% | 8.2745 | 0 | 0 | 0 | 8.2745 | #N/A
2007-06-25 12:00 | 6 | 25 | 12 | 176.4586 | 4212 | 78.98 | 45.68 | 1012 | 78.98 | 0 | 824.6632 | Cooling | 137.4439 | #N/A | #N/A | #N/A | #N/A | 0 | 0 | 0 | 0 | 0 | 824.6632 | #N/A | #N/A | 88 | #N/A | #N/A | #N/A | #N/A | 0.4581% | 1 | 50% | 0% | 0% | 0% | 8.2745 | 0 | 0 | 0 | 8.2745 | #N/A
2007-06-25 13:00 | 6 | 25 | 13 | 176.5002 | 4213 | 80.06 | 46.04 | 1012 | 80.06 | 0 | 911.0815 | Cooling | 151.8469 | #N/A | #N/A | #N/A | #N/A | 0 | 0 | 0 | 0 | 0 | 911.0815 | #N/A | #N/A | 88 | #N/A | #N/A | #N/A | #N/A | 0.5062% | 1 | 50% | 0% | 0% | 0% | 8.2745 | 0 | 0 | 0 | 8.2745 | #N/A
2007-06-25 14:00 | 6 | 25 | 14 | 176.5419 | 4214 | 80.06 | 44.96 | 1012 | 80.06 | 0 | 966.7313 | Cooling | 161.1219 | #N/A | #N/A | #N/A | #N/A | 0 | 0 | 0 | 0 | 0 | 966.7313 | #N/A | #N/A | 88 | #N/A | #N/A | #N/A | #N/A | 0.5371% | 1 | 50% | 0% | 0% | 0% | 8.2745 | 0 | 0 | 0 | 8.2745 | #N/A
2007-06-25 15:00 | 6 | 25 | 15 | 176.5836 | 4215 | 80.96 | 44.6 | 1012 | 80.96 | 0 | 1006.0787 | Cooling | 167.6798 | #N/A | #N/A | #N/A | #N/A | 0 | 0 | 0 | 0 | 0 | 1006.0787 | #N/A | #N/A | 88 | #N/A | #N/A | #N/A | #N/A | 0.5589% | 1 | 50% | 0% | 0% | 0% | 8.2745 | 0 | 0 | 0 | 8.2745 | #N/A
2007-06-25 16:00 | 6 | 25 | 16 | 176.6252 | 4216 | 80.96 | 44.96 | 1012 | 80.96 | 0 | 1048.6577 | Cooling | 174.7763 | #N/A | #N/A | #N/A | #N/A | 0 | 0 | 0 | 0 | 0 | 1048.6577 | #N/A | #N/A | 88 | #N/A | #N/A | #N/A | #N/A | 0.5826% | 1 | 50% | 0% | 0% | 0% | 8.2745 | 0 | 0 | 0 | 8.2745 | #N/A
2007-06-25 17:00 | 6 | 25 | 17 | 176.6669 | 4217 | 80.96 | 43.7 | 1012 | 80.96 | 0 | 999.8774 | Cooling | 166.6462 | #N/A | #N/A | #N/A | #N/A | 0 | 0 | 0 | 0 | 0 | 999.8774 | #N/A | #N/A | 88 | #N/A | #N/A | #N/A | #N/A | 0.5555% | 1 | 50% | 0% | 0% | 0% | 8.2745 | 0 | 0 | 0 | 8.2745 | #N/A
2007-06-25 18:00 | 6 | 25 | 18 | 176.7086 | 4218 | 78.98 | 42.8 | 1012 | 78.98 | 0 | 886.9354 | Cooling | 147.8226 | #N/A | #N/A | #N/A | #N/A | 0 | 0 | 0 | 0 | 0 | 886.9354 | #N/A | #N/A | 88 | #N/A | #N/A | #N/A | #N/A | 0.4927% | 1 | 50% | 0% | 0% | 0% | 8.2745 | 0 | 0 | 0 | 8.2745 | #N/A
2007-06-25 19:00 | 6 | 25 | 19 | 176.7502 | 4219 | 77 | 42.98 | 1013 | 77 | 0 | 776.9278 | Cooling | 129.488 | #N/A | #N/A | #N/A | #N/A | 0 | 0 | 0 | 0 | 0 | 776.9278 | #N/A | #N/A | 88 | #N/A | #N/A | #N/A | #N/A | 0.4316% | 1 | 50% | 0% | 0% | 0% | 8.2745 | 0 | 0 | 0 | 8.2745 | #N/A
2007-06-25 20:00 | 6 | 25 | 20 | 176.7919 | 4220 | 77 | 42.44 | 1013 | 77 | 0 | 546.2665 | Cooling | 91.0444 | #N/A | #N/A | #N/A | #N/A | 0 | 0 | 0 | 0 | 0 | 546.2665 | #N/A | #N/A | 88 | #N/A | #N/A | #N/A | #N/A | 0.3035% | 1 | 50% | 0% | 0% | 0% | 8.2745 | 0 | 0 | 0 | 8.2745 | #N/A
2007-06-25 21:00 | 6 | 25 | 21 | 176.8336 | 4221 | 71.06 | 42.08 | 1014 | 71.06 | 0 | 167.2984 | Cooling | 27.8831 | #N/A | #N/A | #N/A | #N/A | 0 | 0 | 0 | 0 | 0 | 167.2984 | #N/A | #N/A | 88 | #N/A | #N/A | #N/A | #N/A | 0.09294% | 1 | 50% | 0% | 0% | 0% | 8.2745 | 0 | 0 | 0 | 8.2745 | #N/A
2007-06-25 22:00 | 6 | 25 | 22 | 176.8752 | 4222 | 69.08 | 42.08 | 1014 | 69.08 | 0 | 0.0019955 | Cooling | 0.00033258 | #N/A | #N/A | #N/A | #N/A | 0 | 0 | 0 | 0 | 0 | 0.0019955 | #N/A | #N/A | 88 | #N/A | #N/A | #N/A | #N/A | 1.109e-06% | 1 | 50% | 0% | 0% | 0% | 8.2745 | 0 | 0 | 0 | 8.2745 | #N/A
2007-06-25 23:00 | 6 | 25 | 23 | 176.9169 | 4223 | 69.08 | 41.54 | 1015 | 69.08 | 0 | 0.017519 | Cooling | 0.0029198 | #N/A | #N/A | #N/A | #N/A | 0 | 0 | 0 | 0 | 0 | 0.017519 | #N/A | #N/A | 88 | #N/A | #N/A | #N/A | #N/A | 9.733e-06% | 1 | 50% | 0% | 0% | 0% | 8.2745 | 0 | 0 | 0 | 8.2745 | #N/A
2007-06-26 | 6 | 26 | 0 | 176.9586 | 4224 | 64.94 | 41.36 | 1015 | 64.94 | 0 | 0.031957 | Cooling | 0.0053262 | #N/A | #N/A | #N/A | #N/A | 0 | 0 | 0 | 0 | 0 | 0.031957 | #N/A | #N/A | 88 | #N/A | #N/A | #N/A | #N/A | 1.775e-05% | 1 | 50% | 0% | 0% | 0% | 8.2745 | 0 | 0 | 0 | 8.2745 | #N/A
2007-06-26 01:00 | 6 | 26 | 1 | 177.0002 | 4225 | 64.04 | 41 | 1015 | 64.04 | 0 | 0.043261 | Cooling | 0.0072101 | #N/A | #N/A | #N/A | #N/A | 0 | 0 | 0 | 0 | 0 | 0.043261 | #N/A | #N/A | 88 | #N/A | #N/A | #N/A | #N/A | 2.403e-05% | 1 | 50% | 0% | 0% | 0% | 8.2745 | 0 | 0 | 0 | 8.2745 | #N/A
2007-06-26 02:00 | 6 | 26 | 2 | 177.0419 | 4226 | 64.04 | 40.64 | 1015 | 64.04 | 0 | 0.043377 | Cooling | 0.0072294 | #N/A | #N/A | #N/A | #N/A | 0 | 0 | 0 | 0 | 0 | 0.043377 | #N/A | #N/A | 88 | #N/A | #N/A | #N/A | #N/A | 2.41e-05% | 1 | 50% | 0% | 0% | 0% | 8.2745 | 0 | 0 | 0 | 8.2745 | #N/A
2007-06-26 03:00 | 6 | 26 | 3 | 177.0836 | 4227 | 62.96 | 40.64 | 1015 | 62.96 | 0 | 0.035848 | Cooling | 0.0059746 | #N/A | #N/A | #N/A | #N/A | 0 | 0 | 0 | 0 | 0 | 0.035848 | #N/A | #N/A | 88 | #N/A | #N/A | #N/A | #N/A | 1.992e-05% | 1 | 50% | 0% | 0% | 0% | 8.2745 | 0 | 0 | 0 | 8.2745 | #N/A
2007-06-26 04:00 | 6 | 26 | 4 | 177.1252 | 4228 | 60.98 | 41 | 1015 | 60.98 | 0 | 0.030312 | Cooling | 0.005052 | #N/A | #N/A | #N/A | #N/A | 0 | 0 | 0 | 0 | 0 | 0.030312 | #N/A | #N/A | 88 | #N/A | #N/A | #N/A | #N/A | 1.684e-05% | 1 | 50% | 0% | 0% | 0% | 8.2745 | 0 | 0 | 0 | 8.2745 | #N/A
2007-06-26 05:00 | 6 | 26 | 5 | 177.1669 | 4229 | 60.98 | 42.98 | 1015 | 60.98 | 0 | 0.0048163 | Cooling | 0.00080271 | #N/A | #N/A | #N/A | #N/A | 0 | 0 | 0 | 0 | 0 | 0.0048163 | #N/A | #N/A | 88 | #N/A | #N/A | #N/A | #N/A | 2.676e-06% | 1 | 50% | 0% | 0% | 0% | 8.2745 | 0 | 0 | 0 | 8.2745 | #N/A
2007-06-26 06:00 | 6 | 26 | 6 | 177.2086 | 4230 | 64.04 | 46.4 | 1016 | 64.04 | 0.37989 | 0 | Heating | 0.050652 | #N/A | #N/A | #N/A | #N/A | 0.37989 | #N/A | #N/A | 6.1832 | #N/A | 0 | 0 | 0 | 0 | 0 | 0 | 0 | 0 | 0.0001688% | 1 | 50% | 0% | 0% | 0% | 8.2745 | 0 | 0 | 0 | 8.2745 | #N/A
2007-06-26 07:00 | 6 | 26 | 7 | 177.2502 | 4231 | 68 | 50 | 1016 | 68 | 0 | 0 | Cooling | 0 | #N/A | #N/A | #N/A | #N/A | 0 | 0 | 0 | 0 | 0 | 0 | #N/A | #N/A | 88 | #N/A | #N/A | #N/A | #N/A | 0% | 1 | 50% | 0% | 0% | 0% | 8.2745 | 0 | 0 | 0 | 8.2745 | #N/A
2007-06-26 08:00 | 6 | 26 | 8 | 177.2919 | 4232 | 68 | 49.28 | 1016 | 68 | 0 | 221.2945 | Cooling | 36.8824 | #N/A | #N/A | #N/A | #N/A | 0 | 0 | 0 | 0 | 0 | 221.2945 | #N/A | #N/A | 88 | #N/A | #N/A | #N/A | #N/A | 0.1229% | 1 | 50% | 0% | 0% | 0% | 8.2745 | 0 | 0 | 0 | 8.2745 | #N/A
2007-06-26 09:00 | 6 | 26 | 9 | 177.3336 | 4233 | 71.06 | 48.92 | 1016 | 71.06 | 0 | 631.3287 | Cooling | 105.2215 | #N/A | #N/A | #N/A | #N/A | 0 | 0 | 0 | 0 | 0 | 631.3287 | #N/A | #N/A | 88 | #N/A | #N/A | #N/A | #N/A | 0.3507% | 1 | 50% | 0% | 0% | 0% | 8.2745 | 0 | 0 | 0 | 8.2745 | #N/A
2007-06-26 10:00 | 6 | 26 | 10 | 177.3752 | 4234 | 73.94 | 48.92 | 1016 | 73.94 | 0 | 934.3595 | Cooling | 155.7266 | #N/A | #N/A | #N/A | #N/A | 0 | 0 | 0 | 0 | 0 | 934.3595 | #N/A | #N/A | 88 | #N/A | #N/A | #N/A | #N/A | 0.5191% | 1 | 50% | 0% | 0% | 0% | 8.2745 | 0 | 0 | 0 | 8.2745 | #N/A
2007-06-26 11:00 | 6 | 26 | 11 | 177.4169 | 4235 | 73.94 | 48.2 | 1015 | 73.94 | 0 | 1135.7914 | Cooling | 189.2986 | #N/A | #N/A | #N/A | #N/A | 0 | 0 | 0 | 0 | 0 | 1135.7914 | #N/A | #N/A | 88 | #N/A | #N/A | #N/A | #N/A | 0.631% | 1 | 50% | 0% | 0% | 0% | 8.2745 | 0 | 0 | 0 | 8.2745 | #N/A
2007-06-26 12:00 | 6 | 26 | 12 | 177.4586 | 4236 | 78.08 | 47.66 | 1014 | 78.08 | 0 | 1261.7459 | Cooling | 210.291 | #N/A | #N/A | #N/A | #N/A | 0 | 0 | 0 | 0 | 0 | 1261.7459 | #N/A | #N/A | 88 | #N/A | #N/A | #N/A | #N/A | 0.701% | 1 | 50% | 0% | 0% | 0% | 8.2745 | 0 | 0 | 0 | 8.2745 | #N/A
2007-06-26 13:00 | 6 | 26 | 13 | 177.5002 | 4237 | 75.92 | 48.02 | 1014 | 75.92 | 0 | 1594.6182 | Cooling | 265.7697 | #N/A | #N/A | #N/A | #N/A | 0 | 0 | 0 | 0 | 0 | 1594.6182 | #N/A | #N/A | 88 | #N/A | #N/A | #N/A | #N/A | 0.8859% | 1 | 50% | 0% | 0% | 0% | 8.2745 | 0 | 0 | 0 | 8.2745 | #N/A
2007-06-26 14:00 | 6 | 26 | 14 | 177.5419 | 4238 | 75.92 | 47.3 | 1013 | 75.92 | 0 | 1851.8297 | Cooling | 308.6383 | #N/A | #N/A | #N/A | #N/A | 0 | 0 | 0 | 0 | 0 | 1851.8297 | #N/A | #N/A | 88 | #N/A | #N/A | #N/A | #N/A | 1.029% | 1 | 50% | 0% | 0% | 0% | 8.2745 | 0 | 0 | 0 | 8.2745 | #N/A
2007-06-26 15:00 | 6 | 26 | 15 | 177.5836 | 4239 | 71.96 | 47.3 | 1012 | 71.96 | 0 | 1936.7937 | Cooling | 322.799 | #N/A | #N/A | #N/A | #N/A | 0 | 0 | 0 | 0 | 0 | 1936.7937 | #N/A | #N/A | 88 | #N/A | #N/A | #N/A | #N/A | 1.076% | 1 | 50% | 0% | 0% | 0% | 8.2745 | 0 | 0 | 0 | 8.2745 | #N/A
2007-06-26 16:00 | 6 | 26 | 16 | 177.6252 | 4240 | 71.06 | 48.02 | 1012 | 71.06 | 0 | 2067.0779 | Cooling | 344.513 | #N/A | #N/A | #N/A | #N/A | 0 | 0 | 0 | 0 | 0 | 2067.0779 | #N/A | #N/A | 88 | #N/A | #N/A | #N/A | #N/A | 1.148% | 1 | 50% | 0% | 0% | 0% | 8.2745 | 0 | 0 | 0 | 8.2745 | #N/A
2007-06-26 17:00 | 6 | 26 | 17 | 177.6669 | 4241 | 71.06 | 46.76 | 1011 | 71.06 | 0 | 2042.8588 | Cooling | 340.4765 | #N/A | #N/A | #N/A | #N/A | 0 | 0 | 0 | 0 | 0 | 2042.8588 | #N/A | #N/A | 88 | #N/A | #N/A | #N/A | #N/A | 1.135% | 1 | 50% | 0% | 0% | 0% | 8.2745 | 0 | 0 | 0 | 8.2745 | #N/A
2007-06-26 18:00 | 6 | 26 | 18 | 177.7086 | 4242 | 71.06 | 45.86 | 1011 | 71.06 | 0 | 1915.6056 | Cooling | 319.2676 | #N/A | #N/A | #N/A | #N/A | 0 | 0 | 0 | 0 | 0 | 1915.6056 | #N/A | #N/A | 88 | #N/A | #N/A | #N/A | #N/A | 1.064% | 1 | 50% | 0% | 0% | 0% | 8.2745 | 0 | 0 | 0 | 8.2745 | #N/A
2007-06-26 19:00 | 6 | 26 | 19 | 177.7502 | 4243 | 69.08 | 46.04 | 1010 | 69.08 | 0 | 1802.1511 | Cooling | 300.3585 | #N/A | #N/A | #N/A | #N/A | 0 | 0 | 0 | 0 | 0 | 1802.1511 | #N/A | #N/A | 88 | #N/A | #N/A | #N/A | #N/A | 1.001% | 1 | 50% | 0% | 0% | 0% | 8.2745 | 0 | 0 | 0 | 8.2745 | #N/A
2007-06-26 20:00 | 6 | 26 | 20 | 177.7919 | 4244 | 69.08 | 46.4 | 1010 | 69.08 | 0 | 1376.092 | Cooling | 229.3487 | #N/A | #N/A | #N/A | #N/A | 0 | 0 | 0 | 0 | 0 | 1376.092 | #N/A | #N/A | 88 | #N/A | #N/A | #N/A | #N/A | 0.7645% | 1 | 50% | 0% | 0% | 0% | 8.2745 | 0 | 0 | 0 | 8.2745 | #N/A
2007-06-26 21:00 | 6 | 26 | 21 | 177.8336 | 4245 | 68 | 47.12 | 1010 | 68 | 0 | 1147.8563 | Cooling | 191.3094 | #N/A | #N/A | #N/A | #N/A | 0 | 0 | 0 | 0 | 0 | 1147.8563 | #N/A | #N/A | 88 | #N/A | #N/A | #N/A | #N/A | 0.6377% | 1 | 50% | 0% | 0% | 0% | 8.2745 | 0 | 0 | 0 | 8.2745 | #N/A
2007-06-26 22:00 | 6 | 26 | 22 | 177.8752 | 4246 | 66.92 | 48.02 | 1011 | 66.92 | 0 | 0.070483 | Cooling | 0.011747 | #N/A | #N/A | #N/A | #N/A | 0 | 0 | 0 | 0 | 0 | 0.070483 | #N/A | #N/A | 88 | #N/A | #N/A | #N/A | #N/A | 3.916e-05% | 1 | 50% | 0% | 0% | 0% | 8.2745 | 0 | 0 | 0 | 8.2745 | #N/A
2007-06-26 23:00 | 6 | 26 | 23 | 177.9169 | 4247 | 66.92 | 48.2 | 1010 | 66.92 | 0 | 0 | Cooling | 0 | #N/A | #N/A | #N/A | #N/A | 0 | 0 | 0 | 0 | 0 | 0 | #N/A | #N/A | 88 | #N/A | #N/A | #N/A | #N/A | 0% | 1 | 50% | 0% | 0% | 0% | 8.2745 | 0 | 0 | 0 | 8.2745 | #N/A
2007-06-27 | 6 | 27 | 0 | 177.9586 | 4248 | 66.92 | 48.56 | 1010 | 66.92 | 0 | 0 | Cooling | 0 | #N/A | #N/A | #N/A | #N/A | 0 | 0 | 0 | 0 | 0 | 0 | #N/A | #N/A | 88 | #N/A | #N/A | #N/A | #N/A | 0% | 1 | 50% | 0% | 0% | 0% | 8.2745 | 0 | 0 | 0 | 8.2745 | #N/A
2007-06-27 01:00 | 6 | 27 | 1 | 178.0002 | 4249 | 64.94 | 48.92 | 1010 | 64.94 | 0 | 0 | Cooling | 0 | #N/A | #N/A | #N/A | #N/A | 0 | 0 | 0 | 0 | 0 | 0 | #N/A | #N/A | 88 | #N/A | #N/A | #N/A | #N/A | 0% | 1 | 50% | 0% | 0% | 0% | 8.2745 | 0 | 0 | 0 | 8.2745 | #N/A
2007-06-27 02:00 | 6 | 27 | 2 | 178.0419 | 4250 | 64.94 | 48.92 | 1010 | 64.94 | 0 | 0 | Cooling | 0 | #N/A | #N/A | #N/A | #N/A | 0 | 0 | 0 | 0 | 0 | 0 | #N/A | #N/A | 88 | #N/A | #N/A | #N/A | #N/A | 0% | 1 | 50% | 0% | 0% | 0% | 8.2745 | 0 | 0 | 0 | 8.2745 | #N/A
2007-06-27 03:00 | 6 | 27 | 3 | 178.0836 | 4251 | 62.06 | 49.28 | 1009 | 62.06 | 0 | 0 | Cooling | 0 | #N/A | #N/A | #N/A | #N/A | 0 | 0 | 0 | 0 | 0 | 0 | #N/A | #N/A | 88 | #N/A | #N/A | #N/A | #N/A | 0% | 1 | 50% | 0% | 0% | 0% | 8.2745 | 0 | 0 | 0 | 8.2745 | #N/A
2007-06-27 04:00 | 6 | 27 | 4 | 178.1252 | 4252 | 62.06 | 50 | 1009 | 62.06 | 0 | 0.4316 | Cooling | 0.071934 | #N/A | #N/A | #N/A | #N/A | 0 | 0 | 0 | 0 | 0 | 0.4316 | #N/A | #N/A | 88 | #N/A | #N/A | #N/A | #N/A | 0.0002398% | 1 | 50% | 0% | 0% | 0% | 8.2745 | 0 | 0 | 0 | 8.2745 | #N/A
2007-06-27 05:00 | 6 | 27 | 5 | 178.1669 | 4253 | 62.06 | 49.64 | 1009 | 62.06 | 0 | 10.2918 | Cooling | 1.7153 | #N/A | #N/A | #N/A | #N/A | 0 | 0 | 0 | 0 | 0 | 10.2918 | #N/A | #N/A | 88 | #N/A | #N/A | #N/A | #N/A | 0.005718% | 1 | 50% | 0% | 0% | 0% | 8.2745 | 0 | 0 | 0 | 8.2745 | #N/A
2007-06-27 06:00 | 6 | 27 | 6 | 178.2086 | 4254 | 64.94 | 50.72 | 1009 | 64.94 | 0 | 842.7583 | Cooling | 140.4597 | #N/A | #N/A | #N/A | #N/A | 0 | 0 | 0 | 0 | 0 | 842.7583 | #N/A | #N/A | 88 | #N/A | #N/A | #N/A | #N/A | 0.4682% | 1 | 50% | 0% | 0% | 0% | 8.2745 | 0 | 0 | 0 | 8.2745 | #N/A
2007-06-27 07:00 | 6 | 27 | 7 | 178.2502 | 4255 | 66.92 | 51.98 | 1009 | 66.92 | 0 | 1013.9644 | Cooling | 168.9941 | #N/A | #N/A | #N/A | #N/A | 0 | 0 | 0 | 0 | 0 | 1013.9644 | #N/A | #N/A | 88 | #N/A | #N/A | #N/A | #N/A | 0.5633% | 1 | 50% | 0% | 0% | 0% | 8.2745 | 0 | 0 | 0 | 8.2745 | #N/A
2007-06-27 08:00 | 6 | 27 | 8 | 178.2919 | 4256 | 66.92 | 53.06 | 1009 | 66.92 | 0 | 1463.3547 | Cooling | 243.8925 | #N/A | #N/A | #N/A | #N/A | 0 | 0 | 0 | 0 | 0 | 1463.3547 | #N/A | #N/A | 88 | #N/A | #N/A | #N/A | #N/A | 0.813% | 1 | 50% | 0% | 0% | 0% | 8.2745 | 0 | 0 | 0 | 8.2745 | #N/A
2007-06-27 09:00 | 6 | 27 | 9 | 178.3336 | 4257 | 68 | 54.32 | 1009 | 68 | 0 | 2015.1818 | Cooling | 335.8636 | #N/A | #N/A | #N/A | #N/A | 0 | 0 | 0 | 0 | 0 | 2015.1818 | #N/A | #N/A | 88 | #N/A | #N/A | #N/A | #N/A | 1.12% | 1 | 50% | 0% | 0% | 0% | 8.2745 | 0 | 0 | 0 | 8.2745 | #N/A
2007-06-27 10:00 | 6 | 27 | 10 | 178.3752 | 4258 | 71.96 | 55.94 | 1009 | 71.96 | 0 | 2578.5369 | Cooling | 429.7561 | #N/A | #N/A | #N/A | #N/A | 0 | 0 | 0 | 0 | 0 | 2578.5369 | #N/A | #N/A | 88 | #N/A | #N/A | #N/A | #N/A | 1.433% | 1 | 50% | 0% | 0% | 0% | 8.2745 | 0 | 0 | 0 | 8.2745 | #N/A
2007-06-27 11:00 | 6 | 27 | 11 | 178.4169 | 4259 | 71.96 | 55.58 | 1008 | 71.96 | 0 | 2762.4724 | Cooling | 460.4121 | #N/A | #N/A | #N/A | #N/A | 0 | 0 | 0 | 0 | 0 | 2762.4724 | #N/A | #N/A | 88 | #N/A | #N/A | #N/A | #N/A | 1.535% | 1 | 50% | 0% | 0% | 0% | 8.2745 | 0 | 0 | 0 | 8.2745 | #N/A
2007-06-27 12:00 | 6 | 27 | 12 | 178.4586 | 4260 | 78.98 | 55.4 | 1008 | 78.98 | 0 | 2314.9169 | Cooling | 385.8195 | #N/A | #N/A | #N/A | #N/A | 0 | 0 | 0 | 0 | 0 | 2314.9169 | #N/A | #N/A | 88 | #N/A | #N/A | #N/A | #N/A | 1.286% | 1 | 50% | 0% | 0% | 0% | 8.2745 | 0 | 0 | 0 | 8.2745 | #N/A
2007-06-27 13:00 | 6 | 27 | 13 | 178.5002 | 4261 | 82.04 | 55.94 | 1007 | 82.04 | 0 | 2382.1405 | Cooling | 397.0234 | #N/A | #N/A | #N/A | #N/A | 0 | 0 | 0 | 0 | 0 | 2382.1405 | #N/A | #N/A | 88 | #N/A | #N/A | #N/A | #N/A | 1.323% | 1 | 50% | 0% | 0% | 0% | 8.2745 | 0 | 0 | 0 | 8.2745 | #N/A
2007-06-27 14:00 | 6 | 27 | 14 | 178.5419 | 4262 | 82.04 | 54.5 | 1007 | 82.04 | 0 | 2465.3722 | Cooling | 410.8954 | #N/A | #N/A | #N/A | #N/A | 0 | 0 | 0 | 0 | 0 | 2465.3722 | #N/A | #N/A | 88 | #N/A | #N/A | #N/A | #N/A | 1.37% | 1 | 50% | 0% | 0% | 0% | 8.2745 | 0 | 0 | 0 | 8.2745 | #N/A
2007-06-27 15:00 | 6 | 27 | 15 | 178.5836 | 4263 | 82.04 | 53.96 | 1006 | 82.04 | 0 | 2472.4356 | Cooling | 412.0726 | #N/A | #N/A | #N/A | #N/A | 0 | 0 | 0 | 0 | 0 | 2472.4356 | #N/A | #N/A | 88 | #N/A | #N/A | #N/A | #N/A | 1.374% | 1 | 50% | 0% | 0% | 0% | 8.2745 | 0 | 0 | 0 | 8.2745 | #N/A
2007-06-27 16:00 | 6 | 27 | 16 | 178.6252 | 4264 | 80.06 | 53.96 | 1005 | 80.06 | 0 | 2537.3915 | Cooling | 422.8986 | #N/A | #N/A | #N/A | #N/A | 0 | 0 | 0 | 0 | 0 | 2537.3915 | #N/A | #N/A | 88 | #N/A | #N/A | #N/A | #N/A | 1.41% | 1 | 50% | 0% | 0% | 0% | 8.2745 | 0 | 0 | 0 | 8.2745 | #N/A
2007-06-27 17:00 | 6 | 27 | 17 | 178.6669 | 4265 | 80.06 | 55.58 | 1006 | 80.06 | 0 | 2745.0903 | Cooling | 457.5151 | #N/A | #N/A | #N/A | #N/A | 0 | 0 | 0 | 0 | 0 | 2745.0903 | #N/A | #N/A | 88 | #N/A | #N/A | #N/A | #N/A | 1.525% | 1 | 50% | 0% | 0% | 0% | 8.2745 | 0 | 0 | 0 | 8.2745 | #N/A
2007-06-27 18:00 | 6 | 27 | 18 | 178.7086 | 4266 | 78.98 | 57.92 | 1006 | 78.98 | 0 | 2919.2839 | Cooling | 486.5473 | #N/A | #N/A | #N/A | #N/A | 0 | 0 | 0 | 0 | 0 | 2919.2839 | #N/A | #N/A | 88 | #N/A | #N/A | #N/A | #N/A | 1.622% | 1 | 50% | 0% | 0% | 0% | 8.2745 | 0 | 0 | 0 | 8.2745 | #N/A
2007-06-27 19:00 | 6 | 27 | 19 | 178.7502 | 4267 | 78.08 | 60.98 | 1006 | 78.08 | 0 | 2440.4997 | Cooling | 406.75 | #N/A | #N/A | #N/A | #N/A | 0 | 0 | 0 | 0 | 0 | 2440.4997 | #N/A | #N/A | 88 | #N/A | #N/A | #N/A | #N/A | 1.356% | 1 | 50% | 0% | 0% | 0% | 8.2745 | 0 | 0 | 0 | 8.2745 | #N/A
2007-06-27 20:00 | 6 | 27 | 20 | 178.7919 | 4268 | 78.08 | 60.62 | 1006 | 78.08 | 0 | 2246.9809 | Cooling | 374.4968 | #N/A | #N/A | #N/A | #N/A | 0 | 0 | 0 | 0 | 0 | 2246.9809 | #N/A | #N/A | 88 | #N/A | #N/A | #N/A | #N/A | 1.248% | 1 | 50% | 0% | 0% | 0% | 8.2745 | 0 | 0 | 0 | 8.2745 | #N/A
2007-06-27 21:00 | 6 | 27 | 21 | 178.8336 | 4269 | 75.92 | 60.8 | 1006 | 75.92 | 0 | 2154.3332 | Cooling | 359.0555 | #N/A | #N/A | #N/A | #N/A | 0 | 0 | 0 | 0 | 0 | 2154.3332 | #N/A | #N/A | 88 | #N/A | #N/A | #N/A | #N/A | 1.197% | 1 | 50% | 0% | 0% | 0% | 8.2745 | 0 | 0 | 0 | 8.2745 | #N/A
2007-06-27 22:00 | 6 | 27 | 22 | 178.8752 | 4270 | 75.02 | 60.98 | 1006 | 75.02 | 0 | 288.4852 | Cooling | 48.0809 | #N/A | #N/A | #N/A | #N/A | 0 | 0 | 0 | 0 | 0 | 288.4852 | #N/A | #N/A | 88 | #N/A | #N/A | #N/A | #N/A | 0.1603% | 1 | 50% | 0% | 0% | 0% | 8.2745 | 0 | 0 | 0 | 8.2745 | #N/A
2007-06-27 23:00 | 6 | 27 | 23 | 178.9169 | 4271 | 75.02 | 60.62 | 1006 | 75.02 | 0 | 393.126 | Cooling | 65.521 | #N/A | #N/A | #N/A | #N/A | 0 | 0 | 0 | 0 | 0 | 393.126 | #N/A | #N/A | 88 | #N/A | #N/A | #N/A | #N/A | 0.2184% | 1 | 50% | 0% | 0% | 0% | 8.2745 | 0 | 0 | 0 | 8.2745 | #N/A
2007-06-28 | 6 | 28 | 0 | 178.9586 | 4272 | 75.02 | 60.44 | 1006 | 75.02 | 0 | 335.3691 | Cooling | 55.8949 | #N/A | #N/A | #N/A | #N/A | 0 | 0 | 0 | 0 | 0 | 335.3691 | #N/A | #N/A | 88 | #N/A | #N/A | #N/A | #N/A | 0.1863% | 1 | 50% | 0% | 0% | 0% | 8.2745 | 0 | 0 | 0 | 8.2745 | #N/A
2007-06-28 01:00 | 6 | 28 | 1 | 179.0002 | 4273 | 75.02 | 60.08 | 1006 | 75.02 | 0 | 301.0473 | Cooling | 50.1745 | #N/A | #N/A | #N/A | #N/A | 0 | 0 | 0 | 0 | 0 | 301.0473 | #N/A | #N/A | 88 | #N/A | #N/A | #N/A | #N/A | 0.1672% | 1 | 50% | 0% | 0% | 0% | 8.2745 | 0 | 0 | 0 | 8.2745 | #N/A
2007-06-28 02:00 | 6 | 28 | 2 | 179.0419 | 4274 | 75.02 | 59.72 | 1006 | 75.02 | 0 | 287.0512 | Cooling | 47.8419 | #N/A | #N/A | #N/A | #N/A | 0 | 0 | 0 | 0 | 0 | 287.0512 | #N/A | #N/A | 88 | #N/A | #N/A | #N/A | #N/A | 0.1595% | 1 | 50% | 0% | 0% | 0% | 8.2745 | 0 | 0 | 0 | 8.2745 | #N/A
2007-06-28 03:00 | 6 | 28 | 3 | 179.0836 | 4275 | 75.92 | 59.72 | 1005 | 75.92 | 0 | 282.3893 | Cooling | 47.0649 | #N/A | #N/A | #N/A | #N/A | 0 | 0 | 0 | 0 | 0 | 282.3893 | #N/A | #N/A | 88 | #N/A | #N/A | #N/A | #N/A | 0.1569% | 1 | 50% | 0% | 0% | 0% | 8.2745 | 0 | 0 | 0 | 8.2745 | #N/A
2007-06-28 04:00 | 6 | 28 | 4 | 179.1252 | 4276 | 75.02 | 60.08 | 1005 | 75.02 | 0 | 276.8511 | Cooling | 46.1419 | #N/A | #N/A | #N/A | #N/A | 0 | 0 | 0 | 0 | 0 | 276.8511 | #N/A | #N/A | 88 | #N/A | #N/A | #N/A | #N/A | 0.1538% | 1 | 50% | 0% | 0% | 0% | 8.2745 | 0 | 0 | 0 | 8.2745 | #N/A
2007-06-28 05:00 | 6 | 28 | 5 | 179.1669 | 4277 | 75.02 | 59 | 1006 | 75.02 | 0 | 334.5721 | Cooling | 55.762 | #N/A | #N/A | #N/A | #N/A | 0 | 0 | 0 | 0 | 0 | 334.5721 | #N/A | #N/A | 88 | #N/A | #N/A | #N/A | #N/A | 0.1859% | 1 | 50% | 0% | 0% | 0% | 8.2745 | 0 | 0 | 0 | 8.2745 | #N/A
2007-06-28 06:00 | 6 | 28 | 6 | 179.2086 | 4278 | 75.02 | 59.54 | 1006 | 75.02 | 0 | 1984.1013 | Cooling | 330.6836 | #N/A | #N/A | #N/A | #N/A | 0 | 0 | 0 | 0 | 0 | 1984.1013 | #N/A | #N/A | 88 | #N/A | #N/A | #N/A | #N/A | 1.102% | 1 | 50% | 0% | 0% | 0% | 8.2745 | 0 | 0 | 0 | 8.2745 | #N/A
2007-06-28 07:00 | 6 | 28 | 7 | 179.2502 | 4279 | 77 | 60.08 | 1006 | 77 | 0 | 2028.1634 | Cooling | 338.0272 | #N/A | #N/A | #N/A | #N/A | 0 | 0 | 0 | 0 | 0 | 2028.1634 | #N/A | #N/A | 88 | #N/A | #N/A | #N/A | #N/A | 1.127% | 1 | 50% | 0% | 0% | 0% | 8.2745 | 0 | 0 | 0 | 8.2745 | #N/A
2007-06-28 08:00 | 6 | 28 | 8 | 179.2919 | 4280 | 77 | 60.08 | 1006 | 77 | 0 | 2308.1027 | Cooling | 384.6838 | #N/A | #N/A | #N/A | #N/A | 0 | 0 | 0 | 0 | 0 | 2308.1027 | #N/A | #N/A | 88 | #N/A | #N/A | #N/A | #N/A | 1.282% | 1 | 50% | 0% | 0% | 0% | 8.2745 | 0 | 0 | 0 | 8.2745 | #N/A
2007-06-28 09:00 | 6 | 28 | 9 | 179.3336 | 4281 | 78.08 | 60.44 | 1006 | 78.08 | 0 | 2299.5584 | Cooling | 383.2597 | #N/A | #N/A | #N/A | #N/A | 0 | 0 | 0 | 0 | 0 | 2299.5584 | #N/A | #N/A | 88 | #N/A | #N/A | #N/A | #N/A | 1.278% | 1 | 50% | 0% | 0% | 0% | 8.2745 | 0 | 0 | 0 | 8.2745 | #N/A
2007-06-28 10:00 | 6 | 28 | 10 | 179.3752 | 4282 | 82.94 | 60.98 | 1006 | 82.94 | 0 | 2222.2227 | Cooling | 370.3705 | #N/A | #N/A | #N/A | #N/A | 0 | 0 | 0 | 0 | 0 | 2222.2227 | #N/A | #N/A | 88 | #N/A | #N/A | #N/A | #N/A | 1.235% | 1 | 50% | 0% | 0% | 0% | 8.2745 | 0 | 0 | 0 | 8.2745 | #N/A
2007-06-28 11:00 | 6 | 28 | 11 | 179.4169 | 4283 | 82.94 | 60.98 | 1006 | 82.94 | 0 | 2278.464 | Cooling | 379.744 | #N/A | #N/A | #N/A | #N/A | 0 | 0 | 0 | 0 | 0 | 2278.464 | #N/A | #N/A | 88 | #N/A | #N/A | #N/A | #N/A | 1.266% | 1 | 50% | 0% | 0% | 0% | 8.2745 | 0 | 0 | 0 | 8.2745 | #N/A
2007-06-28 12:00 | 6 | 28 | 12 | 179.4586 | 4284 | 82.94 | 61.16 | 1006 | 82.94 | 0 | 2291.3394 | Cooling | 381.8899 | #N/A | #N/A | #N/A | #N/A | 0 | 0 | 0 | 0 | 0 | 2291.3394 | #N/A | #N/A | 88 | #N/A | #N/A | #N/A | #N/A | 1.273% | 1 | 50% | 0% | 0% | 0% | 8.2745 | 0 | 0 | 0 | 8.2745 | #N/A
2007-06-28 13:00 | 6 | 28 | 13 | 179.5002 | 4285 | 80.96 | 62.06 | 1006 | 80.96 | 0 | 2398.7806 | Cooling | 399.7968 | #N/A | #N/A | #N/A | #N/A | 0 | 0 | 0 | 0 | 0 | 2398.7806 | #N/A | #N/A | 88 | #N/A | #N/A | #N/A | #N/A | 1.333% | 1 | 50% | 0% | 0% | 0% | 8.2745 | 0 | 0 | 0 | 8.2745 | #N/A
2007-06-28 14:00 | 6 | 28 | 14 | 179.5419 | 4286 | 80.96 | 61.88 | 1006 | 80.96 | 0 | 2561.424 | Cooling | 426.904 | #N/A | #N/A | #N/A | #N/A | 0 | 0 | 0 | 0 | 0 | 2561.424 | #N/A | #N/A | 88 | #N/A | #N/A | #N/A | #N/A | 1.423% | 1 | 50% | 0% | 0% | 0% | 8.2745 | 0 | 0 | 0 | 8.2745 | #N/A
2007-06-28 15:00 | 6 | 28 | 15 | 179.5836 | 4287 | 80.96 | 62.6 | 1005 | 80.96 | 0 | 2685.2082 | Cooling | 447.5347 | #N/A | #N/A | #N/A | #N/A | 0 | 0 | 0 | 0 | 0 | 2685.2082 | #N/A | #N/A | 88 | #N/A | #N/A | #N/A | #N/A | 1.492% | 1 | 50% | 0% | 0% | 0% | 8.2745 | 0 | 0 | 0 | 8.2745 | #N/A
2007-06-28 16:00 | 6 | 28 | 16 | 179.6252 | 4288 | 82.94 | 64.04 | 1005 | 82.94 | 0 | 2898.9144 | Cooling | 483.1524 | #N/A | #N/A | #N/A | #N/A | 0 | 0 | 0 | 0 | 0 | 2898.9144 | #N/A | #N/A | 88 | #N/A | #N/A | #N/A | #N/A | 1.611% | 1 | 50% | 0% | 0% | 0% | 8.2745 | 0 | 0 | 0 | 8.2745 | #N/A
2007-06-28 17:00 | 6 | 28 | 17 | 179.6669 | 4289 | 82.94 | 62.06 | 1005 | 82.94 | 0 | 2810.5197 | Cooling | 468.4199 | #N/A | #N/A | #N/A | #N/A | 0 | 0 | 0 | 0 | 0 | 2810.5197 | #N/A | #N/A | 88 | #N/A | #N/A | #N/A | #N/A | 1.561% | 1 | 50% | 0% | 0% | 0% | 8.2745 | 0 | 0 | 0 | 8.2745 | #N/A
2007-06-28 18:00 | 6 | 28 | 18 | 179.7086 | 4290 | 78.98 | 60.62 | 1004 | 78.98 | 0 | 2516.0065 | Cooling | 419.3344 | #N/A | #N/A | #N/A | #N/A | 0 | 0 | 0 | 0 | 0 | 2516.0065 | #N/A | #N/A | 88 | #N/A | #N/A | #N/A | #N/A | 1.398% | 1 | 50% | 0% | 0% | 0% | 8.2745 | 0 | 0 | 0 | 8.2745 | #N/A
2007-06-28 19:00 | 6 | 28 | 19 | 179.7502 | 4291 | 71.6 | 60.08 | 1004 | 71.6 | 0 | 2270.6587 | Cooling | 378.4431 | #N/A | #N/A | #N/A | #N/A | 0 | 0 | 0 | 0 | 0 | 2270.6587 | #N/A | #N/A | 88 | #N/A | #N/A | #N/A | #N/A | 1.261% | 1 | 50% | 0% | 0% | 0% | 8.2745 | 0 | 0 | 0 | 8.2745 | #N/A
2007-06-28 20:00 | 6 | 28 | 20 | 179.7919 | 4292 | 73.04 | 58.82 | 1004 | 73.04 | 0 | 1958.6713 | Cooling | 326.4452 | #N/A | #N/A | #N/A | #N/A | 0 | 0 | 0 | 0 | 0 | 1958.6713 | #N/A | #N/A | 88 | #N/A | #N/A | #N/A | #N/A | 1.088% | 1 | 50% | 0% | 0% | 0% | 8.2745 | 0 | 0 | 0 | 8.2745 | #N/A
2007-06-28 21:00 | 6 | 28 | 21 | 179.8336 | 4293 | 71.06 | 57.74 | 1004 | 71.06 | 0 | 1603.9804 | Cooling | 267.3301 | #N/A | #N/A | #N/A | #N/A | 0 | 0 | 0 | 0 | 0 | 1603.9804 | #N/A | #N/A | 88 | #N/A | #N/A | #N/A | #N/A | 0.8911% | 1 | 50% | 0% | 0% | 0% | 8.2745 | 0 | 0 | 0 | 8.2745 | #N/A
2007-06-28 22:00 | 6 | 28 | 22 | 179.8752 | 4294 | 69.98 | 57.02 | 1003 | 69.98 | 0 | 137.5165 | Cooling | 22.9194 | #N/A | #N/A | #N/A | #N/A | 0 | 0 | 0 | 0 | 0 | 137.5165 | #N/A | #N/A | 88 | #N/A | #N/A | #N/A | #N/A | 0.0764% | 1 | 50% | 0% | 0% | 0% | 8.2745 | 0 | 0 | 0 | 8.2745 | #N/A
2007-06-28 23:00 | 6 | 28 | 23 | 179.9169 | 4295 | 69.98 | 56.48 | 1003 | 69.98 | 0 | 163.4404 | Cooling | 27.2401 | #N/A | #N/A | #N/A | #N/A | 0 | 0 | 0 | 0 | 0 | 163.4404 | #N/A | #N/A | 88 | #N/A | #N/A | #N/A | #N/A | 0.0908% | 1 | 50% | 0% | 0% | 0% | 8.2745 | 0 | 0 | 0 | 8.2745 | #N/A
2007-06-29 | 6 | 29 | 0 | 179.9586 | 4296 | 71.06 | 56.3 | 1003 | 71.06 | 0 | 125.9588 | Cooling | 20.9931 | #N/A | #N/A | #N/A | #N/A | 0 | 0 | 0 | 0 | 0 | 125.9588 | #N/A | #N/A | 88 | #N/A | #N/A | #N/A | #N/A | 0.06998% | 1 | 50% | 0% | 0% | 0% | 8.2745 | 0 | 0 | 0 | 8.2745 | #N/A
2007-06-29 01:00 | 6 | 29 | 1 | 180.0002 | 4297 | 69.98 | 55.94 | 1003 | 69.98 | 0 | 109.6367 | Cooling | 18.2728 | #N/A | #N/A | #N/A | #N/A | 0 | 0 | 0 | 0 | 0 | 109.6367 | #N/A | #N/A | 88 | #N/A | #N/A | #N/A | #N/A | 0.06091% | 1 | 50% | 0% | 0% | 0% | 8.2745 | 0 | 0 | 0 | 8.2745 | #N/A
2007-06-29 02:00 | 6 | 29 | 2 | 180.0419 | 4298 | 69.98 | 54.86 | 1003 | 69.98 | 0 | 91.761 | Cooling | 15.2935 | #N/A | #N/A | #N/A | #N/A | 0 | 0 | 0 | 0 | 0 | 91.761 | #N/A | #N/A | 88 | #N/A | #N/A | #N/A | #N/A | 0.05098% | 1 | 50% | 0% | 0% | 0% | 8.2745 | 0 | 0 | 0 | 8.2745 | #N/A
2007-06-29 03:00 | 6 | 29 | 3 | 180.0836 | 4299 | 69.08 | 54.32 | 1003 | 69.08 | 0 | 75.0935 | Cooling | 12.5156 | #N/A | #N/A | #N/A | #N/A | 0 | 0 | 0 | 0 | 0 | 75.0935 | #N/A | #N/A | 88 | #N/A | #N/A | #N/A | #N/A | 0.04172% | 1 | 50% | 0% | 0% | 0% | 8.2745 | 0 | 0 | 0 | 8.2745 | #N/A
2007-06-29 04:00 | 6 | 29 | 4 | 180.1252 | 4300 | 68 | 53.96 | 1002 | 68 | 0 | 60.4579 | Cooling | 10.0763 | #N/A | #N/A | #N/A | #N/A | 0 | 0 | 0 | 0 | 0 | 60.4579 | #N/A | #N/A | 88 | #N/A | #N/A | #N/A | #N/A | 0.03359% | 1 | 50% | 0% | 0% | 0% | 8.2745 | 0 | 0 | 0 | 8.2745 | #N/A
2007-06-29 05:00 | 6 | 29 | 5 | 180.1669 | 4301 | 68 | 55.04 | 1003 | 68 | 0 | 93.8017 | Cooling | 15.6336 | #N/A | #N/A | #N/A | #N/A | 0 | 0 | 0 | 0 | 0 | 93.8017 | #N/A | #N/A | 88 | #N/A | #N/A | #N/A | #N/A | 0.05211% | 1 | 50% | 0% | 0% | 0% | 8.2745 | 0 | 0 | 0 | 8.2745 | #N/A
2007-06-29 06:00 | 6 | 29 | 6 | 180.2086 | 4302 | 68 | 57.38 | 1003 | 68 | 0 | 1011.946 | Cooling | 168.6577 | #N/A | #N/A | #N/A | #N/A | 0 | 0 | 0 | 0 | 0 | 1011.946 | #N/A | #N/A | 88 | #N/A | #N/A | #N/A | #N/A | 0.5622% | 1 | 50% | 0% | 0% | 0% | 8.2745 | 0 | 0 | 0 | 8.2745 | #N/A
2007-06-29 07:00 | 6 | 29 | 7 | 180.2502 | 4303 | 71.06 | 60.08 | 1003 | 71.06 | 0 | 1469.9115 | Cooling | 244.9853 | #N/A | #N/A | #N/A | #N/A | 0 | 0 | 0 | 0 | 0 | 1469.9115 | #N/A | #N/A | 88 | #N/A | #N/A | #N/A | #N/A | 0.8166% | 1 | 50% | 0% | 0% | 0% | 8.2745 | 0 | 0 | 0 | 8.2745 | #N/A
2007-06-29 08:00 | 6 | 29 | 8 | 180.2919 | 4304 | 71.06 | 61.16 | 1003 | 71.06 | 0 | 2029.8699 | Cooling | 338.3116 | #N/A | #N/A | #N/A | #N/A | 0 | 0 | 0 | 0 | 0 | 2029.8699 | #N/A | #N/A | 88 | #N/A | #N/A | #N/A | #N/A | 1.128% | 1 | 50% | 0% | 0% | 0% | 8.2745 | 0 | 0 | 0 | 8.2745 | #N/A
2007-06-29 09:00 | 6 | 29 | 9 | 180.3336 | 4305 | 73.94 | 62.42 | 1002 | 73.94 | 0 | 2289.8372 | Cooling | 381.6395 | #N/A | #N/A | #N/A | #N/A | 0 | 0 | 0 | 0 | 0 | 2289.8372 | #N/A | #N/A | 88 | #N/A | #N/A | #N/A | #N/A | 1.272% | 1 | 50% | 0% | 0% | 0% | 8.2745 | 0 | 0 | 0 | 8.2745 | #N/A
2007-06-29 10:00 | 6 | 29 | 10 | 180.3752 | 4306 | 75.02 | 64.04 | 1002 | 75.02 | 0 | 2505.2572 | Cooling | 417.5429 | #N/A | #N/A | #N/A | #N/A | 0 | 0 | 0 | 0 | 0 | 2505.2572 | #N/A | #N/A | 88 | #N/A | #N/A | #N/A | #N/A | 1.392% | 1 | 50% | 0% | 0% | 0% | 8.2745 | 0 | 0 | 0 | 8.2745 | #N/A
2007-06-29 11:00 | 6 | 29 | 11 | 180.4169 | 4307 | 75.02 | 63.32 | 1002 | 75.02 | 0 | 2812.6885 | Cooling | 468.7814 | #N/A | #N/A | #N/A | #N/A | 0 | 0 | 0 | 0 | 0 | 2812.6885 | #N/A | #N/A | 88 | #N/A | #N/A | #N/A | #N/A | 1.563% | 1 | 50% | 0% | 0% | 0% | 8.2745 | 0 | 0 | 0 | 8.2745 | #N/A
2007-06-29 12:00 | 6 | 29 | 12 | 180.4586 | 4308 | 75.02 | 62.78 | 1001 | 75.02 | 0 | 3266.4181 | Cooling | 544.403 | #N/A | #N/A | #N/A | #N/A | 0 | 0 | 0 | 0 | 0 | 3266.4181 | #N/A | #N/A | 88 | #N/A | #N/A | #N/A | #N/A | 1.815% | 1 | 50% | 0% | 0% | 0% | 8.2745 | 0 | 0 | 0 | 8.2745 | #N/A
2007-06-29 13:00 | 6 | 29 | 13 | 180.5002 | 4309 | 75.92 | 62.96 | 1001 | 75.92 | 0 | 2843.7151 | Cooling | 473.9525 | #N/A | #N/A | #N/A | #N/A | 0 | 0 | 0 | 0 | 0 | 2843.7151 | #N/A | #N/A | 88 | #N/A | #N/A | #N/A | #N/A | 1.58% | 1 | 50% | 0% | 0% | 0% | 8.2745 | 0 | 0 | 0 | 8.2745 | #N/A
2007-06-29 14:00 | 6 | 29 | 14 | 180.5419 | 4310 | 75.92 | 62.6 | 1000 | 75.92 | 0 | 2091.5676 | Cooling | 348.5946 | #N/A | #N/A | #N/A | #N/A | 0 | 0 | 0 | 0 | 0 | 2091.5676 | #N/A | #N/A | 88 | #N/A | #N/A | #N/A | #N/A | 1.162% | 1 | 50% | 0% | 0% | 0% | 8.2745 | 0 | 0 | 0 | 8.2745 | #N/A
2007-06-29 15:00 | 6 | 29 | 15 | 180.5836 | 4311 | 75.92 | 62.96 | 1000 | 75.92 | 0 | 2048.0801 | Cooling | 341.3467 | #N/A | #N/A | #N/A | #N/A | 0 | 0 | 0 | 0 | 0 | 2048.0801 | #N/A | #N/A | 88 | #N/A | #N/A | #N/A | #N/A | 1.138% | 1 | 50% | 0% | 0% | 0% | 8.2745 | 0 | 0 | 0 | 8.2745 | #N/A
2007-06-29 16:00 | 6 | 29 | 16 | 180.6252 | 4312 | 75.02 | 64.04 | 999 | 75.02 | 0 | 2209.3887 | Cooling | 368.2314 | #N/A | #N/A | #N/A | #N/A | 0 | 0 | 0 | 0 | 0 | 2209.3887 | #N/A | #N/A | 88 | #N/A | #N/A | #N/A | #N/A | 1.227% | 1 | 50% | 0% | 0% | 0% | 8.2745 | 0 | 0 | 0 | 8.2745 | #N/A
2007-06-29 17:00 | 6 | 29 | 17 | 180.6669 | 4313 | 75.02 | 60.98 | 999 | 75.02 | 0 | 2127.4394 | Cooling | 354.5732 | #N/A | #N/A | #N/A | #N/A | 0 | 0 | 0 | 0 | 0 | 2127.4394 | #N/A | #N/A | 88 | #N/A | #N/A | #N/A | #N/A | 1.182% | 1 | 50% | 0% | 0% | 0% | 8.2745 | 0 | 0 | 0 | 8.2745 | #N/A
2007-06-29 18:00 | 6 | 29 | 18 | 180.7086 | 4314 | 71.06 | 58.64 | 999 | 71.06 | 0 | 603.6834 | Cooling | 100.6139 | #N/A | #N/A | #N/A | #N/A | 0 | 0 | 0 | 0 | 0 | 603.6834 | #N/A | #N/A | 88 | #N/A | #N/A | #N/A | #N/A | 0.3354% | 1 | 50% | 0% | 0% | 0% | 8.2745 | 0 | 0 | 0 | 8.2745 | #N/A
2007-06-29 19:00 | 6 | 29 | 19 | 180.7502 | 4315 | 68 | 57.02 | 998 | 68 | 0 | 793.7708 | Cooling | 132.2951 | #N/A | #N/A | #N/A | #N/A | 0 | 0 | 0 | 0 | 0 | 793.7708 | #N/A | #N/A | 88 | #N/A | #N/A | #N/A | #N/A | 0.441% | 1 | 50% | 0% | 0% | 0% | 8.2745 | 0 | 0 | 0 | 8.2745 | #N/A
2007-06-29 20:00 | 6 | 29 | 20 | 180.7919 | 4316 | 68 | 58.1 | 998 | 68 | 0 | 655.1711 | Cooling | 109.1952 | #N/A | #N/A | #N/A | #N/A | 0 | 0 | 0 | 0 | 0 | 655.1711 | #N/A | #N/A | 88 | #N/A | #N/A | #N/A | #N/A | 0.364% | 1 | 50% | 0% | 0% | 0% | 8.2745 | 0 | 0 | 0 | 8.2745 | #N/A
2007-06-29 21:00 | 6 | 29 | 21 | 180.8336 | 4317 | 62.06 | 59.36 | 999 | 62.06 | 0 | 432.0107 | Cooling | 72.0018 | #N/A | #N/A | #N/A | #N/A | 0 | 0 | 0 | 0 | 0 | 432.0107 | #N/A | #N/A | 88 | #N/A | #N/A | #N/A | #N/A | 0.24% | 1 | 50% | 0% | 0% | 0% | 8.2745 | 0 | 0 | 0 | 8.2745 | #N/A
2007-06-29 22:00 | 6 | 29 | 22 | 180.8752 | 4318 | 60.98 | 60.98 | 999 | 60.98 | 0 | 304.9575 | Cooling | 50.8263 | #N/A | #N/A | #N/A | #N/A | 0 | 0 | 0 | 0 | 0 | 304.9575 | #N/A | #N/A | 88 | #N/A | #N/A | #N/A | #N/A | 0.1694% | 1 | 50% | 0% | 0% | 0% | 8.2745 | 0 | 0 | 0 | 8.2745 | #N/A
2007-06-29 23:00 | 6 | 29 | 23 | 180.9169 | 4319 | 60.98 | 61.52 | 998 | 60.98 | 0 | 225.2266 | Cooling | 37.5378 | #N/A | #N/A | #N/A | #N/A | 0 | 0 | 0 | 0 | 0 | 225.2266 | #N/A | #N/A | 88 | #N/A | #N/A | #N/A | #N/A | 0.1251% | 1 | 50% | 0% | 0% | 0% | 8.2745 | 0 | 0 | 0 | 8.2745 | #N/A
2007-06-30 | 6 | 30 | 0 | 180.9586 | 4320 | 57.02 | 62.24 | 998 | 57.02 | 0 | 230.1243 | Cooling | 38.354 | #N/A | #N/A | #N/A | #N/A | 0 | 0 | 0 | 0 | 0 | 230.1243 | #N/A | #N/A | 88 | #N/A | #N/A | #N/A | #N/A | 0.1278% | 1 | 50% | 0% | 0% | 0% | 8.2745 | 0 | 0 | 0 | 8.2745 | #N/A
2007-06-30 01:00 | 6 | 30 | 1 | 181.0002 | 4321 | 55.04 | 62.96 | 998 | 55.04 | 0 | 234.0754 | Cooling | 39.0126 | #N/A | #N/A | #N/A | #N/A | 0 | 0 | 0 | 0 | 0 | 234.0754 | #N/A | #N/A | 88 | #N/A | #N/A | #N/A | #N/A | 0.13% | 1 | 50% | 0% | 0% | 0% | 8.2745 | 0 | 0 | 0 | 8.2745 | #N/A
2007-06-30 02:00 | 6 | 30 | 2 | 181.0419 | 4322 | 55.04 | 62.96 | 998 | 55.04 | 0 | 237.0538 | Cooling | 39.509 | #N/A | #N/A | #N/A | #N/A | 0 | 0 | 0 | 0 | 0 | 237.0538 | #N/A | #N/A | 88 | #N/A | #N/A | #N/A | #N/A | 0.1317% | 1 | 50% | 0% | 0% | 0% | 8.2745 | 0 | 0 | 0 | 8.2745 | #N/A
2007-06-30 03:00 | 6 | 30 | 3 | 181.0836 | 4323 | 53.96 | 63.32 | 997 | 53.96 | 0 | 239.5334 | Cooling | 39.9222 | #N/A | #N/A | #N/A | #N/A | 0 | 0 | 0 | 0 | 0 | 239.5334 | #N/A | #N/A | 88 | #N/A | #N/A | #N/A | #N/A | 0.1331% | 1 | 50% | 0% | 0% | 0% | 8.2745 | 0 | 0 | 0 | 8.2745 | #N/A
2007-06-30 04:00 | 6 | 30 | 4 | 181.1253 | 4324 | 51.08 | 64.04 | 997 | 51.08 | 0 | 241.452 | Cooling | 40.242 | #N/A | #N/A | #N/A | #N/A | 0 | 0 | 0 | 0 | 0 | 241.452 | #N/A | #N/A | 88 | #N/A | #N/A | #N/A | #N/A | 0.1341% | 1 | 50% | 0% | 0% | 0% | 8.2745 | 0 | 0 | 0 | 8.2745 | #N/A
2007-06-30 05:00 | 6 | 30 | 5 | 181.1669 | 4325 | 51.08 | 62.96 | 997 | 51.08 | 0 | 327.0443 | Cooling | 54.5074 | #N/A | #N/A | #N/A | #N/A | 0 | 0 | 0 | 0 | 0 | 327.0443 | #N/A | #N/A | 88 | #N/A | #N/A | #N/A | #N/A | 0.1817% | 1 | 50% | 0% | 0% | 0% | 8.2745 | 0 | 0 | 0 | 8.2745 | #N/A
2007-06-30 06:00 | 6 | 30 | 6 | 181.2086 | 4326 | 55.94 | 63.5 | 997 | 55.94 | 0 | 497.6491 | Cooling | 82.9415 | #N/A | #N/A | #N/A | #N/A | 0 | 0 | 0 | 0 | 0 | 497.6491 | #N/A | #N/A | 88 | #N/A | #N/A | #N/A | #N/A | 0.2765% | 1 | 50% | 0% | 0% | 0% | 8.2745 | 0 | 0 | 0 | 8.2745 | #N/A
2007-06-30 07:00 | 6 | 30 | 7 | 181.2503 | 4327 | 59 | 64.04 | 998 | 59 | 0 | 582.2521 | Cooling | 97.042 | #N/A | #N/A | #N/A | #N/A | 0 | 0 | 0 | 0 | 0 | 582.2521 | #N/A | #N/A | 88 | #N/A | #N/A | #N/A | #N/A | 0.3235% | 1 | 50% | 0% | 0% | 0% | 8.2745 | 0 | 0 | 0 | 8.2745 | #N/A
2007-06-30 08:00 | 6 | 30 | 8 | 181.2919 | 4328 | 59 | 64.04 | 998 | 59 | 0 | 596.5164 | Cooling | 99.4194 | #N/A | #N/A | #N/A | #N/A | 0 | 0 | 0 | 0 | 0 | 596.5164 | #N/A | #N/A | 88 | #N/A | #N/A | #N/A | #N/A | 0.3314% | 1 | 50% | 0% | 0% | 0% | 8.2745 | 0 | 0 | 0 | 8.2745 | #N/A
2007-06-30 09:00 | 6 | 30 | 9 | 181.3336 | 4329 | 62.96 | 64.4 | 998 | 62.96 | 0 | 530.3048 | Cooling | 88.3841 | #N/A | #N/A | #N/A | #N/A | 0 | 0 | 0 | 0 | 0 | 530.3048 | #N/A | #N/A | 88 | #N/A | #N/A | #N/A | #N/A | 0.2946% | 1 | 50% | 0% | 0% | 0% | 8.2745 | 0 | 0 | 0 | 8.2745 | #N/A
2007-06-30 10:00 | 6 | 30 | 10 | 181.3753 | 4330 | 64.04 | 64.94 | 998 | 64.04 | 0 | 361.8265 | Cooling | 60.3044 | #N/A | #N/A | #N/A | #N/A | 0 | 0 | 0 | 0 | 0 | 361.8265 | #N/A | #N/A | 88 | #N/A | #N/A | #N/A | #N/A | 0.201% | 1 | 50% | 0% | 0% | 0% | 8.2745 | 0 | 0 | 0 | 8.2745 | #N/A
2007-06-30 11:00 | 6 | 30 | 11 | 181.4169 | 4331 | 64.04 | 66.56 | 997 | 64.04 | 0 | 403.7171 | Cooling | 67.2862 | #N/A | #N/A | #N/A | #N/A | 0 | 0 | 0 | 0 | 0 | 403.7171 | #N/A | #N/A | 88 | #N/A | #N/A | #N/A | #N/A | 0.2243% | 1 | 50% | 0% | 0% | 0% | 8.2745 | 0 | 0 | 0 | 8.2745 | #N/A
2007-06-30 12:00 | 6 | 30 | 12 | 181.4586 | 4332 | 68 | 68.36 | 997 | 68 | 0 | 539.0858 | Cooling | 89.8476 | #N/A | #N/A | #N/A | #N/A | 0 | 0 | 0 | 0 | 0 | 539.0858 | #N/A | #N/A | 88 | #N/A | #N/A | #N/A | #N/A | 0.2995% | 1 | 50% | 0% | 0% | 0% | 8.2745 | 0 | 0 | 0 | 8.2745 | #N/A
2007-06-30 13:00 | 6 | 30 | 13 | 181.5003 | 4333 | 69.08 | 71.06 | 997 | 69.08 | 0 | 789.7081 | Cooling | 131.618 | #N/A | #N/A | #N/A | #N/A | 0 | 0 | 0 | 0 | 0 | 789.7081 | #N/A | #N/A | 88 | #N/A | #N/A | #N/A | #N/A | 0.4387% | 1 | 50% | 0% | 0% | 0% | 8.2745 | 0 | 0 | 0 | 8.2745 | #N/A
2007-06-30 14:00 | 6 | 30 | 14 | 181.5419 | 4334 | 69.08 | 68.18 | 996 | 69.08 | 0 | 1132.1158 | Cooling | 188.686 | #N/A | #N/A | #N/A | #N/A | 0 | 0 | 0 | 0 | 0 | 1132.1158 | #N/A | #N/A | 88 | #N/A | #N/A | #N/A | #N/A | 0.629% | 1 | 50% | 0% | 0% | 0% | 8.2745 | 0 | 0 | 0 | 8.2745 | #N/A
2007-06-30 15:00 | 6 | 30 | 15 | 181.5836 | 4335 | 69.98 | 66.2 | 995 | 69.98 | 0 | 1361.0499 | Cooling | 226.8417 | #N/A | #N/A | #N/A | #N/A | 0 | 0 | 0 | 0 | 0 | 1361.0499 | #N/A | #N/A | 88 | #N/A | #N/A | #N/A | #N/A | 0.7561% | 1 | 50% | 0% | 0% | 0% | 8.2745 | 0 | 0 | 0 | 8.2745 | #N/A
2007-06-30 16:00 | 6 | 30 | 16 | 181.6253 | 4336 | 69.98 | 64.94 | 995 | 69.98 | 0 | 1716.2763 | Cooling | 286.0461 | #N/A | #N/A | #N/A | #N/A | 0 | 0 | 0 | 0 | 0 | 1716.2763 | #N/A | #N/A | 88 | #N/A | #N/A | #N/A | #N/A | 0.9535% | 1 | 50% | 0% | 0% | 0% | 8.2745 | 0 | 0 | 0 | 8.2745 | #N/A
2007-06-30 17:00 | 6 | 30 | 17 | 181.6669 | 4337 | 69.98 | 62.96 | 995 | 69.98 | 0 | 1661.701 | Cooling | 276.9502 | #N/A | #N/A | #N/A | #N/A | 0 | 0 | 0 | 0 | 0 | 1661.701 | #N/A | #N/A | 88 | #N/A | #N/A | #N/A | #N/A | 0.9232% | 1 | 50% | 0% | 0% | 0% | 8.2745 | 0 | 0 | 0 | 8.2745 | #N/A
2007-06-30 18:00 | 6 | 30 | 18 | 181.7086 | 4338 | 68 | 61.52 | 995 | 68 | 0 | 1442.0199 | Cooling | 240.3366 | #N/A | #N/A | #N/A | #N/A | 0 | 0 | 0 | 0 | 0 | 1442.0199 | #N/A | #N/A | 88 | #N/A | #N/A | #N/A | #N/A | 0.8011% | 1 | 50% | 0% | 0% | 0% | 8.2745 | 0 | 0 | 0 | 8.2745 | #N/A
2007-06-30 19:00 | 6 | 30 | 19 | 181.7503 | 4339 | 61.88 | 60.98 | 995 | 61.88 | 0 | 1128.0399 | Cooling | 188.0066 | #N/A | #N/A | #N/A | #N/A | 0 | 0 | 0 | 0 | 0 | 1128.0399 | #N/A | #N/A | 88 | #N/A | #N/A | #N/A | #N/A | 0.6267% | 1 | 50% | 0% | 0% | 0% | 8.2745 | 0 | 0 | 0 | 8.2745 | #N/A
2007-06-30 20:00 | 6 | 30 | 20 | 181.7919 | 4340 | 60.26 | 59.72 | 995 | 60.26 | 0 | 909.2651 | Cooling | 151.5442 | #N/A | #N/A | #N/A | #N/A | 0 | 0 | 0 | 0 | 0 | 909.2651 | #N/A | #N/A | 88 | #N/A | #N/A | #N/A | #N/A | 0.5051% | 1 | 50% | 0% | 0% | 0% | 8.2745 | 0 | 0 | 0 | 8.2745 | #N/A
2007-06-30 21:00 | 6 | 30 | 21 | 181.8336 | 4341 | 57.74 | 58.64 | 995 | 57.74 | 0 | 586.2582 | Cooling | 97.7097 | #N/A | #N/A | #N/A | #N/A | 0 | 0 | 0 | 0 | 0 | 586.2582 | #N/A | #N/A | 88 | #N/A | #N/A | #N/A | #N/A | 0.3257% | 1 | 50% | 0% | 0% | 0% | 8.2745 | 0 | 0 | 0 | 8.2745 | #N/A
2007-06-30 22:00 | 6 | 30 | 22 | 181.8753 | 4342 | 59.36 | 58.46 | 995 | 59.36 | 0 | 345.6123 | Cooling | 57.6021 | #N/A | #N/A | #N/A | #N/A | 0 | 0 | 0 | 0 | 0 | 345.6123 | #N/A | #N/A | 88 | #N/A | #N/A | #N/A | #N/A | 0.192% | 1 | 50% | 0% | 0% | 0% | 8.2745 | 0 | 0 | 0 | 8.2745 | #N/A
2007-06-30 23:00 | 6 | 30 | 23 | 181.9169 | 4343 | 61.7 | 58.46 | 994 | 61.7 | 0 | 214.9857 | Cooling | 35.8309 | #N/A | #N/A | #N/A | #N/A | 0 | 0 | 0 | 0 | 0 | 214.9857 | #N/A | #N/A | 88 | #N/A | #N/A | #N/A | #N/A | 0.1194% | 1 | 50% | 0% | 0% | 0% | 8.2745 | 0 | 0 | 0 | 8.2745 | #N/A
2007-07-01 | 7 | 1 | 0 | 181.9586 | 4344 | 64.22 | 58.28 | 994 | 64.22 | 0 | 194.7794 | Cooling | 32.4632 | #N/A | #N/A | #N/A | #N/A | 0 | 0 | 0 | 0 | 0 | 194.7794 | #N/A | #N/A | 88 | #N/A | #N/A | #N/A | #N/A | 0.1082% | 1 | 50% | 0% | 0% | 0% | 8.2745 | 0 | 0 | 0 | 8.2745 | #N/A
2007-07-01 01:00 | 7 | 1 | 1 | 182.0003 | 4345 | 67.1 | 58.28 | 994 | 67.1 | 0 | 286.4387 | Cooling | 47.7398 | #N/A | #N/A | #N/A | #N/A | 0 | 0 | 0 | 0 | 0 | 286.4387 | #N/A | #N/A | 88 | #N/A | #N/A | #N/A | #N/A | 0.1591% | 1 | 50% | 0% | 0% | 0% | 8.2745 | 0 | 0 | 0 | 8.2745 | #N/A
2007-07-01 02:00 | 7 | 1 | 2 | 182.0419 | 4346 | 67.28 | 58.1 | 994 | 67.28 | 0 | 284.5315 | Cooling | 47.4219 | #N/A | #N/A | #N/A | #N/A | 0 | 0 | 0 | 0 | 0 | 284.5315 | #N/A | #N/A | 88 | #N/A | #N/A | #N/A | #N/A | 0.1581% | 1 | 50% | 0% | 0% | 0% | 8.2745 | 0 | 0 | 0 | 8.2745 | #N/A
2007-07-01 03:00 | 7 | 1 | 3 | 182.0836 | 4347 | 67.28 | 58.1 | 993 | 67.28 | 0 | 209.9115 | Cooling | 34.9852 | #N/A | #N/A | #N/A | #N/A | 0 | 0 | 0 | 0 | 0 | 209.9115 | #N/A | #N/A | 88 | #N/A | #N/A | #N/A | #N/A | 0.1166% | 1 | 50% | 0% | 0% | 0% | 8.2745 | 0 | 0 | 0 | 8.2745 | #N/A
2007-07-01 04:00 | 7 | 1 | 4 | 182.1253 | 4348 | 67.1 | 57.92 | 993 | 67.1 | 0 | 161.6567 | Cooling | 26.9428 | #N/A | #N/A | #N/A | #N/A | 0 | 0 | 0 | 0 | 0 | 161.6567 | #N/A | #N/A | 88 | #N/A | #N/A | #N/A | #N/A | 0.08981% | 1 | 50% | 0% | 0% | 0% | 8.2745 | 0 | 0 | 0 | 8.2745 | #N/A
2007-07-01 05:00 | 7 | 1 | 5 | 182.1669 | 4349 | 67.46 | 57.92 | 993 | 67.46 | 0 | 186.8392 | Cooling | 31.1399 | #N/A | #N/A | #N/A | #N/A | 0 | 0 | 0 | 0 | 0 | 186.8392 | #N/A | #N/A | 88 | #N/A | #N/A | #N/A | #N/A | 0.1038% | 1 | 50% | 0% | 0% | 0% | 8.2745 | 0 | 0 | 0 | 8.2745 | #N/A
2007-07-01 06:00 | 7 | 1 | 6 | 182.2086 | 4350 | 67.82 | 57.92 | 994 | 67.82 | 0 | 1340.9865 | Cooling | 223.4977 | #N/A | #N/A | #N/A | #N/A | 0 | 0 | 0 | 0 | 0 | 1340.9865 | #N/A | #N/A | 88 | #N/A | #N/A | #N/A | #N/A | 0.745% | 1 | 50% | 0% | 0% | 0% | 8.2745 | 0 | 0 | 0 | 8.2745 | #N/A
2007-07-01 07:00 | 7 | 1 | 7 | 182.2503 | 4351 | 68 | 57.92 | 994 | 68 | 0 | 1468.9609 | Cooling | 244.8268 | #N/A | #N/A | #N/A | #N/A | 0 | 0 | 0 | 0 | 0 | 1468.9609 | #N/A | #N/A | 88 | #N/A | #N/A | #N/A | #N/A | 0.8161% | 1 | 50% | 0% | 0% | 0% | 8.2745 | 0 | 0 | 0 | 8.2745 | #N/A
2007-07-01 08:00 | 7 | 1 | 8 | 182.2919 | 4352 | 68 | 59 | 995 | 68 | 0 | 1765.4209 | Cooling | 294.2368 | #N/A | #N/A | #N/A | #N/A | 0 | 0 | 0 | 0 | 0 | 1765.4209 | #N/A | #N/A | 88 | #N/A | #N/A | #N/A | #N/A | 0.9808% | 1 | 50% | 0% | 0% | 0% | 8.2745 | 0 | 0 | 0 | 8.2745 | #N/A
2007-07-01 09:00 | 7 | 1 | 9 | 182.3336 | 4353 | 68 | 57.92 | 995 | 68 | 0 | 1718.4776 | Cooling | 286.4129 | #N/A | #N/A | #N/A | #N/A | 0 | 0 | 0 | 0 | 0 | 1718.4776 | #N/A | #N/A | 88 | #N/A | #N/A | #N/A | #N/A | 0.9547% | 1 | 50% | 0% | 0% | 0% | 8.2745 | 0 | 0 | 0 | 8.2745 | #N/A
2007-07-01 10:00 | 7 | 1 | 10 | 182.3753 | 4354 | 68 | 59 | 995 | 68 | 0 | 1857.8304 | Cooling | 309.6384 | #N/A | #N/A | #N/A | #N/A | 0 | 0 | 0 | 0 | 0 | 1857.8304 | #N/A | #N/A | 88 | #N/A | #N/A | #N/A | #N/A | 1.032% | 1 | 50% | 0% | 0% | 0% | 8.2745 | 0 | 0 | 0 | 8.2745 | #N/A
2007-07-01 11:00 | 7 | 1 | 11 | 182.4169 | 4355 | 69.98 | 59 | 995 | 69.98 | 0 | 2080.2003 | Cooling | 346.7001 | #N/A | #N/A | #N/A | #N/A | 0 | 0 | 0 | 0 | 0 | 2080.2003 | #N/A | #N/A | 88 | #N/A | #N/A | #N/A | #N/A | 1.156% | 1 | 50% | 0% | 0% | 0% | 8.2745 | 0 | 0 | 0 | 8.2745 | #N/A
2007-07-01 12:00 | 7 | 1 | 12 | 182.4586 | 4356 | 73.04 | 59 | 995 | 73.04 | 0 | 2170.8193 | Cooling | 361.8032 | #N/A | #N/A | #N/A | #N/A | 0 | 0 | 0 | 0 | 0 | 2170.8193 | #N/A | #N/A | 88 | #N/A | #N/A | #N/A | #N/A | 1.206% | 1 | 50% | 0% | 0% | 0% | 8.2745 | 0 | 0 | 0 | 8.2745 | #N/A
2007-07-01 13:00 | 7 | 1 | 13 | 182.5003 | 4357 | 78.98 | 57.92 | 995 | 78.98 | 0 | 2386.6279 | Cooling | 397.7713 | #N/A | #N/A | #N/A | #N/A | 0 | 0 | 0 | 0 | 0 | 2386.6279 | #N/A | #N/A | 88 | #N/A | #N/A | #N/A | #N/A | 1.326% | 1 | 50% | 0% | 0% | 0% | 8.2745 | 0 | 0 | 0 | 8.2745 | #N/A
2007-07-01 14:00 | 7 | 1 | 14 | 182.5419 | 4358 | 78.98 | 57.02 | 995 | 78.98 | 0 | 2416.9569 | Cooling | 402.8262 | #N/A | #N/A | #N/A | #N/A | 0 | 0 | 0 | 0 | 0 | 2416.9569 | #N/A | #N/A | 88 | #N/A | #N/A | #N/A | #N/A | 1.343% | 1 | 50% | 0% | 0% | 0% | 8.2745 | 0 | 0 | 0 | 8.2745 | #N/A
2007-07-01 15:00 | 7 | 1 | 15 | 182.5836 | 4359 | 75.92 | 57.92 | 995 | 75.92 | 0 | 2534.6931 | Cooling | 422.4489 | #N/A | #N/A | #N/A | #N/A | 0 | 0 | 0 | 0 | 0 | 2534.6931 | #N/A | #N/A | 88 | #N/A | #N/A | #N/A | #N/A | 1.408% | 1 | 50% | 0% | 0% | 0% | 8.2745 | 0 | 0 | 0 | 8.2745 | #N/A
2007-07-01 16:00 | 7 | 1 | 16 | 182.6253 | 4360 | 73.94 | 57.02 | 995 | 73.94 | 0 | 2702.4273 | Cooling | 450.4045 | #N/A | #N/A | #N/A | #N/A | 0 | 0 | 0 | 0 | 0 | 2702.4273 | #N/A | #N/A | 88 | #N/A | #N/A | #N/A | #N/A | 1.501% | 1 | 50% | 0% | 0% | 0% | 8.2745 | 0 | 0 | 0 | 8.2745 | #N/A
2007-07-01 17:00 | 7 | 1 | 17 | 182.6669 | 4361 | 73.94 | 57.02 | 995 | 73.94 | 0 | 2498.856 | Cooling | 416.476 | #N/A | #N/A | #N/A | #N/A | 0 | 0 | 0 | 0 | 0 | 2498.856 | #N/A | #N/A | 88 | #N/A | #N/A | #N/A | #N/A | 1.388% | 1 | 50% | 0% | 0% | 0% | 8.2745 | 0 | 0 | 0 | 8.2745 | #N/A
2007-07-01 18:00 | 7 | 1 | 18 | 182.7086 | 4362 | 71.96 | 57.92 | 996 | 71.96 | 0 | 2539.3738 | Cooling | 423.229 | #N/A | #N/A | #N/A | #N/A | 0 | 0 | 0 | 0 | 0 | 2539.3738 | #N/A | #N/A | 88 | #N/A | #N/A | #N/A | #N/A | 1.411% | 1 | 50% | 0% | 0% | 0% | 8.2745 | 0 | 0 | 0 | 8.2745 | #N/A
2007-07-01 19:00 | 7 | 1 | 19 | 182.7503 | 4363 | 69.98 | 57.92 | 997 | 69.98 | 0 | 2422.3773 | Cooling | 403.7295 | #N/A | #N/A | #N/A | #N/A | 0 | 0 | 0 | 0 | 0 | 2422.3773 | #N/A | #N/A | 88 | #N/A | #N/A | #N/A | #N/A | 1.346% | 1 | 50% | 0% | 0% | 0% | 8.2745 | 0 | 0 | 0 | 8.2745 | #N/A
2007-07-01 20:00 | 7 | 1 | 20 | 182.7919 | 4364 | 69.98 | 57.92 | 997 | 69.98 | 0 | 2041.1309 | Cooling | 340.1885 | #N/A | #N/A | #N/A | #N/A | 0 | 0 | 0 | 0 | 0 | 2041.1309 | #N/A | #N/A | 88 | #N/A | #N/A | #N/A | #N/A | 1.134% | 1 | 50% | 0% | 0% | 0% | 8.2745 | 0 | 0 | 0 | 8.2745 | #N/A
2007-07-01 21:00 | 7 | 1 | 21 | 182.8336 | 4365 | 66.92 | 57.92 | 997 | 66.92 | 0 | 1728.8641 | Cooling | 288.144 | #N/A | #N/A | #N/A | #N/A | 0 | 0 | 0 | 0 | 0 | 1728.8641 | #N/A | #N/A | 88 | #N/A | #N/A | #N/A | #N/A | 0.9605% | 1 | 50% | 0% | 0% | 0% | 8.2745 | 0 | 0 | 0 | 8.2745 | #N/A
2007-07-01 22:00 | 7 | 1 | 22 | 182.8753 | 4366 | 66.02 | 57.92 | 998 | 66.02 | 0 | 142.0345 | Cooling | 23.6724 | #N/A | #N/A | #N/A | #N/A | 0 | 0 | 0 | 0 | 0 | 142.0345 | #N/A | #N/A | 88 | #N/A | #N/A | #N/A | #N/A | 0.07891% | 1 | 50% | 0% | 0% | 0% | 8.2745 | 0 | 0 | 0 | 8.2745 | #N/A
2007-07-01 23:00 | 7 | 1 | 23 | 182.9169 | 4367 | 66.02 | 57.92 | 998 | 66.02 | 0 | 201.8111 | Cooling | 33.6352 | #N/A | #N/A | #N/A | #N/A | 0 | 0 | 0 | 0 | 0 | 201.8111 | #N/A | #N/A | 88 | #N/A | #N/A | #N/A | #N/A | 0.1121% | 1 | 50% | 0% | 0% | 0% | 8.2745 | 0 | 0 | 0 | 8.2745 | #N/A
2007-07-02 | 7 | 2 | 0 | 182.9586 | 4368 | 66.02 | 55.94 | 998 | 66.02 | 0 | 148.4377 | Cooling | 24.7396 | #N/A | #N/A | #N/A | #N/A | 0 | 0 | 0 | 0 | 0 | 148.4377 | #N/A | #N/A | 88 | #N/A | #N/A | #N/A | #N/A | 0.08247% | 1 | 50% | 0% | 0% | 0% | 8.2745 | 0 | 0 | 0 | 8.2745 | #N/A
2007-07-02 01:00 | 7 | 2 | 1 | 183.0003 | 4369 | 62.96 | 55.94 | 998 | 62.96 | 0 | 124.0136 | Cooling | 20.6689 | #N/A | #N/A | #N/A | #N/A | 0 | 0 | 0 | 0 | 0 | 124.0136 | #N/A | #N/A | 88 | #N/A | #N/A | #N/A | #N/A | 0.0689% | 1 | 50% | 0% | 0% | 0% | 8.2745 | 0 | 0 | 0 | 8.2745 | #N/A
2007-07-02 02:00 | 7 | 2 | 2 | 183.0419 | 4370 | 62.96 | 57.92 | 999 | 62.96 | 0 | 156.312 | Cooling | 26.052 | #N/A | #N/A | #N/A | #N/A | 0 | 0 | 0 | 0 | 0 | 156.312 | #N/A | #N/A | 88 | #N/A | #N/A | #N/A | #N/A | 0.08684% | 1 | 50% | 0% | 0% | 0% | 8.2745 | 0 | 0 | 0 | 8.2745 | #N/A
2007-07-02 03:00 | 7 | 2 | 3 | 183.0836 | 4371 | 62.96 | 57.02 | 999 | 62.96 | 0 | 153.6733 | Cooling | 25.6122 | #N/A | #N/A | #N/A | #N/A | 0 | 0 | 0 | 0 | 0 | 153.6733 | #N/A | #N/A | 88 | #N/A | #N/A | #N/A | #N/A | 0.08537% | 1 | 50% | 0% | 0% | 0% | 8.2745 | 0 | 0 | 0 | 8.2745 | #N/A
2007-07-02 04:00 | 7 | 2 | 4 | 183.1253 | 4372 | 62.06 | 57.92 | 999 | 62.06 | 0 | 148.9877 | Cooling | 24.8313 | #N/A | #N/A | #N/A | #N/A | 0 | 0 | 0 | 0 | 0 | 148.9877 | #N/A | #N/A | 88 | #N/A | #N/A | #N/A | #N/A | 0.08277% | 1 | 50% | 0% | 0% | 0% | 8.2745 | 0 | 0 | 0 | 8.2745 | #N/A
2007-07-02 05:00 | 7 | 2 | 5 | 183.1669 | 4373 | 62.06 | 57.02 | 999 | 62.06 | 0 | 167.4805 | Cooling | 27.9134 | #N/A | #N/A | #N/A | #N/A | 0 | 0 | 0 | 0 | 0 | 167.4805 | #N/A | #N/A | 88 | #N/A | #N/A | #N/A | #N/A | 0.09304% | 1 | 50% | 0% | 0% | 0% | 8.2745 | 0 | 0 | 0 | 8.2745 | #N/A
2007-07-02 06:00 | 7 | 2 | 6 | 183.2086 | 4374 | 62.96 | 57.02 | 1000 | 62.96 | 0 | 965.7608 | Cooling | 160.9601 | #N/A | #N/A | #N/A | #N/A | 0 | 0 | 0 | 0 | 0 | 965.7608 | #N/A | #N/A | 88 | #N/A | #N/A | #N/A | #N/A | 0.5365% | 1 | 50% | 0% | 0% | 0% | 8.2745 | 0 | 0 | 0 | 8.2745 | #N/A
2007-07-02 07:00 | 7 | 2 | 7 | 183.2503 | 4375 | 64.94 | 53.06 | 1000 | 64.94 | 0 | 1023.3804 | Cooling | 170.5634 | #N/A | #N/A | #N/A | #N/A | 0 | 0 | 0 | 0 | 0 | 1023.3804 | #N/A | #N/A | 88 | #N/A | #N/A | #N/A | #N/A | 0.5685% | 1 | 50% | 0% | 0% | 0% | 8.2745 | 0 | 0 | 0 | 8.2745 | #N/A
2007-07-02 08:00 | 7 | 2 | 8 | 183.2919 | 4376 | 64.94 | 57.92 | 1001 | 64.94 | 0 | 1892.3268 | Cooling | 315.3878 | #N/A | #N/A | #N/A | #N/A | 0 | 0 | 0 | 0 | 0 | 1892.3268 | #N/A | #N/A | 88 | #N/A | #N/A | #N/A | #N/A | 1.051% | 1 | 50% | 0% | 0% | 0% | 8.2745 | 0 | 0 | 0 | 8.2745 | #N/A
2007-07-02 09:00 | 7 | 2 | 9 | 183.3336 | 4377 | 69.98 | 57.92 | 1001 | 69.98 | 0 | 2599.6844 | Cooling | 433.2807 | #N/A | #N/A | #N/A | #N/A | 0 | 0 | 0 | 0 | 0 | 2599.6844 | #N/A | #N/A | 88 | #N/A | #N/A | #N/A | #N/A | 1.444% | 1 | 50% | 0% | 0% | 0% | 8.2745 | 0 | 0 | 0 | 8.2745 | #N/A
2007-07-02 10:00 | 7 | 2 | 10 | 183.3753 | 4378 | 71.06 | 57.02 | 1001 | 71.06 | 0 | 2781.9938 | Cooling | 463.6656 | #N/A | #N/A | #N/A | #N/A | 0 | 0 | 0 | 0 | 0 | 2781.9938 | #N/A | #N/A | 88 | #N/A | #N/A | #N/A | #N/A | 1.546% | 1 | 50% | 0% | 0% | 0% | 8.2745 | 0 | 0 | 0 | 8.2745 | #N/A
2007-07-02 11:00 | 7 | 2 | 11 | 183.4169 | 4379 | 71.06 | 55.94 | 1001 | 71.06 | 0 | 2933.5022 | Cooling | 488.917 | #N/A | #N/A | #N/A | #N/A | 0 | 0 | 0 | 0 | 0 | 2933.5022 | #N/A | #N/A | 88 | #N/A | #N/A | #N/A | #N/A | 1.63% | 1 | 50% | 0% | 0% | 0% | 8.2745 | 0 | 0 | 0 | 8.2745 | #N/A
2007-07-02 12:00 | 7 | 2 | 12 | 183.4586 | 4380 | 73.04 | 57.92 | 1000 | 73.04 | 0 | 2379.3256 | Cooling | 396.5543 | #N/A | #N/A | #N/A | #N/A | 0 | 0 | 0 | 0 | 0 | 2379.3256 | #N/A | #N/A | 88 | #N/A | #N/A | #N/A | #N/A | 1.322% | 1 | 50% | 0% | 0% | 0% | 8.2745 | 0 | 0 | 0 | 8.2745 | #N/A
2007-07-02 13:00 | 7 | 2 | 13 | 183.5003 | 4381 | 75.02 | 53.96 | 1000 | 75.02 | 0 | 2402.9532 | Cooling | 400.4922 | #N/A | #N/A | #N/A | #N/A | 0 | 0 | 0 | 0 | 0 | 2402.9532 | #N/A | #N/A | 88 | #N/A | #N/A | #N/A | #N/A | 1.335% | 1 | 50% | 0% | 0% | 0% | 8.2745 | 0 | 0 | 0 | 8.2745 | #N/A
2007-07-02 14:00 | 7 | 2 | 14 | 183.5419 | 4382 | 75.02 | 53.96 | 1000 | 75.02 | 0 | 2477.9666 | Cooling | 412.9944 | #N/A | #N/A | #N/A | #N/A | 0 | 0 | 0 | 0 | 0 | 2477.9666 | #N/A | #N/A | 88 | #N/A | #N/A | #N/A | #N/A | 1.377% | 1 | 50% | 0% | 0% | 0% | 8.2745 | 0 | 0 | 0 | 8.2745 | #N/A
2007-07-02 15:00 | 7 | 2 | 15 | 183.5836 | 4383 | 77 | 55.04 | 1000 | 77 | 0 | 2530.404 | Cooling | 421.734 | #N/A | #N/A | #N/A | #N/A | 0 | 0 | 0 | 0 | 0 | 2530.404 | #N/A | #N/A | 88 | #N/A | #N/A | #N/A | #N/A | 1.406% | 1 | 50% | 0% | 0% | 0% | 8.2745 | 0 | 0 | 0 | 8.2745 | #N/A
2007-07-02 16:00 | 7 | 2 | 16 | 183.6253 | 4384 | 75.92 | 53.06 | 1000 | 75.92 | 0 | 2575.337 | Cooling | 429.2228 | #N/A | #N/A | #N/A | #N/A | 0 | 0 | 0 | 0 | 0 | 2575.337 | #N/A | #N/A | 88 | #N/A | #N/A | #N/A | #N/A | 1.431% | 1 | 50% | 0% | 0% | 0% | 8.2745 | 0 | 0 | 0 | 8.2745 | #N/A
2007-07-02 17:00 | 7 | 2 | 17 | 183.6669 | 4385 | 75.92 | 53.06 | 1000 | 75.92 | 0 | 2490.6134 | Cooling | 415.1022 | #N/A | #N/A | #N/A | #N/A | 0 | 0 | 0 | 0 | 0 | 2490.6134 | #N/A | #N/A | 88 | #N/A | #N/A | #N/A | #N/A | 1.384% | 1 | 50% | 0% | 0% | 0% | 8.2745 | 0 | 0 | 0 | 8.2745 | #N/A
2007-07-02 18:00 | 7 | 2 | 18 | 183.7086 | 4386 | 73.04 | 51.98 | 1000 | 73.04 | 0 | 2305.6366 | Cooling | 384.2728 | #N/A | #N/A | #N/A | #N/A | 0 | 0 | 0 | 0 | 0 | 2305.6366 | #N/A | #N/A | 88 | #N/A | #N/A | #N/A | #N/A | 1.281% | 1 | 50% | 0% | 0% | 0% | 8.2745 | 0 | 0 | 0 | 8.2745 | #N/A
2007-07-02 19:00 | 7 | 2 | 19 | 183.7503 | 4387 | 71.96 | 53.06 | 1000 | 71.96 | 0 | 2330.5814 | Cooling | 388.4302 | #N/A | #N/A | #N/A | #N/A | 0 | 0 | 0 | 0 | 0 | 2330.5814 | #N/A | #N/A | 88 | #N/A | #N/A | #N/A | #N/A | 1.295% | 1 | 50% | 0% | 0% | 0% | 8.2745 | 0 | 0 | 0 | 8.2745 | #N/A
2007-07-02 20:00 | 7 | 2 | 20 | 183.7919 | 4388 | 71.96 | 51.08 | 1000 | 71.96 | 0 | 1570.3999 | Cooling | 261.7333 | #N/A | #N/A | #N/A | #N/A | 0 | 0 | 0 | 0 | 0 | 1570.3999 | #N/A | #N/A | 88 | #N/A | #N/A | #N/A | #N/A | 0.8724% | 1 | 50% | 0% | 0% | 0% | 8.2745 | 0 | 0 | 0 | 8.2745 | #N/A
2007-07-02 21:00 | 7 | 2 | 21 | 183.8336 | 4389 | 64.94 | 53.96 | 1001 | 64.94 | 0 | 1316.1936 | Cooling | 219.3656 | #N/A | #N/A | #N/A | #N/A | 0 | 0 | 0 | 0 | 0 | 1316.1936 | #N/A | #N/A | 88 | #N/A | #N/A | #N/A | #N/A | 0.7312% | 1 | 50% | 0% | 0% | 0% | 8.2745 | 0 | 0 | 0 | 8.2745 | #N/A
2007-07-02 22:00 | 7 | 2 | 22 | 183.8753 | 4390 | 64.04 | 55.04 | 1001 | 64.04 | 0 | 130.32 | Cooling | 21.72 | #N/A | #N/A | #N/A | #N/A | 0 | 0 | 0 | 0 | 0 | 130.32 | #N/A | #N/A | 88 | #N/A | #N/A | #N/A | #N/A | 0.0724% | 1 | 50% | 0% | 0% | 0% | 8.2745 | 0 | 0 | 0 | 8.2745 | #N/A
2007-07-02 23:00 | 7 | 2 | 23 | 183.9169 | 4391 | 64.04 | 53.96 | 1001 | 64.04 | 0 | 136.2192 | Cooling | 22.7032 | #N/A | #N/A | #N/A | #N/A | 0 | 0 | 0 | 0 | 0 | 136.2192 | #N/A | #N/A | 88 | #N/A | #N/A | #N/A | #N/A | 0.07568% | 1 | 50% | 0% | 0% | 0% | 8.2745 | 0 | 0 | 0 | 8.2745 | #N/A
2007-07-03 | 7 | 3 | 0 | 183.9586 | 4392 | 57.92 | 53.96 | 1001 | 57.92 | 0 | 110.5956 | Cooling | 18.4326 | #N/A | #N/A | #N/A | #N/A | 0 | 0 | 0 | 0 | 0 | 110.5956 | #N/A | #N/A | 88 | #N/A | #N/A | #N/A | #N/A | 0.06144% | 1 | 50% | 0% | 0% | 0% | 8.2745 | 0 | 0 | 0 | 8.2745 | #N/A
2007-07-03 01:00 | 7 | 3 | 1 | 184.0003 | 4393 | 57.92 | 53.96 | 1001 | 57.92 | 0 | 105.8495 | Cooling | 17.6416 | #N/A | #N/A | #N/A | #N/A | 0 | 0 | 0 | 0 | 0 | 105.8495 | #N/A | #N/A | 88 | #N/A | #N/A | #N/A | #N/A | 0.05881% | 1 | 50% | 0% | 0% | 0% | 8.2745 | 0 | 0 | 0 | 8.2745 | #N/A
2007-07-03 02:00 | 7 | 3 | 2 | 184.0419 | 4394 | 57.92 | 53.96 | 1001 | 57.92 | 0 | 99.3703 | Cooling | 16.5617 | #N/A | #N/A | #N/A | #N/A | 0 | 0 | 0 | 0 | 0 | 99.3703 | #N/A | #N/A | 88 | #N/A | #N/A | #N/A | #N/A | 0.05521% | 1 | 50% | 0% | 0% | 0% | 8.2745 | 0 | 0 | 0 | 8.2745 | #N/A
2007-07-03 03:00 | 7 | 3 | 3 | 184.0836 | 4395 | 53.96 | 53.06 | 1001 | 53.96 | 0 | 79.3959 | Cooling | 13.2326 | #N/A | #N/A | #N/A | #N/A | 0 | 0 | 0 | 0 | 0 | 79.3959 | #N/A | #N/A | 88 | #N/A | #N/A | #N/A | #N/A | 0.04411% | 1 | 50% | 0% | 0% | 0% | 8.2745 | 0 | 0 | 0 | 8.2745 | #N/A
2007-07-03 04:00 | 7 | 3 | 4 | 184.1253 | 4396 | 53.06 | 51.98 | 1001 | 53.06 | 0 | 52.9824 | Cooling | 8.8304 | #N/A | #N/A | #N/A | #N/A | 0 | 0 | 0 | 0 | 0 | 52.9824 | #N/A | #N/A | 88 | #N/A | #N/A | #N/A | #N/A | 0.02943% | 1 | 50% | 0% | 0% | 0% | 8.2745 | 0 | 0 | 0 | 8.2745 | #N/A
2007-07-03 05:00 | 7 | 3 | 5 | 184.1669 | 4397 | 53.06 | 51.98 | 1001 | 53.06 | 0 | 50.0061 | Cooling | 8.3343 | #N/A | #N/A | #N/A | #N/A | 0 | 0 | 0 | 0 | 0 | 50.0061 | #N/A | #N/A | 88 | #N/A | #N/A | #N/A | #N/A | 0.02778% | 1 | 50% | 0% | 0% | 0% | 8.2745 | 0 | 0 | 0 | 8.2745 | #N/A
2007-07-03 06:00 | 7 | 3 | 6 | 184.2086 | 4398 | 57.02 | 53.06 | 1001 | 57.02 | 0 | 492.3208 | Cooling | 82.0535 | #N/A | #N/A | #N/A | #N/A | 0 | 0 | 0 | 0 | 0 | 492.3208 | #N/A | #N/A | 88 | #N/A | #N/A | #N/A | #N/A | 0.2735% | 1 | 50% | 0% | 0% | 0% | 8.2745 | 0 | 0 | 0 | 8.2745 | #N/A
2007-07-03 07:00 | 7 | 3 | 7 | 184.2503 | 4399 | 60.98 | 55.94 | 1002 | 60.98 | 0 | 1224.7215 | Cooling | 204.1202 | #N/A | #N/A | #N/A | #N/A | 0 | 0 | 0 | 0 | 0 | 1224.7215 | #N/A | #N/A | 88 | #N/A | #N/A | #N/A | #N/A | 0.6804% | 1 | 50% | 0% | 0% | 0% | 8.2745 | 0 | 0 | 0 | 8.2745 | #N/A
2007-07-03 08:00 | 7 | 3 | 8 | 184.2919 | 4400 | 60.98 | 57.02 | 1001 | 60.98 | 0 | 2298.1219 | Cooling | 383.0203 | #N/A | #N/A | #N/A | #N/A | 0 | 0 | 0 | 0 | 0 | 2298.1219 | #N/A | #N/A | 88 | #N/A | #N/A | #N/A | #N/A | 1.277% | 1 | 50% | 0% | 0% | 0% | 8.2745 | 0 | 0 | 0 | 8.2745 | #N/A
2007-07-03 09:00 | 7 | 3 | 9 | 184.3336 | 4401 | 68 | 57.02 | 1001 | 68 | 0 | 2910.865 | Cooling | 485.1442 | #N/A | #N/A | #N/A | #N/A | 0 | 0 | 0 | 0 | 0 | 2910.865 | #N/A | #N/A | 88 | #N/A | #N/A | #N/A | #N/A | 1.617% | 1 | 50% | 0% | 0% | 0% | 8.2745 | 0 | 0 | 0 | 8.2745 | #N/A
2007-07-03 10:00 | 7 | 3 | 10 | 184.3753 | 4402 | 69.98 | 55.04 | 1001 | 69.98 | 0 | 2585.2699 | Cooling | 430.8783 | #N/A | #N/A | #N/A | #N/A | 0 | 0 | 0 | 0 | 0 | 2585.2699 | #N/A | #N/A | 88 | #N/A | #N/A | #N/A | #N/A | 1.436% | 1 | 50% | 0% | 0% | 0% | 8.2745 | 0 | 0 | 0 | 8.2745 | #N/A
2007-07-03 11:00 | 7 | 3 | 11 | 184.4169 | 4403 | 69.98 | 57.92 | 1000 | 69.98 | 0 | 2529.7477 | Cooling | 421.6246 | #N/A | #N/A | #N/A | #N/A | 0 | 0 | 0 | 0 | 0 | 2529.7477 | #N/A | #N/A | 88 | #N/A | #N/A | #N/A | #N/A | 1.405% | 1 | 50% | 0% | 0% | 0% | 8.2745 | 0 | 0 | 0 | 8.2745 | #N/A
2007-07-03 12:00 | 7 | 3 | 12 | 184.4586 | 4404 | 75.92 | 57.02 | 1000 | 75.92 | 0 | 2474.1967 | Cooling | 412.3661 | #N/A | #N/A | #N/A | #N/A | 0 | 0 | 0 | 0 | 0 | 2474.1967 | #N/A | #N/A | 88 | #N/A | #N/A | #N/A | #N/A | 1.375% | 1 | 50% | 0% | 0% | 0% | 8.2745 | 0 | 0 | 0 | 8.2745 | #N/A
2007-07-03 13:00 | 7 | 3 | 13 | 184.5003 | 4405 | 75.92 | 55.94 | 1000 | 75.92 | 0 | 2502.3089 | Cooling | 417.0515 | #N/A | #N/A | #N/A | #N/A | 0 | 0 | 0 | 0 | 0 | 2502.3089 | #N/A | #N/A | 88 | #N/A | #N/A | #N/A | #N/A | 1.39% | 1 | 50% | 0% | 0% | 0% | 8.2745 | 0 | 0 | 0 | 8.2745 | #N/A
2007-07-03 14:00 | 7 | 3 | 14 | 184.5419 | 4406 | 75.92 | 55.94 | 999 | 75.92 | 0 | 2581.1269 | Cooling | 430.1878 | #N/A | #N/A | #N/A | #N/A | 0 | 0 | 0 | 0 | 0 | 2581.1269 | #N/A | #N/A | 88 | #N/A | #N/A | #N/A | #N/A | 1.434% | 1 | 50% | 0% | 0% | 0% | 8.2745 | 0 | 0 | 0 | 8.2745 | #N/A
2007-07-03 15:00 | 7 | 3 | 15 | 184.5836 | 4407 | 77 | 55.04 | 999 | 77 | 0 | 2600.59 | Cooling | 433.4317 | #N/A | #N/A | #N/A | #N/A | 0 | 0 | 0 | 0 | 0 | 2600.59 | #N/A | #N/A | 88 | #N/A | #N/A | #N/A | #N/A | 1.445% | 1 | 50% | 0% | 0% | 0% | 8.2745 | 0 | 0 | 0 | 8.2745 | #N/A
2007-07-03 16:00 | 7 | 3 | 16 | 184.6253 | 4408 | 77 | 53.06 | 999 | 77 | 0 | 2663.4803 | Cooling | 443.9134 | #N/A | #N/A | #N/A | #N/A | 0 | 0 | 0 | 0 | 0 | 2663.4803 | #N/A | #N/A | 88 | #N/A | #N/A | #N/A | #N/A | 1.48% | 1 | 50% | 0% | 0% | 0% | 8.2745 | 0 | 0 | 0 | 8.2745 | #N/A
2007-07-03 17:00 | 7 | 3 | 17 | 184.6669 | 4409 | 77 | 55.04 | 998 | 77 | 0 | 2652.3298 | Cooling | 442.055 | #N/A | #N/A | #N/A | #N/A | 0 | 0 | 0 | 0 | 0 | 2652.3298 | #N/A | #N/A | 88 | #N/A | #N/A | #N/A | #N/A | 1.474% | 1 | 50% | 0% | 0% | 0% | 8.2745 | 0 | 0 | 0 | 8.2745 | #N/A
2007-07-03 18:00 | 7 | 3 | 18 | 184.7086 | 4410 | 75.92 | 55.04 | 998 | 75.92 | 0 | 2500.303 | Cooling | 416.7172 | #N/A | #N/A | #N/A | #N/A | 0 | 0 | 0 | 0 | 0 | 2500.303 | #N/A | #N/A | 88 | #N/A | #N/A | #N/A | #N/A | 1.389% | 1 | 50% | 0% | 0% | 0% | 8.2745 | 0 | 0 | 0 | 8.2745 | #N/A
2007-07-03 19:00 | 7 | 3 | 19 | 184.7503 | 4411 | 73.94 | 55.94 | 997 | 73.94 | 0 | 2385.597 | Cooling | 397.5995 | #N/A | #N/A | #N/A | #N/A | 0 | 0 | 0 | 0 | 0 | 2385.597 | #N/A | #N/A | 88 | #N/A | #N/A | #N/A | #N/A | 1.325% | 1 | 50% | 0% | 0% | 0% | 8.2745 | 0 | 0 | 0 | 8.2745 | #N/A
2007-07-03 20:00 | 7 | 3 | 20 | 184.7919 | 4412 | 73.94 | 55.94 | 998 | 73.94 | 0 | 2296.4729 | Cooling | 382.7455 | #N/A | #N/A | #N/A | #N/A | 0 | 0 | 0 | 0 | 0 | 2296.4729 | #N/A | #N/A | 88 | #N/A | #N/A | #N/A | #N/A | 1.276% | 1 | 50% | 0% | 0% | 0% | 8.2745 | 0 | 0 | 0 | 8.2745 | #N/A
2007-07-03 21:00 | 7 | 3 | 21 | 184.8336 | 4413 | 66.02 | 57.02 | 998 | 66.02 | 0 | 2577.3385 | Cooling | 429.5564 | #N/A | #N/A | #N/A | #N/A | 0 | 0 | 0 | 0 | 0 | 2577.3385 | #N/A | #N/A | 88 | #N/A | #N/A | #N/A | #N/A | 1.432% | 1 | 50% | 0% | 0% | 0% | 8.2745 | 0 | 0 | 0 | 8.2745 | #N/A
2007-07-03 22:00 | 7 | 3 | 22 | 184.8753 | 4414 | 64.94 | 57.92 | 998 | 64.94 | 0 | 603.3477 | Cooling | 100.558 | #N/A | #N/A | #N/A | #N/A | 0 | 0 | 0 | 0 | 0 | 603.3477 | #N/A | #N/A | 88 | #N/A | #N/A | #N/A | #N/A | 0.3352% | 1 | 50% | 0% | 0% | 0% | 8.2745 | 0 | 0 | 0 | 8.2745 | #N/A
2007-07-03 23:00 | 7 | 3 | 23 | 184.9169 | 4415 | 64.94 | 57.02 | 997 | 64.94 | 0 | 634.0835 | Cooling | 105.6806 | #N/A | #N/A | #N/A | #N/A | 0 | 0 | 0 | 0 | 0 | 634.0835 | #N/A | #N/A | 88 | #N/A | #N/A | #N/A | #N/A | 0.3523% | 1 | 50% | 0% | 0% | 0% | 8.2745 | 0 | 0 | 0 | 8.2745 | #N/A
2007-07-04 | 7 | 4 | 0 | 184.9586 | 4416 | 60.98 | 57.92 | 996 | 60.98 | 0 | 559.5328 | Cooling | 93.2555 | #N/A | #N/A | #N/A | #N/A | 0 | 0 | 0 | 0 | 0 | 559.5328 | #N/A | #N/A | 88 | #N/A | #N/A | #N/A | #N/A | 0.3109% | 1 | 50% | 0% | 0% | 0% | 8.2745 | 0 | 0 | 0 | 8.2745 | #N/A
2007-07-04 01:00 | 7 | 4 | 1 | 185.0003 | 4417 | 60.98 | 57.92 | 996 | 60.98 | 0 | 622.5597 | Cooling | 103.76 | #N/A | #N/A | #N/A | #N/A | 0 | 0 | 0 | 0 | 0 | 622.5597 | #N/A | #N/A | 88 | #N/A | #N/A | #N/A | #N/A | 0.3459% | 1 | 50% | 0% | 0% | 0% | 8.2745 | 0 | 0 | 0 | 8.2745 | #N/A
2007-07-04 02:00 | 7 | 4 | 2 | 185.0419 | 4418 | 60.98 | 57.92 | 995 | 60.98 | 0 | 617.0432 | Cooling | 102.8405 | #N/A | #N/A | #N/A | #N/A | 0 | 0 | 0 | 0 | 0 | 617.0432 | #N/A | #N/A | 88 | #N/A | #N/A | #N/A | #N/A | 0.3428% | 1 | 50% | 0% | 0% | 0% | 8.2745 | 0 | 0 | 0 | 8.2745 | #N/A
2007-07-04 03:00 | 7 | 4 | 3 | 185.0836 | 4419 | 59 | 57.92 | 994 | 59 | 0 | 607.9253 | Cooling | 101.3209 | #N/A | #N/A | #N/A | #N/A | 0 | 0 | 0 | 0 | 0 | 607.9253 | #N/A | #N/A | 88 | #N/A | #N/A | #N/A | #N/A | 0.3377% | 1 | 50% | 0% | 0% | 0% | 8.2745 | 0 | 0 | 0 | 8.2745 | #N/A
2007-07-04 04:00 | 7 | 4 | 4 | 185.1253 | 4420 | 60.08 | 57.92 | 994 | 60.08 | 0 | 569.4791 | Cooling | 94.9132 | #N/A | #N/A | #N/A | #N/A | 0 | 0 | 0 | 0 | 0 | 569.4791 | #N/A | #N/A | 88 | #N/A | #N/A | #N/A | #N/A | 0.3164% | 1 | 50% | 0% | 0% | 0% | 8.2745 | 0 | 0 | 0 | 8.2745 | #N/A
2007-07-04 05:00 | 7 | 4 | 5 | 185.1669 | 4421 | 60.08 | 57.02 | 993 | 60.08 | 0 | 692.7464 | Cooling | 115.4577 | #N/A | #N/A | #N/A | #N/A | 0 | 0 | 0 | 0 | 0 | 692.7464 | #N/A | #N/A | 88 | #N/A | #N/A | #N/A | #N/A | 0.3849% | 1 | 50% | 0% | 0% | 0% | 8.2745 | 0 | 0 | 0 | 8.2745 | #N/A
2007-07-04 06:00 | 7 | 4 | 6 | 185.2086 | 4422 | 60.98 | 57.92 | 993 | 60.98 | 0 | 3043.8417 | Cooling | 507.3069 | #N/A | #N/A | #N/A | #N/A | 0 | 0 | 0 | 0 | 0 | 3043.8417 | #N/A | #N/A | 88 | #N/A | #N/A | #N/A | #N/A | 1.691% | 1 | 50% | 0% | 0% | 0% | 8.2745 | 0 | 0 | 0 | 8.2745 | #N/A
2007-07-04 07:00 | 7 | 4 | 7 | 185.2503 | 4423 | 62.06 | 59 | 993 | 62.06 | 0 | 2310.3195 | Cooling | 385.0533 | #N/A | #N/A | #N/A | #N/A | 0 | 0 | 0 | 0 | 0 | 2310.3195 | #N/A | #N/A | 88 | #N/A | #N/A | #N/A | #N/A | 1.284% | 1 | 50% | 0% | 0% | 0% | 8.2745 | 0 | 0 | 0 | 8.2745 | #N/A
2007-07-04 08:00 | 7 | 4 | 8 | 185.2919 | 4424 | 62.06 | 60.08 | 993 | 62.06 | 0 | 2647.8711 | Cooling | 441.3118 | #N/A | #N/A | #N/A | #N/A | 0 | 0 | 0 | 0 | 0 | 2647.8711 | #N/A | #N/A | 88 | #N/A | #N/A | #N/A | #N/A | 1.471% | 1 | 50% | 0% | 0% | 0% | 8.2745 | 0 | 0 | 0 | 8.2745 | #N/A
2007-07-04 09:00 | 7 | 4 | 9 | 185.3336 | 4425 | 62.96 | 62.96 | 993 | 62.96 | 0 | 2803.2217 | Cooling | 467.2036 | #N/A | #N/A | #N/A | #N/A | 0 | 0 | 0 | 0 | 0 | 2803.2217 | #N/A | #N/A | 88 | #N/A | #N/A | #N/A | #N/A | 1.557% | 1 | 50% | 0% | 0% | 0% | 8.2745 | 0 | 0 | 0 | 8.2745 | #N/A
2007-07-04 10:00 | 7 | 4 | 10 | 185.3753 | 4426 | 62.96 | 64.04 | 992 | 62.96 | 0 | 2904.8996 | Cooling | 484.1499 | #N/A | #N/A | #N/A | #N/A | 0 | 0 | 0 | 0 | 0 | 2904.8996 | #N/A | #N/A | 88 | #N/A | #N/A | #N/A | #N/A | 1.614% | 1 | 50% | 0% | 0% | 0% | 8.2745 | 0 | 0 | 0 | 8.2745 | #N/A
2007-07-04 11:00 | 7 | 4 | 11 | 185.4169 | 4427 | 62.96 | 66.92 | 992 | 62.96 | 0 | 3035.1211 | Cooling | 505.8535 | #N/A | #N/A | #N/A | #N/A | 0 | 0 | 0 | 0 | 0 | 3035.1211 | #N/A | #N/A | 88 | #N/A | #N/A | #N/A | #N/A | 1.686% | 1 | 50% | 0% | 0% | 0% | 8.2745 | 0 | 0 | 0 | 8.2745 | #N/A
2007-07-04 12:00 | 7 | 4 | 12 | 185.4586 | 4428 | 62.96 | 68 | 991 | 62.96 | 0 | 3045.3394 | Cooling | 507.5566 | #N/A | #N/A | #N/A | #N/A | 0 | 0 | 0 | 0 | 0 | 3045.3394 | #N/A | #N/A | 88 | #N/A | #N/A | #N/A | #N/A | 1.692% | 1 | 50% | 0% | 0% | 0% | 8.2745 | 0 | 0 | 0 | 8.2745 | #N/A
2007-07-04 13:00 | 7 | 4 | 13 | 185.5003 | 4429 | 64.94 | 69.98 | 990 | 64.94 | 0 | 3196.0042 | Cooling | 532.6674 | #N/A | #N/A | #N/A | #N/A | 0 | 0 | 0 | 0 | 0 | 3196.0042 | #N/A | #N/A | 88 | #N/A | #N/A | #N/A | #N/A | 1.776% | 1 | 50% | 0% | 0% | 0% | 8.2745 | 0 | 0 | 0 | 8.2745 | #N/A
2007-07-04 14:00 | 7 | 4 | 14 | 185.5419 | 4430 | 64.94 | 71.06 | 989 | 64.94 | 0 | 3394.5179 | Cooling | 565.753 | #N/A | #N/A | #N/A | #N/A | 0 | 0 | 0 | 0 | 0 | 3394.5179 | #N/A | #N/A | 88 | #N/A | #N/A | #N/A | #N/A | 1.886% | 1 | 50% | 0% | 0% | 0% | 8.2745 | 0 | 0 | 0 | 8.2745 | #N/A
2007-07-04 15:00 | 7 | 4 | 15 | 185.5836 | 4431 | 68 | 71.96 | 989 | 68 | 0 | 3515.0255 | Cooling | 585.8376 | #N/A | #N/A | #N/A | #N/A | 0 | 0 | 0 | 0 | 0 | 3515.0255 | #N/A | #N/A | 88 | #N/A | #N/A | #N/A | #N/A | 1.953% | 1 | 50% | 0% | 0% | 0% | 8.2745 | 0 | 0 | 0 | 8.2745 | #N/A
2007-07-04 16:00 | 7 | 4 | 16 | 185.6253 | 4432 | 68 | 71.96 | 989 | 68 | 0 | 3636.317 | Cooling | 606.0528 | #N/A | #N/A | #N/A | #N/A | 0 | 0 | 0 | 0 | 0 | 3636.317 | #N/A | #N/A | 88 | #N/A | #N/A | #N/A | #N/A | 2.02% | 1 | 50% | 0% | 0% | 0% | 8.2745 | 0 | 0 | 0 | 8.2745 | #N/A
2007-07-04 17:00 | 7 | 4 | 17 | 185.6669 | 4433 | 68 | 71.96 | 989 | 68 | 0 | 3598.4209 | Cooling | 599.7368 | #N/A | #N/A | #N/A | #N/A | 0 | 0 | 0 | 0 | 0 | 3598.4209 | #N/A | #N/A | 88 | #N/A | #N/A | #N/A | #N/A | 1.999% | 1 | 50% | 0% | 0% | 0% | 8.2745 | 0 | 0 | 0 | 8.2745 | #N/A
2007-07-04 18:00 | 7 | 4 | 18 | 185.7086 | 4434 | 68 | 71.06 | 989 | 68 | 0 | 3394.8143 | Cooling | 565.8024 | #N/A | #N/A | #N/A | #N/A | 0 | 0 | 0 | 0 | 0 | 3394.8143 | #N/A | #N/A | 88 | #N/A | #N/A | #N/A | #N/A | 1.886% | 1 | 50% | 0% | 0% | 0% | 8.2745 | 0 | 0 | 0 | 8.2745 | #N/A
2007-07-04 19:00 | 7 | 4 | 19 | 185.7503 | 4435 | 68 | 69.08 | 990 | 68 | 0 | 3186.1067 | Cooling | 531.0178 | #N/A | #N/A | #N/A | #N/A | 0 | 0 | 0 | 0 | 0 | 3186.1067 | #N/A | #N/A | 88 | #N/A | #N/A | #N/A | #N/A | 1.77% | 1 | 50% | 0% | 0% | 0% | 8.2745 | 0 | 0 | 0 | 8.2745 | #N/A
2007-07-04 20:00 | 7 | 4 | 20 | 185.7919 | 4436 | 68 | 69.08 | 990 | 68 | 0 | 2957.6593 | Cooling | 492.9432 | #N/A | #N/A | #N/A | #N/A | 0 | 0 | 0 | 0 | 0 | 2957.6593 | #N/A | #N/A | 88 | #N/A | #N/A | #N/A | #N/A | 1.643% | 1 | 50% | 0% | 0% | 0% | 8.2745 | 0 | 0 | 0 | 8.2745 | #N/A
2007-07-04 21:00 | 7 | 4 | 21 | 185.8336 | 4437 | 62.96 | 68 | 989 | 62.96 | 0 | 2802.2254 | Cooling | 467.0376 | #N/A | #N/A | #N/A | #N/A | 0 | 0 | 0 | 0 | 0 | 2802.2254 | #N/A | #N/A | 88 | #N/A | #N/A | #N/A | #N/A | 1.557% | 1 | 50% | 0% | 0% | 0% | 8.2745 | 0 | 0 | 0 | 8.2745 | #N/A
2007-07-04 22:00 | 7 | 4 | 22 | 185.8753 | 4438 | 62.06 | 68 | 989 | 62.06 | 0 | 1259.754 | Cooling | 209.959 | #N/A | #N/A | #N/A | #N/A | 0 | 0 | 0 | 0 | 0 | 1259.754 | #N/A | #N/A | 88 | #N/A | #N/A | #N/A | #N/A | 0.6999% | 1 | 50% | 0% | 0% | 0% | 8.2745 | 0 | 0 | 0 | 8.2745 | #N/A
2007-07-04 23:00 | 7 | 4 | 23 | 185.9169 | 4439 | 62.06 | 66.92 | 991 | 62.06 | 0 | 1782.6201 | Cooling | 297.1033 | #N/A | #N/A | #N/A | #N/A | 0 | 0 | 0 | 0 | 0 | 1782.6201 | #N/A | #N/A | 88 | #N/A | #N/A | #N/A | #N/A | 0.9903% | 1 | 50% | 0% | 0% | 0% | 8.2745 | 0 | 0 | 0 | 8.2745 | #N/A
2007-07-05 | 7 | 5 | 0 | 185.9586 | 4440 | 60.08 | 71.06 | 992 | 60.08 | 0 | 1978.3226 | Cooling | 329.7204 | #N/A | #N/A | #N/A | #N/A | 0 | 0 | 0 | 0 | 0 | 1978.3226 | #N/A | #N/A | 88 | #N/A | #N/A | #N/A | #N/A | 1.099% | 1 | 50% | 0% | 0% | 0% | 8.2745 | 0 | 0 | 0 | 8.2745 | #N/A
2007-07-05 01:00 | 7 | 5 | 1 | 186.0003 | 4441 | 57.92 | 69.08 | 991 | 57.92 | 0 | 1946.3911 | Cooling | 324.3985 | #N/A | #N/A | #N/A | #N/A | 0 | 0 | 0 | 0 | 0 | 1946.3911 | #N/A | #N/A | 88 | #N/A | #N/A | #N/A | #N/A | 1.081% | 1 | 50% | 0% | 0% | 0% | 8.2745 | 0 | 0 | 0 | 8.2745 | #N/A
2007-07-05 02:00 | 7 | 5 | 2 | 186.0419 | 4442 | 60.08 | 68 | 991 | 60.08 | 0 | 1752.2897 | Cooling | 292.0483 | #N/A | #N/A | #N/A | #N/A | 0 | 0 | 0 | 0 | 0 | 1752.2897 | #N/A | #N/A | 88 | #N/A | #N/A | #N/A | #N/A | 0.9735% | 1 | 50% | 0% | 0% | 0% | 8.2745 | 0 | 0 | 0 | 8.2745 | #N/A
2007-07-05 03:00 | 7 | 5 | 3 | 186.0836 | 4443 | 59 | 68 | 992 | 59 | 0 | 1595.5828 | Cooling | 265.9305 | #N/A | #N/A | #N/A | #N/A | 0 | 0 | 0 | 0 | 0 | 1595.5828 | #N/A | #N/A | 88 | #N/A | #N/A | #N/A | #N/A | 0.8864% | 1 | 50% | 0% | 0% | 0% | 8.2745 | 0 | 0 | 0 | 8.2745 | #N/A
2007-07-05 04:00 | 7 | 5 | 4 | 186.1253 | 4444 | 57.92 | 68 | 992 | 57.92 | 0 | 1514.3283 | Cooling | 252.388 | #N/A | #N/A | #N/A | #N/A | 0 | 0 | 0 | 0 | 0 | 1514.3283 | #N/A | #N/A | 88 | #N/A | #N/A | #N/A | #N/A | 0.8413% | 1 | 50% | 0% | 0% | 0% | 8.2745 | 0 | 0 | 0 | 8.2745 | #N/A
2007-07-05 05:00 | 7 | 5 | 5 | 186.1669 | 4445 | 57.92 | 64.04 | 993 | 57.92 | 0 | 1397.5817 | Cooling | 232.9303 | #N/A | #N/A | #N/A | #N/A | 0 | 0 | 0 | 0 | 0 | 1397.5817 | #N/A | #N/A | 88 | #N/A | #N/A | #N/A | #N/A | 0.7764% | 1 | 50% | 0% | 0% | 0% | 8.2745 | 0 | 0 | 0 | 8.2745 | #N/A
2007-07-05 06:00 | 7 | 5 | 6 | 186.2086 | 4446 | 60.98 | 62.06 | 994 | 60.98 | 0 | 3250.0419 | Cooling | 541.6737 | #N/A | #N/A | #N/A | #N/A | 0 | 0 | 0 | 0 | 0 | 3250.0419 | #N/A | #N/A | 88 | #N/A | #N/A | #N/A | #N/A | 1.806% | 1 | 50% | 0% | 0% | 0% | 8.2745 | 0 | 0 | 0 | 8.2745 | #N/A
2007-07-05 07:00 | 7 | 5 | 7 | 186.2503 | 4447 | 64.04 | 62.96 | 995 | 64.04 | 0 | 2935.208 | Cooling | 489.2013 | #N/A | #N/A | #N/A | #N/A | 0 | 0 | 0 | 0 | 0 | 2935.208 | #N/A | #N/A | 88 | #N/A | #N/A | #N/A | #N/A | 1.631% | 1 | 50% | 0% | 0% | 0% | 8.2745 | 0 | 0 | 0 | 8.2745 | #N/A
2007-07-05 08:00 | 7 | 5 | 8 | 186.2919 | 4448 | 64.04 | 62.96 | 996 | 64.04 | 0 | 3433.4479 | Cooling | 572.2413 | #N/A | #N/A | #N/A | #N/A | 0 | 0 | 0 | 0 | 0 | 3433.4479 | #N/A | #N/A | 88 | #N/A | #N/A | #N/A | #N/A | 1.907% | 1 | 50% | 0% | 0% | 0% | 8.2745 | 0 | 0 | 0 | 8.2745 | #N/A
2007-07-05 09:00 | 7 | 5 | 9 | 186.3336 | 4449 | 71.96 | 57.02 | 997 | 71.96 | 0 | 3165.1833 | Cooling | 527.5306 | #N/A | #N/A | #N/A | #N/A | 0 | 0 | 0 | 0 | 0 | 3165.1833 | #N/A | #N/A | 88 | #N/A | #N/A | #N/A | #N/A | 1.758% | 1 | 50% | 0% | 0% | 0% | 8.2745 | 0 | 0 | 0 | 8.2745 | #N/A
2007-07-05 10:00 | 7 | 5 | 10 | 186.3753 | 4450 | 75.02 | 57.92 | 998 | 75.02 | 0 | 2843.3236 | Cooling | 473.8873 | #N/A | #N/A | #N/A | #N/A | 0 | 0 | 0 | 0 | 0 | 2843.3236 | #N/A | #N/A | 88 | #N/A | #N/A | #N/A | #N/A | 1.58% | 1 | 50% | 0% | 0% | 0% | 8.2745 | 0 | 0 | 0 | 8.2745 | #N/A
2007-07-05 11:00 | 7 | 5 | 11 | 186.4169 | 4451 | 75.02 | 57.02 | 998 | 75.02 | 0 | 2629.2988 | Cooling | 438.2165 | #N/A | #N/A | #N/A | #N/A | 0 | 0 | 0 | 0 | 0 | 2629.2988 | #N/A | #N/A | 88 | #N/A | #N/A | #N/A | #N/A | 1.461% | 1 | 50% | 0% | 0% | 0% | 8.2745 | 0 | 0 | 0 | 8.2745 | #N/A
2007-07-05 12:00 | 7 | 5 | 12 | 186.4586 | 4452 | 78.08 | 57.92 | 998 | 78.08 | 0 | 2566.5155 | Cooling | 427.7526 | #N/A | #N/A | #N/A | #N/A | 0 | 0 | 0 | 0 | 0 | 2566.5155 | #N/A | #N/A | 88 | #N/A | #N/A | #N/A | #N/A | 1.426% | 1 | 50% | 0% | 0% | 0% | 8.2745 | 0 | 0 | 0 | 8.2745 | #N/A
2007-07-05 13:00 | 7 | 5 | 13 | 186.5003 | 4453 | 80.06 | 57.92 | 998 | 80.06 | 0 | 2658.3733 | Cooling | 443.0622 | #N/A | #N/A | #N/A | #N/A | 0 | 0 | 0 | 0 | 0 | 2658.3733 | #N/A | #N/A | 88 | #N/A | #N/A | #N/A | #N/A | 1.477% | 1 | 50% | 0% | 0% | 0% | 8.2745 | 0 | 0 | 0 | 8.2745 | #N/A
2007-07-05 14:00 | 7 | 5 | 14 | 186.5419 | 4454 | 80.06 | 55.94 | 998 | 80.06 | 0 | 2604.2729 | Cooling | 434.0455 | #N/A | #N/A | #N/A | #N/A | 0 | 0 | 0 | 0 | 0 | 2604.2729 | #N/A | #N/A | 88 | #N/A | #N/A | #N/A | #N/A | 1.447% | 1 | 50% | 0% | 0% | 0% | 8.2745 | 0 | 0 | 0 | 8.2745 | #N/A
2007-07-05 15:00 | 7 | 5 | 15 | 186.5836 | 4455 | 82.94 | 55.94 | 998 | 82.94 | 0 | 2984.4433 | Cooling | 497.4072 | #N/A | #N/A | #N/A | #N/A | 0 | 0 | 0 | 0 | 0 | 2984.4433 | #N/A | #N/A | 88 | #N/A | #N/A | #N/A | #N/A | 1.658% | 1 | 50% | 0% | 0% | 0% | 8.2745 | 0 | 0 | 0 | 8.2745 | #N/A
2007-07-05 16:00 | 7 | 5 | 16 | 186.6253 | 4456 | 82.04 | 55.94 | 998 | 82.04 | 0 | 3152.4259 | Cooling | 525.4043 | #N/A | #N/A | #N/A | #N/A | 0 | 0 | 0 | 0 | 0 | 3152.4259 | #N/A | #N/A | 88 | #N/A | #N/A | #N/A | #N/A | 1.751% | 1 | 50% | 0% | 0% | 0% | 8.2745 | 0 | 0 | 0 | 8.2745 | #N/A
2007-07-05 17:00 | 7 | 5 | 17 | 186.6669 | 4457 | 82.04 | 53.96 | 998 | 82.04 | 0 | 2926.4963 | Cooling | 487.7494 | #N/A | #N/A | #N/A | #N/A | 0 | 0 | 0 | 0 | 0 | 2926.4963 | #N/A | #N/A | 88 | #N/A | #N/A | #N/A | #N/A | 1.626% | 1 | 50% | 0% | 0% | 0% | 8.2745 | 0 | 0 | 0 | 8.2745 | #N/A
2007-07-05 18:00 | 7 | 5 | 18 | 186.7086 | 4458 | 78.98 | 55.04 | 998 | 78.98 | 0 | 2823.1627 | Cooling | 470.5271 | #N/A | #N/A | #N/A | #N/A | 0 | 0 | 0 | 0 | 0 | 2823.1627 | #N/A | #N/A | 88 | #N/A | #N/A | #N/A | #N/A | 1.568% | 1 | 50% | 0% | 0% | 0% | 8.2745 | 0 | 0 | 0 | 8.2745 | #N/A
2007-07-05 19:00 | 7 | 5 | 19 | 186.7503 | 4459 | 75.92 | 55.04 | 998 | 75.92 | 0 | 2486.3951 | Cooling | 414.3992 | #N/A | #N/A | #N/A | #N/A | 0 | 0 | 0 | 0 | 0 | 2486.3951 | #N/A | #N/A | 88 | #N/A | #N/A | #N/A | #N/A | 1.381% | 1 | 50% | 0% | 0% | 0% | 8.2745 | 0 | 0 | 0 | 8.2745 | #N/A
2007-07-05 20:00 | 7 | 5 | 20 | 186.7919 | 4460 | 75.92 | 55.04 | 998 | 75.92 | 0 | 1955.0437 | Cooling | 325.8406 | #N/A | #N/A | #N/A | #N/A | 0 | 0 | 0 | 0 | 0 | 1955.0437 | #N/A | #N/A | 88 | #N/A | #N/A | #N/A | #N/A | 1.086% | 1 | 50% | 0% | 0% | 0% | 8.2745 | 0 | 0 | 0 | 8.2745 | #N/A
2007-07-05 21:00 | 7 | 5 | 21 | 186.8336 | 4461 | 69.98 | 55.94 | 999 | 69.98 | 0 | 1701.4916 | Cooling | 283.5819 | #N/A | #N/A | #N/A | #N/A | 0 | 0 | 0 | 0 | 0 | 1701.4916 | #N/A | #N/A | 88 | #N/A | #N/A | #N/A | #N/A | 0.9453% | 1 | 50% | 0% | 0% | 0% | 8.2745 | 0 | 0 | 0 | 8.2745 | #N/A
2007-07-05 22:00 | 7 | 5 | 22 | 186.8753 | 4462 | 69.08 | 57.92 | 999 | 69.08 | 0 | 470.3877 | Cooling | 78.398 | #N/A | #N/A | #N/A | #N/A | 0 | 0 | 0 | 0 | 0 | 470.3877 | #N/A | #N/A | 88 | #N/A | #N/A | #N/A | #N/A | 0.2613% | 1 | 50% | 0% | 0% | 0% | 8.2745 | 0 | 0 | 0 | 8.2745 | #N/A
2007-07-05 23:00 | 7 | 5 | 23 | 186.9169 | 4463 | 69.08 | 57.92 | 999 | 69.08 | 0 | 506.6122 | Cooling | 84.4354 | #N/A | #N/A | #N/A | #N/A | 0 | 0 | 0 | 0 | 0 | 506.6122 | #N/A | #N/A | 88 | #N/A | #N/A | #N/A | #N/A | 0.2815% | 1 | 50% | 0% | 0% | 0% | 8.2745 | 0 | 0 | 0 | 8.2745 | #N/A
2007-07-06 | 7 | 6 | 0 | 186.9586 | 4464 | 66.02 | 57.92 | 999 | 66.02 | 0 | 387.2375 | Cooling | 64.5396 | #N/A | #N/A | #N/A | #N/A | 0 | 0 | 0 | 0 | 0 | 387.2375 | #N/A | #N/A | 88 | #N/A | #N/A | #N/A | #N/A | 0.2151% | 1 | 50% | 0% | 0% | 0% | 8.2745 | 0 | 0 | 0 | 8.2745 | #N/A
2007-07-06 01:00 | 7 | 6 | 1 | 187.0003 | 4465 | 62.96 | 57.92 | 998 | 62.96 | 0 | 323.0591 | Cooling | 53.8432 | #N/A | #N/A | #N/A | #N/A | 0 | 0 | 0 | 0 | 0 | 323.0591 | #N/A | #N/A | 88 | #N/A | #N/A | #N/A | #N/A | 0.1795% | 1 | 50% | 0% | 0% | 0% | 8.2745 | 0 | 0 | 0 | 8.2745 | #N/A
2007-07-06 02:00 | 7 | 6 | 2 | 187.0419 | 4466 | 62.96 | 57.92 | 998 | 62.96 | 0 | 316.5021 | Cooling | 52.7504 | #N/A | #N/A | #N/A | #N/A | 0 | 0 | 0 | 0 | 0 | 316.5021 | #N/A | #N/A | 88 | #N/A | #N/A | #N/A | #N/A | 0.1758% | 1 | 50% | 0% | 0% | 0% | 8.2745 | 0 | 0 | 0 | 8.2745 | #N/A
2007-07-06 03:00 | 7 | 6 | 3 | 187.0836 | 4467 | 60.98 | 57.92 | 998 | 60.98 | 0 | 318.4719 | Cooling | 53.0786 | #N/A | #N/A | #N/A | #N/A | 0 | 0 | 0 | 0 | 0 | 318.4719 | #N/A | #N/A | 88 | #N/A | #N/A | #N/A | #N/A | 0.1769% | 1 | 50% | 0% | 0% | 0% | 8.2745 | 0 | 0 | 0 | 8.2745 | #N/A
2007-07-06 04:00 | 7 | 6 | 4 | 187.1253 | 4468 | 60.08 | 57.02 | 999 | 60.08 | 0 | 280.9694 | Cooling | 46.8282 | #N/A | #N/A | #N/A | #N/A | 0 | 0 | 0 | 0 | 0 | 280.9694 | #N/A | #N/A | 88 | #N/A | #N/A | #N/A | #N/A | 0.1561% | 1 | 50% | 0% | 0% | 0% | 8.2745 | 0 | 0 | 0 | 8.2745 | #N/A
2007-07-06 05:00 | 7 | 6 | 5 | 187.1669 | 4469 | 60.08 | 53.06 | 999 | 60.08 | 0 | 191.8906 | Cooling | 31.9818 | #N/A | #N/A | #N/A | #N/A | 0 | 0 | 0 | 0 | 0 | 191.8906 | #N/A | #N/A | 88 | #N/A | #N/A | #N/A | #N/A | 0.1066% | 1 | 50% | 0% | 0% | 0% | 8.2745 | 0 | 0 | 0 | 8.2745 | #N/A
2007-07-06 06:00 | 7 | 6 | 6 | 187.2086 | 4470 | 62.96 | 53.06 | 1000 | 62.96 | 0 | 989.7372 | Cooling | 164.9562 | #N/A | #N/A | #N/A | #N/A | 0 | 0 | 0 | 0 | 0 | 989.7372 | #N/A | #N/A | 88 | #N/A | #N/A | #N/A | #N/A | 0.5499% | 1 | 50% | 0% | 0% | 0% | 8.2745 | 0 | 0 | 0 | 8.2745 | #N/A
2007-07-06 07:00 | 7 | 6 | 7 | 187.2503 | 4471 | 64.94 | 53.96 | 1000 | 64.94 | 0 | 1096.6246 | Cooling | 182.7708 | #N/A | #N/A | #N/A | #N/A | 0 | 0 | 0 | 0 | 0 | 1096.6246 | #N/A | #N/A | 88 | #N/A | #N/A | #N/A | #N/A | 0.6092% | 1 | 50% | 0% | 0% | 0% | 8.2745 | 0 | 0 | 0 | 8.2745 | #N/A
2007-07-06 08:00 | 7 | 6 | 8 | 187.2919 | 4472 | 64.94 | 51.08 | 1001 | 64.94 | 0 | 1094.3252 | Cooling | 182.3875 | #N/A | #N/A | #N/A | #N/A | 0 | 0 | 0 | 0 | 0 | 1094.3252 | #N/A | #N/A | 88 | #N/A | #N/A | #N/A | #N/A | 0.608% | 1 | 50% | 0% | 0% | 0% | 8.2745 | 0 | 0 | 0 | 8.2745 | #N/A
2007-07-06 09:00 | 7 | 6 | 9 | 187.3336 | 4473 | 73.04 | 51.08 | 1002 | 73.04 | 0 | 1002.5227 | Cooling | 167.0871 | #N/A | #N/A | #N/A | #N/A | 0 | 0 | 0 | 0 | 0 | 1002.5227 | #N/A | #N/A | 88 | #N/A | #N/A | #N/A | #N/A | 0.557% | 1 | 50% | 0% | 0% | 0% | 8.2745 | 0 | 0 | 0 | 8.2745 | #N/A
2007-07-06 10:00 | 7 | 6 | 10 | 187.3753 | 4474 | 77 | 48.92 | 1002 | 77 | 0 | 934.51 | Cooling | 155.7517 | #N/A | #N/A | #N/A | #N/A | 0 | 0 | 0 | 0 | 0 | 934.51 | #N/A | #N/A | 88 | #N/A | #N/A | #N/A | #N/A | 0.5192% | 1 | 50% | 0% | 0% | 0% | 8.2745 | 0 | 0 | 0 | 8.2745 | #N/A
2007-07-06 11:00 | 7 | 6 | 11 | 187.4169 | 4475 | 77 | 48.92 | 1003 | 77 | 0 | 983.0455 | Cooling | 163.8409 | #N/A | #N/A | #N/A | #N/A | 0 | 0 | 0 | 0 | 0 | 983.0455 | #N/A | #N/A | 88 | #N/A | #N/A | #N/A | #N/A | 0.5461% | 1 | 50% | 0% | 0% | 0% | 8.2745 | 0 | 0 | 0 | 8.2745 | #N/A
2007-07-06 12:00 | 7 | 6 | 12 | 187.4586 | 4476 | 82.04 | 46.94 | 1003 | 82.04 | 0 | 1008.9017 | Cooling | 168.1503 | #N/A | #N/A | #N/A | #N/A | 0 | 0 | 0 | 0 | 0 | 1008.9017 | #N/A | #N/A | 88 | #N/A | #N/A | #N/A | #N/A | 0.5605% | 1 | 50% | 0% | 0% | 0% | 8.2745 | 0 | 0 | 0 | 8.2745 | #N/A
2007-07-06 13:00 | 7 | 6 | 13 | 187.5003 | 4477 | 82.94 | 48.92 | 1003 | 82.94 | 0 | 1127.7508 | Cooling | 187.9585 | #N/A | #N/A | #N/A | #N/A | 0 | 0 | 0 | 0 | 0 | 1127.7508 | #N/A | #N/A | 88 | #N/A | #N/A | #N/A | #N/A | 0.6265% | 1 | 50% | 0% | 0% | 0% | 8.2745 | 0 | 0 | 0 | 8.2745 | #N/A
2007-07-06 14:00 | 7 | 6 | 14 | 187.5419 | 4478 | 82.94 | 46.04 | 1003 | 82.94 | 0 | 1159.7958 | Cooling | 193.2993 | #N/A | #N/A | #N/A | #N/A | 0 | 0 | 0 | 0 | 0 | 1159.7958 | #N/A | #N/A | 88 | #N/A | #N/A | #N/A | #N/A | 0.6443% | 1 | 50% | 0% | 0% | 0% | 8.2745 | 0 | 0 | 0 | 8.2745 | #N/A
2007-07-06 15:00 | 7 | 6 | 15 | 187.5836 | 4479 | 84.92 | 44.96 | 1003 | 84.92 | 0 | 1137.0185 | Cooling | 189.5031 | #N/A | #N/A | #N/A | #N/A | 0 | 0 | 0 | 0 | 0 | 1137.0185 | #N/A | #N/A | 88 | #N/A | #N/A | #N/A | #N/A | 0.6317% | 1 | 50% | 0% | 0% | 0% | 8.2745 | 0 | 0 | 0 | 8.2745 | #N/A
2007-07-06 16:00 | 7 | 6 | 16 | 187.6253 | 4480 | 84.02 | 44.96 | 1003 | 84.02 | 0 | 1142.1018 | Cooling | 190.3503 | #N/A | #N/A | #N/A | #N/A | 0 | 0 | 0 | 0 | 0 | 1142.1018 | #N/A | #N/A | 88 | #N/A | #N/A | #N/A | #N/A | 0.6345% | 1 | 50% | 0% | 0% | 0% | 8.2745 | 0 | 0 | 0 | 8.2745 | #N/A
2007-07-06 17:00 | 7 | 6 | 17 | 187.6669 | 4481 | 84.02 | 46.04 | 1003 | 84.02 | 0 | 1147.3253 | Cooling | 191.2209 | #N/A | #N/A | #N/A | #N/A | 0 | 0 | 0 | 0 | 0 | 1147.3253 | #N/A | #N/A | 88 | #N/A | #N/A | #N/A | #N/A | 0.6374% | 1 | 50% | 0% | 0% | 0% | 8.2745 | 0 | 0 | 0 | 8.2745 | #N/A
2007-07-06 18:00 | 7 | 6 | 18 | 187.7086 | 4482 | 82.04 | 46.04 | 1003 | 82.04 | 0 | 76.9726 | Cooling | 12.8288 | #N/A | #N/A | #N/A | #N/A | 0 | 0 | 0 | 0 | 0 | 76.9726 | #N/A | #N/A | 88 | #N/A | #N/A | #N/A | #N/A | 0.04276% | 1 | 50% | 0% | 0% | 0% | 8.2745 | 0 | 0 | 0 | 8.2745 | #N/A
2007-07-06 19:00 | 7 | 6 | 19 | 187.7503 | 4483 | 80.96 | 46.04 | 1004 | 80.96 | 0 | 50.9053 | Cooling | 8.4842 | #N/A | #N/A | #N/A | #N/A | 0 | 0 | 0 | 0 | 0 | 50.9053 | #N/A | #N/A | 88 | #N/A | #N/A | #N/A | #N/A | 0.02828% | 1 | 50% | 0% | 0% | 0% | 8.2745 | 0 | 0 | 0 | 8.2745 | #N/A
2007-07-06 20:00 | 7 | 6 | 20 | 187.7919 | 4484 | 80.96 | 48.92 | 1005 | 80.96 | 0 | 10.2555 | Cooling | 1.7093 | #N/A | #N/A | #N/A | #N/A | 0 | 0 | 0 | 0 | 0 | 10.2555 | #N/A | #N/A | 88 | #N/A | #N/A | #N/A | #N/A | 0.005698% | 1 | 50% | 0% | 0% | 0% | 8.2745 | 0 | 0 | 0 | 8.2745 | #N/A
2007-07-06 21:00 | 7 | 6 | 21 | 187.8336 | 4485 | 78.08 | 50 | 1006 | 78.08 | 0 | 0 | Cooling | 0 | #N/A | #N/A | #N/A | #N/A | 0 | 0 | 0 | 0 | 0 | 0 | #N/A | #N/A | 88 | #N/A | #N/A | #N/A | #N/A | 0% | 1 | 50% | 0% | 0% | 0% | 8.2745 | 0 | 0 | 0 | 8.2745 | #N/A
2007-07-06 22:00 | 7 | 6 | 22 | 187.8753 | 4486 | 77 | 50 | 1006 | 77 | 0 | 2.1414 | Cooling | 0.3569 | #N/A | #N/A | #N/A | #N/A | 0 | 0 | 0 | 0 | 0 | 2.1414 | #N/A | #N/A | 88 | #N/A | #N/A | #N/A | #N/A | 0.00119% | 1 | 50% | 0% | 0% | 0% | 8.2745 | 0 | 0 | 0 | 8.2745 | #N/A
2007-07-06 23:00 | 7 | 6 | 23 | 187.9169 | 4487 | 77 | 51.08 | 1006 | 77 | 0 | 11.7499 | Cooling | 1.9583 | #N/A | #N/A | #N/A | #N/A | 0 | 0 | 0 | 0 | 0 | 11.7499 | #N/A | #N/A | 88 | #N/A | #N/A | #N/A | #N/A | 0.006528% | 1 | 50% | 0% | 0% | 0% | 8.2745 | 0 | 0 | 0 | 8.2745 | #N/A
2007-07-07 | 7 | 7 | 0 | 187.9586 | 4488 | 73.04 | 51.08 | 1006 | 73.04 | 0 | 14.5058 | Cooling | 2.4176 | #N/A | #N/A | #N/A | #N/A | 0 | 0 | 0 | 0 | 0 | 14.5058 | #N/A | #N/A | 88 | #N/A | #N/A | #N/A | #N/A | 0.008059% | 1 | 50% | 0% | 0% | 0% | 8.2745 | 0 | 0 | 0 | 8.2745 | #N/A
2007-07-07 01:00 | 7 | 7 | 1 | 188.0003 | 4489 | 73.4 | 51.08 | 1007 | 73.4 | 0 | 12.9865 | Cooling | 2.1644 | #N/A | #N/A | #N/A | #N/A | 0 | 0 | 0 | 0 | 0 | 12.9865 | #N/A | #N/A | 88 | #N/A | #N/A | #N/A | #N/A | 0.007215% | 1 | 50% | 0% | 0% | 0% | 8.2745 | 0 | 0 | 0 | 8.2745 | #N/A
2007-07-07 02:00 | 7 | 7 | 2 | 188.0419 | 4490 | 73.04 | 50 | 1007 | 73.04 | 0 | 5.5607 | Cooling | 0.92679 | #N/A | #N/A | #N/A | #N/A | 0 | 0 | 0 | 0 | 0 | 5.5607 | #N/A | #N/A | 88 | #N/A | #N/A | #N/A | #N/A | 0.003089% | 1 | 50% | 0% | 0% | 0% | 8.2745 | 0 | 0 | 0 | 8.2745 | #N/A
2007-07-07 03:00 | 7 | 7 | 3 | 188.0836 | 4491 | 71.96 | 50 | 1007 | 71.96 | 0 | 0.31184 | Cooling | 0.051974 | #N/A | #N/A | #N/A | #N/A | 0 | 0 | 0 | 0 | 0 | 0.31184 | #N/A | #N/A | 88 | #N/A | #N/A | #N/A | #N/A | 0.0001732% | 1 | 50% | 0% | 0% | 0% | 8.2745 | 0 | 0 | 0 | 8.2745 | #N/A
2007-07-07 04:00 | 7 | 7 | 4 | 188.1253 | 4492 | 69.98 | 50 | 1007 | 69.98 | 0 | 0 | Cooling | 0 | #N/A | #N/A | #N/A | #N/A | 0 | 0 | 0 | 0 | 0 | 0 | #N/A | #N/A | 88 | #N/A | #N/A | #N/A | #N/A | 0% | 1 | 50% | 0% | 0% | 0% | 8.2745 | 0 | 0 | 0 | 8.2745 | #N/A
2007-07-07 05:00 | 7 | 7 | 5 | 188.1669 | 4493 | 69.98 | 48.02 | 1008 | 69.98 | 0 | 0.016213 | Cooling | 0.0027021 | #N/A | #N/A | #N/A | #N/A | 0 | 0 | 0 | 0 | 0 | 0.016213 | #N/A | #N/A | 88 | #N/A | #N/A | #N/A | #N/A | 9.007e-06% | 1 | 50% | 0% | 0% | 0% | 8.2745 | 0 | 0 | 0 | 8.2745 | #N/A
2007-07-07 06:00 | 7 | 7 | 6 | 188.2086 | 4494 | 73.04 | 51.08 | 1009 | 73.04 | 0 | 7.5192 | Cooling | 1.2532 | #N/A | #N/A | #N/A | #N/A | 0 | 0 | 0 | 0 | 0 | 7.5192 | #N/A | #N/A | 88 | #N/A | #N/A | #N/A | #N/A | 0.004177% | 1 | 50% | 0% | 0% | 0% | 8.2745 | 0 | 0 | 0 | 8.2745 | #N/A
2007-07-07 07:00 | 7 | 7 | 7 | 188.2503 | 4495 | 73.94 | 53.06 | 1009 | 73.94 | 0 | 65.471 | Cooling | 10.9118 | #N/A | #N/A | #N/A | #N/A | 0 | 0 | 0 | 0 | 0 | 65.471 | #N/A | #N/A | 88 | #N/A | #N/A | #N/A | #N/A | 0.03637% | 1 | 50% | 0% | 0% | 0% | 8.2745 | 0 | 0 | 0 | 8.2745 | #N/A
2007-07-07 08:00 | 7 | 7 | 8 | 188.2919 | 4496 | 75.02 | 51.98 | 1010 | 75.02 | 0 | 97.6957 | Cooling | 16.2826 | #N/A | #N/A | #N/A | #N/A | 0 | 0 | 0 | 0 | 0 | 97.6957 | #N/A | #N/A | 88 | #N/A | #N/A | #N/A | #N/A | 0.05428% | 1 | 50% | 0% | 0% | 0% | 8.2745 | 0 | 0 | 0 | 8.2745 | #N/A
2007-07-07 09:00 | 7 | 7 | 9 | 188.3336 | 4497 | 77 | 46.94 | 1010 | 77 | 0 | 36.9211 | Cooling | 6.1535 | #N/A | #N/A | #N/A | #N/A | 0 | 0 | 0 | 0 | 0 | 36.9211 | #N/A | #N/A | 88 | #N/A | #N/A | #N/A | #N/A | 0.02051% | 1 | 50% | 0% | 0% | 0% | 8.2745 | 0 | 0 | 0 | 8.2745 | #N/A
2007-07-07 10:00 | 7 | 7 | 10 | 188.3753 | 4498 | 78.08 | 44.06 | 1010 | 78.08 | 0 | 35.7417 | Cooling | 5.957 | #N/A | #N/A | #N/A | #N/A | 0 | 0 | 0 | 0 | 0 | 35.7417 | #N/A | #N/A | 88 | #N/A | #N/A | #N/A | #N/A | 0.01986% | 1 | 50% | 0% | 0% | 0% | 8.2745 | 0 | 0 | 0 | 8.2745 | #N/A
2007-07-07 11:00 | 7 | 7 | 11 | 188.4169 | 4499 | 78.08 | 44.96 | 1010 | 78.08 | 0 | 35.1299 | Cooling | 5.855 | #N/A | #N/A | #N/A | #N/A | 0 | 0 | 0 | 0 | 0 | 35.1299 | #N/A | #N/A | 88 | #N/A | #N/A | #N/A | #N/A | 0.01952% | 1 | 50% | 0% | 0% | 0% | 8.2745 | 0 | 0 | 0 | 8.2745 | #N/A
2007-07-07 12:00 | 7 | 7 | 12 | 188.4586 | 4500 | 82.04 | 42.98 | 1009 | 82.04 | 0 | 19.1336 | Cooling | 3.1889 | #N/A | #N/A | #N/A | #N/A | 0 | 0 | 0 | 0 | 0 | 19.1336 | #N/A | #N/A | 88 | #N/A | #N/A | #N/A | #N/A | 0.01063% | 1 | 50% | 0% | 0% | 0% | 8.2745 | 0 | 0 | 0 | 8.2745 | #N/A
2007-07-07 13:00 | 7 | 7 | 13 | 188.5003 | 4501 | 86 | 44.96 | 1009 | 86 | 0 | 43.9545 | Cooling | 7.3257 | #N/A | #N/A | #N/A | #N/A | 0 | 0 | 0 | 0 | 0 | 43.9545 | #N/A | #N/A | 88 | #N/A | #N/A | #N/A | #N/A | 0.02442% | 1 | 50% | 0% | 0% | 0% | 8.2745 | 0 | 0 | 0 | 8.2745 | #N/A
2007-07-07 14:00 | 7 | 7 | 14 | 188.5419 | 4502 | 86 | 44.06 | 1009 | 86 | 0 | 36.4759 | Cooling | 6.0793 | #N/A | #N/A | #N/A | #N/A | 0 | 0 | 0 | 0 | 0 | 36.4759 | #N/A | #N/A | 88 | #N/A | #N/A | #N/A | #N/A | 0.02026% | 1 | 50% | 0% | 0% | 0% | 8.2745 | 0 | 0 | 0 | 8.2745 | #N/A
2007-07-07 15:00 | 7 | 7 | 15 | 188.5836 | 4503 | 78.98 | 44.96 | 1009 | 78.98 | 0 | 72.5198 | Cooling | 12.0866 | #N/A | #N/A | #N/A | #N/A | 0 | 0 | 0 | 0 | 0 | 72.5198 | #N/A | #N/A | 88 | #N/A | #N/A | #N/A | #N/A | 0.04029% | 1 | 50% | 0% | 0% | 0% | 8.2745 | 0 | 0 | 0 | 8.2745 | #N/A
2007-07-07 16:00 | 7 | 7 | 16 | 188.6253 | 4504 | 80.96 | 44.96 | 1009 | 80.96 | 0 | 212.7058 | Cooling | 35.451 | #N/A | #N/A | #N/A | #N/A | 0 | 0 | 0 | 0 | 0 | 212.7058 | #N/A | #N/A | 88 | #N/A | #N/A | #N/A | #N/A | 0.1182% | 1 | 50% | 0% | 0% | 0% | 8.2745 | 0 | 0 | 0 | 8.2745 | #N/A
2007-07-07 17:00 | 7 | 7 | 17 | 188.6669 | 4505 | 80.96 | 48.02 | 1009 | 80.96 | 0 | 248.7527 | Cooling | 41.4588 | #N/A | #N/A | #N/A | #N/A | 0 | 0 | 0 | 0 | 0 | 248.7527 | #N/A | #N/A | 88 | #N/A | #N/A | #N/A | #N/A | 0.1382% | 1 | 50% | 0% | 0% | 0% | 8.2745 | 0 | 0 | 0 | 8.2745 | #N/A
2007-07-07 18:00 | 7 | 7 | 18 | 188.7086 | 4506 | 78.98 | 46.04 | 1009 | 78.98 | 0 | 162.7523 | Cooling | 27.1254 | #N/A | #N/A | #N/A | #N/A | 0 | 0 | 0 | 0 | 0 | 162.7523 | #N/A | #N/A | 88 | #N/A | #N/A | #N/A | #N/A | 0.09042% | 1 | 50% | 0% | 0% | 0% | 8.2745 | 0 | 0 | 0 | 8.2745 | #N/A
2007-07-07 19:00 | 7 | 7 | 19 | 188.7503 | 4507 | 78.08 | 46.94 | 1009 | 78.08 | 0 | 62.2879 | Cooling | 10.3813 | #N/A | #N/A | #N/A | #N/A | 0 | 0 | 0 | 0 | 0 | 62.2879 | #N/A | #N/A | 88 | #N/A | #N/A | #N/A | #N/A | 0.0346% | 1 | 50% | 0% | 0% | 0% | 8.2745 | 0 | 0 | 0 | 8.2745 | #N/A
2007-07-07 20:00 | 7 | 7 | 20 | 188.7919 | 4508 | 78.08 | 50 | 1009 | 78.08 | 0 | 14.5195 | Cooling | 2.4199 | #N/A | #N/A | #N/A | #N/A | 0 | 0 | 0 | 0 | 0 | 14.5195 | #N/A | #N/A | 88 | #N/A | #N/A | #N/A | #N/A | 0.008066% | 1 | 50% | 0% | 0% | 0% | 8.2745 | 0 | 0 | 0 | 8.2745 | #N/A
2007-07-07 21:00 | 7 | 7 | 21 | 188.8336 | 4509 | 75.92 | 51.98 | 1009 | 75.92 | 0 | 39.8861 | Cooling | 6.6477 | #N/A | #N/A | #N/A | #N/A | 0 | 0 | 0 | 0 | 0 | 39.8861 | #N/A | #N/A | 88 | #N/A | #N/A | #N/A | #N/A | 0.02216% | 1 | 50% | 0% | 0% | 0% | 8.2745 | 0 | 0 | 0 | 8.2745 | #N/A
2007-07-07 22:00 | 7 | 7 | 22 | 188.8753 | 4510 | 75.02 | 51.98 | 1009 | 75.02 | 0 | 38.1749 | Cooling | 6.3625 | #N/A | #N/A | #N/A | #N/A | 0 | 0 | 0 | 0 | 0 | 38.1749 | #N/A | #N/A | 88 | #N/A | #N/A | #N/A | #N/A | 0.02121% | 1 | 50% | 0% | 0% | 0% | 8.2745 | 0 | 0 | 0 | 8.2745 | #N/A
2007-07-07 23:00 | 7 | 7 | 23 | 188.9169 | 4511 | 75.02 | 51.98 | 1009 | 75.02 | 0 | 27.1609 | Cooling | 4.5268 | #N/A | #N/A | #N/A | #N/A | 0 | 0 | 0 | 0 | 0 | 27.1609 | #N/A | #N/A | 88 | #N/A | #N/A | #N/A | #N/A | 0.01509% | 1 | 50% | 0% | 0% | 0% | 8.2745 | 0 | 0 | 0 | 8.2745 | #N/A
2007-07-08 | 7 | 8 | 0 | 188.9586 | 4512 | 73.94 | 51.98 | 1009 | 73.94 | 0 | 31.1552 | Cooling | 5.1925 | #N/A | #N/A | #N/A | #N/A | 0 | 0 | 0 | 0 | 0 | 31.1552 | #N/A | #N/A | 88 | #N/A | #N/A | #N/A | #N/A | 0.01731% | 1 | 50% | 0% | 0% | 0% | 8.2745 | 0 | 0 | 0 | 8.2745 | #N/A
2007-07-08 01:00 | 7 | 8 | 1 | 189.0003 | 4513 | 73.94 | 51.08 | 1010 | 73.94 | 0 | 20.1743 | Cooling | 3.3624 | #N/A | #N/A | #N/A | #N/A | 0 | 0 | 0 | 0 | 0 | 20.1743 | #N/A | #N/A | 88 | #N/A | #N/A | #N/A | #N/A | 0.01121% | 1 | 50% | 0% | 0% | 0% | 8.2745 | 0 | 0 | 0 | 8.2745 | #N/A
2007-07-08 02:00 | 7 | 8 | 2 | 189.0419 | 4514 | 73.94 | 51.08 | 1009 | 73.94 | 0 | 11.442 | Cooling | 1.907 | #N/A | #N/A | #N/A | #N/A | 0 | 0 | 0 | 0 | 0 | 11.442 | #N/A | #N/A | 88 | #N/A | #N/A | #N/A | #N/A | 0.006357% | 1 | 50% | 0% | 0% | 0% | 8.2745 | 0 | 0 | 0 | 8.2745 | #N/A
2007-07-08 03:00 | 7 | 8 | 3 | 189.0836 | 4515 | 73.94 | 51.08 | 1009 | 73.94 | 0 | 13.3527 | Cooling | 2.2255 | #N/A | #N/A | #N/A | #N/A | 0 | 0 | 0 | 0 | 0 | 13.3527 | #N/A | #N/A | 88 | #N/A | #N/A | #N/A | #N/A | 0.007418% | 1 | 50% | 0% | 0% | 0% | 8.2745 | 0 | 0 | 0 | 8.2745 | #N/A
2007-07-08 04:00 | 7 | 8 | 4 | 189.1253 | 4516 | 73.94 | 50 | 1009 | 73.94 | 0 | 4.3391 | Cooling | 0.72319 | #N/A | #N/A | #N/A | #N/A | 0 | 0 | 0 | 0 | 0 | 4.3391 | #N/A | #N/A | 88 | #N/A | #N/A | #N/A | #N/A | 0.002411% | 1 | 50% | 0% | 0% | 0% | 8.2745 | 0 | 0 | 0 | 8.2745 | #N/A
2007-07-08 05:00 | 7 | 8 | 5 | 189.1669 | 4517 | 73.94 | 51.08 | 1009 | 73.94 | 0 | 5.8456 | Cooling | 0.97427 | #N/A | #N/A | #N/A | #N/A | 0 | 0 | 0 | 0 | 0 | 5.8456 | #N/A | #N/A | 88 | #N/A | #N/A | #N/A | #N/A | 0.003248% | 1 | 50% | 0% | 0% | 0% | 8.2745 | 0 | 0 | 0 | 8.2745 | #N/A
2007-07-08 06:00 | 7 | 8 | 6 | 189.2086 | 4518 | 73.94 | 51.08 | 1009 | 73.94 | 0 | 239.8061 | Cooling | 39.9677 | #N/A | #N/A | #N/A | #N/A | 0 | 0 | 0 | 0 | 0 | 239.8061 | #N/A | #N/A | 88 | #N/A | #N/A | #N/A | #N/A | 0.1332% | 1 | 50% | 0% | 0% | 0% | 8.2745 | 0 | 0 | 0 | 8.2745 | #N/A
2007-07-08 07:00 | 7 | 8 | 7 | 189.2503 | 4519 | 75.02 | 53.06 | 1008 | 75.02 | 0 | 547.401 | Cooling | 91.2335 | #N/A | #N/A | #N/A | #N/A | 0 | 0 | 0 | 0 | 0 | 547.401 | #N/A | #N/A | 88 | #N/A | #N/A | #N/A | #N/A | 0.3041% | 1 | 50% | 0% | 0% | 0% | 8.2745 | 0 | 0 | 0 | 8.2745 | #N/A
2007-07-08 08:00 | 7 | 8 | 8 | 189.2919 | 4520 | 75.02 | 53.96 | 1007 | 75.02 | 0 | 1248.2584 | Cooling | 208.0431 | #N/A | #N/A | #N/A | #N/A | 0 | 0 | 0 | 0 | 0 | 1248.2584 | #N/A | #N/A | 88 | #N/A | #N/A | #N/A | #N/A | 0.6935% | 1 | 50% | 0% | 0% | 0% | 8.2745 | 0 | 0 | 0 | 8.2745 | #N/A
2007-07-08 09:00 | 7 | 8 | 9 | 189.3336 | 4521 | 73.04 | 55.04 | 1007 | 73.04 | 0 | 2248.7169 | Cooling | 374.7862 | #N/A | #N/A | #N/A | #N/A | 0 | 0 | 0 | 0 | 0 | 2248.7169 | #N/A | #N/A | 88 | #N/A | #N/A | #N/A | #N/A | 1.249% | 1 | 50% | 0% | 0% | 0% | 8.2745 | 0 | 0 | 0 | 8.2745 | #N/A
2007-07-08 10:00 | 7 | 8 | 10 | 189.3753 | 4522 | 75.92 | 55.04 | 1006 | 75.92 | 0 | 2416.9813 | Cooling | 402.8302 | #N/A | #N/A | #N/A | #N/A | 0 | 0 | 0 | 0 | 0 | 2416.9813 | #N/A | #N/A | 88 | #N/A | #N/A | #N/A | #N/A | 1.343% | 1 | 50% | 0% | 0% | 0% | 8.2745 | 0 | 0 | 0 | 8.2745 | #N/A
2007-07-08 11:00 | 7 | 8 | 11 | 189.4169 | 4523 | 75.92 | 60.08 | 1006 | 75.92 | 0 | 2437.1509 | Cooling | 406.1918 | #N/A | #N/A | #N/A | #N/A | 0 | 0 | 0 | 0 | 0 | 2437.1509 | #N/A | #N/A | 88 | #N/A | #N/A | #N/A | #N/A | 1.354% | 1 | 50% | 0% | 0% | 0% | 8.2745 | 0 | 0 | 0 | 8.2745 | #N/A
2007-07-08 12:00 | 7 | 8 | 12 | 189.4586 | 4524 | 77 | 60.98 | 1005 | 77 | 0 | 2453.6192 | Cooling | 408.9365 | #N/A | #N/A | #N/A | #N/A | 0 | 0 | 0 | 0 | 0 | 2453.6192 | #N/A | #N/A | 88 | #N/A | #N/A | #N/A | #N/A | 1.363% | 1 | 50% | 0% | 0% | 0% | 8.2745 | 0 | 0 | 0 | 8.2745 | #N/A
2007-07-08 13:00 | 7 | 8 | 13 | 189.5003 | 4525 | 78.08 | 62.06 | 1005 | 78.08 | 0 | 2796.3515 | Cooling | 466.0586 | #N/A | #N/A | #N/A | #N/A | 0 | 0 | 0 | 0 | 0 | 2796.3515 | #N/A | #N/A | 88 | #N/A | #N/A | #N/A | #N/A | 1.554% | 1 | 50% | 0% | 0% | 0% | 8.2745 | 0 | 0 | 0 | 8.2745 | #N/A
2007-07-08 14:00 | 7 | 8 | 14 | 189.5419 | 4526 | 78.08 | 62.06 | 1005 | 78.08 | 0 | 2738.1781 | Cooling | 456.363 | #N/A | #N/A | #N/A | #N/A | 0 | 0 | 0 | 0 | 0 | 2738.1781 | #N/A | #N/A | 88 | #N/A | #N/A | #N/A | #N/A | 1.521% | 1 | 50% | 0% | 0% | 0% | 8.2745 | 0 | 0 | 0 | 8.2745 | #N/A
2007-07-08 15:00 | 7 | 8 | 15 | 189.5836 | 4527 | 80.96 | 62.96 | 1004 | 80.96 | 0 | 2814.5941 | Cooling | 469.099 | #N/A | #N/A | #N/A | #N/A | 0 | 0 | 0 | 0 | 0 | 2814.5941 | #N/A | #N/A | 88 | #N/A | #N/A | #N/A | #N/A | 1.564% | 1 | 50% | 0% | 0% | 0% | 8.2745 | 0 | 0 | 0 | 8.2745 | #N/A
2007-07-08 16:00 | 7 | 8 | 16 | 189.6253 | 4528 | 78.98 | 62.96 | 1003 | 78.98 | 0 | 2919.9734 | Cooling | 486.6622 | #N/A | #N/A | #N/A | #N/A | 0 | 0 | 0 | 0 | 0 | 2919.9734 | #N/A | #N/A | 88 | #N/A | #N/A | #N/A | #N/A | 1.622% | 1 | 50% | 0% | 0% | 0% | 8.2745 | 0 | 0 | 0 | 8.2745 | #N/A
2007-07-08 17:00 | 7 | 8 | 17 | 189.6669 | 4529 | 78.98 | 62.96 | 1002 | 78.98 | 0 | 2912.2234 | Cooling | 485.3706 | #N/A | #N/A | #N/A | #N/A | 0 | 0 | 0 | 0 | 0 | 2912.2234 | #N/A | #N/A | 88 | #N/A | #N/A | #N/A | #N/A | 1.618% | 1 | 50% | 0% | 0% | 0% | 8.2745 | 0 | 0 | 0 | 8.2745 | #N/A
2007-07-08 18:00 | 7 | 8 | 18 | 189.7086 | 4530 | 78.08 | 64.04 | 1001 | 78.08 | 0 | 2797.2106 | Cooling | 466.2018 | #N/A | #N/A | #N/A | #N/A | 0 | 0 | 0 | 0 | 0 | 2797.2106 | #N/A | #N/A | 88 | #N/A | #N/A | #N/A | #N/A | 1.554% | 1 | 50% | 0% | 0% | 0% | 8.2745 | 0 | 0 | 0 | 8.2745 | #N/A
2007-07-08 19:00 | 7 | 8 | 19 | 189.7503 | 4531 | 73.94 | 62.96 | 1000 | 73.94 | 0 | 2664.5577 | Cooling | 444.093 | #N/A | #N/A | #N/A | #N/A | 0 | 0 | 0 | 0 | 0 | 2664.5577 | #N/A | #N/A | 88 | #N/A | #N/A | #N/A | #N/A | 1.48% | 1 | 50% | 0% | 0% | 0% | 8.2745 | 0 | 0 | 0 | 8.2745 | #N/A
2007-07-08 20:00 | 7 | 8 | 20 | 189.7919 | 4532 | 73.94 | 62.96 | 999 | 73.94 | 0 | 2533.6939 | Cooling | 422.2823 | #N/A | #N/A | #N/A | #N/A | 0 | 0 | 0 | 0 | 0 | 2533.6939 | #N/A | #N/A | 88 | #N/A | #N/A | #N/A | #N/A | 1.408% | 1 | 50% | 0% | 0% | 0% | 8.2745 | 0 | 0 | 0 | 8.2745 | #N/A
2007-07-08 21:00 | 7 | 8 | 21 | 189.8336 | 4533 | 69.98 | 62.96 | 999 | 69.98 | 0 | 2682.7111 | Cooling | 447.1185 | #N/A | #N/A | #N/A | #N/A | 0 | 0 | 0 | 0 | 0 | 2682.7111 | #N/A | #N/A | 88 | #N/A | #N/A | #N/A | #N/A | 1.49% | 1 | 50% | 0% | 0% | 0% | 8.2745 | 0 | 0 | 0 | 8.2745 | #N/A
2007-07-08 22:00 | 7 | 8 | 22 | 189.8753 | 4534 | 68 | 62.96 | 999 | 68 | 0 | 575.0277 | Cooling | 95.838 | #N/A | #N/A | #N/A | #N/A | 0 | 0 | 0 | 0 | 0 | 575.0277 | #N/A | #N/A | 88 | #N/A | #N/A | #N/A | #N/A | 0.3195% | 1 | 50% | 0% | 0% | 0% | 8.2745 | 0 | 0 | 0 | 8.2745 | #N/A
2007-07-08 23:00 | 7 | 8 | 23 | 189.9169 | 4535 | 68 | 62.96 | 998 | 68 | 0 | 904.4045 | Cooling | 150.7341 | #N/A | #N/A | #N/A | #N/A | 0 | 0 | 0 | 0 | 0 | 904.4045 | #N/A | #N/A | 88 | #N/A | #N/A | #N/A | #N/A | 0.5024% | 1 | 50% | 0% | 0% | 0% | 8.2745 | 0 | 0 | 0 | 8.2745 | #N/A
2007-07-09 | 7 | 9 | 0 | 189.9586 | 4536 | 64.94 | 64.04 | 997 | 64.94 | 0 | 962.7387 | Cooling | 160.4564 | #N/A | #N/A | #N/A | #N/A | 0 | 0 | 0 | 0 | 0 | 962.7387 | #N/A | #N/A | 88 | #N/A | #N/A | #N/A | #N/A | 0.5349% | 1 | 50% | 0% | 0% | 0% | 8.2745 | 0 | 0 | 0 | 8.2745 | #N/A
2007-07-09 01:00 | 7 | 9 | 1 | 190.0003 | 4537 | 64.04 | 66.92 | 997 | 64.04 | 0 | 872.5379 | Cooling | 145.423 | #N/A | #N/A | #N/A | #N/A | 0 | 0 | 0 | 0 | 0 | 872.5379 | #N/A | #N/A | 88 | #N/A | #N/A | #N/A | #N/A | 0.4847% | 1 | 50% | 0% | 0% | 0% | 8.2745 | 0 | 0 | 0 | 8.2745 | #N/A
2007-07-09 02:00 | 7 | 9 | 2 | 190.0419 | 4538 | 64.04 | 68 | 997 | 64.04 | 0 | 708.0517 | Cooling | 118.0086 | #N/A | #N/A | #N/A | #N/A | 0 | 0 | 0 | 0 | 0 | 708.0517 | #N/A | #N/A | 88 | #N/A | #N/A | #N/A | #N/A | 0.3934% | 1 | 50% | 0% | 0% | 0% | 8.2745 | 0 | 0 | 0 | 8.2745 | #N/A
2007-07-09 03:00 | 7 | 9 | 3 | 190.0836 | 4539 | 62.96 | 68 | 996 | 62.96 | 0 | 645.9128 | Cooling | 107.6521 | #N/A | #N/A | #N/A | #N/A | 0 | 0 | 0 | 0 | 0 | 645.9128 | #N/A | #N/A | 88 | #N/A | #N/A | #N/A | #N/A | 0.3588% | 1 | 50% | 0% | 0% | 0% | 8.2745 | 0 | 0 | 0 | 8.2745 | #N/A
2007-07-09 04:00 | 7 | 9 | 4 | 190.1253 | 4540 | 62.96 | 68 | 996 | 62.96 | 0 | 626.0091 | Cooling | 104.3348 | #N/A | #N/A | #N/A | #N/A | 0 | 0 | 0 | 0 | 0 | 626.0091 | #N/A | #N/A | 88 | #N/A | #N/A | #N/A | #N/A | 0.3478% | 1 | 50% | 0% | 0% | 0% | 8.2745 | 0 | 0 | 0 | 8.2745 | #N/A
2007-07-09 05:00 | 7 | 9 | 5 | 190.1669 | 4541 | 62.96 | 68 | 997 | 62.96 | 0 | 745.5539 | Cooling | 124.259 | #N/A | #N/A | #N/A | #N/A | 0 | 0 | 0 | 0 | 0 | 745.5539 | #N/A | #N/A | 88 | #N/A | #N/A | #N/A | #N/A | 0.4142% | 1 | 50% | 0% | 0% | 0% | 8.2745 | 0 | 0 | 0 | 8.2745 | #N/A
2007-07-09 06:00 | 7 | 9 | 6 | 190.2086 | 4542 | 62.96 | 68 | 998 | 62.96 | 0 | 3641.5899 | Cooling | 606.9317 | #N/A | #N/A | #N/A | #N/A | 0 | 0 | 0 | 0 | 0 | 3641.5899 | #N/A | #N/A | 88 | #N/A | #N/A | #N/A | #N/A | 2.023% | 1 | 50% | 0% | 0% | 0% | 8.2745 | 0 | 0 | 0 | 8.2745 | #N/A
2007-07-09 07:00 | 7 | 9 | 7 | 190.2503 | 4543 | 64.04 | 69.08 | 998 | 64.04 | 0 | 3676.6726 | Cooling | 612.7788 | #N/A | #N/A | #N/A | #N/A | 0 | 0 | 0 | 0 | 0 | 3676.6726 | #N/A | #N/A | 88 | #N/A | #N/A | #N/A | #N/A | 2.043% | 1 | 50% | 0% | 0% | 0% | 8.2745 | 0 | 0 | 0 | 8.2745 | #N/A
2007-07-09 08:00 | 7 | 9 | 8 | 190.2919 | 4544 | 64.94 | 69.08 | 998 | 64.94 | 0 | 3626.7418 | Cooling | 604.457 | #N/A | #N/A | #N/A | #N/A | 0 | 0 | 0 | 0 | 0 | 3626.7418 | #N/A | #N/A | 88 | #N/A | #N/A | #N/A | #N/A | 2.015% | 1 | 50% | 0% | 0% | 0% | 8.2745 | 0 | 0 | 0 | 8.2745 | #N/A
2007-07-09 09:00 | 7 | 9 | 9 | 190.3336 | 4545 | 66.92 | 68 | 998 | 66.92 | 0 | 3447.647 | Cooling | 574.6078 | #N/A | #N/A | #N/A | #N/A | 0 | 0 | 0 | 0 | 0 | 3447.647 | #N/A | #N/A | 88 | #N/A | #N/A | #N/A | #N/A | 1.915% | 1 | 50% | 0% | 0% | 0% | 8.2745 | 0 | 0 | 0 | 8.2745 | #N/A
2007-07-09 10:00 | 7 | 9 | 10 | 190.3753 | 4546 | 71.96 | 69.08 | 998 | 71.96 | 0 | 3957.5559 | Cooling | 659.5926 | #N/A | #N/A | #N/A | #N/A | 0 | 0 | 0 | 0 | 0 | 3957.5559 | #N/A | #N/A | 88 | #N/A | #N/A | #N/A | #N/A | 2.199% | 1 | 50% | 0% | 0% | 0% | 8.2745 | 0 | 0 | 0 | 8.2745 | #N/A
2007-07-09 11:00 | 7 | 9 | 11 | 190.4169 | 4547 | 71.96 | 69.98 | 998 | 71.96 | 0 | 3992.8458 | Cooling | 665.4743 | #N/A | #N/A | #N/A | #N/A | 0 | 0 | 0 | 0 | 0 | 3992.8458 | #N/A | #N/A | 88 | #N/A | #N/A | #N/A | #N/A | 2.218% | 1 | 50% | 0% | 0% | 0% | 8.2745 | 0 | 0 | 0 | 8.2745 | #N/A
2007-07-09 12:00 | 7 | 9 | 12 | 190.4586 | 4548 | 75.92 | 71.06 | 998 | 75.92 | 0 | 3784.6927 | Cooling | 630.7821 | #N/A | #N/A | #N/A | #N/A | 0 | 0 | 0 | 0 | 0 | 3784.6927 | #N/A | #N/A | 88 | #N/A | #N/A | #N/A | #N/A | 2.103% | 1 | 50% | 0% | 0% | 0% | 8.2745 | 0 | 0 | 0 | 8.2745 | #N/A
2007-07-09 13:00 | 7 | 9 | 13 | 190.5003 | 4549 | 73.94 | 71.06 | 998 | 73.94 | 0 | 3177.3574 | Cooling | 529.5596 | #N/A | #N/A | #N/A | #N/A | 0 | 0 | 0 | 0 | 0 | 3177.3574 | #N/A | #N/A | 88 | #N/A | #N/A | #N/A | #N/A | 1.765% | 1 | 50% | 0% | 0% | 0% | 8.2745 | 0 | 0 | 0 | 8.2745 | #N/A
2007-07-09 14:00 | 7 | 9 | 14 | 190.5419 | 4550 | 73.94 | 66.02 | 998 | 73.94 | 0 | 3033.0407 | Cooling | 505.5068 | #N/A | #N/A | #N/A | #N/A | 0 | 0 | 0 | 0 | 0 | 3033.0407 | #N/A | #N/A | 88 | #N/A | #N/A | #N/A | #N/A | 1.685% | 1 | 50% | 0% | 0% | 0% | 8.2745 | 0 | 0 | 0 | 8.2745 | #N/A
2007-07-09 15:00 | 7 | 9 | 15 | 190.5836 | 4551 | 75.02 | 62.96 | 998 | 75.02 | 0 | 2907.9048 | Cooling | 484.6508 | #N/A | #N/A | #N/A | #N/A | 0 | 0 | 0 | 0 | 0 | 2907.9048 | #N/A | #N/A | 88 | #N/A | #N/A | #N/A | #N/A | 1.616% | 1 | 50% | 0% | 0% | 0% | 8.2745 | 0 | 0 | 0 | 8.2745 | #N/A
2007-07-09 16:00 | 7 | 9 | 16 | 190.6253 | 4552 | 75.02 | 60.98 | 997 | 75.02 | 0 | 2933.2544 | Cooling | 488.8757 | #N/A | #N/A | #N/A | #N/A | 0 | 0 | 0 | 0 | 0 | 2933.2544 | #N/A | #N/A | 88 | #N/A | #N/A | #N/A | #N/A | 1.63% | 1 | 50% | 0% | 0% | 0% | 8.2745 | 0 | 0 | 0 | 8.2745 | #N/A
2007-07-09 17:00 | 7 | 9 | 17 | 190.6669 | 4553 | 75.02 | 57.92 | 997 | 75.02 | 0 | 2793.7475 | Cooling | 465.6246 | #N/A | #N/A | #N/A | #N/A | 0 | 0 | 0 | 0 | 0 | 2793.7475 | #N/A | #N/A | 88 | #N/A | #N/A | #N/A | #N/A | 1.552% | 1 | 50% | 0% | 0% | 0% | 8.2745 | 0 | 0 | 0 | 8.2745 | #N/A
2007-07-09 18:00 | 7 | 9 | 18 | 190.7086 | 4554 | 71.96 | 57.92 | 997 | 71.96 | 0 | 2605.8393 | Cooling | 434.3065 | #N/A | #N/A | #N/A | #N/A | 0 | 0 | 0 | 0 | 0 | 2605.8393 | #N/A | #N/A | 88 | #N/A | #N/A | #N/A | #N/A | 1.448% | 1 | 50% | 0% | 0% | 0% | 8.2745 | 0 | 0 | 0 | 8.2745 | #N/A
2007-07-09 19:00 | 7 | 9 | 19 | 190.7503 | 4555 | 71.06 | 57.02 | 997 | 71.06 | 0 | 2652.3202 | Cooling | 442.0534 | #N/A | #N/A | #N/A | #N/A | 0 | 0 | 0 | 0 | 0 | 2652.3202 | #N/A | #N/A | 88 | #N/A | #N/A | #N/A | #N/A | 1.474% | 1 | 50% | 0% | 0% | 0% | 8.2745 | 0 | 0 | 0 | 8.2745 | #N/A
2007-07-09 20:00 | 7 | 9 | 20 | 190.7919 | 4556 | 68 | 57.02 | 997 | 68 | 0 | 2604.7855 | Cooling | 434.1309 | #N/A | #N/A | #N/A | #N/A | 0 | 0 | 0 | 0 | 0 | 2604.7855 | #N/A | #N/A | 88 | #N/A | #N/A | #N/A | #N/A | 1.447% | 1 | 50% | 0% | 0% | 0% | 8.2745 | 0 | 0 | 0 | 8.2745 | #N/A
2007-07-09 21:00 | 7 | 9 | 21 | 190.8336 | 4557 | 68 | 57.92 | 998 | 68 | 0 | 2150.6112 | Cooling | 358.4352 | #N/A | #N/A | #N/A | #N/A | 0 | 0 | 0 | 0 | 0 | 2150.6112 | #N/A | #N/A | 88 | #N/A | #N/A | #N/A | #N/A | 1.195% | 1 | 50% | 0% | 0% | 0% | 8.2745 | 0 | 0 | 0 | 8.2745 | #N/A
2007-07-09 22:00 | 7 | 9 | 22 | 190.8753 | 4558 | 66.92 | 57.92 | 998 | 66.92 | 0 | 379.0002 | Cooling | 63.1667 | #N/A | #N/A | #N/A | #N/A | 0 | 0 | 0 | 0 | 0 | 379.0002 | #N/A | #N/A | 88 | #N/A | #N/A | #N/A | #N/A | 0.2106% | 1 | 50% | 0% | 0% | 0% | 8.2745 | 0 | 0 | 0 | 8.2745 | #N/A
2007-07-09 23:00 | 7 | 9 | 23 | 190.9169 | 4559 | 66.92 | 57.92 | 998 | 66.92 | 0 | 439.9281 | Cooling | 73.3213 | #N/A | #N/A | #N/A | #N/A | 0 | 0 | 0 | 0 | 0 | 439.9281 | #N/A | #N/A | 88 | #N/A | #N/A | #N/A | #N/A | 0.2444% | 1 | 50% | 0% | 0% | 0% | 8.2745 | 0 | 0 | 0 | 8.2745 | #N/A
2007-07-10 | 7 | 10 | 0 | 190.9586 | 4560 | 66.92 | 59 | 998 | 66.92 | 0 | 429.6745 | Cooling | 71.6124 | #N/A | #N/A | #N/A | #N/A | 0 | 0 | 0 | 0 | 0 | 429.6745 | #N/A | #N/A | 88 | #N/A | #N/A | #N/A | #N/A | 0.2387% | 1 | 50% | 0% | 0% | 0% | 8.2745 | 0 | 0 | 0 | 8.2745 | #N/A
2007-07-10 01:00 | 7 | 10 | 1 | 191.0003 | 4561 | 66.2 | 60.08 | 998 | 66.2 | 0 | 437.115 | Cooling | 72.8525 | #N/A | #N/A | #N/A | #N/A | 0 | 0 | 0 | 0 | 0 | 437.115 | #N/A | #N/A | 88 | #N/A | #N/A | #N/A | #N/A | 0.2428% | 1 | 50% | 0% | 0% | 0% | 8.2745 | 0 | 0 | 0 | 8.2745 | #N/A
2007-07-10 02:00 | 7 | 10 | 2 | 191.0419 | 4562 | 66.92 | 60.08 | 998 | 66.92 | 0 | 398.2369 | Cooling | 66.3728 | #N/A | #N/A | #N/A | #N/A | 0 | 0 | 0 | 0 | 0 | 398.2369 | #N/A | #N/A | 88 | #N/A | #N/A | #N/A | #N/A | 0.2212% | 1 | 50% | 0% | 0% | 0% | 8.2745 | 0 | 0 | 0 | 8.2745 | #N/A
2007-07-10 03:00 | 7 | 10 | 3 | 191.0836 | 4563 | 66.92 | 57.92 | 999 | 66.92 | 0 | 321.5586 | Cooling | 53.5931 | #N/A | #N/A | #N/A | #N/A | 0 | 0 | 0 | 0 | 0 | 321.5586 | #N/A | #N/A | 88 | #N/A | #N/A | #N/A | #N/A | 0.1786% | 1 | 50% | 0% | 0% | 0% | 8.2745 | 0 | 0 | 0 | 8.2745 | #N/A
2007-07-10 04:00 | 7 | 10 | 4 | 191.1253 | 4564 | 66.92 | 57.02 | 999 | 66.92 | 0 | 260.0277 | Cooling | 43.3379 | #N/A | #N/A | #N/A | #N/A | 0 | 0 | 0 | 0 | 0 | 260.0277 | #N/A | #N/A | 88 | #N/A | #N/A | #N/A | #N/A | 0.1445% | 1 | 50% | 0% | 0% | 0% | 8.2745 | 0 | 0 | 0 | 8.2745 | #N/A
2007-07-10 05:00 | 7 | 10 | 5 | 191.1669 | 4565 | 66.92 | 57.02 | 999 | 66.92 | 0 | 279.419 | Cooling | 46.5698 | #N/A | #N/A | #N/A | #N/A | 0 | 0 | 0 | 0 | 0 | 279.419 | #N/A | #N/A | 88 | #N/A | #N/A | #N/A | #N/A | 0.1552% | 1 | 50% | 0% | 0% | 0% | 8.2745 | 0 | 0 | 0 | 8.2745 | #N/A
2007-07-10 06:00 | 7 | 10 | 6 | 191.2086 | 4566 | 66.02 | 57.92 | 1000 | 66.02 | 0 | 1847.4853 | Cooling | 307.9142 | #N/A | #N/A | #N/A | #N/A | 0 | 0 | 0 | 0 | 0 | 1847.4853 | #N/A | #N/A | 88 | #N/A | #N/A | #N/A | #N/A | 1.026% | 1 | 50% | 0% | 0% | 0% | 8.2745 | 0 | 0 | 0 | 8.2745 | #N/A
2007-07-10 07:00 | 7 | 10 | 7 | 191.2503 | 4567 | 64.94 | 57.92 | 1000 | 64.94 | 0 | 2193.2736 | Cooling | 365.5456 | #N/A | #N/A | #N/A | #N/A | 0 | 0 | 0 | 0 | 0 | 2193.2736 | #N/A | #N/A | 88 | #N/A | #N/A | #N/A | #N/A | 1.218% | 1 | 50% | 0% | 0% | 0% | 8.2745 | 0 | 0 | 0 | 8.2745 | #N/A
2007-07-10 08:00 | 7 | 10 | 8 | 191.2919 | 4568 | 64.94 | 57.92 | 1000 | 64.94 | 0 | 2927.2942 | Cooling | 487.8824 | #N/A | #N/A | #N/A | #N/A | 0 | 0 | 0 | 0 | 0 | 2927.2942 | #N/A | #N/A | 88 | #N/A | #N/A | #N/A | #N/A | 1.626% | 1 | 50% | 0% | 0% | 0% | 8.2745 | 0 | 0 | 0 | 8.2745 | #N/A
2007-07-10 09:00 | 7 | 10 | 9 | 191.3336 | 4569 | 71.96 | 59 | 1000 | 71.96 | 0 | 3289.1843 | Cooling | 548.1974 | #N/A | #N/A | #N/A | #N/A | 0 | 0 | 0 | 0 | 0 | 3289.1843 | #N/A | #N/A | 88 | #N/A | #N/A | #N/A | #N/A | 1.827% | 1 | 50% | 0% | 0% | 0% | 8.2745 | 0 | 0 | 0 | 8.2745 | #N/A
2007-07-10 10:00 | 7 | 10 | 10 | 191.3753 | 4570 | 75.02 | 57.92 | 1000 | 75.02 | 0 | 2632.3961 | Cooling | 438.7327 | #N/A | #N/A | #N/A | #N/A | 0 | 0 | 0 | 0 | 0 | 2632.3961 | #N/A | #N/A | 88 | #N/A | #N/A | #N/A | #N/A | 1.462% | 1 | 50% | 0% | 0% | 0% | 8.2745 | 0 | 0 | 0 | 8.2745 | #N/A
2007-07-10 11:00 | 7 | 10 | 11 | 191.4169 | 4571 | 75.02 | 57.02 | 1000 | 75.02 | 0 | 2630.3121 | Cooling | 438.3853 | #N/A | #N/A | #N/A | #N/A | 0 | 0 | 0 | 0 | 0 | 2630.3121 | #N/A | #N/A | 88 | #N/A | #N/A | #N/A | #N/A | 1.461% | 1 | 50% | 0% | 0% | 0% | 8.2745 | 0 | 0 | 0 | 8.2745 | #N/A
2007-07-10 12:00 | 7 | 10 | 12 | 191.4586 | 4572 | 77 | 57.02 | 1000 | 77 | 0 | 2524.1481 | Cooling | 420.6914 | #N/A | #N/A | #N/A | #N/A | 0 | 0 | 0 | 0 | 0 | 2524.1481 | #N/A | #N/A | 88 | #N/A | #N/A | #N/A | #N/A | 1.402% | 1 | 50% | 0% | 0% | 0% | 8.2745 | 0 | 0 | 0 | 8.2745 | #N/A
2007-07-10 13:00 | 7 | 10 | 13 | 191.5003 | 4573 | 80.96 | 55.04 | 1000 | 80.96 | 0 | 2543.5486 | Cooling | 423.9248 | #N/A | #N/A | #N/A | #N/A | 0 | 0 | 0 | 0 | 0 | 2543.5486 | #N/A | #N/A | 88 | #N/A | #N/A | #N/A | #N/A | 1.413% | 1 | 50% | 0% | 0% | 0% | 8.2745 | 0 | 0 | 0 | 8.2745 | #N/A
2007-07-10 14:00 | 7 | 10 | 14 | 191.5419 | 4574 | 80.96 | 51.08 | 1000 | 80.96 | 0 | 2519.6702 | Cooling | 419.945 | #N/A | #N/A | #N/A | #N/A | 0 | 0 | 0 | 0 | 0 | 2519.6702 | #N/A | #N/A | 88 | #N/A | #N/A | #N/A | #N/A | 1.4% | 1 | 50% | 0% | 0% | 0% | 8.2745 | 0 | 0 | 0 | 8.2745 | #N/A
2007-07-10 15:00 | 7 | 10 | 15 | 191.5836 | 4575 | 78.98 | 48.92 | 1000 | 78.98 | 0 | 2405.6774 | Cooling | 400.9462 | #N/A | #N/A | #N/A | #N/A | 0 | 0 | 0 | 0 | 0 | 2405.6774 | #N/A | #N/A | 88 | #N/A | #N/A | #N/A | #N/A | 1.336% | 1 | 50% | 0% | 0% | 0% | 8.2745 | 0 | 0 | 0 | 8.2745 | #N/A
2007-07-10 16:00 | 7 | 10 | 16 | 191.6253 | 4576 | 80.96 | 50 | 1000 | 80.96 | 0 | 2451.457 | Cooling | 408.5762 | #N/A | #N/A | #N/A | #N/A | 0 | 0 | 0 | 0 | 0 | 2451.457 | #N/A | #N/A | 88 | #N/A | #N/A | #N/A | #N/A | 1.362% | 1 | 50% | 0% | 0% | 0% | 8.2745 | 0 | 0 | 0 | 8.2745 | #N/A
2007-07-10 17:00 | 7 | 10 | 17 | 191.6669 | 4577 | 80.96 | 50 | 1000 | 80.96 | 0 | 2379.111 | Cooling | 396.5185 | #N/A | #N/A | #N/A | #N/A | 0 | 0 | 0 | 0 | 0 | 2379.111 | #N/A | #N/A | 88 | #N/A | #N/A | #N/A | #N/A | 1.322% | 1 | 50% | 0% | 0% | 0% | 8.2745 | 0 | 0 | 0 | 8.2745 | #N/A
2007-07-10 18:00 | 7 | 10 | 18 | 191.7086 | 4578 | 78.98 | 51.08 | 1000 | 78.98 | 0 | 2185.6401 | Cooling | 364.2733 | #N/A | #N/A | #N/A | #N/A | 0 | 0 | 0 | 0 | 0 | 2185.6401 | #N/A | #N/A | 88 | #N/A | #N/A | #N/A | #N/A | 1.214% | 1 | 50% | 0% | 0% | 0% | 8.2745 | 0 | 0 | 0 | 8.2745 | #N/A
2007-07-10 19:00 | 7 | 10 | 19 | 191.7503 | 4579 | 75.92 | 50 | 1000 | 75.92 | 0 | 1898.3401 | Cooling | 316.39 | #N/A | #N/A | #N/A | #N/A | 0 | 0 | 0 | 0 | 0 | 1898.3401 | #N/A | #N/A | 88 | #N/A | #N/A | #N/A | #N/A | 1.055% | 1 | 50% | 0% | 0% | 0% | 8.2745 | 0 | 0 | 0 | 8.2745 | #N/A
2007-07-10 20:00 | 7 | 10 | 20 | 191.7919 | 4580 | 75.92 | 50 | 1001 | 75.92 | 0 | 1207.9759 | Cooling | 201.3293 | #N/A | #N/A | #N/A | #N/A | 0 | 0 | 0 | 0 | 0 | 1207.9759 | #N/A | #N/A | 88 | #N/A | #N/A | #N/A | #N/A | 0.6711% | 1 | 50% | 0% | 0% | 0% | 8.2745 | 0 | 0 | 0 | 8.2745 | #N/A
2007-07-10 21:00 | 7 | 10 | 21 | 191.8336 | 4581 | 71.96 | 51.98 | 1002 | 71.96 | 0 | 1061.8163 | Cooling | 176.9694 | #N/A | #N/A | #N/A | #N/A | 0 | 0 | 0 | 0 | 0 | 1061.8163 | #N/A | #N/A | 88 | #N/A | #N/A | #N/A | #N/A | 0.5899% | 1 | 50% | 0% | 0% | 0% | 8.2745 | 0 | 0 | 0 | 8.2745 | #N/A
2007-07-10 22:00 | 7 | 10 | 22 | 191.8753 | 4582 | 69.98 | 53.06 | 1003 | 69.98 | 0 | 111.6207 | Cooling | 18.6035 | #N/A | #N/A | #N/A | #N/A | 0 | 0 | 0 | 0 | 0 | 111.6207 | #N/A | #N/A | 88 | #N/A | #N/A | #N/A | #N/A | 0.06201% | 1 | 50% | 0% | 0% | 0% | 8.2745 | 0 | 0 | 0 | 8.2745 | #N/A
2007-07-10 23:00 | 7 | 10 | 23 | 191.9169 | 4583 | 69.98 | 53.96 | 1003 | 69.98 | 0 | 147.1125 | Cooling | 24.5188 | #N/A | #N/A | #N/A | #N/A | 0 | 0 | 0 | 0 | 0 | 147.1125 | #N/A | #N/A | 88 | #N/A | #N/A | #N/A | #N/A | 0.08173% | 1 | 50% | 0% | 0% | 0% | 8.2745 | 0 | 0 | 0 | 8.2745 | #N/A
2007-07-11 | 7 | 11 | 0 | 191.9586 | 4584 | 64.94 | 53.96 | 1003 | 64.94 | 0 | 150.4327 | Cooling | 25.0721 | #N/A | #N/A | #N/A | #N/A | 0 | 0 | 0 | 0 | 0 | 150.4327 | #N/A | #N/A | 88 | #N/A | #N/A | #N/A | #N/A | 0.08357% | 1 | 50% | 0% | 0% | 0% | 8.2745 | 0 | 0 | 0 | 8.2745 | #N/A
2007-07-11 01:00 | 7 | 11 | 1 | 192.0003 | 4585 | 66.02 | 55.04 | 1003 | 66.02 | 0 | 158.8461 | Cooling | 26.4744 | #N/A | #N/A | #N/A | #N/A | 0 | 0 | 0 | 0 | 0 | 158.8461 | #N/A | #N/A | 88 | #N/A | #N/A | #N/A | #N/A | 0.08825% | 1 | 50% | 0% | 0% | 0% | 8.2745 | 0 | 0 | 0 | 8.2745 | #N/A
2007-07-11 02:00 | 7 | 11 | 2 | 192.0419 | 4586 | 66.02 | 53.96 | 1003 | 66.02 | 0 | 130.5543 | Cooling | 21.7591 | #N/A | #N/A | #N/A | #N/A | 0 | 0 | 0 | 0 | 0 | 130.5543 | #N/A | #N/A | 88 | #N/A | #N/A | #N/A | #N/A | 0.07253% | 1 | 50% | 0% | 0% | 0% | 8.2745 | 0 | 0 | 0 | 8.2745 | #N/A
2007-07-11 03:00 | 7 | 11 | 3 | 192.0836 | 4587 | 60.98 | 53.96 | 1003 | 60.98 | 0 | 111.3749 | Cooling | 18.5625 | #N/A | #N/A | #N/A | #N/A | 0 | 0 | 0 | 0 | 0 | 111.3749 | #N/A | #N/A | 88 | #N/A | #N/A | #N/A | #N/A | 0.06187% | 1 | 50% | 0% | 0% | 0% | 8.2745 | 0 | 0 | 0 | 8.2745 | #N/A
2007-07-11 04:00 | 7 | 11 | 4 | 192.1253 | 4588 | 59 | 53.96 | 1003 | 59 | 0 | 108.0654 | Cooling | 18.0109 | #N/A | #N/A | #N/A | #N/A | 0 | 0 | 0 | 0 | 0 | 108.0654 | #N/A | #N/A | 88 | #N/A | #N/A | #N/A | #N/A | 0.06004% | 1 | 50% | 0% | 0% | 0% | 8.2745 | 0 | 0 | 0 | 8.2745 | #N/A
2007-07-11 05:00 | 7 | 11 | 5 | 192.1669 | 4589 | 59 | 55.04 | 1004 | 59 | 0 | 138.153 | Cooling | 23.0255 | #N/A | #N/A | #N/A | #N/A | 0 | 0 | 0 | 0 | 0 | 138.153 | #N/A | #N/A | 88 | #N/A | #N/A | #N/A | #N/A | 0.07675% | 1 | 50% | 0% | 0% | 0% | 8.2745 | 0 | 0 | 0 | 8.2745 | #N/A
2007-07-11 06:00 | 7 | 11 | 6 | 192.2086 | 4590 | 62.06 | 55.04 | 1004 | 62.06 | 0 | 905.3293 | Cooling | 150.8882 | #N/A | #N/A | #N/A | #N/A | 0 | 0 | 0 | 0 | 0 | 905.3293 | #N/A | #N/A | 88 | #N/A | #N/A | #N/A | #N/A | 0.503% | 1 | 50% | 0% | 0% | 0% | 8.2745 | 0 | 0 | 0 | 8.2745 | #N/A
2007-07-11 07:00 | 7 | 11 | 7 | 192.2503 | 4591 | 68 | 55.94 | 1005 | 68 | 0 | 1208.0577 | Cooling | 201.343 | #N/A | #N/A | #N/A | #N/A | 0 | 0 | 0 | 0 | 0 | 1208.0577 | #N/A | #N/A | 88 | #N/A | #N/A | #N/A | #N/A | 0.6711% | 1 | 50% | 0% | 0% | 0% | 8.2745 | 0 | 0 | 0 | 8.2745 | #N/A
2007-07-11 08:00 | 7 | 11 | 8 | 192.2919 | 4592 | 68 | 57.02 | 1005 | 68 | 0 | 1559.4832 | Cooling | 259.9139 | #N/A | #N/A | #N/A | #N/A | 0 | 0 | 0 | 0 | 0 | 1559.4832 | #N/A | #N/A | 88 | #N/A | #N/A | #N/A | #N/A | 0.8664% | 1 | 50% | 0% | 0% | 0% | 8.2745 | 0 | 0 | 0 | 8.2745 | #N/A
2007-07-11 09:00 | 7 | 11 | 9 | 192.3336 | 4593 | 73.94 | 57.92 | 1004 | 73.94 | 0 | 1846.1763 | Cooling | 307.696 | #N/A | #N/A | #N/A | #N/A | 0 | 0 | 0 | 0 | 0 | 1846.1763 | #N/A | #N/A | 88 | #N/A | #N/A | #N/A | #N/A | 1.026% | 1 | 50% | 0% | 0% | 0% | 8.2745 | 0 | 0 | 0 | 8.2745 | #N/A
2007-07-11 10:00 | 7 | 11 | 10 | 192.3753 | 4594 | 77 | 57.02 | 1004 | 77 | 0 | 2229.5738 | Cooling | 371.5956 | #N/A | #N/A | #N/A | #N/A | 0 | 0 | 0 | 0 | 0 | 2229.5738 | #N/A | #N/A | 88 | #N/A | #N/A | #N/A | #N/A | 1.239% | 1 | 50% | 0% | 0% | 0% | 8.2745 | 0 | 0 | 0 | 8.2745 | #N/A
2007-07-11 11:00 | 7 | 11 | 11 | 192.4169 | 4595 | 77 | 55.04 | 1004 | 77 | 0 | 2637.332 | Cooling | 439.5553 | #N/A | #N/A | #N/A | #N/A | 0 | 0 | 0 | 0 | 0 | 2637.332 | #N/A | #N/A | 88 | #N/A | #N/A | #N/A | #N/A | 1.465% | 1 | 50% | 0% | 0% | 0% | 8.2745 | 0 | 0 | 0 | 8.2745 | #N/A
2007-07-11 12:00 | 7 | 11 | 12 | 192.4586 | 4596 | 82.04 | 55.04 | 1004 | 82.04 | 0 | 2474.0927 | Cooling | 412.3488 | #N/A | #N/A | #N/A | #N/A | 0 | 0 | 0 | 0 | 0 | 2474.0927 | #N/A | #N/A | 88 | #N/A | #N/A | #N/A | #N/A | 1.374% | 1 | 50% | 0% | 0% | 0% | 8.2745 | 0 | 0 | 0 | 8.2745 | #N/A
2007-07-11 13:00 | 7 | 11 | 13 | 192.5003 | 4597 | 86 | 51.08 | 1004 | 86 | 0 | 2272.4883 | Cooling | 378.7481 | #N/A | #N/A | #N/A | #N/A | 0 | 0 | 0 | 0 | 0 | 2272.4883 | #N/A | #N/A | 88 | #N/A | #N/A | #N/A | #N/A | 1.262% | 1 | 50% | 0% | 0% | 0% | 8.2745 | 0 | 0 | 0 | 8.2745 | #N/A
2007-07-11 14:00 | 7 | 11 | 14 | 192.5419 | 4598 | 86 | 50 | 1003 | 86 | 0 | 2128.255 | Cooling | 354.7092 | #N/A | #N/A | #N/A | #N/A | 0 | 0 | 0 | 0 | 0 | 2128.255 | #N/A | #N/A | 88 | #N/A | #N/A | #N/A | #N/A | 1.182% | 1 | 50% | 0% | 0% | 0% | 8.2745 | 0 | 0 | 0 | 8.2745 | #N/A
2007-07-11 15:00 | 7 | 11 | 15 | 192.5836 | 4599 | 86 | 48.92 | 1003 | 86 | 0 | 1988.1249 | Cooling | 331.3542 | #N/A | #N/A | #N/A | #N/A | 0 | 0 | 0 | 0 | 0 | 1988.1249 | #N/A | #N/A | 88 | #N/A | #N/A | #N/A | #N/A | 1.105% | 1 | 50% | 0% | 0% | 0% | 8.2745 | 0 | 0 | 0 | 8.2745 | #N/A
2007-07-11 16:00 | 7 | 11 | 16 | 192.6253 | 4600 | 86 | 51.08 | 1002 | 86 | 0 | 2037.6206 | Cooling | 339.6034 | #N/A | #N/A | #N/A | #N/A | 0 | 0 | 0 | 0 | 0 | 2037.6206 | #N/A | #N/A | 88 | #N/A | #N/A | #N/A | #N/A | 1.132% | 1 | 50% | 0% | 0% | 0% | 8.2745 | 0 | 0 | 0 | 8.2745 | #N/A
2007-07-11 17:00 | 7 | 11 | 17 | 192.6669 | 4601 | 86 | 51.98 | 1002 | 86 | 0 | 2191.4778 | Cooling | 365.2463 | #N/A | #N/A | #N/A | #N/A | 0 | 0 | 0 | 0 | 0 | 2191.4778 | #N/A | #N/A | 88 | #N/A | #N/A | #N/A | #N/A | 1.217% | 1 | 50% | 0% | 0% | 0% | 8.2745 | 0 | 0 | 0 | 8.2745 | #N/A
2007-07-11 18:00 | 7 | 11 | 18 | 192.7086 | 4602 | 82.04 | 51.08 | 1002 | 82.04 | 0 | 1922.2738 | Cooling | 320.379 | #N/A | #N/A | #N/A | #N/A | 0 | 0 | 0 | 0 | 0 | 1922.2738 | #N/A | #N/A | 88 | #N/A | #N/A | #N/A | #N/A | 1.068% | 1 | 50% | 0% | 0% | 0% | 8.2745 | 0 | 0 | 0 | 8.2745 | #N/A
2007-07-11 19:00 | 7 | 11 | 19 | 192.7503 | 4603 | 78.08 | 51.08 | 1003 | 78.08 | 0 | 1493.902 | Cooling | 248.9837 | #N/A | #N/A | #N/A | #N/A | 0 | 0 | 0 | 0 | 0 | 1493.902 | #N/A | #N/A | 88 | #N/A | #N/A | #N/A | #N/A | 0.8299% | 1 | 50% | 0% | 0% | 0% | 8.2745 | 0 | 0 | 0 | 8.2745 | #N/A
2007-07-11 20:00 | 7 | 11 | 20 | 192.7919 | 4604 | 78.08 | 53.96 | 1003 | 78.08 | 0 | 1433.0936 | Cooling | 238.8489 | #N/A | #N/A | #N/A | #N/A | 0 | 0 | 0 | 0 | 0 | 1433.0936 | #N/A | #N/A | 88 | #N/A | #N/A | #N/A | #N/A | 0.7962% | 1 | 50% | 0% | 0% | 0% | 8.2745 | 0 | 0 | 0 | 8.2745 | #N/A
2007-07-11 21:00 | 7 | 11 | 21 | 192.8336 | 4605 | 73.04 | 55.04 | 1003 | 73.04 | 0 | 1324.2003 | Cooling | 220.7 | #N/A | #N/A | #N/A | #N/A | 0 | 0 | 0 | 0 | 0 | 1324.2003 | #N/A | #N/A | 88 | #N/A | #N/A | #N/A | #N/A | 0.7357% | 1 | 50% | 0% | 0% | 0% | 8.2745 | 0 | 0 | 0 | 8.2745 | #N/A
2007-07-11 22:00 | 7 | 11 | 22 | 192.8753 | 4606 | 71.96 | 55.04 | 1003 | 71.96 | 0 | 189.4277 | Cooling | 31.5713 | #N/A | #N/A | #N/A | #N/A | 0 | 0 | 0 | 0 | 0 | 189.4277 | #N/A | #N/A | 88 | #N/A | #N/A | #N/A | #N/A | 0.1052% | 1 | 50% | 0% | 0% | 0% | 8.2745 | 0 | 0 | 0 | 8.2745 | #N/A
2007-07-11 23:00 | 7 | 11 | 23 | 192.9169 | 4607 | 71.96 | 55.94 | 1004 | 71.96 | 0 | 226.6661 | Cooling | 37.7777 | #N/A | #N/A | #N/A | #N/A | 0 | 0 | 0 | 0 | 0 | 226.6661 | #N/A | #N/A | 88 | #N/A | #N/A | #N/A | #N/A | 0.1259% | 1 | 50% | 0% | 0% | 0% | 8.2745 | 0 | 0 | 0 | 8.2745 | #N/A
2007-07-12 | 7 | 12 | 0 | 192.9586 | 4608 | 68 | 57.02 | 1003 | 68 | 0 | 257.6678 | Cooling | 42.9446 | #N/A | #N/A | #N/A | #N/A | 0 | 0 | 0 | 0 | 0 | 257.6678 | #N/A | #N/A | 88 | #N/A | #N/A | #N/A | #N/A | 0.1431% | 1 | 50% | 0% | 0% | 0% | 8.2745 | 0 | 0 | 0 | 8.2745 | #N/A
2007-07-12 01:00 | 7 | 12 | 1 | 193.0003 | 4609 | 66.92 | 57.92 | 1004 | 66.92 | 0 | 293.925 | Cooling | 48.9875 | #N/A | #N/A | #N/A | #N/A | 0 | 0 | 0 | 0 | 0 | 293.925 | #N/A | #N/A | 88 | #N/A | #N/A | #N/A | #N/A | 0.1633% | 1 | 50% | 0% | 0% | 0% | 8.2745 | 0 | 0 | 0 | 8.2745 | #N/A
2007-07-12 02:00 | 7 | 12 | 2 | 193.0419 | 4610 | 66.92 | 57.92 | 1003 | 66.92 | 0 | 303.45 | Cooling | 50.575 | #N/A | #N/A | #N/A | #N/A | 0 | 0 | 0 | 0 | 0 | 303.45 | #N/A | #N/A | 88 | #N/A | #N/A | #N/A | #N/A | 0.1686% | 1 | 50% | 0% | 0% | 0% | 8.2745 | 0 | 0 | 0 | 8.2745 | #N/A
2007-07-12 03:00 | 7 | 12 | 3 | 193.0836 | 4611 | 66.02 | 57.92 | 1003 | 66.02 | 0 | 277.0388 | Cooling | 46.1731 | #N/A | #N/A | #N/A | #N/A | 0 | 0 | 0 | 0 | 0 | 277.0388 | #N/A | #N/A | 88 | #N/A | #N/A | #N/A | #N/A | 0.1539% | 1 | 50% | 0% | 0% | 0% | 8.2745 | 0 | 0 | 0 | 8.2745 | #N/A
2007-07-12 04:00 | 7 | 12 | 4 | 193.1253 | 4612 | 66.02 | 57.92 | 1003 | 66.02 | 0 | 270.8269 | Cooling | 45.1378 | #N/A | #N/A | #N/A | #N/A | 0 | 0 | 0 | 0 | 0 | 270.8269 | #N/A | #N/A | 88 | #N/A | #N/A | #N/A | #N/A | 0.1505% | 1 | 50% | 0% | 0% | 0% | 8.2745 | 0 | 0 | 0 | 8.2745 | #N/A
2007-07-12 05:00 | 7 | 12 | 5 | 193.1669 | 4613 | 66.02 | 57.92 | 1003 | 66.02 | 0 | 300.6896 | Cooling | 50.1149 | #N/A | #N/A | #N/A | #N/A | 0 | 0 | 0 | 0 | 0 | 300.6896 | #N/A | #N/A | 88 | #N/A | #N/A | #N/A | #N/A | 0.167% | 1 | 50% | 0% | 0% | 0% | 8.2745 | 0 | 0 | 0 | 8.2745 | #N/A
2007-07-12 06:00 | 7 | 12 | 6 | 193.2086 | 4614 | 66.02 | 59 | 1003 | 66.02 | 0 | 1569.012 | Cooling | 261.502 | #N/A | #N/A | #N/A | #N/A | 0 | 0 | 0 | 0 | 0 | 1569.012 | #N/A | #N/A | 88 | #N/A | #N/A | #N/A | #N/A | 0.8717% | 1 | 50% | 0% | 0% | 0% | 8.2745 | 0 | 0 | 0 | 8.2745 | #N/A
2007-07-12 07:00 | 7 | 12 | 7 | 193.2503 | 4615 | 69.08 | 60.08 | 1003 | 69.08 | 0 | 1779.7447 | Cooling | 296.6241 | #N/A | #N/A | #N/A | #N/A | 0 | 0 | 0 | 0 | 0 | 1779.7447 | #N/A | #N/A | 88 | #N/A | #N/A | #N/A | #N/A | 0.9887% | 1 | 50% | 0% | 0% | 0% | 8.2745 | 0 | 0 | 0 | 8.2745 | #N/A
2007-07-12 08:00 | 7 | 12 | 8 | 193.2919 | 4616 | 69.08 | 60.98 | 1004 | 69.08 | 0 | 2206.2766 | Cooling | 367.7128 | #N/A | #N/A | #N/A | #N/A | 0 | 0 | 0 | 0 | 0 | 2206.2766 | #N/A | #N/A | 88 | #N/A | #N/A | #N/A | #N/A | 1.226% | 1 | 50% | 0% | 0% | 0% | 8.2745 | 0 | 0 | 0 | 8.2745 | #N/A
2007-07-12 09:00 | 7 | 12 | 9 | 193.3336 | 4617 | 77 | 60.98 | 1003 | 77 | 0 | 2311.3608 | Cooling | 385.2268 | #N/A | #N/A | #N/A | #N/A | 0 | 0 | 0 | 0 | 0 | 2311.3608 | #N/A | #N/A | 88 | #N/A | #N/A | #N/A | #N/A | 1.284% | 1 | 50% | 0% | 0% | 0% | 8.2745 | 0 | 0 | 0 | 8.2745 | #N/A
2007-07-12 10:00 | 7 | 12 | 10 | 193.3753 | 4618 | 78.98 | 60.98 | 1004 | 78.98 | 0 | 2274.8084 | Cooling | 379.1347 | #N/A | #N/A | #N/A | #N/A | 0 | 0 | 0 | 0 | 0 | 2274.8084 | #N/A | #N/A | 88 | #N/A | #N/A | #N/A | #N/A | 1.264% | 1 | 50% | 0% | 0% | 0% | 8.2745 | 0 | 0 | 0 | 8.2745 | #N/A
2007-07-12 11:00 | 7 | 12 | 11 | 193.4169 | 4619 | 78.98 | 62.06 | 1005 | 78.98 | 0 | 2444.8478 | Cooling | 407.4746 | #N/A | #N/A | #N/A | #N/A | 0 | 0 | 0 | 0 | 0 | 2444.8478 | #N/A | #N/A | 88 | #N/A | #N/A | #N/A | #N/A | 1.358% | 1 | 50% | 0% | 0% | 0% | 8.2745 | 0 | 0 | 0 | 8.2745 | #N/A
2007-07-12 12:00 | 7 | 12 | 12 | 193.4586 | 4620 | 84.02 | 62.06 | 1004 | 84.02 | 0 | 2451.7756 | Cooling | 408.6293 | #N/A | #N/A | #N/A | #N/A | 0 | 0 | 0 | 0 | 0 | 2451.7756 | #N/A | #N/A | 88 | #N/A | #N/A | #N/A | #N/A | 1.362% | 1 | 50% | 0% | 0% | 0% | 8.2745 | 0 | 0 | 0 | 8.2745 | #N/A
2007-07-12 13:00 | 7 | 12 | 13 | 193.5003 | 4621 | 86 | 62.06 | 1004 | 86 | 0 | 2543.1873 | Cooling | 423.8645 | #N/A | #N/A | #N/A | #N/A | 0 | 0 | 0 | 0 | 0 | 2543.1873 | #N/A | #N/A | 88 | #N/A | #N/A | #N/A | #N/A | 1.413% | 1 | 50% | 0% | 0% | 0% | 8.2745 | 0 | 0 | 0 | 8.2745 | #N/A
2007-07-12 14:00 | 7 | 12 | 14 | 193.5419 | 4622 | 86 | 60.08 | 1004 | 86 | 0 | 2529.6504 | Cooling | 421.6084 | #N/A | #N/A | #N/A | #N/A | 0 | 0 | 0 | 0 | 0 | 2529.6504 | #N/A | #N/A | 88 | #N/A | #N/A | #N/A | #N/A | 1.405% | 1 | 50% | 0% | 0% | 0% | 8.2745 | 0 | 0 | 0 | 8.2745 | #N/A
2007-07-12 15:00 | 7 | 12 | 15 | 193.5836 | 4623 | 87.08 | 60.08 | 1004 | 87.08 | 0 | 2470.0404 | Cooling | 411.6734 | #N/A | #N/A | #N/A | #N/A | 0 | 0 | 0 | 0 | 0 | 2470.0404 | #N/A | #N/A | 88 | #N/A | #N/A | #N/A | #N/A | 1.372% | 1 | 50% | 0% | 0% | 0% | 8.2745 | 0 | 0 | 0 | 8.2745 | #N/A
2007-07-12 16:00 | 7 | 12 | 16 | 193.6253 | 4624 | 86 | 59 | 1004 | 86 | 0 | 2325.2259 | Cooling | 387.5377 | #N/A | #N/A | #N/A | #N/A | 0 | 0 | 0 | 0 | 0 | 2325.2259 | #N/A | #N/A | 88 | #N/A | #N/A | #N/A | #N/A | 1.292% | 1 | 50% | 0% | 0% | 0% | 8.2745 | 0 | 0 | 0 | 8.2745 | #N/A
2007-07-12 17:00 | 7 | 12 | 17 | 193.6669 | 4625 | 86 | 60.08 | 1004 | 86 | 0 | 2272.922 | Cooling | 378.8203 | #N/A | #N/A | #N/A | #N/A | 0 | 0 | 0 | 0 | 0 | 2272.922 | #N/A | #N/A | 88 | #N/A | #N/A | #N/A | #N/A | 1.263% | 1 | 50% | 0% | 0% | 0% | 8.2745 | 0 | 0 | 0 | 8.2745 | #N/A
2007-07-12 18:00 | 7 | 12 | 18 | 193.7086 | 4626 | 84.02 | 59 | 1004 | 84.02 | 0 | 2155.7167 | Cooling | 359.2861 | #N/A | #N/A | #N/A | #N/A | 0 | 0 | 0 | 0 | 0 | 2155.7167 | #N/A | #N/A | 88 | #N/A | #N/A | #N/A | #N/A | 1.198% | 1 | 50% | 0% | 0% | 0% | 8.2745 | 0 | 0 | 0 | 8.2745 | #N/A
2007-07-12 19:00 | 7 | 12 | 19 | 193.7503 | 4627 | 80.96 | 60.08 | 1005 | 80.96 | 0 | 2153.1997 | Cooling | 358.8666 | #N/A | #N/A | #N/A | #N/A | 0 | 0 | 0 | 0 | 0 | 2153.1997 | #N/A | #N/A | 88 | #N/A | #N/A | #N/A | #N/A | 1.196% | 1 | 50% | 0% | 0% | 0% | 8.2745 | 0 | 0 | 0 | 8.2745 | #N/A
2007-07-12 20:00 | 7 | 12 | 20 | 193.7919 | 4628 | 80.96 | 60.08 | 1005 | 80.96 | 0 | 2082.4334 | Cooling | 347.0722 | #N/A | #N/A | #N/A | #N/A | 0 | 0 | 0 | 0 | 0 | 2082.4334 | #N/A | #N/A | 88 | #N/A | #N/A | #N/A | #N/A | 1.157% | 1 | 50% | 0% | 0% | 0% | 8.2745 | 0 | 0 | 0 | 8.2745 | #N/A
2007-07-12 21:00 | 7 | 12 | 21 | 193.8336 | 4629 | 75.02 | 60.08 | 1006 | 75.02 | 0 | 1986.8012 | Cooling | 331.1335 | #N/A | #N/A | #N/A | #N/A | 0 | 0 | 0 | 0 | 0 | 1986.8012 | #N/A | #N/A | 88 | #N/A | #N/A | #N/A | #N/A | 1.104% | 1 | 50% | 0% | 0% | 0% | 8.2745 | 0 | 0 | 0 | 8.2745 | #N/A
2007-07-12 22:00 | 7 | 12 | 22 | 193.8753 | 4630 | 75.92 | 59 | 1006 | 75.92 | 0 | 239.789 | Cooling | 39.9648 | #N/A | #N/A | #N/A | #N/A | 0 | 0 | 0 | 0 | 0 | 239.789 | #N/A | #N/A | 88 | #N/A | #N/A | #N/A | #N/A | 0.1332% | 1 | 50% | 0% | 0% | 0% | 8.2745 | 0 | 0 | 0 | 8.2745 | #N/A
2007-07-12 23:00 | 7 | 12 | 23 | 193.9169 | 4631 | 75.92 | 59 | 1006 | 75.92 | 0 | 282.6649 | Cooling | 47.1108 | #N/A | #N/A | #N/A | #N/A | 0 | 0 | 0 | 0 | 0 | 282.6649 | #N/A | #N/A | 88 | #N/A | #N/A | #N/A | #N/A | 0.157% | 1 | 50% | 0% | 0% | 0% | 8.2745 | 0 | 0 | 0 | 8.2745 | #N/A
2007-07-13 | 7 | 13 | 0 | 193.9586 | 4632 | 71.06 | 59 | 1006 | 71.06 | 0 | 236.2539 | Cooling | 39.3756 | #N/A | #N/A | #N/A | #N/A | 0 | 0 | 0 | 0 | 0 | 236.2539 | #N/A | #N/A | 88 | #N/A | #N/A | #N/A | #N/A | 0.1313% | 1 | 50% | 0% | 0% | 0% | 8.2745 | 0 | 0 | 0 | 8.2745 | #N/A
2007-07-13 01:00 | 7 | 13 | 1 | 194.0003 | 4633 | 69.98 | 57.92 | 1006 | 69.98 | 0 | 201.2368 | Cooling | 33.5395 | #N/A | #N/A | #N/A | #N/A | 0 | 0 | 0 | 0 | 0 | 201.2368 | #N/A | #N/A | 88 | #N/A | #N/A | #N/A | #N/A | 0.1118% | 1 | 50% | 0% | 0% | 0% | 8.2745 | 0 | 0 | 0 | 8.2745 | #N/A
2007-07-13 02:00 | 7 | 13 | 2 | 194.0419 | 4634 | 69.98 | 57.02 | 1006 | 69.98 | 0 | 161.1887 | Cooling | 26.8648 | #N/A | #N/A | #N/A | #N/A | 0 | 0 | 0 | 0 | 0 | 161.1887 | #N/A | #N/A | 88 | #N/A | #N/A | #N/A | #N/A | 0.08955% | 1 | 50% | 0% | 0% | 0% | 8.2745 | 0 | 0 | 0 | 8.2745 | #N/A
2007-07-13 03:00 | 7 | 13 | 3 | 194.0836 | 4635 | 66.92 | 55.04 | 1007 | 66.92 | 0 | 108.1564 | Cooling | 18.0261 | #N/A | #N/A | #N/A | #N/A | 0 | 0 | 0 | 0 | 0 | 108.1564 | #N/A | #N/A | 88 | #N/A | #N/A | #N/A | #N/A | 0.06009% | 1 | 50% | 0% | 0% | 0% | 8.2745 | 0 | 0 | 0 | 8.2745 | #N/A
2007-07-13 04:00 | 7 | 13 | 4 | 194.1253 | 4636 | 66.92 | 55.04 | 1007 | 66.92 | 0 | 84.3879 | Cooling | 14.0646 | #N/A | #N/A | #N/A | #N/A | 0 | 0 | 0 | 0 | 0 | 84.3879 | #N/A | #N/A | 88 | #N/A | #N/A | #N/A | #N/A | 0.04688% | 1 | 50% | 0% | 0% | 0% | 8.2745 | 0 | 0 | 0 | 8.2745 | #N/A
2007-07-13 05:00 | 7 | 13 | 5 | 194.1669 | 4637 | 66.92 | 55.04 | 1007 | 66.92 | 0 | 96.4702 | Cooling | 16.0784 | #N/A | #N/A | #N/A | #N/A | 0 | 0 | 0 | 0 | 0 | 96.4702 | #N/A | #N/A | 88 | #N/A | #N/A | #N/A | #N/A | 0.05359% | 1 | 50% | 0% | 0% | 0% | 8.2745 | 0 | 0 | 0 | 8.2745 | #N/A
2007-07-13 06:00 | 7 | 13 | 6 | 194.2086 | 4638 | 69.08 | 57.02 | 1008 | 69.08 | 0 | 785.3806 | Cooling | 130.8968 | #N/A | #N/A | #N/A | #N/A | 0 | 0 | 0 | 0 | 0 | 785.3806 | #N/A | #N/A | 88 | #N/A | #N/A | #N/A | #N/A | 0.4363% | 1 | 50% | 0% | 0% | 0% | 8.2745 | 0 | 0 | 0 | 8.2745 | #N/A
2007-07-13 07:00 | 7 | 13 | 7 | 194.2503 | 4639 | 73.94 | 59 | 1009 | 73.94 | 0 | 1220.0319 | Cooling | 203.3387 | #N/A | #N/A | #N/A | #N/A | 0 | 0 | 0 | 0 | 0 | 1220.0319 | #N/A | #N/A | 88 | #N/A | #N/A | #N/A | #N/A | 0.6778% | 1 | 50% | 0% | 0% | 0% | 8.2745 | 0 | 0 | 0 | 8.2745 | #N/A
2007-07-13 08:00 | 7 | 13 | 8 | 194.2919 | 4640 | 73.94 | 57.92 | 1009 | 73.94 | 0 | 1700.0617 | Cooling | 283.3436 | #N/A | #N/A | #N/A | #N/A | 0 | 0 | 0 | 0 | 0 | 1700.0617 | #N/A | #N/A | 88 | #N/A | #N/A | #N/A | #N/A | 0.9445% | 1 | 50% | 0% | 0% | 0% | 8.2745 | 0 | 0 | 0 | 8.2745 | #N/A
2007-07-13 09:00 | 7 | 13 | 9 | 194.3336 | 4641 | 78.98 | 57.02 | 1009 | 78.98 | 0 | 1945.3807 | Cooling | 324.2301 | #N/A | #N/A | #N/A | #N/A | 0 | 0 | 0 | 0 | 0 | 1945.3807 | #N/A | #N/A | 88 | #N/A | #N/A | #N/A | #N/A | 1.081% | 1 | 50% | 0% | 0% | 0% | 8.2745 | 0 | 0 | 0 | 8.2745 | #N/A
2007-07-13 10:00 | 7 | 13 | 10 | 194.3753 | 4642 | 80.96 | 53.96 | 1008 | 80.96 | 0 | 1777.7816 | Cooling | 296.2969 | #N/A | #N/A | #N/A | #N/A | 0 | 0 | 0 | 0 | 0 | 1777.7816 | #N/A | #N/A | 88 | #N/A | #N/A | #N/A | #N/A | 0.9877% | 1 | 50% | 0% | 0% | 0% | 8.2745 | 0 | 0 | 0 | 8.2745 | #N/A
2007-07-13 11:00 | 7 | 13 | 11 | 194.4169 | 4643 | 80.96 | 48.92 | 1009 | 80.96 | 0 | 1333.6472 | Cooling | 222.2745 | #N/A | #N/A | #N/A | #N/A | 0 | 0 | 0 | 0 | 0 | 1333.6472 | #N/A | #N/A | 88 | #N/A | #N/A | #N/A | #N/A | 0.7409% | 1 | 50% | 0% | 0% | 0% | 8.2745 | 0 | 0 | 0 | 8.2745 | #N/A
2007-07-13 12:00 | 7 | 13 | 12 | 194.4586 | 4644 | 84.92 | 48.02 | 1008 | 84.92 | 0 | 1250.8867 | Cooling | 208.4811 | #N/A | #N/A | #N/A | #N/A | 0 | 0 | 0 | 0 | 0 | 1250.8867 | #N/A | #N/A | 88 | #N/A | #N/A | #N/A | #N/A | 0.6949% | 1 | 50% | 0% | 0% | 0% | 8.2745 | 0 | 0 | 0 | 8.2745 | #N/A
2007-07-13 13:00 | 7 | 13 | 13 | 194.5003 | 4645 | 86 | 46.04 | 1008 | 86 | 0 | 1361.971 | Cooling | 226.9952 | #N/A | #N/A | #N/A | #N/A | 0 | 0 | 0 | 0 | 0 | 1361.971 | #N/A | #N/A | 88 | #N/A | #N/A | #N/A | #N/A | 0.7567% | 1 | 50% | 0% | 0% | 0% | 8.2745 | 0 | 0 | 0 | 8.2745 | #N/A
2007-07-13 14:00 | 7 | 13 | 14 | 194.5419 | 4646 | 86 | 46.94 | 1008 | 86 | 0 | 1540.1248 | Cooling | 256.6875 | #N/A | #N/A | #N/A | #N/A | 0 | 0 | 0 | 0 | 0 | 1540.1248 | #N/A | #N/A | 88 | #N/A | #N/A | #N/A | #N/A | 0.8556% | 1 | 50% | 0% | 0% | 0% | 8.2745 | 0 | 0 | 0 | 8.2745 | #N/A
2007-07-13 15:00 | 7 | 13 | 15 | 194.5836 | 4647 | 87.08 | 48.92 | 1007 | 87.08 | 0 | 1581.161 | Cooling | 263.5268 | #N/A | #N/A | #N/A | #N/A | 0 | 0 | 0 | 0 | 0 | 1581.161 | #N/A | #N/A | 88 | #N/A | #N/A | #N/A | #N/A | 0.8784% | 1 | 50% | 0% | 0% | 0% | 8.2745 | 0 | 0 | 0 | 8.2745 | #N/A
2007-07-13 16:00 | 7 | 13 | 16 | 194.6253 | 4648 | 86 | 50 | 1007 | 86 | 0 | 1723.9364 | Cooling | 287.3227 | #N/A | #N/A | #N/A | #N/A | 0 | 0 | 0 | 0 | 0 | 1723.9364 | #N/A | #N/A | 88 | #N/A | #N/A | #N/A | #N/A | 0.9577% | 1 | 50% | 0% | 0% | 0% | 8.2745 | 0 | 0 | 0 | 8.2745 | #N/A
2007-07-13 17:00 | 7 | 13 | 17 | 194.6669 | 4649 | 86 | 51.08 | 1007 | 86 | 0 | 1685.1656 | Cooling | 280.8609 | #N/A | #N/A | #N/A | #N/A | 0 | 0 | 0 | 0 | 0 | 1685.1656 | #N/A | #N/A | 88 | #N/A | #N/A | #N/A | #N/A | 0.9362% | 1 | 50% | 0% | 0% | 0% | 8.2745 | 0 | 0 | 0 | 8.2745 | #N/A
2007-07-13 18:00 | 7 | 13 | 18 | 194.7086 | 4650 | 84.92 | 51.08 | 1006 | 84.92 | 0 | 208.4828 | Cooling | 34.7471 | #N/A | #N/A | #N/A | #N/A | 0 | 0 | 0 | 0 | 0 | 208.4828 | #N/A | #N/A | 88 | #N/A | #N/A | #N/A | #N/A | 0.1158% | 1 | 50% | 0% | 0% | 0% | 8.2745 | 0 | 0 | 0 | 8.2745 | #N/A
2007-07-13 19:00 | 7 | 13 | 19 | 194.7503 | 4651 | 82.94 | 51.98 | 1006 | 82.94 | 0 | 236.2963 | Cooling | 39.3827 | #N/A | #N/A | #N/A | #N/A | 0 | 0 | 0 | 0 | 0 | 236.2963 | #N/A | #N/A | 88 | #N/A | #N/A | #N/A | #N/A | 0.1313% | 1 | 50% | 0% | 0% | 0% | 8.2745 | 0 | 0 | 0 | 8.2745 | #N/A
2007-07-13 20:00 | 7 | 13 | 20 | 194.7919 | 4652 | 82.94 | 53.96 | 1006 | 82.94 | 0 | 220.3054 | Cooling | 36.7176 | #N/A | #N/A | #N/A | #N/A | 0 | 0 | 0 | 0 | 0 | 220.3054 | #N/A | #N/A | 88 | #N/A | #N/A | #N/A | #N/A | 0.1224% | 1 | 50% | 0% | 0% | 0% | 8.2745 | 0 | 0 | 0 | 8.2745 | #N/A
2007-07-13 21:00 | 7 | 13 | 21 | 194.8336 | 4653 | 78.98 | 55.94 | 1007 | 78.98 | 0 | 182.0082 | Cooling | 30.3347 | #N/A | #N/A | #N/A | #N/A | 0 | 0 | 0 | 0 | 0 | 182.0082 | #N/A | #N/A | 88 | #N/A | #N/A | #N/A | #N/A | 0.1011% | 1 | 50% | 0% | 0% | 0% | 8.2745 | 0 | 0 | 0 | 8.2745 | #N/A
2007-07-13 22:00 | 7 | 13 | 22 | 194.8753 | 4654 | 77 | 57.02 | 1006 | 77 | 0 | 153.8207 | Cooling | 25.6368 | #N/A | #N/A | #N/A | #N/A | 0 | 0 | 0 | 0 | 0 | 153.8207 | #N/A | #N/A | 88 | #N/A | #N/A | #N/A | #N/A | 0.08546% | 1 | 50% | 0% | 0% | 0% | 8.2745 | 0 | 0 | 0 | 8.2745 | #N/A
2007-07-13 23:00 | 7 | 13 | 23 | 194.9169 | 4655 | 77 | 57.92 | 1007 | 77 | 0 | 126.6987 | Cooling | 21.1165 | #N/A | #N/A | #N/A | #N/A | 0 | 0 | 0 | 0 | 0 | 126.6987 | #N/A | #N/A | 88 | #N/A | #N/A | #N/A | #N/A | 0.07039% | 1 | 50% | 0% | 0% | 0% | 8.2745 | 0 | 0 | 0 | 8.2745 | #N/A
2007-07-14 | 7 | 14 | 0 | 194.9586 | 4656 | 73.94 | 55.94 | 1006 | 73.94 | 0 | 107.7388 | Cooling | 17.9565 | #N/A | #N/A | #N/A | #N/A | 0 | 0 | 0 | 0 | 0 | 107.7388 | #N/A | #N/A | 88 | #N/A | #N/A | #N/A | #N/A | 0.05985% | 1 | 50% | 0% | 0% | 0% | 8.2745 | 0 | 0 | 0 | 8.2745 | #N/A
2007-07-14 01:00 | 7 | 14 | 1 | 195.0003 | 4657 | 73.04 | 55.94 | 1006 | 73.04 | 0 | 92.6539 | Cooling | 15.4423 | #N/A | #N/A | #N/A | #N/A | 0 | 0 | 0 | 0 | 0 | 92.6539 | #N/A | #N/A | 88 | #N/A | #N/A | #N/A | #N/A | 0.05147% | 1 | 50% | 0% | 0% | 0% | 8.2745 | 0 | 0 | 0 | 8.2745 | #N/A
2007-07-14 02:00 | 7 | 14 | 2 | 195.0419 | 4658 | 73.04 | 57.02 | 1006 | 73.04 | 0 | 101.7445 | Cooling | 16.9574 | #N/A | #N/A | #N/A | #N/A | 0 | 0 | 0 | 0 | 0 | 101.7445 | #N/A | #N/A | 88 | #N/A | #N/A | #N/A | #N/A | 0.05652% | 1 | 50% | 0% | 0% | 0% | 8.2745 | 0 | 0 | 0 | 8.2745 | #N/A
2007-07-14 03:00 | 7 | 14 | 3 | 195.0836 | 4659 | 69.08 | 57.02 | 1006 | 69.08 | 0 | 106.8522 | Cooling | 17.8087 | #N/A | #N/A | #N/A | #N/A | 0 | 0 | 0 | 0 | 0 | 106.8522 | #N/A | #N/A | 88 | #N/A | #N/A | #N/A | #N/A | 0.05936% | 1 | 50% | 0% | 0% | 0% | 8.2745 | 0 | 0 | 0 | 8.2745 | #N/A
2007-07-14 04:00 | 7 | 14 | 4 | 195.1253 | 4660 | 68 | 57.92 | 1006 | 68 | 0 | 118.2217 | Cooling | 19.7036 | #N/A | #N/A | #N/A | #N/A | 0 | 0 | 0 | 0 | 0 | 118.2217 | #N/A | #N/A | 88 | #N/A | #N/A | #N/A | #N/A | 0.06568% | 1 | 50% | 0% | 0% | 0% | 8.2745 | 0 | 0 | 0 | 8.2745 | #N/A
2007-07-14 05:00 | 7 | 14 | 5 | 195.1669 | 4661 | 68 | 57.02 | 1006 | 68 | 0 | 154.1238 | Cooling | 25.6873 | #N/A | #N/A | #N/A | #N/A | 0 | 0 | 0 | 0 | 0 | 154.1238 | #N/A | #N/A | 88 | #N/A | #N/A | #N/A | #N/A | 0.08562% | 1 | 50% | 0% | 0% | 0% | 8.2745 | 0 | 0 | 0 | 8.2745 | #N/A
2007-07-14 06:00 | 7 | 14 | 6 | 195.2086 | 4662 | 68 | 57.02 | 1007 | 68 | 0 | 215.8062 | Cooling | 35.9677 | #N/A | #N/A | #N/A | #N/A | 0 | 0 | 0 | 0 | 0 | 215.8062 | #N/A | #N/A | 88 | #N/A | #N/A | #N/A | #N/A | 0.1199% | 1 | 50% | 0% | 0% | 0% | 8.2745 | 0 | 0 | 0 | 8.2745 | #N/A
2007-07-14 07:00 | 7 | 14 | 7 | 195.2503 | 4663 | 71.96 | 57.92 | 1005 | 71.96 | 0 | 280.8886 | Cooling | 46.8148 | #N/A | #N/A | #N/A | #N/A | 0 | 0 | 0 | 0 | 0 | 280.8886 | #N/A | #N/A | 88 | #N/A | #N/A | #N/A | #N/A | 0.156% | 1 | 50% | 0% | 0% | 0% | 8.2745 | 0 | 0 | 0 | 8.2745 | #N/A
2007-07-14 08:00 | 7 | 14 | 8 | 195.2919 | 4664 | 71.96 | 59 | 1005 | 71.96 | 0 | 341.6348 | Cooling | 56.9391 | #N/A | #N/A | #N/A | #N/A | 0 | 0 | 0 | 0 | 0 | 341.6348 | #N/A | #N/A | 88 | #N/A | #N/A | #N/A | #N/A | 0.1898% | 1 | 50% | 0% | 0% | 0% | 8.2745 | 0 | 0 | 0 | 8.2745 | #N/A
2007-07-14 09:00 | 7 | 14 | 9 | 195.3336 | 4665 | 77 | 60.08 | 1005 | 77 | 0 | 320.5666 | Cooling | 53.4278 | #N/A | #N/A | #N/A | #N/A | 0 | 0 | 0 | 0 | 0 | 320.5666 | #N/A | #N/A | 88 | #N/A | #N/A | #N/A | #N/A | 0.1781% | 1 | 50% | 0% | 0% | 0% | 8.2745 | 0 | 0 | 0 | 8.2745 | #N/A
2007-07-14 10:00 | 7 | 14 | 10 | 195.3753 | 4666 | 77 | 60.98 | 1005 | 77 | 0 | 235.6925 | Cooling | 39.2821 | #N/A | #N/A | #N/A | #N/A | 0 | 0 | 0 | 0 | 0 | 235.6925 | #N/A | #N/A | 88 | #N/A | #N/A | #N/A | #N/A | 0.1309% | 1 | 50% | 0% | 0% | 0% | 8.2745 | 0 | 0 | 0 | 8.2745 | #N/A
2007-07-14 11:00 | 7 | 14 | 11 | 195.4169 | 4667 | 78.98 | 60.98 | 1004 | 78.98 | 0 | 277.6251 | Cooling | 46.2709 | #N/A | #N/A | #N/A | #N/A | 0 | 0 | 0 | 0 | 0 | 277.6251 | #N/A | #N/A | 88 | #N/A | #N/A | #N/A | #N/A | 0.1542% | 1 | 50% | 0% | 0% | 0% | 8.2745 | 0 | 0 | 0 | 8.2745 | #N/A
2007-07-14 12:00 | 7 | 14 | 12 | 195.4586 | 4668 | 80.06 | 60.98 | 1004 | 80.06 | 0 | 292.5535 | Cooling | 48.7589 | #N/A | #N/A | #N/A | #N/A | 0 | 0 | 0 | 0 | 0 | 292.5535 | #N/A | #N/A | 88 | #N/A | #N/A | #N/A | #N/A | 0.1625% | 1 | 50% | 0% | 0% | 0% | 8.2745 | 0 | 0 | 0 | 8.2745 | #N/A
2007-07-14 13:00 | 7 | 14 | 13 | 195.5003 | 4669 | 80.96 | 62.96 | 1003 | 80.96 | 0 | 345.9562 | Cooling | 57.6594 | #N/A | #N/A | #N/A | #N/A | 0 | 0 | 0 | 0 | 0 | 345.9562 | #N/A | #N/A | 88 | #N/A | #N/A | #N/A | #N/A | 0.1922% | 1 | 50% | 0% | 0% | 0% | 8.2745 | 0 | 0 | 0 | 8.2745 | #N/A
2007-07-14 14:00 | 7 | 14 | 14 | 195.5419 | 4670 | 80.96 | 64.04 | 1003 | 80.96 | 0 | 582.9132 | Cooling | 97.1522 | #N/A | #N/A | #N/A | #N/A | 0 | 0 | 0 | 0 | 0 | 582.9132 | #N/A | #N/A | 88 | #N/A | #N/A | #N/A | #N/A | 0.3238% | 1 | 50% | 0% | 0% | 0% | 8.2745 | 0 | 0 | 0 | 8.2745 | #N/A
2007-07-14 15:00 | 7 | 14 | 15 | 195.5836 | 4671 | 82.04 | 66.02 | 1002 | 82.04 | 0 | 989.6347 | Cooling | 164.9391 | #N/A | #N/A | #N/A | #N/A | 0 | 0 | 0 | 0 | 0 | 989.6347 | #N/A | #N/A | 88 | #N/A | #N/A | #N/A | #N/A | 0.5498% | 1 | 50% | 0% | 0% | 0% | 8.2745 | 0 | 0 | 0 | 8.2745 | #N/A
2007-07-14 16:00 | 7 | 14 | 16 | 195.6253 | 4672 | 82.94 | 66.92 | 1001 | 82.94 | 0 | 1433.7418 | Cooling | 238.957 | #N/A | #N/A | #N/A | #N/A | 0 | 0 | 0 | 0 | 0 | 1433.7418 | #N/A | #N/A | 88 | #N/A | #N/A | #N/A | #N/A | 0.7965% | 1 | 50% | 0% | 0% | 0% | 8.2745 | 0 | 0 | 0 | 8.2745 | #N/A
2007-07-14 17:00 | 7 | 14 | 17 | 195.6669 | 4673 | 82.94 | 68 | 1001 | 82.94 | 0 | 1737.3235 | Cooling | 289.5539 | #N/A | #N/A | #N/A | #N/A | 0 | 0 | 0 | 0 | 0 | 1737.3235 | #N/A | #N/A | 88 | #N/A | #N/A | #N/A | #N/A | 0.9652% | 1 | 50% | 0% | 0% | 0% | 8.2745 | 0 | 0 | 0 | 8.2745 | #N/A
2007-07-14 18:00 | 7 | 14 | 18 | 195.7086 | 4674 | 78.98 | 69.08 | 1001 | 78.98 | 0 | 1890.9286 | Cooling | 315.1548 | #N/A | #N/A | #N/A | #N/A | 0 | 0 | 0 | 0 | 0 | 1890.9286 | #N/A | #N/A | 88 | #N/A | #N/A | #N/A | #N/A | 1.051% | 1 | 50% | 0% | 0% | 0% | 8.2745 | 0 | 0 | 0 | 8.2745 | #N/A
2007-07-14 19:00 | 7 | 14 | 19 | 195.7503 | 4675 | 78.08 | 69.08 | 1001 | 78.08 | 0 | 1657.1663 | Cooling | 276.1944 | #N/A | #N/A | #N/A | #N/A | 0 | 0 | 0 | 0 | 0 | 1657.1663 | #N/A | #N/A | 88 | #N/A | #N/A | #N/A | #N/A | 0.9206% | 1 | 50% | 0% | 0% | 0% | 8.2745 | 0 | 0 | 0 | 8.2745 | #N/A
2007-07-14 20:00 | 7 | 14 | 20 | 195.7919 | 4676 | 78.08 | 68 | 1001 | 78.08 | 0 | 1454.8569 | Cooling | 242.4762 | #N/A | #N/A | #N/A | #N/A | 0 | 0 | 0 | 0 | 0 | 1454.8569 | #N/A | #N/A | 88 | #N/A | #N/A | #N/A | #N/A | 0.8083% | 1 | 50% | 0% | 0% | 0% | 8.2745 | 0 | 0 | 0 | 8.2745 | #N/A
2007-07-14 21:00 | 7 | 14 | 21 | 195.8336 | 4677 | 77 | 68 | 1001 | 77 | 0 | 1157.6063 | Cooling | 192.9344 | #N/A | #N/A | #N/A | #N/A | 0 | 0 | 0 | 0 | 0 | 1157.6063 | #N/A | #N/A | 88 | #N/A | #N/A | #N/A | #N/A | 0.6431% | 1 | 50% | 0% | 0% | 0% | 8.2745 | 0 | 0 | 0 | 8.2745 | #N/A
2007-07-14 22:00 | 7 | 14 | 22 | 195.8753 | 4678 | 75.92 | 66.92 | 1000 | 75.92 | 0 | 805.947 | Cooling | 134.3245 | #N/A | #N/A | #N/A | #N/A | 0 | 0 | 0 | 0 | 0 | 805.947 | #N/A | #N/A | 88 | #N/A | #N/A | #N/A | #N/A | 0.4477% | 1 | 50% | 0% | 0% | 0% | 8.2745 | 0 | 0 | 0 | 8.2745 | #N/A
2007-07-14 23:00 | 7 | 14 | 23 | 195.9169 | 4679 | 75.92 | 66.92 | 1000 | 75.92 | 0 | 456.9293 | Cooling | 76.1549 | #N/A | #N/A | #N/A | #N/A | 0 | 0 | 0 | 0 | 0 | 456.9293 | #N/A | #N/A | 88 | #N/A | #N/A | #N/A | #N/A | 0.2538% | 1 | 50% | 0% | 0% | 0% | 8.2745 | 0 | 0 | 0 | 8.2745 | #N/A
2007-07-15 | 7 | 15 | 0 | 195.9586 | 4680 | 73.94 | 66.92 | 1000 | 73.94 | 0 | 509.4705 | Cooling | 84.9117 | #N/A | #N/A | #N/A | #N/A | 0 | 0 | 0 | 0 | 0 | 509.4705 | #N/A | #N/A | 88 | #N/A | #N/A | #N/A | #N/A | 0.283% | 1 | 50% | 0% | 0% | 0% | 8.2745 | 0 | 0 | 0 | 8.2745 | #N/A
2007-07-15 01:00 | 7 | 15 | 1 | 196.0003 | 4681 | 73.94 | 66.92 | 1000 | 73.94 | 0 | 498.341 | Cooling | 83.0568 | #N/A | #N/A | #N/A | #N/A | 0 | 0 | 0 | 0 | 0 | 498.341 | #N/A | #N/A | 88 | #N/A | #N/A | #N/A | #N/A | 0.2769% | 1 | 50% | 0% | 0% | 0% | 8.2745 | 0 | 0 | 0 | 8.2745 | #N/A
2007-07-15 02:00 | 7 | 15 | 2 | 196.0419 | 4682 | 73.94 | 68 | 1000 | 73.94 | 0 | 482.7629 | Cooling | 80.4605 | #N/A | #N/A | #N/A | #N/A | 0 | 0 | 0 | 0 | 0 | 482.7629 | #N/A | #N/A | 88 | #N/A | #N/A | #N/A | #N/A | 0.2682% | 1 | 50% | 0% | 0% | 0% | 8.2745 | 0 | 0 | 0 | 8.2745 | #N/A
2007-07-15 03:00 | 7 | 15 | 3 | 196.0836 | 4683 | 73.04 | 68 | 999 | 73.04 | 0 | 457.1569 | Cooling | 76.1928 | #N/A | #N/A | #N/A | #N/A | 0 | 0 | 0 | 0 | 0 | 457.1569 | #N/A | #N/A | 88 | #N/A | #N/A | #N/A | #N/A | 0.254% | 1 | 50% | 0% | 0% | 0% | 8.2745 | 0 | 0 | 0 | 8.2745 | #N/A
2007-07-15 04:00 | 7 | 15 | 4 | 196.1253 | 4684 | 71.06 | 68 | 999 | 71.06 | 0 | 447.94 | Cooling | 74.6567 | #N/A | #N/A | #N/A | #N/A | 0 | 0 | 0 | 0 | 0 | 447.94 | #N/A | #N/A | 88 | #N/A | #N/A | #N/A | #N/A | 0.2489% | 1 | 50% | 0% | 0% | 0% | 8.2745 | 0 | 0 | 0 | 8.2745 | #N/A
2007-07-15 05:00 | 7 | 15 | 5 | 196.1669 | 4685 | 71.06 | 68 | 999 | 71.06 | 0 | 573.0495 | Cooling | 95.5083 | #N/A | #N/A | #N/A | #N/A | 0 | 0 | 0 | 0 | 0 | 573.0495 | #N/A | #N/A | 88 | #N/A | #N/A | #N/A | #N/A | 0.3184% | 1 | 50% | 0% | 0% | 0% | 8.2745 | 0 | 0 | 0 | 8.2745 | #N/A
2007-07-15 06:00 | 7 | 15 | 6 | 196.2086 | 4686 | 71.96 | 68 | 999 | 71.96 | 0 | 3498.1117 | Cooling | 583.0186 | #N/A | #N/A | #N/A | #N/A | 0 | 0 | 0 | 0 | 0 | 3498.1117 | #N/A | #N/A | 88 | #N/A | #N/A | #N/A | #N/A | 1.943% | 1 | 50% | 0% | 0% | 0% | 8.2745 | 0 | 0 | 0 | 8.2745 | #N/A
2007-07-15 07:00 | 7 | 15 | 7 | 196.2503 | 4687 | 71.96 | 69.08 | 999 | 71.96 | 0 | 3578.0087 | Cooling | 596.3348 | #N/A | #N/A | #N/A | #N/A | 0 | 0 | 0 | 0 | 0 | 3578.0087 | #N/A | #N/A | 88 | #N/A | #N/A | #N/A | #N/A | 1.988% | 1 | 50% | 0% | 0% | 0% | 8.2745 | 0 | 0 | 0 | 8.2745 | #N/A
2007-07-15 08:00 | 7 | 15 | 8 | 196.2919 | 4688 | 68 | 69.08 | 999 | 68 | 0 | 3836.9288 | Cooling | 639.4881 | #N/A | #N/A | #N/A | #N/A | 0 | 0 | 0 | 0 | 0 | 3836.9288 | #N/A | #N/A | 88 | #N/A | #N/A | #N/A | #N/A | 2.132% | 1 | 50% | 0% | 0% | 0% | 8.2745 | 0 | 0 | 0 | 8.2745 | #N/A
2007-07-15 09:00 | 7 | 15 | 9 | 196.3336 | 4689 | 66.02 | 69.98 | 999 | 66.02 | 0 | 3490.8263 | Cooling | 581.8044 | #N/A | #N/A | #N/A | #N/A | 0 | 0 | 0 | 0 | 0 | 3490.8263 | #N/A | #N/A | 88 | #N/A | #N/A | #N/A | #N/A | 1.939% | 1 | 50% | 0% | 0% | 0% | 8.2745 | 0 | 0 | 0 | 8.2745 | #N/A
2007-07-15 10:00 | 7 | 15 | 10 | 196.3753 | 4690 | 66.02 | 69.98 | 998 | 66.02 | 0 | 2950.1844 | Cooling | 491.6974 | #N/A | #N/A | #N/A | #N/A | 0 | 0 | 0 | 0 | 0 | 2950.1844 | #N/A | #N/A | 88 | #N/A | #N/A | #N/A | #N/A | 1.639% | 1 | 50% | 0% | 0% | 0% | 8.2745 | 0 | 0 | 0 | 8.2745 | #N/A
2007-07-15 11:00 | 7 | 15 | 11 | 196.4169 | 4691 | 64.94 | 69.98 | 998 | 64.94 | 0 | 2948.4676 | Cooling | 491.4113 | #N/A | #N/A | #N/A | #N/A | 0 | 0 | 0 | 0 | 0 | 2948.4676 | #N/A | #N/A | 88 | #N/A | #N/A | #N/A | #N/A | 1.638% | 1 | 50% | 0% | 0% | 0% | 8.2745 | 0 | 0 | 0 | 8.2745 | #N/A
2007-07-15 12:00 | 7 | 15 | 12 | 196.4586 | 4692 | 71.06 | 69.08 | 997 | 71.06 | 0 | 2835.6583 | Cooling | 472.6097 | #N/A | #N/A | #N/A | #N/A | 0 | 0 | 0 | 0 | 0 | 2835.6583 | #N/A | #N/A | 88 | #N/A | #N/A | #N/A | #N/A | 1.575% | 1 | 50% | 0% | 0% | 0% | 8.2745 | 0 | 0 | 0 | 8.2745 | #N/A
2007-07-15 13:00 | 7 | 15 | 13 | 196.5003 | 4693 | 71.96 | 69.98 | 997 | 71.96 | 0 | 2913.969 | Cooling | 485.6615 | #N/A | #N/A | #N/A | #N/A | 0 | 0 | 0 | 0 | 0 | 2913.969 | #N/A | #N/A | 88 | #N/A | #N/A | #N/A | #N/A | 1.619% | 1 | 50% | 0% | 0% | 0% | 8.2745 | 0 | 0 | 0 | 8.2745 | #N/A
2007-07-15 14:00 | 7 | 15 | 14 | 196.5419 | 4694 | 71.96 | 73.04 | 996 | 71.96 | 0 | 3113.9952 | Cooling | 518.9992 | #N/A | #N/A | #N/A | #N/A | 0 | 0 | 0 | 0 | 0 | 3113.9952 | #N/A | #N/A | 88 | #N/A | #N/A | #N/A | #N/A | 1.73% | 1 | 50% | 0% | 0% | 0% | 8.2745 | 0 | 0 | 0 | 8.2745 | #N/A
2007-07-15 15:00 | 7 | 15 | 15 | 196.5836 | 4695 | 75.02 | 71.96 | 996 | 75.02 | 0 | 3182.3803 | Cooling | 530.3967 | #N/A | #N/A | #N/A | #N/A | 0 | 0 | 0 | 0 | 0 | 3182.3803 | #N/A | #N/A | 88 | #N/A | #N/A | #N/A | #N/A | 1.768% | 1 | 50% | 0% | 0% | 0% | 8.2745 | 0 | 0 | 0 | 8.2745 | #N/A
2007-07-15 16:00 | 7 | 15 | 16 | 196.6253 | 4696 | 73.94 | 71.06 | 996 | 73.94 | 0 | 3221.2779 | Cooling | 536.8796 | #N/A | #N/A | #N/A | #N/A | 0 | 0 | 0 | 0 | 0 | 3221.2779 | #N/A | #N/A | 88 | #N/A | #N/A | #N/A | #N/A | 1.79% | 1 | 50% | 0% | 0% | 0% | 8.2745 | 0 | 0 | 0 | 8.2745 | #N/A
2007-07-15 17:00 | 7 | 15 | 17 | 196.6669 | 4697 | 73.94 | 69.98 | 997 | 73.94 | 0 | 3485.83 | Cooling | 580.9717 | #N/A | #N/A | #N/A | #N/A | 0 | 0 | 0 | 0 | 0 | 3485.83 | #N/A | #N/A | 88 | #N/A | #N/A | #N/A | #N/A | 1.937% | 1 | 50% | 0% | 0% | 0% | 8.2745 | 0 | 0 | 0 | 8.2745 | #N/A
2007-07-15 18:00 | 7 | 15 | 18 | 196.7086 | 4698 | 71.96 | 71.06 | 998 | 71.96 | 0 | 4063.972 | Cooling | 677.3287 | #N/A | #N/A | #N/A | #N/A | 0 | 0 | 0 | 0 | 0 | 4063.972 | #N/A | #N/A | 88 | #N/A | #N/A | #N/A | #N/A | 2.258% | 1 | 50% | 0% | 0% | 0% | 8.2745 | 0 | 0 | 0 | 8.2745 | #N/A
2007-07-15 19:00 | 7 | 15 | 19 | 196.7503 | 4699 | 69.98 | 71.96 | 999 | 69.98 | 0 | 4057.6276 | Cooling | 676.2713 | #N/A | #N/A | #N/A | #N/A | 0 | 0 | 0 | 0 | 0 | 4057.6276 | #N/A | #N/A | 88 | #N/A | #N/A | #N/A | #N/A | 2.254% | 1 | 50% | 0% | 0% | 0% | 8.2745 | 0 | 0 | 0 | 8.2745 | #N/A
2007-07-15 20:00 | 7 | 15 | 20 | 196.7919 | 4700 | 69.98 | 71.96 | 999 | 69.98 | 0 | 4031.6475 | Cooling | 671.9412 | #N/A | #N/A | #N/A | #N/A | 0 | 0 | 0 | 0 | 0 | 4031.6475 | #N/A | #N/A | 88 | #N/A | #N/A | #N/A | #N/A | 2.24% | 1 | 50% | 0% | 0% | 0% | 8.2745 | 0 | 0 | 0 | 8.2745 | #N/A
2007-07-15 21:00 | 7 | 15 | 21 | 196.8336 | 4701 | 64.94 | 71.06 | 999 | 64.94 | 0 | 3920.6222 | Cooling | 653.437 | #N/A | #N/A | #N/A | #N/A | 0 | 0 | 0 | 0 | 0 | 3920.6222 | #N/A | #N/A | 88 | #N/A | #N/A | #N/A | #N/A | 2.178% | 1 | 50% | 0% | 0% | 0% | 8.2745 | 0 | 0 | 0 | 8.2745 | #N/A
2007-07-15 22:00 | 7 | 15 | 22 | 196.8753 | 4702 | 62.06 | 71.06 | 999 | 62.06 | 0 | 755.0612 | Cooling | 125.8435 | #N/A | #N/A | #N/A | #N/A | 0 | 0 | 0 | 0 | 0 | 755.0612 | #N/A | #N/A | 88 | #N/A | #N/A | #N/A | #N/A | 0.4195% | 1 | 50% | 0% | 0% | 0% | 8.2745 | 0 | 0 | 0 | 8.2745 | #N/A
2007-07-15 23:00 | 7 | 15 | 23 | 196.9169 | 4703 | 62.06 | 69.08 | 999 | 62.06 | 0 | 1046.3753 | Cooling | 174.3959 | #N/A | #N/A | #N/A | #N/A | 0 | 0 | 0 | 0 | 0 | 1046.3753 | #N/A | #N/A | 88 | #N/A | #N/A | #N/A | #N/A | 0.5813% | 1 | 50% | 0% | 0% | 0% | 8.2745 | 0 | 0 | 0 | 8.2745 | #N/A
2007-07-16 | 7 | 16 | 0 | 196.9586 | 4704 | 59 | 68 | 1000 | 59 | 0 | 877.3963 | Cooling | 146.2327 | #N/A | #N/A | #N/A | #N/A | 0 | 0 | 0 | 0 | 0 | 877.3963 | #N/A | #N/A | 88 | #N/A | #N/A | #N/A | #N/A | 0.4874% | 1 | 50% | 0% | 0% | 0% | 8.2745 | 0 | 0 | 0 | 8.2745 | #N/A
2007-07-16 01:00 | 7 | 16 | 1 | 197.0003 | 4705 | 59 | 69.08 | 1001 | 59 | 0 | 724.3127 | Cooling | 120.7188 | #N/A | #N/A | #N/A | #N/A | 0 | 0 | 0 | 0 | 0 | 724.3127 | #N/A | #N/A | 88 | #N/A | #N/A | #N/A | #N/A | 0.4024% | 1 | 50% | 0% | 0% | 0% | 8.2745 | 0 | 0 | 0 | 8.2745 | #N/A
2007-07-16 02:00 | 7 | 16 | 2 | 197.0419 | 4706 | 59 | 68 | 1002 | 59 | 0 | 655.5144 | Cooling | 109.2524 | #N/A | #N/A | #N/A | #N/A | 0 | 0 | 0 | 0 | 0 | 655.5144 | #N/A | #N/A | 88 | #N/A | #N/A | #N/A | #N/A | 0.3642% | 1 | 50% | 0% | 0% | 0% | 8.2745 | 0 | 0 | 0 | 8.2745 | #N/A
2007-07-16 03:00 | 7 | 16 | 3 | 197.0836 | 4707 | 55.94 | 66.92 | 1002 | 55.94 | 0 | 600.1064 | Cooling | 100.0177 | #N/A | #N/A | #N/A | #N/A | 0 | 0 | 0 | 0 | 0 | 600.1064 | #N/A | #N/A | 88 | #N/A | #N/A | #N/A | #N/A | 0.3334% | 1 | 50% | 0% | 0% | 0% | 8.2745 | 0 | 0 | 0 | 8.2745 | #N/A
2007-07-16 04:00 | 7 | 16 | 4 | 197.1253 | 4708 | 55.94 | 64.94 | 1003 | 55.94 | 0 | 527.216 | Cooling | 87.8693 | #N/A | #N/A | #N/A | #N/A | 0 | 0 | 0 | 0 | 0 | 527.216 | #N/A | #N/A | 88 | #N/A | #N/A | #N/A | #N/A | 0.2929% | 1 | 50% | 0% | 0% | 0% | 8.2745 | 0 | 0 | 0 | 8.2745 | #N/A
2007-07-16 05:00 | 7 | 16 | 5 | 197.1669 | 4709 | 55.94 | 64.94 | 1004 | 55.94 | 0 | 587.7142 | Cooling | 97.9524 | #N/A | #N/A | #N/A | #N/A | 0 | 0 | 0 | 0 | 0 | 587.7142 | #N/A | #N/A | 88 | #N/A | #N/A | #N/A | #N/A | 0.3265% | 1 | 50% | 0% | 0% | 0% | 8.2745 | 0 | 0 | 0 | 8.2745 | #N/A
2007-07-16 06:00 | 7 | 16 | 6 | 197.2086 | 4710 | 57.92 | 62.96 | 1004 | 57.92 | 0 | 2778.4245 | Cooling | 463.0707 | #N/A | #N/A | #N/A | #N/A | 0 | 0 | 0 | 0 | 0 | 2778.4245 | #N/A | #N/A | 88 | #N/A | #N/A | #N/A | #N/A | 1.544% | 1 | 50% | 0% | 0% | 0% | 8.2745 | 0 | 0 | 0 | 8.2745 | #N/A
2007-07-16 07:00 | 7 | 16 | 7 | 197.2503 | 4711 | 60.08 | 62.96 | 1004 | 60.08 | 0 | 2712.0003 | Cooling | 452 | #N/A | #N/A | #N/A | #N/A | 0 | 0 | 0 | 0 | 0 | 2712.0003 | #N/A | #N/A | 88 | #N/A | #N/A | #N/A | #N/A | 1.507% | 1 | 50% | 0% | 0% | 0% | 8.2745 | 0 | 0 | 0 | 8.2745 | #N/A
2007-07-16 08:00 | 7 | 16 | 8 | 197.2919 | 4712 | 60.08 | 62.06 | 1005 | 60.08 | 0 | 3377.1358 | Cooling | 562.856 | #N/A | #N/A | #N/A | #N/A | 0 | 0 | 0 | 0 | 0 | 3377.1358 | #N/A | #N/A | 88 | #N/A | #N/A | #N/A | #N/A | 1.876% | 1 | 50% | 0% | 0% | 0% | 8.2745 | 0 | 0 | 0 | 8.2745 | #N/A
2007-07-16 09:00 | 7 | 16 | 9 | 197.3336 | 4713 | 66.02 | 60.98 | 1005 | 66.02 | 0 | 3477.1523 | Cooling | 579.5254 | #N/A | #N/A | #N/A | #N/A | 0 | 0 | 0 | 0 | 0 | 3477.1523 | #N/A | #N/A | 88 | #N/A | #N/A | #N/A | #N/A | 1.932% | 1 | 50% | 0% | 0% | 0% | 8.2745 | 0 | 0 | 0 | 8.2745 | #N/A
2007-07-16 10:00 | 7 | 16 | 10 | 197.3753 | 4714 | 68 | 60.08 | 1005 | 68 | 0 | 2924.5516 | Cooling | 487.4253 | #N/A | #N/A | #N/A | #N/A | 0 | 0 | 0 | 0 | 0 | 2924.5516 | #N/A | #N/A | 88 | #N/A | #N/A | #N/A | #N/A | 1.625% | 1 | 50% | 0% | 0% | 0% | 8.2745 | 0 | 0 | 0 | 8.2745 | #N/A
2007-07-16 11:00 | 7 | 16 | 11 | 197.4169 | 4715 | 68 | 57.92 | 1005 | 68 | 0 | 2696.1883 | Cooling | 449.3647 | #N/A | #N/A | #N/A | #N/A | 0 | 0 | 0 | 0 | 0 | 2696.1883 | #N/A | #N/A | 88 | #N/A | #N/A | #N/A | #N/A | 1.498% | 1 | 50% | 0% | 0% | 0% | 8.2745 | 0 | 0 | 0 | 8.2745 | #N/A
2007-07-16 12:00 | 7 | 16 | 12 | 197.4586 | 4716 | 71.96 | 59 | 1005 | 71.96 | 0 | 2563.531 | Cooling | 427.2552 | #N/A | #N/A | #N/A | #N/A | 0 | 0 | 0 | 0 | 0 | 2563.531 | #N/A | #N/A | 88 | #N/A | #N/A | #N/A | #N/A | 1.424% | 1 | 50% | 0% | 0% | 0% | 8.2745 | 0 | 0 | 0 | 8.2745 | #N/A
2007-07-16 13:00 | 7 | 16 | 13 | 197.5003 | 4717 | 73.04 | 60.08 | 1005 | 73.04 | 0 | 2613.958 | Cooling | 435.6597 | #N/A | #N/A | #N/A | #N/A | 0 | 0 | 0 | 0 | 0 | 2613.958 | #N/A | #N/A | 88 | #N/A | #N/A | #N/A | #N/A | 1.452% | 1 | 50% | 0% | 0% | 0% | 8.2745 | 0 | 0 | 0 | 8.2745 | #N/A
2007-07-16 14:00 | 7 | 16 | 14 | 197.5419 | 4718 | 73.04 | 60.08 | 1005 | 73.04 | 0 | 2724.3041 | Cooling | 454.0507 | #N/A | #N/A | #N/A | #N/A | 0 | 0 | 0 | 0 | 0 | 2724.3041 | #N/A | #N/A | 88 | #N/A | #N/A | #N/A | #N/A | 1.514% | 1 | 50% | 0% | 0% | 0% | 8.2745 | 0 | 0 | 0 | 8.2745 | #N/A
2007-07-16 15:00 | 7 | 16 | 15 | 197.5836 | 4719 | 75.92 | 59 | 1005 | 75.92 | 0 | 2738.6412 | Cooling | 456.4402 | #N/A | #N/A | #N/A | #N/A | 0 | 0 | 0 | 0 | 0 | 2738.6412 | #N/A | #N/A | 88 | #N/A | #N/A | #N/A | #N/A | 1.521% | 1 | 50% | 0% | 0% | 0% | 8.2745 | 0 | 0 | 0 | 8.2745 | #N/A
2007-07-16 16:00 | 7 | 16 | 16 | 197.6253 | 4720 | 75.92 | 57.92 | 1005 | 75.92 | 0 | 2802.0381 | Cooling | 467.0063 | #N/A | #N/A | #N/A | #N/A | 0 | 0 | 0 | 0 | 0 | 2802.0381 | #N/A | #N/A | 88 | #N/A | #N/A | #N/A | #N/A | 1.557% | 1 | 50% | 0% | 0% | 0% | 8.2745 | 0 | 0 | 0 | 8.2745 | #N/A
2007-07-16 17:00 | 7 | 16 | 17 | 197.6669 | 4721 | 75.92 | 59 | 1005 | 75.92 | 0 | 2779.6678 | Cooling | 463.278 | #N/A | #N/A | #N/A | #N/A | 0 | 0 | 0 | 0 | 0 | 2779.6678 | #N/A | #N/A | 88 | #N/A | #N/A | #N/A | #N/A | 1.544% | 1 | 50% | 0% | 0% | 0% | 8.2745 | 0 | 0 | 0 | 8.2745 | #N/A
2007-07-16 18:00 | 7 | 16 | 18 | 197.7086 | 4722 | 75.92 | 62.06 | 1006 | 75.92 | 0 | 2690.6315 | Cooling | 448.4386 | #N/A | #N/A | #N/A | #N/A | 0 | 0 | 0 | 0 | 0 | 2690.6315 | #N/A | #N/A | 88 | #N/A | #N/A | #N/A | #N/A | 1.495% | 1 | 50% | 0% | 0% | 0% | 8.2745 | 0 | 0 | 0 | 8.2745 | #N/A
2007-07-16 19:00 | 7 | 16 | 19 | 197.7503 | 4723 | 71.96 | 62.96 | 1006 | 71.96 | 0 | 2760.6272 | Cooling | 460.1045 | #N/A | #N/A | #N/A | #N/A | 0 | 0 | 0 | 0 | 0 | 2760.6272 | #N/A | #N/A | 88 | #N/A | #N/A | #N/A | #N/A | 1.534% | 1 | 50% | 0% | 0% | 0% | 8.2745 | 0 | 0 | 0 | 8.2745 | #N/A
2007-07-16 20:00 | 7 | 16 | 20 | 197.7919 | 4724 | 71.96 | 57.02 | 1006 | 71.96 | 0 | 2911.5848 | Cooling | 485.2641 | #N/A | #N/A | #N/A | #N/A | 0 | 0 | 0 | 0 | 0 | 2911.5848 | #N/A | #N/A | 88 | #N/A | #N/A | #N/A | #N/A | 1.618% | 1 | 50% | 0% | 0% | 0% | 8.2745 | 0 | 0 | 0 | 8.2745 | #N/A
2007-07-16 21:00 | 7 | 16 | 21 | 197.8336 | 4725 | 64.94 | 57.92 | 1007 | 64.94 | 0 | 2408.1966 | Cooling | 401.3661 | #N/A | #N/A | #N/A | #N/A | 0 | 0 | 0 | 0 | 0 | 2408.1966 | #N/A | #N/A | 88 | #N/A | #N/A | #N/A | #N/A | 1.338% | 1 | 50% | 0% | 0% | 0% | 8.2745 | 0 | 0 | 0 | 8.2745 | #N/A
2007-07-16 22:00 | 7 | 16 | 22 | 197.8753 | 4726 | 62.06 | 59 | 1007 | 62.06 | 0 | 567.0593 | Cooling | 94.5099 | #N/A | #N/A | #N/A | #N/A | 0 | 0 | 0 | 0 | 0 | 567.0593 | #N/A | #N/A | 88 | #N/A | #N/A | #N/A | #N/A | 0.315% | 1 | 50% | 0% | 0% | 0% | 8.2745 | 0 | 0 | 0 | 8.2745 | #N/A
2007-07-16 23:00 | 7 | 16 | 23 | 197.9169 | 4727 | 62.06 | 60.08 | 1007 | 62.06 | 0 | 594.6876 | Cooling | 99.1146 | #N/A | #N/A | #N/A | #N/A | 0 | 0 | 0 | 0 | 0 | 594.6876 | #N/A | #N/A | 88 | #N/A | #N/A | #N/A | #N/A | 0.3304% | 1 | 50% | 0% | 0% | 0% | 8.2745 | 0 | 0 | 0 | 8.2745 | #N/A
2007-07-17 | 7 | 17 | 0 | 197.9586 | 4728 | 60.08 | 60.98 | 1008 | 60.08 | 0 | 529.9048 | Cooling | 88.3175 | #N/A | #N/A | #N/A | #N/A | 0 | 0 | 0 | 0 | 0 | 529.9048 | #N/A | #N/A | 88 | #N/A | #N/A | #N/A | #N/A | 0.2944% | 1 | 50% | 0% | 0% | 0% | 8.2745 | 0 | 0 | 0 | 8.2745 | #N/A
2007-07-17 01:00 | 7 | 17 | 1 | 198.0003 | 4729 | 57.92 | 60.98 | 1007 | 57.92 | 0 | 508.2262 | Cooling | 84.7044 | #N/A | #N/A | #N/A | #N/A | 0 | 0 | 0 | 0 | 0 | 508.2262 | #N/A | #N/A | 88 | #N/A | #N/A | #N/A | #N/A | 0.2823% | 1 | 50% | 0% | 0% | 0% | 8.2745 | 0 | 0 | 0 | 8.2745 | #N/A
2007-07-17 02:00 | 7 | 17 | 2 | 198.0419 | 4730 | 57.92 | 60.98 | 1007 | 57.92 | 0 | 491.4911 | Cooling | 81.9152 | #N/A | #N/A | #N/A | #N/A | 0 | 0 | 0 | 0 | 0 | 491.4911 | #N/A | #N/A | 88 | #N/A | #N/A | #N/A | #N/A | 0.2731% | 1 | 50% | 0% | 0% | 0% | 8.2745 | 0 | 0 | 0 | 8.2745 | #N/A
2007-07-17 03:00 | 7 | 17 | 3 | 198.0836 | 4731 | 53.96 | 60.08 | 1007 | 53.96 | 0 | 440.0496 | Cooling | 73.3416 | #N/A | #N/A | #N/A | #N/A | 0 | 0 | 0 | 0 | 0 | 440.0496 | #N/A | #N/A | 88 | #N/A | #N/A | #N/A | #N/A | 0.2445% | 1 | 50% | 0% | 0% | 0% | 8.2745 | 0 | 0 | 0 | 8.2745 | #N/A
2007-07-17 04:00 | 7 | 17 | 4 | 198.1253 | 4732 | 55.04 | 60.08 | 1008 | 55.04 | 0 | 406.9736 | Cooling | 67.8289 | #N/A | #N/A | #N/A | #N/A | 0 | 0 | 0 | 0 | 0 | 406.9736 | #N/A | #N/A | 88 | #N/A | #N/A | #N/A | #N/A | 0.2261% | 1 | 50% | 0% | 0% | 0% | 8.2745 | 0 | 0 | 0 | 8.2745 | #N/A
2007-07-17 05:00 | 7 | 17 | 5 | 198.1669 | 4733 | 55.04 | 60.08 | 1008 | 55.04 | 0 | 471.5731 | Cooling | 78.5955 | #N/A | #N/A | #N/A | #N/A | 0 | 0 | 0 | 0 | 0 | 471.5731 | #N/A | #N/A | 88 | #N/A | #N/A | #N/A | #N/A | 0.262% | 1 | 50% | 0% | 0% | 0% | 8.2745 | 0 | 0 | 0 | 8.2745 | #N/A
2007-07-17 06:00 | 7 | 17 | 6 | 198.2086 | 4734 | 55.94 | 60.98 | 1008 | 55.94 | 0 | 2292.2524 | Cooling | 382.0421 | #N/A | #N/A | #N/A | #N/A | 0 | 0 | 0 | 0 | 0 | 2292.2524 | #N/A | #N/A | 88 | #N/A | #N/A | #N/A | #N/A | 1.273% | 1 | 50% | 0% | 0% | 0% | 8.2745 | 0 | 0 | 0 | 8.2745 | #N/A
2007-07-17 07:00 | 7 | 17 | 7 | 198.2503 | 4735 | 60.98 | 62.96 | 1008 | 60.98 | 0 | 2560.3908 | Cooling | 426.7318 | #N/A | #N/A | #N/A | #N/A | 0 | 0 | 0 | 0 | 0 | 2560.3908 | #N/A | #N/A | 88 | #N/A | #N/A | #N/A | #N/A | 1.422% | 1 | 50% | 0% | 0% | 0% | 8.2745 | 0 | 0 | 0 | 8.2745 | #N/A
2007-07-17 08:00 | 7 | 17 | 8 | 198.2919 | 4736 | 60.98 | 62.96 | 1008 | 60.98 | 0 | 3464.5188 | Cooling | 577.4198 | #N/A | #N/A | #N/A | #N/A | 0 | 0 | 0 | 0 | 0 | 3464.5188 | #N/A | #N/A | 88 | #N/A | #N/A | #N/A | #N/A | 1.925% | 1 | 50% | 0% | 0% | 0% | 8.2745 | 0 | 0 | 0 | 8.2745 | #N/A
2007-07-17 09:00 | 7 | 17 | 9 | 198.3336 | 4737 | 69.08 | 62.96 | 1008 | 69.08 | 0 | 3608.1842 | Cooling | 601.364 | #N/A | #N/A | #N/A | #N/A | 0 | 0 | 0 | 0 | 0 | 3608.1842 | #N/A | #N/A | 88 | #N/A | #N/A | #N/A | #N/A | 2.005% | 1 | 50% | 0% | 0% | 0% | 8.2745 | 0 | 0 | 0 | 8.2745 | #N/A
2007-07-17 10:00 | 7 | 17 | 10 | 198.3753 | 4738 | 71.06 | 64.94 | 1008 | 71.06 | 0 | 3702.4455 | Cooling | 617.0742 | #N/A | #N/A | #N/A | #N/A | 0 | 0 | 0 | 0 | 0 | 3702.4455 | #N/A | #N/A | 88 | #N/A | #N/A | #N/A | #N/A | 2.057% | 1 | 50% | 0% | 0% | 0% | 8.2745 | 0 | 0 | 0 | 8.2745 | #N/A
2007-07-17 11:00 | 7 | 17 | 11 | 198.4169 | 4739 | 71.06 | 64.04 | 1008 | 71.06 | 0 | 2996.4669 | Cooling | 499.4112 | #N/A | #N/A | #N/A | #N/A | 0 | 0 | 0 | 0 | 0 | 2996.4669 | #N/A | #N/A | 88 | #N/A | #N/A | #N/A | #N/A | 1.665% | 1 | 50% | 0% | 0% | 0% | 8.2745 | 0 | 0 | 0 | 8.2745 | #N/A
2007-07-17 12:00 | 7 | 17 | 12 | 198.4586 | 4740 | 78.08 | 62.96 | 1007 | 78.08 | 0 | 2773.1833 | Cooling | 462.1972 | #N/A | #N/A | #N/A | #N/A | 0 | 0 | 0 | 0 | 0 | 2773.1833 | #N/A | #N/A | 88 | #N/A | #N/A | #N/A | #N/A | 1.541% | 1 | 50% | 0% | 0% | 0% | 8.2745 | 0 | 0 | 0 | 8.2745 | #N/A
2007-07-17 13:00 | 7 | 17 | 13 | 198.5003 | 4741 | 80.06 | 64.04 | 1007 | 80.06 | 0 | 2835.5219 | Cooling | 472.587 | #N/A | #N/A | #N/A | #N/A | 0 | 0 | 0 | 0 | 0 | 2835.5219 | #N/A | #N/A | 88 | #N/A | #N/A | #N/A | #N/A | 1.575% | 1 | 50% | 0% | 0% | 0% | 8.2745 | 0 | 0 | 0 | 8.2745 | #N/A
2007-07-17 14:00 | 7 | 17 | 14 | 198.5419 | 4742 | 80.06 | 62.96 | 1006 | 80.06 | 0 | 2907.4616 | Cooling | 484.5769 | #N/A | #N/A | #N/A | #N/A | 0 | 0 | 0 | 0 | 0 | 2907.4616 | #N/A | #N/A | 88 | #N/A | #N/A | #N/A | #N/A | 1.615% | 1 | 50% | 0% | 0% | 0% | 8.2745 | 0 | 0 | 0 | 8.2745 | #N/A
2007-07-17 15:00 | 7 | 17 | 15 | 198.5836 | 4743 | 78.98 | 64.04 | 1006 | 78.98 | 0 | 2972.6358 | Cooling | 495.4393 | #N/A | #N/A | #N/A | #N/A | 0 | 0 | 0 | 0 | 0 | 2972.6358 | #N/A | #N/A | 88 | #N/A | #N/A | #N/A | #N/A | 1.651% | 1 | 50% | 0% | 0% | 0% | 8.2745 | 0 | 0 | 0 | 8.2745 | #N/A
2007-07-17 16:00 | 7 | 17 | 16 | 198.6253 | 4744 | 78.98 | 66.02 | 1006 | 78.98 | 0 | 3115.3919 | Cooling | 519.232 | #N/A | #N/A | #N/A | #N/A | 0 | 0 | 0 | 0 | 0 | 3115.3919 | #N/A | #N/A | 88 | #N/A | #N/A | #N/A | #N/A | 1.731% | 1 | 50% | 0% | 0% | 0% | 8.2745 | 0 | 0 | 0 | 8.2745 | #N/A
2007-07-17 17:00 | 7 | 17 | 17 | 198.6669 | 4745 | 78.98 | 66.92 | 1006 | 78.98 | 0 | 3138.1103 | Cooling | 523.0184 | #N/A | #N/A | #N/A | #N/A | 0 | 0 | 0 | 0 | 0 | 3138.1103 | #N/A | #N/A | 88 | #N/A | #N/A | #N/A | #N/A | 1.743% | 1 | 50% | 0% | 0% | 0% | 8.2745 | 0 | 0 | 0 | 8.2745 | #N/A
2007-07-17 18:00 | 7 | 17 | 18 | 198.7086 | 4746 | 75.92 | 64.04 | 1006 | 75.92 | 0 | 2946.2611 | Cooling | 491.0435 | #N/A | #N/A | #N/A | #N/A | 0 | 0 | 0 | 0 | 0 | 2946.2611 | #N/A | #N/A | 88 | #N/A | #N/A | #N/A | #N/A | 1.637% | 1 | 50% | 0% | 0% | 0% | 8.2745 | 0 | 0 | 0 | 8.2745 | #N/A
2007-07-17 19:00 | 7 | 17 | 19 | 198.7503 | 4747 | 75.92 | 68 | 1006 | 75.92 | 0 | 2852.1599 | Cooling | 475.36 | #N/A | #N/A | #N/A | #N/A | 0 | 0 | 0 | 0 | 0 | 2852.1599 | #N/A | #N/A | 88 | #N/A | #N/A | #N/A | #N/A | 1.585% | 1 | 50% | 0% | 0% | 0% | 8.2745 | 0 | 0 | 0 | 8.2745 | #N/A
2007-07-17 20:00 | 7 | 17 | 20 | 198.7919 | 4748 | 75.92 | 69.08 | 1007 | 75.92 | 0 | 2919.3739 | Cooling | 486.5623 | #N/A | #N/A | #N/A | #N/A | 0 | 0 | 0 | 0 | 0 | 2919.3739 | #N/A | #N/A | 88 | #N/A | #N/A | #N/A | #N/A | 1.622% | 1 | 50% | 0% | 0% | 0% | 8.2745 | 0 | 0 | 0 | 8.2745 | #N/A
2007-07-17 21:00 | 7 | 17 | 21 | 198.8336 | 4749 | 75.02 | 68 | 1007 | 75.02 | 0 | 3566.3044 | Cooling | 594.3841 | #N/A | #N/A | #N/A | #N/A | 0 | 0 | 0 | 0 | 0 | 3566.3044 | #N/A | #N/A | 88 | #N/A | #N/A | #N/A | #N/A | 1.981% | 1 | 50% | 0% | 0% | 0% | 8.2745 | 0 | 0 | 0 | 8.2745 | #N/A
2007-07-17 22:00 | 7 | 17 | 22 | 198.8753 | 4750 | 73.04 | 66.92 | 1007 | 73.04 | 0 | 1284.5461 | Cooling | 214.091 | #N/A | #N/A | #N/A | #N/A | 0 | 0 | 0 | 0 | 0 | 1284.5461 | #N/A | #N/A | 88 | #N/A | #N/A | #N/A | #N/A | 0.7136% | 1 | 50% | 0% | 0% | 0% | 8.2745 | 0 | 0 | 0 | 8.2745 | #N/A
2007-07-17 23:00 | 7 | 17 | 23 | 198.9169 | 4751 | 73.04 | 66.02 | 1007 | 73.04 | 0 | 1299.8581 | Cooling | 216.643 | #N/A | #N/A | #N/A | #N/A | 0 | 0 | 0 | 0 | 0 | 1299.8581 | #N/A | #N/A | 88 | #N/A | #N/A | #N/A | #N/A | 0.7221% | 1 | 50% | 0% | 0% | 0% | 8.2745 | 0 | 0 | 0 | 8.2745 | #N/A
2007-07-18 | 7 | 18 | 0 | 198.9586 | 4752 | 71.06 | 64.94 | 1007 | 71.06 | 0 | 1021.5286 | Cooling | 170.2548 | #N/A | #N/A | #N/A | #N/A | 0 | 0 | 0 | 0 | 0 | 1021.5286 | #N/A | #N/A | 88 | #N/A | #N/A | #N/A | #N/A | 0.5675% | 1 | 50% | 0% | 0% | 0% | 8.2745 | 0 | 0 | 0 | 8.2745 | #N/A
2007-07-18 01:00 | 7 | 18 | 1 | 199.0003 | 4753 | 71.06 | 64.04 | 1007 | 71.06 | 0 | 826.5916 | Cooling | 137.7653 | #N/A | #N/A | #N/A | #N/A | 0 | 0 | 0 | 0 | 0 | 826.5916 | #N/A | #N/A | 88 | #N/A | #N/A | #N/A | #N/A | 0.4592% | 1 | 50% | 0% | 0% | 0% | 8.2745 | 0 | 0 | 0 | 8.2745 | #N/A
2007-07-18 02:00 | 7 | 18 | 2 | 199.0419 | 4754 | 71.06 | 64.04 | 1007 | 71.06 | 0 | 704.6136 | Cooling | 117.4356 | #N/A | #N/A | #N/A | #N/A | 0 | 0 | 0 | 0 | 0 | 704.6136 | #N/A | #N/A | 88 | #N/A | #N/A | #N/A | #N/A | 0.3915% | 1 | 50% | 0% | 0% | 0% | 8.2745 | 0 | 0 | 0 | 8.2745 | #N/A
2007-07-18 03:00 | 7 | 18 | 3 | 199.0836 | 4755 | 69.98 | 64.04 | 1007 | 69.98 | 0 | 663.4902 | Cooling | 110.5817 | #N/A | #N/A | #N/A | #N/A | 0 | 0 | 0 | 0 | 0 | 663.4902 | #N/A | #N/A | 88 | #N/A | #N/A | #N/A | #N/A | 0.3686% | 1 | 50% | 0% | 0% | 0% | 8.2745 | 0 | 0 | 0 | 8.2745 | #N/A
2007-07-18 04:00 | 7 | 18 | 4 | 199.1253 | 4756 | 69.98 | 64.04 | 1007 | 69.98 | 0 | 642.7516 | Cooling | 107.1253 | #N/A | #N/A | #N/A | #N/A | 0 | 0 | 0 | 0 | 0 | 642.7516 | #N/A | #N/A | 88 | #N/A | #N/A | #N/A | #N/A | 0.3571% | 1 | 50% | 0% | 0% | 0% | 8.2745 | 0 | 0 | 0 | 8.2745 | #N/A
2007-07-18 05:00 | 7 | 18 | 5 | 199.1669 | 4757 | 69.98 | 64.04 | 1007 | 69.98 | 0 | 720.1201 | Cooling | 120.02 | #N/A | #N/A | #N/A | #N/A | 0 | 0 | 0 | 0 | 0 | 720.1201 | #N/A | #N/A | 88 | #N/A | #N/A | #N/A | #N/A | 0.4001% | 1 | 50% | 0% | 0% | 0% | 8.2745 | 0 | 0 | 0 | 8.2745 | #N/A
2007-07-18 06:00 | 7 | 18 | 6 | 199.2086 | 4758 | 71.06 | 64.94 | 1007 | 71.06 | 0 | 3081.2444 | Cooling | 513.5407 | #N/A | #N/A | #N/A | #N/A | 0 | 0 | 0 | 0 | 0 | 3081.2444 | #N/A | #N/A | 88 | #N/A | #N/A | #N/A | #N/A | 1.712% | 1 | 50% | 0% | 0% | 0% | 8.2745 | 0 | 0 | 0 | 8.2745 | #N/A
2007-07-18 07:00 | 7 | 18 | 7 | 199.2503 | 4759 | 71.96 | 64.94 | 1007 | 71.96 | 0 | 3142.7209 | Cooling | 523.7868 | #N/A | #N/A | #N/A | #N/A | 0 | 0 | 0 | 0 | 0 | 3142.7209 | #N/A | #N/A | 88 | #N/A | #N/A | #N/A | #N/A | 1.746% | 1 | 50% | 0% | 0% | 0% | 8.2745 | 0 | 0 | 0 | 8.2745 | #N/A
2007-07-18 08:00 | 7 | 18 | 8 | 199.2919 | 4760 | 71.96 | 64.94 | 1007 | 71.96 | 0 | 2906.0921 | Cooling | 484.3487 | #N/A | #N/A | #N/A | #N/A | 0 | 0 | 0 | 0 | 0 | 2906.0921 | #N/A | #N/A | 88 | #N/A | #N/A | #N/A | #N/A | 1.614% | 1 | 50% | 0% | 0% | 0% | 8.2745 | 0 | 0 | 0 | 8.2745 | #N/A
2007-07-18 09:00 | 7 | 18 | 9 | 199.3336 | 4761 | 73.94 | 64.94 | 1007 | 73.94 | 0 | 2934.5324 | Cooling | 489.0887 | #N/A | #N/A | #N/A | #N/A | 0 | 0 | 0 | 0 | 0 | 2934.5324 | #N/A | #N/A | 88 | #N/A | #N/A | #N/A | #N/A | 1.63% | 1 | 50% | 0% | 0% | 0% | 8.2745 | 0 | 0 | 0 | 8.2745 | #N/A
2007-07-18 10:00 | 7 | 18 | 10 | 199.3753 | 4762 | 75.92 | 64.94 | 1007 | 75.92 | 0 | 2956.0642 | Cooling | 492.6774 | #N/A | #N/A | #N/A | #N/A | 0 | 0 | 0 | 0 | 0 | 2956.0642 | #N/A | #N/A | 88 | #N/A | #N/A | #N/A | #N/A | 1.642% | 1 | 50% | 0% | 0% | 0% | 8.2745 | 0 | 0 | 0 | 8.2745 | #N/A
2007-07-18 11:00 | 7 | 18 | 11 | 199.4169 | 4763 | 75.92 | 64.04 | 1006 | 75.92 | 0 | 2958.1601 | Cooling | 493.0267 | #N/A | #N/A | #N/A | #N/A | 0 | 0 | 0 | 0 | 0 | 2958.1601 | #N/A | #N/A | 88 | #N/A | #N/A | #N/A | #N/A | 1.643% | 1 | 50% | 0% | 0% | 0% | 8.2745 | 0 | 0 | 0 | 8.2745 | #N/A
2007-07-18 12:00 | 7 | 18 | 12 | 199.4586 | 4764 | 82.04 | 64.04 | 1006 | 82.04 | 0 | 2868.3693 | Cooling | 478.0616 | #N/A | #N/A | #N/A | #N/A | 0 | 0 | 0 | 0 | 0 | 2868.3693 | #N/A | #N/A | 88 | #N/A | #N/A | #N/A | #N/A | 1.594% | 1 | 50% | 0% | 0% | 0% | 8.2745 | 0 | 0 | 0 | 8.2745 | #N/A
2007-07-18 13:00 | 7 | 18 | 13 | 199.5003 | 4765 | 82.94 | 64.04 | 1005 | 82.94 | 0 | 2927.2625 | Cooling | 487.8771 | #N/A | #N/A | #N/A | #N/A | 0 | 0 | 0 | 0 | 0 | 2927.2625 | #N/A | #N/A | 88 | #N/A | #N/A | #N/A | #N/A | 1.626% | 1 | 50% | 0% | 0% | 0% | 8.2745 | 0 | 0 | 0 | 8.2745 | #N/A
2007-07-18 14:00 | 7 | 18 | 14 | 199.5419 | 4766 | 82.94 | 64.04 | 1005 | 82.94 | 0 | 3030.9589 | Cooling | 505.1598 | #N/A | #N/A | #N/A | #N/A | 0 | 0 | 0 | 0 | 0 | 3030.9589 | #N/A | #N/A | 88 | #N/A | #N/A | #N/A | #N/A | 1.684% | 1 | 50% | 0% | 0% | 0% | 8.2745 | 0 | 0 | 0 | 8.2745 | #N/A
2007-07-18 15:00 | 7 | 18 | 15 | 199.5836 | 4767 | 86 | 64.04 | 1004 | 86 | 0 | 3091.4332 | Cooling | 515.2389 | #N/A | #N/A | #N/A | #N/A | 0 | 0 | 0 | 0 | 0 | 3091.4332 | #N/A | #N/A | 88 | #N/A | #N/A | #N/A | #N/A | 1.717% | 1 | 50% | 0% | 0% | 0% | 8.2745 | 0 | 0 | 0 | 8.2745 | #N/A
2007-07-18 16:00 | 7 | 18 | 16 | 199.6253 | 4768 | 86 | 64.04 | 1004 | 86 | 0 | 3198.8066 | Cooling | 533.1344 | #N/A | #N/A | #N/A | #N/A | 0 | 0 | 0 | 0 | 0 | 3198.8066 | #N/A | #N/A | 88 | #N/A | #N/A | #N/A | #N/A | 1.777% | 1 | 50% | 0% | 0% | 0% | 8.2745 | 0 | 0 | 0 | 8.2745 | #N/A
2007-07-18 17:00 | 7 | 18 | 17 | 199.6669 | 4769 | 86 | 62.96 | 1003 | 86 | 0 | 3130.344 | Cooling | 521.724 | #N/A | #N/A | #N/A | #N/A | 0 | 0 | 0 | 0 | 0 | 3130.344 | #N/A | #N/A | 88 | #N/A | #N/A | #N/A | #N/A | 1.739% | 1 | 50% | 0% | 0% | 0% | 8.2745 | 0 | 0 | 0 | 8.2745 | #N/A
2007-07-18 18:00 | 7 | 18 | 18 | 199.7086 | 4770 | 82.94 | 62.06 | 1003 | 82.94 | 0 | 2930.573 | Cooling | 488.4288 | #N/A | #N/A | #N/A | #N/A | 0 | 0 | 0 | 0 | 0 | 2930.573 | #N/A | #N/A | 88 | #N/A | #N/A | #N/A | #N/A | 1.628% | 1 | 50% | 0% | 0% | 0% | 8.2745 | 0 | 0 | 0 | 8.2745 | #N/A
2007-07-18 19:00 | 7 | 18 | 19 | 199.7503 | 4771 | 80.06 | 64.04 | 1003 | 80.06 | 0 | 2805.7601 | Cooling | 467.6267 | #N/A | #N/A | #N/A | #N/A | 0 | 0 | 0 | 0 | 0 | 2805.7601 | #N/A | #N/A | 88 | #N/A | #N/A | #N/A | #N/A | 1.559% | 1 | 50% | 0% | 0% | 0% | 8.2745 | 0 | 0 | 0 | 8.2745 | #N/A
2007-07-18 20:00 | 7 | 18 | 20 | 199.7919 | 4772 | 80.06 | 62.96 | 1004 | 80.06 | 0 | 2635.1093 | Cooling | 439.1849 | #N/A | #N/A | #N/A | #N/A | 0 | 0 | 0 | 0 | 0 | 2635.1093 | #N/A | #N/A | 88 | #N/A | #N/A | #N/A | #N/A | 1.464% | 1 | 50% | 0% | 0% | 0% | 8.2745 | 0 | 0 | 0 | 8.2745 | #N/A
2007-07-18 21:00 | 7 | 18 | 21 | 199.8336 | 4773 | 75.92 | 62.96 | 1004 | 75.92 | 0 | 2554.3385 | Cooling | 425.7231 | #N/A | #N/A | #N/A | #N/A | 0 | 0 | 0 | 0 | 0 | 2554.3385 | #N/A | #N/A | 88 | #N/A | #N/A | #N/A | #N/A | 1.419% | 1 | 50% | 0% | 0% | 0% | 8.2745 | 0 | 0 | 0 | 8.2745 | #N/A
2007-07-18 22:00 | 7 | 18 | 22 | 199.8753 | 4774 | 77 | 62.06 | 1003 | 77 | 0 | 1369.8766 | Cooling | 228.3128 | #N/A | #N/A | #N/A | #N/A | 0 | 0 | 0 | 0 | 0 | 1369.8766 | #N/A | #N/A | 88 | #N/A | #N/A | #N/A | #N/A | 0.761% | 1 | 50% | 0% | 0% | 0% | 8.2745 | 0 | 0 | 0 | 8.2745 | #N/A
2007-07-18 23:00 | 7 | 18 | 23 | 199.9169 | 4775 | 77 | 62.96 | 1004 | 77 | 0 | 1408.8044 | Cooling | 234.8007 | #N/A | #N/A | #N/A | #N/A | 0 | 0 | 0 | 0 | 0 | 1408.8044 | #N/A | #N/A | 88 | #N/A | #N/A | #N/A | #N/A | 0.7827% | 1 | 50% | 0% | 0% | 0% | 8.2745 | 0 | 0 | 0 | 8.2745 | #N/A
2007-07-19 | 7 | 19 | 0 | 199.9586 | 4776 | 73.04 | 60.98 | 1004 | 73.04 | 0 | 1338.204 | Cooling | 223.034 | #N/A | #N/A | #N/A | #N/A | 0 | 0 | 0 | 0 | 0 | 1338.204 | #N/A | #N/A | 88 | #N/A | #N/A | #N/A | #N/A | 0.7434% | 1 | 50% | 0% | 0% | 0% | 8.2745 | 0 | 0 | 0 | 8.2745 | #N/A
2007-07-19 01:00 | 7 | 19 | 1 | 200.0003 | 4777 | 71.96 | 60.98 | 1003 | 71.96 | 0 | 1244.7702 | Cooling | 207.4617 | #N/A | #N/A | #N/A | #N/A | 0 | 0 | 0 | 0 | 0 | 1244.7702 | #N/A | #N/A | 88 | #N/A | #N/A | #N/A | #N/A | 0.6915% | 1 | 50% | 0% | 0% | 0% | 8.2745 | 0 | 0 | 0 | 8.2745 | #N/A
2007-07-19 02:00 | 7 | 19 | 2 | 200.0419 | 4778 | 71.96 | 62.06 | 1003 | 71.96 | 0 | 1153.8939 | Cooling | 192.3157 | #N/A | #N/A | #N/A | #N/A | 0 | 0 | 0 | 0 | 0 | 1153.8939 | #N/A | #N/A | 88 | #N/A | #N/A | #N/A | #N/A | 0.6411% | 1 | 50% | 0% | 0% | 0% | 8.2745 | 0 | 0 | 0 | 8.2745 | #N/A
2007-07-19 03:00 | 7 | 19 | 3 | 200.0836 | 4779 | 71.96 | 62.06 | 1003 | 71.96 | 0 | 1098.9019 | Cooling | 183.1503 | #N/A | #N/A | #N/A | #N/A | 0 | 0 | 0 | 0 | 0 | 1098.9019 | #N/A | #N/A | 88 | #N/A | #N/A | #N/A | #N/A | 0.6105% | 1 | 50% | 0% | 0% | 0% | 8.2745 | 0 | 0 | 0 | 8.2745 | #N/A
2007-07-19 04:00 | 7 | 19 | 4 | 200.1253 | 4780 | 71.96 | 62.06 | 1003 | 71.96 | 0 | 1011.3339 | Cooling | 168.5556 | #N/A | #N/A | #N/A | #N/A | 0 | 0 | 0 | 0 | 0 | 1011.3339 | #N/A | #N/A | 88 | #N/A | #N/A | #N/A | #N/A | 0.5619% | 1 | 50% | 0% | 0% | 0% | 8.2745 | 0 | 0 | 0 | 8.2745 | #N/A
2007-07-19 05:00 | 7 | 19 | 5 | 200.1669 | 4781 | 71.96 | 62.06 | 1004 | 71.96 | 0 | 941.4532 | Cooling | 156.9089 | #N/A | #N/A | #N/A | #N/A | 0 | 0 | 0 | 0 | 0 | 941.4532 | #N/A | #N/A | 88 | #N/A | #N/A | #N/A | #N/A | 0.523% | 1 | 50% | 0% | 0% | 0% | 8.2745 | 0 | 0 | 0 | 8.2745 | #N/A
2007-07-19 06:00 | 7 | 19 | 6 | 200.2086 | 4782 | 71.6 | 62.96 | 1005 | 71.6 | 0 | 3119.802 | Cooling | 519.967 | #N/A | #N/A | #N/A | #N/A | 0 | 0 | 0 | 0 | 0 | 3119.802 | #N/A | #N/A | 88 | #N/A | #N/A | #N/A | #N/A | 1.733% | 1 | 50% | 0% | 0% | 0% | 8.2745 | 0 | 0 | 0 | 8.2745 | #N/A
2007-07-19 07:00 | 7 | 19 | 7 | 200.2503 | 4783 | 71.96 | 62.96 | 1005 | 71.96 | 0 | 3364.27 | Cooling | 560.7117 | #N/A | #N/A | #N/A | #N/A | 0 | 0 | 0 | 0 | 0 | 3364.27 | #N/A | #N/A | 88 | #N/A | #N/A | #N/A | #N/A | 1.869% | 1 | 50% | 0% | 0% | 0% | 8.2745 | 0 | 0 | 0 | 8.2745 | #N/A
2007-07-19 08:00 | 7 | 19 | 8 | 200.2919 | 4784 | 73.04 | 62.96 | 1005 | 73.04 | 0 | 3550.7173 | Cooling | 591.7862 | #N/A | #N/A | #N/A | #N/A | 0 | 0 | 0 | 0 | 0 | 3550.7173 | #N/A | #N/A | 88 | #N/A | #N/A | #N/A | #N/A | 1.973% | 1 | 50% | 0% | 0% | 0% | 8.2745 | 0 | 0 | 0 | 8.2745 | #N/A
2007-07-19 09:00 | 7 | 19 | 9 | 200.3336 | 4785 | 78.98 | 64.04 | 1005 | 78.98 | 0 | 3426.3365 | Cooling | 571.0561 | #N/A | #N/A | #N/A | #N/A | 0 | 0 | 0 | 0 | 0 | 3426.3365 | #N/A | #N/A | 88 | #N/A | #N/A | #N/A | #N/A | 1.904% | 1 | 50% | 0% | 0% | 0% | 8.2745 | 0 | 0 | 0 | 8.2745 | #N/A
2007-07-19 10:00 | 7 | 19 | 10 | 200.3753 | 4786 | 80.96 | 64.04 | 1005 | 80.96 | 0 | 3040.2915 | Cooling | 506.7152 | #N/A | #N/A | #N/A | #N/A | 0 | 0 | 0 | 0 | 0 | 3040.2915 | #N/A | #N/A | 88 | #N/A | #N/A | #N/A | #N/A | 1.689% | 1 | 50% | 0% | 0% | 0% | 8.2745 | 0 | 0 | 0 | 8.2745 | #N/A
2007-07-19 11:00 | 7 | 19 | 11 | 200.4169 | 4787 | 80.96 | 62.96 | 1005 | 80.96 | 0 | 2958.8806 | Cooling | 493.1468 | #N/A | #N/A | #N/A | #N/A | 0 | 0 | 0 | 0 | 0 | 2958.8806 | #N/A | #N/A | 88 | #N/A | #N/A | #N/A | #N/A | 1.644% | 1 | 50% | 0% | 0% | 0% | 8.2745 | 0 | 0 | 0 | 8.2745 | #N/A
2007-07-19 12:00 | 7 | 19 | 12 | 200.4586 | 4788 | 82.04 | 62.96 | 1005 | 82.04 | 0 | 2859.1422 | Cooling | 476.5237 | #N/A | #N/A | #N/A | #N/A | 0 | 0 | 0 | 0 | 0 | 2859.1422 | #N/A | #N/A | 88 | #N/A | #N/A | #N/A | #N/A | 1.588% | 1 | 50% | 0% | 0% | 0% | 8.2745 | 0 | 0 | 0 | 8.2745 | #N/A
2007-07-19 13:00 | 7 | 19 | 13 | 200.5003 | 4789 | 87.08 | 60.98 | 1005 | 87.08 | 0 | 2873.2307 | Cooling | 478.8718 | #N/A | #N/A | #N/A | #N/A | 0 | 0 | 0 | 0 | 0 | 2873.2307 | #N/A | #N/A | 88 | #N/A | #N/A | #N/A | #N/A | 1.596% | 1 | 50% | 0% | 0% | 0% | 8.2745 | 0 | 0 | 0 | 8.2745 | #N/A
2007-07-19 14:00 | 7 | 19 | 14 | 200.5419 | 4790 | 87.08 | 62.06 | 1004 | 87.08 | 0 | 2961.2692 | Cooling | 493.5449 | #N/A | #N/A | #N/A | #N/A | 0 | 0 | 0 | 0 | 0 | 2961.2692 | #N/A | #N/A | 88 | #N/A | #N/A | #N/A | #N/A | 1.645% | 1 | 50% | 0% | 0% | 0% | 8.2745 | 0 | 0 | 0 | 8.2745 | #N/A
2007-07-19 15:00 | 7 | 19 | 15 | 200.5836 | 4791 | 89.96 | 64.04 | 1003 | 89.96 | 0 | 3052.9398 | Cooling | 508.8233 | #N/A | #N/A | #N/A | #N/A | 0 | 0 | 0 | 0 | 0 | 3052.9398 | #N/A | #N/A | 88 | #N/A | #N/A | #N/A | #N/A | 1.696% | 1 | 50% | 0% | 0% | 0% | 8.2745 | 0 | 0 | 0 | 8.2745 | #N/A
2007-07-19 16:00 | 7 | 19 | 16 | 200.6253 | 4792 | 82.94 | 64.94 | 1003 | 82.94 | 0 | 3201.7365 | Cooling | 533.6228 | #N/A | #N/A | #N/A | #N/A | 0 | 0 | 0 | 0 | 0 | 3201.7365 | #N/A | #N/A | 88 | #N/A | #N/A | #N/A | #N/A | 1.779% | 1 | 50% | 0% | 0% | 0% | 8.2745 | 0 | 0 | 0 | 8.2745 | #N/A
2007-07-19 17:00 | 7 | 19 | 17 | 200.6669 | 4793 | 82.94 | 64.94 | 1002 | 82.94 | 0 | 3196.3456 | Cooling | 532.7243 | #N/A | #N/A | #N/A | #N/A | 0 | 0 | 0 | 0 | 0 | 3196.3456 | #N/A | #N/A | 88 | #N/A | #N/A | #N/A | #N/A | 1.776% | 1 | 50% | 0% | 0% | 0% | 8.2745 | 0 | 0 | 0 | 8.2745 | #N/A
2007-07-19 18:00 | 7 | 19 | 18 | 200.7086 | 4794 | 73.94 | 66.02 | 1002 | 73.94 | 0 | 3059.5076 | Cooling | 509.9179 | #N/A | #N/A | #N/A | #N/A | 0 | 0 | 0 | 0 | 0 | 3059.5076 | #N/A | #N/A | 88 | #N/A | #N/A | #N/A | #N/A | 1.7% | 1 | 50% | 0% | 0% | 0% | 8.2745 | 0 | 0 | 0 | 8.2745 | #N/A
2007-07-19 19:00 | 7 | 19 | 19 | 200.7503 | 4795 | 73.94 | 68 | 1001 | 73.94 | 0 | 2969.5458 | Cooling | 494.9243 | #N/A | #N/A | #N/A | #N/A | 0 | 0 | 0 | 0 | 0 | 2969.5458 | #N/A | #N/A | 88 | #N/A | #N/A | #N/A | #N/A | 1.65% | 1 | 50% | 0% | 0% | 0% | 8.2745 | 0 | 0 | 0 | 8.2745 | #N/A
2007-07-19 20:00 | 7 | 19 | 20 | 200.7919 | 4796 | 73.94 | 68 | 1001 | 73.94 | 0 | 2996.9854 | Cooling | 499.4976 | #N/A | #N/A | #N/A | #N/A | 0 | 0 | 0 | 0 | 0 | 2996.9854 | #N/A | #N/A | 88 | #N/A | #N/A | #N/A | #N/A | 1.665% | 1 | 50% | 0% | 0% | 0% | 8.2745 | 0 | 0 | 0 | 8.2745 | #N/A
2007-07-19 21:00 | 7 | 19 | 21 | 200.8336 | 4797 | 73.04 | 68 | 1002 | 73.04 | 0 | 3187.5853 | Cooling | 531.2642 | #N/A | #N/A | #N/A | #N/A | 0 | 0 | 0 | 0 | 0 | 3187.5853 | #N/A | #N/A | 88 | #N/A | #N/A | #N/A | #N/A | 1.771% | 1 | 50% | 0% | 0% | 0% | 8.2745 | 0 | 0 | 0 | 8.2745 | #N/A
2007-07-19 22:00 | 7 | 19 | 22 | 200.8753 | 4798 | 73.94 | 66.92 | 1002 | 73.94 | 0 | 1630.1854 | Cooling | 271.6976 | #N/A | #N/A | #N/A | #N/A | 0 | 0 | 0 | 0 | 0 | 1630.1854 | #N/A | #N/A | 88 | #N/A | #N/A | #N/A | #N/A | 0.9057% | 1 | 50% | 0% | 0% | 0% | 8.2745 | 0 | 0 | 0 | 8.2745 | #N/A
2007-07-19 23:00 | 7 | 19 | 23 | 200.9169 | 4799 | 73.94 | 66.92 | 1002 | 73.94 | 0 | 1727.5344 | Cooling | 287.9224 | #N/A | #N/A | #N/A | #N/A | 0 | 0 | 0 | 0 | 0 | 1727.5344 | #N/A | #N/A | 88 | #N/A | #N/A | #N/A | #N/A | 0.9597% | 1 | 50% | 0% | 0% | 0% | 8.2745 | 0 | 0 | 0 | 8.2745 | #N/A
2007-07-20 | 7 | 20 | 0 | 200.9586 | 4800 | 73.94 | 66.92 | 1001 | 73.94 | 0 | 1573.4773 | Cooling | 262.2462 | #N/A | #N/A | #N/A | #N/A | 0 | 0 | 0 | 0 | 0 | 1573.4773 | #N/A | #N/A | 88 | #N/A | #N/A | #N/A | #N/A | 0.8742% | 1 | 50% | 0% | 0% | 0% | 8.2745 | 0 | 0 | 0 | 8.2745 | #N/A
2007-07-20 01:00 | 7 | 20 | 1 | 201.0003 | 4801 | 73.04 | 66.92 | 1001 | 73.04 | 0 | 1376.7985 | Cooling | 229.4664 | #N/A | #N/A | #N/A | #N/A | 0 | 0 | 0 | 0 | 0 | 1376.7985 | #N/A | #N/A | 88 | #N/A | #N/A | #N/A | #N/A | 0.7649% | 1 | 50% | 0% | 0% | 0% | 8.2745 | 0 | 0 | 0 | 8.2745 | #N/A
2007-07-20 02:00 | 7 | 20 | 2 | 201.0419 | 4802 | 73.04 | 66.92 | 1001 | 73.04 | 0 | 1298.8795 | Cooling | 216.4799 | #N/A | #N/A | #N/A | #N/A | 0 | 0 | 0 | 0 | 0 | 1298.8795 | #N/A | #N/A | 88 | #N/A | #N/A | #N/A | #N/A | 0.7216% | 1 | 50% | 0% | 0% | 0% | 8.2745 | 0 | 0 | 0 | 8.2745 | #N/A
2007-07-20 03:00 | 7 | 20 | 3 | 201.0836 | 4803 | 71.96 | 64.94 | 1000 | 71.96 | 0 | 1197.7443 | Cooling | 199.624 | #N/A | #N/A | #N/A | #N/A | 0 | 0 | 0 | 0 | 0 | 1197.7443 | #N/A | #N/A | 88 | #N/A | #N/A | #N/A | #N/A | 0.6654% | 1 | 50% | 0% | 0% | 0% | 8.2745 | 0 | 0 | 0 | 8.2745 | #N/A
2007-07-20 04:00 | 7 | 20 | 4 | 201.1253 | 4804 | 71.06 | 66.02 | 1000 | 71.06 | 0 | 1252.5394 | Cooling | 208.7566 | #N/A | #N/A | #N/A | #N/A | 0 | 0 | 0 | 0 | 0 | 1252.5394 | #N/A | #N/A | 88 | #N/A | #N/A | #N/A | #N/A | 0.6959% | 1 | 50% | 0% | 0% | 0% | 8.2745 | 0 | 0 | 0 | 8.2745 | #N/A
2007-07-20 05:00 | 7 | 20 | 5 | 201.1669 | 4805 | 71.06 | 66.92 | 1000 | 71.06 | 0 | 1475.1165 | Cooling | 245.8528 | #N/A | #N/A | #N/A | #N/A | 0 | 0 | 0 | 0 | 0 | 1475.1165 | #N/A | #N/A | 88 | #N/A | #N/A | #N/A | #N/A | 0.8195% | 1 | 50% | 0% | 0% | 0% | 8.2745 | 0 | 0 | 0 | 8.2745 | #N/A
2007-07-20 06:00 | 7 | 20 | 6 | 201.2086 | 4806 | 73.94 | 66.92 | 1000 | 73.94 | 0 | 3742.8962 | Cooling | 623.816 | #N/A | #N/A | #N/A | #N/A | 0 | 0 | 0 | 0 | 0 | 3742.8962 | #N/A | #N/A | 88 | #N/A | #N/A | #N/A | #N/A | 2.079% | 1 | 50% | 0% | 0% | 0% | 8.2745 | 0 | 0 | 0 | 8.2745 | #N/A
2007-07-20 07:00 | 7 | 20 | 7 | 201.2503 | 4807 | 78.08 | 68 | 1000 | 78.08 | 0 | 3763.8984 | Cooling | 627.3164 | #N/A | #N/A | #N/A | #N/A | 0 | 0 | 0 | 0 | 0 | 3763.8984 | #N/A | #N/A | 88 | #N/A | #N/A | #N/A | #N/A | 2.091% | 1 | 50% | 0% | 0% | 0% | 8.2745 | 0 | 0 | 0 | 8.2745 | #N/A
2007-07-20 08:00 | 7 | 20 | 8 | 201.2919 | 4808 | 78.08 | 68 | 999 | 78.08 | 0 | 3102.5342 | Cooling | 517.089 | #N/A | #N/A | #N/A | #N/A | 0 | 0 | 0 | 0 | 0 | 3102.5342 | #N/A | #N/A | 88 | #N/A | #N/A | #N/A | #N/A | 1.724% | 1 | 50% | 0% | 0% | 0% | 8.2745 | 0 | 0 | 0 | 8.2745 | #N/A
2007-07-20 09:00 | 7 | 20 | 9 | 201.3336 | 4809 | 82.04 | 66.92 | 999 | 82.04 | 0 | 2811.3279 | Cooling | 468.5547 | #N/A | #N/A | #N/A | #N/A | 0 | 0 | 0 | 0 | 0 | 2811.3279 | #N/A | #N/A | 88 | #N/A | #N/A | #N/A | #N/A | 1.562% | 1 | 50% | 0% | 0% | 0% | 8.2745 | 0 | 0 | 0 | 8.2745 | #N/A
2007-07-20 10:00 | 7 | 20 | 10 | 201.3753 | 4810 | 82.94 | 68 | 999 | 82.94 | 0 | 2766.4488 | Cooling | 461.0748 | #N/A | #N/A | #N/A | #N/A | 0 | 0 | 0 | 0 | 0 | 2766.4488 | #N/A | #N/A | 88 | #N/A | #N/A | #N/A | #N/A | 1.537% | 1 | 50% | 0% | 0% | 0% | 8.2745 | 0 | 0 | 0 | 8.2745 | #N/A
2007-07-20 11:00 | 7 | 20 | 11 | 201.4169 | 4811 | 82.94 | 66.92 | 998 | 82.94 | 0 | 2747.945 | Cooling | 457.9908 | #N/A | #N/A | #N/A | #N/A | 0 | 0 | 0 | 0 | 0 | 2747.945 | #N/A | #N/A | 88 | #N/A | #N/A | #N/A | #N/A | 1.527% | 1 | 50% | 0% | 0% | 0% | 8.2745 | 0 | 0 | 0 | 8.2745 | #N/A
2007-07-20 12:00 | 7 | 20 | 12 | 201.4586 | 4812 | 84.02 | 68 | 999 | 84.02 | 0 | 3282.3923 | Cooling | 547.0654 | #N/A | #N/A | #N/A | #N/A | 0 | 0 | 0 | 0 | 0 | 3282.3923 | #N/A | #N/A | 88 | #N/A | #N/A | #N/A | #N/A | 1.824% | 1 | 50% | 0% | 0% | 0% | 8.2745 | 0 | 0 | 0 | 8.2745 | #N/A
2007-07-20 13:00 | 7 | 20 | 13 | 201.5003 | 4813 | 84.92 | 69.08 | 999 | 84.92 | 0 | 3632.2964 | Cooling | 605.3827 | #N/A | #N/A | #N/A | #N/A | 0 | 0 | 0 | 0 | 0 | 3632.2964 | #N/A | #N/A | 88 | #N/A | #N/A | #N/A | #N/A | 2.018% | 1 | 50% | 0% | 0% | 0% | 8.2745 | 0 | 0 | 0 | 8.2745 | #N/A
2007-07-20 14:00 | 7 | 20 | 14 | 201.5419 | 4814 | 84.92 | 69.08 | 998 | 84.92 | 0 | 3532.5277 | Cooling | 588.7546 | #N/A | #N/A | #N/A | #N/A | 0 | 0 | 0 | 0 | 0 | 3532.5277 | #N/A | #N/A | 88 | #N/A | #N/A | #N/A | #N/A | 1.963% | 1 | 50% | 0% | 0% | 0% | 8.2745 | 0 | 0 | 0 | 8.2745 | #N/A
2007-07-20 15:00 | 7 | 20 | 15 | 201.5836 | 4815 | 87.08 | 69.08 | 998 | 87.08 | 0 | 3543.3264 | Cooling | 590.5544 | #N/A | #N/A | #N/A | #N/A | 0 | 0 | 0 | 0 | 0 | 3543.3264 | #N/A | #N/A | 88 | #N/A | #N/A | #N/A | #N/A | 1.969% | 1 | 50% | 0% | 0% | 0% | 8.2745 | 0 | 0 | 0 | 8.2745 | #N/A
2007-07-20 16:00 | 7 | 20 | 16 | 201.6253 | 4816 | 86 | 69.98 | 998 | 86 | 0 | 3798.6131 | Cooling | 633.1022 | #N/A | #N/A | #N/A | #N/A | 0 | 0 | 0 | 0 | 0 | 3798.6131 | #N/A | #N/A | 88 | #N/A | #N/A | #N/A | #N/A | 2.11% | 1 | 50% | 0% | 0% | 0% | 8.2745 | 0 | 0 | 0 | 8.2745 | #N/A
2007-07-20 17:00 | 7 | 20 | 17 | 201.6669 | 4817 | 86 | 69.98 | 997 | 86 | 0 | 3834.6965 | Cooling | 639.1161 | #N/A | #N/A | #N/A | #N/A | 0 | 0 | 0 | 0 | 0 | 3834.6965 | #N/A | #N/A | 88 | #N/A | #N/A | #N/A | #N/A | 2.13% | 1 | 50% | 0% | 0% | 0% | 8.2745 | 0 | 0 | 0 | 8.2745 | #N/A
2007-07-20 18:00 | 7 | 20 | 18 | 201.7086 | 4818 | 80.96 | 69.08 | 997 | 80.96 | 0 | 1366.5005 | Cooling | 227.7501 | #N/A | #N/A | #N/A | #N/A | 0 | 0 | 0 | 0 | 0 | 1366.5005 | #N/A | #N/A | 88 | #N/A | #N/A | #N/A | #N/A | 0.7592% | 1 | 50% | 0% | 0% | 0% | 8.2745 | 0 | 0 | 0 | 8.2745 | #N/A
2007-07-20 19:00 | 7 | 20 | 19 | 201.7503 | 4819 | 80.06 | 69.08 | 997 | 80.06 | 0 | 1676.7666 | Cooling | 279.4611 | #N/A | #N/A | #N/A | #N/A | 0 | 0 | 0 | 0 | 0 | 1676.7666 | #N/A | #N/A | 88 | #N/A | #N/A | #N/A | #N/A | 0.9315% | 1 | 50% | 0% | 0% | 0% | 8.2745 | 0 | 0 | 0 | 8.2745 | #N/A
2007-07-20 20:00 | 7 | 20 | 20 | 201.7919 | 4820 | 80.06 | 69.08 | 997 | 80.06 | 0 | 1534.0451 | Cooling | 255.6742 | #N/A | #N/A | #N/A | #N/A | 0 | 0 | 0 | 0 | 0 | 1534.0451 | #N/A | #N/A | 88 | #N/A | #N/A | #N/A | #N/A | 0.8522% | 1 | 50% | 0% | 0% | 0% | 8.2745 | 0 | 0 | 0 | 8.2745 | #N/A
2007-07-20 21:00 | 7 | 20 | 21 | 201.8336 | 4821 | 73.94 | 69.98 | 998 | 73.94 | 0 | 1341.0204 | Cooling | 223.5034 | #N/A | #N/A | #N/A | #N/A | 0 | 0 | 0 | 0 | 0 | 1341.0204 | #N/A | #N/A | 88 | #N/A | #N/A | #N/A | #N/A | 0.745% | 1 | 50% | 0% | 0% | 0% | 8.2745 | 0 | 0 | 0 | 8.2745 | #N/A
2007-07-20 22:00 | 7 | 20 | 22 | 201.8753 | 4822 | 71.96 | 69.08 | 998 | 71.96 | 0 | 909.9723 | Cooling | 151.6621 | #N/A | #N/A | #N/A | #N/A | 0 | 0 | 0 | 0 | 0 | 909.9723 | #N/A | #N/A | 88 | #N/A | #N/A | #N/A | #N/A | 0.5055% | 1 | 50% | 0% | 0% | 0% | 8.2745 | 0 | 0 | 0 | 8.2745 | #N/A
2007-07-20 23:00 | 7 | 20 | 23 | 201.9169 | 4823 | 71.96 | 69.08 | 998 | 71.96 | 0 | 638.2662 | Cooling | 106.3777 | #N/A | #N/A | #N/A | #N/A | 0 | 0 | 0 | 0 | 0 | 638.2662 | #N/A | #N/A | 88 | #N/A | #N/A | #N/A | #N/A | 0.3546% | 1 | 50% | 0% | 0% | 0% | 8.2745 | 0 | 0 | 0 | 8.2745 | #N/A
2007-07-21 | 7 | 21 | 0 | 201.9586 | 4824 | 69.98 | 69.08 | 998 | 69.98 | 0 | 622.6504 | Cooling | 103.7751 | #N/A | #N/A | #N/A | #N/A | 0 | 0 | 0 | 0 | 0 | 622.6504 | #N/A | #N/A | 88 | #N/A | #N/A | #N/A | #N/A | 0.3459% | 1 | 50% | 0% | 0% | 0% | 8.2745 | 0 | 0 | 0 | 8.2745 | #N/A
2007-07-21 01:00 | 7 | 21 | 1 | 202.0003 | 4825 | 66.92 | 68 | 998 | 66.92 | 0 | 579.4933 | Cooling | 96.5822 | #N/A | #N/A | #N/A | #N/A | 0 | 0 | 0 | 0 | 0 | 579.4933 | #N/A | #N/A | 88 | #N/A | #N/A | #N/A | #N/A | 0.3219% | 1 | 50% | 0% | 0% | 0% | 8.2745 | 0 | 0 | 0 | 8.2745 | #N/A
2007-07-21 02:00 | 7 | 21 | 2 | 202.0419 | 4826 | 66.92 | 68 | 998 | 66.92 | 0 | 551.3703 | Cooling | 91.895 | #N/A | #N/A | #N/A | #N/A | 0 | 0 | 0 | 0 | 0 | 551.3703 | #N/A | #N/A | 88 | #N/A | #N/A | #N/A | #N/A | 0.3063% | 1 | 50% | 0% | 0% | 0% | 8.2745 | 0 | 0 | 0 | 8.2745 | #N/A
2007-07-21 03:00 | 7 | 21 | 3 | 202.0836 | 4827 | 68 | 66.92 | 998 | 68 | 0 | 509.6059 | Cooling | 84.9343 | #N/A | #N/A | #N/A | #N/A | 0 | 0 | 0 | 0 | 0 | 509.6059 | #N/A | #N/A | 88 | #N/A | #N/A | #N/A | #N/A | 0.2831% | 1 | 50% | 0% | 0% | 0% | 8.2745 | 0 | 0 | 0 | 8.2745 | #N/A
2007-07-21 04:00 | 7 | 21 | 4 | 202.1253 | 4828 | 66.02 | 66.92 | 998 | 66.02 | 0 | 482.016 | Cooling | 80.336 | #N/A | #N/A | #N/A | #N/A | 0 | 0 | 0 | 0 | 0 | 482.016 | #N/A | #N/A | 88 | #N/A | #N/A | #N/A | #N/A | 0.2678% | 1 | 50% | 0% | 0% | 0% | 8.2745 | 0 | 0 | 0 | 8.2745 | #N/A
2007-07-21 05:00 | 7 | 21 | 5 | 202.1669 | 4829 | 66.02 | 66.02 | 999 | 66.02 | 0 | 543.7887 | Cooling | 90.6315 | #N/A | #N/A | #N/A | #N/A | 0 | 0 | 0 | 0 | 0 | 543.7887 | #N/A | #N/A | 88 | #N/A | #N/A | #N/A | #N/A | 0.3021% | 1 | 50% | 0% | 0% | 0% | 8.2745 | 0 | 0 | 0 | 8.2745 | #N/A
2007-07-21 06:00 | 7 | 21 | 6 | 202.2086 | 4830 | 69.08 | 66.02 | 999 | 69.08 | 0 | 705.7806 | Cooling | 117.6301 | #N/A | #N/A | #N/A | #N/A | 0 | 0 | 0 | 0 | 0 | 705.7806 | #N/A | #N/A | 88 | #N/A | #N/A | #N/A | #N/A | 0.3921% | 1 | 50% | 0% | 0% | 0% | 8.2745 | 0 | 0 | 0 | 8.2745 | #N/A
2007-07-21 07:00 | 7 | 21 | 7 | 202.2503 | 4831 | 71.06 | 66.02 | 1000 | 71.06 | 0 | 907.7415 | Cooling | 151.2902 | #N/A | #N/A | #N/A | #N/A | 0 | 0 | 0 | 0 | 0 | 907.7415 | #N/A | #N/A | 88 | #N/A | #N/A | #N/A | #N/A | 0.5043% | 1 | 50% | 0% | 0% | 0% | 8.2745 | 0 | 0 | 0 | 8.2745 | #N/A
2007-07-21 08:00 | 7 | 21 | 8 | 202.2919 | 4832 | 71.06 | 66.02 | 1000 | 71.06 | 0 | 1211.5253 | Cooling | 201.9209 | #N/A | #N/A | #N/A | #N/A | 0 | 0 | 0 | 0 | 0 | 1211.5253 | #N/A | #N/A | 88 | #N/A | #N/A | #N/A | #N/A | 0.6731% | 1 | 50% | 0% | 0% | 0% | 8.2745 | 0 | 0 | 0 | 8.2745 | #N/A
2007-07-21 09:00 | 7 | 21 | 9 | 202.3336 | 4833 | 75.92 | 64.94 | 999 | 75.92 | 0 | 1453.9823 | Cooling | 242.3304 | #N/A | #N/A | #N/A | #N/A | 0 | 0 | 0 | 0 | 0 | 1453.9823 | #N/A | #N/A | 88 | #N/A | #N/A | #N/A | #N/A | 0.8078% | 1 | 50% | 0% | 0% | 0% | 8.2745 | 0 | 0 | 0 | 8.2745 | #N/A
2007-07-21 10:00 | 7 | 21 | 10 | 202.3753 | 4834 | 80.06 | 64.04 | 999 | 80.06 | 0 | 1420.3753 | Cooling | 236.7292 | #N/A | #N/A | #N/A | #N/A | 0 | 0 | 0 | 0 | 0 | 1420.3753 | #N/A | #N/A | 88 | #N/A | #N/A | #N/A | #N/A | 0.7891% | 1 | 50% | 0% | 0% | 0% | 8.2745 | 0 | 0 | 0 | 8.2745 | #N/A
2007-07-21 11:00 | 7 | 21 | 11 | 202.4169 | 4835 | 80.06 | 62.96 | 999 | 80.06 | 0 | 1548.9832 | Cooling | 258.1639 | #N/A | #N/A | #N/A | #N/A | 0 | 0 | 0 | 0 | 0 | 1548.9832 | #N/A | #N/A | 88 | #N/A | #N/A | #N/A | #N/A | 0.8605% | 1 | 50% | 0% | 0% | 0% | 8.2745 | 0 | 0 | 0 | 8.2745 | #N/A
2007-07-21 12:00 | 7 | 21 | 12 | 202.4586 | 4836 | 82.94 | 62.06 | 999 | 82.94 | 0 | 1670.889 | Cooling | 278.4815 | #N/A | #N/A | #N/A | #N/A | 0 | 0 | 0 | 0 | 0 | 1670.889 | #N/A | #N/A | 88 | #N/A | #N/A | #N/A | #N/A | 0.9283% | 1 | 50% | 0% | 0% | 0% | 8.2745 | 0 | 0 | 0 | 8.2745 | #N/A
2007-07-21 13:00 | 7 | 21 | 13 | 202.5003 | 4837 | 84.92 | 62.06 | 999 | 84.92 | 0 | 850.4309 | Cooling | 141.7385 | #N/A | #N/A | #N/A | #N/A | 0 | 0 | 0 | 0 | 0 | 850.4309 | #N/A | #N/A | 88 | #N/A | #N/A | #N/A | #N/A | 0.4725% | 1 | 50% | 0% | 0% | 0% | 8.2745 | 0 | 0 | 0 | 8.2745 | #N/A
2007-07-21 14:00 | 7 | 21 | 14 | 202.5419 | 4838 | 84.92 | 62.06 | 998 | 84.92 | 0 | 914.4192 | Cooling | 152.4032 | #N/A | #N/A | #N/A | #N/A | 0 | 0 | 0 | 0 | 0 | 914.4192 | #N/A | #N/A | 88 | #N/A | #N/A | #N/A | #N/A | 0.508% | 1 | 50% | 0% | 0% | 0% | 8.2745 | 0 | 0 | 0 | 8.2745 | #N/A
2007-07-21 15:00 | 7 | 21 | 15 | 202.5836 | 4839 | 78.08 | 62.06 | 998 | 78.08 | 0 | 953.0071 | Cooling | 158.8345 | #N/A | #N/A | #N/A | #N/A | 0 | 0 | 0 | 0 | 0 | 953.0071 | #N/A | #N/A | 88 | #N/A | #N/A | #N/A | #N/A | 0.5294% | 1 | 50% | 0% | 0% | 0% | 8.2745 | 0 | 0 | 0 | 8.2745 | #N/A
2007-07-21 16:00 | 7 | 21 | 16 | 202.6253 | 4840 | 73.94 | 62.06 | 998 | 73.94 | 0 | 1129.2943 | Cooling | 188.2157 | #N/A | #N/A | #N/A | #N/A | 0 | 0 | 0 | 0 | 0 | 1129.2943 | #N/A | #N/A | 88 | #N/A | #N/A | #N/A | #N/A | 0.6274% | 1 | 50% | 0% | 0% | 0% | 8.2745 | 0 | 0 | 0 | 8.2745 | #N/A
2007-07-21 17:00 | 7 | 21 | 17 | 202.6669 | 4841 | 73.94 | 60.98 | 998 | 73.94 | 0 | 1188.4493 | Cooling | 198.0749 | #N/A | #N/A | #N/A | #N/A | 0 | 0 | 0 | 0 | 0 | 1188.4493 | #N/A | #N/A | 88 | #N/A | #N/A | #N/A | #N/A | 0.6602% | 1 | 50% | 0% | 0% | 0% | 8.2745 | 0 | 0 | 0 | 8.2745 | #N/A
2007-07-21 18:00 | 7 | 21 | 18 | 202.7086 | 4842 | 78.08 | 57.02 | 998 | 78.08 | 0 | 1866.624 | Cooling | 311.104 | #N/A | #N/A | #N/A | #N/A | 0 | 0 | 0 | 0 | 0 | 1866.624 | #N/A | #N/A | 88 | #N/A | #N/A | #N/A | #N/A | 1.037% | 1 | 50% | 0% | 0% | 0% | 8.2745 | 0 | 0 | 0 | 8.2745 | #N/A
2007-07-21 19:00 | 7 | 21 | 19 | 202.7503 | 4843 | 75.02 | 60.08 | 999 | 75.02 | 0 | 1359.4356 | Cooling | 226.5726 | #N/A | #N/A | #N/A | #N/A | 0 | 0 | 0 | 0 | 0 | 1359.4356 | #N/A | #N/A | 88 | #N/A | #N/A | #N/A | #N/A | 0.7552% | 1 | 50% | 0% | 0% | 0% | 8.2745 | 0 | 0 | 0 | 8.2745 | #N/A
2007-07-21 20:00 | 7 | 21 | 20 | 202.7919 | 4844 | 75.02 | 60.98 | 999 | 75.02 | 0 | 1173.2487 | Cooling | 195.5414 | #N/A | #N/A | #N/A | #N/A | 0 | 0 | 0 | 0 | 0 | 1173.2487 | #N/A | #N/A | 88 | #N/A | #N/A | #N/A | #N/A | 0.6518% | 1 | 50% | 0% | 0% | 0% | 8.2745 | 0 | 0 | 0 | 8.2745 | #N/A
2007-07-21 21:00 | 7 | 21 | 21 | 202.8336 | 4845 | 71.06 | 60.98 | 1000 | 71.06 | 0 | 817.5651 | Cooling | 136.2608 | #N/A | #N/A | #N/A | #N/A | 0 | 0 | 0 | 0 | 0 | 817.5651 | #N/A | #N/A | 88 | #N/A | #N/A | #N/A | #N/A | 0.4542% | 1 | 50% | 0% | 0% | 0% | 8.2745 | 0 | 0 | 0 | 8.2745 | #N/A
2007-07-21 22:00 | 7 | 21 | 22 | 202.8753 | 4846 | 68 | 60.08 | 1000 | 68 | 0 | 562.2973 | Cooling | 93.7162 | #N/A | #N/A | #N/A | #N/A | 0 | 0 | 0 | 0 | 0 | 562.2973 | #N/A | #N/A | 88 | #N/A | #N/A | #N/A | #N/A | 0.3124% | 1 | 50% | 0% | 0% | 0% | 8.2745 | 0 | 0 | 0 | 8.2745 | #N/A
2007-07-21 23:00 | 7 | 21 | 23 | 202.9169 | 4847 | 68 | 62.06 | 1000 | 68 | 0 | 420.8366 | Cooling | 70.1394 | #N/A | #N/A | #N/A | #N/A | 0 | 0 | 0 | 0 | 0 | 420.8366 | #N/A | #N/A | 88 | #N/A | #N/A | #N/A | #N/A | 0.2338% | 1 | 50% | 0% | 0% | 0% | 8.2745 | 0 | 0 | 0 | 8.2745 | #N/A
2007-07-22 | 7 | 22 | 0 | 202.9586 | 4848 | 68 | 62.06 | 1000 | 68 | 0 | 444.263 | Cooling | 74.0438 | #N/A | #N/A | #N/A | #N/A | 0 | 0 | 0 | 0 | 0 | 444.263 | #N/A | #N/A | 88 | #N/A | #N/A | #N/A | #N/A | 0.2468% | 1 | 50% | 0% | 0% | 0% | 8.2745 | 0 | 0 | 0 | 8.2745 | #N/A
2007-07-22 01:00 | 7 | 22 | 1 | 203.0003 | 4849 | 64.94 | 62.06 | 999 | 64.94 | 0 | 428.839 | Cooling | 71.4732 | #N/A | #N/A | #N/A | #N/A | 0 | 0 | 0 | 0 | 0 | 428.839 | #N/A | #N/A | 88 | #N/A | #N/A | #N/A | #N/A | 0.2382% | 1 | 50% | 0% | 0% | 0% | 8.2745 | 0 | 0 | 0 | 8.2745 | #N/A
2007-07-22 02:00 | 7 | 22 | 2 | 203.0419 | 4850 | 64.94 | 60.98 | 999 | 64.94 | 0 | 401.0561 | Cooling | 66.8427 | #N/A | #N/A | #N/A | #N/A | 0 | 0 | 0 | 0 | 0 | 401.0561 | #N/A | #N/A | 88 | #N/A | #N/A | #N/A | #N/A | 0.2228% | 1 | 50% | 0% | 0% | 0% | 8.2745 | 0 | 0 | 0 | 8.2745 | #N/A
2007-07-22 03:00 | 7 | 22 | 3 | 203.0836 | 4851 | 64.94 | 60.08 | 999 | 64.94 | 0 | 337.4498 | Cooling | 56.2416 | #N/A | #N/A | #N/A | #N/A | 0 | 0 | 0 | 0 | 0 | 337.4498 | #N/A | #N/A | 88 | #N/A | #N/A | #N/A | #N/A | 0.1875% | 1 | 50% | 0% | 0% | 0% | 8.2745 | 0 | 0 | 0 | 8.2745 | #N/A
2007-07-22 04:00 | 7 | 22 | 4 | 203.1253 | 4852 | 64.94 | 60.08 | 999 | 64.94 | 0 | 305.7039 | Cooling | 50.9506 | #N/A | #N/A | #N/A | #N/A | 0 | 0 | 0 | 0 | 0 | 305.7039 | #N/A | #N/A | 88 | #N/A | #N/A | #N/A | #N/A | 0.1698% | 1 | 50% | 0% | 0% | 0% | 8.2745 | 0 | 0 | 0 | 8.2745 | #N/A
2007-07-22 05:00 | 7 | 22 | 5 | 203.1669 | 4853 | 64.94 | 59 | 999 | 64.94 | 0 | 320.4298 | Cooling | 53.405 | #N/A | #N/A | #N/A | #N/A | 0 | 0 | 0 | 0 | 0 | 320.4298 | #N/A | #N/A | 88 | #N/A | #N/A | #N/A | #N/A | 0.178% | 1 | 50% | 0% | 0% | 0% | 8.2745 | 0 | 0 | 0 | 8.2745 | #N/A
2007-07-22 06:00 | 7 | 22 | 6 | 203.2086 | 4854 | 66.02 | 60.08 | 1000 | 66.02 | 0 | 1877.1682 | Cooling | 312.8614 | #N/A | #N/A | #N/A | #N/A | 0 | 0 | 0 | 0 | 0 | 1877.1682 | #N/A | #N/A | 88 | #N/A | #N/A | #N/A | #N/A | 1.043% | 1 | 50% | 0% | 0% | 0% | 8.2745 | 0 | 0 | 0 | 8.2745 | #N/A
2007-07-22 07:00 | 7 | 22 | 7 | 203.2503 | 4855 | 68 | 62.06 | 1000 | 68 | 0 | 2222.9853 | Cooling | 370.4975 | #N/A | #N/A | #N/A | #N/A | 0 | 0 | 0 | 0 | 0 | 2222.9853 | #N/A | #N/A | 88 | #N/A | #N/A | #N/A | #N/A | 1.235% | 1 | 50% | 0% | 0% | 0% | 8.2745 | 0 | 0 | 0 | 8.2745 | #N/A
2007-07-22 08:00 | 7 | 22 | 8 | 203.2919 | 4856 | 68 | 60.98 | 1000 | 68 | 0 | 2822.9858 | Cooling | 470.4976 | #N/A | #N/A | #N/A | #N/A | 0 | 0 | 0 | 0 | 0 | 2822.9858 | #N/A | #N/A | 88 | #N/A | #N/A | #N/A | #N/A | 1.568% | 1 | 50% | 0% | 0% | 0% | 8.2745 | 0 | 0 | 0 | 8.2745 | #N/A
2007-07-22 09:00 | 7 | 22 | 9 | 203.3336 | 4857 | 73.04 | 60.08 | 1000 | 73.04 | 0 | 3260.2809 | Cooling | 543.3801 | #N/A | #N/A | #N/A | #N/A | 0 | 0 | 0 | 0 | 0 | 3260.2809 | #N/A | #N/A | 88 | #N/A | #N/A | #N/A | #N/A | 1.811% | 1 | 50% | 0% | 0% | 0% | 8.2745 | 0 | 0 | 0 | 8.2745 | #N/A
2007-07-22 10:00 | 7 | 22 | 10 | 203.3753 | 4858 | 75.92 | 59 | 1000 | 75.92 | 0 | 2998.8283 | Cooling | 499.8047 | #N/A | #N/A | #N/A | #N/A | 0 | 0 | 0 | 0 | 0 | 2998.8283 | #N/A | #N/A | 88 | #N/A | #N/A | #N/A | #N/A | 1.666% | 1 | 50% | 0% | 0% | 0% | 8.2745 | 0 | 0 | 0 | 8.2745 | #N/A
2007-07-22 11:00 | 7 | 22 | 11 | 203.4169 | 4859 | 75.92 | 60.08 | 1000 | 75.92 | 0 | 2693.9508 | Cooling | 448.9918 | #N/A | #N/A | #N/A | #N/A | 0 | 0 | 0 | 0 | 0 | 2693.9508 | #N/A | #N/A | 88 | #N/A | #N/A | #N/A | #N/A | 1.497% | 1 | 50% | 0% | 0% | 0% | 8.2745 | 0 | 0 | 0 | 8.2745 | #N/A
2007-07-22 12:00 | 7 | 22 | 12 | 203.4586 | 4860 | 78.08 | 60.98 | 1000 | 78.08 | 0 | 2636.0945 | Cooling | 439.3491 | #N/A | #N/A | #N/A | #N/A | 0 | 0 | 0 | 0 | 0 | 2636.0945 | #N/A | #N/A | 88 | #N/A | #N/A | #N/A | #N/A | 1.464% | 1 | 50% | 0% | 0% | 0% | 8.2745 | 0 | 0 | 0 | 8.2745 | #N/A
2007-07-22 13:00 | 7 | 22 | 13 | 203.5003 | 4861 | 78.98 | 60.98 | 999 | 78.98 | 0 | 2660.3365 | Cooling | 443.3894 | #N/A | #N/A | #N/A | #N/A | 0 | 0 | 0 | 0 | 0 | 2660.3365 | #N/A | #N/A | 88 | #N/A | #N/A | #N/A | #N/A | 1.478% | 1 | 50% | 0% | 0% | 0% | 8.2745 | 0 | 0 | 0 | 8.2745 | #N/A
2007-07-22 14:00 | 7 | 22 | 14 | 203.5419 | 4862 | 78.98 | 62.06 | 999 | 78.98 | 0 | 2778.2674 | Cooling | 463.0446 | #N/A | #N/A | #N/A | #N/A | 0 | 0 | 0 | 0 | 0 | 2778.2674 | #N/A | #N/A | 88 | #N/A | #N/A | #N/A | #N/A | 1.543% | 1 | 50% | 0% | 0% | 0% | 8.2745 | 0 | 0 | 0 | 8.2745 | #N/A
2007-07-22 15:00 | 7 | 22 | 15 | 203.5836 | 4863 | 80.06 | 62.06 | 999 | 80.06 | 0 | 2838.3199 | Cooling | 473.0533 | #N/A | #N/A | #N/A | #N/A | 0 | 0 | 0 | 0 | 0 | 2838.3199 | #N/A | #N/A | 88 | #N/A | #N/A | #N/A | #N/A | 1.577% | 1 | 50% | 0% | 0% | 0% | 8.2745 | 0 | 0 | 0 | 8.2745 | #N/A
2007-07-22 16:00 | 7 | 22 | 16 | 203.6253 | 4864 | 78.08 | 62.06 | 998 | 78.08 | 0 | 2986.371 | Cooling | 497.7285 | #N/A | #N/A | #N/A | #N/A | 0 | 0 | 0 | 0 | 0 | 2986.371 | #N/A | #N/A | 88 | #N/A | #N/A | #N/A | #N/A | 1.659% | 1 | 50% | 0% | 0% | 0% | 8.2745 | 0 | 0 | 0 | 8.2745 | #N/A
2007-07-22 17:00 | 7 | 22 | 17 | 203.6669 | 4865 | 78.08 | 66.02 | 998 | 78.08 | 0 | 3050.0459 | Cooling | 508.341 | #N/A | #N/A | #N/A | #N/A | 0 | 0 | 0 | 0 | 0 | 3050.0459 | #N/A | #N/A | 88 | #N/A | #N/A | #N/A | #N/A | 1.694% | 1 | 50% | 0% | 0% | 0% | 8.2745 | 0 | 0 | 0 | 8.2745 | #N/A
2007-07-22 18:00 | 7 | 22 | 18 | 203.7086 | 4866 | 77 | 66.92 | 998 | 77 | 0 | 3632.4181 | Cooling | 605.403 | #N/A | #N/A | #N/A | #N/A | 0 | 0 | 0 | 0 | 0 | 3632.4181 | #N/A | #N/A | 88 | #N/A | #N/A | #N/A | #N/A | 2.018% | 1 | 50% | 0% | 0% | 0% | 8.2745 | 0 | 0 | 0 | 8.2745 | #N/A
2007-07-22 19:00 | 7 | 22 | 19 | 203.7503 | 4867 | 73.94 | 66.92 | 998 | 73.94 | 0 | 3753.5673 | Cooling | 625.5945 | #N/A | #N/A | #N/A | #N/A | 0 | 0 | 0 | 0 | 0 | 3753.5673 | #N/A | #N/A | 88 | #N/A | #N/A | #N/A | #N/A | 2.085% | 1 | 50% | 0% | 0% | 0% | 8.2745 | 0 | 0 | 0 | 8.2745 | #N/A
2007-07-22 20:00 | 7 | 22 | 20 | 203.7919 | 4868 | 73.94 | 68 | 997 | 73.94 | 0 | 3653.2979 | Cooling | 608.883 | #N/A | #N/A | #N/A | #N/A | 0 | 0 | 0 | 0 | 0 | 3653.2979 | #N/A | #N/A | 88 | #N/A | #N/A | #N/A | #N/A | 2.03% | 1 | 50% | 0% | 0% | 0% | 8.2745 | 0 | 0 | 0 | 8.2745 | #N/A
2007-07-22 21:00 | 7 | 22 | 21 | 203.8336 | 4869 | 68 | 69.08 | 997 | 68 | 0 | 3482.465 | Cooling | 580.4108 | #N/A | #N/A | #N/A | #N/A | 0 | 0 | 0 | 0 | 0 | 3482.465 | #N/A | #N/A | 88 | #N/A | #N/A | #N/A | #N/A | 1.935% | 1 | 50% | 0% | 0% | 0% | 8.2745 | 0 | 0 | 0 | 8.2745 | #N/A
2007-07-22 22:00 | 7 | 22 | 22 | 203.8753 | 4870 | 66.92 | 69.08 | 996 | 66.92 | 0 | 840.5474 | Cooling | 140.0912 | #N/A | #N/A | #N/A | #N/A | 0 | 0 | 0 | 0 | 0 | 840.5474 | #N/A | #N/A | 88 | #N/A | #N/A | #N/A | #N/A | 0.467% | 1 | 50% | 0% | 0% | 0% | 8.2745 | 0 | 0 | 0 | 8.2745 | #N/A
2007-07-22 23:00 | 7 | 22 | 23 | 203.9169 | 4871 | 66.92 | 66.92 | 995 | 66.92 | 0 | 892.7031 | Cooling | 148.7839 | #N/A | #N/A | #N/A | #N/A | 0 | 0 | 0 | 0 | 0 | 892.7031 | #N/A | #N/A | 88 | #N/A | #N/A | #N/A | #N/A | 0.4959% | 1 | 50% | 0% | 0% | 0% | 8.2745 | 0 | 0 | 0 | 8.2745 | #N/A
2007-07-23 | 7 | 23 | 0 | 203.9586 | 4872 | 62.06 | 66.02 | 995 | 62.06 | 0 | 738.5494 | Cooling | 123.0916 | #N/A | #N/A | #N/A | #N/A | 0 | 0 | 0 | 0 | 0 | 738.5494 | #N/A | #N/A | 88 | #N/A | #N/A | #N/A | #N/A | 0.4103% | 1 | 50% | 0% | 0% | 0% | 8.2745 | 0 | 0 | 0 | 8.2745 | #N/A
2007-07-23 01:00 | 7 | 23 | 1 | 204.0003 | 4873 | 62.96 | 66.92 | 994 | 62.96 | 0 | 690.2378 | Cooling | 115.0396 | #N/A | #N/A | #N/A | #N/A | 0 | 0 | 0 | 0 | 0 | 690.2378 | #N/A | #N/A | 88 | #N/A | #N/A | #N/A | #N/A | 0.3835% | 1 | 50% | 0% | 0% | 0% | 8.2745 | 0 | 0 | 0 | 8.2745 | #N/A
2007-07-23 02:00 | 7 | 23 | 2 | 204.0419 | 4874 | 62.96 | 68 | 993 | 62.96 | 0 | 715.257 | Cooling | 119.2095 | #N/A | #N/A | #N/A | #N/A | 0 | 0 | 0 | 0 | 0 | 715.257 | #N/A | #N/A | 88 | #N/A | #N/A | #N/A | #N/A | 0.3974% | 1 | 50% | 0% | 0% | 0% | 8.2745 | 0 | 0 | 0 | 8.2745 | #N/A
2007-07-23 03:00 | 7 | 23 | 3 | 204.0836 | 4875 | 60.08 | 69.08 | 993 | 60.08 | 0 | 767.6682 | Cooling | 127.9447 | #N/A | #N/A | #N/A | #N/A | 0 | 0 | 0 | 0 | 0 | 767.6682 | #N/A | #N/A | 88 | #N/A | #N/A | #N/A | #N/A | 0.4265% | 1 | 50% | 0% | 0% | 0% | 8.2745 | 0 | 0 | 0 | 8.2745 | #N/A
2007-07-23 04:00 | 7 | 23 | 4 | 204.1253 | 4876 | 59 | 69.08 | 992 | 59 | 0 | 778.4492 | Cooling | 129.7415 | #N/A | #N/A | #N/A | #N/A | 0 | 0 | 0 | 0 | 0 | 778.4492 | #N/A | #N/A | 88 | #N/A | #N/A | #N/A | #N/A | 0.4325% | 1 | 50% | 0% | 0% | 0% | 8.2745 | 0 | 0 | 0 | 8.2745 | #N/A
2007-07-23 05:00 | 7 | 23 | 5 | 204.1669 | 4877 | 59 | 69.98 | 992 | 59 | 0 | 1057.0242 | Cooling | 176.1707 | #N/A | #N/A | #N/A | #N/A | 0 | 0 | 0 | 0 | 0 | 1057.0242 | #N/A | #N/A | 88 | #N/A | #N/A | #N/A | #N/A | 0.5872% | 1 | 50% | 0% | 0% | 0% | 8.2745 | 0 | 0 | 0 | 8.2745 | #N/A
2007-07-23 06:00 | 7 | 23 | 6 | 204.2086 | 4878 | 60.08 | 71.06 | 992 | 60.08 | 0 | 4024.0538 | Cooling | 670.6756 | #N/A | #N/A | #N/A | #N/A | 0 | 0 | 0 | 0 | 0 | 4024.0538 | #N/A | #N/A | 88 | #N/A | #N/A | #N/A | #N/A | 2.236% | 1 | 50% | 0% | 0% | 0% | 8.2745 | 0 | 0 | 0 | 8.2745 | #N/A
2007-07-23 07:00 | 7 | 23 | 7 | 204.2503 | 4879 | 66.02 | 69.08 | 993 | 66.02 | 0 | 3711.7206 | Cooling | 618.6201 | #N/A | #N/A | #N/A | #N/A | 0 | 0 | 0 | 0 | 0 | 3711.7206 | #N/A | #N/A | 88 | #N/A | #N/A | #N/A | #N/A | 2.062% | 1 | 50% | 0% | 0% | 0% | 8.2745 | 0 | 0 | 0 | 8.2745 | #N/A
2007-07-23 08:00 | 7 | 23 | 8 | 204.2919 | 4880 | 66.02 | 69.08 | 992 | 66.02 | 0 | 3724.5148 | Cooling | 620.7525 | #N/A | #N/A | #N/A | #N/A | 0 | 0 | 0 | 0 | 0 | 3724.5148 | #N/A | #N/A | 88 | #N/A | #N/A | #N/A | #N/A | 2.069% | 1 | 50% | 0% | 0% | 0% | 8.2745 | 0 | 0 | 0 | 8.2745 | #N/A
2007-07-23 09:00 | 7 | 23 | 9 | 204.3336 | 4881 | 73.04 | 68 | 993 | 73.04 | 0 | 3685.104 | Cooling | 614.184 | #N/A | #N/A | #N/A | #N/A | 0 | 0 | 0 | 0 | 0 | 3685.104 | #N/A | #N/A | 88 | #N/A | #N/A | #N/A | #N/A | 2.047% | 1 | 50% | 0% | 0% | 0% | 8.2745 | 0 | 0 | 0 | 8.2745 | #N/A
2007-07-23 10:00 | 7 | 23 | 10 | 204.3753 | 4882 | 73.94 | 69.08 | 993 | 73.94 | 0 | 3654.7241 | Cooling | 609.1207 | #N/A | #N/A | #N/A | #N/A | 0 | 0 | 0 | 0 | 0 | 3654.7241 | #N/A | #N/A | 88 | #N/A | #N/A | #N/A | #N/A | 2.03% | 1 | 50% | 0% | 0% | 0% | 8.2745 | 0 | 0 | 0 | 8.2745 | #N/A
2007-07-23 11:00 | 7 | 23 | 11 | 204.4169 | 4883 | 73.94 | 68 | 994 | 73.94 | 0 | 3763.9744 | Cooling | 627.3291 | #N/A | #N/A | #N/A | #N/A | 0 | 0 | 0 | 0 | 0 | 3763.9744 | #N/A | #N/A | 88 | #N/A | #N/A | #N/A | #N/A | 2.091% | 1 | 50% | 0% | 0% | 0% | 8.2745 | 0 | 0 | 0 | 8.2745 | #N/A
2007-07-23 12:00 | 7 | 23 | 12 | 204.4586 | 4884 | 77 | 66.92 | 995 | 77 | 0 | 3616.7012 | Cooling | 602.7835 | #N/A | #N/A | #N/A | #N/A | 0 | 0 | 0 | 0 | 0 | 3616.7012 | #N/A | #N/A | 88 | #N/A | #N/A | #N/A | #N/A | 2.009% | 1 | 50% | 0% | 0% | 0% | 8.2745 | 0 | 0 | 0 | 8.2745 | #N/A
2007-07-23 13:00 | 7 | 23 | 13 | 204.5003 | 4885 | 78.98 | 66.92 | 995 | 78.98 | 0 | 3660.9233 | Cooling | 610.1539 | #N/A | #N/A | #N/A | #N/A | 0 | 0 | 0 | 0 | 0 | 3660.9233 | #N/A | #N/A | 88 | #N/A | #N/A | #N/A | #N/A | 2.034% | 1 | 50% | 0% | 0% | 0% | 8.2745 | 0 | 0 | 0 | 8.2745 | #N/A
2007-07-23 14:00 | 7 | 23 | 14 | 204.5419 | 4886 | 78.98 | 64.04 | 996 | 78.98 | 0 | 3344.1896 | Cooling | 557.3649 | #N/A | #N/A | #N/A | #N/A | 0 | 0 | 0 | 0 | 0 | 3344.1896 | #N/A | #N/A | 88 | #N/A | #N/A | #N/A | #N/A | 1.858% | 1 | 50% | 0% | 0% | 0% | 8.2745 | 0 | 0 | 0 | 8.2745 | #N/A
2007-07-23 15:00 | 7 | 23 | 15 | 204.5836 | 4887 | 80.96 | 64.94 | 997 | 80.96 | 0 | 3187.2203 | Cooling | 531.2034 | #N/A | #N/A | #N/A | #N/A | 0 | 0 | 0 | 0 | 0 | 3187.2203 | #N/A | #N/A | 88 | #N/A | #N/A | #N/A | #N/A | 1.771% | 1 | 50% | 0% | 0% | 0% | 8.2745 | 0 | 0 | 0 | 8.2745 | #N/A
2007-07-23 16:00 | 7 | 23 | 16 | 204.6253 | 4888 | 80.96 | 64.04 | 997 | 80.96 | 0 | 3280.0125 | Cooling | 546.6687 | #N/A | #N/A | #N/A | #N/A | 0 | 0 | 0 | 0 | 0 | 3280.0125 | #N/A | #N/A | 88 | #N/A | #N/A | #N/A | #N/A | 1.822% | 1 | 50% | 0% | 0% | 0% | 8.2745 | 0 | 0 | 0 | 8.2745 | #N/A
2007-07-23 17:00 | 7 | 23 | 17 | 204.6669 | 4889 | 80.96 | 64.94 | 998 | 80.96 | 0 | 3250.0434 | Cooling | 541.6739 | #N/A | #N/A | #N/A | #N/A | 0 | 0 | 0 | 0 | 0 | 3250.0434 | #N/A | #N/A | 88 | #N/A | #N/A | #N/A | #N/A | 1.806% | 1 | 50% | 0% | 0% | 0% | 8.2745 | 0 | 0 | 0 | 8.2745 | #N/A
2007-07-23 18:00 | 7 | 23 | 18 | 204.7086 | 4890 | 77 | 64.94 | 999 | 77 | 0 | 3013.922 | Cooling | 502.3203 | #N/A | #N/A | #N/A | #N/A | 0 | 0 | 0 | 0 | 0 | 3013.922 | #N/A | #N/A | 88 | #N/A | #N/A | #N/A | #N/A | 1.674% | 1 | 50% | 0% | 0% | 0% | 8.2745 | 0 | 0 | 0 | 8.2745 | #N/A
2007-07-23 19:00 | 7 | 23 | 19 | 204.7503 | 4891 | 73.94 | 64.94 | 999 | 73.94 | 0 | 2833.0219 | Cooling | 472.1703 | #N/A | #N/A | #N/A | #N/A | 0 | 0 | 0 | 0 | 0 | 2833.0219 | #N/A | #N/A | 88 | #N/A | #N/A | #N/A | #N/A | 1.574% | 1 | 50% | 0% | 0% | 0% | 8.2745 | 0 | 0 | 0 | 8.2745 | #N/A
2007-07-23 20:00 | 7 | 23 | 20 | 204.7919 | 4892 | 73.94 | 64.94 | 999 | 73.94 | 0 | 2681.4147 | Cooling | 446.9024 | #N/A | #N/A | #N/A | #N/A | 0 | 0 | 0 | 0 | 0 | 2681.4147 | #N/A | #N/A | 88 | #N/A | #N/A | #N/A | #N/A | 1.49% | 1 | 50% | 0% | 0% | 0% | 8.2745 | 0 | 0 | 0 | 8.2745 | #N/A
2007-07-23 21:00 | 7 | 23 | 21 | 204.8336 | 4893 | 66.92 | 64.94 | 1000 | 66.92 | 0 | 2587.8186 | Cooling | 431.3031 | #N/A | #N/A | #N/A | #N/A | 0 | 0 | 0 | 0 | 0 | 2587.8186 | #N/A | #N/A | 88 | #N/A | #N/A | #N/A | #N/A | 1.438% | 1 | 50% | 0% | 0% | 0% | 8.2745 | 0 | 0 | 0 | 8.2745 | #N/A
2007-07-23 22:00 | 7 | 23 | 22 | 204.8753 | 4894 | 62.06 | 64.94 | 1000 | 62.06 | 0 | 559.0974 | Cooling | 93.1829 | #N/A | #N/A | #N/A | #N/A | 0 | 0 | 0 | 0 | 0 | 559.0974 | #N/A | #N/A | 88 | #N/A | #N/A | #N/A | #N/A | 0.3106% | 1 | 50% | 0% | 0% | 0% | 8.2745 | 0 | 0 | 0 | 8.2745 | #N/A
2007-07-23 23:00 | 7 | 23 | 23 | 204.9169 | 4895 | 62.06 | 64.94 | 1000 | 62.06 | 0 | 617.9869 | Cooling | 102.9978 | #N/A | #N/A | #N/A | #N/A | 0 | 0 | 0 | 0 | 0 | 617.9869 | #N/A | #N/A | 88 | #N/A | #N/A | #N/A | #N/A | 0.3433% | 1 | 50% | 0% | 0% | 0% | 8.2745 | 0 | 0 | 0 | 8.2745 | #N/A
2007-07-24 | 7 | 24 | 0 | 204.9586 | 4896 | 62.06 | 64.94 | 1001 | 62.06 | 0 | 586.8013 | Cooling | 97.8002 | #N/A | #N/A | #N/A | #N/A | 0 | 0 | 0 | 0 | 0 | 586.8013 | #N/A | #N/A | 88 | #N/A | #N/A | #N/A | #N/A | 0.326% | 1 | 50% | 0% | 0% | 0% | 8.2745 | 0 | 0 | 0 | 8.2745 | #N/A
2007-07-24 01:00 | 7 | 24 | 1 | 205.0003 | 4897 | 59 | 64.94 | 1001 | 59 | 0 | 569.5351 | Cooling | 94.9225 | #N/A | #N/A | #N/A | #N/A | 0 | 0 | 0 | 0 | 0 | 569.5351 | #N/A | #N/A | 88 | #N/A | #N/A | #N/A | #N/A | 0.3164% | 1 | 50% | 0% | 0% | 0% | 8.2745 | 0 | 0 | 0 | 8.2745 | #N/A
2007-07-24 02:00 | 7 | 24 | 2 | 205.0419 | 4898 | 59 | 64.04 | 1001 | 59 | 0 | 539.5138 | Cooling | 89.919 | #N/A | #N/A | #N/A | #N/A | 0 | 0 | 0 | 0 | 0 | 539.5138 | #N/A | #N/A | 88 | #N/A | #N/A | #N/A | #N/A | 0.2997% | 1 | 50% | 0% | 0% | 0% | 8.2745 | 0 | 0 | 0 | 8.2745 | #N/A
2007-07-24 03:00 | 7 | 24 | 3 | 205.0836 | 4899 | 59 | 64.04 | 1001 | 59 | 0 | 508.4105 | Cooling | 84.7351 | #N/A | #N/A | #N/A | #N/A | 0 | 0 | 0 | 0 | 0 | 508.4105 | #N/A | #N/A | 88 | #N/A | #N/A | #N/A | #N/A | 0.2825% | 1 | 50% | 0% | 0% | 0% | 8.2745 | 0 | 0 | 0 | 8.2745 | #N/A
2007-07-24 04:00 | 7 | 24 | 4 | 205.1253 | 4900 | 55.94 | 62.06 | 1001 | 55.94 | 0 | 446.58 | Cooling | 74.43 | #N/A | #N/A | #N/A | #N/A | 0 | 0 | 0 | 0 | 0 | 446.58 | #N/A | #N/A | 88 | #N/A | #N/A | #N/A | #N/A | 0.2481% | 1 | 50% | 0% | 0% | 0% | 8.2745 | 0 | 0 | 0 | 8.2745 | #N/A
2007-07-24 05:00 | 7 | 24 | 5 | 205.167 | 4901 | 55.94 | 62.06 | 1002 | 55.94 | 0 | 484.5391 | Cooling | 80.7565 | #N/A | #N/A | #N/A | #N/A | 0 | 0 | 0 | 0 | 0 | 484.5391 | #N/A | #N/A | 88 | #N/A | #N/A | #N/A | #N/A | 0.2692% | 1 | 50% | 0% | 0% | 0% | 8.2745 | 0 | 0 | 0 | 8.2745 | #N/A
2007-07-24 06:00 | 7 | 24 | 6 | 205.2086 | 4902 | 60.08 | 62.96 | 1002 | 60.08 | 0 | 2318.7252 | Cooling | 386.4542 | #N/A | #N/A | #N/A | #N/A | 0 | 0 | 0 | 0 | 0 | 2318.7252 | #N/A | #N/A | 88 | #N/A | #N/A | #N/A | #N/A | 1.288% | 1 | 50% | 0% | 0% | 0% | 8.2745 | 0 | 0 | 0 | 8.2745 | #N/A
2007-07-24 07:00 | 7 | 24 | 7 | 205.2503 | 4903 | 66.02 | 64.04 | 1003 | 66.02 | 0 | 2491.1599 | Cooling | 415.1933 | #N/A | #N/A | #N/A | #N/A | 0 | 0 | 0 | 0 | 0 | 2491.1599 | #N/A | #N/A | 88 | #N/A | #N/A | #N/A | #N/A | 1.384% | 1 | 50% | 0% | 0% | 0% | 8.2745 | 0 | 0 | 0 | 8.2745 | #N/A
2007-07-24 08:00 | 7 | 24 | 8 | 205.292 | 4904 | 66.02 | 64.04 | 1003 | 66.02 | 0 | 3046.0268 | Cooling | 507.6711 | #N/A | #N/A | #N/A | #N/A | 0 | 0 | 0 | 0 | 0 | 3046.0268 | #N/A | #N/A | 88 | #N/A | #N/A | #N/A | #N/A | 1.692% | 1 | 50% | 0% | 0% | 0% | 8.2745 | 0 | 0 | 0 | 8.2745 | #N/A
2007-07-24 09:00 | 7 | 24 | 9 | 205.3336 | 4905 | 73.04 | 64.04 | 1003 | 73.04 | 0 | 3371.2228 | Cooling | 561.8705 | #N/A | #N/A | #N/A | #N/A | 0 | 0 | 0 | 0 | 0 | 3371.2228 | #N/A | #N/A | 88 | #N/A | #N/A | #N/A | #N/A | 1.873% | 1 | 50% | 0% | 0% | 0% | 8.2745 | 0 | 0 | 0 | 8.2745 | #N/A
2007-07-24 10:00 | 7 | 24 | 10 | 205.3753 | 4906 | 75.02 | 64.04 | 1003 | 75.02 | 0 | 3531.0926 | Cooling | 588.5154 | #N/A | #N/A | #N/A | #N/A | 0 | 0 | 0 | 0 | 0 | 3531.0926 | #N/A | #N/A | 88 | #N/A | #N/A | #N/A | #N/A | 1.962% | 1 | 50% | 0% | 0% | 0% | 8.2745 | 0 | 0 | 0 | 8.2745 | #N/A
2007-07-24 11:00 | 7 | 24 | 11 | 205.417 | 4907 | 75.02 | 64.04 | 1004 | 75.02 | 0 | 3651.584 | Cooling | 608.5973 | #N/A | #N/A | #N/A | #N/A | 0 | 0 | 0 | 0 | 0 | 3651.584 | #N/A | #N/A | 88 | #N/A | #N/A | #N/A | #N/A | 2.029% | 1 | 50% | 0% | 0% | 0% | 8.2745 | 0 | 0 | 0 | 8.2745 | #N/A
2007-07-24 12:00 | 7 | 24 | 12 | 205.4586 | 4908 | 78.98 | 64.04 | 1004 | 78.98 | 0 | 2863.7041 | Cooling | 477.284 | #N/A | #N/A | #N/A | #N/A | 0 | 0 | 0 | 0 | 0 | 2863.7041 | #N/A | #N/A | 88 | #N/A | #N/A | #N/A | #N/A | 1.591% | 1 | 50% | 0% | 0% | 0% | 8.2745 | 0 | 0 | 0 | 8.2745 | #N/A
2007-07-24 13:00 | 7 | 24 | 13 | 205.5003 | 4909 | 80.96 | 62.96 | 1003 | 80.96 | 0 | 2819.4607 | Cooling | 469.9101 | #N/A | #N/A | #N/A | #N/A | 0 | 0 | 0 | 0 | 0 | 2819.4607 | #N/A | #N/A | 88 | #N/A | #N/A | #N/A | #N/A | 1.566% | 1 | 50% | 0% | 0% | 0% | 8.2745 | 0 | 0 | 0 | 8.2745 | #N/A
2007-07-24 14:00 | 7 | 24 | 14 | 205.542 | 4910 | 80.96 | 60.98 | 1003 | 80.96 | 0 | 2775.0056 | Cooling | 462.5009 | #N/A | #N/A | #N/A | #N/A | 0 | 0 | 0 | 0 | 0 | 2775.0056 | #N/A | #N/A | 88 | #N/A | #N/A | #N/A | #N/A | 1.542% | 1 | 50% | 0% | 0% | 0% | 8.2745 | 0 | 0 | 0 | 8.2745 | #N/A
2007-07-24 15:00 | 7 | 24 | 15 | 205.5836 | 4911 | 78.98 | 57.02 | 1003 | 78.98 | 0 | 2705.9368 | Cooling | 450.9895 | #N/A | #N/A | #N/A | #N/A | 0 | 0 | 0 | 0 | 0 | 2705.9368 | #N/A | #N/A | 88 | #N/A | #N/A | #N/A | #N/A | 1.503% | 1 | 50% | 0% | 0% | 0% | 8.2745 | 0 | 0 | 0 | 8.2745 | #N/A
2007-07-24 16:00 | 7 | 24 | 16 | 205.6253 | 4912 | 66.02 | 55.04 | 1003 | 66.02 | 0 | 2702.4767 | Cooling | 450.4128 | #N/A | #N/A | #N/A | #N/A | 0 | 0 | 0 | 0 | 0 | 2702.4767 | #N/A | #N/A | 88 | #N/A | #N/A | #N/A | #N/A | 1.501% | 1 | 50% | 0% | 0% | 0% | 8.2745 | 0 | 0 | 0 | 8.2745 | #N/A
2007-07-24 17:00 | 7 | 24 | 17 | 205.667 | 4913 | 69.98 | 53.96 | 1003 | 69.98 | 0 | 2620.9935 | Cooling | 436.8322 | #N/A | #N/A | #N/A | #N/A | 0 | 0 | 0 | 0 | 0 | 2620.9935 | #N/A | #N/A | 88 | #N/A | #N/A | #N/A | #N/A | 1.456% | 1 | 50% | 0% | 0% | 0% | 8.2745 | 0 | 0 | 0 | 8.2745 | #N/A
2007-07-24 18:00 | 7 | 24 | 18 | 205.7086 | 4914 | 66.92 | 55.04 | 1003 | 66.92 | 0 | 2470.103 | Cooling | 411.6838 | #N/A | #N/A | #N/A | #N/A | 0 | 0 | 0 | 0 | 0 | 2470.103 | #N/A | #N/A | 88 | #N/A | #N/A | #N/A | #N/A | 1.372% | 1 | 50% | 0% | 0% | 0% | 8.2745 | 0 | 0 | 0 | 8.2745 | #N/A
2007-07-24 19:00 | 7 | 24 | 19 | 205.7503 | 4915 | 66.02 | 55.94 | 1003 | 66.02 | 0 | 2660.5695 | Cooling | 443.4282 | #N/A | #N/A | #N/A | #N/A | 0 | 0 | 0 | 0 | 0 | 2660.5695 | #N/A | #N/A | 88 | #N/A | #N/A | #N/A | #N/A | 1.478% | 1 | 50% | 0% | 0% | 0% | 8.2745 | 0 | 0 | 0 | 8.2745 | #N/A
2007-07-24 20:00 | 7 | 24 | 20 | 205.792 | 4916 | 66.02 | 59 | 1004 | 66.02 | 0 | 2540.5398 | Cooling | 423.4233 | #N/A | #N/A | #N/A | #N/A | 0 | 0 | 0 | 0 | 0 | 2540.5398 | #N/A | #N/A | 88 | #N/A | #N/A | #N/A | #N/A | 1.411% | 1 | 50% | 0% | 0% | 0% | 8.2745 | 0 | 0 | 0 | 8.2745 | #N/A
2007-07-24 21:00 | 7 | 24 | 21 | 205.8336 | 4917 | 64.94 | 59 | 1004 | 64.94 | 0 | 2200.0029 | Cooling | 366.6672 | #N/A | #N/A | #N/A | #N/A | 0 | 0 | 0 | 0 | 0 | 2200.0029 | #N/A | #N/A | 88 | #N/A | #N/A | #N/A | #N/A | 1.222% | 1 | 50% | 0% | 0% | 0% | 8.2745 | 0 | 0 | 0 | 8.2745 | #N/A
2007-07-24 22:00 | 7 | 24 | 22 | 205.8753 | 4918 | 64.04 | 59 | 1004 | 64.04 | 0 | 349.5864 | Cooling | 58.2644 | #N/A | #N/A | #N/A | #N/A | 0 | 0 | 0 | 0 | 0 | 349.5864 | #N/A | #N/A | 88 | #N/A | #N/A | #N/A | #N/A | 0.1942% | 1 | 50% | 0% | 0% | 0% | 8.2745 | 0 | 0 | 0 | 8.2745 | #N/A
2007-07-24 23:00 | 7 | 24 | 23 | 205.917 | 4919 | 64.04 | 59 | 1004 | 64.04 | 0 | 368.2209 | Cooling | 61.3701 | #N/A | #N/A | #N/A | #N/A | 0 | 0 | 0 | 0 | 0 | 368.2209 | #N/A | #N/A | 88 | #N/A | #N/A | #N/A | #N/A | 0.2046% | 1 | 50% | 0% | 0% | 0% | 8.2745 | 0 | 0 | 0 | 8.2745 | #N/A
2007-07-25 | 7 | 25 | 0 | 205.9586 | 4920 | 62.06 | 59 | 1005 | 62.06 | 0 | 320.8977 | Cooling | 53.4829 | #N/A | #N/A | #N/A | #N/A | 0 | 0 | 0 | 0 | 0 | 320.8977 | #N/A | #N/A | 88 | #N/A | #N/A | #N/A | #N/A | 0.1783% | 1 | 50% | 0% | 0% | 0% | 8.2745 | 0 | 0 | 0 | 8.2745 | #N/A
2007-07-25 01:00 | 7 | 25 | 1 | 206.0003 | 4921 | 60.98 | 57.92 | 1005 | 60.98 | 0 | 273.9607 | Cooling | 45.6601 | #N/A | #N/A | #N/A | #N/A | 0 | 0 | 0 | 0 | 0 | 273.9607 | #N/A | #N/A | 88 | #N/A | #N/A | #N/A | #N/A | 0.1522% | 1 | 50% | 0% | 0% | 0% | 8.2745 | 0 | 0 | 0 | 8.2745 | #N/A
2007-07-25 02:00 | 7 | 25 | 2 | 206.042 | 4922 | 60.98 | 57.92 | 1005 | 60.98 | 0 | 245.6852 | Cooling | 40.9475 | #N/A | #N/A | #N/A | #N/A | 0 | 0 | 0 | 0 | 0 | 245.6852 | #N/A | #N/A | 88 | #N/A | #N/A | #N/A | #N/A | 0.1365% | 1 | 50% | 0% | 0% | 0% | 8.2745 | 0 | 0 | 0 | 8.2745 | #N/A
2007-07-25 03:00 | 7 | 25 | 3 | 206.0836 | 4923 | 59 | 57.02 | 1005 | 59 | 0 | 212.6289 | Cooling | 35.4381 | #N/A | #N/A | #N/A | #N/A | 0 | 0 | 0 | 0 | 0 | 212.6289 | #N/A | #N/A | 88 | #N/A | #N/A | #N/A | #N/A | 0.1181% | 1 | 50% | 0% | 0% | 0% | 8.2745 | 0 | 0 | 0 | 8.2745 | #N/A
2007-07-25 04:00 | 7 | 25 | 4 | 206.1253 | 4924 | 62.06 | 57.02 | 1006 | 62.06 | 0 | 192.6 | Cooling | 32.1 | #N/A | #N/A | #N/A | #N/A | 0 | 0 | 0 | 0 | 0 | 192.6 | #N/A | #N/A | 88 | #N/A | #N/A | #N/A | #N/A | 0.107% | 1 | 50% | 0% | 0% | 0% | 8.2745 | 0 | 0 | 0 | 8.2745 | #N/A
2007-07-25 05:00 | 7 | 25 | 5 | 206.167 | 4925 | 60.98 | 57.02 | 1006 | 60.98 | 0 | 213.6411 | Cooling | 35.6068 | #N/A | #N/A | #N/A | #N/A | 0 | 0 | 0 | 0 | 0 | 213.6411 | #N/A | #N/A | 88 | #N/A | #N/A | #N/A | #N/A | 0.1187% | 1 | 50% | 0% | 0% | 0% | 8.2745 | 0 | 0 | 0 | 8.2745 | #N/A
2007-07-25 06:00 | 7 | 25 | 6 | 206.2086 | 4926 | 60.08 | 57.92 | 1006 | 60.08 | 0 | 1353.7881 | Cooling | 225.6314 | #N/A | #N/A | #N/A | #N/A | 0 | 0 | 0 | 0 | 0 | 1353.7881 | #N/A | #N/A | 88 | #N/A | #N/A | #N/A | #N/A | 0.7521% | 1 | 50% | 0% | 0% | 0% | 8.2745 | 0 | 0 | 0 | 8.2745 | #N/A
2007-07-25 07:00 | 7 | 25 | 7 | 206.2503 | 4927 | 64.04 | 60.98 | 1007 | 64.04 | 0 | 2029.6221 | Cooling | 338.2703 | #N/A | #N/A | #N/A | #N/A | 0 | 0 | 0 | 0 | 0 | 2029.6221 | #N/A | #N/A | 88 | #N/A | #N/A | #N/A | #N/A | 1.128% | 1 | 50% | 0% | 0% | 0% | 8.2745 | 0 | 0 | 0 | 8.2745 | #N/A
2007-07-25 08:00 | 7 | 25 | 8 | 206.292 | 4928 | 64.04 | 64.04 | 1007 | 64.04 | 0 | 3051.2215 | Cooling | 508.5369 | #N/A | #N/A | #N/A | #N/A | 0 | 0 | 0 | 0 | 0 | 3051.2215 | #N/A | #N/A | 88 | #N/A | #N/A | #N/A | #N/A | 1.695% | 1 | 50% | 0% | 0% | 0% | 8.2745 | 0 | 0 | 0 | 8.2745 | #N/A
2007-07-25 09:00 | 7 | 25 | 9 | 206.3336 | 4929 | 69.98 | 64.04 | 1007 | 69.98 | 0 | 3624.0006 | Cooling | 604.0001 | #N/A | #N/A | #N/A | #N/A | 0 | 0 | 0 | 0 | 0 | 3624.0006 | #N/A | #N/A | 88 | #N/A | #N/A | #N/A | #N/A | 2.013% | 1 | 50% | 0% | 0% | 0% | 8.2745 | 0 | 0 | 0 | 8.2745 | #N/A
2007-07-25 10:00 | 7 | 25 | 10 | 206.3753 | 4930 | 73.94 | 64.94 | 1007 | 73.94 | 0 | 3194.1915 | Cooling | 532.3653 | #N/A | #N/A | #N/A | #N/A | 0 | 0 | 0 | 0 | 0 | 3194.1915 | #N/A | #N/A | 88 | #N/A | #N/A | #N/A | #N/A | 1.775% | 1 | 50% | 0% | 0% | 0% | 8.2745 | 0 | 0 | 0 | 8.2745 | #N/A
2007-07-25 11:00 | 7 | 25 | 11 | 206.417 | 4931 | 73.94 | 64.04 | 1007 | 73.94 | 0 | 2948.0546 | Cooling | 491.3424 | #N/A | #N/A | #N/A | #N/A | 0 | 0 | 0 | 0 | 0 | 2948.0546 | #N/A | #N/A | 88 | #N/A | #N/A | #N/A | #N/A | 1.638% | 1 | 50% | 0% | 0% | 0% | 8.2745 | 0 | 0 | 0 | 8.2745 | #N/A
2007-07-25 12:00 | 7 | 25 | 12 | 206.4586 | 4932 | 78.08 | 64.04 | 1007 | 78.08 | 0 | 2744.1464 | Cooling | 457.3577 | #N/A | #N/A | #N/A | #N/A | 0 | 0 | 0 | 0 | 0 | 2744.1464 | #N/A | #N/A | 88 | #N/A | #N/A | #N/A | #N/A | 1.525% | 1 | 50% | 0% | 0% | 0% | 8.2745 | 0 | 0 | 0 | 8.2745 | #N/A
2007-07-25 13:00 | 7 | 25 | 13 | 206.5003 | 4933 | 82.04 | 64.04 | 1007 | 82.04 | 0 | 2813.5366 | Cooling | 468.9228 | #N/A | #N/A | #N/A | #N/A | 0 | 0 | 0 | 0 | 0 | 2813.5366 | #N/A | #N/A | 88 | #N/A | #N/A | #N/A | #N/A | 1.563% | 1 | 50% | 0% | 0% | 0% | 8.2745 | 0 | 0 | 0 | 8.2745 | #N/A
2007-07-25 14:00 | 7 | 25 | 14 | 206.542 | 4934 | 82.04 | 64.04 | 1007 | 82.04 | 0 | 2915.2876 | Cooling | 485.8813 | #N/A | #N/A | #N/A | #N/A | 0 | 0 | 0 | 0 | 0 | 2915.2876 | #N/A | #N/A | 88 | #N/A | #N/A | #N/A | #N/A | 1.62% | 1 | 50% | 0% | 0% | 0% | 8.2745 | 0 | 0 | 0 | 8.2745 | #N/A
2007-07-25 15:00 | 7 | 25 | 15 | 206.5836 | 4935 | 82.04 | 60.98 | 1007 | 82.04 | 0 | 2870.6311 | Cooling | 478.4385 | #N/A | #N/A | #N/A | #N/A | 0 | 0 | 0 | 0 | 0 | 2870.6311 | #N/A | #N/A | 88 | #N/A | #N/A | #N/A | #N/A | 1.595% | 1 | 50% | 0% | 0% | 0% | 8.2745 | 0 | 0 | 0 | 8.2745 | #N/A
2007-07-25 16:00 | 7 | 25 | 16 | 206.6253 | 4936 | 82.04 | 60.98 | 1007 | 82.04 | 0 | 2918.733 | Cooling | 486.4555 | #N/A | #N/A | #N/A | #N/A | 0 | 0 | 0 | 0 | 0 | 2918.733 | #N/A | #N/A | 88 | #N/A | #N/A | #N/A | #N/A | 1.622% | 1 | 50% | 0% | 0% | 0% | 8.2745 | 0 | 0 | 0 | 8.2745 | #N/A
2007-07-25 17:00 | 7 | 25 | 17 | 206.667 | 4937 | 82.04 | 62.06 | 1007 | 82.04 | 0 | 2907.5951 | Cooling | 484.5992 | #N/A | #N/A | #N/A | #N/A | 0 | 0 | 0 | 0 | 0 | 2907.5951 | #N/A | #N/A | 88 | #N/A | #N/A | #N/A | #N/A | 1.615% | 1 | 50% | 0% | 0% | 0% | 8.2745 | 0 | 0 | 0 | 8.2745 | #N/A
2007-07-25 18:00 | 7 | 25 | 18 | 206.7086 | 4938 | 80.06 | 57.92 | 1007 | 80.06 | 0 | 2682.7406 | Cooling | 447.1234 | #N/A | #N/A | #N/A | #N/A | 0 | 0 | 0 | 0 | 0 | 2682.7406 | #N/A | #N/A | 88 | #N/A | #N/A | #N/A | #N/A | 1.49% | 1 | 50% | 0% | 0% | 0% | 8.2745 | 0 | 0 | 0 | 8.2745 | #N/A
2007-07-25 19:00 | 7 | 25 | 19 | 206.7503 | 4939 | 78.08 | 57.92 | 1007 | 78.08 | 0 | 2873.7764 | Cooling | 478.9627 | #N/A | #N/A | #N/A | #N/A | 0 | 0 | 0 | 0 | 0 | 2873.7764 | #N/A | #N/A | 88 | #N/A | #N/A | #N/A | #N/A | 1.597% | 1 | 50% | 0% | 0% | 0% | 8.2745 | 0 | 0 | 0 | 8.2745 | #N/A
2007-07-25 20:00 | 7 | 25 | 20 | 206.792 | 4940 | 78.08 | 57.92 | 1008 | 78.08 | 0 | 2749.8875 | Cooling | 458.3146 | #N/A | #N/A | #N/A | #N/A | 0 | 0 | 0 | 0 | 0 | 2749.8875 | #N/A | #N/A | 88 | #N/A | #N/A | #N/A | #N/A | 1.528% | 1 | 50% | 0% | 0% | 0% | 8.2745 | 0 | 0 | 0 | 8.2745 | #N/A
2007-07-25 21:00 | 7 | 25 | 21 | 206.8336 | 4941 | 75.02 | 57.92 | 1009 | 75.02 | 0 | 2200.4321 | Cooling | 366.7387 | #N/A | #N/A | #N/A | #N/A | 0 | 0 | 0 | 0 | 0 | 2200.4321 | #N/A | #N/A | 88 | #N/A | #N/A | #N/A | #N/A | 1.222% | 1 | 50% | 0% | 0% | 0% | 8.2745 | 0 | 0 | 0 | 8.2745 | #N/A
2007-07-25 22:00 | 7 | 25 | 22 | 206.8753 | 4942 | 73.94 | 57.92 | 1009 | 73.94 | 0 | 386.3822 | Cooling | 64.397 | #N/A | #N/A | #N/A | #N/A | 0 | 0 | 0 | 0 | 0 | 386.3822 | #N/A | #N/A | 88 | #N/A | #N/A | #N/A | #N/A | 0.2147% | 1 | 50% | 0% | 0% | 0% | 8.2745 | 0 | 0 | 0 | 8.2745 | #N/A
2007-07-25 23:00 | 7 | 25 | 23 | 206.917 | 4943 | 73.94 | 57.92 | 1010 | 73.94 | 0 | 363.5594 | Cooling | 60.5932 | #N/A | #N/A | #N/A | #N/A | 0 | 0 | 0 | 0 | 0 | 363.5594 | #N/A | #N/A | 88 | #N/A | #N/A | #N/A | #N/A | 0.202% | 1 | 50% | 0% | 0% | 0% | 8.2745 | 0 | 0 | 0 | 8.2745 | #N/A
2007-07-26 | 7 | 26 | 0 | 206.9586 | 4944 | 73.04 | 57.92 | 1010 | 73.04 | 0 | 304.4042 | Cooling | 50.734 | #N/A | #N/A | #N/A | #N/A | 0 | 0 | 0 | 0 | 0 | 304.4042 | #N/A | #N/A | 88 | #N/A | #N/A | #N/A | #N/A | 0.1691% | 1 | 50% | 0% | 0% | 0% | 8.2745 | 0 | 0 | 0 | 8.2745 | #N/A
2007-07-26 01:00 | 7 | 26 | 1 | 207.0003 | 4945 | 71.96 | 57.92 | 1010 | 71.96 | 0 | 278.2621 | Cooling | 46.377 | #N/A | #N/A | #N/A | #N/A | 0 | 0 | 0 | 0 | 0 | 278.2621 | #N/A | #N/A | 88 | #N/A | #N/A | #N/A | #N/A | 0.1546% | 1 | 50% | 0% | 0% | 0% | 8.2745 | 0 | 0 | 0 | 8.2745 | #N/A
2007-07-26 02:00 | 7 | 26 | 2 | 207.042 | 4946 | 71.96 | 57.92 | 1010 | 71.96 | 0 | 267.7342 | Cooling | 44.6224 | #N/A | #N/A | #N/A | #N/A | 0 | 0 | 0 | 0 | 0 | 267.7342 | #N/A | #N/A | 88 | #N/A | #N/A | #N/A | #N/A | 0.1487% | 1 | 50% | 0% | 0% | 0% | 8.2745 | 0 | 0 | 0 | 8.2745 | #N/A
2007-07-26 03:00 | 7 | 26 | 3 | 207.0836 | 4947 | 71.06 | 57.02 | 1010 | 71.06 | 0 | 240.1514 | Cooling | 40.0252 | #N/A | #N/A | #N/A | #N/A | 0 | 0 | 0 | 0 | 0 | 240.1514 | #N/A | #N/A | 88 | #N/A | #N/A | #N/A | #N/A | 0.1334% | 1 | 50% | 0% | 0% | 0% | 8.2745 | 0 | 0 | 0 | 8.2745 | #N/A
2007-07-26 04:00 | 7 | 26 | 4 | 207.1253 | 4948 | 68 | 55.94 | 1010 | 68 | 0 | 191.9809 | Cooling | 31.9968 | #N/A | #N/A | #N/A | #N/A | 0 | 0 | 0 | 0 | 0 | 191.9809 | #N/A | #N/A | 88 | #N/A | #N/A | #N/A | #N/A | 0.1067% | 1 | 50% | 0% | 0% | 0% | 8.2745 | 0 | 0 | 0 | 8.2745 | #N/A
2007-07-26 05:00 | 7 | 26 | 5 | 207.167 | 4949 | 68 | 55.94 | 1010 | 68 | 0 | 186.6915 | Cooling | 31.1153 | #N/A | #N/A | #N/A | #N/A | 0 | 0 | 0 | 0 | 0 | 186.6915 | #N/A | #N/A | 88 | #N/A | #N/A | #N/A | #N/A | 0.1037% | 1 | 50% | 0% | 0% | 0% | 8.2745 | 0 | 0 | 0 | 8.2745 | #N/A
2007-07-26 06:00 | 7 | 26 | 6 | 207.2086 | 4950 | 66.92 | 57.02 | 1011 | 66.92 | 0 | 1173.5606 | Cooling | 195.5934 | #N/A | #N/A | #N/A | #N/A | 0 | 0 | 0 | 0 | 0 | 1173.5606 | #N/A | #N/A | 88 | #N/A | #N/A | #N/A | #N/A | 0.652% | 1 | 50% | 0% | 0% | 0% | 8.2745 | 0 | 0 | 0 | 8.2745 | #N/A
2007-07-26 07:00 | 7 | 26 | 7 | 207.2503 | 4951 | 69.8 | 57.92 | 1012 | 69.8 | 0 | 1627.6139 | Cooling | 271.269 | #N/A | #N/A | #N/A | #N/A | 0 | 0 | 0 | 0 | 0 | 1627.6139 | #N/A | #N/A | 88 | #N/A | #N/A | #N/A | #N/A | 0.9042% | 1 | 50% | 0% | 0% | 0% | 8.2745 | 0 | 0 | 0 | 8.2745 | #N/A
2007-07-26 08:00 | 7 | 26 | 8 | 207.292 | 4952 | 69.08 | 59 | 1012 | 69.08 | 0 | 2478.1289 | Cooling | 413.0215 | #N/A | #N/A | #N/A | #N/A | 0 | 0 | 0 | 0 | 0 | 2478.1289 | #N/A | #N/A | 88 | #N/A | #N/A | #N/A | #N/A | 1.377% | 1 | 50% | 0% | 0% | 0% | 8.2745 | 0 | 0 | 0 | 8.2745 | #N/A
2007-07-26 09:00 | 7 | 26 | 9 | 207.3336 | 4953 | 73.4 | 62.06 | 1012 | 73.4 | 0 | 3337.0738 | Cooling | 556.179 | #N/A | #N/A | #N/A | #N/A | 0 | 0 | 0 | 0 | 0 | 3337.0738 | #N/A | #N/A | 88 | #N/A | #N/A | #N/A | #N/A | 1.854% | 1 | 50% | 0% | 0% | 0% | 8.2745 | 0 | 0 | 0 | 8.2745 | #N/A
2007-07-26 10:00 | 7 | 26 | 10 | 207.3753 | 4954 | 75.2 | 62.96 | 1012 | 75.2 | 0 | 2877.6046 | Cooling | 479.6008 | #N/A | #N/A | #N/A | #N/A | 0 | 0 | 0 | 0 | 0 | 2877.6046 | #N/A | #N/A | 88 | #N/A | #N/A | #N/A | #N/A | 1.599% | 1 | 50% | 0% | 0% | 0% | 8.2745 | 0 | 0 | 0 | 8.2745 | #N/A
2007-07-26 11:00 | 7 | 26 | 11 | 207.417 | 4955 | 75.02 | 62.96 | 1012 | 75.02 | 0 | 2823.1067 | Cooling | 470.5178 | #N/A | #N/A | #N/A | #N/A | 0 | 0 | 0 | 0 | 0 | 2823.1067 | #N/A | #N/A | 88 | #N/A | #N/A | #N/A | #N/A | 1.568% | 1 | 50% | 0% | 0% | 0% | 8.2745 | 0 | 0 | 0 | 8.2745 | #N/A
2007-07-26 12:00 | 7 | 26 | 12 | 207.4586 | 4956 | 80.06 | 62.06 | 1011 | 80.06 | 0 | 2730.3609 | Cooling | 455.0602 | #N/A | #N/A | #N/A | #N/A | 0 | 0 | 0 | 0 | 0 | 2730.3609 | #N/A | #N/A | 88 | #N/A | #N/A | #N/A | #N/A | 1.517% | 1 | 50% | 0% | 0% | 0% | 8.2745 | 0 | 0 | 0 | 8.2745 | #N/A
2007-07-26 13:00 | 7 | 26 | 13 | 207.5003 | 4957 | 80.06 | 59 | 1011 | 80.06 | 0 | 2709.2274 | Cooling | 451.5379 | #N/A | #N/A | #N/A | #N/A | 0 | 0 | 0 | 0 | 0 | 2709.2274 | #N/A | #N/A | 88 | #N/A | #N/A | #N/A | #N/A | 1.505% | 1 | 50% | 0% | 0% | 0% | 8.2745 | 0 | 0 | 0 | 8.2745 | #N/A
2007-07-26 14:00 | 7 | 26 | 14 | 207.542 | 4958 | 80.06 | 59 | 1011 | 80.06 | 0 | 2777.4643 | Cooling | 462.9107 | #N/A | #N/A | #N/A | #N/A | 0 | 0 | 0 | 0 | 0 | 2777.4643 | #N/A | #N/A | 88 | #N/A | #N/A | #N/A | #N/A | 1.543% | 1 | 50% | 0% | 0% | 0% | 8.2745 | 0 | 0 | 0 | 8.2745 | #N/A
2007-07-26 15:00 | 7 | 26 | 15 | 207.5836 | 4959 | 84.02 | 60.98 | 1010 | 84.02 | 0 | 2860.4696 | Cooling | 476.7449 | #N/A | #N/A | #N/A | #N/A | 0 | 0 | 0 | 0 | 0 | 2860.4696 | #N/A | #N/A | 88 | #N/A | #N/A | #N/A | #N/A | 1.589% | 1 | 50% | 0% | 0% | 0% | 8.2745 | 0 | 0 | 0 | 8.2745 | #N/A
2007-07-26 16:00 | 7 | 26 | 16 | 207.6253 | 4960 | 84.02 | 60.98 | 1010 | 84.02 | 0 | 2960.8083 | Cooling | 493.4681 | #N/A | #N/A | #N/A | #N/A | 0 | 0 | 0 | 0 | 0 | 2960.8083 | #N/A | #N/A | 88 | #N/A | #N/A | #N/A | #N/A | 1.645% | 1 | 50% | 0% | 0% | 0% | 8.2745 | 0 | 0 | 0 | 8.2745 | #N/A
2007-07-26 17:00 | 7 | 26 | 17 | 207.667 | 4961 | 84.02 | 62.96 | 1010 | 84.02 | 0 | 2956.2117 | Cooling | 492.7019 | #N/A | #N/A | #N/A | #N/A | 0 | 0 | 0 | 0 | 0 | 2956.2117 | #N/A | #N/A | 88 | #N/A | #N/A | #N/A | #N/A | 1.642% | 1 | 50% | 0% | 0% | 0% | 8.2745 | 0 | 0 | 0 | 8.2745 | #N/A
2007-07-26 18:00 | 7 | 26 | 18 | 207.7086 | 4962 | 80.96 | 64.04 | 1010 | 80.96 | 0 | 2855.1222 | Cooling | 475.8537 | #N/A | #N/A | #N/A | #N/A | 0 | 0 | 0 | 0 | 0 | 2855.1222 | #N/A | #N/A | 88 | #N/A | #N/A | #N/A | #N/A | 1.586% | 1 | 50% | 0% | 0% | 0% | 8.2745 | 0 | 0 | 0 | 8.2745 | #N/A
2007-07-26 19:00 | 7 | 26 | 19 | 207.7503 | 4963 | 77 | 64.04 | 1010 | 77 | 0 | 2760.2725 | Cooling | 460.0454 | #N/A | #N/A | #N/A | #N/A | 0 | 0 | 0 | 0 | 0 | 2760.2725 | #N/A | #N/A | 88 | #N/A | #N/A | #N/A | #N/A | 1.533% | 1 | 50% | 0% | 0% | 0% | 8.2745 | 0 | 0 | 0 | 8.2745 | #N/A
2007-07-26 20:00 | 7 | 26 | 20 | 207.792 | 4964 | 77 | 64.94 | 1010 | 77 | 0 | 3008.2494 | Cooling | 501.3749 | #N/A | #N/A | #N/A | #N/A | 0 | 0 | 0 | 0 | 0 | 3008.2494 | #N/A | #N/A | 88 | #N/A | #N/A | #N/A | #N/A | 1.671% | 1 | 50% | 0% | 0% | 0% | 8.2745 | 0 | 0 | 0 | 8.2745 | #N/A
2007-07-26 21:00 | 7 | 26 | 21 | 207.8336 | 4965 | 73.94 | 64.94 | 1011 | 73.94 | 0 | 3524.6229 | Cooling | 587.4371 | #N/A | #N/A | #N/A | #N/A | 0 | 0 | 0 | 0 | 0 | 3524.6229 | #N/A | #N/A | 88 | #N/A | #N/A | #N/A | #N/A | 1.958% | 1 | 50% | 0% | 0% | 0% | 8.2745 | 0 | 0 | 0 | 8.2745 | #N/A
2007-07-26 22:00 | 7 | 26 | 22 | 207.8753 | 4966 | 73.04 | 64.04 | 1011 | 73.04 | 0 | 1005.3766 | Cooling | 167.5628 | #N/A | #N/A | #N/A | #N/A | 0 | 0 | 0 | 0 | 0 | 1005.3766 | #N/A | #N/A | 88 | #N/A | #N/A | #N/A | #N/A | 0.5585% | 1 | 50% | 0% | 0% | 0% | 8.2745 | 0 | 0 | 0 | 8.2745 | #N/A
2007-07-26 23:00 | 7 | 26 | 23 | 207.917 | 4967 | 73.04 | 64.94 | 1011 | 73.04 | 0 | 1024.3 | Cooling | 170.7167 | #N/A | #N/A | #N/A | #N/A | 0 | 0 | 0 | 0 | 0 | 1024.3 | #N/A | #N/A | 88 | #N/A | #N/A | #N/A | #N/A | 0.5691% | 1 | 50% | 0% | 0% | 0% | 8.2745 | 0 | 0 | 0 | 8.2745 | #N/A
2007-07-27 | 7 | 27 | 0 | 207.9586 | 4968 | 71.06 | 64.04 | 1011 | 71.06 | 0 | 763.3858 | Cooling | 127.231 | #N/A | #N/A | #N/A | #N/A | 0 | 0 | 0 | 0 | 0 | 763.3858 | #N/A | #N/A | 88 | #N/A | #N/A | #N/A | #N/A | 0.4241% | 1 | 50% | 0% | 0% | 0% | 8.2745 | 0 | 0 | 0 | 8.2745 | #N/A
2007-07-27 01:00 | 7 | 27 | 1 | 208.0003 | 4969 | 69.98 | 64.04 | 1011 | 69.98 | 0 | 644.7008 | Cooling | 107.4501 | #N/A | #N/A | #N/A | #N/A | 0 | 0 | 0 | 0 | 0 | 644.7008 | #N/A | #N/A | 88 | #N/A | #N/A | #N/A | #N/A | 0.3582% | 1 | 50% | 0% | 0% | 0% | 8.2745 | 0 | 0 | 0 | 8.2745 | #N/A
2007-07-27 02:00 | 7 | 27 | 2 | 208.042 | 4970 | 69.98 | 62.96 | 1011 | 69.98 | 0 | 558.2295 | Cooling | 93.0383 | #N/A | #N/A | #N/A | #N/A | 0 | 0 | 0 | 0 | 0 | 558.2295 | #N/A | #N/A | 88 | #N/A | #N/A | #N/A | #N/A | 0.3101% | 1 | 50% | 0% | 0% | 0% | 8.2745 | 0 | 0 | 0 | 8.2745 | #N/A
2007-07-27 03:00 | 7 | 27 | 3 | 208.0836 | 4971 | 69.98 | 62.06 | 1011 | 69.98 | 0 | 499.5701 | Cooling | 83.2617 | #N/A | #N/A | #N/A | #N/A | 0 | 0 | 0 | 0 | 0 | 499.5701 | #N/A | #N/A | 88 | #N/A | #N/A | #N/A | #N/A | 0.2775% | 1 | 50% | 0% | 0% | 0% | 8.2745 | 0 | 0 | 0 | 8.2745 | #N/A
2007-07-27 04:00 | 7 | 27 | 4 | 208.1253 | 4972 | 69.98 | 62.06 | 1011 | 69.98 | 0 | 470.425 | Cooling | 78.4042 | #N/A | #N/A | #N/A | #N/A | 0 | 0 | 0 | 0 | 0 | 470.425 | #N/A | #N/A | 88 | #N/A | #N/A | #N/A | #N/A | 0.2613% | 1 | 50% | 0% | 0% | 0% | 8.2745 | 0 | 0 | 0 | 8.2745 | #N/A
2007-07-27 05:00 | 7 | 27 | 5 | 208.167 | 4973 | 69.98 | 60.98 | 1011 | 69.98 | 0 | 487.9985 | Cooling | 81.3331 | #N/A | #N/A | #N/A | #N/A | 0 | 0 | 0 | 0 | 0 | 487.9985 | #N/A | #N/A | 88 | #N/A | #N/A | #N/A | #N/A | 0.2711% | 1 | 50% | 0% | 0% | 0% | 8.2745 | 0 | 0 | 0 | 8.2745 | #N/A
2007-07-27 06:00 | 7 | 27 | 6 | 208.2086 | 4974 | 71.06 | 62.06 | 1011 | 71.06 | 0 | 2217.548 | Cooling | 369.5913 | #N/A | #N/A | #N/A | #N/A | 0 | 0 | 0 | 0 | 0 | 2217.548 | #N/A | #N/A | 88 | #N/A | #N/A | #N/A | #N/A | 1.232% | 1 | 50% | 0% | 0% | 0% | 8.2745 | 0 | 0 | 0 | 8.2745 | #N/A
2007-07-27 07:00 | 7 | 27 | 7 | 208.2503 | 4975 | 71.96 | 62.96 | 1011 | 71.96 | 0 | 2507.7152 | Cooling | 417.9525 | #N/A | #N/A | #N/A | #N/A | 0 | 0 | 0 | 0 | 0 | 2507.7152 | #N/A | #N/A | 88 | #N/A | #N/A | #N/A | #N/A | 1.393% | 1 | 50% | 0% | 0% | 0% | 8.2745 | 0 | 0 | 0 | 8.2745 | #N/A
2007-07-27 08:00 | 7 | 27 | 8 | 208.292 | 4976 | 71.96 | 64.94 | 1011 | 71.96 | 0 | 3385.5592 | Cooling | 564.2599 | #N/A | #N/A | #N/A | #N/A | 0 | 0 | 0 | 0 | 0 | 3385.5592 | #N/A | #N/A | 88 | #N/A | #N/A | #N/A | #N/A | 1.881% | 1 | 50% | 0% | 0% | 0% | 8.2745 | 0 | 0 | 0 | 8.2745 | #N/A
2007-07-27 09:00 | 7 | 27 | 9 | 208.3336 | 4977 | 75.92 | 66.92 | 1011 | 75.92 | 0 | 2767.2939 | Cooling | 461.2157 | #N/A | #N/A | #N/A | #N/A | 0 | 0 | 0 | 0 | 0 | 2767.2939 | #N/A | #N/A | 88 | #N/A | #N/A | #N/A | #N/A | 1.537% | 1 | 50% | 0% | 0% | 0% | 8.2745 | 0 | 0 | 0 | 8.2745 | #N/A
2007-07-27 10:00 | 7 | 27 | 10 | 208.3753 | 4978 | 80.06 | 64.94 | 1011 | 80.06 | 0 | 2572.8673 | Cooling | 428.8112 | #N/A | #N/A | #N/A | #N/A | 0 | 0 | 0 | 0 | 0 | 2572.8673 | #N/A | #N/A | 88 | #N/A | #N/A | #N/A | #N/A | 1.429% | 1 | 50% | 0% | 0% | 0% | 8.2745 | 0 | 0 | 0 | 8.2745 | #N/A
2007-07-27 11:00 | 7 | 27 | 11 | 208.417 | 4979 | 80.06 | 64.94 | 1011 | 80.06 | 0 | 2582.7375 | Cooling | 430.4562 | #N/A | #N/A | #N/A | #N/A | 0 | 0 | 0 | 0 | 0 | 2582.7375 | #N/A | #N/A | 88 | #N/A | #N/A | #N/A | #N/A | 1.435% | 1 | 50% | 0% | 0% | 0% | 8.2745 | 0 | 0 | 0 | 8.2745 | #N/A
2007-07-27 12:00 | 7 | 27 | 12 | 208.4586 | 4980 | 84.02 | 64.04 | 1011 | 84.02 | 0 | 2570.3569 | Cooling | 428.3928 | #N/A | #N/A | #N/A | #N/A | 0 | 0 | 0 | 0 | 0 | 2570.3569 | #N/A | #N/A | 88 | #N/A | #N/A | #N/A | #N/A | 1.428% | 1 | 50% | 0% | 0% | 0% | 8.2745 | 0 | 0 | 0 | 8.2745 | #N/A
2007-07-27 13:00 | 7 | 27 | 13 | 208.5003 | 4981 | 86 | 62.06 | 1010 | 86 | 0 | 2540.8901 | Cooling | 423.4817 | #N/A | #N/A | #N/A | #N/A | 0 | 0 | 0 | 0 | 0 | 2540.8901 | #N/A | #N/A | 88 | #N/A | #N/A | #N/A | #N/A | 1.412% | 1 | 50% | 0% | 0% | 0% | 8.2745 | 0 | 0 | 0 | 8.2745 | #N/A
2007-07-27 14:00 | 7 | 27 | 14 | 208.542 | 4982 | 86 | 62.06 | 1010 | 86 | 0 | 2430.1811 | Cooling | 405.0302 | #N/A | #N/A | #N/A | #N/A | 0 | 0 | 0 | 0 | 0 | 2430.1811 | #N/A | #N/A | 88 | #N/A | #N/A | #N/A | #N/A | 1.35% | 1 | 50% | 0% | 0% | 0% | 8.2745 | 0 | 0 | 0 | 8.2745 | #N/A
2007-07-27 15:00 | 7 | 27 | 15 | 208.5836 | 4983 | 87.08 | 59 | 1009 | 87.08 | 0 | 2335.1197 | Cooling | 389.1866 | #N/A | #N/A | #N/A | #N/A | 0 | 0 | 0 | 0 | 0 | 2335.1197 | #N/A | #N/A | 88 | #N/A | #N/A | #N/A | #N/A | 1.297% | 1 | 50% | 0% | 0% | 0% | 8.2745 | 0 | 0 | 0 | 8.2745 | #N/A
2007-07-27 16:00 | 7 | 27 | 16 | 208.6253 | 4984 | 87.98 | 64.94 | 1009 | 87.98 | 0 | 2456.1591 | Cooling | 409.3598 | #N/A | #N/A | #N/A | #N/A | 0 | 0 | 0 | 0 | 0 | 2456.1591 | #N/A | #N/A | 88 | #N/A | #N/A | #N/A | #N/A | 1.365% | 1 | 50% | 0% | 0% | 0% | 8.2745 | 0 | 0 | 0 | 8.2745 | #N/A
2007-07-27 17:00 | 7 | 27 | 17 | 208.667 | 4985 | 87.98 | 64.04 | 1009 | 87.98 | 0 | 2472.5566 | Cooling | 412.0928 | #N/A | #N/A | #N/A | #N/A | 0 | 0 | 0 | 0 | 0 | 2472.5566 | #N/A | #N/A | 88 | #N/A | #N/A | #N/A | #N/A | 1.374% | 1 | 50% | 0% | 0% | 0% | 8.2745 | 0 | 0 | 0 | 8.2745 | #N/A
2007-07-27 18:00 | 7 | 27 | 18 | 208.7086 | 4986 | 84.02 | 62.96 | 1009 | 84.02 | 0 | 990.735 | Cooling | 165.1225 | #N/A | #N/A | #N/A | #N/A | 0 | 0 | 0 | 0 | 0 | 990.735 | #N/A | #N/A | 88 | #N/A | #N/A | #N/A | #N/A | 0.5504% | 1 | 50% | 0% | 0% | 0% | 8.2745 | 0 | 0 | 0 | 8.2745 | #N/A
2007-07-27 19:00 | 7 | 27 | 19 | 208.7503 | 4987 | 82.94 | 64.04 | 1008 | 82.94 | 0 | 1097.486 | Cooling | 182.9143 | #N/A | #N/A | #N/A | #N/A | 0 | 0 | 0 | 0 | 0 | 1097.486 | #N/A | #N/A | 88 | #N/A | #N/A | #N/A | #N/A | 0.6097% | 1 | 50% | 0% | 0% | 0% | 8.2745 | 0 | 0 | 0 | 8.2745 | #N/A
2007-07-27 20:00 | 7 | 27 | 20 | 208.792 | 4988 | 82.94 | 64.94 | 1008 | 82.94 | 0 | 2068.2755 | Cooling | 344.7126 | #N/A | #N/A | #N/A | #N/A | 0 | 0 | 0 | 0 | 0 | 2068.2755 | #N/A | #N/A | 88 | #N/A | #N/A | #N/A | #N/A | 1.149% | 1 | 50% | 0% | 0% | 0% | 8.2745 | 0 | 0 | 0 | 8.2745 | #N/A
2007-07-27 21:00 | 7 | 27 | 21 | 208.8336 | 4989 | 80.06 | 66.02 | 1009 | 80.06 | 0 | 1428.5198 | Cooling | 238.0866 | #N/A | #N/A | #N/A | #N/A | 0 | 0 | 0 | 0 | 0 | 1428.5198 | #N/A | #N/A | 88 | #N/A | #N/A | #N/A | #N/A | 0.7936% | 1 | 50% | 0% | 0% | 0% | 8.2745 | 0 | 0 | 0 | 8.2745 | #N/A
2007-07-27 22:00 | 7 | 27 | 22 | 208.8753 | 4990 | 78.98 | 64.94 | 1009 | 78.98 | 0 | 985.5978 | Cooling | 164.2663 | #N/A | #N/A | #N/A | #N/A | 0 | 0 | 0 | 0 | 0 | 985.5978 | #N/A | #N/A | 88 | #N/A | #N/A | #N/A | #N/A | 0.5476% | 1 | 50% | 0% | 0% | 0% | 8.2745 | 0 | 0 | 0 | 8.2745 | #N/A
2007-07-27 23:00 | 7 | 27 | 23 | 208.917 | 4991 | 78.98 | 66.02 | 1009 | 78.98 | 0 | 635.6941 | Cooling | 105.949 | #N/A | #N/A | #N/A | #N/A | 0 | 0 | 0 | 0 | 0 | 635.6941 | #N/A | #N/A | 88 | #N/A | #N/A | #N/A | #N/A | 0.3532% | 1 | 50% | 0% | 0% | 0% | 8.2745 | 0 | 0 | 0 | 8.2745 | #N/A
2007-07-28 | 7 | 28 | 0 | 208.9586 | 4992 | 73.94 | 66.02 | 1008 | 73.94 | 0 | 561.3784 | Cooling | 93.5631 | #N/A | #N/A | #N/A | #N/A | 0 | 0 | 0 | 0 | 0 | 561.3784 | #N/A | #N/A | 88 | #N/A | #N/A | #N/A | #N/A | 0.3119% | 1 | 50% | 0% | 0% | 0% | 8.2745 | 0 | 0 | 0 | 8.2745 | #N/A
2007-07-28 01:00 | 7 | 28 | 1 | 209.0003 | 4993 | 73.04 | 64.94 | 1008 | 73.04 | 0 | 496.0828 | Cooling | 82.6805 | #N/A | #N/A | #N/A | #N/A | 0 | 0 | 0 | 0 | 0 | 496.0828 | #N/A | #N/A | 88 | #N/A | #N/A | #N/A | #N/A | 0.2756% | 1 | 50% | 0% | 0% | 0% | 8.2745 | 0 | 0 | 0 | 8.2745 | #N/A
2007-07-28 02:00 | 7 | 28 | 2 | 209.042 | 4994 | 73.04 | 64.04 | 1008 | 73.04 | 0 | 430.7799 | Cooling | 71.7967 | #N/A | #N/A | #N/A | #N/A | 0 | 0 | 0 | 0 | 0 | 430.7799 | #N/A | #N/A | 88 | #N/A | #N/A | #N/A | #N/A | 0.2393% | 1 | 50% | 0% | 0% | 0% | 8.2745 | 0 | 0 | 0 | 8.2745 | #N/A
2007-07-28 03:00 | 7 | 28 | 3 | 209.0836 | 4995 | 69.98 | 64.04 | 1008 | 69.98 | 0 | 403.0286 | Cooling | 67.1714 | #N/A | #N/A | #N/A | #N/A | 0 | 0 | 0 | 0 | 0 | 403.0286 | #N/A | #N/A | 88 | #N/A | #N/A | #N/A | #N/A | 0.2239% | 1 | 50% | 0% | 0% | 0% | 8.2745 | 0 | 0 | 0 | 8.2745 | #N/A
2007-07-28 04:00 | 7 | 28 | 4 | 209.1253 | 4996 | 69.08 | 62.96 | 1008 | 69.08 | 0 | 380.0638 | Cooling | 63.344 | #N/A | #N/A | #N/A | #N/A | 0 | 0 | 0 | 0 | 0 | 380.0638 | #N/A | #N/A | 88 | #N/A | #N/A | #N/A | #N/A | 0.2111% | 1 | 50% | 0% | 0% | 0% | 8.2745 | 0 | 0 | 0 | 8.2745 | #N/A
2007-07-28 05:00 | 7 | 28 | 5 | 209.167 | 4997 | 68 | 62.96 | 1008 | 68 | 0 | 442.5009 | Cooling | 73.7501 | #N/A | #N/A | #N/A | #N/A | 0 | 0 | 0 | 0 | 0 | 442.5009 | #N/A | #N/A | 88 | #N/A | #N/A | #N/A | #N/A | 0.2458% | 1 | 50% | 0% | 0% | 0% | 8.2745 | 0 | 0 | 0 | 8.2745 | #N/A
2007-07-28 06:00 | 7 | 28 | 6 | 209.2086 | 4998 | 69.98 | 64.04 | 1008 | 69.98 | 0 | 652.9761 | Cooling | 108.8293 | #N/A | #N/A | #N/A | #N/A | 0 | 0 | 0 | 0 | 0 | 652.9761 | #N/A | #N/A | 88 | #N/A | #N/A | #N/A | #N/A | 0.3628% | 1 | 50% | 0% | 0% | 0% | 8.2745 | 0 | 0 | 0 | 8.2745 | #N/A
2007-07-28 07:00 | 7 | 28 | 7 | 209.2503 | 4999 | 69.08 | 64.94 | 1009 | 69.08 | 0 | 1024.0522 | Cooling | 170.6754 | #N/A | #N/A | #N/A | #N/A | 0 | 0 | 0 | 0 | 0 | 1024.0522 | #N/A | #N/A | 88 | #N/A | #N/A | #N/A | #N/A | 0.5689% | 1 | 50% | 0% | 0% | 0% | 8.2745 | 0 | 0 | 0 | 8.2745 | #N/A
2007-07-28 08:00 | 7 | 28 | 8 | 209.292 | 5000 | 73.04 | 66.02 | 1009 | 73.04 | 0 | 1493.4683 | Cooling | 248.9114 | #N/A | #N/A | #N/A | #N/A | 0 | 0 | 0 | 0 | 0 | 1493.4683 | #N/A | #N/A | 88 | #N/A | #N/A | #N/A | #N/A | 0.8297% | 1 | 50% | 0% | 0% | 0% | 8.2745 | 0 | 0 | 0 | 8.2745 | #N/A
2007-07-28 09:00 | 7 | 28 | 9 | 209.3336 | 5001 | 80.06 | 66.92 | 1008 | 80.06 | 0 | 1928.4375 | Cooling | 321.4062 | #N/A | #N/A | #N/A | #N/A | 0 | 0 | 0 | 0 | 0 | 1928.4375 | #N/A | #N/A | 88 | #N/A | #N/A | #N/A | #N/A | 1.071% | 1 | 50% | 0% | 0% | 0% | 8.2745 | 0 | 0 | 0 | 8.2745 | #N/A
2007-07-28 10:00 | 7 | 28 | 10 | 209.3753 | 5002 | 82.94 | 66.92 | 1008 | 82.94 | 0 | 1263.0822 | Cooling | 210.5137 | #N/A | #N/A | #N/A | #N/A | 0 | 0 | 0 | 0 | 0 | 1263.0822 | #N/A | #N/A | 88 | #N/A | #N/A | #N/A | #N/A | 0.7017% | 1 | 50% | 0% | 0% | 0% | 8.2745 | 0 | 0 | 0 | 8.2745 | #N/A
2007-07-28 11:00 | 7 | 28 | 11 | 209.417 | 5003 | 82.94 | 69.08 | 1008 | 82.94 | 0 | 985.4835 | Cooling | 164.2473 | #N/A | #N/A | #N/A | #N/A | 0 | 0 | 0 | 0 | 0 | 985.4835 | #N/A | #N/A | 88 | #N/A | #N/A | #N/A | #N/A | 0.5475% | 1 | 50% | 0% | 0% | 0% | 8.2745 | 0 | 0 | 0 | 8.2745 | #N/A
2007-07-28 12:00 | 7 | 28 | 12 | 209.4586 | 5004 | 89.06 | 66.92 | 1007 | 89.06 | 0 | 1057.3893 | Cooling | 176.2315 | #N/A | #N/A | #N/A | #N/A | 0 | 0 | 0 | 0 | 0 | 1057.3893 | #N/A | #N/A | 88 | #N/A | #N/A | #N/A | #N/A | 0.5874% | 1 | 50% | 0% | 0% | 0% | 8.2745 | 0 | 0 | 0 | 8.2745 | #N/A
2007-07-28 13:00 | 7 | 28 | 13 | 209.5003 | 5005 | 89.96 | 64.94 | 1006 | 89.96 | 0 | 1059.8001 | Cooling | 176.6333 | #N/A | #N/A | #N/A | #N/A | 0 | 0 | 0 | 0 | 0 | 1059.8001 | #N/A | #N/A | 88 | #N/A | #N/A | #N/A | #N/A | 0.5888% | 1 | 50% | 0% | 0% | 0% | 8.2745 | 0 | 0 | 0 | 8.2745 | #N/A
2007-07-28 14:00 | 7 | 28 | 14 | 209.542 | 5006 | 89.96 | 64.94 | 1006 | 89.96 | 0 | 1106.4086 | Cooling | 184.4014 | #N/A | #N/A | #N/A | #N/A | 0 | 0 | 0 | 0 | 0 | 1106.4086 | #N/A | #N/A | 88 | #N/A | #N/A | #N/A | #N/A | 0.6147% | 1 | 50% | 0% | 0% | 0% | 8.2745 | 0 | 0 | 0 | 8.2745 | #N/A
2007-07-28 15:00 | 7 | 28 | 15 | 209.5836 | 5007 | 91.04 | 66.02 | 1005 | 91.04 | 0 | 1128.3201 | Cooling | 188.0534 | #N/A | #N/A | #N/A | #N/A | 0 | 0 | 0 | 0 | 0 | 1128.3201 | #N/A | #N/A | 88 | #N/A | #N/A | #N/A | #N/A | 0.6268% | 1 | 50% | 0% | 0% | 0% | 8.2745 | 0 | 0 | 0 | 8.2745 | #N/A
2007-07-28 16:00 | 7 | 28 | 16 | 209.6253 | 5008 | 80.96 | 66.02 | 1005 | 80.96 | 0 | 1301.6944 | Cooling | 216.9491 | #N/A | #N/A | #N/A | #N/A | 0 | 0 | 0 | 0 | 0 | 1301.6944 | #N/A | #N/A | 88 | #N/A | #N/A | #N/A | #N/A | 0.7232% | 1 | 50% | 0% | 0% | 0% | 8.2745 | 0 | 0 | 0 | 8.2745 | #N/A
2007-07-28 17:00 | 7 | 28 | 17 | 209.667 | 5009 | 80.96 | 64.94 | 1005 | 80.96 | 0 | 1385.1613 | Cooling | 230.8602 | #N/A | #N/A | #N/A | #N/A | 0 | 0 | 0 | 0 | 0 | 1385.1613 | #N/A | #N/A | 88 | #N/A | #N/A | #N/A | #N/A | 0.7695% | 1 | 50% | 0% | 0% | 0% | 8.2745 | 0 | 0 | 0 | 8.2745 | #N/A
2007-07-28 18:00 | 7 | 28 | 18 | 209.7086 | 5010 | 82.94 | 66.02 | 1005 | 82.94 | 0 | 1359.7004 | Cooling | 226.6167 | #N/A | #N/A | #N/A | #N/A | 0 | 0 | 0 | 0 | 0 | 1359.7004 | #N/A | #N/A | 88 | #N/A | #N/A | #N/A | #N/A | 0.7554% | 1 | 50% | 0% | 0% | 0% | 8.2745 | 0 | 0 | 0 | 8.2745 | #N/A
2007-07-28 19:00 | 7 | 28 | 19 | 209.7503 | 5011 | 80.96 | 66.02 | 1005 | 80.96 | 0 | 1207.2937 | Cooling | 201.2156 | #N/A | #N/A | #N/A | #N/A | 0 | 0 | 0 | 0 | 0 | 1207.2937 | #N/A | #N/A | 88 | #N/A | #N/A | #N/A | #N/A | 0.6707% | 1 | 50% | 0% | 0% | 0% | 8.2745 | 0 | 0 | 0 | 8.2745 | #N/A
2007-07-28 20:00 | 7 | 28 | 20 | 209.792 | 5012 | 80.96 | 68 | 1005 | 80.96 | 0 | 2313.6964 | Cooling | 385.6161 | #N/A | #N/A | #N/A | #N/A | 0 | 0 | 0 | 0 | 0 | 2313.6964 | #N/A | #N/A | 88 | #N/A | #N/A | #N/A | #N/A | 1.285% | 1 | 50% | 0% | 0% | 0% | 8.2745 | 0 | 0 | 0 | 8.2745 | #N/A
2007-07-28 21:00 | 7 | 28 | 21 | 209.8336 | 5013 | 78.08 | 69.08 | 1005 | 78.08 | 0 | 1809.5331 | Cooling | 301.5889 | #N/A | #N/A | #N/A | #N/A | 0 | 0 | 0 | 0 | 0 | 1809.5331 | #N/A | #N/A | 88 | #N/A | #N/A | #N/A | #N/A | 1.005% | 1 | 50% | 0% | 0% | 0% | 8.2745 | 0 | 0 | 0 | 8.2745 | #N/A
2007-07-28 22:00 | 7 | 28 | 22 | 209.8753 | 5014 | 75.92 | 68 | 1005 | 75.92 | 0 | 1402.5471 | Cooling | 233.7578 | #N/A | #N/A | #N/A | #N/A | 0 | 0 | 0 | 0 | 0 | 1402.5471 | #N/A | #N/A | 88 | #N/A | #N/A | #N/A | #N/A | 0.7792% | 1 | 50% | 0% | 0% | 0% | 8.2745 | 0 | 0 | 0 | 8.2745 | #N/A
2007-07-28 23:00 | 7 | 28 | 23 | 209.917 | 5015 | 75.92 | 66.92 | 1005 | 75.92 | 0 | 916.4524 | Cooling | 152.7421 | #N/A | #N/A | #N/A | #N/A | 0 | 0 | 0 | 0 | 0 | 916.4524 | #N/A | #N/A | 88 | #N/A | #N/A | #N/A | #N/A | 0.5091% | 1 | 50% | 0% | 0% | 0% | 8.2745 | 0 | 0 | 0 | 8.2745 | #N/A
2007-07-29 | 7 | 29 | 0 | 209.9586 | 5016 | 77 | 66.02 | 1004 | 77 | 0 | 803.3158 | Cooling | 133.886 | #N/A | #N/A | #N/A | #N/A | 0 | 0 | 0 | 0 | 0 | 803.3158 | #N/A | #N/A | 88 | #N/A | #N/A | #N/A | #N/A | 0.4463% | 1 | 50% | 0% | 0% | 0% | 8.2745 | 0 | 0 | 0 | 8.2745 | #N/A
2007-07-29 01:00 | 7 | 29 | 1 | 210.0003 | 5017 | 75.02 | 66.02 | 1004 | 75.02 | 0 | 658.6951 | Cooling | 109.7825 | #N/A | #N/A | #N/A | #N/A | 0 | 0 | 0 | 0 | 0 | 658.6951 | #N/A | #N/A | 88 | #N/A | #N/A | #N/A | #N/A | 0.3659% | 1 | 50% | 0% | 0% | 0% | 8.2745 | 0 | 0 | 0 | 8.2745 | #N/A
2007-07-29 02:00 | 7 | 29 | 2 | 210.042 | 5018 | 75.02 | 64.94 | 1004 | 75.02 | 0 | 579.0659 | Cooling | 96.511 | #N/A | #N/A | #N/A | #N/A | 0 | 0 | 0 | 0 | 0 | 579.0659 | #N/A | #N/A | 88 | #N/A | #N/A | #N/A | #N/A | 0.3217% | 1 | 50% | 0% | 0% | 0% | 8.2745 | 0 | 0 | 0 | 8.2745 | #N/A
2007-07-29 03:00 | 7 | 29 | 3 | 210.0836 | 5019 | 69.98 | 64.94 | 1004 | 69.98 | 0 | 554.0947 | Cooling | 92.3491 | #N/A | #N/A | #N/A | #N/A | 0 | 0 | 0 | 0 | 0 | 554.0947 | #N/A | #N/A | 88 | #N/A | #N/A | #N/A | #N/A | 0.3078% | 1 | 50% | 0% | 0% | 0% | 8.2745 | 0 | 0 | 0 | 8.2745 | #N/A
2007-07-29 04:00 | 7 | 29 | 4 | 210.1253 | 5020 | 68 | 64.94 | 1004 | 68 | 0 | 548.5439 | Cooling | 91.424 | #N/A | #N/A | #N/A | #N/A | 0 | 0 | 0 | 0 | 0 | 548.5439 | #N/A | #N/A | 88 | #N/A | #N/A | #N/A | #N/A | 0.3047% | 1 | 50% | 0% | 0% | 0% | 8.2745 | 0 | 0 | 0 | 8.2745 | #N/A
2007-07-29 05:00 | 7 | 29 | 5 | 210.167 | 5021 | 68 | 64.04 | 1005 | 68 | 0 | 605.4266 | Cooling | 100.9044 | #N/A | #N/A | #N/A | #N/A | 0 | 0 | 0 | 0 | 0 | 605.4266 | #N/A | #N/A | 88 | #N/A | #N/A | #N/A | #N/A | 0.3363% | 1 | 50% | 0% | 0% | 0% | 8.2745 | 0 | 0 | 0 | 8.2745 | #N/A
2007-07-29 06:00 | 7 | 29 | 6 | 210.2086 | 5022 | 69.08 | 64.04 | 1005 | 69.08 | 0 | 2763.521 | Cooling | 460.5868 | #N/A | #N/A | #N/A | #N/A | 0 | 0 | 0 | 0 | 0 | 2763.521 | #N/A | #N/A | 88 | #N/A | #N/A | #N/A | #N/A | 1.535% | 1 | 50% | 0% | 0% | 0% | 8.2745 | 0 | 0 | 0 | 8.2745 | #N/A
2007-07-29 07:00 | 7 | 29 | 7 | 210.2503 | 5023 | 73.04 | 64.94 | 1005 | 73.04 | 0 | 2989.5893 | Cooling | 498.2649 | #N/A | #N/A | #N/A | #N/A | 0 | 0 | 0 | 0 | 0 | 2989.5893 | #N/A | #N/A | 88 | #N/A | #N/A | #N/A | #N/A | 1.661% | 1 | 50% | 0% | 0% | 0% | 8.2745 | 0 | 0 | 0 | 8.2745 | #N/A
2007-07-29 08:00 | 7 | 29 | 8 | 210.292 | 5024 | 73.04 | 66.02 | 1005 | 73.04 | 0 | 3543.3913 | Cooling | 590.5652 | #N/A | #N/A | #N/A | #N/A | 0 | 0 | 0 | 0 | 0 | 3543.3913 | #N/A | #N/A | 88 | #N/A | #N/A | #N/A | #N/A | 1.969% | 1 | 50% | 0% | 0% | 0% | 8.2745 | 0 | 0 | 0 | 8.2745 | #N/A
2007-07-29 09:00 | 7 | 29 | 9 | 210.3336 | 5025 | 80.96 | 66.92 | 1005 | 80.96 | 0 | 3125.0623 | Cooling | 520.8437 | #N/A | #N/A | #N/A | #N/A | 0 | 0 | 0 | 0 | 0 | 3125.0623 | #N/A | #N/A | 88 | #N/A | #N/A | #N/A | #N/A | 1.736% | 1 | 50% | 0% | 0% | 0% | 8.2745 | 0 | 0 | 0 | 8.2745 | #N/A
2007-07-29 10:00 | 7 | 29 | 10 | 210.3753 | 5026 | 84.02 | 66.92 | 1004 | 84.02 | 0 | 3006.8541 | Cooling | 501.1424 | #N/A | #N/A | #N/A | #N/A | 0 | 0 | 0 | 0 | 0 | 3006.8541 | #N/A | #N/A | 88 | #N/A | #N/A | #N/A | #N/A | 1.67% | 1 | 50% | 0% | 0% | 0% | 8.2745 | 0 | 0 | 0 | 8.2745 | #N/A
2007-07-29 11:00 | 7 | 29 | 11 | 210.417 | 5027 | 84.02 | 64.94 | 1003 | 84.02 | 0 | 3024.0525 | Cooling | 504.0088 | #N/A | #N/A | #N/A | #N/A | 0 | 0 | 0 | 0 | 0 | 3024.0525 | #N/A | #N/A | 88 | #N/A | #N/A | #N/A | #N/A | 1.68% | 1 | 50% | 0% | 0% | 0% | 8.2745 | 0 | 0 | 0 | 8.2745 | #N/A
2007-07-29 12:00 | 7 | 29 | 12 | 210.4586 | 5028 | 89.06 | 64.04 | 1003 | 89.06 | 0 | 2905.7477 | Cooling | 484.2913 | #N/A | #N/A | #N/A | #N/A | 0 | 0 | 0 | 0 | 0 | 2905.7477 | #N/A | #N/A | 88 | #N/A | #N/A | #N/A | #N/A | 1.614% | 1 | 50% | 0% | 0% | 0% | 8.2745 | 0 | 0 | 0 | 8.2745 | #N/A
2007-07-29 13:00 | 7 | 29 | 13 | 210.5003 | 5029 | 91.04 | 62.96 | 1002 | 91.04 | 0 | 2900.3178 | Cooling | 483.3863 | #N/A | #N/A | #N/A | #N/A | 0 | 0 | 0 | 0 | 0 | 2900.3178 | #N/A | #N/A | 88 | #N/A | #N/A | #N/A | #N/A | 1.611% | 1 | 50% | 0% | 0% | 0% | 8.2745 | 0 | 0 | 0 | 8.2745 | #N/A
2007-07-29 14:00 | 7 | 29 | 14 | 210.542 | 5030 | 91.04 | 62.96 | 1002 | 91.04 | 0 | 2964.4551 | Cooling | 494.0758 | #N/A | #N/A | #N/A | #N/A | 0 | 0 | 0 | 0 | 0 | 2964.4551 | #N/A | #N/A | 88 | #N/A | #N/A | #N/A | #N/A | 1.647% | 1 | 50% | 0% | 0% | 0% | 8.2745 | 0 | 0 | 0 | 8.2745 | #N/A
2007-07-29 15:00 | 7 | 29 | 15 | 210.5836 | 5031 | 93.92 | 64.04 | 1001 | 93.92 | 0 | 3027.0806 | Cooling | 504.5134 | #N/A | #N/A | #N/A | #N/A | 0 | 0 | 0 | 0 | 0 | 3027.0806 | #N/A | #N/A | 88 | #N/A | #N/A | #N/A | #N/A | 1.682% | 1 | 50% | 0% | 0% | 0% | 8.2745 | 0 | 0 | 0 | 8.2745 | #N/A
2007-07-29 16:00 | 7 | 29 | 16 | 210.6253 | 5032 | 91.94 | 66.02 | 1001 | 91.94 | 0 | 3190.4386 | Cooling | 531.7398 | #N/A | #N/A | #N/A | #N/A | 0 | 0 | 0 | 0 | 0 | 3190.4386 | #N/A | #N/A | 88 | #N/A | #N/A | #N/A | #N/A | 1.772% | 1 | 50% | 0% | 0% | 0% | 8.2745 | 0 | 0 | 0 | 8.2745 | #N/A
2007-07-29 17:00 | 7 | 29 | 17 | 210.667 | 5033 | 91.94 | 66.02 | 1001 | 91.94 | 0 | 3175.6804 | Cooling | 529.2801 | #N/A | #N/A | #N/A | #N/A | 0 | 0 | 0 | 0 | 0 | 3175.6804 | #N/A | #N/A | 88 | #N/A | #N/A | #N/A | #N/A | 1.764% | 1 | 50% | 0% | 0% | 0% | 8.2745 | 0 | 0 | 0 | 8.2745 | #N/A
2007-07-29 18:00 | 7 | 29 | 18 | 210.7086 | 5034 | 89.96 | 69.08 | 1000 | 89.96 | 0 | 3064.6205 | Cooling | 510.7701 | #N/A | #N/A | #N/A | #N/A | 0 | 0 | 0 | 0 | 0 | 3064.6205 | #N/A | #N/A | 88 | #N/A | #N/A | #N/A | #N/A | 1.703% | 1 | 50% | 0% | 0% | 0% | 8.2745 | 0 | 0 | 0 | 8.2745 | #N/A
2007-07-29 19:00 | 7 | 29 | 19 | 210.7503 | 5035 | 87.98 | 69.98 | 1000 | 87.98 | 0 | 2999.7531 | Cooling | 499.9588 | #N/A | #N/A | #N/A | #N/A | 0 | 0 | 0 | 0 | 0 | 2999.7531 | #N/A | #N/A | 88 | #N/A | #N/A | #N/A | #N/A | 1.667% | 1 | 50% | 0% | 0% | 0% | 8.2745 | 0 | 0 | 0 | 8.2745 | #N/A
2007-07-29 20:00 | 7 | 29 | 20 | 210.792 | 5036 | 87.98 | 68 | 1000 | 87.98 | 0 | 2966.9366 | Cooling | 494.4894 | #N/A | #N/A | #N/A | #N/A | 0 | 0 | 0 | 0 | 0 | 2966.9366 | #N/A | #N/A | 88 | #N/A | #N/A | #N/A | #N/A | 1.648% | 1 | 50% | 0% | 0% | 0% | 8.2745 | 0 | 0 | 0 | 8.2745 | #N/A
2007-07-29 21:00 | 7 | 29 | 21 | 210.8336 | 5037 | 78.08 | 68 | 1001 | 78.08 | 0 | 3587.4526 | Cooling | 597.9088 | #N/A | #N/A | #N/A | #N/A | 0 | 0 | 0 | 0 | 0 | 3587.4526 | #N/A | #N/A | 88 | #N/A | #N/A | #N/A | #N/A | 1.993% | 1 | 50% | 0% | 0% | 0% | 8.2745 | 0 | 0 | 0 | 8.2745 | #N/A
2007-07-29 22:00 | 7 | 29 | 22 | 210.8753 | 5038 | 77 | 68 | 1000 | 77 | 0 | 1486.5399 | Cooling | 247.7566 | #N/A | #N/A | #N/A | #N/A | 0 | 0 | 0 | 0 | 0 | 1486.5399 | #N/A | #N/A | 88 | #N/A | #N/A | #N/A | #N/A | 0.8259% | 1 | 50% | 0% | 0% | 0% | 8.2745 | 0 | 0 | 0 | 8.2745 | #N/A
2007-07-29 23:00 | 7 | 29 | 23 | 210.917 | 5039 | 77 | 66.92 | 1000 | 77 | 0 | 1548.318 | Cooling | 258.053 | #N/A | #N/A | #N/A | #N/A | 0 | 0 | 0 | 0 | 0 | 1548.318 | #N/A | #N/A | 88 | #N/A | #N/A | #N/A | #N/A | 0.8602% | 1 | 50% | 0% | 0% | 0% | 8.2745 | 0 | 0 | 0 | 8.2745 | #N/A
2007-07-30 | 7 | 30 | 0 | 210.9586 | 5040 | 75.92 | 66.02 | 1000 | 75.92 | 0 | 1256.1825 | Cooling | 209.3637 | #N/A | #N/A | #N/A | #N/A | 0 | 0 | 0 | 0 | 0 | 1256.1825 | #N/A | #N/A | 88 | #N/A | #N/A | #N/A | #N/A | 0.6979% | 1 | 50% | 0% | 0% | 0% | 8.2745 | 0 | 0 | 0 | 8.2745 | #N/A
2007-07-30 01:00 | 7 | 30 | 1 | 211.0003 | 5041 | 73.94 | 64.94 | 1000 | 73.94 | 0 | 1064.4675 | Cooling | 177.4112 | #N/A | #N/A | #N/A | #N/A | 0 | 0 | 0 | 0 | 0 | 1064.4675 | #N/A | #N/A | 88 | #N/A | #N/A | #N/A | #N/A | 0.5914% | 1 | 50% | 0% | 0% | 0% | 8.2745 | 0 | 0 | 0 | 8.2745 | #N/A
2007-07-30 02:00 | 7 | 30 | 2 | 211.042 | 5042 | 73.94 | 62.96 | 1000 | 73.94 | 0 | 875.3321 | Cooling | 145.8887 | #N/A | #N/A | #N/A | #N/A | 0 | 0 | 0 | 0 | 0 | 875.3321 | #N/A | #N/A | 88 | #N/A | #N/A | #N/A | #N/A | 0.4863% | 1 | 50% | 0% | 0% | 0% | 8.2745 | 0 | 0 | 0 | 8.2745 | #N/A
2007-07-30 03:00 | 7 | 30 | 3 | 211.0836 | 5043 | 75.02 | 62.96 | 1000 | 75.02 | 0 | 700.1695 | Cooling | 116.6949 | #N/A | #N/A | #N/A | #N/A | 0 | 0 | 0 | 0 | 0 | 700.1695 | #N/A | #N/A | 88 | #N/A | #N/A | #N/A | #N/A | 0.389% | 1 | 50% | 0% | 0% | 0% | 8.2745 | 0 | 0 | 0 | 8.2745 | #N/A
2007-07-30 04:00 | 7 | 30 | 4 | 211.1253 | 5044 | 75.02 | 62.96 | 1000 | 75.02 | 0 | 644.7874 | Cooling | 107.4646 | #N/A | #N/A | #N/A | #N/A | 0 | 0 | 0 | 0 | 0 | 644.7874 | #N/A | #N/A | 88 | #N/A | #N/A | #N/A | #N/A | 0.3582% | 1 | 50% | 0% | 0% | 0% | 8.2745 | 0 | 0 | 0 | 8.2745 | #N/A
2007-07-30 05:00 | 7 | 30 | 5 | 211.167 | 5045 | 75.02 | 62.96 | 1000 | 75.02 | 0 | 701.6789 | Cooling | 116.9465 | #N/A | #N/A | #N/A | #N/A | 0 | 0 | 0 | 0 | 0 | 701.6789 | #N/A | #N/A | 88 | #N/A | #N/A | #N/A | #N/A | 0.3898% | 1 | 50% | 0% | 0% | 0% | 8.2745 | 0 | 0 | 0 | 8.2745 | #N/A
2007-07-30 06:00 | 7 | 30 | 6 | 211.2086 | 5046 | 75.02 | 64.04 | 1000 | 75.02 | 0 | 2815.9017 | Cooling | 469.3169 | #N/A | #N/A | #N/A | #N/A | 0 | 0 | 0 | 0 | 0 | 2815.9017 | #N/A | #N/A | 88 | #N/A | #N/A | #N/A | #N/A | 1.564% | 1 | 50% | 0% | 0% | 0% | 8.2745 | 0 | 0 | 0 | 8.2745 | #N/A
2007-07-30 07:00 | 7 | 30 | 7 | 211.2503 | 5047 | 77 | 64.94 | 1000 | 77 | 0 | 3107.7253 | Cooling | 517.9542 | #N/A | #N/A | #N/A | #N/A | 0 | 0 | 0 | 0 | 0 | 3107.7253 | #N/A | #N/A | 88 | #N/A | #N/A | #N/A | #N/A | 1.727% | 1 | 50% | 0% | 0% | 0% | 8.2745 | 0 | 0 | 0 | 8.2745 | #N/A
2007-07-30 08:00 | 7 | 30 | 8 | 211.292 | 5048 | 77 | 66.92 | 1000 | 77 | 0 | 3470.9996 | Cooling | 578.4999 | #N/A | #N/A | #N/A | #N/A | 0 | 0 | 0 | 0 | 0 | 3470.9996 | #N/A | #N/A | 88 | #N/A | #N/A | #N/A | #N/A | 1.928% | 1 | 50% | 0% | 0% | 0% | 8.2745 | 0 | 0 | 0 | 8.2745 | #N/A
2007-07-30 09:00 | 7 | 30 | 9 | 211.3336 | 5049 | 80.06 | 68 | 999 | 80.06 | 0 | 3150.9805 | Cooling | 525.1634 | #N/A | #N/A | #N/A | #N/A | 0 | 0 | 0 | 0 | 0 | 3150.9805 | #N/A | #N/A | 88 | #N/A | #N/A | #N/A | #N/A | 1.751% | 1 | 50% | 0% | 0% | 0% | 8.2745 | 0 | 0 | 0 | 8.2745 | #N/A
2007-07-30 10:00 | 7 | 30 | 10 | 211.3753 | 5050 | 84.02 | 66.92 | 999 | 84.02 | 0 | 3093.1131 | Cooling | 515.5189 | #N/A | #N/A | #N/A | #N/A | 0 | 0 | 0 | 0 | 0 | 3093.1131 | #N/A | #N/A | 88 | #N/A | #N/A | #N/A | #N/A | 1.718% | 1 | 50% | 0% | 0% | 0% | 8.2745 | 0 | 0 | 0 | 8.2745 | #N/A
2007-07-30 11:00 | 7 | 30 | 11 | 211.417 | 5051 | 84.02 | 64.04 | 998 | 84.02 | 0 | 3047.3335 | Cooling | 507.8889 | #N/A | #N/A | #N/A | #N/A | 0 | 0 | 0 | 0 | 0 | 3047.3335 | #N/A | #N/A | 88 | #N/A | #N/A | #N/A | #N/A | 1.693% | 1 | 50% | 0% | 0% | 0% | 8.2745 | 0 | 0 | 0 | 8.2745 | #N/A
2007-07-30 12:00 | 7 | 30 | 12 | 211.4586 | 5052 | 84.02 | 64.94 | 997 | 84.02 | 0 | 2942.4344 | Cooling | 490.4057 | #N/A | #N/A | #N/A | #N/A | 0 | 0 | 0 | 0 | 0 | 2942.4344 | #N/A | #N/A | 88 | #N/A | #N/A | #N/A | #N/A | 1.635% | 1 | 50% | 0% | 0% | 0% | 8.2745 | 0 | 0 | 0 | 8.2745 | #N/A
2007-07-30 13:00 | 7 | 30 | 13 | 211.5003 | 5053 | 82.04 | 64.94 | 996 | 82.04 | 0 | 3021.7111 | Cooling | 503.6185 | #N/A | #N/A | #N/A | #N/A | 0 | 0 | 0 | 0 | 0 | 3021.7111 | #N/A | #N/A | 88 | #N/A | #N/A | #N/A | #N/A | 1.679% | 1 | 50% | 0% | 0% | 0% | 8.2745 | 0 | 0 | 0 | 8.2745 | #N/A
2007-07-30 14:00 | 7 | 30 | 14 | 211.542 | 5054 | 80.06 | 64.04 | 996 | 80.06 | 0 | 3115.7924 | Cooling | 519.2987 | #N/A | #N/A | #N/A | #N/A | 0 | 0 | 0 | 0 | 0 | 3115.7924 | #N/A | #N/A | 88 | #N/A | #N/A | #N/A | #N/A | 1.731% | 1 | 50% | 0% | 0% | 0% | 8.2745 | 0 | 0 | 0 | 8.2745 | #N/A
2007-07-30 15:00 | 7 | 30 | 15 | 211.5836 | 5055 | 82.94 | 64.04 | 995 | 82.94 | 0 | 3142.1826 | Cooling | 523.6971 | #N/A | #N/A | #N/A | #N/A | 0 | 0 | 0 | 0 | 0 | 3142.1826 | #N/A | #N/A | 88 | #N/A | #N/A | #N/A | #N/A | 1.746% | 1 | 50% | 0% | 0% | 0% | 8.2745 | 0 | 0 | 0 | 8.2745 | #N/A
2007-07-30 16:00 | 7 | 30 | 16 | 211.6253 | 5056 | 84.92 | 62.06 | 995 | 84.92 | 0 | 3170.912 | Cooling | 528.4853 | #N/A | #N/A | #N/A | #N/A | 0 | 0 | 0 | 0 | 0 | 3170.912 | #N/A | #N/A | 88 | #N/A | #N/A | #N/A | #N/A | 1.762% | 1 | 50% | 0% | 0% | 0% | 8.2745 | 0 | 0 | 0 | 8.2745 | #N/A
2007-07-30 17:00 | 7 | 30 | 17 | 211.667 | 5057 | 84.92 | 62.96 | 995 | 84.92 | 0 | 3118.9377 | Cooling | 519.8229 | #N/A | #N/A | #N/A | #N/A | 0 | 0 | 0 | 0 | 0 | 3118.9377 | #N/A | #N/A | 88 | #N/A | #N/A | #N/A | #N/A | 1.733% | 1 | 50% | 0% | 0% | 0% | 8.2745 | 0 | 0 | 0 | 8.2745 | #N/A
2007-07-30 18:00 | 7 | 30 | 18 | 211.7086 | 5058 | 84.02 | 64.94 | 994 | 84.02 | 0 | 3015.1093 | Cooling | 502.5182 | #N/A | #N/A | #N/A | #N/A | 0 | 0 | 0 | 0 | 0 | 3015.1093 | #N/A | #N/A | 88 | #N/A | #N/A | #N/A | #N/A | 1.675% | 1 | 50% | 0% | 0% | 0% | 8.2745 | 0 | 0 | 0 | 8.2745 | #N/A
2007-07-30 19:00 | 7 | 30 | 19 | 211.7503 | 5059 | 80.06 | 64.04 | 995 | 80.06 | 0 | 2875.7395 | Cooling | 479.2899 | #N/A | #N/A | #N/A | #N/A | 0 | 0 | 0 | 0 | 0 | 2875.7395 | #N/A | #N/A | 88 | #N/A | #N/A | #N/A | #N/A | 1.598% | 1 | 50% | 0% | 0% | 0% | 8.2745 | 0 | 0 | 0 | 8.2745 | #N/A
2007-07-30 20:00 | 7 | 30 | 20 | 211.792 | 5060 | 80.06 | 66.02 | 995 | 80.06 | 0 | 2753.5911 | Cooling | 458.9318 | #N/A | #N/A | #N/A | #N/A | 0 | 0 | 0 | 0 | 0 | 2753.5911 | #N/A | #N/A | 88 | #N/A | #N/A | #N/A | #N/A | 1.53% | 1 | 50% | 0% | 0% | 0% | 8.2745 | 0 | 0 | 0 | 8.2745 | #N/A
2007-07-30 21:00 | 7 | 30 | 21 | 211.8336 | 5061 | 71.96 | 66.02 | 995 | 71.96 | 0 | 2679.1035 | Cooling | 446.5172 | #N/A | #N/A | #N/A | #N/A | 0 | 0 | 0 | 0 | 0 | 2679.1035 | #N/A | #N/A | 88 | #N/A | #N/A | #N/A | #N/A | 1.488% | 1 | 50% | 0% | 0% | 0% | 8.2745 | 0 | 0 | 0 | 8.2745 | #N/A
2007-07-30 22:00 | 7 | 30 | 22 | 211.8753 | 5062 | 69.98 | 66.02 | 994 | 69.98 | 0 | 1715.8419 | Cooling | 285.9737 | #N/A | #N/A | #N/A | #N/A | 0 | 0 | 0 | 0 | 0 | 1715.8419 | #N/A | #N/A | 88 | #N/A | #N/A | #N/A | #N/A | 0.9532% | 1 | 50% | 0% | 0% | 0% | 8.2745 | 0 | 0 | 0 | 8.2745 | #N/A
2007-07-30 23:00 | 7 | 30 | 23 | 211.917 | 5063 | 69.98 | 66.02 | 994 | 69.98 | 0 | 1805.4719 | Cooling | 300.912 | #N/A | #N/A | #N/A | #N/A | 0 | 0 | 0 | 0 | 0 | 1805.4719 | #N/A | #N/A | 88 | #N/A | #N/A | #N/A | #N/A | 1.003% | 1 | 50% | 0% | 0% | 0% | 8.2745 | 0 | 0 | 0 | 8.2745 | #N/A
2007-07-31 | 7 | 31 | 0 | 211.9586 | 5064 | 69.98 | 68 | 995 | 69.98 | 0 | 1747.8273 | Cooling | 291.3045 | #N/A | #N/A | #N/A | #N/A | 0 | 0 | 0 | 0 | 0 | 1747.8273 | #N/A | #N/A | 88 | #N/A | #N/A | #N/A | #N/A | 0.971% | 1 | 50% | 0% | 0% | 0% | 8.2745 | 0 | 0 | 0 | 8.2745 | #N/A
2007-07-31 01:00 | 7 | 31 | 1 | 212.0003 | 5065 | 68 | 68 | 994 | 68 | 0 | 1720.6568 | Cooling | 286.7761 | #N/A | #N/A | #N/A | #N/A | 0 | 0 | 0 | 0 | 0 | 1720.6568 | #N/A | #N/A | 88 | #N/A | #N/A | #N/A | #N/A | 0.9559% | 1 | 50% | 0% | 0% | 0% | 8.2745 | 0 | 0 | 0 | 8.2745 | #N/A
2007-07-31 02:00 | 7 | 31 | 2 | 212.042 | 5066 | 68 | 68 | 993 | 68 | 0 | 1645.2076 | Cooling | 274.2013 | #N/A | #N/A | #N/A | #N/A | 0 | 0 | 0 | 0 | 0 | 1645.2076 | #N/A | #N/A | 88 | #N/A | #N/A | #N/A | #N/A | 0.914% | 1 | 50% | 0% | 0% | 0% | 8.2745 | 0 | 0 | 0 | 8.2745 | #N/A
2007-07-31 03:00 | 7 | 31 | 3 | 212.0836 | 5067 | 69.08 | 68 | 994 | 69.08 | 0 | 1507.4529 | Cooling | 251.2421 | #N/A | #N/A | #N/A | #N/A | 0 | 0 | 0 | 0 | 0 | 1507.4529 | #N/A | #N/A | 88 | #N/A | #N/A | #N/A | #N/A | 0.8375% | 1 | 50% | 0% | 0% | 0% | 8.2745 | 0 | 0 | 0 | 8.2745 | #N/A
2007-07-31 04:00 | 7 | 31 | 4 | 212.1253 | 5068 | 68 | 69.08 | 994 | 68 | 0 | 1457.7964 | Cooling | 242.9661 | #N/A | #N/A | #N/A | #N/A | 0 | 0 | 0 | 0 | 0 | 1457.7964 | #N/A | #N/A | 88 | #N/A | #N/A | #N/A | #N/A | 0.8099% | 1 | 50% | 0% | 0% | 0% | 8.2745 | 0 | 0 | 0 | 8.2745 | #N/A
2007-07-31 05:00 | 7 | 31 | 5 | 212.167 | 5069 | 68 | 69.98 | 994 | 68 | 0 | 1710.7468 | Cooling | 285.1245 | #N/A | #N/A | #N/A | #N/A | 0 | 0 | 0 | 0 | 0 | 1710.7468 | #N/A | #N/A | 88 | #N/A | #N/A | #N/A | #N/A | 0.9504% | 1 | 50% | 0% | 0% | 0% | 8.2745 | 0 | 0 | 0 | 8.2745 | #N/A
2007-07-31 06:00 | 7 | 31 | 6 | 212.2086 | 5070 | 69.98 | 71.06 | 994 | 69.98 | 0 | 3987.7233 | Cooling | 664.6206 | #N/A | #N/A | #N/A | #N/A | 0 | 0 | 0 | 0 | 0 | 3987.7233 | #N/A | #N/A | 88 | #N/A | #N/A | #N/A | #N/A | 2.215% | 1 | 50% | 0% | 0% | 0% | 8.2745 | 0 | 0 | 0 | 8.2745 | #N/A
2007-07-31 07:00 | 7 | 31 | 7 | 212.2503 | 5071 | 73.04 | 71.06 | 994 | 73.04 | 0 | 3957.5168 | Cooling | 659.5861 | #N/A | #N/A | #N/A | #N/A | 0 | 0 | 0 | 0 | 0 | 3957.5168 | #N/A | #N/A | 88 | #N/A | #N/A | #N/A | #N/A | 2.199% | 1 | 50% | 0% | 0% | 0% | 8.2745 | 0 | 0 | 0 | 8.2745 | #N/A
2007-07-31 08:00 | 7 | 31 | 8 | 212.292 | 5072 | 73.04 | 66.92 | 995 | 73.04 | 0 | 3790.3137 | Cooling | 631.7189 | #N/A | #N/A | #N/A | #N/A | 0 | 0 | 0 | 0 | 0 | 3790.3137 | #N/A | #N/A | 88 | #N/A | #N/A | #N/A | #N/A | 2.106% | 1 | 50% | 0% | 0% | 0% | 8.2745 | 0 | 0 | 0 | 8.2745 | #N/A
2007-07-31 09:00 | 7 | 31 | 9 | 212.3336 | 5073 | 78.08 | 64.04 | 996 | 78.08 | 0 | 3372.1941 | Cooling | 562.0323 | #N/A | #N/A | #N/A | #N/A | 0 | 0 | 0 | 0 | 0 | 3372.1941 | #N/A | #N/A | 88 | #N/A | #N/A | #N/A | #N/A | 1.873% | 1 | 50% | 0% | 0% | 0% | 8.2745 | 0 | 0 | 0 | 8.2745 | #N/A
2007-07-31 10:00 | 7 | 31 | 10 | 212.3753 | 5074 | 80.06 | 62.06 | 997 | 80.06 | 0 | 2747.6722 | Cooling | 457.9454 | #N/A | #N/A | #N/A | #N/A | 0 | 0 | 0 | 0 | 0 | 2747.6722 | #N/A | #N/A | 88 | #N/A | #N/A | #N/A | #N/A | 1.526% | 1 | 50% | 0% | 0% | 0% | 8.2745 | 0 | 0 | 0 | 8.2745 | #N/A
2007-07-31 11:00 | 7 | 31 | 11 | 212.417 | 5075 | 80.06 | 60.98 | 998 | 80.06 | 0 | 2458.9135 | Cooling | 409.8189 | #N/A | #N/A | #N/A | #N/A | 0 | 0 | 0 | 0 | 0 | 2458.9135 | #N/A | #N/A | 88 | #N/A | #N/A | #N/A | #N/A | 1.366% | 1 | 50% | 0% | 0% | 0% | 8.2745 | 0 | 0 | 0 | 8.2745 | #N/A
2007-07-31 12:00 | 7 | 31 | 12 | 212.4586 | 5076 | 80.96 | 60.98 | 998 | 80.96 | 0 | 2331.5954 | Cooling | 388.5992 | #N/A | #N/A | #N/A | #N/A | 0 | 0 | 0 | 0 | 0 | 2331.5954 | #N/A | #N/A | 88 | #N/A | #N/A | #N/A | #N/A | 1.295% | 1 | 50% | 0% | 0% | 0% | 8.2745 | 0 | 0 | 0 | 8.2745 | #N/A
2007-07-31 13:00 | 7 | 31 | 13 | 212.5003 | 5077 | 82.94 | 60.08 | 999 | 82.94 | 0 | 2384.5099 | Cooling | 397.4183 | #N/A | #N/A | #N/A | #N/A | 0 | 0 | 0 | 0 | 0 | 2384.5099 | #N/A | #N/A | 88 | #N/A | #N/A | #N/A | #N/A | 1.325% | 1 | 50% | 0% | 0% | 0% | 8.2745 | 0 | 0 | 0 | 8.2745 | #N/A
2007-07-31 14:00 | 7 | 31 | 14 | 212.542 | 5078 | 82.94 | 60.08 | 999 | 82.94 | 0 | 2381.504 | Cooling | 396.9173 | #N/A | #N/A | #N/A | #N/A | 0 | 0 | 0 | 0 | 0 | 2381.504 | #N/A | #N/A | 88 | #N/A | #N/A | #N/A | #N/A | 1.323% | 1 | 50% | 0% | 0% | 0% | 8.2745 | 0 | 0 | 0 | 8.2745 | #N/A
2007-07-31 15:00 | 7 | 31 | 15 | 212.5836 | 5079 | 84.02 | 60.08 | 999 | 84.02 | 0 | 2378.7703 | Cooling | 396.4617 | #N/A | #N/A | #N/A | #N/A | 0 | 0 | 0 | 0 | 0 | 2378.7703 | #N/A | #N/A | 88 | #N/A | #N/A | #N/A | #N/A | 1.322% | 1 | 50% | 0% | 0% | 0% | 8.2745 | 0 | 0 | 0 | 8.2745 | #N/A
2007-07-31 16:00 | 7 | 31 | 16 | 212.6253 | 5080 | 84.92 | 57.92 | 999 | 84.92 | 0 | 2251.416 | Cooling | 375.236 | #N/A | #N/A | #N/A | #N/A | 0 | 0 | 0 | 0 | 0 | 2251.416 | #N/A | #N/A | 88 | #N/A | #N/A | #N/A | #N/A | 1.251% | 1 | 50% | 0% | 0% | 0% | 8.2745 | 0 | 0 | 0 | 8.2745 | #N/A
2007-07-31 17:00 | 7 | 31 | 17 | 212.667 | 5081 | 84.92 | 59 | 1000 | 84.92 | 0 | 2243.5111 | Cooling | 373.9185 | #N/A | #N/A | #N/A | #N/A | 0 | 0 | 0 | 0 | 0 | 2243.5111 | #N/A | #N/A | 88 | #N/A | #N/A | #N/A | #N/A | 1.246% | 1 | 50% | 0% | 0% | 0% | 8.2745 | 0 | 0 | 0 | 8.2745 | #N/A
2007-07-31 18:00 | 7 | 31 | 18 | 212.7086 | 5082 | 82.94 | 57.92 | 1000 | 82.94 | 0 | 2140.2027 | Cooling | 356.7004 | #N/A | #N/A | #N/A | #N/A | 0 | 0 | 0 | 0 | 0 | 2140.2027 | #N/A | #N/A | 88 | #N/A | #N/A | #N/A | #N/A | 1.189% | 1 | 50% | 0% | 0% | 0% | 8.2745 | 0 | 0 | 0 | 8.2745 | #N/A
2007-07-31 19:00 | 7 | 31 | 19 | 212.7503 | 5083 | 75.02 | 59 | 1001 | 75.02 | 0 | 2094.6878 | Cooling | 349.1146 | #N/A | #N/A | #N/A | #N/A | 0 | 0 | 0 | 0 | 0 | 2094.6878 | #N/A | #N/A | 88 | #N/A | #N/A | #N/A | #N/A | 1.164% | 1 | 50% | 0% | 0% | 0% | 8.2745 | 0 | 0 | 0 | 8.2745 | #N/A
2007-07-31 20:00 | 7 | 31 | 20 | 212.792 | 5084 | 72.32 | 59 | 1001 | 72.32 | 0 | 2057.2917 | Cooling | 342.882 | #N/A | #N/A | #N/A | #N/A | 0 | 0 | 0 | 0 | 0 | 2057.2917 | #N/A | #N/A | 88 | #N/A | #N/A | #N/A | #N/A | 1.143% | 1 | 50% | 0% | 0% | 0% | 8.2745 | 0 | 0 | 0 | 8.2745 | #N/A
2007-07-31 21:00 | 7 | 31 | 21 | 212.8336 | 5085 | 69.8 | 59 | 1001 | 69.8 | 0 | 1837.9181 | Cooling | 306.3197 | #N/A | #N/A | #N/A | #N/A | 0 | 0 | 0 | 0 | 0 | 1837.9181 | #N/A | #N/A | 88 | #N/A | #N/A | #N/A | #N/A | 1.021% | 1 | 50% | 0% | 0% | 0% | 8.2745 | 0 | 0 | 0 | 8.2745 | #N/A
2007-07-31 22:00 | 7 | 31 | 22 | 212.8753 | 5086 | 66.74 | 60.08 | 1001 | 66.74 | 0 | 432.9175 | Cooling | 72.1529 | #N/A | #N/A | #N/A | #N/A | 0 | 0 | 0 | 0 | 0 | 432.9175 | #N/A | #N/A | 88 | #N/A | #N/A | #N/A | #N/A | 0.2405% | 1 | 50% | 0% | 0% | 0% | 8.2745 | 0 | 0 | 0 | 8.2745 | #N/A
2007-07-31 23:00 | 7 | 31 | 23 | 212.917 | 5087 | 64.22 | 60.98 | 1001 | 64.22 | 0 | 574.6675 | Cooling | 95.7779 | #N/A | #N/A | #N/A | #N/A | 0 | 0 | 0 | 0 | 0 | 574.6675 | #N/A | #N/A | 88 | #N/A | #N/A | #N/A | #N/A | 0.3193% | 1 | 50% | 0% | 0% | 0% | 8.2745 | 0 | 0 | 0 | 8.2745 | #N/A
2007-08-01 | 8 | 1 | 0 | 212.9586 | 5088 | 61.34 | 62.06 | 1001 | 61.34 | 0 | 587.8088 | Cooling | 97.9681 | #N/A | #N/A | #N/A | #N/A | 0 | 0 | 0 | 0 | 0 | 587.8088 | #N/A | #N/A | 88 | #N/A | #N/A | #N/A | #N/A | 0.3266% | 1 | 50% | 0% | 0% | 0% | 8.2745 | 0 | 0 | 0 | 8.2745 | #N/A
2007-08-01 01:00 | 8 | 1 | 1 | 213.0003 | 5089 | 58.1 | 63.14 | 1002 | 58.1 | 0 | 607.7079 | Cooling | 101.2846 | #N/A | #N/A | #N/A | #N/A | 0 | 0 | 0 | 0 | 0 | 607.7079 | #N/A | #N/A | 88 | #N/A | #N/A | #N/A | #N/A | 0.3376% | 1 | 50% | 0% | 0% | 0% | 8.2745 | 0 | 0 | 0 | 8.2745 | #N/A
2007-08-01 02:00 | 8 | 1 | 2 | 213.042 | 5090 | 57.56 | 64.22 | 1001 | 57.56 | 0 | 632.9559 | Cooling | 105.4927 | #N/A | #N/A | #N/A | #N/A | 0 | 0 | 0 | 0 | 0 | 632.9559 | #N/A | #N/A | 88 | #N/A | #N/A | #N/A | #N/A | 0.3516% | 1 | 50% | 0% | 0% | 0% | 8.2745 | 0 | 0 | 0 | 8.2745 | #N/A
2007-08-01 03:00 | 8 | 1 | 3 | 213.0836 | 5091 | 57.02 | 65.12 | 1001 | 57.02 | 0 | 636.1614 | Cooling | 106.0269 | #N/A | #N/A | #N/A | #N/A | 0 | 0 | 0 | 0 | 0 | 636.1614 | #N/A | #N/A | 88 | #N/A | #N/A | #N/A | #N/A | 0.3534% | 1 | 50% | 0% | 0% | 0% | 8.2745 | 0 | 0 | 0 | 8.2745 | #N/A
2007-08-01 04:00 | 8 | 1 | 4 | 213.1253 | 5092 | 58.82 | 66.2 | 1001 | 58.82 | 0 | 643.0131 | Cooling | 107.1688 | #N/A | #N/A | #N/A | #N/A | 0 | 0 | 0 | 0 | 0 | 643.0131 | #N/A | #N/A | 88 | #N/A | #N/A | #N/A | #N/A | 0.3572% | 1 | 50% | 0% | 0% | 0% | 8.2745 | 0 | 0 | 0 | 8.2745 | #N/A
2007-08-01 05:00 | 8 | 1 | 5 | 213.167 | 5093 | 60.62 | 66.92 | 1001 | 60.62 | 0 | 747.1837 | Cooling | 124.5306 | #N/A | #N/A | #N/A | #N/A | 0 | 0 | 0 | 0 | 0 | 747.1837 | #N/A | #N/A | 88 | #N/A | #N/A | #N/A | #N/A | 0.4151% | 1 | 50% | 0% | 0% | 0% | 8.2745 | 0 | 0 | 0 | 8.2745 | #N/A
2007-08-01 06:00 | 8 | 1 | 6 | 213.2086 | 5094 | 63.86 | 66.92 | 1001 | 63.86 | 0 | 3018.9913 | Cooling | 503.1652 | #N/A | #N/A | #N/A | #N/A | 0 | 0 | 0 | 0 | 0 | 3018.9913 | #N/A | #N/A | 88 | #N/A | #N/A | #N/A | #N/A | 1.677% | 1 | 50% | 0% | 0% | 0% | 8.2745 | 0 | 0 | 0 | 8.2745 | #N/A
2007-08-01 07:00 | 8 | 1 | 7 | 213.2503 | 5095 | 64.04 | 66.92 | 1001 | 64.04 | 0 | 2867.6105 | Cooling | 477.9351 | #N/A | #N/A | #N/A | #N/A | 0 | 0 | 0 | 0 | 0 | 2867.6105 | #N/A | #N/A | 88 | #N/A | #N/A | #N/A | #N/A | 1.593% | 1 | 50% | 0% | 0% | 0% | 8.2745 | 0 | 0 | 0 | 8.2745 | #N/A
2007-08-01 08:00 | 8 | 1 | 8 | 213.292 | 5096 | 64.04 | 69.08 | 1001 | 64.04 | 0 | 3518.6759 | Cooling | 586.446 | #N/A | #N/A | #N/A | #N/A | 0 | 0 | 0 | 0 | 0 | 3518.6759 | #N/A | #N/A | 88 | #N/A | #N/A | #N/A | #N/A | 1.955% | 1 | 50% | 0% | 0% | 0% | 8.2745 | 0 | 0 | 0 | 8.2745 | #N/A
2007-08-01 09:00 | 8 | 1 | 9 | 213.3336 | 5097 | 69.98 | 71.06 | 1001 | 69.98 | 0 | 3983.7764 | Cooling | 663.9627 | #N/A | #N/A | #N/A | #N/A | 0 | 0 | 0 | 0 | 0 | 3983.7764 | #N/A | #N/A | 88 | #N/A | #N/A | #N/A | #N/A | 2.213% | 1 | 50% | 0% | 0% | 0% | 8.2745 | 0 | 0 | 0 | 8.2745 | #N/A
2007-08-01 10:00 | 8 | 1 | 10 | 213.3753 | 5098 | 73.04 | 71.06 | 1000 | 73.04 | 0 | 3880.861 | Cooling | 646.8102 | #N/A | #N/A | #N/A | #N/A | 0 | 0 | 0 | 0 | 0 | 3880.861 | #N/A | #N/A | 88 | #N/A | #N/A | #N/A | #N/A | 2.156% | 1 | 50% | 0% | 0% | 0% | 8.2745 | 0 | 0 | 0 | 8.2745 | #N/A
2007-08-01 11:00 | 8 | 1 | 11 | 213.417 | 5099 | 73.04 | 73.04 | 1000 | 73.04 | 0 | 3223.3199 | Cooling | 537.22 | #N/A | #N/A | #N/A | #N/A | 0 | 0 | 0 | 0 | 0 | 3223.3199 | #N/A | #N/A | 88 | #N/A | #N/A | #N/A | #N/A | 1.791% | 1 | 50% | 0% | 0% | 0% | 8.2745 | 0 | 0 | 0 | 8.2745 | #N/A
2007-08-01 12:00 | 8 | 1 | 12 | 213.4586 | 5100 | 78.08 | 71.06 | 1000 | 78.08 | 0 | 3067.1337 | Cooling | 511.189 | #N/A | #N/A | #N/A | #N/A | 0 | 0 | 0 | 0 | 0 | 3067.1337 | #N/A | #N/A | 88 | #N/A | #N/A | #N/A | #N/A | 1.704% | 1 | 50% | 0% | 0% | 0% | 8.2745 | 0 | 0 | 0 | 8.2745 | #N/A
2007-08-01 13:00 | 8 | 1 | 13 | 213.5003 | 5101 | 80.06 | 71.96 | 999 | 80.06 | 0 | 3195.3464 | Cooling | 532.5577 | #N/A | #N/A | #N/A | #N/A | 0 | 0 | 0 | 0 | 0 | 3195.3464 | #N/A | #N/A | 88 | #N/A | #N/A | #N/A | #N/A | 1.775% | 1 | 50% | 0% | 0% | 0% | 8.2745 | 0 | 0 | 0 | 8.2745 | #N/A
2007-08-01 14:00 | 8 | 1 | 14 | 213.542 | 5102 | 80.06 | 71.06 | 999 | 80.06 | 0 | 3235.9578 | Cooling | 539.3263 | #N/A | #N/A | #N/A | #N/A | 0 | 0 | 0 | 0 | 0 | 3235.9578 | #N/A | #N/A | 88 | #N/A | #N/A | #N/A | #N/A | 1.798% | 1 | 50% | 0% | 0% | 0% | 8.2745 | 0 | 0 | 0 | 8.2745 | #N/A
2007-08-01 15:00 | 8 | 1 | 15 | 213.5836 | 5103 | 82.04 | 73.94 | 999 | 82.04 | 0 | 3234.2447 | Cooling | 539.0408 | #N/A | #N/A | #N/A | #N/A | 0 | 0 | 0 | 0 | 0 | 3234.2447 | #N/A | #N/A | 88 | #N/A | #N/A | #N/A | #N/A | 1.797% | 1 | 50% | 0% | 0% | 0% | 8.2745 | 0 | 0 | 0 | 8.2745 | #N/A
2007-08-01 16:00 | 8 | 1 | 16 | 213.6253 | 5104 | 80.06 | 73.04 | 998 | 80.06 | 0 | 3435.1691 | Cooling | 572.5282 | #N/A | #N/A | #N/A | #N/A | 0 | 0 | 0 | 0 | 0 | 3435.1691 | #N/A | #N/A | 88 | #N/A | #N/A | #N/A | #N/A | 1.908% | 1 | 50% | 0% | 0% | 0% | 8.2745 | 0 | 0 | 0 | 8.2745 | #N/A
2007-08-01 17:00 | 8 | 1 | 17 | 213.667 | 5105 | 80.06 | 71.96 | 998 | 80.06 | 0 | 3579.0404 | Cooling | 596.5067 | #N/A | #N/A | #N/A | #N/A | 0 | 0 | 0 | 0 | 0 | 3579.0404 | #N/A | #N/A | 88 | #N/A | #N/A | #N/A | #N/A | 1.988% | 1 | 50% | 0% | 0% | 0% | 8.2745 | 0 | 0 | 0 | 8.2745 | #N/A
2007-08-01 18:00 | 8 | 1 | 18 | 213.7086 | 5106 | 80.06 | 68 | 999 | 80.06 | 0 | 3819.1537 | Cooling | 636.5256 | #N/A | #N/A | #N/A | #N/A | 0 | 0 | 0 | 0 | 0 | 3819.1537 | #N/A | #N/A | 88 | #N/A | #N/A | #N/A | #N/A | 2.122% | 1 | 50% | 0% | 0% | 0% | 8.2745 | 0 | 0 | 0 | 8.2745 | #N/A
2007-08-01 19:00 | 8 | 1 | 19 | 213.7503 | 5107 | 78.98 | 68 | 999 | 78.98 | 0 | 3711.7464 | Cooling | 618.6244 | #N/A | #N/A | #N/A | #N/A | 0 | 0 | 0 | 0 | 0 | 3711.7464 | #N/A | #N/A | 88 | #N/A | #N/A | #N/A | #N/A | 2.062% | 1 | 50% | 0% | 0% | 0% | 8.2745 | 0 | 0 | 0 | 8.2745 | #N/A
2007-08-01 20:00 | 8 | 1 | 20 | 213.792 | 5108 | 78.98 | 68 | 999 | 78.98 | 0 | 3337.4654 | Cooling | 556.2442 | #N/A | #N/A | #N/A | #N/A | 0 | 0 | 0 | 0 | 0 | 3337.4654 | #N/A | #N/A | 88 | #N/A | #N/A | #N/A | #N/A | 1.854% | 1 | 50% | 0% | 0% | 0% | 8.2745 | 0 | 0 | 0 | 8.2745 | #N/A
2007-08-01 21:00 | 8 | 1 | 21 | 213.8336 | 5109 | 75.02 | 68 | 999 | 75.02 | 0 | 3161.3153 | Cooling | 526.8859 | #N/A | #N/A | #N/A | #N/A | 0 | 0 | 0 | 0 | 0 | 3161.3153 | #N/A | #N/A | 88 | #N/A | #N/A | #N/A | #N/A | 1.756% | 1 | 50% | 0% | 0% | 0% | 8.2745 | 0 | 0 | 0 | 8.2745 | #N/A
2007-08-01 22:00 | 8 | 1 | 22 | 213.8753 | 5110 | 73.04 | 68 | 999 | 73.04 | 0 | 887.7982 | Cooling | 147.9664 | #N/A | #N/A | #N/A | #N/A | 0 | 0 | 0 | 0 | 0 | 887.7982 | #N/A | #N/A | 88 | #N/A | #N/A | #N/A | #N/A | 0.4932% | 1 | 50% | 0% | 0% | 0% | 8.2745 | 0 | 0 | 0 | 8.2745 | #N/A
2007-08-01 23:00 | 8 | 1 | 23 | 213.917 | 5111 | 73.04 | 68 | 999 | 73.04 | 0 | 890.6699 | Cooling | 148.445 | #N/A | #N/A | #N/A | #N/A | 0 | 0 | 0 | 0 | 0 | 890.6699 | #N/A | #N/A | 88 | #N/A | #N/A | #N/A | #N/A | 0.4948% | 1 | 50% | 0% | 0% | 0% | 8.2745 | 0 | 0 | 0 | 8.2745 | #N/A
2007-08-02 | 8 | 2 | 0 | 213.9586 | 5112 | 71.06 | 68 | 999 | 71.06 | 0 | 788.7007 | Cooling | 131.4501 | #N/A | #N/A | #N/A | #N/A | 0 | 0 | 0 | 0 | 0 | 788.7007 | #N/A | #N/A | 88 | #N/A | #N/A | #N/A | #N/A | 0.4382% | 1 | 50% | 0% | 0% | 0% | 8.2745 | 0 | 0 | 0 | 8.2745 | #N/A
2007-08-02 01:00 | 8 | 2 | 1 | 214.0003 | 5113 | 71.06 | 66.92 | 998 | 71.06 | 0 | 706.9851 | Cooling | 117.8309 | #N/A | #N/A | #N/A | #N/A | 0 | 0 | 0 | 0 | 0 | 706.9851 | #N/A | #N/A | 88 | #N/A | #N/A | #N/A | #N/A | 0.3928% | 1 | 50% | 0% | 0% | 0% | 8.2745 | 0 | 0 | 0 | 8.2745 | #N/A
2007-08-02 02:00 | 8 | 2 | 2 | 214.042 | 5114 | 71.06 | 66.02 | 998 | 71.06 | 0 | 641.959 | Cooling | 106.9932 | #N/A | #N/A | #N/A | #N/A | 0 | 0 | 0 | 0 | 0 | 641.959 | #N/A | #N/A | 88 | #N/A | #N/A | #N/A | #N/A | 0.3566% | 1 | 50% | 0% | 0% | 0% | 8.2745 | 0 | 0 | 0 | 8.2745 | #N/A
2007-08-02 03:00 | 8 | 2 | 3 | 214.0836 | 5115 | 71.06 | 66.92 | 998 | 71.06 | 0 | 671.9958 | Cooling | 111.9993 | #N/A | #N/A | #N/A | #N/A | 0 | 0 | 0 | 0 | 0 | 671.9958 | #N/A | #N/A | 88 | #N/A | #N/A | #N/A | #N/A | 0.3733% | 1 | 50% | 0% | 0% | 0% | 8.2745 | 0 | 0 | 0 | 8.2745 | #N/A
2007-08-02 04:00 | 8 | 2 | 4 | 214.1253 | 5116 | 69.08 | 64.94 | 998 | 69.08 | 0 | 603.2876 | Cooling | 100.5479 | #N/A | #N/A | #N/A | #N/A | 0 | 0 | 0 | 0 | 0 | 603.2876 | #N/A | #N/A | 88 | #N/A | #N/A | #N/A | #N/A | 0.3352% | 1 | 50% | 0% | 0% | 0% | 8.2745 | 0 | 0 | 0 | 8.2745 | #N/A
2007-08-02 05:00 | 8 | 2 | 5 | 214.167 | 5117 | 69.08 | 66.92 | 998 | 69.08 | 0 | 720.784 | Cooling | 120.1307 | #N/A | #N/A | #N/A | #N/A | 0 | 0 | 0 | 0 | 0 | 720.784 | #N/A | #N/A | 88 | #N/A | #N/A | #N/A | #N/A | 0.4004% | 1 | 50% | 0% | 0% | 0% | 8.2745 | 0 | 0 | 0 | 8.2745 | #N/A
2007-08-02 06:00 | 8 | 2 | 6 | 214.2086 | 5118 | 68 | 68 | 998 | 68 | 0 | 3398.2273 | Cooling | 566.3712 | #N/A | #N/A | #N/A | #N/A | 0 | 0 | 0 | 0 | 0 | 3398.2273 | #N/A | #N/A | 88 | #N/A | #N/A | #N/A | #N/A | 1.888% | 1 | 50% | 0% | 0% | 0% | 8.2745 | 0 | 0 | 0 | 8.2745 | #N/A
2007-08-02 07:00 | 8 | 2 | 7 | 214.2503 | 5119 | 69.98 | 69.08 | 998 | 69.98 | 0 | 3705.8105 | Cooling | 617.6351 | #N/A | #N/A | #N/A | #N/A | 0 | 0 | 0 | 0 | 0 | 3705.8105 | #N/A | #N/A | 88 | #N/A | #N/A | #N/A | #N/A | 2.059% | 1 | 50% | 0% | 0% | 0% | 8.2745 | 0 | 0 | 0 | 8.2745 | #N/A
2007-08-02 08:00 | 8 | 2 | 8 | 214.292 | 5120 | 69.98 | 69.08 | 998 | 69.98 | 0 | 3944.4681 | Cooling | 657.4113 | #N/A | #N/A | #N/A | #N/A | 0 | 0 | 0 | 0 | 0 | 3944.4681 | #N/A | #N/A | 88 | #N/A | #N/A | #N/A | #N/A | 2.191% | 1 | 50% | 0% | 0% | 0% | 8.2745 | 0 | 0 | 0 | 8.2745 | #N/A
2007-08-02 09:00 | 8 | 2 | 9 | 214.3336 | 5121 | 69.98 | 69.08 | 998 | 69.98 | 0 | 3502.2268 | Cooling | 583.7045 | #N/A | #N/A | #N/A | #N/A | 0 | 0 | 0 | 0 | 0 | 3502.2268 | #N/A | #N/A | 88 | #N/A | #N/A | #N/A | #N/A | 1.946% | 1 | 50% | 0% | 0% | 0% | 8.2745 | 0 | 0 | 0 | 8.2745 | #N/A
2007-08-02 10:00 | 8 | 2 | 10 | 214.3753 | 5122 | 71.06 | 68 | 999 | 71.06 | 0 | 3294.8281 | Cooling | 549.138 | #N/A | #N/A | #N/A | #N/A | 0 | 0 | 0 | 0 | 0 | 3294.8281 | #N/A | #N/A | 88 | #N/A | #N/A | #N/A | #N/A | 1.83% | 1 | 50% | 0% | 0% | 0% | 8.2745 | 0 | 0 | 0 | 8.2745 | #N/A
2007-08-02 11:00 | 8 | 2 | 11 | 214.417 | 5123 | 71.06 | 68 | 999 | 71.06 | 0 | 3056.3461 | Cooling | 509.391 | #N/A | #N/A | #N/A | #N/A | 0 | 0 | 0 | 0 | 0 | 3056.3461 | #N/A | #N/A | 88 | #N/A | #N/A | #N/A | #N/A | 1.698% | 1 | 50% | 0% | 0% | 0% | 8.2745 | 0 | 0 | 0 | 8.2745 | #N/A
2007-08-02 12:00 | 8 | 2 | 12 | 214.4586 | 5124 | 71.6 | 66.02 | 998 | 71.6 | 0 | 2905.8288 | Cooling | 484.3048 | #N/A | #N/A | #N/A | #N/A | 0 | 0 | 0 | 0 | 0 | 2905.8288 | #N/A | #N/A | 88 | #N/A | #N/A | #N/A | #N/A | 1.614% | 1 | 50% | 0% | 0% | 0% | 8.2745 | 0 | 0 | 0 | 8.2745 | #N/A
2007-08-02 13:00 | 8 | 2 | 13 | 214.5003 | 5125 | 71.6 | 66.92 | 998 | 71.6 | 0 | 2944.601 | Cooling | 490.7668 | #N/A | #N/A | #N/A | #N/A | 0 | 0 | 0 | 0 | 0 | 2944.601 | #N/A | #N/A | 88 | #N/A | #N/A | #N/A | #N/A | 1.636% | 1 | 50% | 0% | 0% | 0% | 8.2745 | 0 | 0 | 0 | 8.2745 | #N/A
2007-08-02 14:00 | 8 | 2 | 14 | 214.542 | 5126 | 71.06 | 66.02 | 998 | 71.06 | 0 | 3037.9537 | Cooling | 506.3256 | #N/A | #N/A | #N/A | #N/A | 0 | 0 | 0 | 0 | 0 | 3037.9537 | #N/A | #N/A | 88 | #N/A | #N/A | #N/A | #N/A | 1.688% | 1 | 50% | 0% | 0% | 0% | 8.2745 | 0 | 0 | 0 | 8.2745 | #N/A
2007-08-02 15:00 | 8 | 2 | 15 | 214.5836 | 5127 | 71.6 | 66.02 | 997 | 71.6 | 0 | 3060.4228 | Cooling | 510.0705 | #N/A | #N/A | #N/A | #N/A | 0 | 0 | 0 | 0 | 0 | 3060.4228 | #N/A | #N/A | 88 | #N/A | #N/A | #N/A | #N/A | 1.7% | 1 | 50% | 0% | 0% | 0% | 8.2745 | 0 | 0 | 0 | 8.2745 | #N/A
2007-08-02 16:00 | 8 | 2 | 16 | 214.6253 | 5128 | 73.4 | 66.02 | 997 | 73.4 | 0 | 3142.1354 | Cooling | 523.6892 | #N/A | #N/A | #N/A | #N/A | 0 | 0 | 0 | 0 | 0 | 3142.1354 | #N/A | #N/A | 88 | #N/A | #N/A | #N/A | #N/A | 1.746% | 1 | 50% | 0% | 0% | 0% | 8.2745 | 0 | 0 | 0 | 8.2745 | #N/A
2007-08-02 17:00 | 8 | 2 | 17 | 214.667 | 5129 | 73.04 | 66.92 | 997 | 73.04 | 0 | 3128.6818 | Cooling | 521.447 | #N/A | #N/A | #N/A | #N/A | 0 | 0 | 0 | 0 | 0 | 3128.6818 | #N/A | #N/A | 88 | #N/A | #N/A | #N/A | #N/A | 1.738% | 1 | 50% | 0% | 0% | 0% | 8.2745 | 0 | 0 | 0 | 8.2745 | #N/A
2007-08-02 18:00 | 8 | 2 | 18 | 214.7086 | 5130 | 73.4 | 69.08 | 997 | 73.4 | 0 | 3019.1631 | Cooling | 503.1939 | #N/A | #N/A | #N/A | #N/A | 0 | 0 | 0 | 0 | 0 | 3019.1631 | #N/A | #N/A | 88 | #N/A | #N/A | #N/A | #N/A | 1.677% | 1 | 50% | 0% | 0% | 0% | 8.2745 | 0 | 0 | 0 | 8.2745 | #N/A
2007-08-02 19:00 | 8 | 2 | 19 | 214.7503 | 5131 | 71.6 | 68 | 997 | 71.6 | 0 | 2923.5309 | Cooling | 487.2552 | #N/A | #N/A | #N/A | #N/A | 0 | 0 | 0 | 0 | 0 | 2923.5309 | #N/A | #N/A | 88 | #N/A | #N/A | #N/A | #N/A | 1.624% | 1 | 50% | 0% | 0% | 0% | 8.2745 | 0 | 0 | 0 | 8.2745 | #N/A
2007-08-02 20:00 | 8 | 2 | 20 | 214.792 | 5132 | 71.06 | 66.92 | 997 | 71.06 | 0 | 2922.7773 | Cooling | 487.1295 | #N/A | #N/A | #N/A | #N/A | 0 | 0 | 0 | 0 | 0 | 2922.7773 | #N/A | #N/A | 88 | #N/A | #N/A | #N/A | #N/A | 1.624% | 1 | 50% | 0% | 0% | 0% | 8.2745 | 0 | 0 | 0 | 8.2745 | #N/A
2007-08-02 21:00 | 8 | 2 | 21 | 214.8336 | 5133 | 68 | 64.94 | 997 | 68 | 0 | 2978.5451 | Cooling | 496.4242 | #N/A | #N/A | #N/A | #N/A | 0 | 0 | 0 | 0 | 0 | 2978.5451 | #N/A | #N/A | 88 | #N/A | #N/A | #N/A | #N/A | 1.655% | 1 | 50% | 0% | 0% | 0% | 8.2745 | 0 | 0 | 0 | 8.2745 | #N/A
2007-08-02 22:00 | 8 | 2 | 22 | 214.8753 | 5134 | 69.8 | 66.92 | 997 | 69.8 | 0 | 1302.2821 | Cooling | 217.047 | #N/A | #N/A | #N/A | #N/A | 0 | 0 | 0 | 0 | 0 | 1302.2821 | #N/A | #N/A | 88 | #N/A | #N/A | #N/A | #N/A | 0.7235% | 1 | 50% | 0% | 0% | 0% | 8.2745 | 0 | 0 | 0 | 8.2745 | #N/A
2007-08-02 23:00 | 8 | 2 | 23 | 214.917 | 5135 | 66.2 | 64.94 | 997 | 66.2 | 0 | 1446.4712 | Cooling | 241.0785 | #N/A | #N/A | #N/A | #N/A | 0 | 0 | 0 | 0 | 0 | 1446.4712 | #N/A | #N/A | 88 | #N/A | #N/A | #N/A | #N/A | 0.8036% | 1 | 50% | 0% | 0% | 0% | 8.2745 | 0 | 0 | 0 | 8.2745 | #N/A
2007-08-03 | 8 | 3 | 0 | 214.9586 | 5136 | 66.2 | 62.06 | 997 | 66.2 | 0 | 1077.3849 | Cooling | 179.5642 | #N/A | #N/A | #N/A | #N/A | 0 | 0 | 0 | 0 | 0 | 1077.3849 | #N/A | #N/A | 88 | #N/A | #N/A | #N/A | #N/A | 0.5985% | 1 | 50% | 0% | 0% | 0% | 8.2745 | 0 | 0 | 0 | 8.2745 | #N/A
2007-08-03 01:00 | 8 | 3 | 1 | 215.0003 | 5137 | 64.4 | 62.96 | 997 | 64.4 | 0 | 719.1159 | Cooling | 119.8526 | #N/A | #N/A | #N/A | #N/A | 0 | 0 | 0 | 0 | 0 | 719.1159 | #N/A | #N/A | 88 | #N/A | #N/A | #N/A | #N/A | 0.3995% | 1 | 50% | 0% | 0% | 0% | 8.2745 | 0 | 0 | 0 | 8.2745 | #N/A
2007-08-03 02:00 | 8 | 3 | 2 | 215.042 | 5138 | 64.94 | 62.96 | 997 | 64.94 | 0 | 609.9961 | Cooling | 101.666 | #N/A | #N/A | #N/A | #N/A | 0 | 0 | 0 | 0 | 0 | 609.9961 | #N/A | #N/A | 88 | #N/A | #N/A | #N/A | #N/A | 0.3389% | 1 | 50% | 0% | 0% | 0% | 8.2745 | 0 | 0 | 0 | 8.2745 | #N/A
2007-08-03 03:00 | 8 | 3 | 3 | 215.0836 | 5139 | 64.04 | 62.96 | 997 | 64.04 | 0 | 577.8097 | Cooling | 96.3016 | #N/A | #N/A | #N/A | #N/A | 0 | 0 | 0 | 0 | 0 | 577.8097 | #N/A | #N/A | 88 | #N/A | #N/A | #N/A | #N/A | 0.321% | 1 | 50% | 0% | 0% | 0% | 8.2745 | 0 | 0 | 0 | 8.2745 | #N/A
2007-08-03 04:00 | 8 | 3 | 4 | 215.1253 | 5140 | 62.06 | 62.96 | 997 | 62.06 | 0 | 553.851 | Cooling | 92.3085 | #N/A | #N/A | #N/A | #N/A | 0 | 0 | 0 | 0 | 0 | 553.851 | #N/A | #N/A | 88 | #N/A | #N/A | #N/A | #N/A | 0.3077% | 1 | 50% | 0% | 0% | 0% | 8.2745 | 0 | 0 | 0 | 8.2745 | #N/A
2007-08-03 05:00 | 8 | 3 | 5 | 215.167 | 5141 | 62.06 | 62.96 | 997 | 62.06 | 0 | 626.0364 | Cooling | 104.3394 | #N/A | #N/A | #N/A | #N/A | 0 | 0 | 0 | 0 | 0 | 626.0364 | #N/A | #N/A | 88 | #N/A | #N/A | #N/A | #N/A | 0.3478% | 1 | 50% | 0% | 0% | 0% | 8.2745 | 0 | 0 | 0 | 8.2745 | #N/A
2007-08-03 06:00 | 8 | 3 | 6 | 215.2086 | 5142 | 64.04 | 64.94 | 998 | 64.04 | 0 | 2874.9527 | Cooling | 479.1588 | #N/A | #N/A | #N/A | #N/A | 0 | 0 | 0 | 0 | 0 | 2874.9527 | #N/A | #N/A | 88 | #N/A | #N/A | #N/A | #N/A | 1.597% | 1 | 50% | 0% | 0% | 0% | 8.2745 | 0 | 0 | 0 | 8.2745 | #N/A
2007-08-03 07:00 | 8 | 3 | 7 | 215.2503 | 5143 | 66.02 | 66.02 | 999 | 66.02 | 0 | 3155.7799 | Cooling | 525.9633 | #N/A | #N/A | #N/A | #N/A | 0 | 0 | 0 | 0 | 0 | 3155.7799 | #N/A | #N/A | 88 | #N/A | #N/A | #N/A | #N/A | 1.753% | 1 | 50% | 0% | 0% | 0% | 8.2745 | 0 | 0 | 0 | 8.2745 | #N/A
2007-08-03 08:00 | 8 | 3 | 8 | 215.292 | 5144 | 66.02 | 66.02 | 999 | 66.02 | 0 | 3656.9823 | Cooling | 609.497 | #N/A | #N/A | #N/A | #N/A | 0 | 0 | 0 | 0 | 0 | 3656.9823 | #N/A | #N/A | 88 | #N/A | #N/A | #N/A | #N/A | 2.032% | 1 | 50% | 0% | 0% | 0% | 8.2745 | 0 | 0 | 0 | 8.2745 | #N/A
2007-08-03 09:00 | 8 | 3 | 9 | 215.3336 | 5145 | 71.06 | 64.94 | 999 | 71.06 | 0 | 2787.9208 | Cooling | 464.6535 | #N/A | #N/A | #N/A | #N/A | 0 | 0 | 0 | 0 | 0 | 2787.9208 | #N/A | #N/A | 88 | #N/A | #N/A | #N/A | #N/A | 1.549% | 1 | 50% | 0% | 0% | 0% | 8.2745 | 0 | 0 | 0 | 8.2745 | #N/A
2007-08-03 10:00 | 8 | 3 | 10 | 215.3753 | 5146 | 73.04 | 64.94 | 999 | 73.04 | 0 | 2557.5553 | Cooling | 426.2592 | #N/A | #N/A | #N/A | #N/A | 0 | 0 | 0 | 0 | 0 | 2557.5553 | #N/A | #N/A | 88 | #N/A | #N/A | #N/A | #N/A | 1.421% | 1 | 50% | 0% | 0% | 0% | 8.2745 | 0 | 0 | 0 | 8.2745 | #N/A
2007-08-03 11:00 | 8 | 3 | 11 | 215.417 | 5147 | 73.04 | 64.04 | 999 | 73.04 | 0 | 2526.1172 | Cooling | 421.0195 | #N/A | #N/A | #N/A | #N/A | 0 | 0 | 0 | 0 | 0 | 2526.1172 | #N/A | #N/A | 88 | #N/A | #N/A | #N/A | #N/A | 1.403% | 1 | 50% | 0% | 0% | 0% | 8.2745 | 0 | 0 | 0 | 8.2745 | #N/A
2007-08-03 12:00 | 8 | 3 | 12 | 215.4586 | 5148 | 75.92 | 64.04 | 999 | 75.92 | 0 | 2518.7189 | Cooling | 419.7865 | #N/A | #N/A | #N/A | #N/A | 0 | 0 | 0 | 0 | 0 | 2518.7189 | #N/A | #N/A | 88 | #N/A | #N/A | #N/A | #N/A | 1.399% | 1 | 50% | 0% | 0% | 0% | 8.2745 | 0 | 0 | 0 | 8.2745 | #N/A
2007-08-03 13:00 | 8 | 3 | 13 | 215.5003 | 5149 | 77 | 64.94 | 999 | 77 | 0 | 2530.9004 | Cooling | 421.8167 | #N/A | #N/A | #N/A | #N/A | 0 | 0 | 0 | 0 | 0 | 2530.9004 | #N/A | #N/A | 88 | #N/A | #N/A | #N/A | #N/A | 1.406% | 1 | 50% | 0% | 0% | 0% | 8.2745 | 0 | 0 | 0 | 8.2745 | #N/A
2007-08-03 14:00 | 8 | 3 | 14 | 215.542 | 5150 | 77 | 66.02 | 999 | 77 | 0 | 2417.8832 | Cooling | 402.9805 | #N/A | #N/A | #N/A | #N/A | 0 | 0 | 0 | 0 | 0 | 2417.8832 | #N/A | #N/A | 88 | #N/A | #N/A | #N/A | #N/A | 1.343% | 1 | 50% | 0% | 0% | 0% | 8.2745 | 0 | 0 | 0 | 8.2745 | #N/A
2007-08-03 15:00 | 8 | 3 | 15 | 215.5836 | 5151 | 78.08 | 69.08 | 999 | 78.08 | 0 | 3588.9814 | Cooling | 598.1636 | #N/A | #N/A | #N/A | #N/A | 0 | 0 | 0 | 0 | 0 | 3588.9814 | #N/A | #N/A | 88 | #N/A | #N/A | #N/A | #N/A | 1.994% | 1 | 50% | 0% | 0% | 0% | 8.2745 | 0 | 0 | 0 | 8.2745 | #N/A
2007-08-03 16:00 | 8 | 3 | 16 | 215.6253 | 5152 | 78.98 | 68 | 999 | 78.98 | 0 | 3689.371 | Cooling | 614.8952 | #N/A | #N/A | #N/A | #N/A | 0 | 0 | 0 | 0 | 0 | 3689.371 | #N/A | #N/A | 88 | #N/A | #N/A | #N/A | #N/A | 2.05% | 1 | 50% | 0% | 0% | 0% | 8.2745 | 0 | 0 | 0 | 8.2745 | #N/A
2007-08-03 17:00 | 8 | 3 | 17 | 215.667 | 5153 | 78.98 | 64.94 | 999 | 78.98 | 0 | 3416.942 | Cooling | 569.4903 | #N/A | #N/A | #N/A | #N/A | 0 | 0 | 0 | 0 | 0 | 3416.942 | #N/A | #N/A | 88 | #N/A | #N/A | #N/A | #N/A | 1.898% | 1 | 50% | 0% | 0% | 0% | 8.2745 | 0 | 0 | 0 | 8.2745 | #N/A
2007-08-03 18:00 | 8 | 3 | 18 | 215.7086 | 5154 | 75.92 | 62.6 | 999 | 75.92 | 0 | 602.2937 | Cooling | 100.3823 | #N/A | #N/A | #N/A | #N/A | 0 | 0 | 0 | 0 | 0 | 602.2937 | #N/A | #N/A | 88 | #N/A | #N/A | #N/A | #N/A | 0.3346% | 1 | 50% | 0% | 0% | 0% | 8.2745 | 0 | 0 | 0 | 8.2745 | #N/A
2007-08-03 19:00 | 8 | 3 | 19 | 215.7503 | 5155 | 73.94 | 59 | 1000 | 73.94 | 0 | 601.236 | Cooling | 100.206 | #N/A | #N/A | #N/A | #N/A | 0 | 0 | 0 | 0 | 0 | 601.236 | #N/A | #N/A | 88 | #N/A | #N/A | #N/A | #N/A | 0.334% | 1 | 50% | 0% | 0% | 0% | 8.2745 | 0 | 0 | 0 | 8.2745 | #N/A
2007-08-03 20:00 | 8 | 3 | 20 | 215.792 | 5156 | 73.94 | 57.02 | 1001 | 73.94 | 0 | 377.0173 | Cooling | 62.8362 | #N/A | #N/A | #N/A | #N/A | 0 | 0 | 0 | 0 | 0 | 377.0173 | #N/A | #N/A | 88 | #N/A | #N/A | #N/A | #N/A | 0.2095% | 1 | 50% | 0% | 0% | 0% | 8.2745 | 0 | 0 | 0 | 8.2745 | #N/A
2007-08-03 21:00 | 8 | 3 | 21 | 215.8336 | 5157 | 66.02 | 57.02 | 1001 | 66.02 | 0 | 249.2192 | Cooling | 41.5365 | #N/A | #N/A | #N/A | #N/A | 0 | 0 | 0 | 0 | 0 | 249.2192 | #N/A | #N/A | 88 | #N/A | #N/A | #N/A | #N/A | 0.1385% | 1 | 50% | 0% | 0% | 0% | 8.2745 | 0 | 0 | 0 | 8.2745 | #N/A
2007-08-03 22:00 | 8 | 3 | 22 | 215.8753 | 5158 | 62.96 | 55.94 | 1001 | 62.96 | 0 | 173.2761 | Cooling | 28.8793 | #N/A | #N/A | #N/A | #N/A | 0 | 0 | 0 | 0 | 0 | 173.2761 | #N/A | #N/A | 88 | #N/A | #N/A | #N/A | #N/A | 0.09626% | 1 | 50% | 0% | 0% | 0% | 8.2745 | 0 | 0 | 0 | 8.2745 | #N/A
2007-08-03 23:00 | 8 | 3 | 23 | 215.917 | 5159 | 62.96 | 55.94 | 1002 | 62.96 | 0 | 123.9045 | Cooling | 20.6508 | #N/A | #N/A | #N/A | #N/A | 0 | 0 | 0 | 0 | 0 | 123.9045 | #N/A | #N/A | 88 | #N/A | #N/A | #N/A | #N/A | 0.06884% | 1 | 50% | 0% | 0% | 0% | 8.2745 | 0 | 0 | 0 | 8.2745 | #N/A
2007-08-04 | 8 | 4 | 0 | 215.9586 | 5160 | 62.06 | 55.04 | 1002 | 62.06 | 0 | 101.9778 | Cooling | 16.9963 | #N/A | #N/A | #N/A | #N/A | 0 | 0 | 0 | 0 | 0 | 101.9778 | #N/A | #N/A | 88 | #N/A | #N/A | #N/A | #N/A | 0.05665% | 1 | 50% | 0% | 0% | 0% | 8.2745 | 0 | 0 | 0 | 8.2745 | #N/A
2007-08-04 01:00 | 8 | 4 | 1 | 216.0003 | 5161 | 60.98 | 55.04 | 1003 | 60.98 | 0 | 82.6573 | Cooling | 13.7762 | #N/A | #N/A | #N/A | #N/A | 0 | 0 | 0 | 0 | 0 | 82.6573 | #N/A | #N/A | 88 | #N/A | #N/A | #N/A | #N/A | 0.04592% | 1 | 50% | 0% | 0% | 0% | 8.2745 | 0 | 0 | 0 | 8.2745 | #N/A
2007-08-04 02:00 | 8 | 4 | 2 | 216.042 | 5162 | 60.98 | 55.04 | 1002 | 60.98 | 0 | 82.9131 | Cooling | 13.8188 | #N/A | #N/A | #N/A | #N/A | 0 | 0 | 0 | 0 | 0 | 82.9131 | #N/A | #N/A | 88 | #N/A | #N/A | #N/A | #N/A | 0.04606% | 1 | 50% | 0% | 0% | 0% | 8.2745 | 0 | 0 | 0 | 8.2745 | #N/A
2007-08-04 03:00 | 8 | 4 | 3 | 216.0836 | 5163 | 60.08 | 53.96 | 1002 | 60.08 | 0 | 65.6554 | Cooling | 10.9426 | #N/A | #N/A | #N/A | #N/A | 0 | 0 | 0 | 0 | 0 | 65.6554 | #N/A | #N/A | 88 | #N/A | #N/A | #N/A | #N/A | 0.03648% | 1 | 50% | 0% | 0% | 0% | 8.2745 | 0 | 0 | 0 | 8.2745 | #N/A
2007-08-04 04:00 | 8 | 4 | 4 | 216.1253 | 5164 | 59 | 55.04 | 1002 | 59 | 0 | 64.827 | Cooling | 10.8045 | #N/A | #N/A | #N/A | #N/A | 0 | 0 | 0 | 0 | 0 | 64.827 | #N/A | #N/A | 88 | #N/A | #N/A | #N/A | #N/A | 0.03602% | 1 | 50% | 0% | 0% | 0% | 8.2745 | 0 | 0 | 0 | 8.2745 | #N/A
2007-08-04 05:00 | 8 | 4 | 5 | 216.167 | 5165 | 59 | 53.96 | 1002 | 59 | 0 | 74.7427 | Cooling | 12.4571 | #N/A | #N/A | #N/A | #N/A | 0 | 0 | 0 | 0 | 0 | 74.7427 | #N/A | #N/A | 88 | #N/A | #N/A | #N/A | #N/A | 0.04152% | 1 | 50% | 0% | 0% | 0% | 8.2745 | 0 | 0 | 0 | 8.2745 | #N/A
2007-08-04 06:00 | 8 | 4 | 6 | 216.2086 | 5166 | 60.08 | 55.94 | 1003 | 60.08 | 0 | 132.1308 | Cooling | 22.0218 | #N/A | #N/A | #N/A | #N/A | 0 | 0 | 0 | 0 | 0 | 132.1308 | #N/A | #N/A | 88 | #N/A | #N/A | #N/A | #N/A | 0.07341% | 1 | 50% | 0% | 0% | 0% | 8.2745 | 0 | 0 | 0 | 8.2745 | #N/A
2007-08-04 07:00 | 8 | 4 | 7 | 216.2503 | 5167 | 62.96 | 55.94 | 1004 | 62.96 | 0 | 189.5173 | Cooling | 31.5862 | #N/A | #N/A | #N/A | #N/A | 0 | 0 | 0 | 0 | 0 | 189.5173 | #N/A | #N/A | 88 | #N/A | #N/A | #N/A | #N/A | 0.1053% | 1 | 50% | 0% | 0% | 0% | 8.2745 | 0 | 0 | 0 | 8.2745 | #N/A
2007-08-04 08:00 | 8 | 4 | 8 | 216.292 | 5168 | 62.96 | 55.94 | 1004 | 62.96 | 0 | 231.0394 | Cooling | 38.5066 | #N/A | #N/A | #N/A | #N/A | 0 | 0 | 0 | 0 | 0 | 231.0394 | #N/A | #N/A | 88 | #N/A | #N/A | #N/A | #N/A | 0.1284% | 1 | 50% | 0% | 0% | 0% | 8.2745 | 0 | 0 | 0 | 8.2745 | #N/A
2007-08-04 09:00 | 8 | 4 | 9 | 216.3336 | 5169 | 71.96 | 51.98 | 1004 | 71.96 | 0 | 136.5297 | Cooling | 22.7549 | #N/A | #N/A | #N/A | #N/A | 0 | 0 | 0 | 0 | 0 | 136.5297 | #N/A | #N/A | 88 | #N/A | #N/A | #N/A | #N/A | 0.07585% | 1 | 50% | 0% | 0% | 0% | 8.2745 | 0 | 0 | 0 | 8.2745 | #N/A
2007-08-04 10:00 | 8 | 4 | 10 | 216.3753 | 5170 | 73.94 | 50 | 1004 | 73.94 | 0 | 29.5351 | Cooling | 4.9225 | #N/A | #N/A | #N/A | #N/A | 0 | 0 | 0 | 0 | 0 | 29.5351 | #N/A | #N/A | 88 | #N/A | #N/A | #N/A | #N/A | 0.01641% | 1 | 50% | 0% | 0% | 0% | 8.2745 | 0 | 0 | 0 | 8.2745 | #N/A
2007-08-04 11:00 | 8 | 4 | 11 | 216.417 | 5171 | 73.94 | 53.06 | 1004 | 73.94 | 0 | 78.1633 | Cooling | 13.0272 | #N/A | #N/A | #N/A | #N/A | 0 | 0 | 0 | 0 | 0 | 78.1633 | #N/A | #N/A | 88 | #N/A | #N/A | #N/A | #N/A | 0.04342% | 1 | 50% | 0% | 0% | 0% | 8.2745 | 0 | 0 | 0 | 8.2745 | #N/A
2007-08-04 12:00 | 8 | 4 | 12 | 216.4586 | 5172 | 80.06 | 51.08 | 1004 | 80.06 | 0 | 89.0025 | Cooling | 14.8338 | #N/A | #N/A | #N/A | #N/A | 0 | 0 | 0 | 0 | 0 | 89.0025 | #N/A | #N/A | 88 | #N/A | #N/A | #N/A | #N/A | 0.04945% | 1 | 50% | 0% | 0% | 0% | 8.2745 | 0 | 0 | 0 | 8.2745 | #N/A
2007-08-04 13:00 | 8 | 4 | 13 | 216.5003 | 5173 | 82.04 | 51.08 | 1004 | 82.04 | 0 | 43.7812 | Cooling | 7.2969 | #N/A | #N/A | #N/A | #N/A | 0 | 0 | 0 | 0 | 0 | 43.7812 | #N/A | #N/A | 88 | #N/A | #N/A | #N/A | #N/A | 0.02432% | 1 | 50% | 0% | 0% | 0% | 8.2745 | 0 | 0 | 0 | 8.2745 | #N/A
2007-08-04 14:00 | 8 | 4 | 14 | 216.542 | 5174 | 82.04 | 53.06 | 1003 | 82.04 | 0 | 96.6049 | Cooling | 16.1008 | #N/A | #N/A | #N/A | #N/A | 0 | 0 | 0 | 0 | 0 | 96.6049 | #N/A | #N/A | 88 | #N/A | #N/A | #N/A | #N/A | 0.05367% | 1 | 50% | 0% | 0% | 0% | 8.2745 | 0 | 0 | 0 | 8.2745 | #N/A
2007-08-04 15:00 | 8 | 4 | 15 | 216.5836 | 5175 | 82.94 | 51.08 | 1002 | 82.94 | 0 | 111.4805 | Cooling | 18.5801 | #N/A | #N/A | #N/A | #N/A | 0 | 0 | 0 | 0 | 0 | 111.4805 | #N/A | #N/A | 88 | #N/A | #N/A | #N/A | #N/A | 0.06193% | 1 | 50% | 0% | 0% | 0% | 8.2745 | 0 | 0 | 0 | 8.2745 | #N/A
2007-08-04 16:00 | 8 | 4 | 16 | 216.6253 | 5176 | 82.94 | 50 | 1002 | 82.94 | 0 | 100.8919 | Cooling | 16.8153 | #N/A | #N/A | #N/A | #N/A | 0 | 0 | 0 | 0 | 0 | 100.8919 | #N/A | #N/A | 88 | #N/A | #N/A | #N/A | #N/A | 0.05605% | 1 | 50% | 0% | 0% | 0% | 8.2745 | 0 | 0 | 0 | 8.2745 | #N/A
2007-08-04 17:00 | 8 | 4 | 17 | 216.667 | 5177 | 82.94 | 46.94 | 1002 | 82.94 | 0 | 46.5009 | Cooling | 7.7502 | #N/A | #N/A | #N/A | #N/A | 0 | 0 | 0 | 0 | 0 | 46.5009 | #N/A | #N/A | 88 | #N/A | #N/A | #N/A | #N/A | 0.02583% | 1 | 50% | 0% | 0% | 0% | 8.2745 | 0 | 0 | 0 | 8.2745 | #N/A
2007-08-04 18:00 | 8 | 4 | 18 | 216.7086 | 5178 | 82.04 | 46.94 | 1002 | 82.04 | 0 | 0.34909 | Cooling | 0.058182 | #N/A | #N/A | #N/A | #N/A | 0 | 0 | 0 | 0 | 0 | 0.34909 | #N/A | #N/A | 88 | #N/A | #N/A | #N/A | #N/A | 0.0001939% | 1 | 50% | 0% | 0% | 0% | 8.2745 | 0 | 0 | 0 | 8.2745 | #N/A
2007-08-04 19:00 | 8 | 4 | 19 | 216.7503 | 5179 | 80.06 | 48.02 | 1002 | 80.06 | 0 | 0 | Cooling | 0 | #N/A | #N/A | #N/A | #N/A | 0 | 0 | 0 | 0 | 0 | 0 | #N/A | #N/A | 88 | #N/A | #N/A | #N/A | #N/A | 0% | 1 | 50% | 0% | 0% | 0% | 8.2745 | 0 | 0 | 0 | 8.2745 | #N/A
2007-08-04 20:00 | 8 | 4 | 20 | 216.792 | 5180 | 80.06 | 48.92 | 1002 | 80.06 | 0 | 0 | Cooling | 0 | #N/A | #N/A | #N/A | #N/A | 0 | 0 | 0 | 0 | 0 | 0 | #N/A | #N/A | 88 | #N/A | #N/A | #N/A | #N/A | 0% | 1 | 50% | 0% | 0% | 0% | 8.2745 | 0 | 0 | 0 | 8.2745 | #N/A
2007-08-04 21:00 | 8 | 4 | 21 | 216.8336 | 5181 | 75.92 | 51.08 | 1002 | 75.92 | 0 | 12.8033 | Cooling | 2.1339 | #N/A | #N/A | #N/A | #N/A | 0 | 0 | 0 | 0 | 0 | 12.8033 | #N/A | #N/A | 88 | #N/A | #N/A | #N/A | #N/A | 0.007113% | 1 | 50% | 0% | 0% | 0% | 8.2745 | 0 | 0 | 0 | 8.2745 | #N/A
2007-08-04 22:00 | 8 | 4 | 22 | 216.8753 | 5182 | 73.94 | 51.98 | 1003 | 73.94 | 0 | 28.335 | Cooling | 4.7225 | #N/A | #N/A | #N/A | #N/A | 0 | 0 | 0 | 0 | 0 | 28.335 | #N/A | #N/A | 88 | #N/A | #N/A | #N/A | #N/A | 0.01574% | 1 | 50% | 0% | 0% | 0% | 8.2745 | 0 | 0 | 0 | 8.2745 | #N/A
2007-08-04 23:00 | 8 | 4 | 23 | 216.917 | 5183 | 73.94 | 51.98 | 1003 | 73.94 | 0 | 23.5313 | Cooling | 3.9219 | #N/A | #N/A | #N/A | #N/A | 0 | 0 | 0 | 0 | 0 | 23.5313 | #N/A | #N/A | 88 | #N/A | #N/A | #N/A | #N/A | 0.01307% | 1 | 50% | 0% | 0% | 0% | 8.2745 | 0 | 0 | 0 | 8.2745 | #N/A
2007-08-05 | 8 | 5 | 0 | 216.9586 | 5184 | 73.04 | 51.98 | 1003 | 73.04 | 0 | 30.3379 | Cooling | 5.0563 | #N/A | #N/A | #N/A | #N/A | 0 | 0 | 0 | 0 | 0 | 30.3379 | #N/A | #N/A | 88 | #N/A | #N/A | #N/A | #N/A | 0.01685% | 1 | 50% | 0% | 0% | 0% | 8.2745 | 0 | 0 | 0 | 8.2745 | #N/A
2007-08-05 01:00 | 8 | 5 | 1 | 217.0003 | 5185 | 73.04 | 51.98 | 1003 | 73.04 | 0 | 28.481 | Cooling | 4.7468 | #N/A | #N/A | #N/A | #N/A | 0 | 0 | 0 | 0 | 0 | 28.481 | #N/A | #N/A | 88 | #N/A | #N/A | #N/A | #N/A | 0.01582% | 1 | 50% | 0% | 0% | 0% | 8.2745 | 0 | 0 | 0 | 8.2745 | #N/A
2007-08-05 02:00 | 8 | 5 | 2 | 217.042 | 5186 | 73.04 | 51.98 | 1002 | 73.04 | 0 | 27.3841 | Cooling | 4.564 | #N/A | #N/A | #N/A | #N/A | 0 | 0 | 0 | 0 | 0 | 27.3841 | #N/A | #N/A | 88 | #N/A | #N/A | #N/A | #N/A | 0.01521% | 1 | 50% | 0% | 0% | 0% | 8.2745 | 0 | 0 | 0 | 8.2745 | #N/A
2007-08-05 03:00 | 8 | 5 | 3 | 217.0836 | 5187 | 71.96 | 55.04 | 1002 | 71.96 | 0 | 59.4607 | Cooling | 9.9101 | #N/A | #N/A | #N/A | #N/A | 0 | 0 | 0 | 0 | 0 | 59.4607 | #N/A | #N/A | 88 | #N/A | #N/A | #N/A | #N/A | 0.03303% | 1 | 50% | 0% | 0% | 0% | 8.2745 | 0 | 0 | 0 | 8.2745 | #N/A
2007-08-05 04:00 | 8 | 5 | 4 | 217.1253 | 5188 | 71.06 | 53.96 | 1002 | 71.06 | 0 | 65.5905 | Cooling | 10.9318 | #N/A | #N/A | #N/A | #N/A | 0 | 0 | 0 | 0 | 0 | 65.5905 | #N/A | #N/A | 88 | #N/A | #N/A | #N/A | #N/A | 0.03644% | 1 | 50% | 0% | 0% | 0% | 8.2745 | 0 | 0 | 0 | 8.2745 | #N/A
2007-08-05 05:00 | 8 | 5 | 5 | 217.167 | 5189 | 71.06 | 53.96 | 1002 | 71.06 | 0 | 73.7672 | Cooling | 12.2945 | #N/A | #N/A | #N/A | #N/A | 0 | 0 | 0 | 0 | 0 | 73.7672 | #N/A | #N/A | 88 | #N/A | #N/A | #N/A | #N/A | 0.04098% | 1 | 50% | 0% | 0% | 0% | 8.2745 | 0 | 0 | 0 | 8.2745 | #N/A
2007-08-05 06:00 | 8 | 5 | 6 | 217.2086 | 5190 | 69.8 | 55.94 | 1002 | 69.8 | 0 | 815.8623 | Cooling | 135.977 | #N/A | #N/A | #N/A | #N/A | 0 | 0 | 0 | 0 | 0 | 815.8623 | #N/A | #N/A | 88 | #N/A | #N/A | #N/A | #N/A | 0.4533% | 1 | 50% | 0% | 0% | 0% | 8.2745 | 0 | 0 | 0 | 8.2745 | #N/A
2007-08-05 07:00 | 8 | 5 | 7 | 217.2503 | 5191 | 71.96 | 57.02 | 1003 | 71.96 | 0 | 1279.7658 | Cooling | 213.2943 | #N/A | #N/A | #N/A | #N/A | 0 | 0 | 0 | 0 | 0 | 1279.7658 | #N/A | #N/A | 88 | #N/A | #N/A | #N/A | #N/A | 0.711% | 1 | 50% | 0% | 0% | 0% | 8.2745 | 0 | 0 | 0 | 8.2745 | #N/A
2007-08-05 08:00 | 8 | 5 | 8 | 217.292 | 5192 | 71.96 | 57.92 | 1003 | 71.96 | 0 | 1935.7598 | Cooling | 322.6266 | #N/A | #N/A | #N/A | #N/A | 0 | 0 | 0 | 0 | 0 | 1935.7598 | #N/A | #N/A | 88 | #N/A | #N/A | #N/A | #N/A | 1.075% | 1 | 50% | 0% | 0% | 0% | 8.2745 | 0 | 0 | 0 | 8.2745 | #N/A
2007-08-05 09:00 | 8 | 5 | 9 | 217.3336 | 5193 | 75.92 | 55.94 | 1003 | 75.92 | 0 | 2189.4535 | Cooling | 364.9089 | #N/A | #N/A | #N/A | #N/A | 0 | 0 | 0 | 0 | 0 | 2189.4535 | #N/A | #N/A | 88 | #N/A | #N/A | #N/A | #N/A | 1.216% | 1 | 50% | 0% | 0% | 0% | 8.2745 | 0 | 0 | 0 | 8.2745 | #N/A
2007-08-05 10:00 | 8 | 5 | 10 | 217.3753 | 5194 | 75.2 | 57.02 | 1003 | 75.2 | 0 | 2425.659 | Cooling | 404.2765 | #N/A | #N/A | #N/A | #N/A | 0 | 0 | 0 | 0 | 0 | 2425.659 | #N/A | #N/A | 88 | #N/A | #N/A | #N/A | #N/A | 1.348% | 1 | 50% | 0% | 0% | 0% | 8.2745 | 0 | 0 | 0 | 8.2745 | #N/A
2007-08-05 11:00 | 8 | 5 | 11 | 217.417 | 5195 | 75.92 | 57.02 | 1002 | 75.92 | 0 | 2799.6472 | Cooling | 466.6079 | #N/A | #N/A | #N/A | #N/A | 0 | 0 | 0 | 0 | 0 | 2799.6472 | #N/A | #N/A | 88 | #N/A | #N/A | #N/A | #N/A | 1.555% | 1 | 50% | 0% | 0% | 0% | 8.2745 | 0 | 0 | 0 | 8.2745 | #N/A
2007-08-05 12:00 | 8 | 5 | 12 | 217.4586 | 5196 | 73.94 | 55.94 | 1002 | 73.94 | 0 | 2804.1244 | Cooling | 467.3541 | #N/A | #N/A | #N/A | #N/A | 0 | 0 | 0 | 0 | 0 | 2804.1244 | #N/A | #N/A | 88 | #N/A | #N/A | #N/A | #N/A | 1.558% | 1 | 50% | 0% | 0% | 0% | 8.2745 | 0 | 0 | 0 | 8.2745 | #N/A
2007-08-05 13:00 | 8 | 5 | 13 | 217.5003 | 5197 | 77 | 57.92 | 1002 | 77 | 0 | 2386.9716 | Cooling | 397.8286 | #N/A | #N/A | #N/A | #N/A | 0 | 0 | 0 | 0 | 0 | 2386.9716 | #N/A | #N/A | 88 | #N/A | #N/A | #N/A | #N/A | 1.326% | 1 | 50% | 0% | 0% | 0% | 8.2745 | 0 | 0 | 0 | 8.2745 | #N/A
2007-08-05 14:00 | 8 | 5 | 14 | 217.542 | 5198 | 77 | 55.04 | 1001 | 77 | 0 | 2466.1783 | Cooling | 411.0297 | #N/A | #N/A | #N/A | #N/A | 0 | 0 | 0 | 0 | 0 | 2466.1783 | #N/A | #N/A | 88 | #N/A | #N/A | #N/A | #N/A | 1.37% | 1 | 50% | 0% | 0% | 0% | 8.2745 | 0 | 0 | 0 | 8.2745 | #N/A
2007-08-05 15:00 | 8 | 5 | 15 | 217.5836 | 5199 | 75.02 | 53.06 | 1001 | 75.02 | 0 | 2372.3602 | Cooling | 395.3934 | #N/A | #N/A | #N/A | #N/A | 0 | 0 | 0 | 0 | 0 | 2372.3602 | #N/A | #N/A | 88 | #N/A | #N/A | #N/A | #N/A | 1.318% | 1 | 50% | 0% | 0% | 0% | 8.2745 | 0 | 0 | 0 | 8.2745 | #N/A
2007-08-05 16:00 | 8 | 5 | 16 | 217.6253 | 5200 | 73.94 | 53.06 | 1001 | 73.94 | 0 | 2385.4731 | Cooling | 397.5788 | #N/A | #N/A | #N/A | #N/A | 0 | 0 | 0 | 0 | 0 | 2385.4731 | #N/A | #N/A | 88 | #N/A | #N/A | #N/A | #N/A | 1.325% | 1 | 50% | 0% | 0% | 0% | 8.2745 | 0 | 0 | 0 | 8.2745 | #N/A
2007-08-05 17:00 | 8 | 5 | 17 | 217.667 | 5201 | 73.94 | 51.98 | 1001 | 73.94 | 0 | 2259.4396 | Cooling | 376.5733 | #N/A | #N/A | #N/A | #N/A | 0 | 0 | 0 | 0 | 0 | 2259.4396 | #N/A | #N/A | 88 | #N/A | #N/A | #N/A | #N/A | 1.255% | 1 | 50% | 0% | 0% | 0% | 8.2745 | 0 | 0 | 0 | 8.2745 | #N/A
2007-08-05 18:00 | 8 | 5 | 18 | 217.7086 | 5202 | 71.96 | 51.08 | 1001 | 71.96 | 0 | 2126.1687 | Cooling | 354.3615 | #N/A | #N/A | #N/A | #N/A | 0 | 0 | 0 | 0 | 0 | 2126.1687 | #N/A | #N/A | 88 | #N/A | #N/A | #N/A | #N/A | 1.181% | 1 | 50% | 0% | 0% | 0% | 8.2745 | 0 | 0 | 0 | 8.2745 | #N/A
2007-08-05 19:00 | 8 | 5 | 19 | 217.7503 | 5203 | 69.08 | 53.06 | 1001 | 69.08 | 0 | 1807.6386 | Cooling | 301.2731 | #N/A | #N/A | #N/A | #N/A | 0 | 0 | 0 | 0 | 0 | 1807.6386 | #N/A | #N/A | 88 | #N/A | #N/A | #N/A | #N/A | 1.004% | 1 | 50% | 0% | 0% | 0% | 8.2745 | 0 | 0 | 0 | 8.2745 | #N/A
2007-08-05 20:00 | 8 | 5 | 20 | 217.792 | 5204 | 69.08 | 53.96 | 1001 | 69.08 | 0 | 1408.8406 | Cooling | 234.8068 | #N/A | #N/A | #N/A | #N/A | 0 | 0 | 0 | 0 | 0 | 1408.8406 | #N/A | #N/A | 88 | #N/A | #N/A | #N/A | #N/A | 0.7827% | 1 | 50% | 0% | 0% | 0% | 8.2745 | 0 | 0 | 0 | 8.2745 | #N/A
2007-08-05 21:00 | 8 | 5 | 21 | 217.8336 | 5205 | 64.94 | 53.96 | 1001 | 64.94 | 0 | 1150.0635 | Cooling | 191.6773 | #N/A | #N/A | #N/A | #N/A | 0 | 0 | 0 | 0 | 0 | 1150.0635 | #N/A | #N/A | 88 | #N/A | #N/A | #N/A | #N/A | 0.6389% | 1 | 50% | 0% | 0% | 0% | 8.2745 | 0 | 0 | 0 | 8.2745 | #N/A
2007-08-05 22:00 | 8 | 5 | 22 | 217.8753 | 5206 | 64.04 | 55.04 | 1001 | 64.04 | 0 | 81.1585 | Cooling | 13.5264 | #N/A | #N/A | #N/A | #N/A | 0 | 0 | 0 | 0 | 0 | 81.1585 | #N/A | #N/A | 88 | #N/A | #N/A | #N/A | #N/A | 0.04509% | 1 | 50% | 0% | 0% | 0% | 8.2745 | 0 | 0 | 0 | 8.2745 | #N/A
2007-08-05 23:00 | 8 | 5 | 23 | 217.917 | 5207 | 64.04 | 53.96 | 1001 | 64.04 | 0 | 103.0945 | Cooling | 17.1824 | #N/A | #N/A | #N/A | #N/A | 0 | 0 | 0 | 0 | 0 | 103.0945 | #N/A | #N/A | 88 | #N/A | #N/A | #N/A | #N/A | 0.05727% | 1 | 50% | 0% | 0% | 0% | 8.2745 | 0 | 0 | 0 | 8.2745 | #N/A
2007-08-06 | 8 | 6 | 0 | 217.9586 | 5208 | 60.98 | 53.06 | 1001 | 60.98 | 0 | 71.8299 | Cooling | 11.9716 | #N/A | #N/A | #N/A | #N/A | 0 | 0 | 0 | 0 | 0 | 71.8299 | #N/A | #N/A | 88 | #N/A | #N/A | #N/A | #N/A | 0.03991% | 1 | 50% | 0% | 0% | 0% | 8.2745 | 0 | 0 | 0 | 8.2745 | #N/A
2007-08-06 01:00 | 8 | 6 | 1 | 218.0003 | 5209 | 57.92 | 53.06 | 1001 | 57.92 | 0 | 63.2515 | Cooling | 10.5419 | #N/A | #N/A | #N/A | #N/A | 0 | 0 | 0 | 0 | 0 | 63.2515 | #N/A | #N/A | 88 | #N/A | #N/A | #N/A | #N/A | 0.03514% | 1 | 50% | 0% | 0% | 0% | 8.2745 | 0 | 0 | 0 | 8.2745 | #N/A
2007-08-06 02:00 | 8 | 6 | 2 | 218.042 | 5210 | 57.92 | 53.06 | 1000 | 57.92 | 0 | 58.7216 | Cooling | 9.7869 | #N/A | #N/A | #N/A | #N/A | 0 | 0 | 0 | 0 | 0 | 58.7216 | #N/A | #N/A | 88 | #N/A | #N/A | #N/A | #N/A | 0.03262% | 1 | 50% | 0% | 0% | 0% | 8.2745 | 0 | 0 | 0 | 8.2745 | #N/A
2007-08-06 03:00 | 8 | 6 | 3 | 218.0836 | 5211 | 57.02 | 51.98 | 1000 | 57.02 | 0 | 45.1328 | Cooling | 7.5221 | #N/A | #N/A | #N/A | #N/A | 0 | 0 | 0 | 0 | 0 | 45.1328 | #N/A | #N/A | 88 | #N/A | #N/A | #N/A | #N/A | 0.02507% | 1 | 50% | 0% | 0% | 0% | 8.2745 | 0 | 0 | 0 | 8.2745 | #N/A
2007-08-06 04:00 | 8 | 6 | 4 | 218.1253 | 5212 | 55.94 | 51.98 | 1000 | 55.94 | 0 | 36.5096 | Cooling | 6.0849 | #N/A | #N/A | #N/A | #N/A | 0 | 0 | 0 | 0 | 0 | 36.5096 | #N/A | #N/A | 88 | #N/A | #N/A | #N/A | #N/A | 0.02028% | 1 | 50% | 0% | 0% | 0% | 8.2745 | 0 | 0 | 0 | 8.2745 | #N/A
2007-08-06 05:00 | 8 | 6 | 5 | 218.167 | 5213 | 55.94 | 51.98 | 1000 | 55.94 | 0 | 39.6594 | Cooling | 6.6099 | #N/A | #N/A | #N/A | #N/A | 0 | 0 | 0 | 0 | 0 | 39.6594 | #N/A | #N/A | 88 | #N/A | #N/A | #N/A | #N/A | 0.02203% | 1 | 50% | 0% | 0% | 0% | 8.2745 | 0 | 0 | 0 | 8.2745 | #N/A
2007-08-06 06:00 | 8 | 6 | 6 | 218.2086 | 5214 | 57.02 | 53.06 | 1000 | 57.02 | 0 | 402.8862 | Cooling | 67.1477 | #N/A | #N/A | #N/A | #N/A | 0 | 0 | 0 | 0 | 0 | 402.8862 | #N/A | #N/A | 88 | #N/A | #N/A | #N/A | #N/A | 0.2238% | 1 | 50% | 0% | 0% | 0% | 8.2745 | 0 | 0 | 0 | 8.2745 | #N/A
2007-08-06 07:00 | 8 | 6 | 7 | 218.2503 | 5215 | 62.96 | 55.94 | 1000 | 62.96 | 0 | 880.192 | Cooling | 146.6987 | #N/A | #N/A | #N/A | #N/A | 0 | 0 | 0 | 0 | 0 | 880.192 | #N/A | #N/A | 88 | #N/A | #N/A | #N/A | #N/A | 0.489% | 1 | 50% | 0% | 0% | 0% | 8.2745 | 0 | 0 | 0 | 8.2745 | #N/A
2007-08-06 08:00 | 8 | 6 | 8 | 218.292 | 5216 | 62.96 | 57.02 | 1000 | 62.96 | 0 | 1662.1199 | Cooling | 277.02 | #N/A | #N/A | #N/A | #N/A | 0 | 0 | 0 | 0 | 0 | 1662.1199 | #N/A | #N/A | 88 | #N/A | #N/A | #N/A | #N/A | 0.9234% | 1 | 50% | 0% | 0% | 0% | 8.2745 | 0 | 0 | 0 | 8.2745 | #N/A
2007-08-06 09:00 | 8 | 6 | 9 | 218.3336 | 5217 | 69.08 | 57.02 | 999 | 69.08 | 0 | 2094.2778 | Cooling | 349.0463 | #N/A | #N/A | #N/A | #N/A | 0 | 0 | 0 | 0 | 0 | 2094.2778 | #N/A | #N/A | 88 | #N/A | #N/A | #N/A | #N/A | 1.163% | 1 | 50% | 0% | 0% | 0% | 8.2745 | 0 | 0 | 0 | 8.2745 | #N/A
2007-08-06 10:00 | 8 | 6 | 10 | 218.3753 | 5218 | 71.06 | 55.04 | 999 | 71.06 | 0 | 2101.4216 | Cooling | 350.2369 | #N/A | #N/A | #N/A | #N/A | 0 | 0 | 0 | 0 | 0 | 2101.4216 | #N/A | #N/A | 88 | #N/A | #N/A | #N/A | #N/A | 1.167% | 1 | 50% | 0% | 0% | 0% | 8.2745 | 0 | 0 | 0 | 8.2745 | #N/A
2007-08-06 11:00 | 8 | 6 | 11 | 218.417 | 5219 | 71.06 | 55.94 | 998 | 71.06 | 0 | 2013.4273 | Cooling | 335.5712 | #N/A | #N/A | #N/A | #N/A | 0 | 0 | 0 | 0 | 0 | 2013.4273 | #N/A | #N/A | 88 | #N/A | #N/A | #N/A | #N/A | 1.119% | 1 | 50% | 0% | 0% | 0% | 8.2745 | 0 | 0 | 0 | 8.2745 | #N/A
2007-08-06 12:00 | 8 | 6 | 12 | 218.4586 | 5220 | 75.92 | 57.02 | 997 | 75.92 | 0 | 2224.6682 | Cooling | 370.778 | #N/A | #N/A | #N/A | #N/A | 0 | 0 | 0 | 0 | 0 | 2224.6682 | #N/A | #N/A | 88 | #N/A | #N/A | #N/A | #N/A | 1.236% | 1 | 50% | 0% | 0% | 0% | 8.2745 | 0 | 0 | 0 | 8.2745 | #N/A
2007-08-06 13:00 | 8 | 6 | 13 | 218.5003 | 5221 | 75.02 | 62.06 | 997 | 75.02 | 0 | 2472.1348 | Cooling | 412.0225 | #N/A | #N/A | #N/A | #N/A | 0 | 0 | 0 | 0 | 0 | 2472.1348 | #N/A | #N/A | 88 | #N/A | #N/A | #N/A | #N/A | 1.373% | 1 | 50% | 0% | 0% | 0% | 8.2745 | 0 | 0 | 0 | 8.2745 | #N/A
2007-08-06 14:00 | 8 | 6 | 14 | 218.542 | 5222 | 75.02 | 62.6 | 996 | 75.02 | 0 | 2493.3907 | Cooling | 415.5651 | #N/A | #N/A | #N/A | #N/A | 0 | 0 | 0 | 0 | 0 | 2493.3907 | #N/A | #N/A | 88 | #N/A | #N/A | #N/A | #N/A | 1.385% | 1 | 50% | 0% | 0% | 0% | 8.2745 | 0 | 0 | 0 | 8.2745 | #N/A
2007-08-06 15:00 | 8 | 6 | 15 | 218.5836 | 5223 | 75.02 | 62.96 | 996 | 75.02 | 0 | 2549.5059 | Cooling | 424.9176 | #N/A | #N/A | #N/A | #N/A | 0 | 0 | 0 | 0 | 0 | 2549.5059 | #N/A | #N/A | 88 | #N/A | #N/A | #N/A | #N/A | 1.416% | 1 | 50% | 0% | 0% | 0% | 8.2745 | 0 | 0 | 0 | 8.2745 | #N/A
2007-08-06 16:00 | 8 | 6 | 16 | 218.6253 | 5224 | 75.92 | 62.96 | 995 | 75.92 | 0 | 2708.4988 | Cooling | 451.4165 | #N/A | #N/A | #N/A | #N/A | 0 | 0 | 0 | 0 | 0 | 2708.4988 | #N/A | #N/A | 88 | #N/A | #N/A | #N/A | #N/A | 1.505% | 1 | 50% | 0% | 0% | 0% | 8.2745 | 0 | 0 | 0 | 8.2745 | #N/A
2007-08-06 17:00 | 8 | 6 | 17 | 218.667 | 5225 | 75.92 | 64.04 | 995 | 75.92 | 0 | 2750.184 | Cooling | 458.364 | #N/A | #N/A | #N/A | #N/A | 0 | 0 | 0 | 0 | 0 | 2750.184 | #N/A | #N/A | 88 | #N/A | #N/A | #N/A | #N/A | 1.528% | 1 | 50% | 0% | 0% | 0% | 8.2745 | 0 | 0 | 0 | 8.2745 | #N/A
2007-08-06 18:00 | 8 | 6 | 18 | 218.7086 | 5226 | 71.96 | 64.04 | 994 | 71.96 | 0 | 2624.3268 | Cooling | 437.3878 | #N/A | #N/A | #N/A | #N/A | 0 | 0 | 0 | 0 | 0 | 2624.3268 | #N/A | #N/A | 88 | #N/A | #N/A | #N/A | #N/A | 1.458% | 1 | 50% | 0% | 0% | 0% | 8.2745 | 0 | 0 | 0 | 8.2745 | #N/A
2007-08-06 19:00 | 8 | 6 | 19 | 218.7503 | 5227 | 69.08 | 64.04 | 995 | 69.08 | 0 | 2522.6518 | Cooling | 420.442 | #N/A | #N/A | #N/A | #N/A | 0 | 0 | 0 | 0 | 0 | 2522.6518 | #N/A | #N/A | 88 | #N/A | #N/A | #N/A | #N/A | 1.401% | 1 | 50% | 0% | 0% | 0% | 8.2745 | 0 | 0 | 0 | 8.2745 | #N/A
2007-08-06 20:00 | 8 | 6 | 20 | 218.792 | 5228 | 69.08 | 64.04 | 995 | 69.08 | 0 | 2397.1781 | Cooling | 399.5297 | #N/A | #N/A | #N/A | #N/A | 0 | 0 | 0 | 0 | 0 | 2397.1781 | #N/A | #N/A | 88 | #N/A | #N/A | #N/A | #N/A | 1.332% | 1 | 50% | 0% | 0% | 0% | 8.2745 | 0 | 0 | 0 | 8.2745 | #N/A
2007-08-06 21:00 | 8 | 6 | 21 | 218.8336 | 5229 | 66.02 | 64.04 | 994 | 66.02 | 0 | 2296.4611 | Cooling | 382.7435 | #N/A | #N/A | #N/A | #N/A | 0 | 0 | 0 | 0 | 0 | 2296.4611 | #N/A | #N/A | 88 | #N/A | #N/A | #N/A | #N/A | 1.276% | 1 | 50% | 0% | 0% | 0% | 8.2745 | 0 | 0 | 0 | 8.2745 | #N/A
2007-08-06 22:00 | 8 | 6 | 22 | 218.8753 | 5230 | 62.06 | 64.04 | 994 | 62.06 | 0 | 323.6841 | Cooling | 53.9473 | #N/A | #N/A | #N/A | #N/A | 0 | 0 | 0 | 0 | 0 | 323.6841 | #N/A | #N/A | 88 | #N/A | #N/A | #N/A | #N/A | 0.1798% | 1 | 50% | 0% | 0% | 0% | 8.2745 | 0 | 0 | 0 | 8.2745 | #N/A
2007-08-06 23:00 | 8 | 6 | 23 | 218.917 | 5231 | 62.06 | 64.94 | 994 | 62.06 | 0 | 425.7738 | Cooling | 70.9623 | #N/A | #N/A | #N/A | #N/A | 0 | 0 | 0 | 0 | 0 | 425.7738 | #N/A | #N/A | 88 | #N/A | #N/A | #N/A | #N/A | 0.2365% | 1 | 50% | 0% | 0% | 0% | 8.2745 | 0 | 0 | 0 | 8.2745 | #N/A
2007-08-07 | 8 | 7 | 0 | 218.9586 | 5232 | 60.98 | 64.94 | 994 | 60.98 | 0 | 404.508 | Cooling | 67.418 | #N/A | #N/A | #N/A | #N/A | 0 | 0 | 0 | 0 | 0 | 404.508 | #N/A | #N/A | 88 | #N/A | #N/A | #N/A | #N/A | 0.2247% | 1 | 50% | 0% | 0% | 0% | 8.2745 | 0 | 0 | 0 | 8.2745 | #N/A
2007-08-07 01:00 | 8 | 7 | 1 | 219.0003 | 5233 | 60.98 | 66.02 | 993 | 60.98 | 0 | 410.5982 | Cooling | 68.433 | #N/A | #N/A | #N/A | #N/A | 0 | 0 | 0 | 0 | 0 | 410.5982 | #N/A | #N/A | 88 | #N/A | #N/A | #N/A | #N/A | 0.2281% | 1 | 50% | 0% | 0% | 0% | 8.2745 | 0 | 0 | 0 | 8.2745 | #N/A
2007-08-07 02:00 | 8 | 7 | 2 | 219.042 | 5234 | 60.98 | 66.02 | 993 | 60.98 | 0 | 410.6493 | Cooling | 68.4416 | #N/A | #N/A | #N/A | #N/A | 0 | 0 | 0 | 0 | 0 | 410.6493 | #N/A | #N/A | 88 | #N/A | #N/A | #N/A | #N/A | 0.2281% | 1 | 50% | 0% | 0% | 0% | 8.2745 | 0 | 0 | 0 | 8.2745 | #N/A
2007-08-07 03:00 | 8 | 7 | 3 | 219.0836 | 5235 | 57.92 | 66.92 | 993 | 57.92 | 0 | 418.6222 | Cooling | 69.7704 | #N/A | #N/A | #N/A | #N/A | 0 | 0 | 0 | 0 | 0 | 418.6222 | #N/A | #N/A | 88 | #N/A | #N/A | #N/A | #N/A | 0.2326% | 1 | 50% | 0% | 0% | 0% | 8.2745 | 0 | 0 | 0 | 8.2745 | #N/A
2007-08-07 04:00 | 8 | 7 | 4 | 219.1253 | 5236 | 57.92 | 68 | 994 | 57.92 | 0 | 458.1853 | Cooling | 76.3642 | #N/A | #N/A | #N/A | #N/A | 0 | 0 | 0 | 0 | 0 | 458.1853 | #N/A | #N/A | 88 | #N/A | #N/A | #N/A | #N/A | 0.2545% | 1 | 50% | 0% | 0% | 0% | 8.2745 | 0 | 0 | 0 | 8.2745 | #N/A
2007-08-07 05:00 | 8 | 7 | 5 | 219.167 | 5237 | 57.92 | 68 | 994 | 57.92 | 0 | 573.262 | Cooling | 95.5437 | #N/A | #N/A | #N/A | #N/A | 0 | 0 | 0 | 0 | 0 | 573.262 | #N/A | #N/A | 88 | #N/A | #N/A | #N/A | #N/A | 0.3185% | 1 | 50% | 0% | 0% | 0% | 8.2745 | 0 | 0 | 0 | 8.2745 | #N/A
2007-08-07 06:00 | 8 | 7 | 6 | 219.2086 | 5238 | 59 | 69.8 | 994 | 59 | 0 | 3526.1288 | Cooling | 587.6881 | #N/A | #N/A | #N/A | #N/A | 0 | 0 | 0 | 0 | 0 | 3526.1288 | #N/A | #N/A | 88 | #N/A | #N/A | #N/A | #N/A | 1.959% | 1 | 50% | 0% | 0% | 0% | 8.2745 | 0 | 0 | 0 | 8.2745 | #N/A
2007-08-07 07:00 | 8 | 7 | 7 | 219.2503 | 5239 | 62.96 | 68 | 995 | 62.96 | 0 | 3236.0751 | Cooling | 539.3458 | #N/A | #N/A | #N/A | #N/A | 0 | 0 | 0 | 0 | 0 | 3236.0751 | #N/A | #N/A | 88 | #N/A | #N/A | #N/A | #N/A | 1.798% | 1 | 50% | 0% | 0% | 0% | 8.2745 | 0 | 0 | 0 | 8.2745 | #N/A
2007-08-07 08:00 | 8 | 7 | 8 | 219.292 | 5240 | 62.96 | 68 | 995 | 62.96 | 0 | 3547.8928 | Cooling | 591.3155 | #N/A | #N/A | #N/A | #N/A | 0 | 0 | 0 | 0 | 0 | 3547.8928 | #N/A | #N/A | 88 | #N/A | #N/A | #N/A | #N/A | 1.971% | 1 | 50% | 0% | 0% | 0% | 8.2745 | 0 | 0 | 0 | 8.2745 | #N/A
2007-08-07 09:00 | 8 | 7 | 9 | 219.3336 | 5241 | 68 | 66.92 | 996 | 68 | 0 | 3728.4522 | Cooling | 621.4087 | #N/A | #N/A | #N/A | #N/A | 0 | 0 | 0 | 0 | 0 | 3728.4522 | #N/A | #N/A | 88 | #N/A | #N/A | #N/A | #N/A | 2.071% | 1 | 50% | 0% | 0% | 0% | 8.2745 | 0 | 0 | 0 | 8.2745 | #N/A
2007-08-07 10:00 | 8 | 7 | 10 | 219.3753 | 5242 | 71.06 | 66.92 | 996 | 71.06 | 0 | 3471.2769 | Cooling | 578.5461 | #N/A | #N/A | #N/A | #N/A | 0 | 0 | 0 | 0 | 0 | 3471.2769 | #N/A | #N/A | 88 | #N/A | #N/A | #N/A | #N/A | 1.928% | 1 | 50% | 0% | 0% | 0% | 8.2745 | 0 | 0 | 0 | 8.2745 | #N/A
2007-08-07 11:00 | 8 | 7 | 11 | 219.417 | 5243 | 71.06 | 69.98 | 996 | 71.06 | 0 | 2935.1637 | Cooling | 489.194 | #N/A | #N/A | #N/A | #N/A | 0 | 0 | 0 | 0 | 0 | 2935.1637 | #N/A | #N/A | 88 | #N/A | #N/A | #N/A | #N/A | 1.631% | 1 | 50% | 0% | 0% | 0% | 8.2745 | 0 | 0 | 0 | 8.2745 | #N/A
2007-08-07 12:00 | 8 | 7 | 12 | 219.4586 | 5244 | 71.96 | 68 | 996 | 71.96 | 0 | 2839.4622 | Cooling | 473.2437 | #N/A | #N/A | #N/A | #N/A | 0 | 0 | 0 | 0 | 0 | 2839.4622 | #N/A | #N/A | 88 | #N/A | #N/A | #N/A | #N/A | 1.577% | 1 | 50% | 0% | 0% | 0% | 8.2745 | 0 | 0 | 0 | 8.2745 | #N/A
2007-08-07 13:00 | 8 | 7 | 13 | 219.5003 | 5245 | 75.02 | 68 | 996 | 75.02 | 0 | 2864.7403 | Cooling | 477.4567 | #N/A | #N/A | #N/A | #N/A | 0 | 0 | 0 | 0 | 0 | 2864.7403 | #N/A | #N/A | 88 | #N/A | #N/A | #N/A | #N/A | 1.592% | 1 | 50% | 0% | 0% | 0% | 8.2745 | 0 | 0 | 0 | 8.2745 | #N/A
2007-08-07 14:00 | 8 | 7 | 14 | 219.542 | 5246 | 75.02 | 68 | 995 | 75.02 | 0 | 2960.0907 | Cooling | 493.3485 | #N/A | #N/A | #N/A | #N/A | 0 | 0 | 0 | 0 | 0 | 2960.0907 | #N/A | #N/A | 88 | #N/A | #N/A | #N/A | #N/A | 1.644% | 1 | 50% | 0% | 0% | 0% | 8.2745 | 0 | 0 | 0 | 8.2745 | #N/A
2007-08-07 15:00 | 8 | 7 | 15 | 219.5836 | 5247 | 75.02 | 66.92 | 995 | 75.02 | 0 | 2990.77 | Cooling | 498.4617 | #N/A | #N/A | #N/A | #N/A | 0 | 0 | 0 | 0 | 0 | 2990.77 | #N/A | #N/A | 88 | #N/A | #N/A | #N/A | #N/A | 1.662% | 1 | 50% | 0% | 0% | 0% | 8.2745 | 0 | 0 | 0 | 8.2745 | #N/A
2007-08-07 16:00 | 8 | 7 | 16 | 219.6253 | 5248 | 73.94 | 68 | 995 | 73.94 | 0 | 3084.0475 | Cooling | 514.0079 | #N/A | #N/A | #N/A | #N/A | 0 | 0 | 0 | 0 | 0 | 3084.0475 | #N/A | #N/A | 88 | #N/A | #N/A | #N/A | #N/A | 1.713% | 1 | 50% | 0% | 0% | 0% | 8.2745 | 0 | 0 | 0 | 8.2745 | #N/A
2007-08-07 17:00 | 8 | 7 | 17 | 219.667 | 5249 | 73.94 | 64.04 | 995 | 73.94 | 0 | 2986.6756 | Cooling | 497.7793 | #N/A | #N/A | #N/A | #N/A | 0 | 0 | 0 | 0 | 0 | 2986.6756 | #N/A | #N/A | 88 | #N/A | #N/A | #N/A | #N/A | 1.659% | 1 | 50% | 0% | 0% | 0% | 8.2745 | 0 | 0 | 0 | 8.2745 | #N/A
2007-08-07 18:00 | 8 | 7 | 18 | 219.7086 | 5250 | 71.06 | 64.94 | 995 | 71.06 | 0 | 2785.9945 | Cooling | 464.3324 | #N/A | #N/A | #N/A | #N/A | 0 | 0 | 0 | 0 | 0 | 2785.9945 | #N/A | #N/A | 88 | #N/A | #N/A | #N/A | #N/A | 1.548% | 1 | 50% | 0% | 0% | 0% | 8.2745 | 0 | 0 | 0 | 8.2745 | #N/A
2007-08-07 19:00 | 8 | 7 | 19 | 219.7503 | 5251 | 69.08 | 64.04 | 996 | 69.08 | 0 | 2650.3335 | Cooling | 441.7222 | #N/A | #N/A | #N/A | #N/A | 0 | 0 | 0 | 0 | 0 | 2650.3335 | #N/A | #N/A | 88 | #N/A | #N/A | #N/A | #N/A | 1.472% | 1 | 50% | 0% | 0% | 0% | 8.2745 | 0 | 0 | 0 | 8.2745 | #N/A
2007-08-07 20:00 | 8 | 7 | 20 | 219.792 | 5252 | 69.08 | 64.04 | 997 | 69.08 | 0 | 2839.2446 | Cooling | 473.2074 | #N/A | #N/A | #N/A | #N/A | 0 | 0 | 0 | 0 | 0 | 2839.2446 | #N/A | #N/A | 88 | #N/A | #N/A | #N/A | #N/A | 1.577% | 1 | 50% | 0% | 0% | 0% | 8.2745 | 0 | 0 | 0 | 8.2745 | #N/A
2007-08-07 21:00 | 8 | 7 | 21 | 219.8336 | 5253 | 64.04 | 64.04 | 997 | 64.04 | 0 | 3429.3587 | Cooling | 571.5598 | #N/A | #N/A | #N/A | #N/A | 0 | 0 | 0 | 0 | 0 | 3429.3587 | #N/A | #N/A | 88 | #N/A | #N/A | #N/A | #N/A | 1.905% | 1 | 50% | 0% | 0% | 0% | 8.2745 | 0 | 0 | 0 | 8.2745 | #N/A
2007-08-07 22:00 | 8 | 7 | 22 | 219.8753 | 5254 | 62.06 | 62.96 | 997 | 62.06 | 0 | 736.2961 | Cooling | 122.716 | #N/A | #N/A | #N/A | #N/A | 0 | 0 | 0 | 0 | 0 | 736.2961 | #N/A | #N/A | 88 | #N/A | #N/A | #N/A | #N/A | 0.4091% | 1 | 50% | 0% | 0% | 0% | 8.2745 | 0 | 0 | 0 | 8.2745 | #N/A
2007-08-07 23:00 | 8 | 7 | 23 | 219.917 | 5255 | 62.06 | 64.04 | 997 | 62.06 | 0 | 969.3028 | Cooling | 161.5505 | #N/A | #N/A | #N/A | #N/A | 0 | 0 | 0 | 0 | 0 | 969.3028 | #N/A | #N/A | 88 | #N/A | #N/A | #N/A | #N/A | 0.5385% | 1 | 50% | 0% | 0% | 0% | 8.2745 | 0 | 0 | 0 | 8.2745 | #N/A
2007-08-08 | 8 | 8 | 0 | 219.9586 | 5256 | 55.94 | 62.06 | 997 | 55.94 | 0 | 829.9102 | Cooling | 138.3184 | #N/A | #N/A | #N/A | #N/A | 0 | 0 | 0 | 0 | 0 | 829.9102 | #N/A | #N/A | 88 | #N/A | #N/A | #N/A | #N/A | 0.4611% | 1 | 50% | 0% | 0% | 0% | 8.2745 | 0 | 0 | 0 | 8.2745 | #N/A
2007-08-08 01:00 | 8 | 8 | 1 | 220.0003 | 5257 | 55.94 | 62.06 | 997 | 55.94 | 0 | 686.2424 | Cooling | 114.3737 | #N/A | #N/A | #N/A | #N/A | 0 | 0 | 0 | 0 | 0 | 686.2424 | #N/A | #N/A | 88 | #N/A | #N/A | #N/A | #N/A | 0.3812% | 1 | 50% | 0% | 0% | 0% | 8.2745 | 0 | 0 | 0 | 8.2745 | #N/A
2007-08-08 02:00 | 8 | 8 | 2 | 220.042 | 5258 | 55.94 | 62.96 | 997 | 55.94 | 0 | 637.9705 | Cooling | 106.3284 | #N/A | #N/A | #N/A | #N/A | 0 | 0 | 0 | 0 | 0 | 637.9705 | #N/A | #N/A | 88 | #N/A | #N/A | #N/A | #N/A | 0.3544% | 1 | 50% | 0% | 0% | 0% | 8.2745 | 0 | 0 | 0 | 8.2745 | #N/A
2007-08-08 03:00 | 8 | 8 | 3 | 220.0836 | 5259 | 53.96 | 62.96 | 997 | 53.96 | 0 | 595.4002 | Cooling | 99.2334 | #N/A | #N/A | #N/A | #N/A | 0 | 0 | 0 | 0 | 0 | 595.4002 | #N/A | #N/A | 88 | #N/A | #N/A | #N/A | #N/A | 0.3308% | 1 | 50% | 0% | 0% | 0% | 8.2745 | 0 | 0 | 0 | 8.2745 | #N/A
2007-08-08 04:00 | 8 | 8 | 4 | 220.1253 | 5260 | 51.08 | 62.96 | 997 | 51.08 | 0 | 569.8444 | Cooling | 94.9741 | #N/A | #N/A | #N/A | #N/A | 0 | 0 | 0 | 0 | 0 | 569.8444 | #N/A | #N/A | 88 | #N/A | #N/A | #N/A | #N/A | 0.3166% | 1 | 50% | 0% | 0% | 0% | 8.2745 | 0 | 0 | 0 | 8.2745 | #N/A
2007-08-08 05:00 | 8 | 8 | 5 | 220.167 | 5261 | 51.08 | 62.96 | 998 | 51.08 | 0 | 632.4384 | Cooling | 105.4064 | #N/A | #N/A | #N/A | #N/A | 0 | 0 | 0 | 0 | 0 | 632.4384 | #N/A | #N/A | 88 | #N/A | #N/A | #N/A | #N/A | 0.3514% | 1 | 50% | 0% | 0% | 0% | 8.2745 | 0 | 0 | 0 | 8.2745 | #N/A
2007-08-08 06:00 | 8 | 8 | 6 | 220.2086 | 5262 | 51.08 | 64.04 | 998 | 51.08 | 0 | 2895.126 | Cooling | 482.521 | #N/A | #N/A | #N/A | #N/A | 0 | 0 | 0 | 0 | 0 | 2895.126 | #N/A | #N/A | 88 | #N/A | #N/A | #N/A | #N/A | 1.608% | 1 | 50% | 0% | 0% | 0% | 8.2745 | 0 | 0 | 0 | 8.2745 | #N/A
2007-08-08 07:00 | 8 | 8 | 7 | 220.2503 | 5263 | 57.02 | 64.94 | 999 | 57.02 | 0 | 3241.7838 | Cooling | 540.2973 | #N/A | #N/A | #N/A | #N/A | 0 | 0 | 0 | 0 | 0 | 3241.7838 | #N/A | #N/A | 88 | #N/A | #N/A | #N/A | #N/A | 1.801% | 1 | 50% | 0% | 0% | 0% | 8.2745 | 0 | 0 | 0 | 8.2745 | #N/A
2007-08-08 08:00 | 8 | 8 | 8 | 220.292 | 5264 | 57.02 | 66.02 | 999 | 57.02 | 0 | 3716.2685 | Cooling | 619.3781 | #N/A | #N/A | #N/A | #N/A | 0 | 0 | 0 | 0 | 0 | 3716.2685 | #N/A | #N/A | 88 | #N/A | #N/A | #N/A | #N/A | 2.065% | 1 | 50% | 0% | 0% | 0% | 8.2745 | 0 | 0 | 0 | 8.2745 | #N/A
2007-08-08 09:00 | 8 | 8 | 9 | 220.3336 | 5265 | 64.04 | 64.94 | 999 | 64.04 | 0 | 3141.0085 | Cooling | 523.5014 | #N/A | #N/A | #N/A | #N/A | 0 | 0 | 0 | 0 | 0 | 3141.0085 | #N/A | #N/A | 88 | #N/A | #N/A | #N/A | #N/A | 1.745% | 1 | 50% | 0% | 0% | 0% | 8.2745 | 0 | 0 | 0 | 8.2745 | #N/A
2007-08-08 10:00 | 8 | 8 | 10 | 220.3753 | 5266 | 66.02 | 64.04 | 999 | 66.02 | 0 | 2976.2471 | Cooling | 496.0412 | #N/A | #N/A | #N/A | #N/A | 0 | 0 | 0 | 0 | 0 | 2976.2471 | #N/A | #N/A | 88 | #N/A | #N/A | #N/A | #N/A | 1.653% | 1 | 50% | 0% | 0% | 0% | 8.2745 | 0 | 0 | 0 | 8.2745 | #N/A
2007-08-08 11:00 | 8 | 8 | 11 | 220.417 | 5267 | 66.02 | 64.04 | 999 | 66.02 | 0 | 2860.1827 | Cooling | 476.6971 | #N/A | #N/A | #N/A | #N/A | 0 | 0 | 0 | 0 | 0 | 2860.1827 | #N/A | #N/A | 88 | #N/A | #N/A | #N/A | #N/A | 1.589% | 1 | 50% | 0% | 0% | 0% | 8.2745 | 0 | 0 | 0 | 8.2745 | #N/A
2007-08-08 12:00 | 8 | 8 | 12 | 220.4586 | 5268 | 71.06 | 62.96 | 999 | 71.06 | 0 | 2760.6125 | Cooling | 460.1021 | #N/A | #N/A | #N/A | #N/A | 0 | 0 | 0 | 0 | 0 | 2760.6125 | #N/A | #N/A | 88 | #N/A | #N/A | #N/A | #N/A | 1.534% | 1 | 50% | 0% | 0% | 0% | 8.2745 | 0 | 0 | 0 | 8.2745 | #N/A
2007-08-08 13:00 | 8 | 8 | 13 | 220.5003 | 5269 | 73.04 | 62.96 | 999 | 73.04 | 0 | 2779.4938 | Cooling | 463.249 | #N/A | #N/A | #N/A | #N/A | 0 | 0 | 0 | 0 | 0 | 2779.4938 | #N/A | #N/A | 88 | #N/A | #N/A | #N/A | #N/A | 1.544% | 1 | 50% | 0% | 0% | 0% | 8.2745 | 0 | 0 | 0 | 8.2745 | #N/A
2007-08-08 14:00 | 8 | 8 | 14 | 220.542 | 5270 | 73.04 | 64.94 | 999 | 73.04 | 0 | 2901.4889 | Cooling | 483.5815 | #N/A | #N/A | #N/A | #N/A | 0 | 0 | 0 | 0 | 0 | 2901.4889 | #N/A | #N/A | 88 | #N/A | #N/A | #N/A | #N/A | 1.612% | 1 | 50% | 0% | 0% | 0% | 8.2745 | 0 | 0 | 0 | 8.2745 | #N/A
2007-08-08 15:00 | 8 | 8 | 15 | 220.5836 | 5271 | 73.94 | 64.04 | 998 | 73.94 | 0 | 2967.4278 | Cooling | 494.5713 | #N/A | #N/A | #N/A | #N/A | 0 | 0 | 0 | 0 | 0 | 2967.4278 | #N/A | #N/A | 88 | #N/A | #N/A | #N/A | #N/A | 1.649% | 1 | 50% | 0% | 0% | 0% | 8.2745 | 0 | 0 | 0 | 8.2745 | #N/A
2007-08-08 16:00 | 8 | 8 | 16 | 220.6253 | 5272 | 73.04 | 64.04 | 998 | 73.04 | 0 | 3061.5651 | Cooling | 510.2609 | #N/A | #N/A | #N/A | #N/A | 0 | 0 | 0 | 0 | 0 | 3061.5651 | #N/A | #N/A | 88 | #N/A | #N/A | #N/A | #N/A | 1.701% | 1 | 50% | 0% | 0% | 0% | 8.2745 | 0 | 0 | 0 | 8.2745 | #N/A
2007-08-08 17:00 | 8 | 8 | 17 | 220.667 | 5273 | 73.04 | 64.94 | 998 | 73.04 | 0 | 3044.7517 | Cooling | 507.4586 | #N/A | #N/A | #N/A | #N/A | 0 | 0 | 0 | 0 | 0 | 3044.7517 | #N/A | #N/A | 88 | #N/A | #N/A | #N/A | #N/A | 1.692% | 1 | 50% | 0% | 0% | 0% | 8.2745 | 0 | 0 | 0 | 8.2745 | #N/A
2007-08-08 18:00 | 8 | 8 | 18 | 220.7086 | 5274 | 71.06 | 66.92 | 997 | 71.06 | 0 | 2926.1792 | Cooling | 487.6965 | #N/A | #N/A | #N/A | #N/A | 0 | 0 | 0 | 0 | 0 | 2926.1792 | #N/A | #N/A | 88 | #N/A | #N/A | #N/A | #N/A | 1.626% | 1 | 50% | 0% | 0% | 0% | 8.2745 | 0 | 0 | 0 | 8.2745 | #N/A
2007-08-08 19:00 | 8 | 8 | 19 | 220.7503 | 5275 | 69.08 | 68 | 997 | 69.08 | 0 | 2946.5715 | Cooling | 491.0953 | #N/A | #N/A | #N/A | #N/A | 0 | 0 | 0 | 0 | 0 | 2946.5715 | #N/A | #N/A | 88 | #N/A | #N/A | #N/A | #N/A | 1.637% | 1 | 50% | 0% | 0% | 0% | 8.2745 | 0 | 0 | 0 | 8.2745 | #N/A
2007-08-08 20:00 | 8 | 8 | 20 | 220.792 | 5276 | 69.08 | 68 | 997 | 69.08 | 0 | 3417.5393 | Cooling | 569.5899 | #N/A | #N/A | #N/A | #N/A | 0 | 0 | 0 | 0 | 0 | 3417.5393 | #N/A | #N/A | 88 | #N/A | #N/A | #N/A | #N/A | 1.899% | 1 | 50% | 0% | 0% | 0% | 8.2745 | 0 | 0 | 0 | 8.2745 | #N/A
2007-08-08 21:00 | 8 | 8 | 21 | 220.8336 | 5277 | 66.02 | 66.92 | 997 | 66.02 | 0 | 3708.8312 | Cooling | 618.1385 | #N/A | #N/A | #N/A | #N/A | 0 | 0 | 0 | 0 | 0 | 3708.8312 | #N/A | #N/A | 88 | #N/A | #N/A | #N/A | #N/A | 2.06% | 1 | 50% | 0% | 0% | 0% | 8.2745 | 0 | 0 | 0 | 8.2745 | #N/A
2007-08-08 22:00 | 8 | 8 | 22 | 220.8753 | 5278 | 62.06 | 66.92 | 996 | 62.06 | 0 | 1163.9625 | Cooling | 193.9938 | #N/A | #N/A | #N/A | #N/A | 0 | 0 | 0 | 0 | 0 | 1163.9625 | #N/A | #N/A | 88 | #N/A | #N/A | #N/A | #N/A | 0.6466% | 1 | 50% | 0% | 0% | 0% | 8.2745 | 0 | 0 | 0 | 8.2745 | #N/A
2007-08-08 23:00 | 8 | 8 | 23 | 220.917 | 5279 | 62.06 | 66.02 | 996 | 62.06 | 0 | 1311.878 | Cooling | 218.6463 | #N/A | #N/A | #N/A | #N/A | 0 | 0 | 0 | 0 | 0 | 1311.878 | #N/A | #N/A | 88 | #N/A | #N/A | #N/A | #N/A | 0.7288% | 1 | 50% | 0% | 0% | 0% | 8.2745 | 0 | 0 | 0 | 8.2745 | #N/A
2007-08-09 | 8 | 9 | 0 | 220.9586 | 5280 | 60.08 | 66.02 | 995 | 60.08 | 0 | 1213.7679 | Cooling | 202.2947 | #N/A | #N/A | #N/A | #N/A | 0 | 0 | 0 | 0 | 0 | 1213.7679 | #N/A | #N/A | 88 | #N/A | #N/A | #N/A | #N/A | 0.6743% | 1 | 50% | 0% | 0% | 0% | 8.2745 | 0 | 0 | 0 | 8.2745 | #N/A
2007-08-09 01:00 | 8 | 9 | 1 | 221.0003 | 5281 | 60.98 | 68 | 995 | 60.98 | 0 | 1221.8904 | Cooling | 203.6484 | #N/A | #N/A | #N/A | #N/A | 0 | 0 | 0 | 0 | 0 | 1221.8904 | #N/A | #N/A | 88 | #N/A | #N/A | #N/A | #N/A | 0.6788% | 1 | 50% | 0% | 0% | 0% | 8.2745 | 0 | 0 | 0 | 8.2745 | #N/A
2007-08-09 02:00 | 8 | 9 | 2 | 221.042 | 5282 | 60.98 | 68 | 994 | 60.98 | 0 | 1209.0806 | Cooling | 201.5134 | #N/A | #N/A | #N/A | #N/A | 0 | 0 | 0 | 0 | 0 | 1209.0806 | #N/A | #N/A | 88 | #N/A | #N/A | #N/A | #N/A | 0.6717% | 1 | 50% | 0% | 0% | 0% | 8.2745 | 0 | 0 | 0 | 8.2745 | #N/A
2007-08-09 03:00 | 8 | 9 | 3 | 221.0836 | 5283 | 62.06 | 66.92 | 994 | 62.06 | 0 | 1199.3343 | Cooling | 199.889 | #N/A | #N/A | #N/A | #N/A | 0 | 0 | 0 | 0 | 0 | 1199.3343 | #N/A | #N/A | 88 | #N/A | #N/A | #N/A | #N/A | 0.6663% | 1 | 50% | 0% | 0% | 0% | 8.2745 | 0 | 0 | 0 | 8.2745 | #N/A
2007-08-09 04:00 | 8 | 9 | 4 | 221.1253 | 5284 | 62.06 | 66.92 | 994 | 62.06 | 0 | 1315.1346 | Cooling | 219.1891 | #N/A | #N/A | #N/A | #N/A | 0 | 0 | 0 | 0 | 0 | 1315.1346 | #N/A | #N/A | 88 | #N/A | #N/A | #N/A | #N/A | 0.7306% | 1 | 50% | 0% | 0% | 0% | 8.2745 | 0 | 0 | 0 | 8.2745 | #N/A
2007-08-09 05:00 | 8 | 9 | 5 | 221.167 | 5285 | 62.06 | 68 | 994 | 62.06 | 0 | 1558.3261 | Cooling | 259.721 | #N/A | #N/A | #N/A | #N/A | 0 | 0 | 0 | 0 | 0 | 1558.3261 | #N/A | #N/A | 88 | #N/A | #N/A | #N/A | #N/A | 0.8657% | 1 | 50% | 0% | 0% | 0% | 8.2745 | 0 | 0 | 0 | 8.2745 | #N/A
2007-08-09 06:00 | 8 | 9 | 6 | 221.2086 | 5286 | 62.96 | 68 | 994 | 62.96 | 0 | 3846.3521 | Cooling | 641.0587 | #N/A | #N/A | #N/A | #N/A | 0 | 0 | 0 | 0 | 0 | 3846.3521 | #N/A | #N/A | 88 | #N/A | #N/A | #N/A | #N/A | 2.137% | 1 | 50% | 0% | 0% | 0% | 8.2745 | 0 | 0 | 0 | 8.2745 | #N/A
2007-08-09 07:00 | 8 | 9 | 7 | 221.2503 | 5287 | 64.04 | 68 | 995 | 64.04 | 0 | 2986.1468 | Cooling | 497.6911 | #N/A | #N/A | #N/A | #N/A | 0 | 0 | 0 | 0 | 0 | 2986.1468 | #N/A | #N/A | 88 | #N/A | #N/A | #N/A | #N/A | 1.659% | 1 | 50% | 0% | 0% | 0% | 8.2745 | 0 | 0 | 0 | 8.2745 | #N/A
2007-08-09 08:00 | 8 | 9 | 8 | 221.292 | 5288 | 64.04 | 68 | 995 | 64.04 | 0 | 3244.0869 | Cooling | 540.6811 | #N/A | #N/A | #N/A | #N/A | 0 | 0 | 0 | 0 | 0 | 3244.0869 | #N/A | #N/A | 88 | #N/A | #N/A | #N/A | #N/A | 1.802% | 1 | 50% | 0% | 0% | 0% | 8.2745 | 0 | 0 | 0 | 8.2745 | #N/A
2007-08-09 09:00 | 8 | 9 | 9 | 221.3336 | 5289 | 66.92 | 68 | 995 | 66.92 | 0 | 3303.41 | Cooling | 550.5683 | #N/A | #N/A | #N/A | #N/A | 0 | 0 | 0 | 0 | 0 | 3303.41 | #N/A | #N/A | 88 | #N/A | #N/A | #N/A | #N/A | 1.835% | 1 | 50% | 0% | 0% | 0% | 8.2745 | 0 | 0 | 0 | 8.2745 | #N/A
2007-08-09 10:00 | 8 | 9 | 10 | 221.3753 | 5290 | 68 | 68 | 996 | 68 | 0 | 3267.2868 | Cooling | 544.5478 | #N/A | #N/A | #N/A | #N/A | 0 | 0 | 0 | 0 | 0 | 3267.2868 | #N/A | #N/A | 88 | #N/A | #N/A | #N/A | #N/A | 1.815% | 1 | 50% | 0% | 0% | 0% | 8.2745 | 0 | 0 | 0 | 8.2745 | #N/A
2007-08-09 11:00 | 8 | 9 | 11 | 221.417 | 5291 | 68 | 66.92 | 996 | 68 | 0 | 3221.6576 | Cooling | 536.9429 | #N/A | #N/A | #N/A | #N/A | 0 | 0 | 0 | 0 | 0 | 3221.6576 | #N/A | #N/A | 88 | #N/A | #N/A | #N/A | #N/A | 1.79% | 1 | 50% | 0% | 0% | 0% | 8.2745 | 0 | 0 | 0 | 8.2745 | #N/A
2007-08-09 12:00 | 8 | 9 | 12 | 221.4586 | 5292 | 66.2 | 66.92 | 996 | 66.2 | 0 | 2958.4602 | Cooling | 493.0767 | #N/A | #N/A | #N/A | #N/A | 0 | 0 | 0 | 0 | 0 | 2958.4602 | #N/A | #N/A | 88 | #N/A | #N/A | #N/A | #N/A | 1.644% | 1 | 50% | 0% | 0% | 0% | 8.2745 | 0 | 0 | 0 | 8.2745 | #N/A
2007-08-09 13:00 | 8 | 9 | 13 | 221.5003 | 5293 | 69.98 | 68 | 995 | 69.98 | 0 | 3023.4515 | Cooling | 503.9086 | #N/A | #N/A | #N/A | #N/A | 0 | 0 | 0 | 0 | 0 | 3023.4515 | #N/A | #N/A | 88 | #N/A | #N/A | #N/A | #N/A | 1.68% | 1 | 50% | 0% | 0% | 0% | 8.2745 | 0 | 0 | 0 | 8.2745 | #N/A
2007-08-09 14:00 | 8 | 9 | 14 | 221.542 | 5294 | 69.98 | 66.02 | 995 | 69.98 | 0 | 3116.0638 | Cooling | 519.344 | #N/A | #N/A | #N/A | #N/A | 0 | 0 | 0 | 0 | 0 | 3116.0638 | #N/A | #N/A | 88 | #N/A | #N/A | #N/A | #N/A | 1.731% | 1 | 50% | 0% | 0% | 0% | 8.2745 | 0 | 0 | 0 | 8.2745 | #N/A
2007-08-09 15:00 | 8 | 9 | 15 | 221.5836 | 5295 | 71.6 | 68 | 995 | 71.6 | 0 | 3164.0344 | Cooling | 527.3391 | #N/A | #N/A | #N/A | #N/A | 0 | 0 | 0 | 0 | 0 | 3164.0344 | #N/A | #N/A | 88 | #N/A | #N/A | #N/A | #N/A | 1.758% | 1 | 50% | 0% | 0% | 0% | 8.2745 | 0 | 0 | 0 | 8.2745 | #N/A
2007-08-09 16:00 | 8 | 9 | 16 | 221.6253 | 5296 | 71.6 | 66.92 | 995 | 71.6 | 0 | 3249.7182 | Cooling | 541.6197 | #N/A | #N/A | #N/A | #N/A | 0 | 0 | 0 | 0 | 0 | 3249.7182 | #N/A | #N/A | 88 | #N/A | #N/A | #N/A | #N/A | 1.805% | 1 | 50% | 0% | 0% | 0% | 8.2745 | 0 | 0 | 0 | 8.2745 | #N/A
2007-08-09 17:00 | 8 | 9 | 17 | 221.667 | 5297 | 71.06 | 64.94 | 995 | 71.06 | 0 | 3313.3695 | Cooling | 552.2282 | #N/A | #N/A | #N/A | #N/A | 0 | 0 | 0 | 0 | 0 | 3313.3695 | #N/A | #N/A | 88 | #N/A | #N/A | #N/A | #N/A | 1.841% | 1 | 50% | 0% | 0% | 0% | 8.2745 | 0 | 0 | 0 | 8.2745 | #N/A
2007-08-09 18:00 | 8 | 9 | 18 | 221.7086 | 5298 | 71.6 | 60.98 | 995 | 71.6 | 0 | 2935.5538 | Cooling | 489.259 | #N/A | #N/A | #N/A | #N/A | 0 | 0 | 0 | 0 | 0 | 2935.5538 | #N/A | #N/A | 88 | #N/A | #N/A | #N/A | #N/A | 1.631% | 1 | 50% | 0% | 0% | 0% | 8.2745 | 0 | 0 | 0 | 8.2745 | #N/A
2007-08-09 19:00 | 8 | 9 | 19 | 221.7503 | 5299 | 71.6 | 60.08 | 994 | 71.6 | 0 | 2880.5154 | Cooling | 480.0859 | #N/A | #N/A | #N/A | #N/A | 0 | 0 | 0 | 0 | 0 | 2880.5154 | #N/A | #N/A | 88 | #N/A | #N/A | #N/A | #N/A | 1.6% | 1 | 50% | 0% | 0% | 0% | 8.2745 | 0 | 0 | 0 | 8.2745 | #N/A
2007-08-09 20:00 | 8 | 9 | 20 | 221.792 | 5300 | 69.98 | 60.98 | 994 | 69.98 | 0 | 3343.742 | Cooling | 557.2903 | #N/A | #N/A | #N/A | #N/A | 0 | 0 | 0 | 0 | 0 | 3343.742 | #N/A | #N/A | 88 | #N/A | #N/A | #N/A | #N/A | 1.858% | 1 | 50% | 0% | 0% | 0% | 8.2745 | 0 | 0 | 0 | 8.2745 | #N/A
2007-08-09 21:00 | 8 | 9 | 21 | 221.8336 | 5301 | 69.98 | 62.96 | 995 | 69.98 | 0 | 3263.1054 | Cooling | 543.8509 | #N/A | #N/A | #N/A | #N/A | 0 | 0 | 0 | 0 | 0 | 3263.1054 | #N/A | #N/A | 88 | #N/A | #N/A | #N/A | #N/A | 1.813% | 1 | 50% | 0% | 0% | 0% | 8.2745 | 0 | 0 | 0 | 8.2745 | #N/A
2007-08-09 22:00 | 8 | 9 | 22 | 221.8753 | 5302 | 69.98 | 64.94 | 995 | 69.98 | 0 | 1053.2418 | Cooling | 175.5403 | #N/A | #N/A | #N/A | #N/A | 0 | 0 | 0 | 0 | 0 | 1053.2418 | #N/A | #N/A | 88 | #N/A | #N/A | #N/A | #N/A | 0.5851% | 1 | 50% | 0% | 0% | 0% | 8.2745 | 0 | 0 | 0 | 8.2745 | #N/A
2007-08-09 23:00 | 8 | 9 | 23 | 221.917 | 5303 | 69.98 | 64.94 | 996 | 69.98 | 0 | 1031.9335 | Cooling | 171.9889 | #N/A | #N/A | #N/A | #N/A | 0 | 0 | 0 | 0 | 0 | 1031.9335 | #N/A | #N/A | 88 | #N/A | #N/A | #N/A | #N/A | 0.5733% | 1 | 50% | 0% | 0% | 0% | 8.2745 | 0 | 0 | 0 | 8.2745 | #N/A
2007-08-10 | 8 | 10 | 0 | 221.9586 | 5304 | 69.98 | 66.02 | 995 | 69.98 | 0 | 841.6595 | Cooling | 140.2766 | #N/A | #N/A | #N/A | #N/A | 0 | 0 | 0 | 0 | 0 | 841.6595 | #N/A | #N/A | 88 | #N/A | #N/A | #N/A | #N/A | 0.4676% | 1 | 50% | 0% | 0% | 0% | 8.2745 | 0 | 0 | 0 | 8.2745 | #N/A
2007-08-10 01:00 | 8 | 10 | 1 | 222.0003 | 5305 | 69.98 | 64.94 | 996 | 69.98 | 0 | 712.4044 | Cooling | 118.7341 | #N/A | #N/A | #N/A | #N/A | 0 | 0 | 0 | 0 | 0 | 712.4044 | #N/A | #N/A | 88 | #N/A | #N/A | #N/A | #N/A | 0.3958% | 1 | 50% | 0% | 0% | 0% | 8.2745 | 0 | 0 | 0 | 8.2745 | #N/A
2007-08-10 02:00 | 8 | 10 | 2 | 222.042 | 5306 | 69.98 | 64.94 | 995 | 69.98 | 0 | 653.0708 | Cooling | 108.8451 | #N/A | #N/A | #N/A | #N/A | 0 | 0 | 0 | 0 | 0 | 653.0708 | #N/A | #N/A | 88 | #N/A | #N/A | #N/A | #N/A | 0.3628% | 1 | 50% | 0% | 0% | 0% | 8.2745 | 0 | 0 | 0 | 8.2745 | #N/A
2007-08-10 03:00 | 8 | 10 | 3 | 222.0836 | 5307 | 69.8 | 66.2 | 996 | 69.8 | 0 | 646.759 | Cooling | 107.7932 | #N/A | #N/A | #N/A | #N/A | 0 | 0 | 0 | 0 | 0 | 646.759 | #N/A | #N/A | 88 | #N/A | #N/A | #N/A | #N/A | 0.3593% | 1 | 50% | 0% | 0% | 0% | 8.2745 | 0 | 0 | 0 | 8.2745 | #N/A
2007-08-10 04:00 | 8 | 10 | 4 | 222.1253 | 5308 | 69.8 | 66.02 | 997 | 69.8 | 0 | 640.76 | Cooling | 106.7933 | #N/A | #N/A | #N/A | #N/A | 0 | 0 | 0 | 0 | 0 | 640.76 | #N/A | #N/A | 88 | #N/A | #N/A | #N/A | #N/A | 0.356% | 1 | 50% | 0% | 0% | 0% | 8.2745 | 0 | 0 | 0 | 8.2745 | #N/A
2007-08-10 05:00 | 8 | 10 | 5 | 222.167 | 5309 | 69.08 | 64.04 | 997 | 69.08 | 0 | 659.0692 | Cooling | 109.8449 | #N/A | #N/A | #N/A | #N/A | 0 | 0 | 0 | 0 | 0 | 659.0692 | #N/A | #N/A | 88 | #N/A | #N/A | #N/A | #N/A | 0.3661% | 1 | 50% | 0% | 0% | 0% | 8.2745 | 0 | 0 | 0 | 8.2745 | #N/A
2007-08-10 06:00 | 8 | 10 | 6 | 222.2086 | 5310 | 69.8 | 64.04 | 997 | 69.8 | 0 | 2611.5311 | Cooling | 435.2552 | #N/A | #N/A | #N/A | #N/A | 0 | 0 | 0 | 0 | 0 | 2611.5311 | #N/A | #N/A | 88 | #N/A | #N/A | #N/A | #N/A | 1.451% | 1 | 50% | 0% | 0% | 0% | 8.2745 | 0 | 0 | 0 | 8.2745 | #N/A
2007-08-10 07:00 | 8 | 10 | 7 | 222.2503 | 5311 | 69.8 | 64.94 | 999 | 69.8 | 0 | 2595.0458 | Cooling | 432.5076 | #N/A | #N/A | #N/A | #N/A | 0 | 0 | 0 | 0 | 0 | 2595.0458 | #N/A | #N/A | 88 | #N/A | #N/A | #N/A | #N/A | 1.442% | 1 | 50% | 0% | 0% | 0% | 8.2745 | 0 | 0 | 0 | 8.2745 | #N/A
2007-08-10 08:00 | 8 | 10 | 8 | 222.292 | 5312 | 69.08 | 64.94 | 999 | 69.08 | 0 | 2837.2771 | Cooling | 472.8795 | #N/A | #N/A | #N/A | #N/A | 0 | 0 | 0 | 0 | 0 | 2837.2771 | #N/A | #N/A | 88 | #N/A | #N/A | #N/A | #N/A | 1.576% | 1 | 50% | 0% | 0% | 0% | 8.2745 | 0 | 0 | 0 | 8.2745 | #N/A
2007-08-10 09:00 | 8 | 10 | 9 | 222.3336 | 5313 | 73.4 | 64.94 | 999 | 73.4 | 0 | 3146.7593 | Cooling | 524.4599 | #N/A | #N/A | #N/A | #N/A | 0 | 0 | 0 | 0 | 0 | 3146.7593 | #N/A | #N/A | 88 | #N/A | #N/A | #N/A | #N/A | 1.748% | 1 | 50% | 0% | 0% | 0% | 8.2745 | 0 | 0 | 0 | 8.2745 | #N/A
2007-08-10 10:00 | 8 | 10 | 10 | 222.3753 | 5314 | 73.4 | 64.04 | 1000 | 73.4 | 0 | 3256.9918 | Cooling | 542.832 | #N/A | #N/A | #N/A | #N/A | 0 | 0 | 0 | 0 | 0 | 3256.9918 | #N/A | #N/A | 88 | #N/A | #N/A | #N/A | #N/A | 1.809% | 1 | 50% | 0% | 0% | 0% | 8.2745 | 0 | 0 | 0 | 8.2745 | #N/A
2007-08-10 11:00 | 8 | 10 | 11 | 222.417 | 5315 | 75.02 | 64.04 | 1000 | 75.02 | 0 | 3525.2084 | Cooling | 587.5347 | #N/A | #N/A | #N/A | #N/A | 0 | 0 | 0 | 0 | 0 | 3525.2084 | #N/A | #N/A | 88 | #N/A | #N/A | #N/A | #N/A | 1.958% | 1 | 50% | 0% | 0% | 0% | 8.2745 | 0 | 0 | 0 | 8.2745 | #N/A
2007-08-10 12:00 | 8 | 10 | 12 | 222.4586 | 5316 | 78.8 | 64.04 | 1000 | 78.8 | 0 | 2646.6631 | Cooling | 441.1105 | #N/A | #N/A | #N/A | #N/A | 0 | 0 | 0 | 0 | 0 | 2646.6631 | #N/A | #N/A | 88 | #N/A | #N/A | #N/A | #N/A | 1.47% | 1 | 50% | 0% | 0% | 0% | 8.2745 | 0 | 0 | 0 | 8.2745 | #N/A
2007-08-10 13:00 | 8 | 10 | 13 | 222.5003 | 5317 | 82.4 | 62.96 | 999 | 82.4 | 0 | 2503.8612 | Cooling | 417.3102 | #N/A | #N/A | #N/A | #N/A | 0 | 0 | 0 | 0 | 0 | 2503.8612 | #N/A | #N/A | 88 | #N/A | #N/A | #N/A | #N/A | 1.391% | 1 | 50% | 0% | 0% | 0% | 8.2745 | 0 | 0 | 0 | 8.2745 | #N/A
2007-08-10 14:00 | 8 | 10 | 14 | 222.542 | 5318 | 84.02 | 62.96 | 999 | 84.02 | 0 | 2382.0535 | Cooling | 397.0089 | #N/A | #N/A | #N/A | #N/A | 0 | 0 | 0 | 0 | 0 | 2382.0535 | #N/A | #N/A | 88 | #N/A | #N/A | #N/A | #N/A | 1.323% | 1 | 50% | 0% | 0% | 0% | 8.2745 | 0 | 0 | 0 | 8.2745 | #N/A
2007-08-10 15:00 | 8 | 10 | 15 | 222.5836 | 5319 | 84.92 | 62.96 | 999 | 84.92 | 0 | 2313.0703 | Cooling | 385.5117 | #N/A | #N/A | #N/A | #N/A | 0 | 0 | 0 | 0 | 0 | 2313.0703 | #N/A | #N/A | 88 | #N/A | #N/A | #N/A | #N/A | 1.285% | 1 | 50% | 0% | 0% | 0% | 8.2745 | 0 | 0 | 0 | 8.2745 | #N/A
2007-08-10 16:00 | 8 | 10 | 16 | 222.6253 | 5320 | 84.92 | 62.96 | 1000 | 84.92 | 0 | 2370.695 | Cooling | 395.1158 | #N/A | #N/A | #N/A | #N/A | 0 | 0 | 0 | 0 | 0 | 2370.695 | #N/A | #N/A | 88 | #N/A | #N/A | #N/A | #N/A | 1.317% | 1 | 50% | 0% | 0% | 0% | 8.2745 | 0 | 0 | 0 | 8.2745 | #N/A
2007-08-10 17:00 | 8 | 10 | 17 | 222.667 | 5321 | 84.92 | 60.98 | 1000 | 84.92 | 0 | 2305.5459 | Cooling | 384.2577 | #N/A | #N/A | #N/A | #N/A | 0 | 0 | 0 | 0 | 0 | 2305.5459 | #N/A | #N/A | 88 | #N/A | #N/A | #N/A | #N/A | 1.281% | 1 | 50% | 0% | 0% | 0% | 8.2745 | 0 | 0 | 0 | 8.2745 | #N/A
2007-08-10 18:00 | 8 | 10 | 18 | 222.7086 | 5322 | 80.96 | 62.06 | 1000 | 80.96 | 0 | 1088.1165 | Cooling | 181.3527 | #N/A | #N/A | #N/A | #N/A | 0 | 0 | 0 | 0 | 0 | 1088.1165 | #N/A | #N/A | 88 | #N/A | #N/A | #N/A | #N/A | 0.6045% | 1 | 50% | 0% | 0% | 0% | 8.2745 | 0 | 0 | 0 | 8.2745 | #N/A
2007-08-10 19:00 | 8 | 10 | 19 | 222.7503 | 5323 | 78.98 | 62.06 | 1000 | 78.98 | 0 | 1238.7407 | Cooling | 206.4568 | #N/A | #N/A | #N/A | #N/A | 0 | 0 | 0 | 0 | 0 | 1238.7407 | #N/A | #N/A | 88 | #N/A | #N/A | #N/A | #N/A | 0.6882% | 1 | 50% | 0% | 0% | 0% | 8.2745 | 0 | 0 | 0 | 8.2745 | #N/A
2007-08-10 20:00 | 8 | 10 | 20 | 222.792 | 5324 | 78.98 | 62.06 | 1000 | 78.98 | 0 | 952.6125 | Cooling | 158.7688 | #N/A | #N/A | #N/A | #N/A | 0 | 0 | 0 | 0 | 0 | 952.6125 | #N/A | #N/A | 88 | #N/A | #N/A | #N/A | #N/A | 0.5292% | 1 | 50% | 0% | 0% | 0% | 8.2745 | 0 | 0 | 0 | 8.2745 | #N/A
2007-08-10 21:00 | 8 | 10 | 21 | 222.8336 | 5325 | 77 | 62.96 | 1000 | 77 | 0 | 675.9363 | Cooling | 112.6561 | #N/A | #N/A | #N/A | #N/A | 0 | 0 | 0 | 0 | 0 | 675.9363 | #N/A | #N/A | 88 | #N/A | #N/A | #N/A | #N/A | 0.3755% | 1 | 50% | 0% | 0% | 0% | 8.2745 | 0 | 0 | 0 | 8.2745 | #N/A
2007-08-10 22:00 | 8 | 10 | 22 | 222.8753 | 5326 | 77 | 62.96 | 1000 | 77 | 0 | 481.4089 | Cooling | 80.2348 | #N/A | #N/A | #N/A | #N/A | 0 | 0 | 0 | 0 | 0 | 481.4089 | #N/A | #N/A | 88 | #N/A | #N/A | #N/A | #N/A | 0.2674% | 1 | 50% | 0% | 0% | 0% | 8.2745 | 0 | 0 | 0 | 8.2745 | #N/A
2007-08-10 23:00 | 8 | 10 | 23 | 222.917 | 5327 | 77 | 62.96 | 1000 | 77 | 0 | 365.0659 | Cooling | 60.8443 | #N/A | #N/A | #N/A | #N/A | 0 | 0 | 0 | 0 | 0 | 365.0659 | #N/A | #N/A | 88 | #N/A | #N/A | #N/A | #N/A | 0.2028% | 1 | 50% | 0% | 0% | 0% | 8.2745 | 0 | 0 | 0 | 8.2745 | #N/A
2007-08-11 | 8 | 11 | 0 | 222.9586 | 5328 | 75.02 | 60.98 | 1000 | 75.02 | 0 | 331.5112 | Cooling | 55.2519 | #N/A | #N/A | #N/A | #N/A | 0 | 0 | 0 | 0 | 0 | 331.5112 | #N/A | #N/A | 88 | #N/A | #N/A | #N/A | #N/A | 0.1842% | 1 | 50% | 0% | 0% | 0% | 8.2745 | 0 | 0 | 0 | 8.2745 | #N/A
2007-08-11 01:00 | 8 | 11 | 1 | 223.0003 | 5329 | 73.04 | 60.98 | 1000 | 73.04 | 0 | 299.1373 | Cooling | 49.8562 | #N/A | #N/A | #N/A | #N/A | 0 | 0 | 0 | 0 | 0 | 299.1373 | #N/A | #N/A | 88 | #N/A | #N/A | #N/A | #N/A | 0.1662% | 1 | 50% | 0% | 0% | 0% | 8.2745 | 0 | 0 | 0 | 8.2745 | #N/A
2007-08-11 02:00 | 8 | 11 | 2 | 223.042 | 5330 | 73.04 | 60.98 | 1000 | 73.04 | 0 | 285.5951 | Cooling | 47.5992 | #N/A | #N/A | #N/A | #N/A | 0 | 0 | 0 | 0 | 0 | 285.5951 | #N/A | #N/A | 88 | #N/A | #N/A | #N/A | #N/A | 0.1587% | 1 | 50% | 0% | 0% | 0% | 8.2745 | 0 | 0 | 0 | 8.2745 | #N/A
2007-08-11 03:00 | 8 | 11 | 3 | 223.0836 | 5331 | 71.96 | 60.98 | 1000 | 71.96 | 0 | 283.6972 | Cooling | 47.2829 | #N/A | #N/A | #N/A | #N/A | 0 | 0 | 0 | 0 | 0 | 283.6972 | #N/A | #N/A | 88 | #N/A | #N/A | #N/A | #N/A | 0.1576% | 1 | 50% | 0% | 0% | 0% | 8.2745 | 0 | 0 | 0 | 8.2745 | #N/A
2007-08-11 04:00 | 8 | 11 | 4 | 223.1253 | 5332 | 69.98 | 62.06 | 999 | 69.98 | 0 | 309.748 | Cooling | 51.6247 | #N/A | #N/A | #N/A | #N/A | 0 | 0 | 0 | 0 | 0 | 309.748 | #N/A | #N/A | 88 | #N/A | #N/A | #N/A | #N/A | 0.1721% | 1 | 50% | 0% | 0% | 0% | 8.2745 | 0 | 0 | 0 | 8.2745 | #N/A
2007-08-11 05:00 | 8 | 11 | 5 | 223.167 | 5333 | 69.98 | 62.06 | 999 | 69.98 | 0 | 379.8705 | Cooling | 63.3117 | #N/A | #N/A | #N/A | #N/A | 0 | 0 | 0 | 0 | 0 | 379.8705 | #N/A | #N/A | 88 | #N/A | #N/A | #N/A | #N/A | 0.211% | 1 | 50% | 0% | 0% | 0% | 8.2745 | 0 | 0 | 0 | 8.2745 | #N/A
2007-08-11 06:00 | 8 | 11 | 6 | 223.2086 | 5334 | 71.06 | 62.06 | 999 | 71.06 | 0 | 517.5715 | Cooling | 86.2619 | #N/A | #N/A | #N/A | #N/A | 0 | 0 | 0 | 0 | 0 | 517.5715 | #N/A | #N/A | 88 | #N/A | #N/A | #N/A | #N/A | 0.2875% | 1 | 50% | 0% | 0% | 0% | 8.2745 | 0 | 0 | 0 | 8.2745 | #N/A
2007-08-11 07:00 | 8 | 11 | 7 | 223.2503 | 5335 | 73.94 | 62.96 | 1000 | 73.94 | 0 | 617.41 | Cooling | 102.9017 | #N/A | #N/A | #N/A | #N/A | 0 | 0 | 0 | 0 | 0 | 617.41 | #N/A | #N/A | 88 | #N/A | #N/A | #N/A | #N/A | 0.343% | 1 | 50% | 0% | 0% | 0% | 8.2745 | 0 | 0 | 0 | 8.2745 | #N/A
2007-08-11 08:00 | 8 | 11 | 8 | 223.292 | 5336 | 73.94 | 64.04 | 1000 | 73.94 | 0 | 750.177 | Cooling | 125.0295 | #N/A | #N/A | #N/A | #N/A | 0 | 0 | 0 | 0 | 0 | 750.177 | #N/A | #N/A | 88 | #N/A | #N/A | #N/A | #N/A | 0.4168% | 1 | 50% | 0% | 0% | 0% | 8.2745 | 0 | 0 | 0 | 8.2745 | #N/A
2007-08-11 09:00 | 8 | 11 | 9 | 223.3336 | 5337 | 77 | 62.06 | 1000 | 77 | 0 | 765.0804 | Cooling | 127.5134 | #N/A | #N/A | #N/A | #N/A | 0 | 0 | 0 | 0 | 0 | 765.0804 | #N/A | #N/A | 88 | #N/A | #N/A | #N/A | #N/A | 0.425% | 1 | 50% | 0% | 0% | 0% | 8.2745 | 0 | 0 | 0 | 8.2745 | #N/A
2007-08-11 10:00 | 8 | 11 | 10 | 223.3753 | 5338 | 78.08 | 62.96 | 1000 | 78.08 | 0 | 506.7678 | Cooling | 84.4613 | #N/A | #N/A | #N/A | #N/A | 0 | 0 | 0 | 0 | 0 | 506.7678 | #N/A | #N/A | 88 | #N/A | #N/A | #N/A | #N/A | 0.2815% | 1 | 50% | 0% | 0% | 0% | 8.2745 | 0 | 0 | 0 | 8.2745 | #N/A
2007-08-11 11:00 | 8 | 11 | 11 | 223.417 | 5339 | 78.08 | 62.96 | 1000 | 78.08 | 0 | 558.4203 | Cooling | 93.07 | #N/A | #N/A | #N/A | #N/A | 0 | 0 | 0 | 0 | 0 | 558.4203 | #N/A | #N/A | 88 | #N/A | #N/A | #N/A | #N/A | 0.3102% | 1 | 50% | 0% | 0% | 0% | 8.2745 | 0 | 0 | 0 | 8.2745 | #N/A
2007-08-11 12:00 | 8 | 11 | 12 | 223.4586 | 5340 | 80.96 | 62.96 | 1000 | 80.96 | 0 | 604.7619 | Cooling | 100.7937 | #N/A | #N/A | #N/A | #N/A | 0 | 0 | 0 | 0 | 0 | 604.7619 | #N/A | #N/A | 88 | #N/A | #N/A | #N/A | #N/A | 0.336% | 1 | 50% | 0% | 0% | 0% | 8.2745 | 0 | 0 | 0 | 8.2745 | #N/A
2007-08-11 13:00 | 8 | 11 | 13 | 223.5003 | 5341 | 82.94 | 60.98 | 1000 | 82.94 | 0 | 551.9136 | Cooling | 91.9856 | #N/A | #N/A | #N/A | #N/A | 0 | 0 | 0 | 0 | 0 | 551.9136 | #N/A | #N/A | 88 | #N/A | #N/A | #N/A | #N/A | 0.3066% | 1 | 50% | 0% | 0% | 0% | 8.2745 | 0 | 0 | 0 | 8.2745 | #N/A
2007-08-11 14:00 | 8 | 11 | 14 | 223.542 | 5342 | 82.94 | 62.06 | 1000 | 82.94 | 0 | 468.2093 | Cooling | 78.0349 | #N/A | #N/A | #N/A | #N/A | 0 | 0 | 0 | 0 | 0 | 468.2093 | #N/A | #N/A | 88 | #N/A | #N/A | #N/A | #N/A | 0.2601% | 1 | 50% | 0% | 0% | 0% | 8.2745 | 0 | 0 | 0 | 8.2745 | #N/A
2007-08-11 15:00 | 8 | 11 | 15 | 223.5836 | 5343 | 82.04 | 64.94 | 1000 | 82.04 | 0 | 435.1634 | Cooling | 72.5272 | #N/A | #N/A | #N/A | #N/A | 0 | 0 | 0 | 0 | 0 | 435.1634 | #N/A | #N/A | 88 | #N/A | #N/A | #N/A | #N/A | 0.2418% | 1 | 50% | 0% | 0% | 0% | 8.2745 | 0 | 0 | 0 | 8.2745 | #N/A
2007-08-11 16:00 | 8 | 11 | 16 | 223.6253 | 5344 | 82.04 | 64.94 | 1000 | 82.04 | 0 | 634.3807 | Cooling | 105.7301 | #N/A | #N/A | #N/A | #N/A | 0 | 0 | 0 | 0 | 0 | 634.3807 | #N/A | #N/A | 88 | #N/A | #N/A | #N/A | #N/A | 0.3524% | 1 | 50% | 0% | 0% | 0% | 8.2745 | 0 | 0 | 0 | 8.2745 | #N/A
2007-08-11 17:00 | 8 | 11 | 17 | 223.667 | 5345 | 82.04 | 62.06 | 1000 | 82.04 | 0 | 647.0278 | Cooling | 107.838 | #N/A | #N/A | #N/A | #N/A | 0 | 0 | 0 | 0 | 0 | 647.0278 | #N/A | #N/A | 88 | #N/A | #N/A | #N/A | #N/A | 0.3595% | 1 | 50% | 0% | 0% | 0% | 8.2745 | 0 | 0 | 0 | 8.2745 | #N/A
2007-08-11 18:00 | 8 | 11 | 18 | 223.7086 | 5346 | 78.08 | 64.04 | 1000 | 78.08 | 0 | 657.2358 | Cooling | 109.5393 | #N/A | #N/A | #N/A | #N/A | 0 | 0 | 0 | 0 | 0 | 657.2358 | #N/A | #N/A | 88 | #N/A | #N/A | #N/A | #N/A | 0.3651% | 1 | 50% | 0% | 0% | 0% | 8.2745 | 0 | 0 | 0 | 8.2745 | #N/A
2007-08-11 19:00 | 8 | 11 | 19 | 223.7503 | 5347 | 75.92 | 60.98 | 1000 | 75.92 | 0 | 532.6681 | Cooling | 88.778 | #N/A | #N/A | #N/A | #N/A | 0 | 0 | 0 | 0 | 0 | 532.6681 | #N/A | #N/A | 88 | #N/A | #N/A | #N/A | #N/A | 0.2959% | 1 | 50% | 0% | 0% | 0% | 8.2745 | 0 | 0 | 0 | 8.2745 | #N/A
2007-08-11 20:00 | 8 | 11 | 20 | 223.792 | 5348 | 75.92 | 60.08 | 1000 | 75.92 | 0 | 434.2891 | Cooling | 72.3815 | #N/A | #N/A | #N/A | #N/A | 0 | 0 | 0 | 0 | 0 | 434.2891 | #N/A | #N/A | 88 | #N/A | #N/A | #N/A | #N/A | 0.2413% | 1 | 50% | 0% | 0% | 0% | 8.2745 | 0 | 0 | 0 | 8.2745 | #N/A
2007-08-11 21:00 | 8 | 11 | 21 | 223.8336 | 5349 | 73.94 | 59 | 1001 | 73.94 | 0 | 279.6812 | Cooling | 46.6135 | #N/A | #N/A | #N/A | #N/A | 0 | 0 | 0 | 0 | 0 | 279.6812 | #N/A | #N/A | 88 | #N/A | #N/A | #N/A | #N/A | 0.1554% | 1 | 50% | 0% | 0% | 0% | 8.2745 | 0 | 0 | 0 | 8.2745 | #N/A
2007-08-11 22:00 | 8 | 11 | 22 | 223.8753 | 5350 | 71.96 | 60.08 | 1001 | 71.96 | 0 | 237.9128 | Cooling | 39.6521 | #N/A | #N/A | #N/A | #N/A | 0 | 0 | 0 | 0 | 0 | 237.9128 | #N/A | #N/A | 88 | #N/A | #N/A | #N/A | #N/A | 0.1322% | 1 | 50% | 0% | 0% | 0% | 8.2745 | 0 | 0 | 0 | 8.2745 | #N/A
2007-08-11 23:00 | 8 | 11 | 23 | 223.917 | 5351 | 71.96 | 59 | 1001 | 71.96 | 0 | 182.2996 | Cooling | 30.3833 | #N/A | #N/A | #N/A | #N/A | 0 | 0 | 0 | 0 | 0 | 182.2996 | #N/A | #N/A | 88 | #N/A | #N/A | #N/A | #N/A | 0.1013% | 1 | 50% | 0% | 0% | 0% | 8.2745 | 0 | 0 | 0 | 8.2745 | #N/A
2007-08-12 | 8 | 12 | 0 | 223.9586 | 5352 | 69.08 | 57.02 | 1000 | 69.08 | 0 | 162.0552 | Cooling | 27.0092 | #N/A | #N/A | #N/A | #N/A | 0 | 0 | 0 | 0 | 0 | 162.0552 | #N/A | #N/A | 88 | #N/A | #N/A | #N/A | #N/A | 0.09003% | 1 | 50% | 0% | 0% | 0% | 8.2745 | 0 | 0 | 0 | 8.2745 | #N/A
2007-08-12 01:00 | 8 | 12 | 1 | 224.0003 | 5353 | 68 | 57.02 | 1000 | 68 | 0 | 130.769 | Cooling | 21.7948 | #N/A | #N/A | #N/A | #N/A | 0 | 0 | 0 | 0 | 0 | 130.769 | #N/A | #N/A | 88 | #N/A | #N/A | #N/A | #N/A | 0.07265% | 1 | 50% | 0% | 0% | 0% | 8.2745 | 0 | 0 | 0 | 8.2745 | #N/A
2007-08-12 02:00 | 8 | 12 | 2 | 224.042 | 5354 | 68 | 57.02 | 1000 | 68 | 0 | 124.2052 | Cooling | 20.7009 | #N/A | #N/A | #N/A | #N/A | 0 | 0 | 0 | 0 | 0 | 124.2052 | #N/A | #N/A | 88 | #N/A | #N/A | #N/A | #N/A | 0.069% | 1 | 50% | 0% | 0% | 0% | 8.2745 | 0 | 0 | 0 | 8.2745 | #N/A
2007-08-12 03:00 | 8 | 12 | 3 | 224.0836 | 5355 | 66.92 | 57.92 | 1000 | 66.92 | 0 | 131.9141 | Cooling | 21.9857 | #N/A | #N/A | #N/A | #N/A | 0 | 0 | 0 | 0 | 0 | 131.9141 | #N/A | #N/A | 88 | #N/A | #N/A | #N/A | #N/A | 0.07329% | 1 | 50% | 0% | 0% | 0% | 8.2745 | 0 | 0 | 0 | 8.2745 | #N/A
2007-08-12 04:00 | 8 | 12 | 4 | 224.1253 | 5356 | 66.92 | 57.92 | 1000 | 66.92 | 0 | 141.6825 | Cooling | 23.6138 | #N/A | #N/A | #N/A | #N/A | 0 | 0 | 0 | 0 | 0 | 141.6825 | #N/A | #N/A | 88 | #N/A | #N/A | #N/A | #N/A | 0.07871% | 1 | 50% | 0% | 0% | 0% | 8.2745 | 0 | 0 | 0 | 8.2745 | #N/A
2007-08-12 05:00 | 8 | 12 | 5 | 224.167 | 5357 | 66.92 | 57.92 | 1000 | 66.92 | 0 | 181.4021 | Cooling | 30.2337 | #N/A | #N/A | #N/A | #N/A | 0 | 0 | 0 | 0 | 0 | 181.4021 | #N/A | #N/A | 88 | #N/A | #N/A | #N/A | #N/A | 0.1008% | 1 | 50% | 0% | 0% | 0% | 8.2745 | 0 | 0 | 0 | 8.2745 | #N/A
2007-08-12 06:00 | 8 | 12 | 6 | 224.2086 | 5358 | 66.02 | 57.92 | 1000 | 66.02 | 0 | 1243.0077 | Cooling | 207.1679 | #N/A | #N/A | #N/A | #N/A | 0 | 0 | 0 | 0 | 0 | 1243.0077 | #N/A | #N/A | 88 | #N/A | #N/A | #N/A | #N/A | 0.6906% | 1 | 50% | 0% | 0% | 0% | 8.2745 | 0 | 0 | 0 | 8.2745 | #N/A
2007-08-12 07:00 | 8 | 12 | 7 | 224.2503 | 5359 | 66.2 | 59 | 1000 | 66.2 | 0 | 1370.8228 | Cooling | 228.4705 | #N/A | #N/A | #N/A | #N/A | 0 | 0 | 0 | 0 | 0 | 1370.8228 | #N/A | #N/A | 88 | #N/A | #N/A | #N/A | #N/A | 0.7616% | 1 | 50% | 0% | 0% | 0% | 8.2745 | 0 | 0 | 0 | 8.2745 | #N/A
2007-08-12 08:00 | 8 | 12 | 8 | 224.292 | 5360 | 66.92 | 60.08 | 1001 | 66.92 | 0 | 1858.3953 | Cooling | 309.7326 | #N/A | #N/A | #N/A | #N/A | 0 | 0 | 0 | 0 | 0 | 1858.3953 | #N/A | #N/A | 88 | #N/A | #N/A | #N/A | #N/A | 1.032% | 1 | 50% | 0% | 0% | 0% | 8.2745 | 0 | 0 | 0 | 8.2745 | #N/A
2007-08-12 09:00 | 8 | 12 | 9 | 224.3336 | 5361 | 73.4 | 60.98 | 1001 | 73.4 | 0 | 2096.2299 | Cooling | 349.3716 | #N/A | #N/A | #N/A | #N/A | 0 | 0 | 0 | 0 | 0 | 2096.2299 | #N/A | #N/A | 88 | #N/A | #N/A | #N/A | #N/A | 1.165% | 1 | 50% | 0% | 0% | 0% | 8.2745 | 0 | 0 | 0 | 8.2745 | #N/A
2007-08-12 10:00 | 8 | 12 | 10 | 224.3753 | 5362 | 75.02 | 60.98 | 1001 | 75.02 | 0 | 2176.4822 | Cooling | 362.747 | #N/A | #N/A | #N/A | #N/A | 0 | 0 | 0 | 0 | 0 | 2176.4822 | #N/A | #N/A | 88 | #N/A | #N/A | #N/A | #N/A | 1.209% | 1 | 50% | 0% | 0% | 0% | 8.2745 | 0 | 0 | 0 | 8.2745 | #N/A
2007-08-12 11:00 | 8 | 12 | 11 | 224.417 | 5363 | 75.02 | 62.06 | 1001 | 75.02 | 0 | 2380.5018 | Cooling | 396.7503 | #N/A | #N/A | #N/A | #N/A | 0 | 0 | 0 | 0 | 0 | 2380.5018 | #N/A | #N/A | 88 | #N/A | #N/A | #N/A | #N/A | 1.323% | 1 | 50% | 0% | 0% | 0% | 8.2745 | 0 | 0 | 0 | 8.2745 | #N/A
2007-08-12 12:00 | 8 | 12 | 12 | 224.4586 | 5364 | 78.08 | 62.06 | 1001 | 78.08 | 0 | 2469.9718 | Cooling | 411.662 | #N/A | #N/A | #N/A | #N/A | 0 | 0 | 0 | 0 | 0 | 2469.9718 | #N/A | #N/A | 88 | #N/A | #N/A | #N/A | #N/A | 1.372% | 1 | 50% | 0% | 0% | 0% | 8.2745 | 0 | 0 | 0 | 8.2745 | #N/A
2007-08-12 13:00 | 8 | 12 | 13 | 224.5003 | 5365 | 78.98 | 62.96 | 1001 | 78.98 | 0 | 3030.7369 | Cooling | 505.1228 | #N/A | #N/A | #N/A | #N/A | 0 | 0 | 0 | 0 | 0 | 3030.7369 | #N/A | #N/A | 88 | #N/A | #N/A | #N/A | #N/A | 1.684% | 1 | 50% | 0% | 0% | 0% | 8.2745 | 0 | 0 | 0 | 8.2745 | #N/A
2007-08-12 14:00 | 8 | 12 | 14 | 224.542 | 5366 | 78.98 | 62.96 | 1001 | 78.98 | 0 | 3300.9233 | Cooling | 550.1539 | #N/A | #N/A | #N/A | #N/A | 0 | 0 | 0 | 0 | 0 | 3300.9233 | #N/A | #N/A | 88 | #N/A | #N/A | #N/A | #N/A | 1.834% | 1 | 50% | 0% | 0% | 0% | 8.2745 | 0 | 0 | 0 | 8.2745 | #N/A
2007-08-12 15:00 | 8 | 12 | 15 | 224.5836 | 5367 | 80.06 | 60.98 | 1001 | 80.06 | 0 | 3356.2796 | Cooling | 559.3799 | #N/A | #N/A | #N/A | #N/A | 0 | 0 | 0 | 0 | 0 | 3356.2796 | #N/A | #N/A | 88 | #N/A | #N/A | #N/A | #N/A | 1.865% | 1 | 50% | 0% | 0% | 0% | 8.2745 | 0 | 0 | 0 | 8.2745 | #N/A
2007-08-12 16:00 | 8 | 12 | 16 | 224.6253 | 5368 | 78.08 | 60.98 | 1001 | 78.08 | 0 | 3179.1679 | Cooling | 529.8613 | #N/A | #N/A | #N/A | #N/A | 0 | 0 | 0 | 0 | 0 | 3179.1679 | #N/A | #N/A | 88 | #N/A | #N/A | #N/A | #N/A | 1.766% | 1 | 50% | 0% | 0% | 0% | 8.2745 | 0 | 0 | 0 | 8.2745 | #N/A
2007-08-12 17:00 | 8 | 12 | 17 | 224.667 | 5369 | 78.08 | 60.98 | 1001 | 78.08 | 0 | 2835.96 | Cooling | 472.66 | #N/A | #N/A | #N/A | #N/A | 0 | 0 | 0 | 0 | 0 | 2835.96 | #N/A | #N/A | 88 | #N/A | #N/A | #N/A | #N/A | 1.576% | 1 | 50% | 0% | 0% | 0% | 8.2745 | 0 | 0 | 0 | 8.2745 | #N/A
2007-08-12 18:00 | 8 | 12 | 18 | 224.7086 | 5370 | 75.92 | 62.96 | 1002 | 75.92 | 0 | 2761.5609 | Cooling | 460.2601 | #N/A | #N/A | #N/A | #N/A | 0 | 0 | 0 | 0 | 0 | 2761.5609 | #N/A | #N/A | 88 | #N/A | #N/A | #N/A | #N/A | 1.534% | 1 | 50% | 0% | 0% | 0% | 8.2745 | 0 | 0 | 0 | 8.2745 | #N/A
2007-08-12 19:00 | 8 | 12 | 19 | 224.7503 | 5371 | 75.02 | 62.96 | 1001 | 75.02 | 0 | 2608.4661 | Cooling | 434.7444 | #N/A | #N/A | #N/A | #N/A | 0 | 0 | 0 | 0 | 0 | 2608.4661 | #N/A | #N/A | 88 | #N/A | #N/A | #N/A | #N/A | 1.449% | 1 | 50% | 0% | 0% | 0% | 8.2745 | 0 | 0 | 0 | 8.2745 | #N/A
2007-08-12 20:00 | 8 | 12 | 20 | 224.792 | 5372 | 75.02 | 62.06 | 1001 | 75.02 | 0 | 2279.2671 | Cooling | 379.8779 | #N/A | #N/A | #N/A | #N/A | 0 | 0 | 0 | 0 | 0 | 2279.2671 | #N/A | #N/A | 88 | #N/A | #N/A | #N/A | #N/A | 1.266% | 1 | 50% | 0% | 0% | 0% | 8.2745 | 0 | 0 | 0 | 8.2745 | #N/A
2007-08-12 21:00 | 8 | 12 | 21 | 224.8336 | 5373 | 71.96 | 60.98 | 1001 | 71.96 | 0 | 2025.243 | Cooling | 337.5405 | #N/A | #N/A | #N/A | #N/A | 0 | 0 | 0 | 0 | 0 | 2025.243 | #N/A | #N/A | 88 | #N/A | #N/A | #N/A | #N/A | 1.125% | 1 | 50% | 0% | 0% | 0% | 8.2745 | 0 | 0 | 0 | 8.2745 | #N/A
2007-08-12 22:00 | 8 | 12 | 22 | 224.8753 | 5374 | 71.06 | 60.98 | 1002 | 71.06 | 0 | 167.3488 | Cooling | 27.8915 | #N/A | #N/A | #N/A | #N/A | 0 | 0 | 0 | 0 | 0 | 167.3488 | #N/A | #N/A | 88 | #N/A | #N/A | #N/A | #N/A | 0.09297% | 1 | 50% | 0% | 0% | 0% | 8.2745 | 0 | 0 | 0 | 8.2745 | #N/A
2007-08-12 23:00 | 8 | 12 | 23 | 224.917 | 5375 | 71.06 | 59 | 1002 | 71.06 | 0 | 227.0917 | Cooling | 37.8486 | #N/A | #N/A | #N/A | #N/A | 0 | 0 | 0 | 0 | 0 | 227.0917 | #N/A | #N/A | 88 | #N/A | #N/A | #N/A | #N/A | 0.1262% | 1 | 50% | 0% | 0% | 0% | 8.2745 | 0 | 0 | 0 | 8.2745 | #N/A
2007-08-13 | 8 | 13 | 0 | 224.9586 | 5376 | 69.98 | 59 | 1002 | 69.98 | 0 | 187.5909 | Cooling | 31.2651 | #N/A | #N/A | #N/A | #N/A | 0 | 0 | 0 | 0 | 0 | 187.5909 | #N/A | #N/A | 88 | #N/A | #N/A | #N/A | #N/A | 0.1042% | 1 | 50% | 0% | 0% | 0% | 8.2745 | 0 | 0 | 0 | 8.2745 | #N/A
2007-08-13 01:00 | 8 | 13 | 1 | 225.0003 | 5377 | 69.98 | 60.98 | 1002 | 69.98 | 0 | 231.7342 | Cooling | 38.6224 | #N/A | #N/A | #N/A | #N/A | 0 | 0 | 0 | 0 | 0 | 231.7342 | #N/A | #N/A | 88 | #N/A | #N/A | #N/A | #N/A | 0.1287% | 1 | 50% | 0% | 0% | 0% | 8.2745 | 0 | 0 | 0 | 8.2745 | #N/A
2007-08-13 02:00 | 8 | 13 | 2 | 225.042 | 5378 | 69.98 | 60.08 | 1002 | 69.98 | 0 | 233.6991 | Cooling | 38.9499 | #N/A | #N/A | #N/A | #N/A | 0 | 0 | 0 | 0 | 0 | 233.6991 | #N/A | #N/A | 88 | #N/A | #N/A | #N/A | #N/A | 0.1298% | 1 | 50% | 0% | 0% | 0% | 8.2745 | 0 | 0 | 0 | 8.2745 | #N/A
2007-08-13 03:00 | 8 | 13 | 3 | 225.0836 | 5379 | 66.92 | 59 | 1002 | 66.92 | 0 | 192.3479 | Cooling | 32.058 | #N/A | #N/A | #N/A | #N/A | 0 | 0 | 0 | 0 | 0 | 192.3479 | #N/A | #N/A | 88 | #N/A | #N/A | #N/A | #N/A | 0.1069% | 1 | 50% | 0% | 0% | 0% | 8.2745 | 0 | 0 | 0 | 8.2745 | #N/A
2007-08-13 04:00 | 8 | 13 | 4 | 225.1253 | 5380 | 66.92 | 57.92 | 1001 | 66.92 | 0 | 162.3573 | Cooling | 27.0596 | #N/A | #N/A | #N/A | #N/A | 0 | 0 | 0 | 0 | 0 | 162.3573 | #N/A | #N/A | 88 | #N/A | #N/A | #N/A | #N/A | 0.0902% | 1 | 50% | 0% | 0% | 0% | 8.2745 | 0 | 0 | 0 | 8.2745 | #N/A
2007-08-13 05:00 | 8 | 13 | 5 | 225.167 | 5381 | 66.92 | 57.02 | 1001 | 66.92 | 0 | 159.3663 | Cooling | 26.5611 | #N/A | #N/A | #N/A | #N/A | 0 | 0 | 0 | 0 | 0 | 159.3663 | #N/A | #N/A | 88 | #N/A | #N/A | #N/A | #N/A | 0.08854% | 1 | 50% | 0% | 0% | 0% | 8.2745 | 0 | 0 | 0 | 8.2745 | #N/A
2007-08-13 06:00 | 8 | 13 | 6 | 225.2086 | 5382 | 68 | 57.02 | 1002 | 68 | 0 | 941.7843 | Cooling | 156.9641 | #N/A | #N/A | #N/A | #N/A | 0 | 0 | 0 | 0 | 0 | 941.7843 | #N/A | #N/A | 88 | #N/A | #N/A | #N/A | #N/A | 0.5232% | 1 | 50% | 0% | 0% | 0% | 8.2745 | 0 | 0 | 0 | 8.2745 | #N/A
2007-08-13 07:00 | 8 | 13 | 7 | 225.2503 | 5383 | 69.08 | 59 | 1003 | 69.08 | 0 | 1442.073 | Cooling | 240.3455 | #N/A | #N/A | #N/A | #N/A | 0 | 0 | 0 | 0 | 0 | 1442.073 | #N/A | #N/A | 88 | #N/A | #N/A | #N/A | #N/A | 0.8012% | 1 | 50% | 0% | 0% | 0% | 8.2745 | 0 | 0 | 0 | 8.2745 | #N/A
2007-08-13 08:00 | 8 | 13 | 8 | 225.292 | 5384 | 69.08 | 62.06 | 1002 | 69.08 | 0 | 2323.1005 | Cooling | 387.1834 | #N/A | #N/A | #N/A | #N/A | 0 | 0 | 0 | 0 | 0 | 2323.1005 | #N/A | #N/A | 88 | #N/A | #N/A | #N/A | #N/A | 1.291% | 1 | 50% | 0% | 0% | 0% | 8.2745 | 0 | 0 | 0 | 8.2745 | #N/A
2007-08-13 09:00 | 8 | 13 | 9 | 225.3336 | 5385 | 71.96 | 60.98 | 1002 | 71.96 | 0 | 2654.5039 | Cooling | 442.4173 | #N/A | #N/A | #N/A | #N/A | 0 | 0 | 0 | 0 | 0 | 2654.5039 | #N/A | #N/A | 88 | #N/A | #N/A | #N/A | #N/A | 1.475% | 1 | 50% | 0% | 0% | 0% | 8.2745 | 0 | 0 | 0 | 8.2745 | #N/A
2007-08-13 10:00 | 8 | 13 | 10 | 225.3753 | 5386 | 71.6 | 60.08 | 1002 | 71.6 | 0 | 3018.8084 | Cooling | 503.1347 | #N/A | #N/A | #N/A | #N/A | 0 | 0 | 0 | 0 | 0 | 3018.8084 | #N/A | #N/A | 88 | #N/A | #N/A | #N/A | #N/A | 1.677% | 1 | 50% | 0% | 0% | 0% | 8.2745 | 0 | 0 | 0 | 8.2745 | #N/A
2007-08-13 11:00 | 8 | 13 | 11 | 225.417 | 5387 | 71.96 | 57.92 | 1002 | 71.96 | 0 | 3196.7859 | Cooling | 532.7977 | #N/A | #N/A | #N/A | #N/A | 0 | 0 | 0 | 0 | 0 | 3196.7859 | #N/A | #N/A | 88 | #N/A | #N/A | #N/A | #N/A | 1.776% | 1 | 50% | 0% | 0% | 0% | 8.2745 | 0 | 0 | 0 | 8.2745 | #N/A
2007-08-13 12:00 | 8 | 13 | 12 | 225.4586 | 5388 | 73.4 | 59 | 1002 | 73.4 | 0 | 2439.2925 | Cooling | 406.5488 | #N/A | #N/A | #N/A | #N/A | 0 | 0 | 0 | 0 | 0 | 2439.2925 | #N/A | #N/A | 88 | #N/A | #N/A | #N/A | #N/A | 1.355% | 1 | 50% | 0% | 0% | 0% | 8.2745 | 0 | 0 | 0 | 8.2745 | #N/A
2007-08-13 13:00 | 8 | 13 | 13 | 225.5003 | 5389 | 73.4 | 57.02 | 1002 | 73.4 | 0 | 2482.2469 | Cooling | 413.7078 | #N/A | #N/A | #N/A | #N/A | 0 | 0 | 0 | 0 | 0 | 2482.2469 | #N/A | #N/A | 88 | #N/A | #N/A | #N/A | #N/A | 1.379% | 1 | 50% | 0% | 0% | 0% | 8.2745 | 0 | 0 | 0 | 8.2745 | #N/A
2007-08-13 14:00 | 8 | 13 | 14 | 225.542 | 5390 | 73.94 | 57.92 | 1001 | 73.94 | 0 | 2544.7492 | Cooling | 424.1249 | #N/A | #N/A | #N/A | #N/A | 0 | 0 | 0 | 0 | 0 | 2544.7492 | #N/A | #N/A | 88 | #N/A | #N/A | #N/A | #N/A | 1.414% | 1 | 50% | 0% | 0% | 0% | 8.2745 | 0 | 0 | 0 | 8.2745 | #N/A
2007-08-13 15:00 | 8 | 13 | 15 | 225.5836 | 5391 | 75.92 | 60.08 | 1001 | 75.92 | 0 | 2665.672 | Cooling | 444.2787 | #N/A | #N/A | #N/A | #N/A | 0 | 0 | 0 | 0 | 0 | 2665.672 | #N/A | #N/A | 88 | #N/A | #N/A | #N/A | #N/A | 1.481% | 1 | 50% | 0% | 0% | 0% | 8.2745 | 0 | 0 | 0 | 8.2745 | #N/A
2007-08-13 16:00 | 8 | 13 | 16 | 225.6253 | 5392 | 77 | 60.08 | 1001 | 77 | 0 | 2802.9629 | Cooling | 467.1605 | #N/A | #N/A | #N/A | #N/A | 0 | 0 | 0 | 0 | 0 | 2802.9629 | #N/A | #N/A | 88 | #N/A | #N/A | #N/A | #N/A | 1.557% | 1 | 50% | 0% | 0% | 0% | 8.2745 | 0 | 0 | 0 | 8.2745 | #N/A
2007-08-13 17:00 | 8 | 13 | 17 | 225.667 | 5393 | 77 | 59 | 1001 | 77 | 0 | 2742.5638 | Cooling | 457.094 | #N/A | #N/A | #N/A | #N/A | 0 | 0 | 0 | 0 | 0 | 2742.5638 | #N/A | #N/A | 88 | #N/A | #N/A | #N/A | #N/A | 1.524% | 1 | 50% | 0% | 0% | 0% | 8.2745 | 0 | 0 | 0 | 8.2745 | #N/A
2007-08-13 18:00 | 8 | 13 | 18 | 225.7086 | 5394 | 75.02 | 59 | 1000 | 75.02 | 0 | 2750.0763 | Cooling | 458.3461 | #N/A | #N/A | #N/A | #N/A | 0 | 0 | 0 | 0 | 0 | 2750.0763 | #N/A | #N/A | 88 | #N/A | #N/A | #N/A | #N/A | 1.528% | 1 | 50% | 0% | 0% | 0% | 8.2745 | 0 | 0 | 0 | 8.2745 | #N/A
2007-08-13 19:00 | 8 | 13 | 19 | 225.7503 | 5395 | 71.06 | 62.96 | 1001 | 71.06 | 0 | 3280.1356 | Cooling | 546.6893 | #N/A | #N/A | #N/A | #N/A | 0 | 0 | 0 | 0 | 0 | 3280.1356 | #N/A | #N/A | 88 | #N/A | #N/A | #N/A | #N/A | 1.822% | 1 | 50% | 0% | 0% | 0% | 8.2745 | 0 | 0 | 0 | 8.2745 | #N/A
2007-08-13 20:00 | 8 | 13 | 20 | 225.792 | 5396 | 71.06 | 62.96 | 1000 | 71.06 | 0 | 2655.6329 | Cooling | 442.6055 | #N/A | #N/A | #N/A | #N/A | 0 | 0 | 0 | 0 | 0 | 2655.6329 | #N/A | #N/A | 88 | #N/A | #N/A | #N/A | #N/A | 1.475% | 1 | 50% | 0% | 0% | 0% | 8.2745 | 0 | 0 | 0 | 8.2745 | #N/A
2007-08-13 21:00 | 8 | 13 | 21 | 225.8336 | 5397 | 69.98 | 62.96 | 1001 | 69.98 | 0 | 2415.0675 | Cooling | 402.5113 | #N/A | #N/A | #N/A | #N/A | 0 | 0 | 0 | 0 | 0 | 2415.0675 | #N/A | #N/A | 88 | #N/A | #N/A | #N/A | #N/A | 1.342% | 1 | 50% | 0% | 0% | 0% | 8.2745 | 0 | 0 | 0 | 8.2745 | #N/A
2007-08-13 22:00 | 8 | 13 | 22 | 225.8753 | 5398 | 69.08 | 62.96 | 1001 | 69.08 | 0 | 366.053 | Cooling | 61.0088 | #N/A | #N/A | #N/A | #N/A | 0 | 0 | 0 | 0 | 0 | 366.053 | #N/A | #N/A | 88 | #N/A | #N/A | #N/A | #N/A | 0.2034% | 1 | 50% | 0% | 0% | 0% | 8.2745 | 0 | 0 | 0 | 8.2745 | #N/A
2007-08-13 23:00 | 8 | 13 | 23 | 225.917 | 5399 | 69.08 | 62.06 | 1001 | 69.08 | 0 | 460.7329 | Cooling | 76.7888 | #N/A | #N/A | #N/A | #N/A | 0 | 0 | 0 | 0 | 0 | 460.7329 | #N/A | #N/A | 88 | #N/A | #N/A | #N/A | #N/A | 0.256% | 1 | 50% | 0% | 0% | 0% | 8.2745 | 0 | 0 | 0 | 8.2745 | #N/A
2007-08-14 | 8 | 14 | 0 | 225.9586 | 5400 | 64.94 | 60.98 | 1001 | 64.94 | 0 | 407.3984 | Cooling | 67.8997 | #N/A | #N/A | #N/A | #N/A | 0 | 0 | 0 | 0 | 0 | 407.3984 | #N/A | #N/A | 88 | #N/A | #N/A | #N/A | #N/A | 0.2263% | 1 | 50% | 0% | 0% | 0% | 8.2745 | 0 | 0 | 0 | 8.2745 | #N/A
2007-08-14 01:00 | 8 | 14 | 1 | 226.0003 | 5401 | 64.94 | 60.08 | 1001 | 64.94 | 0 | 331.2363 | Cooling | 55.206 | #N/A | #N/A | #N/A | #N/A | 0 | 0 | 0 | 0 | 0 | 331.2363 | #N/A | #N/A | 88 | #N/A | #N/A | #N/A | #N/A | 0.184% | 1 | 50% | 0% | 0% | 0% | 8.2745 | 0 | 0 | 0 | 8.2745 | #N/A
2007-08-14 02:00 | 8 | 14 | 2 | 226.042 | 5402 | 64.94 | 59 | 1001 | 64.94 | 0 | 266.7403 | Cooling | 44.4567 | #N/A | #N/A | #N/A | #N/A | 0 | 0 | 0 | 0 | 0 | 266.7403 | #N/A | #N/A | 88 | #N/A | #N/A | #N/A | #N/A | 0.1482% | 1 | 50% | 0% | 0% | 0% | 8.2745 | 0 | 0 | 0 | 8.2745 | #N/A
2007-08-14 03:00 | 8 | 14 | 3 | 226.0836 | 5403 | 64.04 | 59 | 1001 | 64.04 | 0 | 244.0282 | Cooling | 40.6714 | #N/A | #N/A | #N/A | #N/A | 0 | 0 | 0 | 0 | 0 | 244.0282 | #N/A | #N/A | 88 | #N/A | #N/A | #N/A | #N/A | 0.1356% | 1 | 50% | 0% | 0% | 0% | 8.2745 | 0 | 0 | 0 | 8.2745 | #N/A
2007-08-14 04:00 | 8 | 14 | 4 | 226.1253 | 5404 | 64.94 | 60.08 | 1001 | 64.94 | 0 | 262.431 | Cooling | 43.7385 | #N/A | #N/A | #N/A | #N/A | 0 | 0 | 0 | 0 | 0 | 262.431 | #N/A | #N/A | 88 | #N/A | #N/A | #N/A | #N/A | 0.1458% | 1 | 50% | 0% | 0% | 0% | 8.2745 | 0 | 0 | 0 | 8.2745 | #N/A
2007-08-14 05:00 | 8 | 14 | 5 | 226.167 | 5405 | 64.94 | 60.08 | 1002 | 64.94 | 0 | 332.2486 | Cooling | 55.3748 | #N/A | #N/A | #N/A | #N/A | 0 | 0 | 0 | 0 | 0 | 332.2486 | #N/A | #N/A | 88 | #N/A | #N/A | #N/A | #N/A | 0.1846% | 1 | 50% | 0% | 0% | 0% | 8.2745 | 0 | 0 | 0 | 8.2745 | #N/A
2007-08-14 06:00 | 8 | 14 | 6 | 226.2086 | 5406 | 62.96 | 60.98 | 1002 | 62.96 | 0 | 1938.2819 | Cooling | 323.047 | #N/A | #N/A | #N/A | #N/A | 0 | 0 | 0 | 0 | 0 | 1938.2819 | #N/A | #N/A | 88 | #N/A | #N/A | #N/A | #N/A | 1.077% | 1 | 50% | 0% | 0% | 0% | 8.2745 | 0 | 0 | 0 | 8.2745 | #N/A
2007-08-14 07:00 | 8 | 14 | 7 | 226.2503 | 5407 | 64.4 | 62.06 | 1003 | 64.4 | 0 | 2117.5293 | Cooling | 352.9216 | #N/A | #N/A | #N/A | #N/A | 0 | 0 | 0 | 0 | 0 | 2117.5293 | #N/A | #N/A | 88 | #N/A | #N/A | #N/A | #N/A | 1.176% | 1 | 50% | 0% | 0% | 0% | 8.2745 | 0 | 0 | 0 | 8.2745 | #N/A
2007-08-14 08:00 | 8 | 14 | 8 | 226.292 | 5408 | 64.94 | 62.96 | 1003 | 64.94 | 0 | 2629.669 | Cooling | 438.2782 | #N/A | #N/A | #N/A | #N/A | 0 | 0 | 0 | 0 | 0 | 2629.669 | #N/A | #N/A | 88 | #N/A | #N/A | #N/A | #N/A | 1.461% | 1 | 50% | 0% | 0% | 0% | 8.2745 | 0 | 0 | 0 | 8.2745 | #N/A
2007-08-14 09:00 | 8 | 14 | 9 | 226.3336 | 5409 | 71.6 | 64.04 | 1003 | 71.6 | 0 | 2988.846 | Cooling | 498.141 | #N/A | #N/A | #N/A | #N/A | 0 | 0 | 0 | 0 | 0 | 2988.846 | #N/A | #N/A | 88 | #N/A | #N/A | #N/A | #N/A | 1.66% | 1 | 50% | 0% | 0% | 0% | 8.2745 | 0 | 0 | 0 | 8.2745 | #N/A
2007-08-14 10:00 | 8 | 14 | 10 | 226.3753 | 5410 | 73.04 | 64.04 | 1003 | 73.04 | 0 | 3255.4984 | Cooling | 542.5831 | #N/A | #N/A | #N/A | #N/A | 0 | 0 | 0 | 0 | 0 | 3255.4984 | #N/A | #N/A | 88 | #N/A | #N/A | #N/A | #N/A | 1.809% | 1 | 50% | 0% | 0% | 0% | 8.2745 | 0 | 0 | 0 | 8.2745 | #N/A
2007-08-14 11:00 | 8 | 14 | 11 | 226.417 | 5411 | 73.04 | 64.04 | 1003 | 73.04 | 0 | 3458.2879 | Cooling | 576.3813 | #N/A | #N/A | #N/A | #N/A | 0 | 0 | 0 | 0 | 0 | 3458.2879 | #N/A | #N/A | 88 | #N/A | #N/A | #N/A | #N/A | 1.921% | 1 | 50% | 0% | 0% | 0% | 8.2745 | 0 | 0 | 0 | 8.2745 | #N/A
2007-08-14 12:00 | 8 | 14 | 12 | 226.4586 | 5412 | 80.06 | 62.96 | 1002 | 80.06 | 0 | 3554.2977 | Cooling | 592.3829 | #N/A | #N/A | #N/A | #N/A | 0 | 0 | 0 | 0 | 0 | 3554.2977 | #N/A | #N/A | 88 | #N/A | #N/A | #N/A | #N/A | 1.975% | 1 | 50% | 0% | 0% | 0% | 8.2745 | 0 | 0 | 0 | 8.2745 | #N/A
2007-08-14 13:00 | 8 | 14 | 13 | 226.5003 | 5413 | 82.04 | 64.04 | 1002 | 82.04 | 0 | 2838.4548 | Cooling | 473.0758 | #N/A | #N/A | #N/A | #N/A | 0 | 0 | 0 | 0 | 0 | 2838.4548 | #N/A | #N/A | 88 | #N/A | #N/A | #N/A | #N/A | 1.577% | 1 | 50% | 0% | 0% | 0% | 8.2745 | 0 | 0 | 0 | 8.2745 | #N/A
2007-08-14 14:00 | 8 | 14 | 14 | 226.542 | 5414 | 82.04 | 62.96 | 1002 | 82.04 | 0 | 2869.7381 | Cooling | 478.2897 | #N/A | #N/A | #N/A | #N/A | 0 | 0 | 0 | 0 | 0 | 2869.7381 | #N/A | #N/A | 88 | #N/A | #N/A | #N/A | #N/A | 1.594% | 1 | 50% | 0% | 0% | 0% | 8.2745 | 0 | 0 | 0 | 8.2745 | #N/A
2007-08-14 15:00 | 8 | 14 | 15 | 226.5836 | 5415 | 84.02 | 60.98 | 1002 | 84.02 | 0 | 2812.4584 | Cooling | 468.7431 | #N/A | #N/A | #N/A | #N/A | 0 | 0 | 0 | 0 | 0 | 2812.4584 | #N/A | #N/A | 88 | #N/A | #N/A | #N/A | #N/A | 1.562% | 1 | 50% | 0% | 0% | 0% | 8.2745 | 0 | 0 | 0 | 8.2745 | #N/A
2007-08-14 16:00 | 8 | 14 | 16 | 226.6253 | 5416 | 84.02 | 62.06 | 1002 | 84.02 | 0 | 2886.9593 | Cooling | 481.1599 | #N/A | #N/A | #N/A | #N/A | 0 | 0 | 0 | 0 | 0 | 2886.9593 | #N/A | #N/A | 88 | #N/A | #N/A | #N/A | #N/A | 1.604% | 1 | 50% | 0% | 0% | 0% | 8.2745 | 0 | 0 | 0 | 8.2745 | #N/A
2007-08-14 17:00 | 8 | 14 | 17 | 226.667 | 5417 | 84.02 | 66.02 | 1002 | 84.02 | 0 | 3186.1915 | Cooling | 531.0319 | #N/A | #N/A | #N/A | #N/A | 0 | 0 | 0 | 0 | 0 | 3186.1915 | #N/A | #N/A | 88 | #N/A | #N/A | #N/A | #N/A | 1.77% | 1 | 50% | 0% | 0% | 0% | 8.2745 | 0 | 0 | 0 | 8.2745 | #N/A
2007-08-14 18:00 | 8 | 14 | 18 | 226.7086 | 5418 | 82.94 | 64.94 | 1002 | 82.94 | 0 | 3731.9876 | Cooling | 621.9979 | #N/A | #N/A | #N/A | #N/A | 0 | 0 | 0 | 0 | 0 | 3731.9876 | #N/A | #N/A | 88 | #N/A | #N/A | #N/A | #N/A | 2.073% | 1 | 50% | 0% | 0% | 0% | 8.2745 | 0 | 0 | 0 | 8.2745 | #N/A
2007-08-14 19:00 | 8 | 14 | 19 | 226.7503 | 5419 | 78.08 | 66.02 | 1002 | 78.08 | 0 | 3634.4586 | Cooling | 605.7431 | #N/A | #N/A | #N/A | #N/A | 0 | 0 | 0 | 0 | 0 | 3634.4586 | #N/A | #N/A | 88 | #N/A | #N/A | #N/A | #N/A | 2.019% | 1 | 50% | 0% | 0% | 0% | 8.2745 | 0 | 0 | 0 | 8.2745 | #N/A
2007-08-14 20:00 | 8 | 14 | 20 | 226.792 | 5420 | 78.08 | 64.94 | 1002 | 78.08 | 0 | 3130.524 | Cooling | 521.754 | #N/A | #N/A | #N/A | #N/A | 0 | 0 | 0 | 0 | 0 | 3130.524 | #N/A | #N/A | 88 | #N/A | #N/A | #N/A | #N/A | 1.739% | 1 | 50% | 0% | 0% | 0% | 8.2745 | 0 | 0 | 0 | 8.2745 | #N/A
2007-08-14 21:00 | 8 | 14 | 21 | 226.8336 | 5421 | 71.06 | 64.94 | 1003 | 71.06 | 0 | 2603.0642 | Cooling | 433.844 | #N/A | #N/A | #N/A | #N/A | 0 | 0 | 0 | 0 | 0 | 2603.0642 | #N/A | #N/A | 88 | #N/A | #N/A | #N/A | #N/A | 1.446% | 1 | 50% | 0% | 0% | 0% | 8.2745 | 0 | 0 | 0 | 8.2745 | #N/A
2007-08-14 22:00 | 8 | 14 | 22 | 226.8753 | 5422 | 69.98 | 64.04 | 1002 | 69.98 | 0 | 416.2792 | Cooling | 69.3799 | #N/A | #N/A | #N/A | #N/A | 0 | 0 | 0 | 0 | 0 | 416.2792 | #N/A | #N/A | 88 | #N/A | #N/A | #N/A | #N/A | 0.2313% | 1 | 50% | 0% | 0% | 0% | 8.2745 | 0 | 0 | 0 | 8.2745 | #N/A
2007-08-14 23:00 | 8 | 14 | 23 | 226.917 | 5423 | 69.98 | 62.06 | 1003 | 69.98 | 0 | 481.3589 | Cooling | 80.2265 | #N/A | #N/A | #N/A | #N/A | 0 | 0 | 0 | 0 | 0 | 481.3589 | #N/A | #N/A | 88 | #N/A | #N/A | #N/A | #N/A | 0.2674% | 1 | 50% | 0% | 0% | 0% | 8.2745 | 0 | 0 | 0 | 8.2745 | #N/A
2007-08-15 | 8 | 15 | 0 | 226.9586 | 5424 | 64.94 | 62.96 | 1003 | 64.94 | 0 | 449.9057 | Cooling | 74.9843 | #N/A | #N/A | #N/A | #N/A | 0 | 0 | 0 | 0 | 0 | 449.9057 | #N/A | #N/A | 88 | #N/A | #N/A | #N/A | #N/A | 0.2499% | 1 | 50% | 0% | 0% | 0% | 8.2745 | 0 | 0 | 0 | 8.2745 | #N/A
2007-08-15 01:00 | 8 | 15 | 1 | 227.0003 | 5425 | 66.02 | 62.06 | 1003 | 66.02 | 0 | 425.7759 | Cooling | 70.9627 | #N/A | #N/A | #N/A | #N/A | 0 | 0 | 0 | 0 | 0 | 425.7759 | #N/A | #N/A | 88 | #N/A | #N/A | #N/A | #N/A | 0.2365% | 1 | 50% | 0% | 0% | 0% | 8.2745 | 0 | 0 | 0 | 8.2745 | #N/A
2007-08-15 02:00 | 8 | 15 | 2 | 227.042 | 5426 | 66.02 | 62.06 | 1003 | 66.02 | 0 | 403.6575 | Cooling | 67.2763 | #N/A | #N/A | #N/A | #N/A | 0 | 0 | 0 | 0 | 0 | 403.6575 | #N/A | #N/A | 88 | #N/A | #N/A | #N/A | #N/A | 0.2243% | 1 | 50% | 0% | 0% | 0% | 8.2745 | 0 | 0 | 0 | 8.2745 | #N/A
2007-08-15 03:00 | 8 | 15 | 3 | 227.0836 | 5427 | 64.04 | 60.08 | 1003 | 64.04 | 0 | 325.9532 | Cooling | 54.3255 | #N/A | #N/A | #N/A | #N/A | 0 | 0 | 0 | 0 | 0 | 325.9532 | #N/A | #N/A | 88 | #N/A | #N/A | #N/A | #N/A | 0.1811% | 1 | 50% | 0% | 0% | 0% | 8.2745 | 0 | 0 | 0 | 8.2745 | #N/A
2007-08-15 04:00 | 8 | 15 | 4 | 227.1253 | 5428 | 62.96 | 59 | 1003 | 62.96 | 0 | 254.6549 | Cooling | 42.4425 | #N/A | #N/A | #N/A | #N/A | 0 | 0 | 0 | 0 | 0 | 254.6549 | #N/A | #N/A | 88 | #N/A | #N/A | #N/A | #N/A | 0.1415% | 1 | 50% | 0% | 0% | 0% | 8.2745 | 0 | 0 | 0 | 8.2745 | #N/A
2007-08-15 05:00 | 8 | 15 | 5 | 227.167 | 5429 | 62.96 | 57.92 | 1003 | 62.96 | 0 | 242.5486 | Cooling | 40.4248 | #N/A | #N/A | #N/A | #N/A | 0 | 0 | 0 | 0 | 0 | 242.5486 | #N/A | #N/A | 88 | #N/A | #N/A | #N/A | #N/A | 0.1347% | 1 | 50% | 0% | 0% | 0% | 8.2745 | 0 | 0 | 0 | 8.2745 | #N/A
2007-08-15 06:00 | 8 | 15 | 6 | 227.2086 | 5430 | 64.4 | 59 | 1004 | 64.4 | 0 | 1389.359 | Cooling | 231.5598 | #N/A | #N/A | #N/A | #N/A | 0 | 0 | 0 | 0 | 0 | 1389.359 | #N/A | #N/A | 88 | #N/A | #N/A | #N/A | #N/A | 0.7719% | 1 | 50% | 0% | 0% | 0% | 8.2745 | 0 | 0 | 0 | 8.2745 | #N/A
2007-08-15 07:00 | 8 | 15 | 7 | 227.2503 | 5431 | 64.4 | 60.98 | 1004 | 64.4 | 0 | 1898.7641 | Cooling | 316.4607 | #N/A | #N/A | #N/A | #N/A | 0 | 0 | 0 | 0 | 0 | 1898.7641 | #N/A | #N/A | 88 | #N/A | #N/A | #N/A | #N/A | 1.055% | 1 | 50% | 0% | 0% | 0% | 8.2745 | 0 | 0 | 0 | 8.2745 | #N/A
2007-08-15 08:00 | 8 | 15 | 8 | 227.292 | 5432 | 66.02 | 62.96 | 1004 | 66.02 | 0 | 2591.2198 | Cooling | 431.87 | #N/A | #N/A | #N/A | #N/A | 0 | 0 | 0 | 0 | 0 | 2591.2198 | #N/A | #N/A | 88 | #N/A | #N/A | #N/A | #N/A | 1.44% | 1 | 50% | 0% | 0% | 0% | 8.2745 | 0 | 0 | 0 | 8.2745 | #N/A
2007-08-15 09:00 | 8 | 15 | 9 | 227.3336 | 5433 | 75.02 | 64.94 | 1003 | 75.02 | 0 | 3237.171 | Cooling | 539.5285 | #N/A | #N/A | #N/A | #N/A | 0 | 0 | 0 | 0 | 0 | 3237.171 | #N/A | #N/A | 88 | #N/A | #N/A | #N/A | #N/A | 1.798% | 1 | 50% | 0% | 0% | 0% | 8.2745 | 0 | 0 | 0 | 8.2745 | #N/A
2007-08-15 10:00 | 8 | 15 | 10 | 227.3753 | 5434 | 78.98 | 64.94 | 1004 | 78.98 | 0 | 3703.1852 | Cooling | 617.1975 | #N/A | #N/A | #N/A | #N/A | 0 | 0 | 0 | 0 | 0 | 3703.1852 | #N/A | #N/A | 88 | #N/A | #N/A | #N/A | #N/A | 2.057% | 1 | 50% | 0% | 0% | 0% | 8.2745 | 0 | 0 | 0 | 8.2745 | #N/A
2007-08-15 11:00 | 8 | 15 | 11 | 227.417 | 5435 | 78.98 | 62.96 | 1003 | 78.98 | 0 | 2928.3967 | Cooling | 488.0661 | #N/A | #N/A | #N/A | #N/A | 0 | 0 | 0 | 0 | 0 | 2928.3967 | #N/A | #N/A | 88 | #N/A | #N/A | #N/A | #N/A | 1.627% | 1 | 50% | 0% | 0% | 0% | 8.2745 | 0 | 0 | 0 | 8.2745 | #N/A
2007-08-15 12:00 | 8 | 15 | 12 | 227.4586 | 5436 | 84.92 | 64.04 | 1002 | 84.92 | 0 | 2698.2001 | Cooling | 449.7 | #N/A | #N/A | #N/A | #N/A | 0 | 0 | 0 | 0 | 0 | 2698.2001 | #N/A | #N/A | 88 | #N/A | #N/A | #N/A | #N/A | 1.499% | 1 | 50% | 0% | 0% | 0% | 8.2745 | 0 | 0 | 0 | 8.2745 | #N/A
2007-08-15 13:00 | 8 | 15 | 13 | 227.5003 | 5437 | 86 | 62.96 | 1002 | 86 | 0 | 2738.8455 | Cooling | 456.4742 | #N/A | #N/A | #N/A | #N/A | 0 | 0 | 0 | 0 | 0 | 2738.8455 | #N/A | #N/A | 88 | #N/A | #N/A | #N/A | #N/A | 1.522% | 1 | 50% | 0% | 0% | 0% | 8.2745 | 0 | 0 | 0 | 8.2745 | #N/A
2007-08-15 14:00 | 8 | 15 | 14 | 227.542 | 5438 | 86 | 62.96 | 1000 | 86 | 0 | 2832.7697 | Cooling | 472.1283 | #N/A | #N/A | #N/A | #N/A | 0 | 0 | 0 | 0 | 0 | 2832.7697 | #N/A | #N/A | 88 | #N/A | #N/A | #N/A | #N/A | 1.574% | 1 | 50% | 0% | 0% | 0% | 8.2745 | 0 | 0 | 0 | 8.2745 | #N/A
2007-08-15 15:00 | 8 | 15 | 15 | 227.5836 | 5439 | 89.06 | 62.96 | 999 | 89.06 | 0 | 2883.6385 | Cooling | 480.6064 | #N/A | #N/A | #N/A | #N/A | 0 | 0 | 0 | 0 | 0 | 2883.6385 | #N/A | #N/A | 88 | #N/A | #N/A | #N/A | #N/A | 1.602% | 1 | 50% | 0% | 0% | 0% | 8.2745 | 0 | 0 | 0 | 8.2745 | #N/A
2007-08-15 16:00 | 8 | 15 | 16 | 227.6253 | 5440 | 87.08 | 62.06 | 1000 | 87.08 | 0 | 2960.6099 | Cooling | 493.435 | #N/A | #N/A | #N/A | #N/A | 0 | 0 | 0 | 0 | 0 | 2960.6099 | #N/A | #N/A | 88 | #N/A | #N/A | #N/A | #N/A | 1.645% | 1 | 50% | 0% | 0% | 0% | 8.2745 | 0 | 0 | 0 | 8.2745 | #N/A
2007-08-15 17:00 | 8 | 15 | 17 | 227.667 | 5441 | 87.08 | 64.94 | 999 | 87.08 | 0 | 2959.4919 | Cooling | 493.2487 | #N/A | #N/A | #N/A | #N/A | 0 | 0 | 0 | 0 | 0 | 2959.4919 | #N/A | #N/A | 88 | #N/A | #N/A | #N/A | #N/A | 1.644% | 1 | 50% | 0% | 0% | 0% | 8.2745 | 0 | 0 | 0 | 8.2745 | #N/A
2007-08-15 18:00 | 8 | 15 | 18 | 227.7086 | 5442 | 82.94 | 59 | 999 | 82.94 | 0 | 2717.5062 | Cooling | 452.9177 | #N/A | #N/A | #N/A | #N/A | 0 | 0 | 0 | 0 | 0 | 2717.5062 | #N/A | #N/A | 88 | #N/A | #N/A | #N/A | #N/A | 1.51% | 1 | 50% | 0% | 0% | 0% | 8.2745 | 0 | 0 | 0 | 8.2745 | #N/A
2007-08-15 19:00 | 8 | 15 | 19 | 227.7503 | 5443 | 80.06 | 60.98 | 998 | 80.06 | 0 | 2587.666 | Cooling | 431.2777 | #N/A | #N/A | #N/A | #N/A | 0 | 0 | 0 | 0 | 0 | 2587.666 | #N/A | #N/A | 88 | #N/A | #N/A | #N/A | #N/A | 1.438% | 1 | 50% | 0% | 0% | 0% | 8.2745 | 0 | 0 | 0 | 8.2745 | #N/A
2007-08-15 20:00 | 8 | 15 | 20 | 227.792 | 5444 | 80.06 | 64.04 | 998 | 80.06 | 0 | 3241.7041 | Cooling | 540.284 | #N/A | #N/A | #N/A | #N/A | 0 | 0 | 0 | 0 | 0 | 3241.7041 | #N/A | #N/A | 88 | #N/A | #N/A | #N/A | #N/A | 1.801% | 1 | 50% | 0% | 0% | 0% | 8.2745 | 0 | 0 | 0 | 8.2745 | #N/A
2007-08-15 21:00 | 8 | 15 | 21 | 227.8336 | 5445 | 75.92 | 64.04 | 997 | 75.92 | 0 | 3456.4443 | Cooling | 576.074 | #N/A | #N/A | #N/A | #N/A | 0 | 0 | 0 | 0 | 0 | 3456.4443 | #N/A | #N/A | 88 | #N/A | #N/A | #N/A | #N/A | 1.92% | 1 | 50% | 0% | 0% | 0% | 8.2745 | 0 | 0 | 0 | 8.2745 | #N/A
2007-08-15 22:00 | 8 | 15 | 22 | 227.8753 | 5446 | 71.96 | 62.96 | 997 | 71.96 | 0 | 1008.2387 | Cooling | 168.0398 | #N/A | #N/A | #N/A | #N/A | 0 | 0 | 0 | 0 | 0 | 1008.2387 | #N/A | #N/A | 88 | #N/A | #N/A | #N/A | #N/A | 0.5601% | 1 | 50% | 0% | 0% | 0% | 8.2745 | 0 | 0 | 0 | 8.2745 | #N/A
2007-08-15 23:00 | 8 | 15 | 23 | 227.917 | 5447 | 71.96 | 64.04 | 995 | 71.96 | 0 | 1309.4849 | Cooling | 218.2475 | #N/A | #N/A | #N/A | #N/A | 0 | 0 | 0 | 0 | 0 | 1309.4849 | #N/A | #N/A | 88 | #N/A | #N/A | #N/A | #N/A | 0.7275% | 1 | 50% | 0% | 0% | 0% | 8.2745 | 0 | 0 | 0 | 8.2745 | #N/A
2007-08-16 | 8 | 16 | 0 | 227.9586 | 5448 | 69.08 | 64.04 | 994 | 69.08 | 0 | 1293.6412 | Cooling | 215.6069 | #N/A | #N/A | #N/A | #N/A | 0 | 0 | 0 | 0 | 0 | 1293.6412 | #N/A | #N/A | 88 | #N/A | #N/A | #N/A | #N/A | 0.7187% | 1 | 50% | 0% | 0% | 0% | 8.2745 | 0 | 0 | 0 | 8.2745 | #N/A
2007-08-16 01:00 | 8 | 16 | 1 | 228.0003 | 5449 | 69.08 | 66.92 | 993 | 69.08 | 0 | 1216.2274 | Cooling | 202.7046 | #N/A | #N/A | #N/A | #N/A | 0 | 0 | 0 | 0 | 0 | 1216.2274 | #N/A | #N/A | 88 | #N/A | #N/A | #N/A | #N/A | 0.6757% | 1 | 50% | 0% | 0% | 0% | 8.2745 | 0 | 0 | 0 | 8.2745 | #N/A
2007-08-16 02:00 | 8 | 16 | 2 | 228.042 | 5450 | 69.08 | 68 | 993 | 69.08 | 0 | 1249.3218 | Cooling | 208.2203 | #N/A | #N/A | #N/A | #N/A | 0 | 0 | 0 | 0 | 0 | 1249.3218 | #N/A | #N/A | 88 | #N/A | #N/A | #N/A | #N/A | 0.6941% | 1 | 50% | 0% | 0% | 0% | 8.2745 | 0 | 0 | 0 | 8.2745 | #N/A
2007-08-16 03:00 | 8 | 16 | 3 | 228.0836 | 5451 | 68 | 68 | 994 | 68 | 0 | 934.6833 | Cooling | 155.7805 | #N/A | #N/A | #N/A | #N/A | 0 | 0 | 0 | 0 | 0 | 934.6833 | #N/A | #N/A | 88 | #N/A | #N/A | #N/A | #N/A | 0.5193% | 1 | 50% | 0% | 0% | 0% | 8.2745 | 0 | 0 | 0 | 8.2745 | #N/A
2007-08-16 04:00 | 8 | 16 | 4 | 228.1253 | 5452 | 66.92 | 66.02 | 995 | 66.92 | 0 | 649.7631 | Cooling | 108.2939 | #N/A | #N/A | #N/A | #N/A | 0 | 0 | 0 | 0 | 0 | 649.7631 | #N/A | #N/A | 88 | #N/A | #N/A | #N/A | #N/A | 0.361% | 1 | 50% | 0% | 0% | 0% | 8.2745 | 0 | 0 | 0 | 8.2745 | #N/A
2007-08-16 05:00 | 8 | 16 | 5 | 228.167 | 5453 | 66.92 | 64.04 | 995 | 66.92 | 0 | 656.9046 | Cooling | 109.4841 | #N/A | #N/A | #N/A | #N/A | 0 | 0 | 0 | 0 | 0 | 656.9046 | #N/A | #N/A | 88 | #N/A | #N/A | #N/A | #N/A | 0.3649% | 1 | 50% | 0% | 0% | 0% | 8.2745 | 0 | 0 | 0 | 8.2745 | #N/A
2007-08-16 06:00 | 8 | 16 | 6 | 228.2086 | 5454 | 66.92 | 57.92 | 996 | 66.92 | 0 | 2223.3658 | Cooling | 370.561 | #N/A | #N/A | #N/A | #N/A | 0 | 0 | 0 | 0 | 0 | 2223.3658 | #N/A | #N/A | 88 | #N/A | #N/A | #N/A | #N/A | 1.235% | 1 | 50% | 0% | 0% | 0% | 8.2745 | 0 | 0 | 0 | 8.2745 | #N/A
2007-08-16 07:00 | 8 | 16 | 7 | 228.2503 | 5455 | 71.06 | 57.02 | 997 | 71.06 | 0 | 1848.2928 | Cooling | 308.0488 | #N/A | #N/A | #N/A | #N/A | 0 | 0 | 0 | 0 | 0 | 1848.2928 | #N/A | #N/A | 88 | #N/A | #N/A | #N/A | #N/A | 1.027% | 1 | 50% | 0% | 0% | 0% | 8.2745 | 0 | 0 | 0 | 8.2745 | #N/A
2007-08-16 08:00 | 8 | 16 | 8 | 228.292 | 5456 | 71.06 | 55.94 | 997 | 71.06 | 0 | 2104.2055 | Cooling | 350.7009 | #N/A | #N/A | #N/A | #N/A | 0 | 0 | 0 | 0 | 0 | 2104.2055 | #N/A | #N/A | 88 | #N/A | #N/A | #N/A | #N/A | 1.169% | 1 | 50% | 0% | 0% | 0% | 8.2745 | 0 | 0 | 0 | 8.2745 | #N/A
2007-08-16 09:00 | 8 | 16 | 9 | 228.3336 | 5457 | 77 | 57.92 | 998 | 77 | 0 | 2501.2528 | Cooling | 416.8755 | #N/A | #N/A | #N/A | #N/A | 0 | 0 | 0 | 0 | 0 | 2501.2528 | #N/A | #N/A | 88 | #N/A | #N/A | #N/A | #N/A | 1.39% | 1 | 50% | 0% | 0% | 0% | 8.2745 | 0 | 0 | 0 | 8.2745 | #N/A
2007-08-16 10:00 | 8 | 16 | 10 | 228.3753 | 5458 | 80.96 | 55.94 | 998 | 80.96 | 0 | 2649.1742 | Cooling | 441.529 | #N/A | #N/A | #N/A | #N/A | 0 | 0 | 0 | 0 | 0 | 2649.1742 | #N/A | #N/A | 88 | #N/A | #N/A | #N/A | #N/A | 1.472% | 1 | 50% | 0% | 0% | 0% | 8.2745 | 0 | 0 | 0 | 8.2745 | #N/A
2007-08-16 11:00 | 8 | 16 | 11 | 228.417 | 5459 | 80.96 | 55.04 | 998 | 80.96 | 0 | 2625.9123 | Cooling | 437.6521 | #N/A | #N/A | #N/A | #N/A | 0 | 0 | 0 | 0 | 0 | 2625.9123 | #N/A | #N/A | 88 | #N/A | #N/A | #N/A | #N/A | 1.459% | 1 | 50% | 0% | 0% | 0% | 8.2745 | 0 | 0 | 0 | 8.2745 | #N/A
2007-08-16 12:00 | 8 | 16 | 12 | 228.4586 | 5460 | 87.08 | 51.98 | 998 | 87.08 | 0 | 2033.6604 | Cooling | 338.9434 | #N/A | #N/A | #N/A | #N/A | 0 | 0 | 0 | 0 | 0 | 2033.6604 | #N/A | #N/A | 88 | #N/A | #N/A | #N/A | #N/A | 1.13% | 1 | 50% | 0% | 0% | 0% | 8.2745 | 0 | 0 | 0 | 8.2745 | #N/A
2007-08-16 13:00 | 8 | 16 | 13 | 228.5003 | 5461 | 87.98 | 53.96 | 999 | 87.98 | 0 | 2318.085 | Cooling | 386.3475 | #N/A | #N/A | #N/A | #N/A | 0 | 0 | 0 | 0 | 0 | 2318.085 | #N/A | #N/A | 88 | #N/A | #N/A | #N/A | #N/A | 1.288% | 1 | 50% | 0% | 0% | 0% | 8.2745 | 0 | 0 | 0 | 8.2745 | #N/A
2007-08-16 14:00 | 8 | 16 | 14 | 228.542 | 5462 | 87.98 | 55.94 | 999 | 87.98 | 0 | 2653.276 | Cooling | 442.2127 | #N/A | #N/A | #N/A | #N/A | 0 | 0 | 0 | 0 | 0 | 2653.276 | #N/A | #N/A | 88 | #N/A | #N/A | #N/A | #N/A | 1.474% | 1 | 50% | 0% | 0% | 0% | 8.2745 | 0 | 0 | 0 | 8.2745 | #N/A
2007-08-16 15:00 | 8 | 16 | 15 | 228.5836 | 5463 | 86 | 53.96 | 999 | 86 | 0 | 2537.0331 | Cooling | 422.8389 | #N/A | #N/A | #N/A | #N/A | 0 | 0 | 0 | 0 | 0 | 2537.0331 | #N/A | #N/A | 88 | #N/A | #N/A | #N/A | #N/A | 1.409% | 1 | 50% | 0% | 0% | 0% | 8.2745 | 0 | 0 | 0 | 8.2745 | #N/A
2007-08-16 16:00 | 8 | 16 | 16 | 228.6253 | 5464 | 87.08 | 51.08 | 999 | 87.08 | 0 | 2044.083 | Cooling | 340.6805 | #N/A | #N/A | #N/A | #N/A | 0 | 0 | 0 | 0 | 0 | 2044.083 | #N/A | #N/A | 88 | #N/A | #N/A | #N/A | #N/A | 1.136% | 1 | 50% | 0% | 0% | 0% | 8.2745 | 0 | 0 | 0 | 8.2745 | #N/A
2007-08-16 17:00 | 8 | 16 | 17 | 228.667 | 5465 | 87.08 | 51.08 | 999 | 87.08 | 0 | 1428.567 | Cooling | 238.0945 | #N/A | #N/A | #N/A | #N/A | 0 | 0 | 0 | 0 | 0 | 1428.567 | #N/A | #N/A | 88 | #N/A | #N/A | #N/A | #N/A | 0.7936% | 1 | 50% | 0% | 0% | 0% | 8.2745 | 0 | 0 | 0 | 8.2745 | #N/A
2007-08-16 18:00 | 8 | 16 | 18 | 228.7086 | 5466 | 80.96 | 51.98 | 1000 | 80.96 | 0 | 1343.7483 | Cooling | 223.958 | #N/A | #N/A | #N/A | #N/A | 0 | 0 | 0 | 0 | 0 | 1343.7483 | #N/A | #N/A | 88 | #N/A | #N/A | #N/A | #N/A | 0.7465% | 1 | 50% | 0% | 0% | 0% | 8.2745 | 0 | 0 | 0 | 8.2745 | #N/A
2007-08-16 19:00 | 8 | 16 | 19 | 228.7503 | 5467 | 78.98 | 53.06 | 1000 | 78.98 | 0 | 1467.5398 | Cooling | 244.59 | #N/A | #N/A | #N/A | #N/A | 0 | 0 | 0 | 0 | 0 | 1467.5398 | #N/A | #N/A | 88 | #N/A | #N/A | #N/A | #N/A | 0.8153% | 1 | 50% | 0% | 0% | 0% | 8.2745 | 0 | 0 | 0 | 8.2745 | #N/A
2007-08-16 20:00 | 8 | 16 | 20 | 228.792 | 5468 | 78.98 | 55.04 | 1000 | 78.98 | 0 | 1586.3409 | Cooling | 264.3902 | #N/A | #N/A | #N/A | #N/A | 0 | 0 | 0 | 0 | 0 | 1586.3409 | #N/A | #N/A | 88 | #N/A | #N/A | #N/A | #N/A | 0.8813% | 1 | 50% | 0% | 0% | 0% | 8.2745 | 0 | 0 | 0 | 8.2745 | #N/A
2007-08-16 21:00 | 8 | 16 | 21 | 228.8336 | 5469 | 73.94 | 55.04 | 1001 | 73.94 | 0 | 1510.812 | Cooling | 251.802 | #N/A | #N/A | #N/A | #N/A | 0 | 0 | 0 | 0 | 0 | 1510.812 | #N/A | #N/A | 88 | #N/A | #N/A | #N/A | #N/A | 0.8393% | 1 | 50% | 0% | 0% | 0% | 8.2745 | 0 | 0 | 0 | 8.2745 | #N/A
2007-08-16 22:00 | 8 | 16 | 22 | 228.8753 | 5470 | 73.94 | 53.96 | 1002 | 73.94 | 0 | 161.3335 | Cooling | 26.8889 | #N/A | #N/A | #N/A | #N/A | 0 | 0 | 0 | 0 | 0 | 161.3335 | #N/A | #N/A | 88 | #N/A | #N/A | #N/A | #N/A | 0.08963% | 1 | 50% | 0% | 0% | 0% | 8.2745 | 0 | 0 | 0 | 8.2745 | #N/A
2007-08-16 23:00 | 8 | 16 | 23 | 228.917 | 5471 | 73.94 | 55.04 | 1002 | 73.94 | 0 | 168.9057 | Cooling | 28.151 | #N/A | #N/A | #N/A | #N/A | 0 | 0 | 0 | 0 | 0 | 168.9057 | #N/A | #N/A | 88 | #N/A | #N/A | #N/A | #N/A | 0.09384% | 1 | 50% | 0% | 0% | 0% | 8.2745 | 0 | 0 | 0 | 8.2745 | #N/A
2007-08-17 | 8 | 17 | 0 | 228.9586 | 5472 | 73.04 | 55.94 | 1002 | 73.04 | 0 | 163.5065 | Cooling | 27.2511 | #N/A | #N/A | #N/A | #N/A | 0 | 0 | 0 | 0 | 0 | 163.5065 | #N/A | #N/A | 88 | #N/A | #N/A | #N/A | #N/A | 0.09084% | 1 | 50% | 0% | 0% | 0% | 8.2745 | 0 | 0 | 0 | 8.2745 | #N/A
2007-08-17 01:00 | 8 | 17 | 1 | 229.0003 | 5473 | 71.06 | 55.04 | 1002 | 71.06 | 0 | 143.3256 | Cooling | 23.8876 | #N/A | #N/A | #N/A | #N/A | 0 | 0 | 0 | 0 | 0 | 143.3256 | #N/A | #N/A | 88 | #N/A | #N/A | #N/A | #N/A | 0.07963% | 1 | 50% | 0% | 0% | 0% | 8.2745 | 0 | 0 | 0 | 8.2745 | #N/A
2007-08-17 02:00 | 8 | 17 | 2 | 229.042 | 5474 | 71.06 | 53.96 | 1002 | 71.06 | 0 | 106.7948 | Cooling | 17.7991 | #N/A | #N/A | #N/A | #N/A | 0 | 0 | 0 | 0 | 0 | 106.7948 | #N/A | #N/A | 88 | #N/A | #N/A | #N/A | #N/A | 0.05933% | 1 | 50% | 0% | 0% | 0% | 8.2745 | 0 | 0 | 0 | 8.2745 | #N/A
2007-08-17 03:00 | 8 | 17 | 3 | 229.0837 | 5475 | 69.08 | 53.06 | 1002 | 69.08 | 0 | 77.1381 | Cooling | 12.8563 | #N/A | #N/A | #N/A | #N/A | 0 | 0 | 0 | 0 | 0 | 77.1381 | #N/A | #N/A | 88 | #N/A | #N/A | #N/A | #N/A | 0.04285% | 1 | 50% | 0% | 0% | 0% | 8.2745 | 0 | 0 | 0 | 8.2745 | #N/A
2007-08-17 04:00 | 8 | 17 | 4 | 229.1253 | 5476 | 68 | 51.08 | 1002 | 68 | 0 | 40.9291 | Cooling | 6.8215 | #N/A | #N/A | #N/A | #N/A | 0 | 0 | 0 | 0 | 0 | 40.9291 | #N/A | #N/A | 88 | #N/A | #N/A | #N/A | #N/A | 0.02274% | 1 | 50% | 0% | 0% | 0% | 8.2745 | 0 | 0 | 0 | 8.2745 | #N/A
2007-08-17 05:00 | 8 | 17 | 5 | 229.167 | 5477 | 68 | 51.08 | 1002 | 68 | 0 | 28.9149 | Cooling | 4.8192 | #N/A | #N/A | #N/A | #N/A | 0 | 0 | 0 | 0 | 0 | 28.9149 | #N/A | #N/A | 88 | #N/A | #N/A | #N/A | #N/A | 0.01606% | 1 | 50% | 0% | 0% | 0% | 8.2745 | 0 | 0 | 0 | 8.2745 | #N/A
2007-08-17 06:00 | 8 | 17 | 6 | 229.2087 | 5478 | 66.2 | 50 | 1003 | 66.2 | 0 | 198.7994 | Cooling | 33.1332 | #N/A | #N/A | #N/A | #N/A | 0 | 0 | 0 | 0 | 0 | 198.7994 | #N/A | #N/A | 88 | #N/A | #N/A | #N/A | #N/A | 0.1104% | 1 | 50% | 0% | 0% | 0% | 8.2745 | 0 | 0 | 0 | 8.2745 | #N/A
2007-08-17 07:00 | 8 | 17 | 7 | 229.2503 | 5479 | 71.96 | 51.08 | 1003 | 71.96 | 0 | 281.5935 | Cooling | 46.9322 | #N/A | #N/A | #N/A | #N/A | 0 | 0 | 0 | 0 | 0 | 281.5935 | #N/A | #N/A | 88 | #N/A | #N/A | #N/A | #N/A | 0.1564% | 1 | 50% | 0% | 0% | 0% | 8.2745 | 0 | 0 | 0 | 8.2745 | #N/A
2007-08-17 08:00 | 8 | 17 | 8 | 229.292 | 5480 | 71.96 | 51.08 | 1003 | 71.96 | 0 | 453.79 | Cooling | 75.6317 | #N/A | #N/A | #N/A | #N/A | 0 | 0 | 0 | 0 | 0 | 453.79 | #N/A | #N/A | 88 | #N/A | #N/A | #N/A | #N/A | 0.2521% | 1 | 50% | 0% | 0% | 0% | 8.2745 | 0 | 0 | 0 | 8.2745 | #N/A
2007-08-17 09:00 | 8 | 17 | 9 | 229.3337 | 5481 | 78.08 | 51.98 | 1003 | 78.08 | 0 | 691.1001 | Cooling | 115.1834 | #N/A | #N/A | #N/A | #N/A | 0 | 0 | 0 | 0 | 0 | 691.1001 | #N/A | #N/A | 88 | #N/A | #N/A | #N/A | #N/A | 0.3839% | 1 | 50% | 0% | 0% | 0% | 8.2745 | 0 | 0 | 0 | 8.2745 | #N/A
2007-08-17 10:00 | 8 | 17 | 10 | 229.3753 | 5482 | 82.94 | 48.92 | 1003 | 82.94 | 0 | 648.1085 | Cooling | 108.0181 | #N/A | #N/A | #N/A | #N/A | 0 | 0 | 0 | 0 | 0 | 648.1085 | #N/A | #N/A | 88 | #N/A | #N/A | #N/A | #N/A | 0.3601% | 1 | 50% | 0% | 0% | 0% | 8.2745 | 0 | 0 | 0 | 8.2745 | #N/A
2007-08-17 11:00 | 8 | 17 | 11 | 229.417 | 5483 | 82.94 | 48.02 | 1003 | 82.94 | 0 | 573.4461 | Cooling | 95.5744 | #N/A | #N/A | #N/A | #N/A | 0 | 0 | 0 | 0 | 0 | 573.4461 | #N/A | #N/A | 88 | #N/A | #N/A | #N/A | #N/A | 0.3186% | 1 | 50% | 0% | 0% | 0% | 8.2745 | 0 | 0 | 0 | 8.2745 | #N/A
2007-08-17 12:00 | 8 | 17 | 12 | 229.4587 | 5484 | 87.08 | 50 | 1003 | 87.08 | 0 | 669.0635 | Cooling | 111.5106 | #N/A | #N/A | #N/A | #N/A | 0 | 0 | 0 | 0 | 0 | 669.0635 | #N/A | #N/A | 88 | #N/A | #N/A | #N/A | #N/A | 0.3717% | 1 | 50% | 0% | 0% | 0% | 8.2745 | 0 | 0 | 0 | 8.2745 | #N/A
2007-08-17 13:00 | 8 | 17 | 13 | 229.5003 | 5485 | 89.96 | 50 | 1003 | 89.96 | 0 | 783.7825 | Cooling | 130.6304 | #N/A | #N/A | #N/A | #N/A | 0 | 0 | 0 | 0 | 0 | 783.7825 | #N/A | #N/A | 88 | #N/A | #N/A | #N/A | #N/A | 0.4354% | 1 | 50% | 0% | 0% | 0% | 8.2745 | 0 | 0 | 0 | 8.2745 | #N/A
2007-08-17 14:00 | 8 | 17 | 14 | 229.542 | 5486 | 89.96 | 50 | 1003 | 89.96 | 0 | 835.4088 | Cooling | 139.2348 | #N/A | #N/A | #N/A | #N/A | 0 | 0 | 0 | 0 | 0 | 835.4088 | #N/A | #N/A | 88 | #N/A | #N/A | #N/A | #N/A | 0.4641% | 1 | 50% | 0% | 0% | 0% | 8.2745 | 0 | 0 | 0 | 8.2745 | #N/A
2007-08-17 15:00 | 8 | 17 | 15 | 229.5837 | 5487 | 91.04 | 48.02 | 1002 | 91.04 | 0 | 876.74 | Cooling | 146.1233 | #N/A | #N/A | #N/A | #N/A | 0 | 0 | 0 | 0 | 0 | 876.74 | #N/A | #N/A | 88 | #N/A | #N/A | #N/A | #N/A | 0.4871% | 1 | 50% | 0% | 0% | 0% | 8.2745 | 0 | 0 | 0 | 8.2745 | #N/A
2007-08-17 16:00 | 8 | 17 | 16 | 229.6253 | 5488 | 91.04 | 51.08 | 1002 | 91.04 | 0 | 924.0498 | Cooling | 154.0083 | #N/A | #N/A | #N/A | #N/A | 0 | 0 | 0 | 0 | 0 | 924.0498 | #N/A | #N/A | 88 | #N/A | #N/A | #N/A | #N/A | 0.5134% | 1 | 50% | 0% | 0% | 0% | 8.2745 | 0 | 0 | 0 | 8.2745 | #N/A
2007-08-17 17:00 | 8 | 17 | 17 | 229.667 | 5489 | 91.04 | 48.92 | 1002 | 91.04 | 0 | 758.5273 | Cooling | 126.4212 | #N/A | #N/A | #N/A | #N/A | 0 | 0 | 0 | 0 | 0 | 758.5273 | #N/A | #N/A | 88 | #N/A | #N/A | #N/A | #N/A | 0.4214% | 1 | 50% | 0% | 0% | 0% | 8.2745 | 0 | 0 | 0 | 8.2745 | #N/A
2007-08-17 18:00 | 8 | 17 | 18 | 229.7087 | 5490 | 86 | 48.92 | 1002 | 86 | 0 | 4.3129 | Cooling | 0.71882 | #N/A | #N/A | #N/A | #N/A | 0 | 0 | 0 | 0 | 0 | 4.3129 | #N/A | #N/A | 88 | #N/A | #N/A | #N/A | #N/A | 0.002396% | 1 | 50% | 0% | 0% | 0% | 8.2745 | 0 | 0 | 0 | 8.2745 | #N/A
2007-08-17 19:00 | 8 | 17 | 19 | 229.7503 | 5491 | 84.02 | 48.92 | 1002 | 84.02 | 0 | 0 | Cooling | 0 | #N/A | #N/A | #N/A | #N/A | 0 | 0 | 0 | 0 | 0 | 0 | #N/A | #N/A | 88 | #N/A | #N/A | #N/A | #N/A | 0% | 1 | 50% | 0% | 0% | 0% | 8.2745 | 0 | 0 | 0 | 8.2745 | #N/A
2007-08-17 20:00 | 8 | 17 | 20 | 229.792 | 5492 | 84.02 | 51.08 | 1002 | 84.02 | 0 | 8.4694 | Cooling | 1.4116 | #N/A | #N/A | #N/A | #N/A | 0 | 0 | 0 | 0 | 0 | 8.4694 | #N/A | #N/A | 88 | #N/A | #N/A | #N/A | #N/A | 0.004705% | 1 | 50% | 0% | 0% | 0% | 8.2745 | 0 | 0 | 0 | 8.2745 | #N/A
2007-08-17 21:00 | 8 | 17 | 21 | 229.8337 | 5493 | 78.98 | 51.08 | 1002 | 78.98 | 0 | 19.272 | Cooling | 3.212 | #N/A | #N/A | #N/A | #N/A | 0 | 0 | 0 | 0 | 0 | 19.272 | #N/A | #N/A | 88 | #N/A | #N/A | #N/A | #N/A | 0.01071% | 1 | 50% | 0% | 0% | 0% | 8.2745 | 0 | 0 | 0 | 8.2745 | #N/A
2007-08-17 22:00 | 8 | 17 | 22 | 229.8753 | 5494 | 77 | 50 | 1002 | 77 | 0 | 5.3941 | Cooling | 0.89901 | #N/A | #N/A | #N/A | #N/A | 0 | 0 | 0 | 0 | 0 | 5.3941 | #N/A | #N/A | 88 | #N/A | #N/A | #N/A | #N/A | 0.002997% | 1 | 50% | 0% | 0% | 0% | 8.2745 | 0 | 0 | 0 | 8.2745 | #N/A
2007-08-17 23:00 | 8 | 17 | 23 | 229.917 | 5495 | 77 | 50 | 1002 | 77 | 0 | 0 | Cooling | 0 | #N/A | #N/A | #N/A | #N/A | 0 | 0 | 0 | 0 | 0 | 0 | #N/A | #N/A | 88 | #N/A | #N/A | #N/A | #N/A | 0% | 1 | 50% | 0% | 0% | 0% | 8.2745 | 0 | 0 | 0 | 8.2745 | #N/A
2007-08-18 | 8 | 18 | 0 | 229.9587 | 5496 | 73.94 | 48.92 | 1002 | 73.94 | 0 | 0.0035027 | Cooling | 0.00058379 | #N/A | #N/A | #N/A | #N/A | 0 | 0 | 0 | 0 | 0 | 0.0035027 | #N/A | #N/A | 88 | #N/A | #N/A | #N/A | #N/A | 1.946e-06% | 1 | 50% | 0% | 0% | 0% | 8.2745 | 0 | 0 | 0 | 8.2745 | #N/A
2007-08-18 01:00 | 8 | 18 | 1 | 230.0003 | 5497 | 73.04 | 48.02 | 1002 | 73.04 | 0 | 0.010586 | Cooling | 0.0017644 | #N/A | #N/A | #N/A | #N/A | 0 | 0 | 0 | 0 | 0 | 0.010586 | #N/A | #N/A | 88 | #N/A | #N/A | #N/A | #N/A | 5.881e-06% | 1 | 50% | 0% | 0% | 0% | 8.2745 | 0 | 0 | 0 | 8.2745 | #N/A
2007-08-18 02:00 | 8 | 18 | 2 | 230.042 | 5498 | 73.04 | 48.02 | 1001 | 73.04 | 0 | 0.012509 | Cooling | 0.0020848 | #N/A | #N/A | #N/A | #N/A | 0 | 0 | 0 | 0 | 0 | 0.012509 | #N/A | #N/A | 88 | #N/A | #N/A | #N/A | #N/A | 6.949e-06% | 1 | 50% | 0% | 0% | 0% | 8.2745 | 0 | 0 | 0 | 8.2745 | #N/A
2007-08-18 03:00 | 8 | 18 | 3 | 230.0837 | 5499 | 73.94 | 46.94 | 1001 | 73.94 | 0 | 0.01771 | Cooling | 0.0029517 | #N/A | #N/A | #N/A | #N/A | 0 | 0 | 0 | 0 | 0 | 0.01771 | #N/A | #N/A | 88 | #N/A | #N/A | #N/A | #N/A | 9.839e-06% | 1 | 50% | 0% | 0% | 0% | 8.2745 | 0 | 0 | 0 | 8.2745 | #N/A
2007-08-18 04:00 | 8 | 18 | 4 | 230.1253 | 5500 | 71.96 | 46.94 | 1000 | 71.96 | 0 | 0.023062 | Cooling | 0.0038437 | #N/A | #N/A | #N/A | #N/A | 0 | 0 | 0 | 0 | 0 | 0.023062 | #N/A | #N/A | 88 | #N/A | #N/A | #N/A | #N/A | 1.281e-05% | 1 | 50% | 0% | 0% | 0% | 8.2745 | 0 | 0 | 0 | 8.2745 | #N/A
2007-08-18 05:00 | 8 | 18 | 5 | 230.167 | 5501 | 71.96 | 46.04 | 1001 | 71.96 | 0 | 0.04201 | Cooling | 0.0070017 | #N/A | #N/A | #N/A | #N/A | 0 | 0 | 0 | 0 | 0 | 0.04201 | #N/A | #N/A | 88 | #N/A | #N/A | #N/A | #N/A | 2.334e-05% | 1 | 50% | 0% | 0% | 0% | 8.2745 | 0 | 0 | 0 | 8.2745 | #N/A
2007-08-18 06:00 | 8 | 18 | 6 | 230.2087 | 5502 | 71.96 | 46.04 | 1001 | 71.96 | 0 | 0.06124 | Cooling | 0.010207 | #N/A | #N/A | #N/A | #N/A | 0 | 0 | 0 | 0 | 0 | 0.06124 | #N/A | #N/A | 88 | #N/A | #N/A | #N/A | #N/A | 3.402e-05% | 1 | 50% | 0% | 0% | 0% | 8.2745 | 0 | 0 | 0 | 8.2745 | #N/A
2007-08-18 07:00 | 8 | 18 | 7 | 230.2503 | 5503 | 73.94 | 48.02 | 1002 | 73.94 | 0 | 0.012529 | Cooling | 0.0020881 | #N/A | #N/A | #N/A | #N/A | 0 | 0 | 0 | 0 | 0 | 0.012529 | #N/A | #N/A | 88 | #N/A | #N/A | #N/A | #N/A | 6.96e-06% | 1 | 50% | 0% | 0% | 0% | 8.2745 | 0 | 0 | 0 | 8.2745 | #N/A
2007-08-18 08:00 | 8 | 18 | 8 | 230.292 | 5504 | 73.94 | 51.08 | 1001 | 73.94 | 0 | 8.97 | Cooling | 1.495 | #N/A | #N/A | #N/A | #N/A | 0 | 0 | 0 | 0 | 0 | 8.97 | #N/A | #N/A | 88 | #N/A | #N/A | #N/A | #N/A | 0.004983% | 1 | 50% | 0% | 0% | 0% | 8.2745 | 0 | 0 | 0 | 8.2745 | #N/A
2007-08-18 09:00 | 8 | 18 | 9 | 230.3337 | 5505 | 78.98 | 51.98 | 1001 | 78.98 | 0 | 30.6665 | Cooling | 5.1111 | #N/A | #N/A | #N/A | #N/A | 0 | 0 | 0 | 0 | 0 | 30.6665 | #N/A | #N/A | 88 | #N/A | #N/A | #N/A | #N/A | 0.01704% | 1 | 50% | 0% | 0% | 0% | 8.2745 | 0 | 0 | 0 | 8.2745 | #N/A
2007-08-18 10:00 | 8 | 18 | 10 | 230.3753 | 5506 | 82.04 | 51.98 | 1000 | 82.04 | 0 | 24.8222 | Cooling | 4.137 | #N/A | #N/A | #N/A | #N/A | 0 | 0 | 0 | 0 | 0 | 24.8222 | #N/A | #N/A | 88 | #N/A | #N/A | #N/A | #N/A | 0.01379% | 1 | 50% | 0% | 0% | 0% | 8.2745 | 0 | 0 | 0 | 8.2745 | #N/A
2007-08-18 11:00 | 8 | 18 | 11 | 230.417 | 5507 | 82.04 | 51.98 | 1000 | 82.04 | 0 | 30.8303 | Cooling | 5.1384 | #N/A | #N/A | #N/A | #N/A | 0 | 0 | 0 | 0 | 0 | 30.8303 | #N/A | #N/A | 88 | #N/A | #N/A | #N/A | #N/A | 0.01713% | 1 | 50% | 0% | 0% | 0% | 8.2745 | 0 | 0 | 0 | 8.2745 | #N/A
2007-08-18 12:00 | 8 | 18 | 12 | 230.4587 | 5508 | 86 | 48.92 | 1000 | 86 | 0 | 8.0861 | Cooling | 1.3477 | #N/A | #N/A | #N/A | #N/A | 0 | 0 | 0 | 0 | 0 | 8.0861 | #N/A | #N/A | 88 | #N/A | #N/A | #N/A | #N/A | 0.004492% | 1 | 50% | 0% | 0% | 0% | 8.2745 | 0 | 0 | 0 | 8.2745 | #N/A
2007-08-18 13:00 | 8 | 18 | 13 | 230.5003 | 5509 | 89.06 | 48.92 | 999 | 89.06 | 0 | 0 | Cooling | 0 | #N/A | #N/A | #N/A | #N/A | 0 | 0 | 0 | 0 | 0 | 0 | #N/A | #N/A | 88 | #N/A | #N/A | #N/A | #N/A | 0% | 1 | 50% | 0% | 0% | 0% | 8.2745 | 0 | 0 | 0 | 8.2745 | #N/A
2007-08-18 14:00 | 8 | 18 | 14 | 230.542 | 5510 | 89.06 | 48.92 | 999 | 89.06 | 0 | 0 | Cooling | 0 | #N/A | #N/A | #N/A | #N/A | 0 | 0 | 0 | 0 | 0 | 0 | #N/A | #N/A | 88 | #N/A | #N/A | #N/A | #N/A | 0% | 1 | 50% | 0% | 0% | 0% | 8.2745 | 0 | 0 | 0 | 8.2745 | #N/A
2007-08-18 15:00 | 8 | 18 | 15 | 230.5837 | 5511 | 89.96 | 51.08 | 999 | 89.96 | 0 | 9.8267 | Cooling | 1.6378 | #N/A | #N/A | #N/A | #N/A | 0 | 0 | 0 | 0 | 0 | 9.8267 | #N/A | #N/A | 88 | #N/A | #N/A | #N/A | #N/A | 0.005459% | 1 | 50% | 0% | 0% | 0% | 8.2745 | 0 | 0 | 0 | 8.2745 | #N/A
2007-08-18 16:00 | 8 | 18 | 16 | 230.6253 | 5512 | 89.6 | 51.08 | 999 | 89.6 | 0 | 44.5279 | Cooling | 7.4213 | #N/A | #N/A | #N/A | #N/A | 0 | 0 | 0 | 0 | 0 | 44.5279 | #N/A | #N/A | 88 | #N/A | #N/A | #N/A | #N/A | 0.02474% | 1 | 50% | 0% | 0% | 0% | 8.2745 | 0 | 0 | 0 | 8.2745 | #N/A
2007-08-18 17:00 | 8 | 18 | 17 | 230.667 | 5513 | 87.98 | 51.98 | 999 | 87.98 | 0 | 89.3646 | Cooling | 14.8941 | #N/A | #N/A | #N/A | #N/A | 0 | 0 | 0 | 0 | 0 | 89.3646 | #N/A | #N/A | 88 | #N/A | #N/A | #N/A | #N/A | 0.04965% | 1 | 50% | 0% | 0% | 0% | 8.2745 | 0 | 0 | 0 | 8.2745 | #N/A
2007-08-18 18:00 | 8 | 18 | 18 | 230.7087 | 5514 | 87.8 | 53.06 | 999 | 87.8 | 0 | 113.5881 | Cooling | 18.9314 | #N/A | #N/A | #N/A | #N/A | 0 | 0 | 0 | 0 | 0 | 113.5881 | #N/A | #N/A | 88 | #N/A | #N/A | #N/A | #N/A | 0.0631% | 1 | 50% | 0% | 0% | 0% | 8.2745 | 0 | 0 | 0 | 8.2745 | #N/A
2007-08-18 19:00 | 8 | 18 | 19 | 230.7503 | 5515 | 80.96 | 51.98 | 999 | 80.96 | 0 | 68.4684 | Cooling | 11.4114 | #N/A | #N/A | #N/A | #N/A | 0 | 0 | 0 | 0 | 0 | 68.4684 | #N/A | #N/A | 88 | #N/A | #N/A | #N/A | #N/A | 0.03804% | 1 | 50% | 0% | 0% | 0% | 8.2745 | 0 | 0 | 0 | 8.2745 | #N/A
2007-08-18 20:00 | 8 | 18 | 20 | 230.792 | 5516 | 80.96 | 55.04 | 1000 | 80.96 | 0 | 106.1734 | Cooling | 17.6956 | #N/A | #N/A | #N/A | #N/A | 0 | 0 | 0 | 0 | 0 | 106.1734 | #N/A | #N/A | 88 | #N/A | #N/A | #N/A | #N/A | 0.05899% | 1 | 50% | 0% | 0% | 0% | 8.2745 | 0 | 0 | 0 | 8.2745 | #N/A
2007-08-18 21:00 | 8 | 18 | 21 | 230.8337 | 5517 | 71.06 | 53.96 | 1000 | 71.06 | 0 | 77.1993 | Cooling | 12.8665 | #N/A | #N/A | #N/A | #N/A | 0 | 0 | 0 | 0 | 0 | 77.1993 | #N/A | #N/A | 88 | #N/A | #N/A | #N/A | #N/A | 0.04289% | 1 | 50% | 0% | 0% | 0% | 8.2745 | 0 | 0 | 0 | 8.2745 | #N/A
2007-08-18 22:00 | 8 | 18 | 22 | 230.8753 | 5518 | 71.06 | 53.96 | 1000 | 71.06 | 0 | 41.0899 | Cooling | 6.8483 | #N/A | #N/A | #N/A | #N/A | 0 | 0 | 0 | 0 | 0 | 41.0899 | #N/A | #N/A | 88 | #N/A | #N/A | #N/A | #N/A | 0.02283% | 1 | 50% | 0% | 0% | 0% | 8.2745 | 0 | 0 | 0 | 8.2745 | #N/A
2007-08-18 23:00 | 8 | 18 | 23 | 230.917 | 5519 | 71.06 | 55.04 | 1001 | 71.06 | 0 | 32.3365 | Cooling | 5.3894 | #N/A | #N/A | #N/A | #N/A | 0 | 0 | 0 | 0 | 0 | 32.3365 | #N/A | #N/A | 88 | #N/A | #N/A | #N/A | #N/A | 0.01796% | 1 | 50% | 0% | 0% | 0% | 8.2745 | 0 | 0 | 0 | 8.2745 | #N/A
2007-08-19 | 8 | 19 | 0 | 230.9587 | 5520 | 69.98 | 55.94 | 1001 | 69.98 | 0 | 55.1111 | Cooling | 9.1852 | #N/A | #N/A | #N/A | #N/A | 0 | 0 | 0 | 0 | 0 | 55.1111 | #N/A | #N/A | 88 | #N/A | #N/A | #N/A | #N/A | 0.03062% | 1 | 50% | 0% | 0% | 0% | 8.2745 | 0 | 0 | 0 | 8.2745 | #N/A
2007-08-19 01:00 | 8 | 19 | 1 | 231.0003 | 5521 | 69.98 | 55.94 | 1001 | 69.98 | 0 | 58.3675 | Cooling | 9.7279 | #N/A | #N/A | #N/A | #N/A | 0 | 0 | 0 | 0 | 0 | 58.3675 | #N/A | #N/A | 88 | #N/A | #N/A | #N/A | #N/A | 0.03243% | 1 | 50% | 0% | 0% | 0% | 8.2745 | 0 | 0 | 0 | 8.2745 | #N/A
2007-08-19 02:00 | 8 | 19 | 2 | 231.042 | 5522 | 69.98 | 57.02 | 1001 | 69.98 | 0 | 62.7767 | Cooling | 10.4628 | #N/A | #N/A | #N/A | #N/A | 0 | 0 | 0 | 0 | 0 | 62.7767 | #N/A | #N/A | 88 | #N/A | #N/A | #N/A | #N/A | 0.03488% | 1 | 50% | 0% | 0% | 0% | 8.2745 | 0 | 0 | 0 | 8.2745 | #N/A
2007-08-19 03:00 | 8 | 19 | 3 | 231.0837 | 5523 | 68 | 55.94 | 1001 | 68 | 0 | 55.9459 | Cooling | 9.3243 | #N/A | #N/A | #N/A | #N/A | 0 | 0 | 0 | 0 | 0 | 55.9459 | #N/A | #N/A | 88 | #N/A | #N/A | #N/A | #N/A | 0.03108% | 1 | 50% | 0% | 0% | 0% | 8.2745 | 0 | 0 | 0 | 8.2745 | #N/A
2007-08-19 04:00 | 8 | 19 | 4 | 231.1253 | 5524 | 69.98 | 55.04 | 1002 | 69.98 | 0 | 42.8164 | Cooling | 7.1361 | #N/A | #N/A | #N/A | #N/A | 0 | 0 | 0 | 0 | 0 | 42.8164 | #N/A | #N/A | 88 | #N/A | #N/A | #N/A | #N/A | 0.02379% | 1 | 50% | 0% | 0% | 0% | 8.2745 | 0 | 0 | 0 | 8.2745 | #N/A
2007-08-19 05:00 | 8 | 19 | 5 | 231.167 | 5525 | 69.98 | 53.96 | 1002 | 69.98 | 0 | 46.5008 | Cooling | 7.7501 | #N/A | #N/A | #N/A | #N/A | 0 | 0 | 0 | 0 | 0 | 46.5008 | #N/A | #N/A | 88 | #N/A | #N/A | #N/A | #N/A | 0.02583% | 1 | 50% | 0% | 0% | 0% | 8.2745 | 0 | 0 | 0 | 8.2745 | #N/A
2007-08-19 06:00 | 8 | 19 | 6 | 231.2087 | 5526 | 68 | 55.04 | 1003 | 68 | 0 | 426.6713 | Cooling | 71.1119 | #N/A | #N/A | #N/A | #N/A | 0 | 0 | 0 | 0 | 0 | 426.6713 | #N/A | #N/A | 88 | #N/A | #N/A | #N/A | #N/A | 0.237% | 1 | 50% | 0% | 0% | 0% | 8.2745 | 0 | 0 | 0 | 8.2745 | #N/A
2007-08-19 07:00 | 8 | 19 | 7 | 231.2503 | 5527 | 71.06 | 57.02 | 1004 | 71.06 | 0 | 745.2596 | Cooling | 124.2099 | #N/A | #N/A | #N/A | #N/A | 0 | 0 | 0 | 0 | 0 | 745.2596 | #N/A | #N/A | 88 | #N/A | #N/A | #N/A | #N/A | 0.414% | 1 | 50% | 0% | 0% | 0% | 8.2745 | 0 | 0 | 0 | 8.2745 | #N/A
2007-08-19 08:00 | 8 | 19 | 8 | 231.292 | 5528 | 71.06 | 57.02 | 1004 | 71.06 | 0 | 1453.7389 | Cooling | 242.2898 | #N/A | #N/A | #N/A | #N/A | 0 | 0 | 0 | 0 | 0 | 1453.7389 | #N/A | #N/A | 88 | #N/A | #N/A | #N/A | #N/A | 0.8076% | 1 | 50% | 0% | 0% | 0% | 8.2745 | 0 | 0 | 0 | 8.2745 | #N/A
2007-08-19 09:00 | 8 | 19 | 9 | 231.3337 | 5529 | 75.2 | 55.94 | 1005 | 75.2 | 0 | 1524.0112 | Cooling | 254.0019 | #N/A | #N/A | #N/A | #N/A | 0 | 0 | 0 | 0 | 0 | 1524.0112 | #N/A | #N/A | 88 | #N/A | #N/A | #N/A | #N/A | 0.8467% | 1 | 50% | 0% | 0% | 0% | 8.2745 | 0 | 0 | 0 | 8.2745 | #N/A
2007-08-19 10:00 | 8 | 19 | 10 | 231.3753 | 5530 | 77 | 55.94 | 1005 | 77 | 0 | 1615.3248 | Cooling | 269.2208 | #N/A | #N/A | #N/A | #N/A | 0 | 0 | 0 | 0 | 0 | 1615.3248 | #N/A | #N/A | 88 | #N/A | #N/A | #N/A | #N/A | 0.8974% | 1 | 50% | 0% | 0% | 0% | 8.2745 | 0 | 0 | 0 | 8.2745 | #N/A
2007-08-19 11:00 | 8 | 19 | 11 | 231.417 | 5531 | 77 | 51.98 | 1005 | 77 | 0 | 1335.3338 | Cooling | 222.5556 | #N/A | #N/A | #N/A | #N/A | 0 | 0 | 0 | 0 | 0 | 1335.3338 | #N/A | #N/A | 88 | #N/A | #N/A | #N/A | #N/A | 0.7419% | 1 | 50% | 0% | 0% | 0% | 8.2745 | 0 | 0 | 0 | 8.2745 | #N/A
2007-08-19 12:00 | 8 | 19 | 12 | 231.4587 | 5532 | 82.94 | 46.94 | 1005 | 82.94 | 0 | 925.8669 | Cooling | 154.3112 | #N/A | #N/A | #N/A | #N/A | 0 | 0 | 0 | 0 | 0 | 925.8669 | #N/A | #N/A | 88 | #N/A | #N/A | #N/A | #N/A | 0.5144% | 1 | 50% | 0% | 0% | 0% | 8.2745 | 0 | 0 | 0 | 8.2745 | #N/A
2007-08-19 13:00 | 8 | 19 | 13 | 231.5003 | 5533 | 82.94 | 48.02 | 1005 | 82.94 | 0 | 938.3219 | Cooling | 156.387 | #N/A | #N/A | #N/A | #N/A | 0 | 0 | 0 | 0 | 0 | 938.3219 | #N/A | #N/A | 88 | #N/A | #N/A | #N/A | #N/A | 0.5213% | 1 | 50% | 0% | 0% | 0% | 8.2745 | 0 | 0 | 0 | 8.2745 | #N/A
2007-08-19 14:00 | 8 | 19 | 14 | 231.542 | 5534 | 82.94 | 46.94 | 1004 | 82.94 | 0 | 1018.8509 | Cooling | 169.8085 | #N/A | #N/A | #N/A | #N/A | 0 | 0 | 0 | 0 | 0 | 1018.8509 | #N/A | #N/A | 88 | #N/A | #N/A | #N/A | #N/A | 0.566% | 1 | 50% | 0% | 0% | 0% | 8.2745 | 0 | 0 | 0 | 8.2745 | #N/A
2007-08-19 15:00 | 8 | 19 | 15 | 231.5837 | 5535 | 75.2 | 46.94 | 1004 | 75.2 | 0 | 1030.3111 | Cooling | 171.7185 | #N/A | #N/A | #N/A | #N/A | 0 | 0 | 0 | 0 | 0 | 1030.3111 | #N/A | #N/A | 88 | #N/A | #N/A | #N/A | #N/A | 0.5724% | 1 | 50% | 0% | 0% | 0% | 8.2745 | 0 | 0 | 0 | 8.2745 | #N/A
2007-08-19 16:00 | 8 | 19 | 16 | 231.6253 | 5536 | 75.2 | 48.02 | 1005 | 75.2 | 0 | 964.6893 | Cooling | 160.7815 | #N/A | #N/A | #N/A | #N/A | 0 | 0 | 0 | 0 | 0 | 964.6893 | #N/A | #N/A | 88 | #N/A | #N/A | #N/A | #N/A | 0.5359% | 1 | 50% | 0% | 0% | 0% | 8.2745 | 0 | 0 | 0 | 8.2745 | #N/A
2007-08-19 17:00 | 8 | 19 | 17 | 231.667 | 5537 | 78.08 | 50 | 1006 | 78.08 | 0 | 777.6483 | Cooling | 129.6081 | #N/A | #N/A | #N/A | #N/A | 0 | 0 | 0 | 0 | 0 | 777.6483 | #N/A | #N/A | 88 | #N/A | #N/A | #N/A | #N/A | 0.432% | 1 | 50% | 0% | 0% | 0% | 8.2745 | 0 | 0 | 0 | 8.2745 | #N/A
2007-08-19 18:00 | 8 | 19 | 18 | 231.7087 | 5538 | 80.06 | 48.92 | 1006 | 80.06 | 0 | 680.8181 | Cooling | 113.4697 | #N/A | #N/A | #N/A | #N/A | 0 | 0 | 0 | 0 | 0 | 680.8181 | #N/A | #N/A | 88 | #N/A | #N/A | #N/A | #N/A | 0.3782% | 1 | 50% | 0% | 0% | 0% | 8.2745 | 0 | 0 | 0 | 8.2745 | #N/A
2007-08-19 19:00 | 8 | 19 | 19 | 231.7503 | 5539 | 73.94 | 46.94 | 1006 | 73.94 | 0 | 599.674 | Cooling | 99.9457 | #N/A | #N/A | #N/A | #N/A | 0 | 0 | 0 | 0 | 0 | 599.674 | #N/A | #N/A | 88 | #N/A | #N/A | #N/A | #N/A | 0.3332% | 1 | 50% | 0% | 0% | 0% | 8.2745 | 0 | 0 | 0 | 8.2745 | #N/A
2007-08-19 20:00 | 8 | 19 | 20 | 231.792 | 5540 | 73.94 | 46.94 | 1006 | 73.94 | 0 | 325.53 | Cooling | 54.255 | #N/A | #N/A | #N/A | #N/A | 0 | 0 | 0 | 0 | 0 | 325.53 | #N/A | #N/A | 88 | #N/A | #N/A | #N/A | #N/A | 0.1809% | 1 | 50% | 0% | 0% | 0% | 8.2745 | 0 | 0 | 0 | 8.2745 | #N/A
2007-08-19 21:00 | 8 | 19 | 21 | 231.8337 | 5541 | 71.06 | 46.94 | 1006 | 71.06 | 0 | 140.4083 | Cooling | 23.4014 | #N/A | #N/A | #N/A | #N/A | 0 | 0 | 0 | 0 | 0 | 140.4083 | #N/A | #N/A | 88 | #N/A | #N/A | #N/A | #N/A | 0.078% | 1 | 50% | 0% | 0% | 0% | 8.2745 | 0 | 0 | 0 | 8.2745 | #N/A
2007-08-19 22:00 | 8 | 19 | 22 | 231.8753 | 5542 | 69.98 | 48.02 | 1007 | 69.98 | 0 | 0 | Cooling | 0 | #N/A | #N/A | #N/A | #N/A | 0 | 0 | 0 | 0 | 0 | 0 | #N/A | #N/A | 88 | #N/A | #N/A | #N/A | #N/A | 0% | 1 | 50% | 0% | 0% | 0% | 8.2745 | 0 | 0 | 0 | 8.2745 | #N/A
2007-08-19 23:00 | 8 | 19 | 23 | 231.917 | 5543 | 69.98 | 48.02 | 1007 | 69.98 | 0 | 0 | Cooling | 0 | #N/A | #N/A | #N/A | #N/A | 0 | 0 | 0 | 0 | 0 | 0 | #N/A | #N/A | 88 | #N/A | #N/A | #N/A | #N/A | 0% | 1 | 50% | 0% | 0% | 0% | 8.2745 | 0 | 0 | 0 | 8.2745 | #N/A
2007-08-20 | 8 | 20 | 0 | 231.9587 | 5544 | 68 | 48.02 | 1007 | 68 | 0 | 0.00017111 | Cooling | 2.8518e-05 | #N/A | #N/A | #N/A | #N/A | 0 | 0 | 0 | 0 | 0 | 0.00017111 | #N/A | #N/A | 88 | #N/A | #N/A | #N/A | #N/A | 9.506e-08% | 1 | 50% | 0% | 0% | 0% | 8.2745 | 0 | 0 | 0 | 8.2745 | #N/A
2007-08-20 01:00 | 8 | 20 | 1 | 232.0003 | 5545 | 66.02 | 46.94 | 1008 | 66.02 | 0 | 0.0018017 | Cooling | 0.00030028 | #N/A | #N/A | #N/A | #N/A | 0 | 0 | 0 | 0 | 0 | 0.0018017 | #N/A | #N/A | 88 | #N/A | #N/A | #N/A | #N/A | 1.001e-06% | 1 | 50% | 0% | 0% | 0% | 8.2745 | 0 | 0 | 0 | 8.2745 | #N/A
2007-08-20 02:00 | 8 | 20 | 2 | 232.042 | 5546 | 66.02 | 46.04 | 1007 | 66.02 | 0 | 0.007554 | Cooling | 0.001259 | #N/A | #N/A | #N/A | #N/A | 0 | 0 | 0 | 0 | 0 | 0.007554 | #N/A | #N/A | 88 | #N/A | #N/A | #N/A | #N/A | 4.197e-06% | 1 | 50% | 0% | 0% | 0% | 8.2745 | 0 | 0 | 0 | 8.2745 | #N/A
2007-08-20 03:00 | 8 | 20 | 3 | 232.0837 | 5547 | 64.4 | 44.96 | 1008 | 64.4 | 0 | 0.027285 | Cooling | 0.0045474 | #N/A | #N/A | #N/A | #N/A | 0 | 0 | 0 | 0 | 0 | 0.027285 | #N/A | #N/A | 88 | #N/A | #N/A | #N/A | #N/A | 1.516e-05% | 1 | 50% | 0% | 0% | 0% | 8.2745 | 0 | 0 | 0 | 8.2745 | #N/A
2007-08-20 04:00 | 8 | 20 | 4 | 232.1253 | 5548 | 64.4 | 46.04 | 1008 | 64.4 | 0 | 0.022858 | Cooling | 0.0038097 | #N/A | #N/A | #N/A | #N/A | 0 | 0 | 0 | 0 | 0 | 0.022858 | #N/A | #N/A | 88 | #N/A | #N/A | #N/A | #N/A | 1.27e-05% | 1 | 50% | 0% | 0% | 0% | 8.2745 | 0 | 0 | 0 | 8.2745 | #N/A
2007-08-20 05:00 | 8 | 20 | 5 | 232.167 | 5549 | 64.04 | 44.96 | 1009 | 64.04 | 0 | 0.029806 | Cooling | 0.0049677 | #N/A | #N/A | #N/A | #N/A | 0 | 0 | 0 | 0 | 0 | 0.029806 | #N/A | #N/A | 88 | #N/A | #N/A | #N/A | #N/A | 1.656e-05% | 1 | 50% | 0% | 0% | 0% | 8.2745 | 0 | 0 | 0 | 8.2745 | #N/A
2007-08-20 06:00 | 8 | 20 | 6 | 232.2087 | 5550 | 62.6 | 46.94 | 1009 | 62.6 | 0 | 0.022554 | Cooling | 0.003759 | #N/A | #N/A | #N/A | #N/A | 0 | 0 | 0 | 0 | 0 | 0.022554 | #N/A | #N/A | 88 | #N/A | #N/A | #N/A | #N/A | 1.253e-05% | 1 | 50% | 0% | 0% | 0% | 8.2745 | 0 | 0 | 0 | 8.2745 | #N/A
2007-08-20 07:00 | 8 | 20 | 7 | 232.2503 | 5551 | 64.94 | 46.94 | 1011 | 64.94 | 0 | 1.0573 | Cooling | 0.17621 | #N/A | #N/A | #N/A | #N/A | 0 | 0 | 0 | 0 | 0 | 1.0573 | #N/A | #N/A | 88 | #N/A | #N/A | #N/A | #N/A | 0.0005874% | 1 | 50% | 0% | 0% | 0% | 8.2745 | 0 | 0 | 0 | 8.2745 | #N/A
2007-08-20 08:00 | 8 | 20 | 8 | 232.292 | 5552 | 64.94 | 46.94 | 1010 | 64.94 | 0 | 133.8197 | Cooling | 22.3033 | #N/A | #N/A | #N/A | #N/A | 0 | 0 | 0 | 0 | 0 | 133.8197 | #N/A | #N/A | 88 | #N/A | #N/A | #N/A | #N/A | 0.07434% | 1 | 50% | 0% | 0% | 0% | 8.2745 | 0 | 0 | 0 | 8.2745 | #N/A
2007-08-20 09:00 | 8 | 20 | 9 | 232.3337 | 5553 | 73.04 | 46.94 | 1011 | 73.04 | 0 | 254.1314 | Cooling | 42.3552 | #N/A | #N/A | #N/A | #N/A | 0 | 0 | 0 | 0 | 0 | 254.1314 | #N/A | #N/A | 88 | #N/A | #N/A | #N/A | #N/A | 0.1412% | 1 | 50% | 0% | 0% | 0% | 8.2745 | 0 | 0 | 0 | 8.2745 | #N/A
2007-08-20 10:00 | 8 | 20 | 10 | 232.3753 | 5554 | 77 | 46.04 | 1011 | 77 | 0 | 317.3589 | Cooling | 52.8931 | #N/A | #N/A | #N/A | #N/A | 0 | 0 | 0 | 0 | 0 | 317.3589 | #N/A | #N/A | 88 | #N/A | #N/A | #N/A | #N/A | 0.1763% | 1 | 50% | 0% | 0% | 0% | 8.2745 | 0 | 0 | 0 | 8.2745 | #N/A
2007-08-20 11:00 | 8 | 20 | 11 | 232.417 | 5555 | 77 | 44.06 | 1011 | 77 | 0 | 431.8102 | Cooling | 71.9684 | #N/A | #N/A | #N/A | #N/A | 0 | 0 | 0 | 0 | 0 | 431.8102 | #N/A | #N/A | 88 | #N/A | #N/A | #N/A | #N/A | 0.2399% | 1 | 50% | 0% | 0% | 0% | 8.2745 | 0 | 0 | 0 | 8.2745 | #N/A
2007-08-20 12:00 | 8 | 20 | 12 | 232.4587 | 5556 | 82.94 | 44.06 | 1011 | 82.94 | 0 | 442.2927 | Cooling | 73.7155 | #N/A | #N/A | #N/A | #N/A | 0 | 0 | 0 | 0 | 0 | 442.2927 | #N/A | #N/A | 88 | #N/A | #N/A | #N/A | #N/A | 0.2457% | 1 | 50% | 0% | 0% | 0% | 8.2745 | 0 | 0 | 0 | 8.2745 | #N/A
2007-08-20 13:00 | 8 | 20 | 13 | 232.5003 | 5557 | 82.94 | 44.06 | 1011 | 82.94 | 0 | 582.4715 | Cooling | 97.0786 | #N/A | #N/A | #N/A | #N/A | 0 | 0 | 0 | 0 | 0 | 582.4715 | #N/A | #N/A | 88 | #N/A | #N/A | #N/A | #N/A | 0.3236% | 1 | 50% | 0% | 0% | 0% | 8.2745 | 0 | 0 | 0 | 8.2745 | #N/A
2007-08-20 14:00 | 8 | 20 | 14 | 232.542 | 5558 | 82.94 | 44.96 | 1010 | 82.94 | 0 | 635.3519 | Cooling | 105.892 | #N/A | #N/A | #N/A | #N/A | 0 | 0 | 0 | 0 | 0 | 635.3519 | #N/A | #N/A | 88 | #N/A | #N/A | #N/A | #N/A | 0.353% | 1 | 50% | 0% | 0% | 0% | 8.2745 | 0 | 0 | 0 | 8.2745 | #N/A
2007-08-20 15:00 | 8 | 20 | 15 | 232.5837 | 5559 | 84.92 | 46.04 | 1010 | 84.92 | 0 | 653.2271 | Cooling | 108.8712 | #N/A | #N/A | #N/A | #N/A | 0 | 0 | 0 | 0 | 0 | 653.2271 | #N/A | #N/A | 88 | #N/A | #N/A | #N/A | #N/A | 0.3629% | 1 | 50% | 0% | 0% | 0% | 8.2745 | 0 | 0 | 0 | 8.2745 | #N/A
2007-08-20 16:00 | 8 | 20 | 16 | 232.6253 | 5560 | 84.92 | 44.06 | 1010 | 84.92 | 0 | 635.4011 | Cooling | 105.9002 | #N/A | #N/A | #N/A | #N/A | 0 | 0 | 0 | 0 | 0 | 635.4011 | #N/A | #N/A | 88 | #N/A | #N/A | #N/A | #N/A | 0.353% | 1 | 50% | 0% | 0% | 0% | 8.2745 | 0 | 0 | 0 | 8.2745 | #N/A
2007-08-20 17:00 | 8 | 20 | 17 | 232.667 | 5561 | 84.92 | 44.06 | 1010 | 84.92 | 0 | 652.7334 | Cooling | 108.7889 | #N/A | #N/A | #N/A | #N/A | 0 | 0 | 0 | 0 | 0 | 652.7334 | #N/A | #N/A | 88 | #N/A | #N/A | #N/A | #N/A | 0.3626% | 1 | 50% | 0% | 0% | 0% | 8.2745 | 0 | 0 | 0 | 8.2745 | #N/A
2007-08-20 18:00 | 8 | 20 | 18 | 232.7087 | 5562 | 82.94 | 44.06 | 1010 | 82.94 | 0 | 598.6213 | Cooling | 99.7702 | #N/A | #N/A | #N/A | #N/A | 0 | 0 | 0 | 0 | 0 | 598.6213 | #N/A | #N/A | 88 | #N/A | #N/A | #N/A | #N/A | 0.3326% | 1 | 50% | 0% | 0% | 0% | 8.2745 | 0 | 0 | 0 | 8.2745 | #N/A
2007-08-20 19:00 | 8 | 20 | 19 | 232.7503 | 5563 | 82.04 | 44.96 | 1011 | 82.04 | 0 | 426.036 | Cooling | 71.006 | #N/A | #N/A | #N/A | #N/A | 0 | 0 | 0 | 0 | 0 | 426.036 | #N/A | #N/A | 88 | #N/A | #N/A | #N/A | #N/A | 0.2367% | 1 | 50% | 0% | 0% | 0% | 8.2745 | 0 | 0 | 0 | 8.2745 | #N/A
2007-08-20 20:00 | 8 | 20 | 20 | 232.792 | 5564 | 82.04 | 46.94 | 1011 | 82.04 | 0 | 206.9967 | Cooling | 34.4995 | #N/A | #N/A | #N/A | #N/A | 0 | 0 | 0 | 0 | 0 | 206.9967 | #N/A | #N/A | 88 | #N/A | #N/A | #N/A | #N/A | 0.115% | 1 | 50% | 0% | 0% | 0% | 8.2745 | 0 | 0 | 0 | 8.2745 | #N/A
2007-08-20 21:00 | 8 | 20 | 21 | 232.8337 | 5565 | 80.96 | 46.94 | 1011 | 80.96 | 0 | 55.8595 | Cooling | 9.3099 | #N/A | #N/A | #N/A | #N/A | 0 | 0 | 0 | 0 | 0 | 55.8595 | #N/A | #N/A | 88 | #N/A | #N/A | #N/A | #N/A | 0.03103% | 1 | 50% | 0% | 0% | 0% | 8.2745 | 0 | 0 | 0 | 8.2745 | #N/A
2007-08-20 22:00 | 8 | 20 | 22 | 232.8753 | 5566 | 78.98 | 46.94 | 1011 | 78.98 | 0 | 0.00025918 | Cooling | 4.3197e-05 | #N/A | #N/A | #N/A | #N/A | 0 | 0 | 0 | 0 | 0 | 0.00025918 | #N/A | #N/A | 88 | #N/A | #N/A | #N/A | #N/A | 1.44e-07% | 1 | 50% | 0% | 0% | 0% | 8.2745 | 0 | 0 | 0 | 8.2745 | #N/A
2007-08-20 23:00 | 8 | 20 | 23 | 232.917 | 5567 | 78.98 | 48.02 | 1011 | 78.98 | 0 | 0.00012582 | Cooling | 2.0969e-05 | #N/A | #N/A | #N/A | #N/A | 0 | 0 | 0 | 0 | 0 | 0.00012582 | #N/A | #N/A | 88 | #N/A | #N/A | #N/A | #N/A | 6.99e-08% | 1 | 50% | 0% | 0% | 0% | 8.2745 | 0 | 0 | 0 | 8.2745 | #N/A
2007-08-21 | 8 | 21 | 0 | 232.9587 | 5568 | 78.08 | 46.94 | 1011 | 78.08 | 0 | 0.0051006 | Cooling | 0.0008501 | #N/A | #N/A | #N/A | #N/A | 0 | 0 | 0 | 0 | 0 | 0.0051006 | #N/A | #N/A | 88 | #N/A | #N/A | #N/A | #N/A | 2.834e-06% | 1 | 50% | 0% | 0% | 0% | 8.2745 | 0 | 0 | 0 | 8.2745 | #N/A
2007-08-21 01:00 | 8 | 21 | 1 | 233.0003 | 5569 | 77 | 46.94 | 1012 | 77 | 0 | 0.0075565 | Cooling | 0.0012594 | #N/A | #N/A | #N/A | #N/A | 0 | 0 | 0 | 0 | 0 | 0.0075565 | #N/A | #N/A | 88 | #N/A | #N/A | #N/A | #N/A | 4.198e-06% | 1 | 50% | 0% | 0% | 0% | 8.2745 | 0 | 0 | 0 | 8.2745 | #N/A
2007-08-21 02:00 | 8 | 21 | 2 | 233.042 | 5570 | 77 | 44.96 | 1011 | 77 | 0 | 0.026517 | Cooling | 0.0044195 | #N/A | #N/A | #N/A | #N/A | 0 | 0 | 0 | 0 | 0 | 0.026517 | #N/A | #N/A | 88 | #N/A | #N/A | #N/A | #N/A | 1.473e-05% | 1 | 50% | 0% | 0% | 0% | 8.2745 | 0 | 0 | 0 | 8.2745 | #N/A
2007-08-21 03:00 | 8 | 21 | 3 | 233.0837 | 5571 | 77 | 46.04 | 1011 | 77 | 0 | 0.023671 | Cooling | 0.0039452 | #N/A | #N/A | #N/A | #N/A | 0 | 0 | 0 | 0 | 0 | 0.023671 | #N/A | #N/A | 88 | #N/A | #N/A | #N/A | #N/A | 1.315e-05% | 1 | 50% | 0% | 0% | 0% | 8.2745 | 0 | 0 | 0 | 8.2745 | #N/A
2007-08-21 04:00 | 8 | 21 | 4 | 233.1253 | 5572 | 77 | 46.04 | 1012 | 77 | 0 | 0.012541 | Cooling | 0.0020902 | #N/A | #N/A | #N/A | #N/A | 0 | 0 | 0 | 0 | 0 | 0.012541 | #N/A | #N/A | 88 | #N/A | #N/A | #N/A | #N/A | 6.967e-06% | 1 | 50% | 0% | 0% | 0% | 8.2745 | 0 | 0 | 0 | 8.2745 | #N/A
2007-08-21 05:00 | 8 | 21 | 5 | 233.167 | 5573 | 77 | 46.04 | 1012 | 77 | 0 | 0.014597 | Cooling | 0.0024329 | #N/A | #N/A | #N/A | #N/A | 0 | 0 | 0 | 0 | 0 | 0.014597 | #N/A | #N/A | 88 | #N/A | #N/A | #N/A | #N/A | 8.11e-06% | 1 | 50% | 0% | 0% | 0% | 8.2745 | 0 | 0 | 0 | 8.2745 | #N/A
2007-08-21 06:00 | 8 | 21 | 6 | 233.2087 | 5574 | 77 | 46.94 | 1013 | 77 | 0 | 0.011132 | Cooling | 0.0018554 | #N/A | #N/A | #N/A | #N/A | 0 | 0 | 0 | 0 | 0 | 0.011132 | #N/A | #N/A | 88 | #N/A | #N/A | #N/A | #N/A | 6.185e-06% | 1 | 50% | 0% | 0% | 0% | 8.2745 | 0 | 0 | 0 | 8.2745 | #N/A
2007-08-21 07:00 | 8 | 21 | 7 | 233.2503 | 5575 | 77 | 48.02 | 1013 | 77 | 0 | 0.00023654 | Cooling | 3.9423e-05 | #N/A | #N/A | #N/A | #N/A | 0 | 0 | 0 | 0 | 0 | 0.00023654 | #N/A | #N/A | 88 | #N/A | #N/A | #N/A | #N/A | 1.314e-07% | 1 | 50% | 0% | 0% | 0% | 8.2745 | 0 | 0 | 0 | 8.2745 | #N/A
2007-08-21 08:00 | 8 | 21 | 8 | 233.292 | 5576 | 77 | 50 | 1013 | 77 | 0 | 194.9508 | Cooling | 32.4918 | #N/A | #N/A | #N/A | #N/A | 0 | 0 | 0 | 0 | 0 | 194.9508 | #N/A | #N/A | 88 | #N/A | #N/A | #N/A | #N/A | 0.1083% | 1 | 50% | 0% | 0% | 0% | 8.2745 | 0 | 0 | 0 | 8.2745 | #N/A
2007-08-21 09:00 | 8 | 21 | 9 | 233.3337 | 5577 | 78.08 | 51.98 | 1013 | 78.08 | 0 | 630.3784 | Cooling | 105.0631 | #N/A | #N/A | #N/A | #N/A | 0 | 0 | 0 | 0 | 0 | 630.3784 | #N/A | #N/A | 88 | #N/A | #N/A | #N/A | #N/A | 0.3502% | 1 | 50% | 0% | 0% | 0% | 8.2745 | 0 | 0 | 0 | 8.2745 | #N/A
2007-08-21 10:00 | 8 | 21 | 10 | 233.3753 | 5578 | 80.06 | 50 | 1013 | 80.06 | 0 | 805.8173 | Cooling | 134.3029 | #N/A | #N/A | #N/A | #N/A | 0 | 0 | 0 | 0 | 0 | 805.8173 | #N/A | #N/A | 88 | #N/A | #N/A | #N/A | #N/A | 0.4477% | 1 | 50% | 0% | 0% | 0% | 8.2745 | 0 | 0 | 0 | 8.2745 | #N/A
2007-08-21 11:00 | 8 | 21 | 11 | 233.417 | 5579 | 80.06 | 48.92 | 1013 | 80.06 | 0 | 890.476 | Cooling | 148.4127 | #N/A | #N/A | #N/A | #N/A | 0 | 0 | 0 | 0 | 0 | 890.476 | #N/A | #N/A | 88 | #N/A | #N/A | #N/A | #N/A | 0.4947% | 1 | 50% | 0% | 0% | 0% | 8.2745 | 0 | 0 | 0 | 8.2745 | #N/A
2007-08-21 12:00 | 8 | 21 | 12 | 233.4587 | 5580 | 82.4 | 46.04 | 1013 | 82.4 | 0 | 981.9533 | Cooling | 163.6589 | #N/A | #N/A | #N/A | #N/A | 0 | 0 | 0 | 0 | 0 | 981.9533 | #N/A | #N/A | 88 | #N/A | #N/A | #N/A | #N/A | 0.5455% | 1 | 50% | 0% | 0% | 0% | 8.2745 | 0 | 0 | 0 | 8.2745 | #N/A
2007-08-21 13:00 | 8 | 21 | 13 | 233.5003 | 5581 | 69.8 | 48.02 | 1012 | 69.8 | 0 | 1090.1762 | Cooling | 181.696 | #N/A | #N/A | #N/A | #N/A | 0 | 0 | 0 | 0 | 0 | 1090.1762 | #N/A | #N/A | 88 | #N/A | #N/A | #N/A | #N/A | 0.6057% | 1 | 50% | 0% | 0% | 0% | 8.2745 | 0 | 0 | 0 | 8.2745 | #N/A
2007-08-21 14:00 | 8 | 21 | 14 | 233.542 | 5582 | 71.06 | 46.94 | 1012 | 71.06 | 0 | 1142.6734 | Cooling | 190.4456 | #N/A | #N/A | #N/A | #N/A | 0 | 0 | 0 | 0 | 0 | 1142.6734 | #N/A | #N/A | 88 | #N/A | #N/A | #N/A | #N/A | 0.6348% | 1 | 50% | 0% | 0% | 0% | 8.2745 | 0 | 0 | 0 | 8.2745 | #N/A
2007-08-21 15:00 | 8 | 21 | 15 | 233.5837 | 5583 | 71.96 | 46.94 | 1012 | 71.96 | 0 | 1144.4861 | Cooling | 190.7477 | #N/A | #N/A | #N/A | #N/A | 0 | 0 | 0 | 0 | 0 | 1144.4861 | #N/A | #N/A | 88 | #N/A | #N/A | #N/A | #N/A | 0.6358% | 1 | 50% | 0% | 0% | 0% | 8.2745 | 0 | 0 | 0 | 8.2745 | #N/A
2007-08-21 16:00 | 8 | 21 | 16 | 233.6253 | 5584 | 71.96 | 48.02 | 1011 | 71.96 | 0 | 1099.1165 | Cooling | 183.1861 | #N/A | #N/A | #N/A | #N/A | 0 | 0 | 0 | 0 | 0 | 1099.1165 | #N/A | #N/A | 88 | #N/A | #N/A | #N/A | #N/A | 0.6106% | 1 | 50% | 0% | 0% | 0% | 8.2745 | 0 | 0 | 0 | 8.2745 | #N/A
2007-08-21 17:00 | 8 | 21 | 17 | 233.667 | 5585 | 71.96 | 48.92 | 1011 | 71.96 | 0 | 1120.6608 | Cooling | 186.7768 | #N/A | #N/A | #N/A | #N/A | 0 | 0 | 0 | 0 | 0 | 1120.6608 | #N/A | #N/A | 88 | #N/A | #N/A | #N/A | #N/A | 0.6226% | 1 | 50% | 0% | 0% | 0% | 8.2745 | 0 | 0 | 0 | 8.2745 | #N/A
2007-08-21 18:00 | 8 | 21 | 18 | 233.7087 | 5586 | 73.04 | 51.08 | 1011 | 73.04 | 0 | 1130.1748 | Cooling | 188.3625 | #N/A | #N/A | #N/A | #N/A | 0 | 0 | 0 | 0 | 0 | 1130.1748 | #N/A | #N/A | 88 | #N/A | #N/A | #N/A | #N/A | 0.6279% | 1 | 50% | 0% | 0% | 0% | 8.2745 | 0 | 0 | 0 | 8.2745 | #N/A
2007-08-21 19:00 | 8 | 21 | 19 | 233.7503 | 5587 | 73.04 | 51.98 | 1011 | 73.04 | 0 | 1041.6865 | Cooling | 173.6144 | #N/A | #N/A | #N/A | #N/A | 0 | 0 | 0 | 0 | 0 | 1041.6865 | #N/A | #N/A | 88 | #N/A | #N/A | #N/A | #N/A | 0.5787% | 1 | 50% | 0% | 0% | 0% | 8.2745 | 0 | 0 | 0 | 8.2745 | #N/A
2007-08-21 20:00 | 8 | 21 | 20 | 233.792 | 5588 | 73.04 | 51.98 | 1011 | 73.04 | 0 | 838.4132 | Cooling | 139.7355 | #N/A | #N/A | #N/A | #N/A | 0 | 0 | 0 | 0 | 0 | 838.4132 | #N/A | #N/A | 88 | #N/A | #N/A | #N/A | #N/A | 0.4658% | 1 | 50% | 0% | 0% | 0% | 8.2745 | 0 | 0 | 0 | 8.2745 | #N/A
2007-08-21 21:00 | 8 | 21 | 21 | 233.8337 | 5589 | 71.6 | 53.06 | 1011 | 71.6 | 0 | 663.8518 | Cooling | 110.642 | #N/A | #N/A | #N/A | #N/A | 0 | 0 | 0 | 0 | 0 | 663.8518 | #N/A | #N/A | 88 | #N/A | #N/A | #N/A | #N/A | 0.3688% | 1 | 50% | 0% | 0% | 0% | 8.2745 | 0 | 0 | 0 | 8.2745 | #N/A
2007-08-21 22:00 | 8 | 21 | 22 | 233.8753 | 5590 | 73.4 | 51.98 | 1011 | 73.4 | 0 | 18.0527 | Cooling | 3.0088 | #N/A | #N/A | #N/A | #N/A | 0 | 0 | 0 | 0 | 0 | 18.0527 | #N/A | #N/A | 88 | #N/A | #N/A | #N/A | #N/A | 0.01003% | 1 | 50% | 0% | 0% | 0% | 8.2745 | 0 | 0 | 0 | 8.2745 | #N/A
2007-08-21 23:00 | 8 | 21 | 23 | 233.917 | 5591 | 71.96 | 51.08 | 1011 | 71.96 | 0 | 19.4398 | Cooling | 3.24 | #N/A | #N/A | #N/A | #N/A | 0 | 0 | 0 | 0 | 0 | 19.4398 | #N/A | #N/A | 88 | #N/A | #N/A | #N/A | #N/A | 0.0108% | 1 | 50% | 0% | 0% | 0% | 8.2745 | 0 | 0 | 0 | 8.2745 | #N/A
2007-08-22 | 8 | 22 | 0 | 233.9587 | 5592 | 71.6 | 50 | 1011 | 71.6 | 0 | 3.3146 | Cooling | 0.55244 | #N/A | #N/A | #N/A | #N/A | 0 | 0 | 0 | 0 | 0 | 3.3146 | #N/A | #N/A | 88 | #N/A | #N/A | #N/A | #N/A | 0.001841% | 1 | 50% | 0% | 0% | 0% | 8.2745 | 0 | 0 | 0 | 8.2745 | #N/A
2007-08-22 01:00 | 8 | 22 | 1 | 234.0003 | 5593 | 71.6 | 50 | 1011 | 71.6 | 0 | 0.0044287 | Cooling | 0.00073812 | #N/A | #N/A | #N/A | #N/A | 0 | 0 | 0 | 0 | 0 | 0.0044287 | #N/A | #N/A | 88 | #N/A | #N/A | #N/A | #N/A | 2.46e-06% | 1 | 50% | 0% | 0% | 0% | 8.2745 | 0 | 0 | 0 | 8.2745 | #N/A
2007-08-22 02:00 | 8 | 22 | 2 | 234.042 | 5594 | 71.96 | 50 | 1011 | 71.96 | 0 | 0.0028208 | Cooling | 0.00047014 | #N/A | #N/A | #N/A | #N/A | 0 | 0 | 0 | 0 | 0 | 0.0028208 | #N/A | #N/A | 88 | #N/A | #N/A | #N/A | #N/A | 1.567e-06% | 1 | 50% | 0% | 0% | 0% | 8.2745 | 0 | 0 | 0 | 8.2745 | #N/A
2007-08-22 03:00 | 8 | 22 | 3 | 234.0837 | 5595 | 71.6 | 50 | 1011 | 71.6 | 0 | 0.0013261 | Cooling | 0.00022102 | #N/A | #N/A | #N/A | #N/A | 0 | 0 | 0 | 0 | 0 | 0.0013261 | #N/A | #N/A | 88 | #N/A | #N/A | #N/A | #N/A | 7.367e-07% | 1 | 50% | 0% | 0% | 0% | 8.2745 | 0 | 0 | 0 | 8.2745 | #N/A
2007-08-22 04:00 | 8 | 22 | 4 | 234.1253 | 5596 | 71.6 | 51.08 | 1010 | 71.6 | 0 | 5.931 | Cooling | 0.98851 | #N/A | #N/A | #N/A | #N/A | 0 | 0 | 0 | 0 | 0 | 5.931 | #N/A | #N/A | 88 | #N/A | #N/A | #N/A | #N/A | 0.003295% | 1 | 50% | 0% | 0% | 0% | 8.2745 | 0 | 0 | 0 | 8.2745 | #N/A
2007-08-22 05:00 | 8 | 22 | 5 | 234.167 | 5597 | 71.06 | 50 | 1010 | 71.06 | 0 | 4.5588 | Cooling | 0.7598 | #N/A | #N/A | #N/A | #N/A | 0 | 0 | 0 | 0 | 0 | 4.5588 | #N/A | #N/A | 88 | #N/A | #N/A | #N/A | #N/A | 0.002533% | 1 | 50% | 0% | 0% | 0% | 8.2745 | 0 | 0 | 0 | 8.2745 | #N/A
2007-08-22 06:00 | 8 | 22 | 6 | 234.2087 | 5598 | 69.8 | 50 | 1011 | 69.8 | 0 | 0.0042375 | Cooling | 0.00070625 | #N/A | #N/A | #N/A | #N/A | 0 | 0 | 0 | 0 | 0 | 0.0042375 | #N/A | #N/A | 88 | #N/A | #N/A | #N/A | #N/A | 2.354e-06% | 1 | 50% | 0% | 0% | 0% | 8.2745 | 0 | 0 | 0 | 8.2745 | #N/A
2007-08-22 07:00 | 8 | 22 | 7 | 234.2503 | 5599 | 71.06 | 51.98 | 1011 | 71.06 | 0 | 158.6677 | Cooling | 26.4446 | #N/A | #N/A | #N/A | #N/A | 0 | 0 | 0 | 0 | 0 | 158.6677 | #N/A | #N/A | 88 | #N/A | #N/A | #N/A | #N/A | 0.08815% | 1 | 50% | 0% | 0% | 0% | 8.2745 | 0 | 0 | 0 | 8.2745 | #N/A
2007-08-22 08:00 | 8 | 22 | 8 | 234.292 | 5600 | 71.06 | 53.96 | 1011 | 71.06 | 0 | 756.1394 | Cooling | 126.0232 | #N/A | #N/A | #N/A | #N/A | 0 | 0 | 0 | 0 | 0 | 756.1394 | #N/A | #N/A | 88 | #N/A | #N/A | #N/A | #N/A | 0.4201% | 1 | 50% | 0% | 0% | 0% | 8.2745 | 0 | 0 | 0 | 8.2745 | #N/A
2007-08-22 09:00 | 8 | 22 | 9 | 234.3337 | 5601 | 71.96 | 53.96 | 1011 | 71.96 | 0 | 1243.7613 | Cooling | 207.2936 | #N/A | #N/A | #N/A | #N/A | 0 | 0 | 0 | 0 | 0 | 1243.7613 | #N/A | #N/A | 88 | #N/A | #N/A | #N/A | #N/A | 0.691% | 1 | 50% | 0% | 0% | 0% | 8.2745 | 0 | 0 | 0 | 8.2745 | #N/A
2007-08-22 10:00 | 8 | 22 | 10 | 234.3753 | 5602 | 73.04 | 53.06 | 1010 | 73.04 | 0 | 1629.0055 | Cooling | 271.5009 | #N/A | #N/A | #N/A | #N/A | 0 | 0 | 0 | 0 | 0 | 1629.0055 | #N/A | #N/A | 88 | #N/A | #N/A | #N/A | #N/A | 0.905% | 1 | 50% | 0% | 0% | 0% | 8.2745 | 0 | 0 | 0 | 8.2745 | #N/A
2007-08-22 11:00 | 8 | 22 | 11 | 234.417 | 5603 | 73.04 | 53.96 | 1010 | 73.04 | 0 | 2307.4228 | Cooling | 384.5705 | #N/A | #N/A | #N/A | #N/A | 0 | 0 | 0 | 0 | 0 | 2307.4228 | #N/A | #N/A | 88 | #N/A | #N/A | #N/A | #N/A | 1.282% | 1 | 50% | 0% | 0% | 0% | 8.2745 | 0 | 0 | 0 | 8.2745 | #N/A
2007-08-22 12:00 | 8 | 22 | 12 | 234.4587 | 5604 | 73.04 | 51.98 | 1009 | 73.04 | 0 | 2121.4091 | Cooling | 353.5682 | #N/A | #N/A | #N/A | #N/A | 0 | 0 | 0 | 0 | 0 | 2121.4091 | #N/A | #N/A | 88 | #N/A | #N/A | #N/A | #N/A | 1.179% | 1 | 50% | 0% | 0% | 0% | 8.2745 | 0 | 0 | 0 | 8.2745 | #N/A
2007-08-22 13:00 | 8 | 22 | 13 | 234.5003 | 5605 | 73.4 | 51.98 | 1009 | 73.4 | 0 | 2189.0951 | Cooling | 364.8492 | #N/A | #N/A | #N/A | #N/A | 0 | 0 | 0 | 0 | 0 | 2189.0951 | #N/A | #N/A | 88 | #N/A | #N/A | #N/A | #N/A | 1.216% | 1 | 50% | 0% | 0% | 0% | 8.2745 | 0 | 0 | 0 | 8.2745 | #N/A
2007-08-22 14:00 | 8 | 22 | 14 | 234.542 | 5606 | 73.94 | 51.98 | 1009 | 73.94 | 0 | 2290.7848 | Cooling | 381.7975 | #N/A | #N/A | #N/A | #N/A | 0 | 0 | 0 | 0 | 0 | 2290.7848 | #N/A | #N/A | 88 | #N/A | #N/A | #N/A | #N/A | 1.273% | 1 | 50% | 0% | 0% | 0% | 8.2745 | 0 | 0 | 0 | 8.2745 | #N/A
2007-08-22 15:00 | 8 | 22 | 15 | 234.5837 | 5607 | 78.98 | 51.98 | 1008 | 78.98 | 0 | 2333.2908 | Cooling | 388.8818 | #N/A | #N/A | #N/A | #N/A | 0 | 0 | 0 | 0 | 0 | 2333.2908 | #N/A | #N/A | 88 | #N/A | #N/A | #N/A | #N/A | 1.296% | 1 | 50% | 0% | 0% | 0% | 8.2745 | 0 | 0 | 0 | 8.2745 | #N/A
2007-08-22 16:00 | 8 | 22 | 16 | 234.6253 | 5608 | 78.8 | 53.96 | 1008 | 78.8 | 0 | 2432.7372 | Cooling | 405.4562 | #N/A | #N/A | #N/A | #N/A | 0 | 0 | 0 | 0 | 0 | 2432.7372 | #N/A | #N/A | 88 | #N/A | #N/A | #N/A | #N/A | 1.352% | 1 | 50% | 0% | 0% | 0% | 8.2745 | 0 | 0 | 0 | 8.2745 | #N/A
2007-08-22 17:00 | 8 | 22 | 17 | 234.667 | 5609 | 78.08 | 53.96 | 1007 | 78.08 | 0 | 2429.1583 | Cooling | 404.8597 | #N/A | #N/A | #N/A | #N/A | 0 | 0 | 0 | 0 | 0 | 2429.1583 | #N/A | #N/A | 88 | #N/A | #N/A | #N/A | #N/A | 1.35% | 1 | 50% | 0% | 0% | 0% | 8.2745 | 0 | 0 | 0 | 8.2745 | #N/A
2007-08-22 18:00 | 8 | 22 | 18 | 234.7087 | 5610 | 78.08 | 53.96 | 1007 | 78.08 | 0 | 2388.7135 | Cooling | 398.1189 | #N/A | #N/A | #N/A | #N/A | 0 | 0 | 0 | 0 | 0 | 2388.7135 | #N/A | #N/A | 88 | #N/A | #N/A | #N/A | #N/A | 1.327% | 1 | 50% | 0% | 0% | 0% | 8.2745 | 0 | 0 | 0 | 8.2745 | #N/A
2007-08-22 19:00 | 8 | 22 | 19 | 234.7503 | 5611 | 77 | 57.02 | 1007 | 77 | 0 | 2556.2706 | Cooling | 426.0451 | #N/A | #N/A | #N/A | #N/A | 0 | 0 | 0 | 0 | 0 | 2556.2706 | #N/A | #N/A | 88 | #N/A | #N/A | #N/A | #N/A | 1.42% | 1 | 50% | 0% | 0% | 0% | 8.2745 | 0 | 0 | 0 | 8.2745 | #N/A
2007-08-22 20:00 | 8 | 22 | 20 | 234.792 | 5612 | 73.04 | 57.92 | 1007 | 73.04 | 0 | 2197.1652 | Cooling | 366.1942 | #N/A | #N/A | #N/A | #N/A | 0 | 0 | 0 | 0 | 0 | 2197.1652 | #N/A | #N/A | 88 | #N/A | #N/A | #N/A | #N/A | 1.221% | 1 | 50% | 0% | 0% | 0% | 8.2745 | 0 | 0 | 0 | 8.2745 | #N/A
2007-08-22 21:00 | 8 | 22 | 21 | 234.8337 | 5613 | 71.96 | 57.92 | 1007 | 71.96 | 0 | 1943.1366 | Cooling | 323.8561 | #N/A | #N/A | #N/A | #N/A | 0 | 0 | 0 | 0 | 0 | 1943.1366 | #N/A | #N/A | 88 | #N/A | #N/A | #N/A | #N/A | 1.08% | 1 | 50% | 0% | 0% | 0% | 8.2745 | 0 | 0 | 0 | 8.2745 | #N/A
2007-08-22 22:00 | 8 | 22 | 22 | 234.8753 | 5614 | 71.06 | 57.92 | 1006 | 71.06 | 0 | 160.4265 | Cooling | 26.7378 | #N/A | #N/A | #N/A | #N/A | 0 | 0 | 0 | 0 | 0 | 160.4265 | #N/A | #N/A | 88 | #N/A | #N/A | #N/A | #N/A | 0.08913% | 1 | 50% | 0% | 0% | 0% | 8.2745 | 0 | 0 | 0 | 8.2745 | #N/A
2007-08-22 23:00 | 8 | 22 | 23 | 234.917 | 5615 | 71.06 | 57.02 | 1005 | 71.06 | 0 | 229.3852 | Cooling | 38.2309 | #N/A | #N/A | #N/A | #N/A | 0 | 0 | 0 | 0 | 0 | 229.3852 | #N/A | #N/A | 88 | #N/A | #N/A | #N/A | #N/A | 0.1274% | 1 | 50% | 0% | 0% | 0% | 8.2745 | 0 | 0 | 0 | 8.2745 | #N/A
2007-08-23 | 8 | 23 | 0 | 234.9587 | 5616 | 71.6 | 57.92 | 1005 | 71.6 | 0 | 219.5132 | Cooling | 36.5855 | #N/A | #N/A | #N/A | #N/A | 0 | 0 | 0 | 0 | 0 | 219.5132 | #N/A | #N/A | 88 | #N/A | #N/A | #N/A | #N/A | 0.122% | 1 | 50% | 0% | 0% | 0% | 8.2745 | 0 | 0 | 0 | 8.2745 | #N/A
2007-08-23 01:00 | 8 | 23 | 1 | 235.0003 | 5617 | 71.6 | 57.92 | 1005 | 71.6 | 0 | 237.6064 | Cooling | 39.6011 | #N/A | #N/A | #N/A | #N/A | 0 | 0 | 0 | 0 | 0 | 237.6064 | #N/A | #N/A | 88 | #N/A | #N/A | #N/A | #N/A | 0.132% | 1 | 50% | 0% | 0% | 0% | 8.2745 | 0 | 0 | 0 | 8.2745 | #N/A
2007-08-23 02:00 | 8 | 23 | 2 | 235.042 | 5618 | 71.06 | 59 | 1005 | 71.06 | 0 | 264.6926 | Cooling | 44.1154 | #N/A | #N/A | #N/A | #N/A | 0 | 0 | 0 | 0 | 0 | 264.6926 | #N/A | #N/A | 88 | #N/A | #N/A | #N/A | #N/A | 0.1471% | 1 | 50% | 0% | 0% | 0% | 8.2745 | 0 | 0 | 0 | 8.2745 | #N/A
2007-08-23 03:00 | 8 | 23 | 3 | 235.0837 | 5619 | 71.6 | 59 | 1004 | 71.6 | 0 | 287.361 | Cooling | 47.8935 | #N/A | #N/A | #N/A | #N/A | 0 | 0 | 0 | 0 | 0 | 287.361 | #N/A | #N/A | 88 | #N/A | #N/A | #N/A | #N/A | 0.1596% | 1 | 50% | 0% | 0% | 0% | 8.2745 | 0 | 0 | 0 | 8.2745 | #N/A
2007-08-23 04:00 | 8 | 23 | 4 | 235.1253 | 5620 | 71.6 | 60.08 | 1003 | 71.6 | 0 | 319.3981 | Cooling | 53.233 | #N/A | #N/A | #N/A | #N/A | 0 | 0 | 0 | 0 | 0 | 319.3981 | #N/A | #N/A | 88 | #N/A | #N/A | #N/A | #N/A | 0.1774% | 1 | 50% | 0% | 0% | 0% | 8.2745 | 0 | 0 | 0 | 8.2745 | #N/A
2007-08-23 05:00 | 8 | 23 | 5 | 235.167 | 5621 | 71.06 | 60.08 | 1002 | 71.06 | 0 | 388.176 | Cooling | 64.696 | #N/A | #N/A | #N/A | #N/A | 0 | 0 | 0 | 0 | 0 | 388.176 | #N/A | #N/A | 88 | #N/A | #N/A | #N/A | #N/A | 0.2157% | 1 | 50% | 0% | 0% | 0% | 8.2745 | 0 | 0 | 0 | 8.2745 | #N/A
2007-08-23 06:00 | 8 | 23 | 6 | 235.2087 | 5622 | 71.06 | 60.08 | 1002 | 71.06 | 0 | 2165.0692 | Cooling | 360.8449 | #N/A | #N/A | #N/A | #N/A | 0 | 0 | 0 | 0 | 0 | 2165.0692 | #N/A | #N/A | 88 | #N/A | #N/A | #N/A | #N/A | 1.203% | 1 | 50% | 0% | 0% | 0% | 8.2745 | 0 | 0 | 0 | 8.2745 | #N/A
2007-08-23 07:00 | 8 | 23 | 7 | 235.2503 | 5623 | 71.6 | 62.06 | 1003 | 71.6 | 0 | 2104.3737 | Cooling | 350.7289 | #N/A | #N/A | #N/A | #N/A | 0 | 0 | 0 | 0 | 0 | 2104.3737 | #N/A | #N/A | 88 | #N/A | #N/A | #N/A | #N/A | 1.169% | 1 | 50% | 0% | 0% | 0% | 8.2745 | 0 | 0 | 0 | 8.2745 | #N/A
2007-08-23 08:00 | 8 | 23 | 8 | 235.292 | 5624 | 69.98 | 62.96 | 1002 | 69.98 | 0 | 2449.2778 | Cooling | 408.213 | #N/A | #N/A | #N/A | #N/A | 0 | 0 | 0 | 0 | 0 | 2449.2778 | #N/A | #N/A | 88 | #N/A | #N/A | #N/A | #N/A | 1.361% | 1 | 50% | 0% | 0% | 0% | 8.2745 | 0 | 0 | 0 | 8.2745 | #N/A
2007-08-23 09:00 | 8 | 23 | 9 | 235.3337 | 5625 | 71.96 | 62.96 | 1001 | 71.96 | 0 | 2581.7751 | Cooling | 430.2958 | #N/A | #N/A | #N/A | #N/A | 0 | 0 | 0 | 0 | 0 | 2581.7751 | #N/A | #N/A | 88 | #N/A | #N/A | #N/A | #N/A | 1.434% | 1 | 50% | 0% | 0% | 0% | 8.2745 | 0 | 0 | 0 | 8.2745 | #N/A
2007-08-23 10:00 | 8 | 23 | 10 | 235.3753 | 5626 | 75.02 | 64.04 | 1001 | 75.02 | 0 | 2628.9212 | Cooling | 438.1535 | #N/A | #N/A | #N/A | #N/A | 0 | 0 | 0 | 0 | 0 | 2628.9212 | #N/A | #N/A | 88 | #N/A | #N/A | #N/A | #N/A | 1.461% | 1 | 50% | 0% | 0% | 0% | 8.2745 | 0 | 0 | 0 | 8.2745 | #N/A
2007-08-23 11:00 | 8 | 23 | 11 | 235.417 | 5627 | 75.02 | 64.04 | 999 | 75.02 | 0 | 2727.9811 | Cooling | 454.6635 | #N/A | #N/A | #N/A | #N/A | 0 | 0 | 0 | 0 | 0 | 2727.9811 | #N/A | #N/A | 88 | #N/A | #N/A | #N/A | #N/A | 1.516% | 1 | 50% | 0% | 0% | 0% | 8.2745 | 0 | 0 | 0 | 8.2745 | #N/A
2007-08-23 12:00 | 8 | 23 | 12 | 235.4587 | 5628 | 75.92 | 66.02 | 999 | 75.92 | 0 | 2835.7904 | Cooling | 472.6317 | #N/A | #N/A | #N/A | #N/A | 0 | 0 | 0 | 0 | 0 | 2835.7904 | #N/A | #N/A | 88 | #N/A | #N/A | #N/A | #N/A | 1.575% | 1 | 50% | 0% | 0% | 0% | 8.2745 | 0 | 0 | 0 | 8.2745 | #N/A
2007-08-23 13:00 | 8 | 23 | 13 | 235.5003 | 5629 | 77 | 66.02 | 999 | 77 | 0 | 2952.5391 | Cooling | 492.0899 | #N/A | #N/A | #N/A | #N/A | 0 | 0 | 0 | 0 | 0 | 2952.5391 | #N/A | #N/A | 88 | #N/A | #N/A | #N/A | #N/A | 1.64% | 1 | 50% | 0% | 0% | 0% | 8.2745 | 0 | 0 | 0 | 8.2745 | #N/A
2007-08-23 14:00 | 8 | 23 | 14 | 235.542 | 5630 | 77 | 66.2 | 999 | 77 | 0 | 3081.2857 | Cooling | 513.5476 | #N/A | #N/A | #N/A | #N/A | 0 | 0 | 0 | 0 | 0 | 3081.2857 | #N/A | #N/A | 88 | #N/A | #N/A | #N/A | #N/A | 1.712% | 1 | 50% | 0% | 0% | 0% | 8.2745 | 0 | 0 | 0 | 8.2745 | #N/A
2007-08-23 15:00 | 8 | 23 | 15 | 235.5837 | 5631 | 80.6 | 68 | 999 | 80.6 | 0 | 3462.7835 | Cooling | 577.1306 | #N/A | #N/A | #N/A | #N/A | 0 | 0 | 0 | 0 | 0 | 3462.7835 | #N/A | #N/A | 88 | #N/A | #N/A | #N/A | #N/A | 1.924% | 1 | 50% | 0% | 0% | 0% | 8.2745 | 0 | 0 | 0 | 8.2745 | #N/A
2007-08-23 16:00 | 8 | 23 | 16 | 235.6253 | 5632 | 78.98 | 66.02 | 999 | 78.98 | 0 | 3694.2935 | Cooling | 615.7156 | #N/A | #N/A | #N/A | #N/A | 0 | 0 | 0 | 0 | 0 | 3694.2935 | #N/A | #N/A | 88 | #N/A | #N/A | #N/A | #N/A | 2.052% | 1 | 50% | 0% | 0% | 0% | 8.2745 | 0 | 0 | 0 | 8.2745 | #N/A
2007-08-23 17:00 | 8 | 23 | 17 | 235.667 | 5633 | 78.98 | 64.94 | 1000 | 78.98 | 0 | 3533.895 | Cooling | 588.9825 | #N/A | #N/A | #N/A | #N/A | 0 | 0 | 0 | 0 | 0 | 3533.895 | #N/A | #N/A | 88 | #N/A | #N/A | #N/A | #N/A | 1.963% | 1 | 50% | 0% | 0% | 0% | 8.2745 | 0 | 0 | 0 | 8.2745 | #N/A
2007-08-23 18:00 | 8 | 23 | 18 | 235.7087 | 5634 | 77 | 64.94 | 1000 | 77 | 0 | 3130.288 | Cooling | 521.7147 | #N/A | #N/A | #N/A | #N/A | 0 | 0 | 0 | 0 | 0 | 3130.288 | #N/A | #N/A | 88 | #N/A | #N/A | #N/A | #N/A | 1.739% | 1 | 50% | 0% | 0% | 0% | 8.2745 | 0 | 0 | 0 | 8.2745 | #N/A
2007-08-23 19:00 | 8 | 23 | 19 | 235.7503 | 5635 | 71.06 | 64.04 | 1001 | 71.06 | 0 | 2751.0343 | Cooling | 458.5057 | #N/A | #N/A | #N/A | #N/A | 0 | 0 | 0 | 0 | 0 | 2751.0343 | #N/A | #N/A | 88 | #N/A | #N/A | #N/A | #N/A | 1.528% | 1 | 50% | 0% | 0% | 0% | 8.2745 | 0 | 0 | 0 | 8.2745 | #N/A
2007-08-23 20:00 | 8 | 23 | 20 | 235.792 | 5636 | 71.06 | 62.96 | 1001 | 71.06 | 0 | 2395.5542 | Cooling | 399.259 | #N/A | #N/A | #N/A | #N/A | 0 | 0 | 0 | 0 | 0 | 2395.5542 | #N/A | #N/A | 88 | #N/A | #N/A | #N/A | #N/A | 1.331% | 1 | 50% | 0% | 0% | 0% | 8.2745 | 0 | 0 | 0 | 8.2745 | #N/A
2007-08-23 21:00 | 8 | 23 | 21 | 235.8337 | 5637 | 69.8 | 62.96 | 1001 | 69.8 | 0 | 2204.1165 | Cooling | 367.3528 | #N/A | #N/A | #N/A | #N/A | 0 | 0 | 0 | 0 | 0 | 2204.1165 | #N/A | #N/A | 88 | #N/A | #N/A | #N/A | #N/A | 1.225% | 1 | 50% | 0% | 0% | 0% | 8.2745 | 0 | 0 | 0 | 8.2745 | #N/A
2007-08-23 22:00 | 8 | 23 | 22 | 235.8753 | 5638 | 68 | 62.6 | 1001 | 68 | 0 | 266.574 | Cooling | 44.429 | #N/A | #N/A | #N/A | #N/A | 0 | 0 | 0 | 0 | 0 | 266.574 | #N/A | #N/A | 88 | #N/A | #N/A | #N/A | #N/A | 0.1481% | 1 | 50% | 0% | 0% | 0% | 8.2745 | 0 | 0 | 0 | 8.2745 | #N/A
2007-08-23 23:00 | 8 | 23 | 23 | 235.917 | 5639 | 68 | 62.96 | 1001 | 68 | 0 | 403.4139 | Cooling | 67.2356 | #N/A | #N/A | #N/A | #N/A | 0 | 0 | 0 | 0 | 0 | 403.4139 | #N/A | #N/A | 88 | #N/A | #N/A | #N/A | #N/A | 0.2241% | 1 | 50% | 0% | 0% | 0% | 8.2745 | 0 | 0 | 0 | 8.2745 | #N/A
2007-08-24 | 8 | 24 | 0 | 235.9587 | 5640 | 66.2 | 62.96 | 1001 | 66.2 | 0 | 326.96 | Cooling | 54.4933 | #N/A | #N/A | #N/A | #N/A | 0 | 0 | 0 | 0 | 0 | 326.96 | #N/A | #N/A | 88 | #N/A | #N/A | #N/A | #N/A | 0.1816% | 1 | 50% | 0% | 0% | 0% | 8.2745 | 0 | 0 | 0 | 8.2745 | #N/A
2007-08-24 01:00 | 8 | 24 | 1 | 236.0003 | 5641 | 66.2 | 64.04 | 1001 | 66.2 | 0 | 323.5053 | Cooling | 53.9175 | #N/A | #N/A | #N/A | #N/A | 0 | 0 | 0 | 0 | 0 | 323.5053 | #N/A | #N/A | 88 | #N/A | #N/A | #N/A | #N/A | 0.1797% | 1 | 50% | 0% | 0% | 0% | 8.2745 | 0 | 0 | 0 | 8.2745 | #N/A
2007-08-24 02:00 | 8 | 24 | 2 | 236.042 | 5642 | 66.02 | 64.4 | 1001 | 66.02 | 0 | 323.0672 | Cooling | 53.8445 | #N/A | #N/A | #N/A | #N/A | 0 | 0 | 0 | 0 | 0 | 323.0672 | #N/A | #N/A | 88 | #N/A | #N/A | #N/A | #N/A | 0.1795% | 1 | 50% | 0% | 0% | 0% | 8.2745 | 0 | 0 | 0 | 8.2745 | #N/A
2007-08-24 03:00 | 8 | 24 | 3 | 236.0837 | 5643 | 66.2 | 62.96 | 1001 | 66.2 | 0 | 301.1298 | Cooling | 50.1883 | #N/A | #N/A | #N/A | #N/A | 0 | 0 | 0 | 0 | 0 | 301.1298 | #N/A | #N/A | 88 | #N/A | #N/A | #N/A | #N/A | 0.1673% | 1 | 50% | 0% | 0% | 0% | 8.2745 | 0 | 0 | 0 | 8.2745 | #N/A
2007-08-24 04:00 | 8 | 24 | 4 | 236.1253 | 5644 | 66.2 | 62.96 | 1001 | 66.2 | 0 | 282.7748 | Cooling | 47.1291 | #N/A | #N/A | #N/A | #N/A | 0 | 0 | 0 | 0 | 0 | 282.7748 | #N/A | #N/A | 88 | #N/A | #N/A | #N/A | #N/A | 0.1571% | 1 | 50% | 0% | 0% | 0% | 8.2745 | 0 | 0 | 0 | 8.2745 | #N/A
2007-08-24 05:00 | 8 | 24 | 5 | 236.167 | 5645 | 64.94 | 64.04 | 1001 | 64.94 | 0 | 363.5996 | Cooling | 60.5999 | #N/A | #N/A | #N/A | #N/A | 0 | 0 | 0 | 0 | 0 | 363.5996 | #N/A | #N/A | 88 | #N/A | #N/A | #N/A | #N/A | 0.202% | 1 | 50% | 0% | 0% | 0% | 8.2745 | 0 | 0 | 0 | 8.2745 | #N/A
2007-08-24 06:00 | 8 | 24 | 6 | 236.2087 | 5646 | 66.2 | 64.04 | 1002 | 66.2 | 0 | 2308.2436 | Cooling | 384.7073 | #N/A | #N/A | #N/A | #N/A | 0 | 0 | 0 | 0 | 0 | 2308.2436 | #N/A | #N/A | 88 | #N/A | #N/A | #N/A | #N/A | 1.282% | 1 | 50% | 0% | 0% | 0% | 8.2745 | 0 | 0 | 0 | 8.2745 | #N/A
2007-08-24 07:00 | 8 | 24 | 7 | 236.2503 | 5647 | 66.2 | 64.04 | 1003 | 66.2 | 0 | 2184.9358 | Cooling | 364.156 | #N/A | #N/A | #N/A | #N/A | 0 | 0 | 0 | 0 | 0 | 2184.9358 | #N/A | #N/A | 88 | #N/A | #N/A | #N/A | #N/A | 1.214% | 1 | 50% | 0% | 0% | 0% | 8.2745 | 0 | 0 | 0 | 8.2745 | #N/A
2007-08-24 08:00 | 8 | 24 | 8 | 236.292 | 5648 | 69.08 | 64.04 | 1003 | 69.08 | 0 | 2381.7135 | Cooling | 396.9522 | #N/A | #N/A | #N/A | #N/A | 0 | 0 | 0 | 0 | 0 | 2381.7135 | #N/A | #N/A | 88 | #N/A | #N/A | #N/A | #N/A | 1.323% | 1 | 50% | 0% | 0% | 0% | 8.2745 | 0 | 0 | 0 | 8.2745 | #N/A
2007-08-24 09:00 | 8 | 24 | 9 | 236.3337 | 5649 | 71.6 | 64.04 | 1003 | 71.6 | 0 | 2485.8132 | Cooling | 414.3022 | #N/A | #N/A | #N/A | #N/A | 0 | 0 | 0 | 0 | 0 | 2485.8132 | #N/A | #N/A | 88 | #N/A | #N/A | #N/A | #N/A | 1.381% | 1 | 50% | 0% | 0% | 0% | 8.2745 | 0 | 0 | 0 | 8.2745 | #N/A
2007-08-24 10:00 | 8 | 24 | 10 | 236.3753 | 5650 | 73.4 | 60.98 | 1004 | 73.4 | 0 | 2463.7771 | Cooling | 410.6295 | #N/A | #N/A | #N/A | #N/A | 0 | 0 | 0 | 0 | 0 | 2463.7771 | #N/A | #N/A | 88 | #N/A | #N/A | #N/A | #N/A | 1.369% | 1 | 50% | 0% | 0% | 0% | 8.2745 | 0 | 0 | 0 | 8.2745 | #N/A
2007-08-24 11:00 | 8 | 24 | 11 | 236.417 | 5651 | 75.02 | 60.08 | 1004 | 75.02 | 0 | 2658.439 | Cooling | 443.0732 | #N/A | #N/A | #N/A | #N/A | 0 | 0 | 0 | 0 | 0 | 2658.439 | #N/A | #N/A | 88 | #N/A | #N/A | #N/A | #N/A | 1.477% | 1 | 50% | 0% | 0% | 0% | 8.2745 | 0 | 0 | 0 | 8.2745 | #N/A
2007-08-24 12:00 | 8 | 24 | 12 | 236.4587 | 5652 | 78.08 | 60.98 | 1004 | 78.08 | 0 | 3019.5813 | Cooling | 503.2635 | #N/A | #N/A | #N/A | #N/A | 0 | 0 | 0 | 0 | 0 | 3019.5813 | #N/A | #N/A | 88 | #N/A | #N/A | #N/A | #N/A | 1.678% | 1 | 50% | 0% | 0% | 0% | 8.2745 | 0 | 0 | 0 | 8.2745 | #N/A
2007-08-24 13:00 | 8 | 24 | 13 | 236.5003 | 5653 | 78.98 | 57.02 | 1003 | 78.98 | 0 | 2947.6645 | Cooling | 491.2774 | #N/A | #N/A | #N/A | #N/A | 0 | 0 | 0 | 0 | 0 | 2947.6645 | #N/A | #N/A | 88 | #N/A | #N/A | #N/A | #N/A | 1.638% | 1 | 50% | 0% | 0% | 0% | 8.2745 | 0 | 0 | 0 | 8.2745 | #N/A
2007-08-24 14:00 | 8 | 24 | 14 | 236.542 | 5654 | 78.98 | 55.94 | 1003 | 78.98 | 0 | 2488.137 | Cooling | 414.6895 | #N/A | #N/A | #N/A | #N/A | 0 | 0 | 0 | 0 | 0 | 2488.137 | #N/A | #N/A | 88 | #N/A | #N/A | #N/A | #N/A | 1.382% | 1 | 50% | 0% | 0% | 0% | 8.2745 | 0 | 0 | 0 | 8.2745 | #N/A
2007-08-24 15:00 | 8 | 24 | 15 | 236.5837 | 5655 | 80.96 | 55.04 | 1003 | 80.96 | 0 | 1714.6627 | Cooling | 285.7771 | #N/A | #N/A | #N/A | #N/A | 0 | 0 | 0 | 0 | 0 | 1714.6627 | #N/A | #N/A | 88 | #N/A | #N/A | #N/A | #N/A | 0.9526% | 1 | 50% | 0% | 0% | 0% | 8.2745 | 0 | 0 | 0 | 8.2745 | #N/A
2007-08-24 16:00 | 8 | 24 | 16 | 236.6253 | 5656 | 80.06 | 53.96 | 1003 | 80.06 | 0 | 1953.4766 | Cooling | 325.5794 | #N/A | #N/A | #N/A | #N/A | 0 | 0 | 0 | 0 | 0 | 1953.4766 | #N/A | #N/A | 88 | #N/A | #N/A | #N/A | #N/A | 1.085% | 1 | 50% | 0% | 0% | 0% | 8.2745 | 0 | 0 | 0 | 8.2745 | #N/A
2007-08-24 17:00 | 8 | 24 | 17 | 236.667 | 5657 | 80.06 | 53.06 | 1003 | 80.06 | 0 | 2032.1265 | Cooling | 338.6877 | #N/A | #N/A | #N/A | #N/A | 0 | 0 | 0 | 0 | 0 | 2032.1265 | #N/A | #N/A | 88 | #N/A | #N/A | #N/A | #N/A | 1.129% | 1 | 50% | 0% | 0% | 0% | 8.2745 | 0 | 0 | 0 | 8.2745 | #N/A
2007-08-24 18:00 | 8 | 24 | 18 | 236.7087 | 5658 | 75.92 | 53.96 | 1003 | 75.92 | 0 | 220.0279 | Cooling | 36.6713 | #N/A | #N/A | #N/A | #N/A | 0 | 0 | 0 | 0 | 0 | 220.0279 | #N/A | #N/A | 88 | #N/A | #N/A | #N/A | #N/A | 0.1222% | 1 | 50% | 0% | 0% | 0% | 8.2745 | 0 | 0 | 0 | 8.2745 | #N/A
2007-08-24 19:00 | 8 | 24 | 19 | 236.7503 | 5659 | 71.96 | 55.04 | 1003 | 71.96 | 0 | 272.9936 | Cooling | 45.4989 | #N/A | #N/A | #N/A | #N/A | 0 | 0 | 0 | 0 | 0 | 272.9936 | #N/A | #N/A | 88 | #N/A | #N/A | #N/A | #N/A | 0.1517% | 1 | 50% | 0% | 0% | 0% | 8.2745 | 0 | 0 | 0 | 8.2745 | #N/A
2007-08-24 20:00 | 8 | 24 | 20 | 236.792 | 5660 | 71.96 | 55.94 | 1003 | 71.96 | 0 | 237.6882 | Cooling | 39.6147 | #N/A | #N/A | #N/A | #N/A | 0 | 0 | 0 | 0 | 0 | 237.6882 | #N/A | #N/A | 88 | #N/A | #N/A | #N/A | #N/A | 0.132% | 1 | 50% | 0% | 0% | 0% | 8.2745 | 0 | 0 | 0 | 8.2745 | #N/A
2007-08-24 21:00 | 8 | 24 | 21 | 236.8337 | 5661 | 69.98 | 57.02 | 1004 | 69.98 | 0 | 181.9861 | Cooling | 30.331 | #N/A | #N/A | #N/A | #N/A | 0 | 0 | 0 | 0 | 0 | 181.9861 | #N/A | #N/A | 88 | #N/A | #N/A | #N/A | #N/A | 0.1011% | 1 | 50% | 0% | 0% | 0% | 8.2745 | 0 | 0 | 0 | 8.2745 | #N/A
2007-08-24 22:00 | 8 | 24 | 22 | 236.8753 | 5662 | 69.08 | 55.94 | 1004 | 69.08 | 0 | 115.5305 | Cooling | 19.2551 | #N/A | #N/A | #N/A | #N/A | 0 | 0 | 0 | 0 | 0 | 115.5305 | #N/A | #N/A | 88 | #N/A | #N/A | #N/A | #N/A | 0.06418% | 1 | 50% | 0% | 0% | 0% | 8.2745 | 0 | 0 | 0 | 8.2745 | #N/A
2007-08-24 23:00 | 8 | 24 | 23 | 236.917 | 5663 | 69.08 | 55.94 | 1004 | 69.08 | 0 | 70.3398 | Cooling | 11.7233 | #N/A | #N/A | #N/A | #N/A | 0 | 0 | 0 | 0 | 0 | 70.3398 | #N/A | #N/A | 88 | #N/A | #N/A | #N/A | #N/A | 0.03908% | 1 | 50% | 0% | 0% | 0% | 8.2745 | 0 | 0 | 0 | 8.2745 | #N/A
2007-08-25 | 8 | 25 | 0 | 236.9587 | 5664 | 66.92 | 55.04 | 1004 | 66.92 | 0 | 60.3382 | Cooling | 10.0564 | #N/A | #N/A | #N/A | #N/A | 0 | 0 | 0 | 0 | 0 | 60.3382 | #N/A | #N/A | 88 | #N/A | #N/A | #N/A | #N/A | 0.03352% | 1 | 50% | 0% | 0% | 0% | 8.2745 | 0 | 0 | 0 | 8.2745 | #N/A
2007-08-25 01:00 | 8 | 25 | 1 | 237.0003 | 5665 | 68 | 53.96 | 1004 | 68 | 0 | 45.6803 | Cooling | 7.6134 | #N/A | #N/A | #N/A | #N/A | 0 | 0 | 0 | 0 | 0 | 45.6803 | #N/A | #N/A | 88 | #N/A | #N/A | #N/A | #N/A | 0.02538% | 1 | 50% | 0% | 0% | 0% | 8.2745 | 0 | 0 | 0 | 8.2745 | #N/A
2007-08-25 02:00 | 8 | 25 | 2 | 237.042 | 5666 | 68 | 53.06 | 1004 | 68 | 0 | 32.6838 | Cooling | 5.4473 | #N/A | #N/A | #N/A | #N/A | 0 | 0 | 0 | 0 | 0 | 32.6838 | #N/A | #N/A | 88 | #N/A | #N/A | #N/A | #N/A | 0.01816% | 1 | 50% | 0% | 0% | 0% | 8.2745 | 0 | 0 | 0 | 8.2745 | #N/A
2007-08-25 03:00 | 8 | 25 | 3 | 237.0837 | 5667 | 66.02 | 53.06 | 1004 | 66.02 | 0 | 28.987 | Cooling | 4.8312 | #N/A | #N/A | #N/A | #N/A | 0 | 0 | 0 | 0 | 0 | 28.987 | #N/A | #N/A | 88 | #N/A | #N/A | #N/A | #N/A | 0.0161% | 1 | 50% | 0% | 0% | 0% | 8.2745 | 0 | 0 | 0 | 8.2745 | #N/A
2007-08-25 04:00 | 8 | 25 | 4 | 237.1253 | 5668 | 64.94 | 51.98 | 1004 | 64.94 | 0 | 21.2925 | Cooling | 3.5487 | #N/A | #N/A | #N/A | #N/A | 0 | 0 | 0 | 0 | 0 | 21.2925 | #N/A | #N/A | 88 | #N/A | #N/A | #N/A | #N/A | 0.01183% | 1 | 50% | 0% | 0% | 0% | 8.2745 | 0 | 0 | 0 | 8.2745 | #N/A
2007-08-25 05:00 | 8 | 25 | 5 | 237.167 | 5669 | 64.94 | 51.98 | 1004 | 64.94 | 0 | 22.5963 | Cooling | 3.766 | #N/A | #N/A | #N/A | #N/A | 0 | 0 | 0 | 0 | 0 | 22.5963 | #N/A | #N/A | 88 | #N/A | #N/A | #N/A | #N/A | 0.01255% | 1 | 50% | 0% | 0% | 0% | 8.2745 | 0 | 0 | 0 | 8.2745 | #N/A
2007-08-25 06:00 | 8 | 25 | 6 | 237.2087 | 5670 | 64.04 | 51.98 | 1004 | 64.04 | 0 | 35.3672 | Cooling | 5.8945 | #N/A | #N/A | #N/A | #N/A | 0 | 0 | 0 | 0 | 0 | 35.3672 | #N/A | #N/A | 88 | #N/A | #N/A | #N/A | #N/A | 0.01965% | 1 | 50% | 0% | 0% | 0% | 8.2745 | 0 | 0 | 0 | 8.2745 | #N/A
2007-08-25 07:00 | 8 | 25 | 7 | 237.2503 | 5671 | 66.02 | 55.04 | 1005 | 66.02 | 0 | 93.5764 | Cooling | 15.5961 | #N/A | #N/A | #N/A | #N/A | 0 | 0 | 0 | 0 | 0 | 93.5764 | #N/A | #N/A | 88 | #N/A | #N/A | #N/A | #N/A | 0.05199% | 1 | 50% | 0% | 0% | 0% | 8.2745 | 0 | 0 | 0 | 8.2745 | #N/A
2007-08-25 08:00 | 8 | 25 | 8 | 237.292 | 5672 | 66.02 | 57.02 | 1005 | 66.02 | 0 | 215.8985 | Cooling | 35.9831 | #N/A | #N/A | #N/A | #N/A | 0 | 0 | 0 | 0 | 0 | 215.8985 | #N/A | #N/A | 88 | #N/A | #N/A | #N/A | #N/A | 0.1199% | 1 | 50% | 0% | 0% | 0% | 8.2745 | 0 | 0 | 0 | 8.2745 | #N/A
2007-08-25 09:00 | 8 | 25 | 9 | 237.3337 | 5673 | 69.98 | 60.98 | 1005 | 69.98 | 0 | 403.2976 | Cooling | 67.2163 | #N/A | #N/A | #N/A | #N/A | 0 | 0 | 0 | 0 | 0 | 403.2976 | #N/A | #N/A | 88 | #N/A | #N/A | #N/A | #N/A | 0.2241% | 1 | 50% | 0% | 0% | 0% | 8.2745 | 0 | 0 | 0 | 8.2745 | #N/A
2007-08-25 10:00 | 8 | 25 | 10 | 237.3753 | 5674 | 73.04 | 62.06 | 1005 | 73.04 | 0 | 419.2158 | Cooling | 69.8693 | #N/A | #N/A | #N/A | #N/A | 0 | 0 | 0 | 0 | 0 | 419.2158 | #N/A | #N/A | 88 | #N/A | #N/A | #N/A | #N/A | 0.2329% | 1 | 50% | 0% | 0% | 0% | 8.2745 | 0 | 0 | 0 | 8.2745 | #N/A
2007-08-25 11:00 | 8 | 25 | 11 | 237.417 | 5675 | 73.04 | 60.98 | 1005 | 73.04 | 0 | 574.26 | Cooling | 95.71 | #N/A | #N/A | #N/A | #N/A | 0 | 0 | 0 | 0 | 0 | 574.26 | #N/A | #N/A | 88 | #N/A | #N/A | #N/A | #N/A | 0.319% | 1 | 50% | 0% | 0% | 0% | 8.2745 | 0 | 0 | 0 | 8.2745 | #N/A
2007-08-25 12:00 | 8 | 25 | 12 | 237.4587 | 5676 | 75.02 | 60.98 | 1004 | 75.02 | 0 | 644.5316 | Cooling | 107.4219 | #N/A | #N/A | #N/A | #N/A | 0 | 0 | 0 | 0 | 0 | 644.5316 | #N/A | #N/A | 88 | #N/A | #N/A | #N/A | #N/A | 0.3581% | 1 | 50% | 0% | 0% | 0% | 8.2745 | 0 | 0 | 0 | 8.2745 | #N/A
2007-08-25 13:00 | 8 | 25 | 13 | 237.5003 | 5677 | 78.08 | 57.92 | 1004 | 78.08 | 0 | 539.2804 | Cooling | 89.8801 | #N/A | #N/A | #N/A | #N/A | 0 | 0 | 0 | 0 | 0 | 539.2804 | #N/A | #N/A | 88 | #N/A | #N/A | #N/A | #N/A | 0.2996% | 1 | 50% | 0% | 0% | 0% | 8.2745 | 0 | 0 | 0 | 8.2745 | #N/A
2007-08-25 14:00 | 8 | 25 | 14 | 237.542 | 5678 | 78.08 | 57.02 | 1003 | 78.08 | 0 | 650.0221 | Cooling | 108.337 | #N/A | #N/A | #N/A | #N/A | 0 | 0 | 0 | 0 | 0 | 650.0221 | #N/A | #N/A | 88 | #N/A | #N/A | #N/A | #N/A | 0.3611% | 1 | 50% | 0% | 0% | 0% | 8.2745 | 0 | 0 | 0 | 8.2745 | #N/A
2007-08-25 15:00 | 8 | 25 | 15 | 237.5837 | 5679 | 80.06 | 53.06 | 1003 | 80.06 | 0 | 633.5139 | Cooling | 105.5856 | #N/A | #N/A | #N/A | #N/A | 0 | 0 | 0 | 0 | 0 | 633.5139 | #N/A | #N/A | 88 | #N/A | #N/A | #N/A | #N/A | 0.352% | 1 | 50% | 0% | 0% | 0% | 8.2745 | 0 | 0 | 0 | 8.2745 | #N/A
2007-08-25 16:00 | 8 | 25 | 16 | 237.6253 | 5680 | 80.06 | 53.06 | 1003 | 80.06 | 0 | 689.245 | Cooling | 114.8742 | #N/A | #N/A | #N/A | #N/A | 0 | 0 | 0 | 0 | 0 | 689.245 | #N/A | #N/A | 88 | #N/A | #N/A | #N/A | #N/A | 0.3829% | 1 | 50% | 0% | 0% | 0% | 8.2745 | 0 | 0 | 0 | 8.2745 | #N/A
2007-08-25 17:00 | 8 | 25 | 17 | 237.667 | 5681 | 80.06 | 53.06 | 1003 | 80.06 | 0 | 684.8163 | Cooling | 114.1361 | #N/A | #N/A | #N/A | #N/A | 0 | 0 | 0 | 0 | 0 | 684.8163 | #N/A | #N/A | 88 | #N/A | #N/A | #N/A | #N/A | 0.3805% | 1 | 50% | 0% | 0% | 0% | 8.2745 | 0 | 0 | 0 | 8.2745 | #N/A
2007-08-25 18:00 | 8 | 25 | 18 | 237.7087 | 5682 | 77 | 53.96 | 1002 | 77 | 0 | 606.115 | Cooling | 101.0192 | #N/A | #N/A | #N/A | #N/A | 0 | 0 | 0 | 0 | 0 | 606.115 | #N/A | #N/A | 88 | #N/A | #N/A | #N/A | #N/A | 0.3367% | 1 | 50% | 0% | 0% | 0% | 8.2745 | 0 | 0 | 0 | 8.2745 | #N/A
2007-08-25 19:00 | 8 | 25 | 19 | 237.7503 | 5683 | 75.02 | 57.02 | 1002 | 75.02 | 0 | 400.5613 | Cooling | 66.7602 | #N/A | #N/A | #N/A | #N/A | 0 | 0 | 0 | 0 | 0 | 400.5613 | #N/A | #N/A | 88 | #N/A | #N/A | #N/A | #N/A | 0.2225% | 1 | 50% | 0% | 0% | 0% | 8.2745 | 0 | 0 | 0 | 8.2745 | #N/A
2007-08-25 20:00 | 8 | 25 | 20 | 237.792 | 5684 | 75.02 | 57.02 | 1002 | 75.02 | 0 | 275.2526 | Cooling | 45.8754 | #N/A | #N/A | #N/A | #N/A | 0 | 0 | 0 | 0 | 0 | 275.2526 | #N/A | #N/A | 88 | #N/A | #N/A | #N/A | #N/A | 0.1529% | 1 | 50% | 0% | 0% | 0% | 8.2745 | 0 | 0 | 0 | 8.2745 | #N/A
2007-08-25 21:00 | 8 | 25 | 21 | 237.8337 | 5685 | 69.98 | 57.02 | 1002 | 69.98 | 0 | 188.0238 | Cooling | 31.3373 | #N/A | #N/A | #N/A | #N/A | 0 | 0 | 0 | 0 | 0 | 188.0238 | #N/A | #N/A | 88 | #N/A | #N/A | #N/A | #N/A | 0.1045% | 1 | 50% | 0% | 0% | 0% | 8.2745 | 0 | 0 | 0 | 8.2745 | #N/A
2007-08-25 22:00 | 8 | 25 | 22 | 237.8753 | 5686 | 68 | 55.94 | 1002 | 68 | 0 | 120.7637 | Cooling | 20.1273 | #N/A | #N/A | #N/A | #N/A | 0 | 0 | 0 | 0 | 0 | 120.7637 | #N/A | #N/A | 88 | #N/A | #N/A | #N/A | #N/A | 0.06709% | 1 | 50% | 0% | 0% | 0% | 8.2745 | 0 | 0 | 0 | 8.2745 | #N/A
2007-08-25 23:00 | 8 | 25 | 23 | 237.917 | 5687 | 68 | 55.94 | 1002 | 68 | 0 | 77.4062 | Cooling | 12.901 | #N/A | #N/A | #N/A | #N/A | 0 | 0 | 0 | 0 | 0 | 77.4062 | #N/A | #N/A | 88 | #N/A | #N/A | #N/A | #N/A | 0.043% | 1 | 50% | 0% | 0% | 0% | 8.2745 | 0 | 0 | 0 | 8.2745 | #N/A
2007-08-26 | 8 | 26 | 0 | 237.9587 | 5688 | 66.02 | 55.04 | 1001 | 66.02 | 0 | 83.4871 | Cooling | 13.9145 | #N/A | #N/A | #N/A | #N/A | 0 | 0 | 0 | 0 | 0 | 83.4871 | #N/A | #N/A | 88 | #N/A | #N/A | #N/A | #N/A | 0.04638% | 1 | 50% | 0% | 0% | 0% | 8.2745 | 0 | 0 | 0 | 8.2745 | #N/A
2007-08-26 01:00 | 8 | 26 | 1 | 238.0003 | 5689 | 68 | 55.04 | 1001 | 68 | 0 | 77.5661 | Cooling | 12.9277 | #N/A | #N/A | #N/A | #N/A | 0 | 0 | 0 | 0 | 0 | 77.5661 | #N/A | #N/A | 88 | #N/A | #N/A | #N/A | #N/A | 0.04309% | 1 | 50% | 0% | 0% | 0% | 8.2745 | 0 | 0 | 0 | 8.2745 | #N/A
2007-08-26 02:00 | 8 | 26 | 2 | 238.042 | 5690 | 68 | 53.96 | 1001 | 68 | 0 | 60.5894 | Cooling | 10.0982 | #N/A | #N/A | #N/A | #N/A | 0 | 0 | 0 | 0 | 0 | 60.5894 | #N/A | #N/A | 88 | #N/A | #N/A | #N/A | #N/A | 0.03366% | 1 | 50% | 0% | 0% | 0% | 8.2745 | 0 | 0 | 0 | 8.2745 | #N/A
2007-08-26 03:00 | 8 | 26 | 3 | 238.0837 | 5691 | 64.94 | 53.06 | 1001 | 64.94 | 0 | 43.0762 | Cooling | 7.1794 | #N/A | #N/A | #N/A | #N/A | 0 | 0 | 0 | 0 | 0 | 43.0762 | #N/A | #N/A | 88 | #N/A | #N/A | #N/A | #N/A | 0.02393% | 1 | 50% | 0% | 0% | 0% | 8.2745 | 0 | 0 | 0 | 8.2745 | #N/A
2007-08-26 04:00 | 8 | 26 | 4 | 238.1253 | 5692 | 64.94 | 53.06 | 1001 | 64.94 | 0 | 36.9829 | Cooling | 6.1638 | #N/A | #N/A | #N/A | #N/A | 0 | 0 | 0 | 0 | 0 | 36.9829 | #N/A | #N/A | 88 | #N/A | #N/A | #N/A | #N/A | 0.02055% | 1 | 50% | 0% | 0% | 0% | 8.2745 | 0 | 0 | 0 | 8.2745 | #N/A
2007-08-26 05:00 | 8 | 26 | 5 | 238.167 | 5693 | 64.94 | 51.98 | 1001 | 64.94 | 0 | 35.7777 | Cooling | 5.963 | #N/A | #N/A | #N/A | #N/A | 0 | 0 | 0 | 0 | 0 | 35.7777 | #N/A | #N/A | 88 | #N/A | #N/A | #N/A | #N/A | 0.01988% | 1 | 50% | 0% | 0% | 0% | 8.2745 | 0 | 0 | 0 | 8.2745 | #N/A
2007-08-26 06:00 | 8 | 26 | 6 | 238.2087 | 5694 | 64.04 | 53.06 | 1001 | 64.04 | 0 | 228.2199 | Cooling | 38.0366 | #N/A | #N/A | #N/A | #N/A | 0 | 0 | 0 | 0 | 0 | 228.2199 | #N/A | #N/A | 88 | #N/A | #N/A | #N/A | #N/A | 0.1268% | 1 | 50% | 0% | 0% | 0% | 8.2745 | 0 | 0 | 0 | 8.2745 | #N/A
2007-08-26 07:00 | 8 | 26 | 7 | 238.2503 | 5695 | 66.92 | 55.04 | 1002 | 66.92 | 0 | 589.0299 | Cooling | 98.1717 | #N/A | #N/A | #N/A | #N/A | 0 | 0 | 0 | 0 | 0 | 589.0299 | #N/A | #N/A | 88 | #N/A | #N/A | #N/A | #N/A | 0.3272% | 1 | 50% | 0% | 0% | 0% | 8.2745 | 0 | 0 | 0 | 8.2745 | #N/A
2007-08-26 08:00 | 8 | 26 | 8 | 238.292 | 5696 | 66.92 | 57.92 | 1001 | 66.92 | 0 | 1464.4115 | Cooling | 244.0686 | #N/A | #N/A | #N/A | #N/A | 0 | 0 | 0 | 0 | 0 | 1464.4115 | #N/A | #N/A | 88 | #N/A | #N/A | #N/A | #N/A | 0.8136% | 1 | 50% | 0% | 0% | 0% | 8.2745 | 0 | 0 | 0 | 8.2745 | #N/A
2007-08-26 09:00 | 8 | 26 | 9 | 238.3337 | 5697 | 75.02 | 57.02 | 1001 | 75.02 | 0 | 2067.9208 | Cooling | 344.6535 | #N/A | #N/A | #N/A | #N/A | 0 | 0 | 0 | 0 | 0 | 2067.9208 | #N/A | #N/A | 88 | #N/A | #N/A | #N/A | #N/A | 1.149% | 1 | 50% | 0% | 0% | 0% | 8.2745 | 0 | 0 | 0 | 8.2745 | #N/A
2007-08-26 10:00 | 8 | 26 | 10 | 238.3753 | 5698 | 75.92 | 57.92 | 1001 | 75.92 | 0 | 2479.311 | Cooling | 413.2185 | #N/A | #N/A | #N/A | #N/A | 0 | 0 | 0 | 0 | 0 | 2479.311 | #N/A | #N/A | 88 | #N/A | #N/A | #N/A | #N/A | 1.377% | 1 | 50% | 0% | 0% | 0% | 8.2745 | 0 | 0 | 0 | 8.2745 | #N/A
2007-08-26 11:00 | 8 | 26 | 11 | 238.417 | 5699 | 75.92 | 60.98 | 1001 | 75.92 | 0 | 3043.0091 | Cooling | 507.1682 | #N/A | #N/A | #N/A | #N/A | 0 | 0 | 0 | 0 | 0 | 3043.0091 | #N/A | #N/A | 88 | #N/A | #N/A | #N/A | #N/A | 1.691% | 1 | 50% | 0% | 0% | 0% | 8.2745 | 0 | 0 | 0 | 8.2745 | #N/A
2007-08-26 12:00 | 8 | 26 | 12 | 238.4587 | 5700 | 78.08 | 59 | 1000 | 78.08 | 0 | 2419.6354 | Cooling | 403.2726 | #N/A | #N/A | #N/A | #N/A | 0 | 0 | 0 | 0 | 0 | 2419.6354 | #N/A | #N/A | 88 | #N/A | #N/A | #N/A | #N/A | 1.344% | 1 | 50% | 0% | 0% | 0% | 8.2745 | 0 | 0 | 0 | 8.2745 | #N/A
2007-08-26 13:00 | 8 | 26 | 13 | 238.5003 | 5701 | 77 | 59 | 1000 | 77 | 0 | 2460.0802 | Cooling | 410.0134 | #N/A | #N/A | #N/A | #N/A | 0 | 0 | 0 | 0 | 0 | 2460.0802 | #N/A | #N/A | 88 | #N/A | #N/A | #N/A | #N/A | 1.367% | 1 | 50% | 0% | 0% | 0% | 8.2745 | 0 | 0 | 0 | 8.2745 | #N/A
2007-08-26 14:00 | 8 | 26 | 14 | 238.542 | 5702 | 77 | 57.92 | 1000 | 77 | 0 | 2527.3443 | Cooling | 421.2241 | #N/A | #N/A | #N/A | #N/A | 0 | 0 | 0 | 0 | 0 | 2527.3443 | #N/A | #N/A | 88 | #N/A | #N/A | #N/A | #N/A | 1.404% | 1 | 50% | 0% | 0% | 0% | 8.2745 | 0 | 0 | 0 | 8.2745 | #N/A
2007-08-26 15:00 | 8 | 26 | 15 | 238.5837 | 5703 | 73.94 | 57.02 | 999 | 73.94 | 0 | 2536.7359 | Cooling | 422.7893 | #N/A | #N/A | #N/A | #N/A | 0 | 0 | 0 | 0 | 0 | 2536.7359 | #N/A | #N/A | 88 | #N/A | #N/A | #N/A | #N/A | 1.409% | 1 | 50% | 0% | 0% | 0% | 8.2745 | 0 | 0 | 0 | 8.2745 | #N/A
2007-08-26 16:00 | 8 | 26 | 16 | 238.6253 | 5704 | 73.04 | 57.92 | 999 | 73.04 | 0 | 2645.5348 | Cooling | 440.9225 | #N/A | #N/A | #N/A | #N/A | 0 | 0 | 0 | 0 | 0 | 2645.5348 | #N/A | #N/A | 88 | #N/A | #N/A | #N/A | #N/A | 1.47% | 1 | 50% | 0% | 0% | 0% | 8.2745 | 0 | 0 | 0 | 8.2745 | #N/A
2007-08-26 17:00 | 8 | 26 | 17 | 238.667 | 5705 | 73.04 | 57.02 | 998 | 73.04 | 0 | 2612.503 | Cooling | 435.4172 | #N/A | #N/A | #N/A | #N/A | 0 | 0 | 0 | 0 | 0 | 2612.503 | #N/A | #N/A | 88 | #N/A | #N/A | #N/A | #N/A | 1.451% | 1 | 50% | 0% | 0% | 0% | 8.2745 | 0 | 0 | 0 | 8.2745 | #N/A
2007-08-26 18:00 | 8 | 26 | 18 | 238.7087 | 5706 | 71.06 | 57.02 | 998 | 71.06 | 0 | 2439.5204 | Cooling | 406.5867 | #N/A | #N/A | #N/A | #N/A | 0 | 0 | 0 | 0 | 0 | 2439.5204 | #N/A | #N/A | 88 | #N/A | #N/A | #N/A | #N/A | 1.355% | 1 | 50% | 0% | 0% | 0% | 8.2745 | 0 | 0 | 0 | 8.2745 | #N/A
2007-08-26 19:00 | 8 | 26 | 19 | 238.7503 | 5707 | 68 | 57.02 | 998 | 68 | 0 | 2773.3448 | Cooling | 462.2241 | #N/A | #N/A | #N/A | #N/A | 0 | 0 | 0 | 0 | 0 | 2773.3448 | #N/A | #N/A | 88 | #N/A | #N/A | #N/A | #N/A | 1.541% | 1 | 50% | 0% | 0% | 0% | 8.2745 | 0 | 0 | 0 | 8.2745 | #N/A
2007-08-26 20:00 | 8 | 26 | 20 | 238.792 | 5708 | 68 | 60.08 | 999 | 68 | 0 | 2658.7214 | Cooling | 443.1202 | #N/A | #N/A | #N/A | #N/A | 0 | 0 | 0 | 0 | 0 | 2658.7214 | #N/A | #N/A | 88 | #N/A | #N/A | #N/A | #N/A | 1.477% | 1 | 50% | 0% | 0% | 0% | 8.2745 | 0 | 0 | 0 | 8.2745 | #N/A
2007-08-26 21:00 | 8 | 26 | 21 | 238.8337 | 5709 | 66.02 | 60.08 | 999 | 66.02 | 0 | 2407.1973 | Cooling | 401.1996 | #N/A | #N/A | #N/A | #N/A | 0 | 0 | 0 | 0 | 0 | 2407.1973 | #N/A | #N/A | 88 | #N/A | #N/A | #N/A | #N/A | 1.337% | 1 | 50% | 0% | 0% | 0% | 8.2745 | 0 | 0 | 0 | 8.2745 | #N/A
2007-08-26 22:00 | 8 | 26 | 22 | 238.8753 | 5710 | 64.04 | 57.92 | 999 | 64.04 | 0 | 295.5808 | Cooling | 49.2635 | #N/A | #N/A | #N/A | #N/A | 0 | 0 | 0 | 0 | 0 | 295.5808 | #N/A | #N/A | 88 | #N/A | #N/A | #N/A | #N/A | 0.1642% | 1 | 50% | 0% | 0% | 0% | 8.2745 | 0 | 0 | 0 | 8.2745 | #N/A
2007-08-26 23:00 | 8 | 26 | 23 | 238.917 | 5711 | 64.04 | 59 | 999 | 64.04 | 0 | 424.17 | Cooling | 70.695 | #N/A | #N/A | #N/A | #N/A | 0 | 0 | 0 | 0 | 0 | 424.17 | #N/A | #N/A | 88 | #N/A | #N/A | #N/A | #N/A | 0.2356% | 1 | 50% | 0% | 0% | 0% | 8.2745 | 0 | 0 | 0 | 8.2745 | #N/A
2007-08-27 | 8 | 27 | 0 | 238.9587 | 5712 | 60.08 | 60.98 | 999 | 60.08 | 0 | 393.8992 | Cooling | 65.6499 | #N/A | #N/A | #N/A | #N/A | 0 | 0 | 0 | 0 | 0 | 393.8992 | #N/A | #N/A | 88 | #N/A | #N/A | #N/A | #N/A | 0.2188% | 1 | 50% | 0% | 0% | 0% | 8.2745 | 0 | 0 | 0 | 8.2745 | #N/A
2007-08-27 01:00 | 8 | 27 | 1 | 239.0003 | 5713 | 57.92 | 60.98 | 999 | 57.92 | 0 | 389.0413 | Cooling | 64.8402 | #N/A | #N/A | #N/A | #N/A | 0 | 0 | 0 | 0 | 0 | 389.0413 | #N/A | #N/A | 88 | #N/A | #N/A | #N/A | #N/A | 0.2161% | 1 | 50% | 0% | 0% | 0% | 8.2745 | 0 | 0 | 0 | 8.2745 | #N/A
2007-08-27 02:00 | 8 | 27 | 2 | 239.042 | 5714 | 57.92 | 60.08 | 999 | 57.92 | 0 | 362.5504 | Cooling | 60.4251 | #N/A | #N/A | #N/A | #N/A | 0 | 0 | 0 | 0 | 0 | 362.5504 | #N/A | #N/A | 88 | #N/A | #N/A | #N/A | #N/A | 0.2014% | 1 | 50% | 0% | 0% | 0% | 8.2745 | 0 | 0 | 0 | 8.2745 | #N/A
2007-08-27 03:00 | 8 | 27 | 3 | 239.0837 | 5715 | 55.94 | 60.98 | 998 | 55.94 | 0 | 346.0313 | Cooling | 57.6719 | #N/A | #N/A | #N/A | #N/A | 0 | 0 | 0 | 0 | 0 | 346.0313 | #N/A | #N/A | 88 | #N/A | #N/A | #N/A | #N/A | 0.1922% | 1 | 50% | 0% | 0% | 0% | 8.2745 | 0 | 0 | 0 | 8.2745 | #N/A
2007-08-27 04:00 | 8 | 27 | 4 | 239.1253 | 5716 | 55.04 | 60.08 | 998 | 55.04 | 0 | 305.3778 | Cooling | 50.8963 | #N/A | #N/A | #N/A | #N/A | 0 | 0 | 0 | 0 | 0 | 305.3778 | #N/A | #N/A | 88 | #N/A | #N/A | #N/A | #N/A | 0.1697% | 1 | 50% | 0% | 0% | 0% | 8.2745 | 0 | 0 | 0 | 8.2745 | #N/A
2007-08-27 05:00 | 8 | 27 | 5 | 239.167 | 5717 | 55.04 | 59 | 999 | 55.04 | 0 | 328.1335 | Cooling | 54.6889 | #N/A | #N/A | #N/A | #N/A | 0 | 0 | 0 | 0 | 0 | 328.1335 | #N/A | #N/A | 88 | #N/A | #N/A | #N/A | #N/A | 0.1823% | 1 | 50% | 0% | 0% | 0% | 8.2745 | 0 | 0 | 0 | 8.2745 | #N/A
2007-08-27 06:00 | 8 | 27 | 6 | 239.2087 | 5718 | 53.96 | 59 | 999 | 53.96 | 0 | 1739.1333 | Cooling | 289.8555 | #N/A | #N/A | #N/A | #N/A | 0 | 0 | 0 | 0 | 0 | 1739.1333 | #N/A | #N/A | 88 | #N/A | #N/A | #N/A | #N/A | 0.9662% | 1 | 50% | 0% | 0% | 0% | 8.2745 | 0 | 0 | 0 | 8.2745 | #N/A
2007-08-27 07:00 | 8 | 27 | 7 | 239.2503 | 5719 | 57.92 | 60.08 | 1000 | 57.92 | 0 | 1939.7119 | Cooling | 323.2853 | #N/A | #N/A | #N/A | #N/A | 0 | 0 | 0 | 0 | 0 | 1939.7119 | #N/A | #N/A | 88 | #N/A | #N/A | #N/A | #N/A | 1.078% | 1 | 50% | 0% | 0% | 0% | 8.2745 | 0 | 0 | 0 | 8.2745 | #N/A
2007-08-27 08:00 | 8 | 27 | 8 | 239.292 | 5720 | 57.92 | 60.98 | 999 | 57.92 | 0 | 2495.6112 | Cooling | 415.9352 | #N/A | #N/A | #N/A | #N/A | 0 | 0 | 0 | 0 | 0 | 2495.6112 | #N/A | #N/A | 88 | #N/A | #N/A | #N/A | #N/A | 1.386% | 1 | 50% | 0% | 0% | 0% | 8.2745 | 0 | 0 | 0 | 8.2745 | #N/A
2007-08-27 09:00 | 8 | 27 | 9 | 239.3337 | 5721 | 60.98 | 60.98 | 1000 | 60.98 | 0 | 2820.881 | Cooling | 470.1468 | #N/A | #N/A | #N/A | #N/A | 0 | 0 | 0 | 0 | 0 | 2820.881 | #N/A | #N/A | 88 | #N/A | #N/A | #N/A | #N/A | 1.567% | 1 | 50% | 0% | 0% | 0% | 8.2745 | 0 | 0 | 0 | 8.2745 | #N/A
2007-08-27 10:00 | 8 | 27 | 10 | 239.3753 | 5722 | 62.96 | 64.04 | 1001 | 62.96 | 0 | 3364.5274 | Cooling | 560.7546 | #N/A | #N/A | #N/A | #N/A | 0 | 0 | 0 | 0 | 0 | 3364.5274 | #N/A | #N/A | 88 | #N/A | #N/A | #N/A | #N/A | 1.869% | 1 | 50% | 0% | 0% | 0% | 8.2745 | 0 | 0 | 0 | 8.2745 | #N/A
2007-08-27 11:00 | 8 | 27 | 11 | 239.417 | 5723 | 62.96 | 64.94 | 1000 | 62.96 | 0 | 3670.9661 | Cooling | 611.8277 | #N/A | #N/A | #N/A | #N/A | 0 | 0 | 0 | 0 | 0 | 3670.9661 | #N/A | #N/A | 88 | #N/A | #N/A | #N/A | #N/A | 2.039% | 1 | 50% | 0% | 0% | 0% | 8.2745 | 0 | 0 | 0 | 8.2745 | #N/A
2007-08-27 12:00 | 8 | 27 | 12 | 239.4587 | 5724 | 68 | 66.02 | 1000 | 68 | 0 | 3346.4839 | Cooling | 557.7473 | #N/A | #N/A | #N/A | #N/A | 0 | 0 | 0 | 0 | 0 | 3346.4839 | #N/A | #N/A | 88 | #N/A | #N/A | #N/A | #N/A | 1.859% | 1 | 50% | 0% | 0% | 0% | 8.2745 | 0 | 0 | 0 | 8.2745 | #N/A
2007-08-27 13:00 | 8 | 27 | 13 | 239.5003 | 5725 | 69.98 | 66.02 | 1000 | 69.98 | 0 | 2990.0797 | Cooling | 498.3466 | #N/A | #N/A | #N/A | #N/A | 0 | 0 | 0 | 0 | 0 | 2990.0797 | #N/A | #N/A | 88 | #N/A | #N/A | #N/A | #N/A | 1.661% | 1 | 50% | 0% | 0% | 0% | 8.2745 | 0 | 0 | 0 | 8.2745 | #N/A
2007-08-27 14:00 | 8 | 27 | 14 | 239.542 | 5726 | 69.98 | 66.02 | 1000 | 69.98 | 0 | 3027.4899 | Cooling | 504.5816 | #N/A | #N/A | #N/A | #N/A | 0 | 0 | 0 | 0 | 0 | 3027.4899 | #N/A | #N/A | 88 | #N/A | #N/A | #N/A | #N/A | 1.682% | 1 | 50% | 0% | 0% | 0% | 8.2745 | 0 | 0 | 0 | 8.2745 | #N/A
2007-08-27 15:00 | 8 | 27 | 15 | 239.5837 | 5727 | 71.96 | 66.02 | 1000 | 71.96 | 0 | 3070.0983 | Cooling | 511.6831 | #N/A | #N/A | #N/A | #N/A | 0 | 0 | 0 | 0 | 0 | 3070.0983 | #N/A | #N/A | 88 | #N/A | #N/A | #N/A | #N/A | 1.706% | 1 | 50% | 0% | 0% | 0% | 8.2745 | 0 | 0 | 0 | 8.2745 | #N/A
2007-08-27 16:00 | 8 | 27 | 16 | 239.6253 | 5728 | 71.06 | 64.94 | 1000 | 71.06 | 0 | 3291.6829 | Cooling | 548.6138 | #N/A | #N/A | #N/A | #N/A | 0 | 0 | 0 | 0 | 0 | 3291.6829 | #N/A | #N/A | 88 | #N/A | #N/A | #N/A | #N/A | 1.829% | 1 | 50% | 0% | 0% | 0% | 8.2745 | 0 | 0 | 0 | 8.2745 | #N/A
2007-08-27 17:00 | 8 | 27 | 17 | 239.667 | 5729 | 71.06 | 64.94 | 1000 | 71.06 | 0 | 3803.1802 | Cooling | 633.8634 | #N/A | #N/A | #N/A | #N/A | 0 | 0 | 0 | 0 | 0 | 3803.1802 | #N/A | #N/A | 88 | #N/A | #N/A | #N/A | #N/A | 2.113% | 1 | 50% | 0% | 0% | 0% | 8.2745 | 0 | 0 | 0 | 8.2745 | #N/A
2007-08-27 18:00 | 8 | 27 | 18 | 239.7087 | 5730 | 66.92 | 62.96 | 1000 | 66.92 | 0 | 3577.7314 | Cooling | 596.2886 | #N/A | #N/A | #N/A | #N/A | 0 | 0 | 0 | 0 | 0 | 3577.7314 | #N/A | #N/A | 88 | #N/A | #N/A | #N/A | #N/A | 1.988% | 1 | 50% | 0% | 0% | 0% | 8.2745 | 0 | 0 | 0 | 8.2745 | #N/A
2007-08-27 19:00 | 8 | 27 | 19 | 239.7503 | 5731 | 66.92 | 64.94 | 1001 | 66.92 | 0 | 3340.9182 | Cooling | 556.8197 | #N/A | #N/A | #N/A | #N/A | 0 | 0 | 0 | 0 | 0 | 3340.9182 | #N/A | #N/A | 88 | #N/A | #N/A | #N/A | #N/A | 1.856% | 1 | 50% | 0% | 0% | 0% | 8.2745 | 0 | 0 | 0 | 8.2745 | #N/A
2007-08-27 20:00 | 8 | 27 | 20 | 239.792 | 5732 | 66.92 | 64.04 | 1001 | 66.92 | 0 | 2745.4148 | Cooling | 457.5691 | #N/A | #N/A | #N/A | #N/A | 0 | 0 | 0 | 0 | 0 | 2745.4148 | #N/A | #N/A | 88 | #N/A | #N/A | #N/A | #N/A | 1.525% | 1 | 50% | 0% | 0% | 0% | 8.2745 | 0 | 0 | 0 | 8.2745 | #N/A
2007-08-27 21:00 | 8 | 27 | 21 | 239.8337 | 5733 | 62.06 | 64.04 | 1001 | 62.06 | 0 | 2471.6591 | Cooling | 411.9432 | #N/A | #N/A | #N/A | #N/A | 0 | 0 | 0 | 0 | 0 | 2471.6591 | #N/A | #N/A | 88 | #N/A | #N/A | #N/A | #N/A | 1.373% | 1 | 50% | 0% | 0% | 0% | 8.2745 | 0 | 0 | 0 | 8.2745 | #N/A
2007-08-27 22:00 | 8 | 27 | 22 | 239.8753 | 5734 | 62.06 | 62.96 | 1002 | 62.06 | 0 | 390.4886 | Cooling | 65.0814 | #N/A | #N/A | #N/A | #N/A | 0 | 0 | 0 | 0 | 0 | 390.4886 | #N/A | #N/A | 88 | #N/A | #N/A | #N/A | #N/A | 0.2169% | 1 | 50% | 0% | 0% | 0% | 8.2745 | 0 | 0 | 0 | 8.2745 | #N/A
2007-08-27 23:00 | 8 | 27 | 23 | 239.917 | 5735 | 62.06 | 60.98 | 1003 | 62.06 | 0 | 449.4446 | Cooling | 74.9074 | #N/A | #N/A | #N/A | #N/A | 0 | 0 | 0 | 0 | 0 | 449.4446 | #N/A | #N/A | 88 | #N/A | #N/A | #N/A | #N/A | 0.2497% | 1 | 50% | 0% | 0% | 0% | 8.2745 | 0 | 0 | 0 | 8.2745 | #N/A
2007-08-28 | 8 | 28 | 0 | 239.9587 | 5736 | 60.08 | 60.98 | 1003 | 60.08 | 0 | 371.9822 | Cooling | 61.997 | #N/A | #N/A | #N/A | #N/A | 0 | 0 | 0 | 0 | 0 | 371.9822 | #N/A | #N/A | 88 | #N/A | #N/A | #N/A | #N/A | 0.2067% | 1 | 50% | 0% | 0% | 0% | 8.2745 | 0 | 0 | 0 | 8.2745 | #N/A
2007-08-28 01:00 | 8 | 28 | 1 | 240.0003 | 5737 | 59 | 60.08 | 1003 | 59 | 0 | 327.1743 | Cooling | 54.529 | #N/A | #N/A | #N/A | #N/A | 0 | 0 | 0 | 0 | 0 | 327.1743 | #N/A | #N/A | 88 | #N/A | #N/A | #N/A | #N/A | 0.1818% | 1 | 50% | 0% | 0% | 0% | 8.2745 | 0 | 0 | 0 | 8.2745 | #N/A
2007-08-28 02:00 | 8 | 28 | 2 | 240.042 | 5738 | 59 | 60.08 | 1003 | 59 | 0 | 302.7057 | Cooling | 50.4509 | #N/A | #N/A | #N/A | #N/A | 0 | 0 | 0 | 0 | 0 | 302.7057 | #N/A | #N/A | 88 | #N/A | #N/A | #N/A | #N/A | 0.1682% | 1 | 50% | 0% | 0% | 0% | 8.2745 | 0 | 0 | 0 | 8.2745 | #N/A
2007-08-28 03:00 | 8 | 28 | 3 | 240.0837 | 5739 | 57.02 | 60.08 | 1003 | 57.02 | 0 | 286.5313 | Cooling | 47.7552 | #N/A | #N/A | #N/A | #N/A | 0 | 0 | 0 | 0 | 0 | 286.5313 | #N/A | #N/A | 88 | #N/A | #N/A | #N/A | #N/A | 0.1592% | 1 | 50% | 0% | 0% | 0% | 8.2745 | 0 | 0 | 0 | 8.2745 | #N/A
2007-08-28 04:00 | 8 | 28 | 4 | 240.1253 | 5740 | 57.02 | 57.92 | 1003 | 57.02 | 0 | 224.1071 | Cooling | 37.3512 | #N/A | #N/A | #N/A | #N/A | 0 | 0 | 0 | 0 | 0 | 224.1071 | #N/A | #N/A | 88 | #N/A | #N/A | #N/A | #N/A | 0.1245% | 1 | 50% | 0% | 0% | 0% | 8.2745 | 0 | 0 | 0 | 8.2745 | #N/A
2007-08-28 05:00 | 8 | 28 | 5 | 240.167 | 5741 | 57.02 | 59 | 1003 | 57.02 | 0 | 249.4296 | Cooling | 41.5716 | #N/A | #N/A | #N/A | #N/A | 0 | 0 | 0 | 0 | 0 | 249.4296 | #N/A | #N/A | 88 | #N/A | #N/A | #N/A | #N/A | 0.1386% | 1 | 50% | 0% | 0% | 0% | 8.2745 | 0 | 0 | 0 | 8.2745 | #N/A
2007-08-28 06:00 | 8 | 28 | 6 | 240.2087 | 5742 | 55.94 | 59 | 1004 | 55.94 | 0 | 1387.0109 | Cooling | 231.1685 | #N/A | #N/A | #N/A | #N/A | 0 | 0 | 0 | 0 | 0 | 1387.0109 | #N/A | #N/A | 88 | #N/A | #N/A | #N/A | #N/A | 0.7706% | 1 | 50% | 0% | 0% | 0% | 8.2745 | 0 | 0 | 0 | 8.2745 | #N/A
2007-08-28 07:00 | 8 | 28 | 7 | 240.2503 | 5743 | 57.02 | 60.98 | 1005 | 57.02 | 0 | 1768.9106 | Cooling | 294.8184 | #N/A | #N/A | #N/A | #N/A | 0 | 0 | 0 | 0 | 0 | 1768.9106 | #N/A | #N/A | 88 | #N/A | #N/A | #N/A | #N/A | 0.9827% | 1 | 50% | 0% | 0% | 0% | 8.2745 | 0 | 0 | 0 | 8.2745 | #N/A
2007-08-28 08:00 | 8 | 28 | 8 | 240.292 | 5744 | 57.02 | 62.06 | 1005 | 57.02 | 0 | 2317.1514 | Cooling | 386.1919 | #N/A | #N/A | #N/A | #N/A | 0 | 0 | 0 | 0 | 0 | 2317.1514 | #N/A | #N/A | 88 | #N/A | #N/A | #N/A | #N/A | 1.287% | 1 | 50% | 0% | 0% | 0% | 8.2745 | 0 | 0 | 0 | 8.2745 | #N/A
2007-08-28 09:00 | 8 | 28 | 9 | 240.3337 | 5745 | 62.96 | 62.96 | 1005 | 62.96 | 0 | 2740.6058 | Cooling | 456.7676 | #N/A | #N/A | #N/A | #N/A | 0 | 0 | 0 | 0 | 0 | 2740.6058 | #N/A | #N/A | 88 | #N/A | #N/A | #N/A | #N/A | 1.523% | 1 | 50% | 0% | 0% | 0% | 8.2745 | 0 | 0 | 0 | 8.2745 | #N/A
2007-08-28 10:00 | 8 | 28 | 10 | 240.3753 | 5746 | 64.94 | 64.04 | 1005 | 64.94 | 0 | 3262.924 | Cooling | 543.8207 | #N/A | #N/A | #N/A | #N/A | 0 | 0 | 0 | 0 | 0 | 3262.924 | #N/A | #N/A | 88 | #N/A | #N/A | #N/A | #N/A | 1.813% | 1 | 50% | 0% | 0% | 0% | 8.2745 | 0 | 0 | 0 | 8.2745 | #N/A
2007-08-28 11:00 | 8 | 28 | 11 | 240.417 | 5747 | 64.94 | 64.94 | 1005 | 64.94 | 0 | 3504.0756 | Cooling | 584.0126 | #N/A | #N/A | #N/A | #N/A | 0 | 0 | 0 | 0 | 0 | 3504.0756 | #N/A | #N/A | 88 | #N/A | #N/A | #N/A | #N/A | 1.947% | 1 | 50% | 0% | 0% | 0% | 8.2745 | 0 | 0 | 0 | 8.2745 | #N/A
2007-08-28 12:00 | 8 | 28 | 12 | 240.4587 | 5748 | 69.08 | 64.94 | 1005 | 69.08 | 0 | 2897.3922 | Cooling | 482.8987 | #N/A | #N/A | #N/A | #N/A | 0 | 0 | 0 | 0 | 0 | 2897.3922 | #N/A | #N/A | 88 | #N/A | #N/A | #N/A | #N/A | 1.61% | 1 | 50% | 0% | 0% | 0% | 8.2745 | 0 | 0 | 0 | 8.2745 | #N/A
2007-08-28 13:00 | 8 | 28 | 13 | 240.5003 | 5749 | 69.98 | 64.94 | 1005 | 69.98 | 0 | 2770.3979 | Cooling | 461.733 | #N/A | #N/A | #N/A | #N/A | 0 | 0 | 0 | 0 | 0 | 2770.3979 | #N/A | #N/A | 88 | #N/A | #N/A | #N/A | #N/A | 1.539% | 1 | 50% | 0% | 0% | 0% | 8.2745 | 0 | 0 | 0 | 8.2745 | #N/A
2007-08-28 14:00 | 8 | 28 | 14 | 240.542 | 5750 | 69.98 | 64.94 | 1005 | 69.98 | 0 | 2863.814 | Cooling | 477.3023 | #N/A | #N/A | #N/A | #N/A | 0 | 0 | 0 | 0 | 0 | 2863.814 | #N/A | #N/A | 88 | #N/A | #N/A | #N/A | #N/A | 1.591% | 1 | 50% | 0% | 0% | 0% | 8.2745 | 0 | 0 | 0 | 8.2745 | #N/A
2007-08-28 15:00 | 8 | 28 | 15 | 240.5837 | 5751 | 71.06 | 66.02 | 1005 | 71.06 | 0 | 2920.9439 | Cooling | 486.824 | #N/A | #N/A | #N/A | #N/A | 0 | 0 | 0 | 0 | 0 | 2920.9439 | #N/A | #N/A | 88 | #N/A | #N/A | #N/A | #N/A | 1.623% | 1 | 50% | 0% | 0% | 0% | 8.2745 | 0 | 0 | 0 | 8.2745 | #N/A
2007-08-28 16:00 | 8 | 28 | 16 | 240.6253 | 5752 | 68 | 64.94 | 1005 | 68 | 0 | 3133.9266 | Cooling | 522.3211 | #N/A | #N/A | #N/A | #N/A | 0 | 0 | 0 | 0 | 0 | 3133.9266 | #N/A | #N/A | 88 | #N/A | #N/A | #N/A | #N/A | 1.741% | 1 | 50% | 0% | 0% | 0% | 8.2745 | 0 | 0 | 0 | 8.2745 | #N/A
2007-08-28 17:00 | 8 | 28 | 17 | 240.667 | 5753 | 68 | 66.02 | 1005 | 68 | 0 | 3161.1324 | Cooling | 526.8554 | #N/A | #N/A | #N/A | #N/A | 0 | 0 | 0 | 0 | 0 | 3161.1324 | #N/A | #N/A | 88 | #N/A | #N/A | #N/A | #N/A | 1.756% | 1 | 50% | 0% | 0% | 0% | 8.2745 | 0 | 0 | 0 | 8.2745 | #N/A
2007-08-28 18:00 | 8 | 28 | 18 | 240.7087 | 5754 | 62.06 | 66.02 | 1005 | 62.06 | 0 | 3214.3715 | Cooling | 535.7286 | #N/A | #N/A | #N/A | #N/A | 0 | 0 | 0 | 0 | 0 | 3214.3715 | #N/A | #N/A | 88 | #N/A | #N/A | #N/A | #N/A | 1.786% | 1 | 50% | 0% | 0% | 0% | 8.2745 | 0 | 0 | 0 | 8.2745 | #N/A
2007-08-28 19:00 | 8 | 28 | 19 | 240.7503 | 5755 | 60.98 | 66.02 | 1005 | 60.98 | 0 | 3699.4366 | Cooling | 616.5728 | #N/A | #N/A | #N/A | #N/A | 0 | 0 | 0 | 0 | 0 | 3699.4366 | #N/A | #N/A | 88 | #N/A | #N/A | #N/A | #N/A | 2.055% | 1 | 50% | 0% | 0% | 0% | 8.2745 | 0 | 0 | 0 | 8.2745 | #N/A
2007-08-28 20:00 | 8 | 28 | 20 | 240.792 | 5756 | 60.98 | 64.94 | 1005 | 60.98 | 0 | 3450.8668 | Cooling | 575.1445 | #N/A | #N/A | #N/A | #N/A | 0 | 0 | 0 | 0 | 0 | 3450.8668 | #N/A | #N/A | 88 | #N/A | #N/A | #N/A | #N/A | 1.917% | 1 | 50% | 0% | 0% | 0% | 8.2745 | 0 | 0 | 0 | 8.2745 | #N/A
2007-08-28 21:00 | 8 | 28 | 21 | 240.8337 | 5757 | 60.8 | 64.94 | 1005 | 60.8 | 0 | 2906.4948 | Cooling | 484.4158 | #N/A | #N/A | #N/A | #N/A | 0 | 0 | 0 | 0 | 0 | 2906.4948 | #N/A | #N/A | 88 | #N/A | #N/A | #N/A | #N/A | 1.615% | 1 | 50% | 0% | 0% | 0% | 8.2745 | 0 | 0 | 0 | 8.2745 | #N/A
2007-08-28 22:00 | 8 | 28 | 22 | 240.8753 | 5758 | 60.8 | 64.94 | 1005 | 60.8 | 0 | 583.0542 | Cooling | 97.1757 | #N/A | #N/A | #N/A | #N/A | 0 | 0 | 0 | 0 | 0 | 583.0542 | #N/A | #N/A | 88 | #N/A | #N/A | #N/A | #N/A | 0.3239% | 1 | 50% | 0% | 0% | 0% | 8.2745 | 0 | 0 | 0 | 8.2745 | #N/A
2007-08-28 23:00 | 8 | 28 | 23 | 240.917 | 5759 | 60.98 | 64.04 | 1005 | 60.98 | 0 | 593.5968 | Cooling | 98.9328 | #N/A | #N/A | #N/A | #N/A | 0 | 0 | 0 | 0 | 0 | 593.5968 | #N/A | #N/A | 88 | #N/A | #N/A | #N/A | #N/A | 0.3298% | 1 | 50% | 0% | 0% | 0% | 8.2745 | 0 | 0 | 0 | 8.2745 | #N/A
2007-08-29 | 8 | 29 | 0 | 240.9587 | 5760 | 59 | 62.96 | 1005 | 59 | 0 | 514.8052 | Cooling | 85.8009 | #N/A | #N/A | #N/A | #N/A | 0 | 0 | 0 | 0 | 0 | 514.8052 | #N/A | #N/A | 88 | #N/A | #N/A | #N/A | #N/A | 0.286% | 1 | 50% | 0% | 0% | 0% | 8.2745 | 0 | 0 | 0 | 8.2745 | #N/A
2007-08-29 01:00 | 8 | 29 | 1 | 241.0003 | 5761 | 59 | 62.96 | 1006 | 59 | 0 | 482.9212 | Cooling | 80.4869 | #N/A | #N/A | #N/A | #N/A | 0 | 0 | 0 | 0 | 0 | 482.9212 | #N/A | #N/A | 88 | #N/A | #N/A | #N/A | #N/A | 0.2683% | 1 | 50% | 0% | 0% | 0% | 8.2745 | 0 | 0 | 0 | 8.2745 | #N/A
2007-08-29 02:00 | 8 | 29 | 2 | 241.042 | 5762 | 59 | 62.96 | 1006 | 59 | 0 | 465.0411 | Cooling | 77.5068 | #N/A | #N/A | #N/A | #N/A | 0 | 0 | 0 | 0 | 0 | 465.0411 | #N/A | #N/A | 88 | #N/A | #N/A | #N/A | #N/A | 0.2584% | 1 | 50% | 0% | 0% | 0% | 8.2745 | 0 | 0 | 0 | 8.2745 | #N/A
2007-08-29 03:00 | 8 | 29 | 3 | 241.0837 | 5763 | 57.02 | 62.96 | 1006 | 57.02 | 0 | 450.7935 | Cooling | 75.1322 | #N/A | #N/A | #N/A | #N/A | 0 | 0 | 0 | 0 | 0 | 450.7935 | #N/A | #N/A | 88 | #N/A | #N/A | #N/A | #N/A | 0.2504% | 1 | 50% | 0% | 0% | 0% | 8.2745 | 0 | 0 | 0 | 8.2745 | #N/A
2007-08-29 04:00 | 8 | 29 | 4 | 241.1253 | 5764 | 57.2 | 62.06 | 1006 | 57.2 | 0 | 426.277 | Cooling | 71.0462 | #N/A | #N/A | #N/A | #N/A | 0 | 0 | 0 | 0 | 0 | 426.277 | #N/A | #N/A | 88 | #N/A | #N/A | #N/A | #N/A | 0.2368% | 1 | 50% | 0% | 0% | 0% | 8.2745 | 0 | 0 | 0 | 8.2745 | #N/A
2007-08-29 05:00 | 8 | 29 | 5 | 241.167 | 5765 | 57.92 | 62.06 | 1006 | 57.92 | 0 | 480.3364 | Cooling | 80.0561 | #N/A | #N/A | #N/A | #N/A | 0 | 0 | 0 | 0 | 0 | 480.3364 | #N/A | #N/A | 88 | #N/A | #N/A | #N/A | #N/A | 0.2669% | 1 | 50% | 0% | 0% | 0% | 8.2745 | 0 | 0 | 0 | 8.2745 | #N/A
2007-08-29 06:00 | 8 | 29 | 6 | 241.2087 | 5766 | 59 | 62.96 | 1007 | 59 | 0 | 2267.7973 | Cooling | 377.9662 | #N/A | #N/A | #N/A | #N/A | 0 | 0 | 0 | 0 | 0 | 2267.7973 | #N/A | #N/A | 88 | #N/A | #N/A | #N/A | #N/A | 1.26% | 1 | 50% | 0% | 0% | 0% | 8.2745 | 0 | 0 | 0 | 8.2745 | #N/A
2007-08-29 07:00 | 8 | 29 | 7 | 241.2503 | 5767 | 57.2 | 64.04 | 1008 | 57.2 | 0 | 2385.2002 | Cooling | 397.5334 | #N/A | #N/A | #N/A | #N/A | 0 | 0 | 0 | 0 | 0 | 2385.2002 | #N/A | #N/A | 88 | #N/A | #N/A | #N/A | #N/A | 1.325% | 1 | 50% | 0% | 0% | 0% | 8.2745 | 0 | 0 | 0 | 8.2745 | #N/A
2007-08-29 08:00 | 8 | 29 | 8 | 241.292 | 5768 | 57.92 | 64.94 | 1008 | 57.92 | 0 | 3105.785 | Cooling | 517.6308 | #N/A | #N/A | #N/A | #N/A | 0 | 0 | 0 | 0 | 0 | 3105.785 | #N/A | #N/A | 88 | #N/A | #N/A | #N/A | #N/A | 1.725% | 1 | 50% | 0% | 0% | 0% | 8.2745 | 0 | 0 | 0 | 8.2745 | #N/A
2007-08-29 09:00 | 8 | 29 | 9 | 241.3337 | 5769 | 59 | 66.92 | 1007 | 59 | 0 | 3739.1366 | Cooling | 623.1894 | #N/A | #N/A | #N/A | #N/A | 0 | 0 | 0 | 0 | 0 | 3739.1366 | #N/A | #N/A | 88 | #N/A | #N/A | #N/A | #N/A | 2.077% | 1 | 50% | 0% | 0% | 0% | 8.2745 | 0 | 0 | 0 | 8.2745 | #N/A
2007-08-29 10:00 | 8 | 29 | 10 | 241.3753 | 5770 | 59 | 64.04 | 1007 | 59 | 0 | 3240.9276 | Cooling | 540.1546 | #N/A | #N/A | #N/A | #N/A | 0 | 0 | 0 | 0 | 0 | 3240.9276 | #N/A | #N/A | 88 | #N/A | #N/A | #N/A | #N/A | 1.801% | 1 | 50% | 0% | 0% | 0% | 8.2745 | 0 | 0 | 0 | 8.2745 | #N/A
2007-08-29 11:00 | 8 | 29 | 11 | 241.417 | 5771 | 59 | 64.04 | 1007 | 59 | 0 | 2909.8701 | Cooling | 484.9784 | #N/A | #N/A | #N/A | #N/A | 0 | 0 | 0 | 0 | 0 | 2909.8701 | #N/A | #N/A | 88 | #N/A | #N/A | #N/A | #N/A | 1.617% | 1 | 50% | 0% | 0% | 0% | 8.2745 | 0 | 0 | 0 | 8.2745 | #N/A
2007-08-29 12:00 | 8 | 29 | 12 | 241.4587 | 5772 | 60.98 | 64.04 | 1006 | 60.98 | 0 | 2727.7238 | Cooling | 454.6206 | #N/A | #N/A | #N/A | #N/A | 0 | 0 | 0 | 0 | 0 | 2727.7238 | #N/A | #N/A | 88 | #N/A | #N/A | #N/A | #N/A | 1.515% | 1 | 50% | 0% | 0% | 0% | 8.2745 | 0 | 0 | 0 | 8.2745 | #N/A
2007-08-29 13:00 | 8 | 29 | 13 | 241.5003 | 5773 | 60.8 | 64.04 | 1006 | 60.8 | 0 | 2779.5543 | Cooling | 463.259 | #N/A | #N/A | #N/A | #N/A | 0 | 0 | 0 | 0 | 0 | 2779.5543 | #N/A | #N/A | 88 | #N/A | #N/A | #N/A | #N/A | 1.544% | 1 | 50% | 0% | 0% | 0% | 8.2745 | 0 | 0 | 0 | 8.2745 | #N/A
2007-08-29 14:00 | 8 | 29 | 14 | 241.542 | 5774 | 60.98 | 62.96 | 1006 | 60.98 | 0 | 2841.0595 | Cooling | 473.5099 | #N/A | #N/A | #N/A | #N/A | 0 | 0 | 0 | 0 | 0 | 2841.0595 | #N/A | #N/A | 88 | #N/A | #N/A | #N/A | #N/A | 1.578% | 1 | 50% | 0% | 0% | 0% | 8.2745 | 0 | 0 | 0 | 8.2745 | #N/A
2007-08-29 15:00 | 8 | 29 | 15 | 241.5837 | 5775 | 62.6 | 62.96 | 1006 | 62.6 | 0 | 2844.3803 | Cooling | 474.0634 | #N/A | #N/A | #N/A | #N/A | 0 | 0 | 0 | 0 | 0 | 2844.3803 | #N/A | #N/A | 88 | #N/A | #N/A | #N/A | #N/A | 1.58% | 1 | 50% | 0% | 0% | 0% | 8.2745 | 0 | 0 | 0 | 8.2745 | #N/A
2007-08-29 16:00 | 8 | 29 | 16 | 241.6253 | 5776 | 62.6 | 64.04 | 1005 | 62.6 | 0 | 2951.7485 | Cooling | 491.9581 | #N/A | #N/A | #N/A | #N/A | 0 | 0 | 0 | 0 | 0 | 2951.7485 | #N/A | #N/A | 88 | #N/A | #N/A | #N/A | #N/A | 1.64% | 1 | 50% | 0% | 0% | 0% | 8.2745 | 0 | 0 | 0 | 8.2745 | #N/A
2007-08-29 17:00 | 8 | 29 | 17 | 241.667 | 5777 | 62.96 | 62.06 | 1005 | 62.96 | 0 | 2996.9183 | Cooling | 499.4864 | #N/A | #N/A | #N/A | #N/A | 0 | 0 | 0 | 0 | 0 | 2996.9183 | #N/A | #N/A | 88 | #N/A | #N/A | #N/A | #N/A | 1.665% | 1 | 50% | 0% | 0% | 0% | 8.2745 | 0 | 0 | 0 | 8.2745 | #N/A
2007-08-29 18:00 | 8 | 29 | 18 | 241.7087 | 5778 | 64.4 | 62.96 | 1005 | 64.4 | 0 | 2843.5522 | Cooling | 473.9254 | #N/A | #N/A | #N/A | #N/A | 0 | 0 | 0 | 0 | 0 | 2843.5522 | #N/A | #N/A | 88 | #N/A | #N/A | #N/A | #N/A | 1.58% | 1 | 50% | 0% | 0% | 0% | 8.2745 | 0 | 0 | 0 | 8.2745 | #N/A
2007-08-29 19:00 | 8 | 29 | 19 | 241.7503 | 5779 | 64.04 | 62.96 | 1005 | 64.04 | 0 | 3139.2725 | Cooling | 523.2121 | #N/A | #N/A | #N/A | #N/A | 0 | 0 | 0 | 0 | 0 | 3139.2725 | #N/A | #N/A | 88 | #N/A | #N/A | #N/A | #N/A | 1.744% | 1 | 50% | 0% | 0% | 0% | 8.2745 | 0 | 0 | 0 | 8.2745 | #N/A
2007-08-29 20:00 | 8 | 29 | 20 | 241.792 | 5780 | 64.04 | 62.96 | 1005 | 64.04 | 0 | 3328.0767 | Cooling | 554.6795 | #N/A | #N/A | #N/A | #N/A | 0 | 0 | 0 | 0 | 0 | 3328.0767 | #N/A | #N/A | 88 | #N/A | #N/A | #N/A | #N/A | 1.849% | 1 | 50% | 0% | 0% | 0% | 8.2745 | 0 | 0 | 0 | 8.2745 | #N/A
2007-08-29 21:00 | 8 | 29 | 21 | 241.8337 | 5781 | 62.06 | 62.96 | 1006 | 62.06 | 0 | 2787.0572 | Cooling | 464.5095 | #N/A | #N/A | #N/A | #N/A | 0 | 0 | 0 | 0 | 0 | 2787.0572 | #N/A | #N/A | 88 | #N/A | #N/A | #N/A | #N/A | 1.548% | 1 | 50% | 0% | 0% | 0% | 8.2745 | 0 | 0 | 0 | 8.2745 | #N/A
2007-08-29 22:00 | 8 | 29 | 22 | 241.8753 | 5782 | 60.8 | 62.96 | 1006 | 60.8 | 0 | 670.417 | Cooling | 111.7362 | #N/A | #N/A | #N/A | #N/A | 0 | 0 | 0 | 0 | 0 | 670.417 | #N/A | #N/A | 88 | #N/A | #N/A | #N/A | #N/A | 0.3725% | 1 | 50% | 0% | 0% | 0% | 8.2745 | 0 | 0 | 0 | 8.2745 | #N/A
2007-08-29 23:00 | 8 | 29 | 23 | 241.917 | 5783 | 60.8 | 62.06 | 1006 | 60.8 | 0 | 623.1889 | Cooling | 103.8648 | #N/A | #N/A | #N/A | #N/A | 0 | 0 | 0 | 0 | 0 | 623.1889 | #N/A | #N/A | 88 | #N/A | #N/A | #N/A | #N/A | 0.3462% | 1 | 50% | 0% | 0% | 0% | 8.2745 | 0 | 0 | 0 | 8.2745 | #N/A
2007-08-30 | 8 | 30 | 0 | 241.9587 | 5784 | 60.8 | 60.98 | 1006 | 60.8 | 0 | 532.1 | Cooling | 88.6833 | #N/A | #N/A | #N/A | #N/A | 0 | 0 | 0 | 0 | 0 | 532.1 | #N/A | #N/A | 88 | #N/A | #N/A | #N/A | #N/A | 0.2956% | 1 | 50% | 0% | 0% | 0% | 8.2745 | 0 | 0 | 0 | 8.2745 | #N/A
2007-08-30 01:00 | 8 | 30 | 1 | 242.0003 | 5785 | 62.6 | 60.98 | 1006 | 62.6 | 0 | 507.8142 | Cooling | 84.6357 | #N/A | #N/A | #N/A | #N/A | 0 | 0 | 0 | 0 | 0 | 507.8142 | #N/A | #N/A | 88 | #N/A | #N/A | #N/A | #N/A | 0.2821% | 1 | 50% | 0% | 0% | 0% | 8.2745 | 0 | 0 | 0 | 8.2745 | #N/A
2007-08-30 02:00 | 8 | 30 | 2 | 242.042 | 5786 | 62.06 | 60.08 | 1006 | 62.06 | 0 | 486.0412 | Cooling | 81.0069 | #N/A | #N/A | #N/A | #N/A | 0 | 0 | 0 | 0 | 0 | 486.0412 | #N/A | #N/A | 88 | #N/A | #N/A | #N/A | #N/A | 0.27% | 1 | 50% | 0% | 0% | 0% | 8.2745 | 0 | 0 | 0 | 8.2745 | #N/A
2007-08-30 03:00 | 8 | 30 | 3 | 242.0837 | 5787 | 60.8 | 59 | 1005 | 60.8 | 0 | 431.2938 | Cooling | 71.8823 | #N/A | #N/A | #N/A | #N/A | 0 | 0 | 0 | 0 | 0 | 431.2938 | #N/A | #N/A | 88 | #N/A | #N/A | #N/A | #N/A | 0.2396% | 1 | 50% | 0% | 0% | 0% | 8.2745 | 0 | 0 | 0 | 8.2745 | #N/A
2007-08-30 04:00 | 8 | 30 | 4 | 242.1253 | 5788 | 60.8 | 60.08 | 1006 | 60.8 | 0 | 360.7975 | Cooling | 60.1329 | #N/A | #N/A | #N/A | #N/A | 0 | 0 | 0 | 0 | 0 | 360.7975 | #N/A | #N/A | 88 | #N/A | #N/A | #N/A | #N/A | 0.2004% | 1 | 50% | 0% | 0% | 0% | 8.2745 | 0 | 0 | 0 | 8.2745 | #N/A
2007-08-30 05:00 | 8 | 30 | 5 | 242.167 | 5789 | 60.98 | 59 | 1006 | 60.98 | 0 | 364.1318 | Cooling | 60.6886 | #N/A | #N/A | #N/A | #N/A | 0 | 0 | 0 | 0 | 0 | 364.1318 | #N/A | #N/A | 88 | #N/A | #N/A | #N/A | #N/A | 0.2023% | 1 | 50% | 0% | 0% | 0% | 8.2745 | 0 | 0 | 0 | 8.2745 | #N/A
2007-08-30 06:00 | 8 | 30 | 6 | 242.2087 | 5790 | 60.8 | 57.92 | 1006 | 60.8 | 0 | 1622.2547 | Cooling | 270.3758 | #N/A | #N/A | #N/A | #N/A | 0 | 0 | 0 | 0 | 0 | 1622.2547 | #N/A | #N/A | 88 | #N/A | #N/A | #N/A | #N/A | 0.9013% | 1 | 50% | 0% | 0% | 0% | 8.2745 | 0 | 0 | 0 | 8.2745 | #N/A
2007-08-30 07:00 | 8 | 30 | 7 | 242.2503 | 5791 | 62.96 | 59 | 1007 | 62.96 | 0 | 1878.326 | Cooling | 313.0543 | #N/A | #N/A | #N/A | #N/A | 0 | 0 | 0 | 0 | 0 | 1878.326 | #N/A | #N/A | 88 | #N/A | #N/A | #N/A | #N/A | 1.044% | 1 | 50% | 0% | 0% | 0% | 8.2745 | 0 | 0 | 0 | 8.2745 | #N/A
2007-08-30 08:00 | 8 | 30 | 8 | 242.292 | 5792 | 62.96 | 62.06 | 1007 | 62.96 | 0 | 2750.6375 | Cooling | 458.4396 | #N/A | #N/A | #N/A | #N/A | 0 | 0 | 0 | 0 | 0 | 2750.6375 | #N/A | #N/A | 88 | #N/A | #N/A | #N/A | #N/A | 1.528% | 1 | 50% | 0% | 0% | 0% | 8.2745 | 0 | 0 | 0 | 8.2745 | #N/A
2007-08-30 09:00 | 8 | 30 | 9 | 242.3337 | 5793 | 66.2 | 62.96 | 1007 | 66.2 | 0 | 3461.8432 | Cooling | 576.9739 | #N/A | #N/A | #N/A | #N/A | 0 | 0 | 0 | 0 | 0 | 3461.8432 | #N/A | #N/A | 88 | #N/A | #N/A | #N/A | #N/A | 1.923% | 1 | 50% | 0% | 0% | 0% | 8.2745 | 0 | 0 | 0 | 8.2745 | #N/A
2007-08-30 10:00 | 8 | 30 | 10 | 242.3753 | 5794 | 69.8 | 64.04 | 1007 | 69.8 | 0 | 3299.5192 | Cooling | 549.9199 | #N/A | #N/A | #N/A | #N/A | 0 | 0 | 0 | 0 | 0 | 3299.5192 | #N/A | #N/A | 88 | #N/A | #N/A | #N/A | #N/A | 1.833% | 1 | 50% | 0% | 0% | 0% | 8.2745 | 0 | 0 | 0 | 8.2745 | #N/A
2007-08-30 11:00 | 8 | 30 | 11 | 242.417 | 5795 | 69.98 | 64.94 | 1007 | 69.98 | 0 | 2999.2214 | Cooling | 499.8702 | #N/A | #N/A | #N/A | #N/A | 0 | 0 | 0 | 0 | 0 | 2999.2214 | #N/A | #N/A | 88 | #N/A | #N/A | #N/A | #N/A | 1.666% | 1 | 50% | 0% | 0% | 0% | 8.2745 | 0 | 0 | 0 | 8.2745 | #N/A
2007-08-30 12:00 | 8 | 30 | 12 | 242.4587 | 5796 | 75.02 | 64.94 | 1006 | 75.02 | 0 | 2792.8316 | Cooling | 465.4719 | #N/A | #N/A | #N/A | #N/A | 0 | 0 | 0 | 0 | 0 | 2792.8316 | #N/A | #N/A | 88 | #N/A | #N/A | #N/A | #N/A | 1.552% | 1 | 50% | 0% | 0% | 0% | 8.2745 | 0 | 0 | 0 | 8.2745 | #N/A
2007-08-30 13:00 | 8 | 30 | 13 | 242.5003 | 5797 | 73.94 | 66.92 | 1006 | 73.94 | 0 | 2898.7875 | Cooling | 483.1313 | #N/A | #N/A | #N/A | #N/A | 0 | 0 | 0 | 0 | 0 | 2898.7875 | #N/A | #N/A | 88 | #N/A | #N/A | #N/A | #N/A | 1.61% | 1 | 50% | 0% | 0% | 0% | 8.2745 | 0 | 0 | 0 | 8.2745 | #N/A
2007-08-30 14:00 | 8 | 30 | 14 | 242.542 | 5798 | 73.94 | 68 | 1006 | 73.94 | 0 | 3058.2517 | Cooling | 509.7086 | #N/A | #N/A | #N/A | #N/A | 0 | 0 | 0 | 0 | 0 | 3058.2517 | #N/A | #N/A | 88 | #N/A | #N/A | #N/A | #N/A | 1.699% | 1 | 50% | 0% | 0% | 0% | 8.2745 | 0 | 0 | 0 | 8.2745 | #N/A
2007-08-30 15:00 | 8 | 30 | 15 | 242.5837 | 5799 | 77 | 68 | 1005 | 77 | 0 | 3099.7872 | Cooling | 516.6312 | #N/A | #N/A | #N/A | #N/A | 0 | 0 | 0 | 0 | 0 | 3099.7872 | #N/A | #N/A | 88 | #N/A | #N/A | #N/A | #N/A | 1.722% | 1 | 50% | 0% | 0% | 0% | 8.2745 | 0 | 0 | 0 | 8.2745 | #N/A
2007-08-30 16:00 | 8 | 30 | 16 | 242.6253 | 5800 | 75.92 | 68 | 1005 | 75.92 | 0 | 3219.2904 | Cooling | 536.5484 | #N/A | #N/A | #N/A | #N/A | 0 | 0 | 0 | 0 | 0 | 3219.2904 | #N/A | #N/A | 88 | #N/A | #N/A | #N/A | #N/A | 1.788% | 1 | 50% | 0% | 0% | 0% | 8.2745 | 0 | 0 | 0 | 8.2745 | #N/A
2007-08-30 17:00 | 8 | 30 | 17 | 242.667 | 5801 | 75.92 | 68 | 1005 | 75.92 | 0 | 3185.3633 | Cooling | 530.8939 | #N/A | #N/A | #N/A | #N/A | 0 | 0 | 0 | 0 | 0 | 3185.3633 | #N/A | #N/A | 88 | #N/A | #N/A | #N/A | #N/A | 1.77% | 1 | 50% | 0% | 0% | 0% | 8.2745 | 0 | 0 | 0 | 8.2745 | #N/A
2007-08-30 18:00 | 8 | 30 | 18 | 242.7087 | 5802 | 69.98 | 66.92 | 1005 | 69.98 | 0 | 3030.3711 | Cooling | 505.0619 | #N/A | #N/A | #N/A | #N/A | 0 | 0 | 0 | 0 | 0 | 3030.3711 | #N/A | #N/A | 88 | #N/A | #N/A | #N/A | #N/A | 1.684% | 1 | 50% | 0% | 0% | 0% | 8.2745 | 0 | 0 | 0 | 8.2745 | #N/A
2007-08-30 19:00 | 8 | 30 | 19 | 242.7503 | 5803 | 66.02 | 66.92 | 1005 | 66.02 | 0 | 3431.7362 | Cooling | 571.956 | #N/A | #N/A | #N/A | #N/A | 0 | 0 | 0 | 0 | 0 | 3431.7362 | #N/A | #N/A | 88 | #N/A | #N/A | #N/A | #N/A | 1.907% | 1 | 50% | 0% | 0% | 0% | 8.2745 | 0 | 0 | 0 | 8.2745 | #N/A
2007-08-30 20:00 | 8 | 30 | 20 | 242.792 | 5804 | 66.02 | 68 | 1006 | 66.02 | 0 | 3779.8616 | Cooling | 629.9769 | #N/A | #N/A | #N/A | #N/A | 0 | 0 | 0 | 0 | 0 | 3779.8616 | #N/A | #N/A | 88 | #N/A | #N/A | #N/A | #N/A | 2.1% | 1 | 50% | 0% | 0% | 0% | 8.2745 | 0 | 0 | 0 | 8.2745 | #N/A
2007-08-30 21:00 | 8 | 30 | 21 | 242.8337 | 5805 | 62.96 | 66.02 | 1006 | 62.96 | 0 | 3577.1827 | Cooling | 596.1971 | #N/A | #N/A | #N/A | #N/A | 0 | 0 | 0 | 0 | 0 | 3577.1827 | #N/A | #N/A | 88 | #N/A | #N/A | #N/A | #N/A | 1.987% | 1 | 50% | 0% | 0% | 0% | 8.2745 | 0 | 0 | 0 | 8.2745 | #N/A
2007-08-30 22:00 | 8 | 30 | 22 | 242.8753 | 5806 | 62.06 | 66.02 | 1006 | 62.06 | 0 | 997.176 | Cooling | 166.196 | #N/A | #N/A | #N/A | #N/A | 0 | 0 | 0 | 0 | 0 | 997.176 | #N/A | #N/A | 88 | #N/A | #N/A | #N/A | #N/A | 0.554% | 1 | 50% | 0% | 0% | 0% | 8.2745 | 0 | 0 | 0 | 8.2745 | #N/A
2007-08-30 23:00 | 8 | 30 | 23 | 242.917 | 5807 | 62.06 | 64.94 | 1006 | 62.06 | 0 | 1047.3531 | Cooling | 174.5589 | #N/A | #N/A | #N/A | #N/A | 0 | 0 | 0 | 0 | 0 | 1047.3531 | #N/A | #N/A | 88 | #N/A | #N/A | #N/A | #N/A | 0.5819% | 1 | 50% | 0% | 0% | 0% | 8.2745 | 0 | 0 | 0 | 8.2745 | #N/A
2007-08-31 | 8 | 31 | 0 | 242.9587 | 5808 | 59 | 64.94 | 1006 | 59 | 0 | 721.5342 | Cooling | 120.2557 | #N/A | #N/A | #N/A | #N/A | 0 | 0 | 0 | 0 | 0 | 721.5342 | #N/A | #N/A | 88 | #N/A | #N/A | #N/A | #N/A | 0.4009% | 1 | 50% | 0% | 0% | 0% | 8.2745 | 0 | 0 | 0 | 8.2745 | #N/A
2007-08-31 01:00 | 8 | 31 | 1 | 243.0003 | 5809 | 57.92 | 64.04 | 1006 | 57.92 | 0 | 597.4328 | Cooling | 99.5721 | #N/A | #N/A | #N/A | #N/A | 0 | 0 | 0 | 0 | 0 | 597.4328 | #N/A | #N/A | 88 | #N/A | #N/A | #N/A | #N/A | 0.3319% | 1 | 50% | 0% | 0% | 0% | 8.2745 | 0 | 0 | 0 | 8.2745 | #N/A
2007-08-31 02:00 | 8 | 31 | 2 | 243.042 | 5810 | 57.92 | 64.04 | 1006 | 57.92 | 0 | 545.0536 | Cooling | 90.8423 | #N/A | #N/A | #N/A | #N/A | 0 | 0 | 0 | 0 | 0 | 545.0536 | #N/A | #N/A | 88 | #N/A | #N/A | #N/A | #N/A | 0.3028% | 1 | 50% | 0% | 0% | 0% | 8.2745 | 0 | 0 | 0 | 8.2745 | #N/A
2007-08-31 03:00 | 8 | 31 | 3 | 243.0837 | 5811 | 57.02 | 64.04 | 1006 | 57.02 | 0 | 524.8275 | Cooling | 87.4713 | #N/A | #N/A | #N/A | #N/A | 0 | 0 | 0 | 0 | 0 | 524.8275 | #N/A | #N/A | 88 | #N/A | #N/A | #N/A | #N/A | 0.2916% | 1 | 50% | 0% | 0% | 0% | 8.2745 | 0 | 0 | 0 | 8.2745 | #N/A
2007-08-31 04:00 | 8 | 31 | 4 | 243.1253 | 5812 | 55.94 | 64.04 | 1006 | 55.94 | 0 | 501.863 | Cooling | 83.6438 | #N/A | #N/A | #N/A | #N/A | 0 | 0 | 0 | 0 | 0 | 501.863 | #N/A | #N/A | 88 | #N/A | #N/A | #N/A | #N/A | 0.2788% | 1 | 50% | 0% | 0% | 0% | 8.2745 | 0 | 0 | 0 | 8.2745 | #N/A
2007-08-31 05:00 | 8 | 31 | 5 | 243.167 | 5813 | 55.94 | 64.04 | 1006 | 55.94 | 0 | 563.9957 | Cooling | 93.9993 | #N/A | #N/A | #N/A | #N/A | 0 | 0 | 0 | 0 | 0 | 563.9957 | #N/A | #N/A | 88 | #N/A | #N/A | #N/A | #N/A | 0.3133% | 1 | 50% | 0% | 0% | 0% | 8.2745 | 0 | 0 | 0 | 8.2745 | #N/A
2007-08-31 06:00 | 8 | 31 | 6 | 243.2087 | 5814 | 55.04 | 64.04 | 1006 | 55.04 | 0 | 2557.927 | Cooling | 426.3212 | #N/A | #N/A | #N/A | #N/A | 0 | 0 | 0 | 0 | 0 | 2557.927 | #N/A | #N/A | 88 | #N/A | #N/A | #N/A | #N/A | 1.421% | 1 | 50% | 0% | 0% | 0% | 8.2745 | 0 | 0 | 0 | 8.2745 | #N/A
2007-08-31 07:00 | 8 | 31 | 7 | 243.2503 | 5815 | 55.04 | 66.92 | 1007 | 55.04 | 0 | 2826.3353 | Cooling | 471.0559 | #N/A | #N/A | #N/A | #N/A | 0 | 0 | 0 | 0 | 0 | 2826.3353 | #N/A | #N/A | 88 | #N/A | #N/A | #N/A | #N/A | 1.57% | 1 | 50% | 0% | 0% | 0% | 8.2745 | 0 | 0 | 0 | 8.2745 | #N/A
2007-08-31 08:00 | 8 | 31 | 8 | 243.292 | 5816 | 55.04 | 68 | 1007 | 55.04 | 0 | 3654.0553 | Cooling | 609.0092 | #N/A | #N/A | #N/A | #N/A | 0 | 0 | 0 | 0 | 0 | 3654.0553 | #N/A | #N/A | 88 | #N/A | #N/A | #N/A | #N/A | 2.03% | 1 | 50% | 0% | 0% | 0% | 8.2745 | 0 | 0 | 0 | 8.2745 | #N/A
2007-08-31 09:00 | 8 | 31 | 9 | 243.3337 | 5817 | 59 | 68 | 1008 | 59 | 0 | 3229.2543 | Cooling | 538.209 | #N/A | #N/A | #N/A | #N/A | 0 | 0 | 0 | 0 | 0 | 3229.2543 | #N/A | #N/A | 88 | #N/A | #N/A | #N/A | #N/A | 1.794% | 1 | 50% | 0% | 0% | 0% | 8.2745 | 0 | 0 | 0 | 8.2745 | #N/A
2007-08-31 10:00 | 8 | 31 | 10 | 243.3753 | 5818 | 60.98 | 68 | 1008 | 60.98 | 0 | 2664.0835 | Cooling | 444.0139 | #N/A | #N/A | #N/A | #N/A | 0 | 0 | 0 | 0 | 0 | 2664.0835 | #N/A | #N/A | 88 | #N/A | #N/A | #N/A | #N/A | 1.48% | 1 | 50% | 0% | 0% | 0% | 8.2745 | 0 | 0 | 0 | 8.2745 | #N/A
2007-08-31 11:00 | 8 | 31 | 11 | 243.417 | 5819 | 60.98 | 68 | 1007 | 60.98 | 0 | 2663.3158 | Cooling | 443.886 | #N/A | #N/A | #N/A | #N/A | 0 | 0 | 0 | 0 | 0 | 2663.3158 | #N/A | #N/A | 88 | #N/A | #N/A | #N/A | #N/A | 1.48% | 1 | 50% | 0% | 0% | 0% | 8.2745 | 0 | 0 | 0 | 8.2745 | #N/A
2007-08-31 12:00 | 8 | 31 | 12 | 243.4587 | 5820 | 64.94 | 66.92 | 1006 | 64.94 | 0 | 2652.0982 | Cooling | 442.0164 | #N/A | #N/A | #N/A | #N/A | 0 | 0 | 0 | 0 | 0 | 2652.0982 | #N/A | #N/A | 88 | #N/A | #N/A | #N/A | #N/A | 1.473% | 1 | 50% | 0% | 0% | 0% | 8.2745 | 0 | 0 | 0 | 8.2745 | #N/A
2007-08-31 13:00 | 8 | 31 | 13 | 243.5003 | 5821 | 64.94 | 64.04 | 1006 | 64.94 | 0 | 2598.2338 | Cooling | 433.039 | #N/A | #N/A | #N/A | #N/A | 0 | 0 | 0 | 0 | 0 | 2598.2338 | #N/A | #N/A | 88 | #N/A | #N/A | #N/A | #N/A | 1.443% | 1 | 50% | 0% | 0% | 0% | 8.2745 | 0 | 0 | 0 | 8.2745 | #N/A
2007-08-31 14:00 | 8 | 31 | 14 | 243.542 | 5822 | 64.94 | 66.92 | 1005 | 64.94 | 0 | 2531.9594 | Cooling | 421.9932 | #N/A | #N/A | #N/A | #N/A | 0 | 0 | 0 | 0 | 0 | 2531.9594 | #N/A | #N/A | 88 | #N/A | #N/A | #N/A | #N/A | 1.407% | 1 | 50% | 0% | 0% | 0% | 8.2745 | 0 | 0 | 0 | 8.2745 | #N/A
2007-08-31 15:00 | 8 | 31 | 15 | 243.5837 | 5823 | 69.08 | 66.92 | 1005 | 69.08 | 0 | 2526.3406 | Cooling | 421.0568 | #N/A | #N/A | #N/A | #N/A | 0 | 0 | 0 | 0 | 0 | 2526.3406 | #N/A | #N/A | 88 | #N/A | #N/A | #N/A | #N/A | 1.404% | 1 | 50% | 0% | 0% | 0% | 8.2745 | 0 | 0 | 0 | 8.2745 | #N/A
2007-08-31 16:00 | 8 | 31 | 16 | 243.6253 | 5824 | 68 | 66.02 | 1005 | 68 | 0 | 2551.1312 | Cooling | 425.1885 | #N/A | #N/A | #N/A | #N/A | 0 | 0 | 0 | 0 | 0 | 2551.1312 | #N/A | #N/A | 88 | #N/A | #N/A | #N/A | #N/A | 1.417% | 1 | 50% | 0% | 0% | 0% | 8.2745 | 0 | 0 | 0 | 8.2745 | #N/A
2007-08-31 17:00 | 8 | 31 | 17 | 243.667 | 5825 | 68 | 66.02 | 1004 | 68 | 0 | 2508.7123 | Cooling | 418.1187 | #N/A | #N/A | #N/A | #N/A | 0 | 0 | 0 | 0 | 0 | 2508.7123 | #N/A | #N/A | 88 | #N/A | #N/A | #N/A | #N/A | 1.394% | 1 | 50% | 0% | 0% | 0% | 8.2745 | 0 | 0 | 0 | 8.2745 | #N/A
2007-08-31 18:00 | 8 | 31 | 18 | 243.7087 | 5826 | 64.94 | 66.02 | 1004 | 64.94 | 0 | 926.8153 | Cooling | 154.4692 | #N/A | #N/A | #N/A | #N/A | 0 | 0 | 0 | 0 | 0 | 926.8153 | #N/A | #N/A | 88 | #N/A | #N/A | #N/A | #N/A | 0.5149% | 1 | 50% | 0% | 0% | 0% | 8.2745 | 0 | 0 | 0 | 8.2745 | #N/A
2007-08-31 19:00 | 8 | 31 | 19 | 243.7503 | 5827 | 58.64 | 66.02 | 1004 | 58.64 | 0 | 1466.6917 | Cooling | 244.4486 | #N/A | #N/A | #N/A | #N/A | 0 | 0 | 0 | 0 | 0 | 1466.6917 | #N/A | #N/A | 88 | #N/A | #N/A | #N/A | #N/A | 0.8148% | 1 | 50% | 0% | 0% | 0% | 8.2745 | 0 | 0 | 0 | 8.2745 | #N/A
2007-08-31 20:00 | 8 | 31 | 20 | 243.792 | 5828 | 57.38 | 66.92 | 1005 | 57.38 | 0 | 2235.1807 | Cooling | 372.5301 | #N/A | #N/A | #N/A | #N/A | 0 | 0 | 0 | 0 | 0 | 2235.1807 | #N/A | #N/A | 88 | #N/A | #N/A | #N/A | #N/A | 1.242% | 1 | 50% | 0% | 0% | 0% | 8.2745 | 0 | 0 | 0 | 8.2745 | #N/A
2007-08-31 21:00 | 8 | 31 | 21 | 243.8337 | 5829 | 55.76 | 66.92 | 1004 | 55.76 | 0 | 1610.0408 | Cooling | 268.3401 | #N/A | #N/A | #N/A | #N/A | 0 | 0 | 0 | 0 | 0 | 1610.0408 | #N/A | #N/A | 88 | #N/A | #N/A | #N/A | #N/A | 0.8945% | 1 | 50% | 0% | 0% | 0% | 8.2745 | 0 | 0 | 0 | 8.2745 | #N/A
2007-08-31 22:00 | 8 | 31 | 22 | 243.8753 | 5830 | 55.76 | 66.92 | 1004 | 55.76 | 0 | 1438.351 | Cooling | 239.7252 | #N/A | #N/A | #N/A | #N/A | 0 | 0 | 0 | 0 | 0 | 1438.351 | #N/A | #N/A | 88 | #N/A | #N/A | #N/A | #N/A | 0.7991% | 1 | 50% | 0% | 0% | 0% | 8.2745 | 0 | 0 | 0 | 8.2745 | #N/A
2007-08-31 23:00 | 8 | 31 | 23 | 243.917 | 5831 | 55.94 | 66.92 | 1004 | 55.94 | 0 | 1203.9604 | Cooling | 200.6601 | #N/A | #N/A | #N/A | #N/A | 0 | 0 | 0 | 0 | 0 | 1203.9604 | #N/A | #N/A | 88 | #N/A | #N/A | #N/A | #N/A | 0.6689% | 1 | 50% | 0% | 0% | 0% | 8.2745 | 0 | 0 | 0 | 8.2745 | #N/A
2007-09-01 | 9 | 1 | 0 | 243.9587 | 5832 | 55.76 | 66.92 | 1004 | 55.76 | 0 | 1031.578 | Cooling | 171.9297 | #N/A | #N/A | #N/A | #N/A | 0 | 0 | 0 | 0 | 0 | 1031.578 | #N/A | #N/A | 88 | #N/A | #N/A | #N/A | #N/A | 0.5731% | 1 | 50% | 0% | 0% | 0% | 8.2745 | 0 | 0 | 0 | 8.2745 | #N/A
2007-09-01 01:00 | 9 | 1 | 1 | 244.0003 | 5833 | 55.76 | 66.92 | 1005 | 55.76 | 0 | 875.6869 | Cooling | 145.9478 | #N/A | #N/A | #N/A | #N/A | 0 | 0 | 0 | 0 | 0 | 875.6869 | #N/A | #N/A | 88 | #N/A | #N/A | #N/A | #N/A | 0.4865% | 1 | 50% | 0% | 0% | 0% | 8.2745 | 0 | 0 | 0 | 8.2745 | #N/A
2007-09-01 02:00 | 9 | 1 | 2 | 244.042 | 5834 | 55.04 | 66.92 | 1005 | 55.04 | 0 | 722.1946 | Cooling | 120.3658 | #N/A | #N/A | #N/A | #N/A | 0 | 0 | 0 | 0 | 0 | 722.1946 | #N/A | #N/A | 88 | #N/A | #N/A | #N/A | #N/A | 0.4012% | 1 | 50% | 0% | 0% | 0% | 8.2745 | 0 | 0 | 0 | 8.2745 | #N/A
2007-09-01 03:00 | 9 | 1 | 3 | 244.0837 | 5835 | 53.96 | 66.92 | 1005 | 53.96 | 0 | 614.9877 | Cooling | 102.4979 | #N/A | #N/A | #N/A | #N/A | 0 | 0 | 0 | 0 | 0 | 614.9877 | #N/A | #N/A | 88 | #N/A | #N/A | #N/A | #N/A | 0.3417% | 1 | 50% | 0% | 0% | 0% | 8.2745 | 0 | 0 | 0 | 8.2745 | #N/A
2007-09-01 04:00 | 9 | 1 | 4 | 244.1253 | 5836 | 55.04 | 66.92 | 1005 | 55.04 | 0 | 537.15 | Cooling | 89.525 | #N/A | #N/A | #N/A | #N/A | 0 | 0 | 0 | 0 | 0 | 537.15 | #N/A | #N/A | 88 | #N/A | #N/A | #N/A | #N/A | 0.2984% | 1 | 50% | 0% | 0% | 0% | 8.2745 | 0 | 0 | 0 | 8.2745 | #N/A
2007-09-01 05:00 | 9 | 1 | 5 | 244.167 | 5837 | 56.3 | 68 | 1004 | 56.3 | 0 | 633.1005 | Cooling | 105.5167 | #N/A | #N/A | #N/A | #N/A | 0 | 0 | 0 | 0 | 0 | 633.1005 | #N/A | #N/A | 88 | #N/A | #N/A | #N/A | #N/A | 0.3517% | 1 | 50% | 0% | 0% | 0% | 8.2745 | 0 | 0 | 0 | 8.2745 | #N/A
2007-09-01 06:00 | 9 | 1 | 6 | 244.2087 | 5838 | 58.46 | 66.92 | 1004 | 58.46 | 0 | 841.9338 | Cooling | 140.3223 | #N/A | #N/A | #N/A | #N/A | 0 | 0 | 0 | 0 | 0 | 841.9338 | #N/A | #N/A | 88 | #N/A | #N/A | #N/A | #N/A | 0.4677% | 1 | 50% | 0% | 0% | 0% | 8.2745 | 0 | 0 | 0 | 8.2745 | #N/A
2007-09-01 07:00 | 9 | 1 | 7 | 244.2503 | 5839 | 59 | 69.08 | 1004 | 59 | 0 | 1451.3576 | Cooling | 241.8929 | #N/A | #N/A | #N/A | #N/A | 0 | 0 | 0 | 0 | 0 | 1451.3576 | #N/A | #N/A | 88 | #N/A | #N/A | #N/A | #N/A | 0.8063% | 1 | 50% | 0% | 0% | 0% | 8.2745 | 0 | 0 | 0 | 8.2745 | #N/A
2007-09-01 08:00 | 9 | 1 | 8 | 244.292 | 5840 | 59 | 69.08 | 1005 | 59 | 0 | 2127.9128 | Cooling | 354.6521 | #N/A | #N/A | #N/A | #N/A | 0 | 0 | 0 | 0 | 0 | 2127.9128 | #N/A | #N/A | 88 | #N/A | #N/A | #N/A | #N/A | 1.182% | 1 | 50% | 0% | 0% | 0% | 8.2745 | 0 | 0 | 0 | 8.2745 | #N/A
2007-09-01 09:00 | 9 | 1 | 9 | 244.3337 | 5841 | 62.96 | 69.08 | 1005 | 62.96 | 0 | 2634.0281 | Cooling | 439.0047 | #N/A | #N/A | #N/A | #N/A | 0 | 0 | 0 | 0 | 0 | 2634.0281 | #N/A | #N/A | 88 | #N/A | #N/A | #N/A | #N/A | 1.463% | 1 | 50% | 0% | 0% | 0% | 8.2745 | 0 | 0 | 0 | 8.2745 | #N/A
2007-09-01 10:00 | 9 | 1 | 10 | 244.3753 | 5842 | 66.92 | 69.08 | 1005 | 66.92 | 0 | 1373.4157 | Cooling | 228.9026 | #N/A | #N/A | #N/A | #N/A | 0 | 0 | 0 | 0 | 0 | 1373.4157 | #N/A | #N/A | 88 | #N/A | #N/A | #N/A | #N/A | 0.763% | 1 | 50% | 0% | 0% | 0% | 8.2745 | 0 | 0 | 0 | 8.2745 | #N/A
2007-09-01 11:00 | 9 | 1 | 11 | 244.417 | 5843 | 66.92 | 69.08 | 1004 | 66.92 | 0 | 843.2362 | Cooling | 140.5394 | #N/A | #N/A | #N/A | #N/A | 0 | 0 | 0 | 0 | 0 | 843.2362 | #N/A | #N/A | 88 | #N/A | #N/A | #N/A | #N/A | 0.4685% | 1 | 50% | 0% | 0% | 0% | 8.2745 | 0 | 0 | 0 | 8.2745 | #N/A
2007-09-01 12:00 | 9 | 1 | 12 | 244.4587 | 5844 | 69.08 | 69.98 | 1004 | 69.08 | 0 | 900.3447 | Cooling | 150.0575 | #N/A | #N/A | #N/A | #N/A | 0 | 0 | 0 | 0 | 0 | 900.3447 | #N/A | #N/A | 88 | #N/A | #N/A | #N/A | #N/A | 0.5002% | 1 | 50% | 0% | 0% | 0% | 8.2745 | 0 | 0 | 0 | 8.2745 | #N/A
2007-09-01 13:00 | 9 | 1 | 13 | 244.5003 | 5845 | 71.96 | 69.08 | 1003 | 71.96 | 0 | 1085.3495 | Cooling | 180.8916 | #N/A | #N/A | #N/A | #N/A | 0 | 0 | 0 | 0 | 0 | 1085.3495 | #N/A | #N/A | 88 | #N/A | #N/A | #N/A | #N/A | 0.603% | 1 | 50% | 0% | 0% | 0% | 8.2745 | 0 | 0 | 0 | 8.2745 | #N/A
2007-09-01 14:00 | 9 | 1 | 14 | 244.542 | 5846 | 71.96 | 71.06 | 1002 | 71.96 | 0 | 1047.3288 | Cooling | 174.5548 | #N/A | #N/A | #N/A | #N/A | 0 | 0 | 0 | 0 | 0 | 1047.3288 | #N/A | #N/A | 88 | #N/A | #N/A | #N/A | #N/A | 0.5818% | 1 | 50% | 0% | 0% | 0% | 8.2745 | 0 | 0 | 0 | 8.2745 | #N/A
2007-09-01 15:00 | 9 | 1 | 15 | 244.5837 | 5847 | 73.04 | 69.98 | 1002 | 73.04 | 0 | 1161.8814 | Cooling | 193.6469 | #N/A | #N/A | #N/A | #N/A | 0 | 0 | 0 | 0 | 0 | 1161.8814 | #N/A | #N/A | 88 | #N/A | #N/A | #N/A | #N/A | 0.6455% | 1 | 50% | 0% | 0% | 0% | 8.2745 | 0 | 0 | 0 | 8.2745 | #N/A
2007-09-01 16:00 | 9 | 1 | 16 | 244.6253 | 5848 | 73.04 | 69.98 | 1002 | 73.04 | 0 | 1329.0543 | Cooling | 221.509 | #N/A | #N/A | #N/A | #N/A | 0 | 0 | 0 | 0 | 0 | 1329.0543 | #N/A | #N/A | 88 | #N/A | #N/A | #N/A | #N/A | 0.7384% | 1 | 50% | 0% | 0% | 0% | 8.2745 | 0 | 0 | 0 | 8.2745 | #N/A
2007-09-01 17:00 | 9 | 1 | 17 | 244.667 | 5849 | 73.04 | 69.98 | 1002 | 73.04 | 0 | 1403.7646 | Cooling | 233.9608 | #N/A | #N/A | #N/A | #N/A | 0 | 0 | 0 | 0 | 0 | 1403.7646 | #N/A | #N/A | 88 | #N/A | #N/A | #N/A | #N/A | 0.7799% | 1 | 50% | 0% | 0% | 0% | 8.2745 | 0 | 0 | 0 | 8.2745 | #N/A
2007-09-01 18:00 | 9 | 1 | 18 | 244.7087 | 5850 | 69.98 | 69.98 | 1002 | 69.98 | 0 | 1320.3404 | Cooling | 220.0567 | #N/A | #N/A | #N/A | #N/A | 0 | 0 | 0 | 0 | 0 | 1320.3404 | #N/A | #N/A | 88 | #N/A | #N/A | #N/A | #N/A | 0.7335% | 1 | 50% | 0% | 0% | 0% | 8.2745 | 0 | 0 | 0 | 8.2745 | #N/A
2007-09-01 19:00 | 9 | 1 | 19 | 244.7503 | 5851 | 66.02 | 71.06 | 1002 | 66.02 | 0 | 2340.133 | Cooling | 390.0222 | #N/A | #N/A | #N/A | #N/A | 0 | 0 | 0 | 0 | 0 | 2340.133 | #N/A | #N/A | 88 | #N/A | #N/A | #N/A | #N/A | 1.3% | 1 | 50% | 0% | 0% | 0% | 8.2745 | 0 | 0 | 0 | 8.2745 | #N/A
2007-09-01 20:00 | 9 | 1 | 20 | 244.792 | 5852 | 66.02 | 69.98 | 1002 | 66.02 | 0 | 2037.6095 | Cooling | 339.6016 | #N/A | #N/A | #N/A | #N/A | 0 | 0 | 0 | 0 | 0 | 2037.6095 | #N/A | #N/A | 88 | #N/A | #N/A | #N/A | #N/A | 1.132% | 1 | 50% | 0% | 0% | 0% | 8.2745 | 0 | 0 | 0 | 8.2745 | #N/A
2007-09-01 21:00 | 9 | 1 | 21 | 244.8337 | 5853 | 60.08 | 69.98 | 1002 | 60.08 | 0 | 1751.0448 | Cooling | 291.8408 | #N/A | #N/A | #N/A | #N/A | 0 | 0 | 0 | 0 | 0 | 1751.0448 | #N/A | #N/A | 88 | #N/A | #N/A | #N/A | #N/A | 0.9728% | 1 | 50% | 0% | 0% | 0% | 8.2745 | 0 | 0 | 0 | 8.2745 | #N/A
2007-09-01 22:00 | 9 | 1 | 22 | 244.8753 | 5854 | 57.02 | 69.08 | 1002 | 57.02 | 0 | 1391.9777 | Cooling | 231.9963 | #N/A | #N/A | #N/A | #N/A | 0 | 0 | 0 | 0 | 0 | 1391.9777 | #N/A | #N/A | 88 | #N/A | #N/A | #N/A | #N/A | 0.7733% | 1 | 50% | 0% | 0% | 0% | 8.2745 | 0 | 0 | 0 | 8.2745 | #N/A
2007-09-01 23:00 | 9 | 1 | 23 | 244.917 | 5855 | 57.02 | 69.98 | 1002 | 57.02 | 0 | 1276.684 | Cooling | 212.7807 | #N/A | #N/A | #N/A | #N/A | 0 | 0 | 0 | 0 | 0 | 1276.684 | #N/A | #N/A | 88 | #N/A | #N/A | #N/A | #N/A | 0.7093% | 1 | 50% | 0% | 0% | 0% | 8.2745 | 0 | 0 | 0 | 8.2745 | #N/A
2007-09-02 | 9 | 2 | 0 | 244.9587 | 5856 | 55.94 | 69.08 | 1002 | 55.94 | 0 | 1459.6091 | Cooling | 243.2682 | #N/A | #N/A | #N/A | #N/A | 0 | 0 | 0 | 0 | 0 | 1459.6091 | #N/A | #N/A | 88 | #N/A | #N/A | #N/A | #N/A | 0.8109% | 1 | 50% | 0% | 0% | 0% | 8.2745 | 0 | 0 | 0 | 8.2745 | #N/A
2007-09-02 01:00 | 9 | 2 | 1 | 245.0003 | 5857 | 53.96 | 69.08 | 1001 | 53.96 | 0 | 1029.5979 | Cooling | 171.5997 | #N/A | #N/A | #N/A | #N/A | 0 | 0 | 0 | 0 | 0 | 1029.5979 | #N/A | #N/A | 88 | #N/A | #N/A | #N/A | #N/A | 0.572% | 1 | 50% | 0% | 0% | 0% | 8.2745 | 0 | 0 | 0 | 8.2745 | #N/A
2007-09-02 02:00 | 9 | 2 | 2 | 245.042 | 5858 | 53.96 | 69.08 | 1001 | 53.96 | 0 | 803.8895 | Cooling | 133.9816 | #N/A | #N/A | #N/A | #N/A | 0 | 0 | 0 | 0 | 0 | 803.8895 | #N/A | #N/A | 88 | #N/A | #N/A | #N/A | #N/A | 0.4466% | 1 | 50% | 0% | 0% | 0% | 8.2745 | 0 | 0 | 0 | 8.2745 | #N/A
2007-09-02 03:00 | 9 | 2 | 3 | 245.0837 | 5859 | 48.92 | 66.92 | 1001 | 48.92 | 0 | 649.0697 | Cooling | 108.1783 | #N/A | #N/A | #N/A | #N/A | 0 | 0 | 0 | 0 | 0 | 649.0697 | #N/A | #N/A | 88 | #N/A | #N/A | #N/A | #N/A | 0.3606% | 1 | 50% | 0% | 0% | 0% | 8.2745 | 0 | 0 | 0 | 8.2745 | #N/A
2007-09-02 04:00 | 9 | 2 | 4 | 245.1253 | 5860 | 48.02 | 68 | 1001 | 48.02 | 0 | 604.0245 | Cooling | 100.6708 | #N/A | #N/A | #N/A | #N/A | 0 | 0 | 0 | 0 | 0 | 604.0245 | #N/A | #N/A | 88 | #N/A | #N/A | #N/A | #N/A | 0.3356% | 1 | 50% | 0% | 0% | 0% | 8.2745 | 0 | 0 | 0 | 8.2745 | #N/A
2007-09-02 05:00 | 9 | 2 | 5 | 245.167 | 5861 | 48.02 | 68 | 1001 | 48.02 | 0 | 714.9723 | Cooling | 119.1621 | #N/A | #N/A | #N/A | #N/A | 0 | 0 | 0 | 0 | 0 | 714.9723 | #N/A | #N/A | 88 | #N/A | #N/A | #N/A | #N/A | 0.3972% | 1 | 50% | 0% | 0% | 0% | 8.2745 | 0 | 0 | 0 | 8.2745 | #N/A
2007-09-02 06:00 | 9 | 2 | 6 | 245.2087 | 5862 | 46.94 | 66.92 | 1001 | 46.94 | 0 | 3201.2004 | Cooling | 533.5334 | #N/A | #N/A | #N/A | #N/A | 0 | 0 | 0 | 0 | 0 | 3201.2004 | #N/A | #N/A | 88 | #N/A | #N/A | #N/A | #N/A | 1.778% | 1 | 50% | 0% | 0% | 0% | 8.2745 | 0 | 0 | 0 | 8.2745 | #N/A
2007-09-02 07:00 | 9 | 2 | 7 | 245.2503 | 5863 | 53.06 | 69.08 | 1001 | 53.06 | 0 | 3483.445 | Cooling | 580.5742 | #N/A | #N/A | #N/A | #N/A | 0 | 0 | 0 | 0 | 0 | 3483.445 | #N/A | #N/A | 88 | #N/A | #N/A | #N/A | #N/A | 1.935% | 1 | 50% | 0% | 0% | 0% | 8.2745 | 0 | 0 | 0 | 8.2745 | #N/A
2007-09-02 08:00 | 9 | 2 | 8 | 245.292 | 5864 | 53.06 | 69.08 | 1001 | 53.06 | 0 | 3893.2342 | Cooling | 648.8724 | #N/A | #N/A | #N/A | #N/A | 0 | 0 | 0 | 0 | 0 | 3893.2342 | #N/A | #N/A | 88 | #N/A | #N/A | #N/A | #N/A | 2.163% | 1 | 50% | 0% | 0% | 0% | 8.2745 | 0 | 0 | 0 | 8.2745 | #N/A
2007-09-02 09:00 | 9 | 2 | 9 | 245.3337 | 5865 | 60.98 | 71.06 | 1002 | 60.98 | 0 | 3861.2282 | Cooling | 643.538 | #N/A | #N/A | #N/A | #N/A | 0 | 0 | 0 | 0 | 0 | 3861.2282 | #N/A | #N/A | 88 | #N/A | #N/A | #N/A | #N/A | 2.145% | 1 | 50% | 0% | 0% | 0% | 8.2745 | 0 | 0 | 0 | 8.2745 | #N/A
2007-09-02 10:00 | 9 | 2 | 10 | 245.3753 | 5866 | 66.02 | 69.98 | 1001 | 66.02 | 0 | 3437.7517 | Cooling | 572.9586 | #N/A | #N/A | #N/A | #N/A | 0 | 0 | 0 | 0 | 0 | 3437.7517 | #N/A | #N/A | 88 | #N/A | #N/A | #N/A | #N/A | 1.91% | 1 | 50% | 0% | 0% | 0% | 8.2745 | 0 | 0 | 0 | 8.2745 | #N/A
2007-09-02 11:00 | 9 | 2 | 11 | 245.417 | 5867 | 66.02 | 71.96 | 1001 | 66.02 | 0 | 3237.5869 | Cooling | 539.5978 | #N/A | #N/A | #N/A | #N/A | 0 | 0 | 0 | 0 | 0 | 3237.5869 | #N/A | #N/A | 88 | #N/A | #N/A | #N/A | #N/A | 1.799% | 1 | 50% | 0% | 0% | 0% | 8.2745 | 0 | 0 | 0 | 8.2745 | #N/A
2007-09-02 12:00 | 9 | 2 | 12 | 245.4587 | 5868 | 69.98 | 71.96 | 1000 | 69.98 | 0 | 3130.5033 | Cooling | 521.7506 | #N/A | #N/A | #N/A | #N/A | 0 | 0 | 0 | 0 | 0 | 3130.5033 | #N/A | #N/A | 88 | #N/A | #N/A | #N/A | #N/A | 1.739% | 1 | 50% | 0% | 0% | 0% | 8.2745 | 0 | 0 | 0 | 8.2745 | #N/A
2007-09-02 13:00 | 9 | 2 | 13 | 245.5003 | 5869 | 73.04 | 71.96 | 1000 | 73.04 | 0 | 3271.2293 | Cooling | 545.2049 | #N/A | #N/A | #N/A | #N/A | 0 | 0 | 0 | 0 | 0 | 3271.2293 | #N/A | #N/A | 88 | #N/A | #N/A | #N/A | #N/A | 1.817% | 1 | 50% | 0% | 0% | 0% | 8.2745 | 0 | 0 | 0 | 8.2745 | #N/A
2007-09-02 14:00 | 9 | 2 | 14 | 245.542 | 5870 | 73.04 | 71.06 | 1000 | 73.04 | 0 | 3502.0579 | Cooling | 583.6763 | #N/A | #N/A | #N/A | #N/A | 0 | 0 | 0 | 0 | 0 | 3502.0579 | #N/A | #N/A | 88 | #N/A | #N/A | #N/A | #N/A | 1.946% | 1 | 50% | 0% | 0% | 0% | 8.2745 | 0 | 0 | 0 | 8.2745 | #N/A
2007-09-02 15:00 | 9 | 2 | 15 | 245.5837 | 5871 | 75.92 | 69.98 | 1000 | 75.92 | 0 | 3422.7473 | Cooling | 570.4579 | #N/A | #N/A | #N/A | #N/A | 0 | 0 | 0 | 0 | 0 | 3422.7473 | #N/A | #N/A | 88 | #N/A | #N/A | #N/A | #N/A | 1.902% | 1 | 50% | 0% | 0% | 0% | 8.2745 | 0 | 0 | 0 | 8.2745 | #N/A
2007-09-02 16:00 | 9 | 2 | 16 | 245.6253 | 5872 | 75.92 | 68 | 1000 | 75.92 | 0 | 3889.17 | Cooling | 648.195 | #N/A | #N/A | #N/A | #N/A | 0 | 0 | 0 | 0 | 0 | 3889.17 | #N/A | #N/A | 88 | #N/A | #N/A | #N/A | #N/A | 2.161% | 1 | 50% | 0% | 0% | 0% | 8.2745 | 0 | 0 | 0 | 8.2745 | #N/A
2007-09-02 17:00 | 9 | 2 | 17 | 245.667 | 5873 | 75.92 | 66.02 | 1000 | 75.92 | 0 | 3896.4547 | Cooling | 649.4091 | #N/A | #N/A | #N/A | #N/A | 0 | 0 | 0 | 0 | 0 | 3896.4547 | #N/A | #N/A | 88 | #N/A | #N/A | #N/A | #N/A | 2.165% | 1 | 50% | 0% | 0% | 0% | 8.2745 | 0 | 0 | 0 | 8.2745 | #N/A
2007-09-02 18:00 | 9 | 2 | 18 | 245.7087 | 5874 | 71.96 | 66.02 | 999 | 71.96 | 0 | 3659.3252 | Cooling | 609.8875 | #N/A | #N/A | #N/A | #N/A | 0 | 0 | 0 | 0 | 0 | 3659.3252 | #N/A | #N/A | 88 | #N/A | #N/A | #N/A | #N/A | 2.033% | 1 | 50% | 0% | 0% | 0% | 8.2745 | 0 | 0 | 0 | 8.2745 | #N/A
2007-09-02 19:00 | 9 | 2 | 19 | 245.7503 | 5875 | 69.98 | 64.94 | 1000 | 69.98 | 0 | 3392.7295 | Cooling | 565.4549 | #N/A | #N/A | #N/A | #N/A | 0 | 0 | 0 | 0 | 0 | 3392.7295 | #N/A | #N/A | 88 | #N/A | #N/A | #N/A | #N/A | 1.885% | 1 | 50% | 0% | 0% | 0% | 8.2745 | 0 | 0 | 0 | 8.2745 | #N/A
2007-09-02 20:00 | 9 | 2 | 20 | 245.792 | 5876 | 69.98 | 64.94 | 1000 | 69.98 | 0 | 3026.7834 | Cooling | 504.4639 | #N/A | #N/A | #N/A | #N/A | 0 | 0 | 0 | 0 | 0 | 3026.7834 | #N/A | #N/A | 88 | #N/A | #N/A | #N/A | #N/A | 1.682% | 1 | 50% | 0% | 0% | 0% | 8.2745 | 0 | 0 | 0 | 8.2745 | #N/A
2007-09-02 21:00 | 9 | 2 | 21 | 245.8337 | 5877 | 62.96 | 64.04 | 1000 | 62.96 | 0 | 2668.2443 | Cooling | 444.7074 | #N/A | #N/A | #N/A | #N/A | 0 | 0 | 0 | 0 | 0 | 2668.2443 | #N/A | #N/A | 88 | #N/A | #N/A | #N/A | #N/A | 1.482% | 1 | 50% | 0% | 0% | 0% | 8.2745 | 0 | 0 | 0 | 8.2745 | #N/A
2007-09-02 22:00 | 9 | 2 | 22 | 245.8753 | 5878 | 62.96 | 62.96 | 1000 | 62.96 | 0 | 509.6018 | Cooling | 84.9336 | #N/A | #N/A | #N/A | #N/A | 0 | 0 | 0 | 0 | 0 | 509.6018 | #N/A | #N/A | 88 | #N/A | #N/A | #N/A | #N/A | 0.2831% | 1 | 50% | 0% | 0% | 0% | 8.2745 | 0 | 0 | 0 | 8.2745 | #N/A
2007-09-02 23:00 | 9 | 2 | 23 | 245.917 | 5879 | 62.96 | 62.06 | 1000 | 62.96 | 0 | 563.6 | Cooling | 93.9333 | #N/A | #N/A | #N/A | #N/A | 0 | 0 | 0 | 0 | 0 | 563.6 | #N/A | #N/A | 88 | #N/A | #N/A | #N/A | #N/A | 0.3131% | 1 | 50% | 0% | 0% | 0% | 8.2745 | 0 | 0 | 0 | 8.2745 | #N/A
2007-09-03 | 9 | 3 | 0 | 245.9587 | 5880 | 59 | 60.98 | 1001 | 59 | 0 | 488.4564 | Cooling | 81.4094 | #N/A | #N/A | #N/A | #N/A | 0 | 0 | 0 | 0 | 0 | 488.4564 | #N/A | #N/A | 88 | #N/A | #N/A | #N/A | #N/A | 0.2714% | 1 | 50% | 0% | 0% | 0% | 8.2745 | 0 | 0 | 0 | 8.2745 | #N/A
2007-09-03 01:00 | 9 | 3 | 1 | 246.0003 | 5881 | 60.08 | 60.98 | 1001 | 60.08 | 0 | 428.0676 | Cooling | 71.3446 | #N/A | #N/A | #N/A | #N/A | 0 | 0 | 0 | 0 | 0 | 428.0676 | #N/A | #N/A | 88 | #N/A | #N/A | #N/A | #N/A | 0.2378% | 1 | 50% | 0% | 0% | 0% | 8.2745 | 0 | 0 | 0 | 8.2745 | #N/A
2007-09-03 02:00 | 9 | 3 | 2 | 246.042 | 5882 | 60.08 | 62.06 | 1000 | 60.08 | 0 | 449.2991 | Cooling | 74.8832 | #N/A | #N/A | #N/A | #N/A | 0 | 0 | 0 | 0 | 0 | 449.2991 | #N/A | #N/A | 88 | #N/A | #N/A | #N/A | #N/A | 0.2496% | 1 | 50% | 0% | 0% | 0% | 8.2745 | 0 | 0 | 0 | 8.2745 | #N/A
2007-09-03 03:00 | 9 | 3 | 3 | 246.0837 | 5883 | 60.08 | 60.98 | 1000 | 60.08 | 0 | 422.7772 | Cooling | 70.4629 | #N/A | #N/A | #N/A | #N/A | 0 | 0 | 0 | 0 | 0 | 422.7772 | #N/A | #N/A | 88 | #N/A | #N/A | #N/A | #N/A | 0.2349% | 1 | 50% | 0% | 0% | 0% | 8.2745 | 0 | 0 | 0 | 8.2745 | #N/A
2007-09-03 04:00 | 9 | 3 | 4 | 246.1253 | 5884 | 59 | 60.98 | 1000 | 59 | 0 | 387.9717 | Cooling | 64.662 | #N/A | #N/A | #N/A | #N/A | 0 | 0 | 0 | 0 | 0 | 387.9717 | #N/A | #N/A | 88 | #N/A | #N/A | #N/A | #N/A | 0.2155% | 1 | 50% | 0% | 0% | 0% | 8.2745 | 0 | 0 | 0 | 8.2745 | #N/A
2007-09-03 05:00 | 9 | 3 | 5 | 246.167 | 5885 | 59 | 60.08 | 1000 | 59 | 0 | 412.8805 | Cooling | 68.8134 | #N/A | #N/A | #N/A | #N/A | 0 | 0 | 0 | 0 | 0 | 412.8805 | #N/A | #N/A | 88 | #N/A | #N/A | #N/A | #N/A | 0.2294% | 1 | 50% | 0% | 0% | 0% | 8.2745 | 0 | 0 | 0 | 8.2745 | #N/A
2007-09-03 06:00 | 9 | 3 | 6 | 246.2087 | 5886 | 57.92 | 60.08 | 1001 | 57.92 | 0 | 1911.0982 | Cooling | 318.5164 | #N/A | #N/A | #N/A | #N/A | 0 | 0 | 0 | 0 | 0 | 1911.0982 | #N/A | #N/A | 88 | #N/A | #N/A | #N/A | #N/A | 1.062% | 1 | 50% | 0% | 0% | 0% | 8.2745 | 0 | 0 | 0 | 8.2745 | #N/A
2007-09-03 07:00 | 9 | 3 | 7 | 246.2503 | 5887 | 60.98 | 60.08 | 1001 | 60.98 | 0 | 1911.9979 | Cooling | 318.6663 | #N/A | #N/A | #N/A | #N/A | 0 | 0 | 0 | 0 | 0 | 1911.9979 | #N/A | #N/A | 88 | #N/A | #N/A | #N/A | #N/A | 1.062% | 1 | 50% | 0% | 0% | 0% | 8.2745 | 0 | 0 | 0 | 8.2745 | #N/A
2007-09-03 08:00 | 9 | 3 | 8 | 246.292 | 5888 | 60.98 | 60.98 | 1000 | 60.98 | 0 | 2237.947 | Cooling | 372.9912 | #N/A | #N/A | #N/A | #N/A | 0 | 0 | 0 | 0 | 0 | 2237.947 | #N/A | #N/A | 88 | #N/A | #N/A | #N/A | #N/A | 1.243% | 1 | 50% | 0% | 0% | 0% | 8.2745 | 0 | 0 | 0 | 8.2745 | #N/A
2007-09-03 09:00 | 9 | 3 | 9 | 246.3337 | 5889 | 66.92 | 60.08 | 1000 | 66.92 | 0 | 2365.4627 | Cooling | 394.2438 | #N/A | #N/A | #N/A | #N/A | 0 | 0 | 0 | 0 | 0 | 2365.4627 | #N/A | #N/A | 88 | #N/A | #N/A | #N/A | #N/A | 1.314% | 1 | 50% | 0% | 0% | 0% | 8.2745 | 0 | 0 | 0 | 8.2745 | #N/A
2007-09-03 10:00 | 9 | 3 | 10 | 246.3753 | 5890 | 71.06 | 60.08 | 1001 | 71.06 | 0 | 2392.9842 | Cooling | 398.8307 | #N/A | #N/A | #N/A | #N/A | 0 | 0 | 0 | 0 | 0 | 2392.9842 | #N/A | #N/A | 88 | #N/A | #N/A | #N/A | #N/A | 1.329% | 1 | 50% | 0% | 0% | 0% | 8.2745 | 0 | 0 | 0 | 8.2745 | #N/A
2007-09-03 11:00 | 9 | 3 | 11 | 246.417 | 5891 | 71.06 | 60.08 | 1001 | 71.06 | 0 | 2522.3871 | Cooling | 420.3978 | #N/A | #N/A | #N/A | #N/A | 0 | 0 | 0 | 0 | 0 | 2522.3871 | #N/A | #N/A | 88 | #N/A | #N/A | #N/A | #N/A | 1.401% | 1 | 50% | 0% | 0% | 0% | 8.2745 | 0 | 0 | 0 | 8.2745 | #N/A
2007-09-03 12:00 | 9 | 3 | 12 | 246.4587 | 5892 | 78.98 | 60.08 | 1000 | 78.98 | 0 | 2508.7602 | Cooling | 418.1267 | #N/A | #N/A | #N/A | #N/A | 0 | 0 | 0 | 0 | 0 | 2508.7602 | #N/A | #N/A | 88 | #N/A | #N/A | #N/A | #N/A | 1.394% | 1 | 50% | 0% | 0% | 0% | 8.2745 | 0 | 0 | 0 | 8.2745 | #N/A
2007-09-03 13:00 | 9 | 3 | 13 | 246.5003 | 5893 | 80.06 | 60.98 | 1000 | 80.06 | 0 | 2701.661 | Cooling | 450.2768 | #N/A | #N/A | #N/A | #N/A | 0 | 0 | 0 | 0 | 0 | 2701.661 | #N/A | #N/A | 88 | #N/A | #N/A | #N/A | #N/A | 1.501% | 1 | 50% | 0% | 0% | 0% | 8.2745 | 0 | 0 | 0 | 8.2745 | #N/A
2007-09-03 14:00 | 9 | 3 | 14 | 246.542 | 5894 | 80.06 | 60.98 | 999 | 80.06 | 0 | 2829.1635 | Cooling | 471.5272 | #N/A | #N/A | #N/A | #N/A | 0 | 0 | 0 | 0 | 0 | 2829.1635 | #N/A | #N/A | 88 | #N/A | #N/A | #N/A | #N/A | 1.572% | 1 | 50% | 0% | 0% | 0% | 8.2745 | 0 | 0 | 0 | 8.2745 | #N/A
2007-09-03 15:00 | 9 | 3 | 15 | 246.5837 | 5895 | 82.04 | 62.06 | 998 | 82.04 | 0 | 3102.7312 | Cooling | 517.1219 | #N/A | #N/A | #N/A | #N/A | 0 | 0 | 0 | 0 | 0 | 3102.7312 | #N/A | #N/A | 88 | #N/A | #N/A | #N/A | #N/A | 1.724% | 1 | 50% | 0% | 0% | 0% | 8.2745 | 0 | 0 | 0 | 8.2745 | #N/A
2007-09-03 16:00 | 9 | 3 | 16 | 246.6253 | 5896 | 82.04 | 62.06 | 998 | 82.04 | 0 | 3426.2075 | Cooling | 571.0346 | #N/A | #N/A | #N/A | #N/A | 0 | 0 | 0 | 0 | 0 | 3426.2075 | #N/A | #N/A | 88 | #N/A | #N/A | #N/A | #N/A | 1.903% | 1 | 50% | 0% | 0% | 0% | 8.2745 | 0 | 0 | 0 | 8.2745 | #N/A
2007-09-03 17:00 | 9 | 3 | 17 | 246.667 | 5897 | 82.04 | 62.96 | 997 | 82.04 | 0 | 3474.7334 | Cooling | 579.1222 | #N/A | #N/A | #N/A | #N/A | 0 | 0 | 0 | 0 | 0 | 3474.7334 | #N/A | #N/A | 88 | #N/A | #N/A | #N/A | #N/A | 1.93% | 1 | 50% | 0% | 0% | 0% | 8.2745 | 0 | 0 | 0 | 8.2745 | #N/A
2007-09-03 18:00 | 9 | 3 | 18 | 246.7087 | 5898 | 78.98 | 62.06 | 997 | 78.98 | 0 | 3029.0548 | Cooling | 504.8425 | #N/A | #N/A | #N/A | #N/A | 0 | 0 | 0 | 0 | 0 | 3029.0548 | #N/A | #N/A | 88 | #N/A | #N/A | #N/A | #N/A | 1.683% | 1 | 50% | 0% | 0% | 0% | 8.2745 | 0 | 0 | 0 | 8.2745 | #N/A
2007-09-03 19:00 | 9 | 3 | 19 | 246.7503 | 5899 | 73.04 | 62.06 | 997 | 73.04 | 0 | 2606.6173 | Cooling | 434.4362 | #N/A | #N/A | #N/A | #N/A | 0 | 0 | 0 | 0 | 0 | 2606.6173 | #N/A | #N/A | 88 | #N/A | #N/A | #N/A | #N/A | 1.448% | 1 | 50% | 0% | 0% | 0% | 8.2745 | 0 | 0 | 0 | 8.2745 | #N/A
2007-09-03 20:00 | 9 | 3 | 20 | 246.792 | 5900 | 73.04 | 62.06 | 997 | 73.04 | 0 | 2406.555 | Cooling | 401.0925 | #N/A | #N/A | #N/A | #N/A | 0 | 0 | 0 | 0 | 0 | 2406.555 | #N/A | #N/A | 88 | #N/A | #N/A | #N/A | #N/A | 1.337% | 1 | 50% | 0% | 0% | 0% | 8.2745 | 0 | 0 | 0 | 8.2745 | #N/A
2007-09-03 21:00 | 9 | 3 | 21 | 246.8337 | 5901 | 69.08 | 62.06 | 997 | 69.08 | 0 | 2269.0105 | Cooling | 378.1684 | #N/A | #N/A | #N/A | #N/A | 0 | 0 | 0 | 0 | 0 | 2269.0105 | #N/A | #N/A | 88 | #N/A | #N/A | #N/A | #N/A | 1.261% | 1 | 50% | 0% | 0% | 0% | 8.2745 | 0 | 0 | 0 | 8.2745 | #N/A
2007-09-03 22:00 | 9 | 3 | 22 | 246.8753 | 5902 | 66.02 | 62.06 | 997 | 66.02 | 0 | 395.5103 | Cooling | 65.9184 | #N/A | #N/A | #N/A | #N/A | 0 | 0 | 0 | 0 | 0 | 395.5103 | #N/A | #N/A | 88 | #N/A | #N/A | #N/A | #N/A | 0.2197% | 1 | 50% | 0% | 0% | 0% | 8.2745 | 0 | 0 | 0 | 8.2745 | #N/A
2007-09-03 23:00 | 9 | 3 | 23 | 246.917 | 5903 | 66.02 | 64.04 | 996 | 66.02 | 0 | 519.8338 | Cooling | 86.639 | #N/A | #N/A | #N/A | #N/A | 0 | 0 | 0 | 0 | 0 | 519.8338 | #N/A | #N/A | 88 | #N/A | #N/A | #N/A | #N/A | 0.2888% | 1 | 50% | 0% | 0% | 0% | 8.2745 | 0 | 0 | 0 | 8.2745 | #N/A
2007-09-04 | 9 | 4 | 0 | 246.9587 | 5904 | 62.06 | 62.96 | 996 | 62.06 | 0 | 473.8675 | Cooling | 78.9779 | #N/A | #N/A | #N/A | #N/A | 0 | 0 | 0 | 0 | 0 | 473.8675 | #N/A | #N/A | 88 | #N/A | #N/A | #N/A | #N/A | 0.2633% | 1 | 50% | 0% | 0% | 0% | 8.2745 | 0 | 0 | 0 | 8.2745 | #N/A
2007-09-04 01:00 | 9 | 4 | 1 | 247.0003 | 5905 | 62.06 | 62.96 | 996 | 62.06 | 0 | 449.6928 | Cooling | 74.9488 | #N/A | #N/A | #N/A | #N/A | 0 | 0 | 0 | 0 | 0 | 449.6928 | #N/A | #N/A | 88 | #N/A | #N/A | #N/A | #N/A | 0.2498% | 1 | 50% | 0% | 0% | 0% | 8.2745 | 0 | 0 | 0 | 8.2745 | #N/A
2007-09-04 02:00 | 9 | 4 | 2 | 247.042 | 5906 | 62.06 | 62.96 | 996 | 62.06 | 0 | 440.1173 | Cooling | 73.3529 | #N/A | #N/A | #N/A | #N/A | 0 | 0 | 0 | 0 | 0 | 440.1173 | #N/A | #N/A | 88 | #N/A | #N/A | #N/A | #N/A | 0.2445% | 1 | 50% | 0% | 0% | 0% | 8.2745 | 0 | 0 | 0 | 8.2745 | #N/A
2007-09-04 03:00 | 9 | 4 | 3 | 247.0837 | 5907 | 64.94 | 62.96 | 995 | 64.94 | 0 | 428.3118 | Cooling | 71.3853 | #N/A | #N/A | #N/A | #N/A | 0 | 0 | 0 | 0 | 0 | 428.3118 | #N/A | #N/A | 88 | #N/A | #N/A | #N/A | #N/A | 0.238% | 1 | 50% | 0% | 0% | 0% | 8.2745 | 0 | 0 | 0 | 8.2745 | #N/A
2007-09-04 04:00 | 9 | 4 | 4 | 247.1253 | 5908 | 62.96 | 62.96 | 996 | 62.96 | 0 | 422.1418 | Cooling | 70.357 | #N/A | #N/A | #N/A | #N/A | 0 | 0 | 0 | 0 | 0 | 422.1418 | #N/A | #N/A | 88 | #N/A | #N/A | #N/A | #N/A | 0.2345% | 1 | 50% | 0% | 0% | 0% | 8.2745 | 0 | 0 | 0 | 8.2745 | #N/A
2007-09-04 05:00 | 9 | 4 | 5 | 247.167 | 5909 | 62.96 | 64.04 | 996 | 62.96 | 0 | 506.4533 | Cooling | 84.4089 | #N/A | #N/A | #N/A | #N/A | 0 | 0 | 0 | 0 | 0 | 506.4533 | #N/A | #N/A | 88 | #N/A | #N/A | #N/A | #N/A | 0.2814% | 1 | 50% | 0% | 0% | 0% | 8.2745 | 0 | 0 | 0 | 8.2745 | #N/A
2007-09-04 06:00 | 9 | 4 | 6 | 247.2087 | 5910 | 60.98 | 64.04 | 997 | 60.98 | 0 | 2498.0883 | Cooling | 416.3481 | #N/A | #N/A | #N/A | #N/A | 0 | 0 | 0 | 0 | 0 | 2498.0883 | #N/A | #N/A | 88 | #N/A | #N/A | #N/A | #N/A | 1.388% | 1 | 50% | 0% | 0% | 0% | 8.2745 | 0 | 0 | 0 | 8.2745 | #N/A
2007-09-04 07:00 | 9 | 4 | 7 | 247.2503 | 5911 | 62.06 | 62.96 | 997 | 62.06 | 0 | 2297.7052 | Cooling | 382.9509 | #N/A | #N/A | #N/A | #N/A | 0 | 0 | 0 | 0 | 0 | 2297.7052 | #N/A | #N/A | 88 | #N/A | #N/A | #N/A | #N/A | 1.277% | 1 | 50% | 0% | 0% | 0% | 8.2745 | 0 | 0 | 0 | 8.2745 | #N/A
2007-09-04 08:00 | 9 | 4 | 8 | 247.292 | 5912 | 62.06 | 62.06 | 998 | 62.06 | 0 | 2521.2337 | Cooling | 420.2056 | #N/A | #N/A | #N/A | #N/A | 0 | 0 | 0 | 0 | 0 | 2521.2337 | #N/A | #N/A | 88 | #N/A | #N/A | #N/A | #N/A | 1.401% | 1 | 50% | 0% | 0% | 0% | 8.2745 | 0 | 0 | 0 | 8.2745 | #N/A
2007-09-04 09:00 | 9 | 4 | 9 | 247.3337 | 5913 | 66.02 | 60.08 | 998 | 66.02 | 0 | 2331.4022 | Cooling | 388.567 | #N/A | #N/A | #N/A | #N/A | 0 | 0 | 0 | 0 | 0 | 2331.4022 | #N/A | #N/A | 88 | #N/A | #N/A | #N/A | #N/A | 1.295% | 1 | 50% | 0% | 0% | 0% | 8.2745 | 0 | 0 | 0 | 8.2745 | #N/A
2007-09-04 10:00 | 9 | 4 | 10 | 247.3753 | 5914 | 66.92 | 57.92 | 999 | 66.92 | 0 | 1861.6549 | Cooling | 310.2758 | #N/A | #N/A | #N/A | #N/A | 0 | 0 | 0 | 0 | 0 | 1861.6549 | #N/A | #N/A | 88 | #N/A | #N/A | #N/A | #N/A | 1.034% | 1 | 50% | 0% | 0% | 0% | 8.2745 | 0 | 0 | 0 | 8.2745 | #N/A
2007-09-04 11:00 | 9 | 4 | 11 | 247.417 | 5915 | 69.08 | 57.02 | 999 | 69.08 | 0 | 1671.3256 | Cooling | 278.5543 | #N/A | #N/A | #N/A | #N/A | 0 | 0 | 0 | 0 | 0 | 1671.3256 | #N/A | #N/A | 88 | #N/A | #N/A | #N/A | #N/A | 0.9285% | 1 | 50% | 0% | 0% | 0% | 8.2745 | 0 | 0 | 0 | 8.2745 | #N/A
2007-09-04 12:00 | 9 | 4 | 12 | 247.4587 | 5916 | 71.96 | 55.94 | 1000 | 71.96 | 0 | 1646.3344 | Cooling | 274.3891 | #N/A | #N/A | #N/A | #N/A | 0 | 0 | 0 | 0 | 0 | 1646.3344 | #N/A | #N/A | 88 | #N/A | #N/A | #N/A | #N/A | 0.9146% | 1 | 50% | 0% | 0% | 0% | 8.2745 | 0 | 0 | 0 | 8.2745 | #N/A
2007-09-04 13:00 | 9 | 4 | 13 | 247.5003 | 5917 | 73.04 | 53.06 | 1001 | 73.04 | 0 | 1171.7236 | Cooling | 195.2873 | #N/A | #N/A | #N/A | #N/A | 0 | 0 | 0 | 0 | 0 | 1171.7236 | #N/A | #N/A | 88 | #N/A | #N/A | #N/A | #N/A | 0.651% | 1 | 50% | 0% | 0% | 0% | 8.2745 | 0 | 0 | 0 | 8.2745 | #N/A
2007-09-04 14:00 | 9 | 4 | 14 | 247.542 | 5918 | 73.04 | 53.06 | 1002 | 73.04 | 0 | 807.3785 | Cooling | 134.5631 | #N/A | #N/A | #N/A | #N/A | 0 | 0 | 0 | 0 | 0 | 807.3785 | #N/A | #N/A | 88 | #N/A | #N/A | #N/A | #N/A | 0.4485% | 1 | 50% | 0% | 0% | 0% | 8.2745 | 0 | 0 | 0 | 8.2745 | #N/A
2007-09-04 15:00 | 9 | 4 | 15 | 247.5837 | 5919 | 73.94 | 51.08 | 1003 | 73.94 | 0 | 590.3942 | Cooling | 98.399 | #N/A | #N/A | #N/A | #N/A | 0 | 0 | 0 | 0 | 0 | 590.3942 | #N/A | #N/A | 88 | #N/A | #N/A | #N/A | #N/A | 0.328% | 1 | 50% | 0% | 0% | 0% | 8.2745 | 0 | 0 | 0 | 8.2745 | #N/A
2007-09-04 16:00 | 9 | 4 | 16 | 247.6253 | 5920 | 73.94 | 50 | 1003 | 73.94 | 0 | 489.7754 | Cooling | 81.6292 | #N/A | #N/A | #N/A | #N/A | 0 | 0 | 0 | 0 | 0 | 489.7754 | #N/A | #N/A | 88 | #N/A | #N/A | #N/A | #N/A | 0.2721% | 1 | 50% | 0% | 0% | 0% | 8.2745 | 0 | 0 | 0 | 8.2745 | #N/A
2007-09-04 17:00 | 9 | 4 | 17 | 247.667 | 5921 | 73.94 | 46.94 | 1004 | 73.94 | 0 | 605.6567 | Cooling | 100.9428 | #N/A | #N/A | #N/A | #N/A | 0 | 0 | 0 | 0 | 0 | 605.6567 | #N/A | #N/A | 88 | #N/A | #N/A | #N/A | #N/A | 0.3365% | 1 | 50% | 0% | 0% | 0% | 8.2745 | 0 | 0 | 0 | 8.2745 | #N/A
2007-09-04 18:00 | 9 | 4 | 18 | 247.7087 | 5922 | 69.08 | 44.06 | 1004 | 69.08 | 0 | 518.401 | Cooling | 86.4002 | #N/A | #N/A | #N/A | #N/A | 0 | 0 | 0 | 0 | 0 | 518.401 | #N/A | #N/A | 88 | #N/A | #N/A | #N/A | #N/A | 0.288% | 1 | 50% | 0% | 0% | 0% | 8.2745 | 0 | 0 | 0 | 8.2745 | #N/A
2007-09-04 19:00 | 9 | 4 | 19 | 247.7503 | 5923 | 66.92 | 44.06 | 1006 | 66.92 | 0 | 297.1198 | Cooling | 49.52 | #N/A | #N/A | #N/A | #N/A | 0 | 0 | 0 | 0 | 0 | 297.1198 | #N/A | #N/A | 88 | #N/A | #N/A | #N/A | #N/A | 0.1651% | 1 | 50% | 0% | 0% | 0% | 8.2745 | 0 | 0 | 0 | 8.2745 | #N/A
2007-09-04 20:00 | 9 | 4 | 20 | 247.792 | 5924 | 66.92 | 42.08 | 1006 | 66.92 | 0 | 151.5462 | Cooling | 25.2577 | #N/A | #N/A | #N/A | #N/A | 0 | 0 | 0 | 0 | 0 | 151.5462 | #N/A | #N/A | 88 | #N/A | #N/A | #N/A | #N/A | 0.08419% | 1 | 50% | 0% | 0% | 0% | 8.2745 | 0 | 0 | 0 | 8.2745 | #N/A
2007-09-04 21:00 | 9 | 4 | 21 | 247.8337 | 5925 | 64.94 | 39.92 | 1008 | 64.94 | 0 | 55.4053 | Cooling | 9.2342 | #N/A | #N/A | #N/A | #N/A | 0 | 0 | 0 | 0 | 0 | 55.4053 | #N/A | #N/A | 88 | #N/A | #N/A | #N/A | #N/A | 0.03078% | 1 | 50% | 0% | 0% | 0% | 8.2745 | 0 | 0 | 0 | 8.2745 | #N/A
2007-09-04 22:00 | 9 | 4 | 22 | 247.8753 | 5926 | 64.04 | 39.92 | 1008 | 64.04 | 0 | 0.0087896 | Cooling | 0.0014649 | #N/A | #N/A | #N/A | #N/A | 0 | 0 | 0 | 0 | 0 | 0.0087896 | #N/A | #N/A | 88 | #N/A | #N/A | #N/A | #N/A | 4.883e-06% | 1 | 50% | 0% | 0% | 0% | 8.2745 | 0 | 0 | 0 | 8.2745 | #N/A
2007-09-04 23:00 | 9 | 4 | 23 | 247.917 | 5927 | 64.04 | 39.92 | 1009 | 64.04 | 0 | 0.031955 | Cooling | 0.0053258 | #N/A | #N/A | #N/A | #N/A | 0 | 0 | 0 | 0 | 0 | 0.031955 | #N/A | #N/A | 88 | #N/A | #N/A | #N/A | #N/A | 1.775e-05% | 1 | 50% | 0% | 0% | 0% | 8.2745 | 0 | 0 | 0 | 8.2745 | #N/A
2007-09-05 | 9 | 5 | 0 | 247.9587 | 5928 | 57.92 | 39.92 | 1010 | 57.92 | 0 | 0.045918 | Cooling | 0.007653 | #N/A | #N/A | #N/A | #N/A | 0 | 0 | 0 | 0 | 0 | 0.045918 | #N/A | #N/A | 88 | #N/A | #N/A | #N/A | #N/A | 2.551e-05% | 1 | 50% | 0% | 0% | 0% | 8.2745 | 0 | 0 | 0 | 8.2745 | #N/A
2007-09-05 01:00 | 9 | 5 | 1 | 248.0003 | 5929 | 55.04 | 39.92 | 1010 | 55.04 | 0 | 0.044116 | Cooling | 0.0073527 | #N/A | #N/A | #N/A | #N/A | 0 | 0 | 0 | 0 | 0 | 0.044116 | #N/A | #N/A | 88 | #N/A | #N/A | #N/A | #N/A | 2.451e-05% | 1 | 50% | 0% | 0% | 0% | 8.2745 | 0 | 0 | 0 | 8.2745 | #N/A
2007-09-05 02:00 | 9 | 5 | 2 | 248.042 | 5930 | 55.04 | 39.02 | 1010 | 55.04 | 0 | 0.051462 | Cooling | 0.0085769 | #N/A | #N/A | #N/A | #N/A | 0 | 0 | 0 | 0 | 0 | 0.051462 | #N/A | #N/A | 88 | #N/A | #N/A | #N/A | #N/A | 2.859e-05% | 1 | 50% | 0% | 0% | 0% | 8.2745 | 0 | 0 | 0 | 8.2745 | #N/A
2007-09-05 03:00 | 9 | 5 | 3 | 248.0837 | 5931 | 51.98 | 37.94 | 1010 | 51.98 | 0 | 0.071278 | Cooling | 0.01188 | #N/A | #N/A | #N/A | #N/A | 0 | 0 | 0 | 0 | 0 | 0.071278 | #N/A | #N/A | 88 | #N/A | #N/A | #N/A | #N/A | 3.96e-05% | 1 | 50% | 0% | 0% | 0% | 8.2745 | 0 | 0 | 0 | 8.2745 | #N/A
2007-09-05 04:00 | 9 | 5 | 4 | 248.1253 | 5932 | 50 | 37.94 | 1011 | 50 | 0 | 0.068185 | Cooling | 0.011364 | #N/A | #N/A | #N/A | #N/A | 0 | 0 | 0 | 0 | 0 | 0.068185 | #N/A | #N/A | 88 | #N/A | #N/A | #N/A | #N/A | 3.788e-05% | 1 | 50% | 0% | 0% | 0% | 8.2745 | 0 | 0 | 0 | 8.2745 | #N/A
2007-09-05 05:00 | 9 | 5 | 5 | 248.167 | 5933 | 50 | 37.94 | 1012 | 50 | 0 | 0.068049 | Cooling | 0.011342 | #N/A | #N/A | #N/A | #N/A | 0 | 0 | 0 | 0 | 0 | 0.068049 | #N/A | #N/A | 88 | #N/A | #N/A | #N/A | #N/A | 3.781e-05% | 1 | 50% | 0% | 0% | 0% | 8.2745 | 0 | 0 | 0 | 8.2745 | #N/A
2007-09-05 06:00 | 9 | 5 | 6 | 248.2087 | 5934 | 48.92 | 37.94 | 1012 | 48.92 | 4.4209 | 0 | Heating | 0.58946 | #N/A | #N/A | #N/A | #N/A | 4.4209 | #N/A | #N/A | 4.4149 | #N/A | 0 | 0 | 0 | 0 | 0 | 0 | 0 | 0 | 0.001965% | 1 | 50% | 0% | 0% | 0% | 8.2745 | 0 | 0 | 0 | 8.2745 | #N/A
2007-09-05 07:00 | 9 | 5 | 7 | 248.2503 | 5935 | 53.96 | 41 | 1014 | 53.96 | 0 | 0.0053397 | Cooling | 0.00088994 | #N/A | #N/A | #N/A | #N/A | 0 | 0 | 0 | 0 | 0 | 0.0053397 | #N/A | #N/A | 88 | #N/A | #N/A | #N/A | #N/A | 2.966e-06% | 1 | 50% | 0% | 0% | 0% | 8.2745 | 0 | 0 | 0 | 8.2745 | #N/A
2007-09-05 08:00 | 9 | 5 | 8 | 248.292 | 5936 | 53.96 | 39.92 | 1014 | 53.96 | 0 | 0.037594 | Cooling | 0.0062657 | #N/A | #N/A | #N/A | #N/A | 0 | 0 | 0 | 0 | 0 | 0.037594 | #N/A | #N/A | 88 | #N/A | #N/A | #N/A | #N/A | 2.089e-05% | 1 | 50% | 0% | 0% | 0% | 8.2745 | 0 | 0 | 0 | 8.2745 | #N/A
2007-09-05 09:00 | 9 | 5 | 9 | 248.3337 | 5937 | 62.06 | 37.94 | 1014 | 62.06 | 0 | 5.0583 | Cooling | 0.84304 | #N/A | #N/A | #N/A | #N/A | 0 | 0 | 0 | 0 | 0 | 5.0583 | #N/A | #N/A | 88 | #N/A | #N/A | #N/A | #N/A | 0.00281% | 1 | 50% | 0% | 0% | 0% | 8.2745 | 0 | 0 | 0 | 8.2745 | #N/A
2007-09-05 10:00 | 9 | 5 | 10 | 248.3753 | 5938 | 64.04 | 35.06 | 1014 | 64.04 | 0 | 127.097 | Cooling | 21.1828 | #N/A | #N/A | #N/A | #N/A | 0 | 0 | 0 | 0 | 0 | 127.097 | #N/A | #N/A | 88 | #N/A | #N/A | #N/A | #N/A | 0.07061% | 1 | 50% | 0% | 0% | 0% | 8.2745 | 0 | 0 | 0 | 8.2745 | #N/A
2007-09-05 11:00 | 9 | 5 | 11 | 248.417 | 5939 | 66.92 | 35.96 | 1015 | 66.92 | 0 | 234.7265 | Cooling | 39.1211 | #N/A | #N/A | #N/A | #N/A | 0 | 0 | 0 | 0 | 0 | 234.7265 | #N/A | #N/A | 88 | #N/A | #N/A | #N/A | #N/A | 0.1304% | 1 | 50% | 0% | 0% | 0% | 8.2745 | 0 | 0 | 0 | 8.2745 | #N/A
2007-09-05 12:00 | 9 | 5 | 12 | 248.4587 | 5940 | 68 | 35.96 | 1015 | 68 | 0 | 339.13 | Cooling | 56.5217 | #N/A | #N/A | #N/A | #N/A | 0 | 0 | 0 | 0 | 0 | 339.13 | #N/A | #N/A | 88 | #N/A | #N/A | #N/A | #N/A | 0.1884% | 1 | 50% | 0% | 0% | 0% | 8.2745 | 0 | 0 | 0 | 8.2745 | #N/A
2007-09-05 13:00 | 9 | 5 | 13 | 248.5003 | 5941 | 69.98 | 37.94 | 1014 | 69.98 | 0 | 500.6736 | Cooling | 83.4456 | #N/A | #N/A | #N/A | #N/A | 0 | 0 | 0 | 0 | 0 | 500.6736 | #N/A | #N/A | 88 | #N/A | #N/A | #N/A | #N/A | 0.2782% | 1 | 50% | 0% | 0% | 0% | 8.2745 | 0 | 0 | 0 | 8.2745 | #N/A
2007-09-05 14:00 | 9 | 5 | 14 | 248.542 | 5942 | 71.96 | 41 | 1014 | 71.96 | 0 | 505.556 | Cooling | 84.2593 | #N/A | #N/A | #N/A | #N/A | 0 | 0 | 0 | 0 | 0 | 505.556 | #N/A | #N/A | 88 | #N/A | #N/A | #N/A | #N/A | 0.2809% | 1 | 50% | 0% | 0% | 0% | 8.2745 | 0 | 0 | 0 | 8.2745 | #N/A
2007-09-05 15:00 | 9 | 5 | 15 | 248.5837 | 5943 | 73.04 | 42.08 | 1014 | 73.04 | 0 | 559.9589 | Cooling | 93.3265 | #N/A | #N/A | #N/A | #N/A | 0 | 0 | 0 | 0 | 0 | 559.9589 | #N/A | #N/A | 88 | #N/A | #N/A | #N/A | #N/A | 0.3111% | 1 | 50% | 0% | 0% | 0% | 8.2745 | 0 | 0 | 0 | 8.2745 | #N/A
2007-09-05 16:00 | 9 | 5 | 16 | 248.6253 | 5944 | 73.04 | 42.08 | 1014 | 73.04 | 0 | 608.2658 | Cooling | 101.3776 | #N/A | #N/A | #N/A | #N/A | 0 | 0 | 0 | 0 | 0 | 608.2658 | #N/A | #N/A | 88 | #N/A | #N/A | #N/A | #N/A | 0.3379% | 1 | 50% | 0% | 0% | 0% | 8.2745 | 0 | 0 | 0 | 8.2745 | #N/A
2007-09-05 17:00 | 9 | 5 | 17 | 248.667 | 5945 | 73.04 | 41 | 1014 | 73.04 | 0 | 491.1784 | Cooling | 81.8631 | #N/A | #N/A | #N/A | #N/A | 0 | 0 | 0 | 0 | 0 | 491.1784 | #N/A | #N/A | 88 | #N/A | #N/A | #N/A | #N/A | 0.2729% | 1 | 50% | 0% | 0% | 0% | 8.2745 | 0 | 0 | 0 | 8.2745 | #N/A
2007-09-05 18:00 | 9 | 5 | 18 | 248.7087 | 5946 | 69.98 | 42.08 | 1014 | 69.98 | 0 | 291.4229 | Cooling | 48.5705 | #N/A | #N/A | #N/A | #N/A | 0 | 0 | 0 | 0 | 0 | 291.4229 | #N/A | #N/A | 88 | #N/A | #N/A | #N/A | #N/A | 0.1619% | 1 | 50% | 0% | 0% | 0% | 8.2745 | 0 | 0 | 0 | 8.2745 | #N/A
2007-09-05 19:00 | 9 | 5 | 19 | 248.7503 | 5947 | 64.94 | 42.08 | 1015 | 64.94 | 0 | 64.2914 | Cooling | 10.7152 | #N/A | #N/A | #N/A | #N/A | 0 | 0 | 0 | 0 | 0 | 64.2914 | #N/A | #N/A | 88 | #N/A | #N/A | #N/A | #N/A | 0.03572% | 1 | 50% | 0% | 0% | 0% | 8.2745 | 0 | 0 | 0 | 8.2745 | #N/A
2007-09-05 20:00 | 9 | 5 | 20 | 248.792 | 5948 | 64.94 | 42.08 | 1015 | 64.94 | 0 | 0.0067262 | Cooling | 0.001121 | #N/A | #N/A | #N/A | #N/A | 0 | 0 | 0 | 0 | 0 | 0.0067262 | #N/A | #N/A | 88 | #N/A | #N/A | #N/A | #N/A | 3.737e-06% | 1 | 50% | 0% | 0% | 0% | 8.2745 | 0 | 0 | 0 | 8.2745 | #N/A
2007-09-05 21:00 | 9 | 5 | 21 | 248.8337 | 5949 | 60.08 | 42.98 | 1015 | 60.08 | 0 | 0.00068444 | Cooling | 0.00011407 | #N/A | #N/A | #N/A | #N/A | 0 | 0 | 0 | 0 | 0 | 0.00068444 | #N/A | #N/A | 88 | #N/A | #N/A | #N/A | #N/A | 3.802e-07% | 1 | 50% | 0% | 0% | 0% | 8.2745 | 0 | 0 | 0 | 8.2745 | #N/A
2007-09-05 22:00 | 9 | 5 | 22 | 248.8753 | 5950 | 59 | 42.98 | 1016 | 59 | 0 | 0.0027881 | Cooling | 0.00046468 | #N/A | #N/A | #N/A | #N/A | 0 | 0 | 0 | 0 | 0 | 0.0027881 | #N/A | #N/A | 88 | #N/A | #N/A | #N/A | #N/A | 1.549e-06% | 1 | 50% | 0% | 0% | 0% | 8.2745 | 0 | 0 | 0 | 8.2745 | #N/A
2007-09-05 23:00 | 9 | 5 | 23 | 248.917 | 5951 | 59 | 42.08 | 1016 | 59 | 0 | 0.028696 | Cooling | 0.0047827 | #N/A | #N/A | #N/A | #N/A | 0 | 0 | 0 | 0 | 0 | 0.028696 | #N/A | #N/A | 88 | #N/A | #N/A | #N/A | #N/A | 1.594e-05% | 1 | 50% | 0% | 0% | 0% | 8.2745 | 0 | 0 | 0 | 8.2745 | #N/A
2007-09-06 | 9 | 6 | 0 | 248.9587 | 5952 | 60.98 | 42.98 | 1016 | 60.98 | 0 | 0.025886 | Cooling | 0.0043143 | #N/A | #N/A | #N/A | #N/A | 0 | 0 | 0 | 0 | 0 | 0.025886 | #N/A | #N/A | 88 | #N/A | #N/A | #N/A | #N/A | 1.438e-05% | 1 | 50% | 0% | 0% | 0% | 8.2745 | 0 | 0 | 0 | 8.2745 | #N/A
2007-09-06 01:00 | 9 | 6 | 1 | 249.0003 | 5953 | 60.08 | 42.08 | 1016 | 60.08 | 0 | 0.026557 | Cooling | 0.0044262 | #N/A | #N/A | #N/A | #N/A | 0 | 0 | 0 | 0 | 0 | 0.026557 | #N/A | #N/A | 88 | #N/A | #N/A | #N/A | #N/A | 1.475e-05% | 1 | 50% | 0% | 0% | 0% | 8.2745 | 0 | 0 | 0 | 8.2745 | #N/A
2007-09-06 02:00 | 9 | 6 | 2 | 249.042 | 5954 | 59 | 41 | 1016 | 59 | 0 | 0.047033 | Cooling | 0.0078388 | #N/A | #N/A | #N/A | #N/A | 0 | 0 | 0 | 0 | 0 | 0.047033 | #N/A | #N/A | 88 | #N/A | #N/A | #N/A | #N/A | 2.613e-05% | 1 | 50% | 0% | 0% | 0% | 8.2745 | 0 | 0 | 0 | 8.2745 | #N/A
2007-09-06 03:00 | 9 | 6 | 3 | 249.0837 | 5955 | 57.92 | 41 | 1016 | 57.92 | 0 | 0.051119 | Cooling | 0.0085199 | #N/A | #N/A | #N/A | #N/A | 0 | 0 | 0 | 0 | 0 | 0.051119 | #N/A | #N/A | 88 | #N/A | #N/A | #N/A | #N/A | 2.84e-05% | 1 | 50% | 0% | 0% | 0% | 8.2745 | 0 | 0 | 0 | 8.2745 | #N/A
2007-09-06 04:00 | 9 | 6 | 4 | 249.1253 | 5956 | 57.92 | 39.92 | 1017 | 57.92 | 0 | 0.062088 | Cooling | 0.010348 | #N/A | #N/A | #N/A | #N/A | 0 | 0 | 0 | 0 | 0 | 0.062088 | #N/A | #N/A | 88 | #N/A | #N/A | #N/A | #N/A | 3.449e-05% | 1 | 50% | 0% | 0% | 0% | 8.2745 | 0 | 0 | 0 | 8.2745 | #N/A
2007-09-06 05:00 | 9 | 6 | 5 | 249.167 | 5957 | 57.92 | 37.94 | 1016 | 57.92 | 0 | 0.11861 | Cooling | 0.019768 | #N/A | #N/A | #N/A | #N/A | 0 | 0 | 0 | 0 | 0 | 0.11861 | #N/A | #N/A | 88 | #N/A | #N/A | #N/A | #N/A | 6.589e-05% | 1 | 50% | 0% | 0% | 0% | 8.2745 | 0 | 0 | 0 | 8.2745 | #N/A
2007-09-06 06:00 | 9 | 6 | 6 | 249.2087 | 5958 | 59 | 39.02 | 1017 | 59 | 7.2952 | 0 | Heating | 0.97269 | #N/A | #N/A | #N/A | #N/A | 7.2952 | #N/A | #N/A | 5.4953 | #N/A | 0 | 0 | 0 | 0 | 0 | 0 | 0 | 0 | 0.003242% | 1 | 50% | 0% | 0% | 0% | 8.2745 | 0 | 0 | 0 | 8.2745 | #N/A
2007-09-06 07:00 | 9 | 6 | 7 | 249.2503 | 5959 | 62.96 | 41 | 1018 | 62.96 | 0 | 0.013284 | Cooling | 0.002214 | #N/A | #N/A | #N/A | #N/A | 0 | 0 | 0 | 0 | 0 | 0.013284 | #N/A | #N/A | 88 | #N/A | #N/A | #N/A | #N/A | 7.38e-06% | 1 | 50% | 0% | 0% | 0% | 8.2745 | 0 | 0 | 0 | 8.2745 | #N/A
2007-09-06 08:00 | 9 | 6 | 8 | 249.292 | 5960 | 62.96 | 44.06 | 1018 | 62.96 | 0 | 0.0039808 | Cooling | 0.00066347 | #N/A | #N/A | #N/A | #N/A | 0 | 0 | 0 | 0 | 0 | 0.0039808 | #N/A | #N/A | 88 | #N/A | #N/A | #N/A | #N/A | 2.212e-06% | 1 | 50% | 0% | 0% | 0% | 8.2745 | 0 | 0 | 0 | 8.2745 | #N/A
2007-09-06 09:00 | 9 | 6 | 9 | 249.3337 | 5961 | 69.08 | 42.98 | 1019 | 69.08 | 0 | 26.4812 | Cooling | 4.4135 | #N/A | #N/A | #N/A | #N/A | 0 | 0 | 0 | 0 | 0 | 26.4812 | #N/A | #N/A | 88 | #N/A | #N/A | #N/A | #N/A | 0.01471% | 1 | 50% | 0% | 0% | 0% | 8.2745 | 0 | 0 | 0 | 8.2745 | #N/A
2007-09-06 10:00 | 9 | 6 | 10 | 249.3753 | 5962 | 73.94 | 44.96 | 1019 | 73.94 | 0 | 265.4323 | Cooling | 44.2387 | #N/A | #N/A | #N/A | #N/A | 0 | 0 | 0 | 0 | 0 | 265.4323 | #N/A | #N/A | 88 | #N/A | #N/A | #N/A | #N/A | 0.1475% | 1 | 50% | 0% | 0% | 0% | 8.2745 | 0 | 0 | 0 | 8.2745 | #N/A
2007-09-06 11:00 | 9 | 6 | 11 | 249.417 | 5963 | 73.94 | 44.06 | 1018 | 73.94 | 0 | 520.9906 | Cooling | 86.8318 | #N/A | #N/A | #N/A | #N/A | 0 | 0 | 0 | 0 | 0 | 520.9906 | #N/A | #N/A | 88 | #N/A | #N/A | #N/A | #N/A | 0.2894% | 1 | 50% | 0% | 0% | 0% | 8.2745 | 0 | 0 | 0 | 8.2745 | #N/A
2007-09-06 12:00 | 9 | 6 | 12 | 249.4587 | 5964 | 78.08 | 42.98 | 1017 | 78.08 | 0 | 667.7856 | Cooling | 111.2976 | #N/A | #N/A | #N/A | #N/A | 0 | 0 | 0 | 0 | 0 | 667.7856 | #N/A | #N/A | 88 | #N/A | #N/A | #N/A | #N/A | 0.371% | 1 | 50% | 0% | 0% | 0% | 8.2745 | 0 | 0 | 0 | 8.2745 | #N/A
2007-09-06 13:00 | 9 | 6 | 13 | 249.5003 | 5965 | 80.06 | 44.06 | 1017 | 80.06 | 0 | 818.0061 | Cooling | 136.3343 | #N/A | #N/A | #N/A | #N/A | 0 | 0 | 0 | 0 | 0 | 818.0061 | #N/A | #N/A | 88 | #N/A | #N/A | #N/A | #N/A | 0.4544% | 1 | 50% | 0% | 0% | 0% | 8.2745 | 0 | 0 | 0 | 8.2745 | #N/A
2007-09-06 14:00 | 9 | 6 | 14 | 249.542 | 5966 | 80.06 | 42.98 | 1016 | 80.06 | 0 | 866.1854 | Cooling | 144.3642 | #N/A | #N/A | #N/A | #N/A | 0 | 0 | 0 | 0 | 0 | 866.1854 | #N/A | #N/A | 88 | #N/A | #N/A | #N/A | #N/A | 0.4812% | 1 | 50% | 0% | 0% | 0% | 8.2745 | 0 | 0 | 0 | 8.2745 | #N/A
2007-09-06 15:00 | 9 | 6 | 15 | 249.5837 | 5967 | 80.96 | 48.02 | 1015 | 80.96 | 0 | 911.215 | Cooling | 151.8692 | #N/A | #N/A | #N/A | #N/A | 0 | 0 | 0 | 0 | 0 | 911.215 | #N/A | #N/A | 88 | #N/A | #N/A | #N/A | #N/A | 0.5062% | 1 | 50% | 0% | 0% | 0% | 8.2745 | 0 | 0 | 0 | 8.2745 | #N/A
2007-09-06 16:00 | 9 | 6 | 16 | 249.6253 | 5968 | 80.96 | 46.94 | 1014 | 80.96 | 0 | 938.083 | Cooling | 156.3472 | #N/A | #N/A | #N/A | #N/A | 0 | 0 | 0 | 0 | 0 | 938.083 | #N/A | #N/A | 88 | #N/A | #N/A | #N/A | #N/A | 0.5212% | 1 | 50% | 0% | 0% | 0% | 8.2745 | 0 | 0 | 0 | 8.2745 | #N/A
2007-09-06 17:00 | 9 | 6 | 17 | 249.667 | 5969 | 80.96 | 46.94 | 1014 | 80.96 | 0 | 893.9679 | Cooling | 148.9946 | #N/A | #N/A | #N/A | #N/A | 0 | 0 | 0 | 0 | 0 | 893.9679 | #N/A | #N/A | 88 | #N/A | #N/A | #N/A | #N/A | 0.4966% | 1 | 50% | 0% | 0% | 0% | 8.2745 | 0 | 0 | 0 | 8.2745 | #N/A
2007-09-06 18:00 | 9 | 6 | 18 | 249.7087 | 5970 | 78.98 | 46.04 | 1014 | 78.98 | 0 | 750.1342 | Cooling | 125.0224 | #N/A | #N/A | #N/A | #N/A | 0 | 0 | 0 | 0 | 0 | 750.1342 | #N/A | #N/A | 88 | #N/A | #N/A | #N/A | #N/A | 0.4167% | 1 | 50% | 0% | 0% | 0% | 8.2745 | 0 | 0 | 0 | 8.2745 | #N/A
2007-09-06 19:00 | 9 | 6 | 19 | 249.7503 | 5971 | 77 | 46.94 | 1014 | 77 | 0 | 466.4557 | Cooling | 77.7426 | #N/A | #N/A | #N/A | #N/A | 0 | 0 | 0 | 0 | 0 | 466.4557 | #N/A | #N/A | 88 | #N/A | #N/A | #N/A | #N/A | 0.2591% | 1 | 50% | 0% | 0% | 0% | 8.2745 | 0 | 0 | 0 | 8.2745 | #N/A
2007-09-06 20:00 | 9 | 6 | 20 | 249.792 | 5972 | 77 | 48.92 | 1013 | 77 | 0 | 172.0163 | Cooling | 28.6694 | #N/A | #N/A | #N/A | #N/A | 0 | 0 | 0 | 0 | 0 | 172.0163 | #N/A | #N/A | 88 | #N/A | #N/A | #N/A | #N/A | 0.09556% | 1 | 50% | 0% | 0% | 0% | 8.2745 | 0 | 0 | 0 | 8.2745 | #N/A
2007-09-06 21:00 | 9 | 6 | 21 | 249.8337 | 5973 | 73.04 | 48.02 | 1013 | 73.04 | 0 | 9.4845 | Cooling | 1.5808 | #N/A | #N/A | #N/A | #N/A | 0 | 0 | 0 | 0 | 0 | 9.4845 | #N/A | #N/A | 88 | #N/A | #N/A | #N/A | #N/A | 0.005269% | 1 | 50% | 0% | 0% | 0% | 8.2745 | 0 | 0 | 0 | 8.2745 | #N/A
2007-09-06 22:00 | 9 | 6 | 22 | 249.8753 | 5974 | 71.96 | 48.02 | 1013 | 71.96 | 0 | 0.0026447 | Cooling | 0.00044078 | #N/A | #N/A | #N/A | #N/A | 0 | 0 | 0 | 0 | 0 | 0.0026447 | #N/A | #N/A | 88 | #N/A | #N/A | #N/A | #N/A | 1.469e-06% | 1 | 50% | 0% | 0% | 0% | 8.2745 | 0 | 0 | 0 | 8.2745 | #N/A
2007-09-06 23:00 | 9 | 6 | 23 | 249.917 | 5975 | 71.96 | 46.94 | 1013 | 71.96 | 0 | 0.014627 | Cooling | 0.0024379 | #N/A | #N/A | #N/A | #N/A | 0 | 0 | 0 | 0 | 0 | 0.014627 | #N/A | #N/A | 88 | #N/A | #N/A | #N/A | #N/A | 8.126e-06% | 1 | 50% | 0% | 0% | 0% | 8.2745 | 0 | 0 | 0 | 8.2745 | #N/A
2007-09-07 | 9 | 7 | 0 | 249.9587 | 5976 | 69.98 | 46.94 | 1013 | 69.98 | 0 | 0.019049 | Cooling | 0.0031748 | #N/A | #N/A | #N/A | #N/A | 0 | 0 | 0 | 0 | 0 | 0.019049 | #N/A | #N/A | 88 | #N/A | #N/A | #N/A | #N/A | 1.058e-05% | 1 | 50% | 0% | 0% | 0% | 8.2745 | 0 | 0 | 0 | 8.2745 | #N/A
2007-09-07 01:00 | 9 | 7 | 1 | 250.0003 | 5977 | 69.08 | 44.96 | 1013 | 69.08 | 0 | 0.038747 | Cooling | 0.0064578 | #N/A | #N/A | #N/A | #N/A | 0 | 0 | 0 | 0 | 0 | 0.038747 | #N/A | #N/A | 88 | #N/A | #N/A | #N/A | #N/A | 2.153e-05% | 1 | 50% | 0% | 0% | 0% | 8.2745 | 0 | 0 | 0 | 8.2745 | #N/A
2007-09-07 02:00 | 9 | 7 | 2 | 250.042 | 5978 | 69.08 | 44.96 | 1012 | 69.08 | 0 | 0.044763 | Cooling | 0.0074605 | #N/A | #N/A | #N/A | #N/A | 0 | 0 | 0 | 0 | 0 | 0.044763 | #N/A | #N/A | 88 | #N/A | #N/A | #N/A | #N/A | 2.487e-05% | 1 | 50% | 0% | 0% | 0% | 8.2745 | 0 | 0 | 0 | 8.2745 | #N/A
2007-09-07 03:00 | 9 | 7 | 3 | 250.0837 | 5979 | 68 | 44.96 | 1012 | 68 | 0 | 0.033653 | Cooling | 0.0056089 | #N/A | #N/A | #N/A | #N/A | 0 | 0 | 0 | 0 | 0 | 0.033653 | #N/A | #N/A | 88 | #N/A | #N/A | #N/A | #N/A | 1.87e-05% | 1 | 50% | 0% | 0% | 0% | 8.2745 | 0 | 0 | 0 | 8.2745 | #N/A
2007-09-07 04:00 | 9 | 7 | 4 | 250.1253 | 5980 | 66.92 | 44.06 | 1012 | 66.92 | 0 | 0.035146 | Cooling | 0.0058576 | #N/A | #N/A | #N/A | #N/A | 0 | 0 | 0 | 0 | 0 | 0.035146 | #N/A | #N/A | 88 | #N/A | #N/A | #N/A | #N/A | 1.953e-05% | 1 | 50% | 0% | 0% | 0% | 8.2745 | 0 | 0 | 0 | 8.2745 | #N/A
2007-09-07 05:00 | 9 | 7 | 5 | 250.167 | 5981 | 66.92 | 44.06 | 1012 | 66.92 | 0 | 0.049637 | Cooling | 0.0082729 | #N/A | #N/A | #N/A | #N/A | 0 | 0 | 0 | 0 | 0 | 0.049637 | #N/A | #N/A | 88 | #N/A | #N/A | #N/A | #N/A | 2.758e-05% | 1 | 50% | 0% | 0% | 0% | 8.2745 | 0 | 0 | 0 | 8.2745 | #N/A
2007-09-07 06:00 | 9 | 7 | 6 | 250.2087 | 5982 | 66.92 | 44.96 | 1013 | 66.92 | 0.088759 | 0 | Heating | 0.011834 | #N/A | #N/A | #N/A | #N/A | 0.088759 | #N/A | #N/A | 6.6252 | #N/A | 0 | 0 | 0 | 0 | 0 | 0 | 0 | 0 | 3.945e-05% | 1 | 50% | 0% | 0% | 0% | 8.2745 | 0 | 0 | 0 | 8.2745 | #N/A
2007-09-07 07:00 | 9 | 7 | 7 | 250.2503 | 5983 | 69.08 | 44.96 | 1013 | 69.08 | 0 | 0.078874 | Cooling | 0.013146 | #N/A | #N/A | #N/A | #N/A | 0 | 0 | 0 | 0 | 0 | 0.078874 | #N/A | #N/A | 88 | #N/A | #N/A | #N/A | #N/A | 4.382e-05% | 1 | 50% | 0% | 0% | 0% | 8.2745 | 0 | 0 | 0 | 8.2745 | #N/A
2007-09-07 08:00 | 9 | 7 | 8 | 250.292 | 5984 | 69.08 | 48.92 | 1013 | 69.08 | 0 | 61.0363 | Cooling | 10.1727 | #N/A | #N/A | #N/A | #N/A | 0 | 0 | 0 | 0 | 0 | 61.0363 | #N/A | #N/A | 88 | #N/A | #N/A | #N/A | #N/A | 0.03391% | 1 | 50% | 0% | 0% | 0% | 8.2745 | 0 | 0 | 0 | 8.2745 | #N/A
2007-09-07 09:00 | 9 | 7 | 9 | 250.3337 | 5985 | 73.04 | 48.02 | 1012 | 73.04 | 0 | 360.7006 | Cooling | 60.1168 | #N/A | #N/A | #N/A | #N/A | 0 | 0 | 0 | 0 | 0 | 360.7006 | #N/A | #N/A | 88 | #N/A | #N/A | #N/A | #N/A | 0.2004% | 1 | 50% | 0% | 0% | 0% | 8.2745 | 0 | 0 | 0 | 8.2745 | #N/A
2007-09-07 10:00 | 9 | 7 | 10 | 250.3753 | 5986 | 77 | 48.92 | 1012 | 77 | 0 | 530.4683 | Cooling | 88.4114 | #N/A | #N/A | #N/A | #N/A | 0 | 0 | 0 | 0 | 0 | 530.4683 | #N/A | #N/A | 88 | #N/A | #N/A | #N/A | #N/A | 0.2947% | 1 | 50% | 0% | 0% | 0% | 8.2745 | 0 | 0 | 0 | 8.2745 | #N/A
2007-09-07 11:00 | 9 | 7 | 11 | 250.417 | 5987 | 77 | 50 | 1011 | 77 | 0 | 799.6727 | Cooling | 133.2788 | #N/A | #N/A | #N/A | #N/A | 0 | 0 | 0 | 0 | 0 | 799.6727 | #N/A | #N/A | 88 | #N/A | #N/A | #N/A | #N/A | 0.4443% | 1 | 50% | 0% | 0% | 0% | 8.2745 | 0 | 0 | 0 | 8.2745 | #N/A
2007-09-07 12:00 | 9 | 7 | 12 | 250.4587 | 5988 | 84.02 | 48.92 | 1010 | 84.02 | 0 | 1042.859 | Cooling | 173.8098 | #N/A | #N/A | #N/A | #N/A | 0 | 0 | 0 | 0 | 0 | 1042.859 | #N/A | #N/A | 88 | #N/A | #N/A | #N/A | #N/A | 0.5794% | 1 | 50% | 0% | 0% | 0% | 8.2745 | 0 | 0 | 0 | 8.2745 | #N/A
2007-09-07 13:00 | 9 | 7 | 13 | 250.5003 | 5989 | 87.08 | 46.94 | 1009 | 87.08 | 0 | 1320.3057 | Cooling | 220.051 | #N/A | #N/A | #N/A | #N/A | 0 | 0 | 0 | 0 | 0 | 1320.3057 | #N/A | #N/A | 88 | #N/A | #N/A | #N/A | #N/A | 0.7335% | 1 | 50% | 0% | 0% | 0% | 8.2745 | 0 | 0 | 0 | 8.2745 | #N/A
2007-09-07 14:00 | 9 | 7 | 14 | 250.542 | 5990 | 87.08 | 46.04 | 1008 | 87.08 | 0 | 1342.0838 | Cooling | 223.6806 | #N/A | #N/A | #N/A | #N/A | 0 | 0 | 0 | 0 | 0 | 1342.0838 | #N/A | #N/A | 88 | #N/A | #N/A | #N/A | #N/A | 0.7456% | 1 | 50% | 0% | 0% | 0% | 8.2745 | 0 | 0 | 0 | 8.2745 | #N/A
2007-09-07 15:00 | 9 | 7 | 15 | 250.5837 | 5991 | 89.06 | 46.04 | 1006 | 89.06 | 0 | 1379.1702 | Cooling | 229.8617 | #N/A | #N/A | #N/A | #N/A | 0 | 0 | 0 | 0 | 0 | 1379.1702 | #N/A | #N/A | 88 | #N/A | #N/A | #N/A | #N/A | 0.7662% | 1 | 50% | 0% | 0% | 0% | 8.2745 | 0 | 0 | 0 | 8.2745 | #N/A
2007-09-07 16:00 | 9 | 7 | 16 | 250.6253 | 5992 | 87.98 | 50 | 1006 | 87.98 | 0 | 1557.818 | Cooling | 259.6363 | #N/A | #N/A | #N/A | #N/A | 0 | 0 | 0 | 0 | 0 | 1557.818 | #N/A | #N/A | 88 | #N/A | #N/A | #N/A | #N/A | 0.8655% | 1 | 50% | 0% | 0% | 0% | 8.2745 | 0 | 0 | 0 | 8.2745 | #N/A
2007-09-07 17:00 | 9 | 7 | 17 | 250.667 | 5993 | 87.98 | 50 | 1006 | 87.98 | 0 | 1493.6232 | Cooling | 248.9372 | #N/A | #N/A | #N/A | #N/A | 0 | 0 | 0 | 0 | 0 | 1493.6232 | #N/A | #N/A | 88 | #N/A | #N/A | #N/A | #N/A | 0.8298% | 1 | 50% | 0% | 0% | 0% | 8.2745 | 0 | 0 | 0 | 8.2745 | #N/A
2007-09-07 18:00 | 9 | 7 | 18 | 250.7087 | 5994 | 84.02 | 50 | 1005 | 84.02 | 0 | 62.5099 | Cooling | 10.4183 | #N/A | #N/A | #N/A | #N/A | 0 | 0 | 0 | 0 | 0 | 62.5099 | #N/A | #N/A | 88 | #N/A | #N/A | #N/A | #N/A | 0.03473% | 1 | 50% | 0% | 0% | 0% | 8.2745 | 0 | 0 | 0 | 8.2745 | #N/A
2007-09-07 19:00 | 9 | 7 | 19 | 250.7503 | 5995 | 82.94 | 50 | 1005 | 82.94 | 0 | 8.58 | Cooling | 1.43 | #N/A | #N/A | #N/A | #N/A | 0 | 0 | 0 | 0 | 0 | 8.58 | #N/A | #N/A | 88 | #N/A | #N/A | #N/A | #N/A | 0.004767% | 1 | 50% | 0% | 0% | 0% | 8.2745 | 0 | 0 | 0 | 8.2745 | #N/A
2007-09-07 20:00 | 9 | 7 | 20 | 250.792 | 5996 | 82.94 | 46.94 | 1005 | 82.94 | 0 | 0 | Cooling | 0 | #N/A | #N/A | #N/A | #N/A | 0 | 0 | 0 | 0 | 0 | 0 | #N/A | #N/A | 88 | #N/A | #N/A | #N/A | #N/A | 0% | 1 | 50% | 0% | 0% | 0% | 8.2745 | 0 | 0 | 0 | 8.2745 | #N/A
2007-09-07 21:00 | 9 | 7 | 21 | 250.8337 | 5997 | 80.06 | 46.94 | 1005 | 80.06 | 0 | 0 | Cooling | 0 | #N/A | #N/A | #N/A | #N/A | 0 | 0 | 0 | 0 | 0 | 0 | #N/A | #N/A | 88 | #N/A | #N/A | #N/A | #N/A | 0% | 1 | 50% | 0% | 0% | 0% | 8.2745 | 0 | 0 | 0 | 8.2745 | #N/A
2007-09-07 22:00 | 9 | 7 | 22 | 250.8753 | 5998 | 78.08 | 48.02 | 1005 | 78.08 | 0 | 0 | Cooling | 0 | #N/A | #N/A | #N/A | #N/A | 0 | 0 | 0 | 0 | 0 | 0 | #N/A | #N/A | 88 | #N/A | #N/A | #N/A | #N/A | 0% | 1 | 50% | 0% | 0% | 0% | 8.2745 | 0 | 0 | 0 | 8.2745 | #N/A
2007-09-07 23:00 | 9 | 7 | 23 | 250.917 | 5999 | 78.08 | 48.92 | 1005 | 78.08 | 0 | 0 | Cooling | 0 | #N/A | #N/A | #N/A | #N/A | 0 | 0 | 0 | 0 | 0 | 0 | #N/A | #N/A | 88 | #N/A | #N/A | #N/A | #N/A | 0% | 1 | 50% | 0% | 0% | 0% | 8.2745 | 0 | 0 | 0 | 8.2745 | #N/A
2007-09-08 | 9 | 8 | 0 | 250.9587 | 6000 | 75.02 | 48.92 | 1005 | 75.02 | 0 | 0 | Cooling | 0 | #N/A | #N/A | #N/A | #N/A | 0 | 0 | 0 | 0 | 0 | 0 | #N/A | #N/A | 88 | #N/A | #N/A | #N/A | #N/A | 0% | 1 | 50% | 0% | 0% | 0% | 8.2745 | 0 | 0 | 0 | 8.2745 | #N/A
2007-09-08 01:00 | 9 | 8 | 1 | 251.0003 | 6001 | 75.02 | 48.92 | 1005 | 75.02 | 0 | 0 | Cooling | 0 | #N/A | #N/A | #N/A | #N/A | 0 | 0 | 0 | 0 | 0 | 0 | #N/A | #N/A | 88 | #N/A | #N/A | #N/A | #N/A | 0% | 1 | 50% | 0% | 0% | 0% | 8.2745 | 0 | 0 | 0 | 8.2745 | #N/A
2007-09-08 02:01 | 9 | 8 | 2 | 251.042 | 6002 | 75.02 | 48.92 | 1004 | 75.02 | 0 | 0 | Cooling | 0 | #N/A | #N/A | #N/A | #N/A | 0 | 0 | 0 | 0 | 0 | 0 | #N/A | #N/A | 88 | #N/A | #N/A | #N/A | #N/A | 0% | 1 | 50% | 0% | 0% | 0% | 8.2745 | 0 | 0 | 0 | 8.2745 | #N/A
2007-09-08 03:01 | 9 | 8 | 3 | 251.0837 | 6003 | 75.02 | 50 | 1003 | 75.02 | 0 | 0.053963 | Cooling | 0.0089938 | #N/A | #N/A | #N/A | #N/A | 0 | 0 | 0 | 0 | 0 | 0.053963 | #N/A | #N/A | 88 | #N/A | #N/A | #N/A | #N/A | 2.998e-05% | 1 | 50% | 0% | 0% | 0% | 8.2745 | 0 | 0 | 0 | 8.2745 | #N/A
2007-09-08 04:01 | 9 | 8 | 4 | 251.1253 | 6004 | 73.94 | 50 | 1003 | 73.94 | 0 | 0.21361 | Cooling | 0.035602 | #N/A | #N/A | #N/A | #N/A | 0 | 0 | 0 | 0 | 0 | 0.21361 | #N/A | #N/A | 88 | #N/A | #N/A | #N/A | #N/A | 0.0001187% | 1 | 50% | 0% | 0% | 0% | 8.2745 | 0 | 0 | 0 | 8.2745 | #N/A
2007-09-08 05:01 | 9 | 8 | 5 | 251.167 | 6005 | 73.94 | 50 | 1002 | 73.94 | 0 | 0.84492 | Cooling | 0.14082 | #N/A | #N/A | #N/A | #N/A | 0 | 0 | 0 | 0 | 0 | 0.84492 | #N/A | #N/A | 88 | #N/A | #N/A | #N/A | #N/A | 0.0004694% | 1 | 50% | 0% | 0% | 0% | 8.2745 | 0 | 0 | 0 | 8.2745 | #N/A
2007-09-08 06:01 | 9 | 8 | 6 | 251.2087 | 6006 | 73.04 | 51.08 | 1003 | 73.04 | 0 | 10.8011 | Cooling | 1.8002 | #N/A | #N/A | #N/A | #N/A | 0 | 0 | 0 | 0 | 0 | 10.8011 | #N/A | #N/A | 88 | #N/A | #N/A | #N/A | #N/A | 0.006001% | 1 | 50% | 0% | 0% | 0% | 8.2745 | 0 | 0 | 0 | 8.2745 | #N/A
2007-09-08 07:01 | 9 | 8 | 7 | 251.2503 | 6007 | 75.02 | 53.06 | 1004 | 75.02 | 0 | 52.8659 | Cooling | 8.811 | #N/A | #N/A | #N/A | #N/A | 0 | 0 | 0 | 0 | 0 | 52.8659 | #N/A | #N/A | 88 | #N/A | #N/A | #N/A | #N/A | 0.02937% | 1 | 50% | 0% | 0% | 0% | 8.2745 | 0 | 0 | 0 | 8.2745 | #N/A
2007-09-08 08:01 | 9 | 8 | 8 | 251.292 | 6008 | 75.02 | 53.96 | 1003 | 75.02 | 0 | 109.4613 | Cooling | 18.2435 | #N/A | #N/A | #N/A | #N/A | 0 | 0 | 0 | 0 | 0 | 109.4613 | #N/A | #N/A | 88 | #N/A | #N/A | #N/A | #N/A | 0.06081% | 1 | 50% | 0% | 0% | 0% | 8.2745 | 0 | 0 | 0 | 8.2745 | #N/A
2007-09-08 09:01 | 9 | 8 | 9 | 251.3337 | 6009 | 77 | 55.94 | 1003 | 77 | 0 | 177.9991 | Cooling | 29.6665 | #N/A | #N/A | #N/A | #N/A | 0 | 0 | 0 | 0 | 0 | 177.9991 | #N/A | #N/A | 88 | #N/A | #N/A | #N/A | #N/A | 0.09889% | 1 | 50% | 0% | 0% | 0% | 8.2745 | 0 | 0 | 0 | 8.2745 | #N/A
2007-09-08 10:01 | 9 | 8 | 10 | 251.3753 | 6010 | 78.08 | 57.02 | 1003 | 78.08 | 0 | 215.4979 | Cooling | 35.9163 | #N/A | #N/A | #N/A | #N/A | 0 | 0 | 0 | 0 | 0 | 215.4979 | #N/A | #N/A | 88 | #N/A | #N/A | #N/A | #N/A | 0.1197% | 1 | 50% | 0% | 0% | 0% | 8.2745 | 0 | 0 | 0 | 8.2745 | #N/A
2007-09-08 11:01 | 9 | 8 | 11 | 251.417 | 6011 | 78.08 | 57.92 | 1002 | 78.08 | 0 | 333.2457 | Cooling | 55.541 | #N/A | #N/A | #N/A | #N/A | 0 | 0 | 0 | 0 | 0 | 333.2457 | #N/A | #N/A | 88 | #N/A | #N/A | #N/A | #N/A | 0.1851% | 1 | 50% | 0% | 0% | 0% | 8.2745 | 0 | 0 | 0 | 8.2745 | #N/A
2007-09-08 12:01 | 9 | 8 | 12 | 251.4587 | 6012 | 82.04 | 60.08 | 1002 | 82.04 | 0 | 488.0556 | Cooling | 81.3426 | #N/A | #N/A | #N/A | #N/A | 0 | 0 | 0 | 0 | 0 | 488.0556 | #N/A | #N/A | 88 | #N/A | #N/A | #N/A | #N/A | 0.2711% | 1 | 50% | 0% | 0% | 0% | 8.2745 | 0 | 0 | 0 | 8.2745 | #N/A
2007-09-08 13:01 | 9 | 8 | 13 | 251.5003 | 6013 | 84.02 | 60.98 | 1001 | 84.02 | 0 | 755.6851 | Cooling | 125.9475 | #N/A | #N/A | #N/A | #N/A | 0 | 0 | 0 | 0 | 0 | 755.6851 | #N/A | #N/A | 88 | #N/A | #N/A | #N/A | #N/A | 0.4198% | 1 | 50% | 0% | 0% | 0% | 8.2745 | 0 | 0 | 0 | 8.2745 | #N/A
2007-09-08 14:01 | 9 | 8 | 14 | 251.542 | 6014 | 84.02 | 62.06 | 1001 | 84.02 | 0 | 685.3596 | Cooling | 114.2266 | #N/A | #N/A | #N/A | #N/A | 0 | 0 | 0 | 0 | 0 | 685.3596 | #N/A | #N/A | 88 | #N/A | #N/A | #N/A | #N/A | 0.3808% | 1 | 50% | 0% | 0% | 0% | 8.2745 | 0 | 0 | 0 | 8.2745 | #N/A
2007-09-08 15:01 | 9 | 8 | 15 | 251.5837 | 6015 | 84.02 | 64.04 | 1001 | 84.02 | 0 | 468.3195 | Cooling | 78.0532 | #N/A | #N/A | #N/A | #N/A | 0 | 0 | 0 | 0 | 0 | 468.3195 | #N/A | #N/A | 88 | #N/A | #N/A | #N/A | #N/A | 0.2602% | 1 | 50% | 0% | 0% | 0% | 8.2745 | 0 | 0 | 0 | 8.2745 | #N/A
2007-09-08 16:01 | 9 | 8 | 16 | 251.6253 | 6016 | 80.96 | 64.94 | 1001 | 80.96 | 0 | 785.2154 | Cooling | 130.8692 | #N/A | #N/A | #N/A | #N/A | 0 | 0 | 0 | 0 | 0 | 785.2154 | #N/A | #N/A | 88 | #N/A | #N/A | #N/A | #N/A | 0.4362% | 1 | 50% | 0% | 0% | 0% | 8.2745 | 0 | 0 | 0 | 8.2745 | #N/A
2007-09-08 17:01 | 9 | 8 | 17 | 251.667 | 6017 | 80.96 | 68 | 1001 | 80.96 | 0 | 878.6581 | Cooling | 146.443 | #N/A | #N/A | #N/A | #N/A | 0 | 0 | 0 | 0 | 0 | 878.6581 | #N/A | #N/A | 88 | #N/A | #N/A | #N/A | #N/A | 0.4881% | 1 | 50% | 0% | 0% | 0% | 8.2745 | 0 | 0 | 0 | 8.2745 | #N/A
2007-09-08 18:01 | 9 | 8 | 18 | 251.7087 | 6018 | 78.08 | 66.92 | 1002 | 78.08 | 0 | 744.2109 | Cooling | 124.0352 | #N/A | #N/A | #N/A | #N/A | 0 | 0 | 0 | 0 | 0 | 744.2109 | #N/A | #N/A | 88 | #N/A | #N/A | #N/A | #N/A | 0.4135% | 1 | 50% | 0% | 0% | 0% | 8.2745 | 0 | 0 | 0 | 8.2745 | #N/A
2007-09-08 19:01 | 9 | 8 | 19 | 251.7503 | 6019 | 77 | 66.92 | 1002 | 77 | 0 | 555.1732 | Cooling | 92.5289 | #N/A | #N/A | #N/A | #N/A | 0 | 0 | 0 | 0 | 0 | 555.1732 | #N/A | #N/A | 88 | #N/A | #N/A | #N/A | #N/A | 0.3084% | 1 | 50% | 0% | 0% | 0% | 8.2745 | 0 | 0 | 0 | 8.2745 | #N/A
2007-09-08 20:01 | 9 | 8 | 20 | 251.792 | 6020 | 77 | 66.02 | 1003 | 77 | 0 | 490.1407 | Cooling | 81.6901 | #N/A | #N/A | #N/A | #N/A | 0 | 0 | 0 | 0 | 0 | 490.1407 | #N/A | #N/A | 88 | #N/A | #N/A | #N/A | #N/A | 0.2723% | 1 | 50% | 0% | 0% | 0% | 8.2745 | 0 | 0 | 0 | 8.2745 | #N/A
2007-09-08 21:01 | 9 | 8 | 21 | 251.8337 | 6021 | 73.4 | 66.92 | 1003 | 73.4 | 0 | 388.9978 | Cooling | 64.833 | #N/A | #N/A | #N/A | #N/A | 0 | 0 | 0 | 0 | 0 | 388.9978 | #N/A | #N/A | 88 | #N/A | #N/A | #N/A | #N/A | 0.2161% | 1 | 50% | 0% | 0% | 0% | 8.2745 | 0 | 0 | 0 | 8.2745 | #N/A
2007-09-08 22:01 | 9 | 8 | 22 | 251.8753 | 6022 | 73.04 | 66.92 | 1003 | 73.04 | 0 | 302.3026 | Cooling | 50.3838 | #N/A | #N/A | #N/A | #N/A | 0 | 0 | 0 | 0 | 0 | 302.3026 | #N/A | #N/A | 88 | #N/A | #N/A | #N/A | #N/A | 0.1679% | 1 | 50% | 0% | 0% | 0% | 8.2745 | 0 | 0 | 0 | 8.2745 | #N/A
2007-09-08 23:01 | 9 | 8 | 23 | 251.917 | 6023 | 73.04 | 66.92 | 1003 | 73.04 | 0 | 206.5775 | Cooling | 34.4296 | #N/A | #N/A | #N/A | #N/A | 0 | 0 | 0 | 0 | 0 | 206.5775 | #N/A | #N/A | 88 | #N/A | #N/A | #N/A | #N/A | 0.1148% | 1 | 50% | 0% | 0% | 0% | 8.2745 | 0 | 0 | 0 | 8.2745 | #N/A
2007-09-09 00:01 | 9 | 9 | 0 | 251.9587 | 6024 | 71.6 | 66.92 | 1003 | 71.6 | 0 | 266.9808 | Cooling | 44.4968 | #N/A | #N/A | #N/A | #N/A | 0 | 0 | 0 | 0 | 0 | 266.9808 | #N/A | #N/A | 88 | #N/A | #N/A | #N/A | #N/A | 0.1483% | 1 | 50% | 0% | 0% | 0% | 8.2745 | 0 | 0 | 0 | 8.2745 | #N/A
2007-09-09 01:01 | 9 | 9 | 1 | 252.0003 | 6025 | 69.8 | 66.92 | 1003 | 69.8 | 0 | 268.4882 | Cooling | 44.748 | #N/A | #N/A | #N/A | #N/A | 0 | 0 | 0 | 0 | 0 | 268.4882 | #N/A | #N/A | 88 | #N/A | #N/A | #N/A | #N/A | 0.1492% | 1 | 50% | 0% | 0% | 0% | 8.2745 | 0 | 0 | 0 | 8.2745 | #N/A
2007-09-09 02:01 | 9 | 9 | 2 | 252.042 | 6026 | 68 | 66.02 | 1002 | 68 | 0 | 256.6112 | Cooling | 42.7685 | #N/A | #N/A | #N/A | #N/A | 0 | 0 | 0 | 0 | 0 | 256.6112 | #N/A | #N/A | 88 | #N/A | #N/A | #N/A | #N/A | 0.1426% | 1 | 50% | 0% | 0% | 0% | 8.2745 | 0 | 0 | 0 | 8.2745 | #N/A
2007-09-09 03:01 | 9 | 9 | 3 | 252.0837 | 6027 | 66.92 | 66.92 | 1003 | 66.92 | 0 | 261.0199 | Cooling | 43.5033 | #N/A | #N/A | #N/A | #N/A | 0 | 0 | 0 | 0 | 0 | 261.0199 | #N/A | #N/A | 88 | #N/A | #N/A | #N/A | #N/A | 0.145% | 1 | 50% | 0% | 0% | 0% | 8.2745 | 0 | 0 | 0 | 8.2745 | #N/A
2007-09-09 04:01 | 9 | 9 | 4 | 252.1253 | 6028 | 66.92 | 66.2 | 1003 | 66.92 | 0 | 252.0948 | Cooling | 42.0158 | #N/A | #N/A | #N/A | #N/A | 0 | 0 | 0 | 0 | 0 | 252.0948 | #N/A | #N/A | 88 | #N/A | #N/A | #N/A | #N/A | 0.1401% | 1 | 50% | 0% | 0% | 0% | 8.2745 | 0 | 0 | 0 | 8.2745 | #N/A
2007-09-09 05:01 | 9 | 9 | 5 | 252.167 | 6029 | 66.92 | 66.02 | 1003 | 66.92 | 0 | 338.2283 | Cooling | 56.3714 | #N/A | #N/A | #N/A | #N/A | 0 | 0 | 0 | 0 | 0 | 338.2283 | #N/A | #N/A | 88 | #N/A | #N/A | #N/A | #N/A | 0.1879% | 1 | 50% | 0% | 0% | 0% | 8.2745 | 0 | 0 | 0 | 8.2745 | #N/A
2007-09-09 06:01 | 9 | 9 | 6 | 252.2087 | 6030 | 64.4 | 66.02 | 1003 | 64.4 | 0 | 2484.0256 | Cooling | 414.0043 | #N/A | #N/A | #N/A | #N/A | 0 | 0 | 0 | 0 | 0 | 2484.0256 | #N/A | #N/A | 88 | #N/A | #N/A | #N/A | #N/A | 1.38% | 1 | 50% | 0% | 0% | 0% | 8.2745 | 0 | 0 | 0 | 8.2745 | #N/A
2007-09-09 07:01 | 9 | 9 | 7 | 252.2503 | 6031 | 62.6 | 64.04 | 1004 | 62.6 | 0 | 2220.9012 | Cooling | 370.1502 | #N/A | #N/A | #N/A | #N/A | 0 | 0 | 0 | 0 | 0 | 2220.9012 | #N/A | #N/A | 88 | #N/A | #N/A | #N/A | #N/A | 1.234% | 1 | 50% | 0% | 0% | 0% | 8.2745 | 0 | 0 | 0 | 8.2745 | #N/A
2007-09-09 08:01 | 9 | 9 | 8 | 252.292 | 6032 | 62.96 | 64.4 | 1004 | 62.96 | 0 | 2561.4646 | Cooling | 426.9108 | #N/A | #N/A | #N/A | #N/A | 0 | 0 | 0 | 0 | 0 | 2561.4646 | #N/A | #N/A | 88 | #N/A | #N/A | #N/A | #N/A | 1.423% | 1 | 50% | 0% | 0% | 0% | 8.2745 | 0 | 0 | 0 | 8.2745 | #N/A
2007-09-09 09:01 | 9 | 9 | 9 | 252.3337 | 6033 | 64.04 | 64.04 | 1005 | 64.04 | 0 | 2607.1476 | Cooling | 434.5246 | #N/A | #N/A | #N/A | #N/A | 0 | 0 | 0 | 0 | 0 | 2607.1476 | #N/A | #N/A | 88 | #N/A | #N/A | #N/A | #N/A | 1.448% | 1 | 50% | 0% | 0% | 0% | 8.2745 | 0 | 0 | 0 | 8.2745 | #N/A
2007-09-09 10:01 | 9 | 9 | 10 | 252.3753 | 6034 | 64.4 | 64.04 | 1005 | 64.4 | 0 | 2587.0568 | Cooling | 431.1761 | #N/A | #N/A | #N/A | #N/A | 0 | 0 | 0 | 0 | 0 | 2587.0568 | #N/A | #N/A | 88 | #N/A | #N/A | #N/A | #N/A | 1.437% | 1 | 50% | 0% | 0% | 0% | 8.2745 | 0 | 0 | 0 | 8.2745 | #N/A
2007-09-09 11:01 | 9 | 9 | 11 | 252.417 | 6035 | 64.04 | 64.94 | 1005 | 64.04 | 0 | 2701.4744 | Cooling | 450.2457 | #N/A | #N/A | #N/A | #N/A | 0 | 0 | 0 | 0 | 0 | 2701.4744 | #N/A | #N/A | 88 | #N/A | #N/A | #N/A | #N/A | 1.501% | 1 | 50% | 0% | 0% | 0% | 8.2745 | 0 | 0 | 0 | 8.2745 | #N/A
2007-09-09 12:01 | 9 | 9 | 12 | 252.4587 | 6036 | 62.06 | 66.02 | 1005 | 62.06 | 0 | 2759.7076 | Cooling | 459.9513 | #N/A | #N/A | #N/A | #N/A | 0 | 0 | 0 | 0 | 0 | 2759.7076 | #N/A | #N/A | 88 | #N/A | #N/A | #N/A | #N/A | 1.533% | 1 | 50% | 0% | 0% | 0% | 8.2745 | 0 | 0 | 0 | 8.2745 | #N/A
2007-09-09 13:01 | 9 | 9 | 13 | 252.5003 | 6037 | 60.8 | 66.92 | 1005 | 60.8 | 0 | 3144.6029 | Cooling | 524.1005 | #N/A | #N/A | #N/A | #N/A | 0 | 0 | 0 | 0 | 0 | 3144.6029 | #N/A | #N/A | 88 | #N/A | #N/A | #N/A | #N/A | 1.747% | 1 | 50% | 0% | 0% | 0% | 8.2745 | 0 | 0 | 0 | 8.2745 | #N/A
2007-09-09 14:01 | 9 | 9 | 14 | 252.542 | 6038 | 62.6 | 68 | 1005 | 62.6 | 0 | 3696.2552 | Cooling | 616.0425 | #N/A | #N/A | #N/A | #N/A | 0 | 0 | 0 | 0 | 0 | 3696.2552 | #N/A | #N/A | 88 | #N/A | #N/A | #N/A | #N/A | 2.053% | 1 | 50% | 0% | 0% | 0% | 8.2745 | 0 | 0 | 0 | 8.2745 | #N/A
2007-09-09 15:01 | 9 | 9 | 15 | 252.5837 | 6039 | 62.96 | 66.02 | 1005 | 62.96 | 0 | 3797.574 | Cooling | 632.929 | #N/A | #N/A | #N/A | #N/A | 0 | 0 | 0 | 0 | 0 | 3797.574 | #N/A | #N/A | 88 | #N/A | #N/A | #N/A | #N/A | 2.11% | 1 | 50% | 0% | 0% | 0% | 8.2745 | 0 | 0 | 0 | 8.2745 | #N/A
2007-09-09 16:01 | 9 | 9 | 16 | 252.6253 | 6040 | 62.6 | 64.94 | 1004 | 62.6 | 0 | 3087.3145 | Cooling | 514.5524 | #N/A | #N/A | #N/A | #N/A | 0 | 0 | 0 | 0 | 0 | 3087.3145 | #N/A | #N/A | 88 | #N/A | #N/A | #N/A | #N/A | 1.715% | 1 | 50% | 0% | 0% | 0% | 8.2745 | 0 | 0 | 0 | 8.2745 | #N/A
2007-09-09 17:01 | 9 | 9 | 17 | 252.667 | 6041 | 62.96 | 62.96 | 1004 | 62.96 | 0 | 3079.7186 | Cooling | 513.2864 | #N/A | #N/A | #N/A | #N/A | 0 | 0 | 0 | 0 | 0 | 3079.7186 | #N/A | #N/A | 88 | #N/A | #N/A | #N/A | #N/A | 1.711% | 1 | 50% | 0% | 0% | 0% | 8.2745 | 0 | 0 | 0 | 8.2745 | #N/A
2007-09-09 18:01 | 9 | 9 | 18 | 252.7087 | 6042 | 62.6 | 64.94 | 1004 | 62.6 | 0 | 3558.3043 | Cooling | 593.0507 | #N/A | #N/A | #N/A | #N/A | 0 | 0 | 0 | 0 | 0 | 3558.3043 | #N/A | #N/A | 88 | #N/A | #N/A | #N/A | #N/A | 1.977% | 1 | 50% | 0% | 0% | 0% | 8.2745 | 0 | 0 | 0 | 8.2745 | #N/A
2007-09-09 19:01 | 9 | 9 | 19 | 252.7503 | 6043 | 62.6 | 64.04 | 1005 | 62.6 | 0 | 2974.9167 | Cooling | 495.8195 | #N/A | #N/A | #N/A | #N/A | 0 | 0 | 0 | 0 | 0 | 2974.9167 | #N/A | #N/A | 88 | #N/A | #N/A | #N/A | #N/A | 1.653% | 1 | 50% | 0% | 0% | 0% | 8.2745 | 0 | 0 | 0 | 8.2745 | #N/A
2007-09-09 20:01 | 9 | 9 | 20 | 252.792 | 6044 | 62.06 | 62.96 | 1005 | 62.06 | 0 | 2329.2222 | Cooling | 388.2037 | #N/A | #N/A | #N/A | #N/A | 0 | 0 | 0 | 0 | 0 | 2329.2222 | #N/A | #N/A | 88 | #N/A | #N/A | #N/A | #N/A | 1.294% | 1 | 50% | 0% | 0% | 0% | 8.2745 | 0 | 0 | 0 | 8.2745 | #N/A
2007-09-09 21:01 | 9 | 9 | 21 | 252.8337 | 6045 | 62.6 | 60.08 | 1005 | 62.6 | 0 | 1951.0283 | Cooling | 325.1714 | #N/A | #N/A | #N/A | #N/A | 0 | 0 | 0 | 0 | 0 | 1951.0283 | #N/A | #N/A | 88 | #N/A | #N/A | #N/A | #N/A | 1.084% | 1 | 50% | 0% | 0% | 0% | 8.2745 | 0 | 0 | 0 | 8.2745 | #N/A
2007-09-09 22:01 | 9 | 9 | 22 | 252.8753 | 6046 | 62.06 | 59 | 1005 | 62.06 | 0 | 99.298 | Cooling | 16.5497 | #N/A | #N/A | #N/A | #N/A | 0 | 0 | 0 | 0 | 0 | 99.298 | #N/A | #N/A | 88 | #N/A | #N/A | #N/A | #N/A | 0.05517% | 1 | 50% | 0% | 0% | 0% | 8.2745 | 0 | 0 | 0 | 8.2745 | #N/A
2007-09-09 23:01 | 9 | 9 | 23 | 252.917 | 6047 | 62.06 | 59 | 1005 | 62.06 | 0 | 186.1187 | Cooling | 31.0198 | #N/A | #N/A | #N/A | #N/A | 0 | 0 | 0 | 0 | 0 | 186.1187 | #N/A | #N/A | 88 | #N/A | #N/A | #N/A | #N/A | 0.1034% | 1 | 50% | 0% | 0% | 0% | 8.2745 | 0 | 0 | 0 | 8.2745 | #N/A
2007-09-10 00:01 | 9 | 10 | 0 | 252.9587 | 6048 | 62.6 | 57.92 | 1005 | 62.6 | 0 | 153.6496 | Cooling | 25.6083 | #N/A | #N/A | #N/A | #N/A | 0 | 0 | 0 | 0 | 0 | 153.6496 | #N/A | #N/A | 88 | #N/A | #N/A | #N/A | #N/A | 0.08536% | 1 | 50% | 0% | 0% | 0% | 8.2745 | 0 | 0 | 0 | 8.2745 | #N/A
2007-09-10 01:01 | 9 | 10 | 1 | 253.0003 | 6049 | 62.06 | 57.92 | 1006 | 62.06 | 0 | 139.9329 | Cooling | 23.3221 | #N/A | #N/A | #N/A | #N/A | 0 | 0 | 0 | 0 | 0 | 139.9329 | #N/A | #N/A | 88 | #N/A | #N/A | #N/A | #N/A | 0.07774% | 1 | 50% | 0% | 0% | 0% | 8.2745 | 0 | 0 | 0 | 8.2745 | #N/A
2007-09-10 02:01 | 9 | 10 | 2 | 253.042 | 6050 | 62.06 | 57.92 | 1005 | 62.06 | 0 | 137.6787 | Cooling | 22.9464 | #N/A | #N/A | #N/A | #N/A | 0 | 0 | 0 | 0 | 0 | 137.6787 | #N/A | #N/A | 88 | #N/A | #N/A | #N/A | #N/A | 0.07649% | 1 | 50% | 0% | 0% | 0% | 8.2745 | 0 | 0 | 0 | 8.2745 | #N/A
2007-09-10 03:01 | 9 | 10 | 3 | 253.0837 | 6051 | 62.6 | 57.92 | 1006 | 62.6 | 0 | 131.4555 | Cooling | 21.9092 | #N/A | #N/A | #N/A | #N/A | 0 | 0 | 0 | 0 | 0 | 131.4555 | #N/A | #N/A | 88 | #N/A | #N/A | #N/A | #N/A | 0.07303% | 1 | 50% | 0% | 0% | 0% | 8.2745 | 0 | 0 | 0 | 8.2745 | #N/A
2007-09-10 04:01 | 9 | 10 | 4 | 253.1254 | 6052 | 62.6 | 57.02 | 1006 | 62.6 | 0 | 113.3721 | Cooling | 18.8953 | #N/A | #N/A | #N/A | #N/A | 0 | 0 | 0 | 0 | 0 | 113.3721 | #N/A | #N/A | 88 | #N/A | #N/A | #N/A | #N/A | 0.06298% | 1 | 50% | 0% | 0% | 0% | 8.2745 | 0 | 0 | 0 | 8.2745 | #N/A
2007-09-10 05:01 | 9 | 10 | 5 | 253.167 | 6053 | 62.06 | 57.02 | 1006 | 62.06 | 0 | 131.7798 | Cooling | 21.9633 | #N/A | #N/A | #N/A | #N/A | 0 | 0 | 0 | 0 | 0 | 131.7798 | #N/A | #N/A | 88 | #N/A | #N/A | #N/A | #N/A | 0.07321% | 1 | 50% | 0% | 0% | 0% | 8.2745 | 0 | 0 | 0 | 8.2745 | #N/A
2007-09-10 06:01 | 9 | 10 | 6 | 253.2087 | 6054 | 62.06 | 57.92 | 1007 | 62.06 | 0 | 970.2261 | Cooling | 161.7044 | #N/A | #N/A | #N/A | #N/A | 0 | 0 | 0 | 0 | 0 | 970.2261 | #N/A | #N/A | 88 | #N/A | #N/A | #N/A | #N/A | 0.539% | 1 | 50% | 0% | 0% | 0% | 8.2745 | 0 | 0 | 0 | 8.2745 | #N/A
2007-09-10 07:01 | 9 | 10 | 7 | 253.2504 | 6055 | 62.06 | 59 | 1007 | 62.06 | 0 | 1230.5703 | Cooling | 205.0951 | #N/A | #N/A | #N/A | #N/A | 0 | 0 | 0 | 0 | 0 | 1230.5703 | #N/A | #N/A | 88 | #N/A | #N/A | #N/A | #N/A | 0.6837% | 1 | 50% | 0% | 0% | 0% | 8.2745 | 0 | 0 | 0 | 8.2745 | #N/A
2007-09-10 08:01 | 9 | 10 | 8 | 253.292 | 6056 | 62.06 | 62.06 | 1007 | 62.06 | 0 | 2064.3729 | Cooling | 344.0621 | #N/A | #N/A | #N/A | #N/A | 0 | 0 | 0 | 0 | 0 | 2064.3729 | #N/A | #N/A | 88 | #N/A | #N/A | #N/A | #N/A | 1.147% | 1 | 50% | 0% | 0% | 0% | 8.2745 | 0 | 0 | 0 | 8.2745 | #N/A
2007-09-10 09:01 | 9 | 10 | 9 | 253.3337 | 6057 | 62.6 | 64.04 | 1007 | 62.6 | 0 | 2523.4564 | Cooling | 420.5761 | #N/A | #N/A | #N/A | #N/A | 0 | 0 | 0 | 0 | 0 | 2523.4564 | #N/A | #N/A | 88 | #N/A | #N/A | #N/A | #N/A | 1.402% | 1 | 50% | 0% | 0% | 0% | 8.2745 | 0 | 0 | 0 | 8.2745 | #N/A
2007-09-10 10:01 | 9 | 10 | 10 | 253.3754 | 6058 | 62.6 | 66.92 | 1006 | 62.6 | 0 | 3196.6561 | Cooling | 532.776 | #N/A | #N/A | #N/A | #N/A | 0 | 0 | 0 | 0 | 0 | 3196.6561 | #N/A | #N/A | 88 | #N/A | #N/A | #N/A | #N/A | 1.776% | 1 | 50% | 0% | 0% | 0% | 8.2745 | 0 | 0 | 0 | 8.2745 | #N/A
2007-09-10 11:01 | 9 | 10 | 11 | 253.417 | 6059 | 62.06 | 68 | 1006 | 62.06 | 0 | 3642.7809 | Cooling | 607.1302 | #N/A | #N/A | #N/A | #N/A | 0 | 0 | 0 | 0 | 0 | 3642.7809 | #N/A | #N/A | 88 | #N/A | #N/A | #N/A | #N/A | 2.024% | 1 | 50% | 0% | 0% | 0% | 8.2745 | 0 | 0 | 0 | 8.2745 | #N/A
2007-09-10 12:01 | 9 | 10 | 12 | 253.4587 | 6060 | 62.96 | 69.08 | 1006 | 62.96 | 0 | 2877.6039 | Cooling | 479.6006 | #N/A | #N/A | #N/A | #N/A | 0 | 0 | 0 | 0 | 0 | 2877.6039 | #N/A | #N/A | 88 | #N/A | #N/A | #N/A | #N/A | 1.599% | 1 | 50% | 0% | 0% | 0% | 8.2745 | 0 | 0 | 0 | 8.2745 | #N/A
2007-09-10 13:01 | 9 | 10 | 13 | 253.5004 | 6061 | 64.04 | 71.06 | 1005 | 64.04 | 0 | 2945.3791 | Cooling | 490.8965 | #N/A | #N/A | #N/A | #N/A | 0 | 0 | 0 | 0 | 0 | 2945.3791 | #N/A | #N/A | 88 | #N/A | #N/A | #N/A | #N/A | 1.636% | 1 | 50% | 0% | 0% | 0% | 8.2745 | 0 | 0 | 0 | 8.2745 | #N/A
2007-09-10 14:01 | 9 | 10 | 14 | 253.542 | 6062 | 64.04 | 71.06 | 1003 | 64.04 | 0 | 3055.7222 | Cooling | 509.287 | #N/A | #N/A | #N/A | #N/A | 0 | 0 | 0 | 0 | 0 | 3055.7222 | #N/A | #N/A | 88 | #N/A | #N/A | #N/A | #N/A | 1.698% | 1 | 50% | 0% | 0% | 0% | 8.2745 | 0 | 0 | 0 | 8.2745 | #N/A
2007-09-10 15:01 | 9 | 10 | 15 | 253.5837 | 6063 | 64.4 | 66.92 | 1003 | 64.4 | 0 | 2996.9367 | Cooling | 499.4894 | #N/A | #N/A | #N/A | #N/A | 0 | 0 | 0 | 0 | 0 | 2996.9367 | #N/A | #N/A | 88 | #N/A | #N/A | #N/A | #N/A | 1.665% | 1 | 50% | 0% | 0% | 0% | 8.2745 | 0 | 0 | 0 | 8.2745 | #N/A
2007-09-10 16:01 | 9 | 10 | 16 | 253.6254 | 6064 | 66.2 | 68 | 1003 | 66.2 | 0 | 3061.4353 | Cooling | 510.2392 | #N/A | #N/A | #N/A | #N/A | 0 | 0 | 0 | 0 | 0 | 3061.4353 | #N/A | #N/A | 88 | #N/A | #N/A | #N/A | #N/A | 1.701% | 1 | 50% | 0% | 0% | 0% | 8.2745 | 0 | 0 | 0 | 8.2745 | #N/A
2007-09-10 17:01 | 9 | 10 | 17 | 253.667 | 6065 | 66.92 | 68 | 1003 | 66.92 | 0 | 3024.5643 | Cooling | 504.0941 | #N/A | #N/A | #N/A | #N/A | 0 | 0 | 0 | 0 | 0 | 3024.5643 | #N/A | #N/A | 88 | #N/A | #N/A | #N/A | #N/A | 1.68% | 1 | 50% | 0% | 0% | 0% | 8.2745 | 0 | 0 | 0 | 8.2745 | #N/A
2007-09-10 18:01 | 9 | 10 | 18 | 253.7087 | 6066 | 66.2 | 68 | 1003 | 66.2 | 0 | 2824.0875 | Cooling | 470.6813 | #N/A | #N/A | #N/A | #N/A | 0 | 0 | 0 | 0 | 0 | 2824.0875 | #N/A | #N/A | 88 | #N/A | #N/A | #N/A | #N/A | 1.569% | 1 | 50% | 0% | 0% | 0% | 8.2745 | 0 | 0 | 0 | 8.2745 | #N/A
2007-09-10 19:01 | 9 | 10 | 19 | 253.7504 | 6067 | 64.94 | 68 | 1003 | 64.94 | 0 | 2890.1754 | Cooling | 481.6959 | #N/A | #N/A | #N/A | #N/A | 0 | 0 | 0 | 0 | 0 | 2890.1754 | #N/A | #N/A | 88 | #N/A | #N/A | #N/A | #N/A | 1.606% | 1 | 50% | 0% | 0% | 0% | 8.2745 | 0 | 0 | 0 | 8.2745 | #N/A
2007-09-10 20:01 | 9 | 10 | 20 | 253.792 | 6068 | 64.94 | 66.92 | 1003 | 64.94 | 0 | 3031.2494 | Cooling | 505.2082 | #N/A | #N/A | #N/A | #N/A | 0 | 0 | 0 | 0 | 0 | 3031.2494 | #N/A | #N/A | 88 | #N/A | #N/A | #N/A | #N/A | 1.684% | 1 | 50% | 0% | 0% | 0% | 8.2745 | 0 | 0 | 0 | 8.2745 | #N/A
2007-09-10 21:01 | 9 | 10 | 21 | 253.8337 | 6069 | 62.96 | 66.92 | 1002 | 62.96 | 0 | 3653.3532 | Cooling | 608.8922 | #N/A | #N/A | #N/A | #N/A | 0 | 0 | 0 | 0 | 0 | 3653.3532 | #N/A | #N/A | 88 | #N/A | #N/A | #N/A | #N/A | 2.03% | 1 | 50% | 0% | 0% | 0% | 8.2745 | 0 | 0 | 0 | 8.2745 | #N/A
2007-09-10 22:01 | 9 | 10 | 22 | 253.8754 | 6070 | 60.08 | 66.02 | 1003 | 60.08 | 0 | 595.5144 | Cooling | 99.2524 | #N/A | #N/A | #N/A | #N/A | 0 | 0 | 0 | 0 | 0 | 595.5144 | #N/A | #N/A | 88 | #N/A | #N/A | #N/A | #N/A | 0.3308% | 1 | 50% | 0% | 0% | 0% | 8.2745 | 0 | 0 | 0 | 8.2745 | #N/A
2007-09-10 23:01 | 9 | 10 | 23 | 253.917 | 6071 | 60.08 | 66.02 | 1003 | 60.08 | 0 | 949.8824 | Cooling | 158.3137 | #N/A | #N/A | #N/A | #N/A | 0 | 0 | 0 | 0 | 0 | 949.8824 | #N/A | #N/A | 88 | #N/A | #N/A | #N/A | #N/A | 0.5277% | 1 | 50% | 0% | 0% | 0% | 8.2745 | 0 | 0 | 0 | 8.2745 | #N/A
2007-09-11 00:01 | 9 | 11 | 0 | 253.9587 | 6072 | 60.8 | 66.02 | 1003 | 60.8 | 0 | 917.3669 | Cooling | 152.8945 | #N/A | #N/A | #N/A | #N/A | 0 | 0 | 0 | 0 | 0 | 917.3669 | #N/A | #N/A | 88 | #N/A | #N/A | #N/A | #N/A | 0.5096% | 1 | 50% | 0% | 0% | 0% | 8.2745 | 0 | 0 | 0 | 8.2745 | #N/A
2007-09-11 01:01 | 9 | 11 | 1 | 254.0004 | 6073 | 62.06 | 66.02 | 1003 | 62.06 | 0 | 980.5912 | Cooling | 163.4319 | #N/A | #N/A | #N/A | #N/A | 0 | 0 | 0 | 0 | 0 | 980.5912 | #N/A | #N/A | 88 | #N/A | #N/A | #N/A | #N/A | 0.5448% | 1 | 50% | 0% | 0% | 0% | 8.2745 | 0 | 0 | 0 | 8.2745 | #N/A
2007-09-11 02:01 | 9 | 11 | 2 | 254.042 | 6074 | 62.06 | 66.02 | 1002 | 62.06 | 0 | 830.1396 | Cooling | 138.3566 | #N/A | #N/A | #N/A | #N/A | 0 | 0 | 0 | 0 | 0 | 830.1396 | #N/A | #N/A | 88 | #N/A | #N/A | #N/A | #N/A | 0.4612% | 1 | 50% | 0% | 0% | 0% | 8.2745 | 0 | 0 | 0 | 8.2745 | #N/A
2007-09-11 03:01 | 9 | 11 | 3 | 254.0837 | 6075 | 62.06 | 66.02 | 1002 | 62.06 | 0 | 778.5443 | Cooling | 129.7574 | #N/A | #N/A | #N/A | #N/A | 0 | 0 | 0 | 0 | 0 | 778.5443 | #N/A | #N/A | 88 | #N/A | #N/A | #N/A | #N/A | 0.4325% | 1 | 50% | 0% | 0% | 0% | 8.2745 | 0 | 0 | 0 | 8.2745 | #N/A
2007-09-11 04:01 | 9 | 11 | 4 | 254.1254 | 6076 | 62.6 | 64.94 | 1002 | 62.6 | 0 | 778.3194 | Cooling | 129.7199 | #N/A | #N/A | #N/A | #N/A | 0 | 0 | 0 | 0 | 0 | 778.3194 | #N/A | #N/A | 88 | #N/A | #N/A | #N/A | #N/A | 0.4324% | 1 | 50% | 0% | 0% | 0% | 8.2745 | 0 | 0 | 0 | 8.2745 | #N/A
2007-09-11 05:01 | 9 | 11 | 5 | 254.167 | 6077 | 62.06 | 66.92 | 1002 | 62.06 | 0 | 743.2449 | Cooling | 123.8741 | #N/A | #N/A | #N/A | #N/A | 0 | 0 | 0 | 0 | 0 | 743.2449 | #N/A | #N/A | 88 | #N/A | #N/A | #N/A | #N/A | 0.4129% | 1 | 50% | 0% | 0% | 0% | 8.2745 | 0 | 0 | 0 | 8.2745 | #N/A
2007-09-11 06:01 | 9 | 11 | 6 | 254.2087 | 6078 | 62.06 | 64.94 | 1002 | 62.06 | 0 | 3309.1114 | Cooling | 551.5186 | #N/A | #N/A | #N/A | #N/A | 0 | 0 | 0 | 0 | 0 | 3309.1114 | #N/A | #N/A | 88 | #N/A | #N/A | #N/A | #N/A | 1.838% | 1 | 50% | 0% | 0% | 0% | 8.2745 | 0 | 0 | 0 | 8.2745 | #N/A
2007-09-11 07:01 | 9 | 11 | 7 | 254.2504 | 6079 | 62.6 | 64.04 | 1003 | 62.6 | 0 | 2988.9418 | Cooling | 498.157 | #N/A | #N/A | #N/A | #N/A | 0 | 0 | 0 | 0 | 0 | 2988.9418 | #N/A | #N/A | 88 | #N/A | #N/A | #N/A | #N/A | 1.661% | 1 | 50% | 0% | 0% | 0% | 8.2745 | 0 | 0 | 0 | 8.2745 | #N/A
2007-09-11 08:01 | 9 | 11 | 8 | 254.292 | 6080 | 62.06 | 62.96 | 1003 | 62.06 | 0 | 3369.4345 | Cooling | 561.5724 | #N/A | #N/A | #N/A | #N/A | 0 | 0 | 0 | 0 | 0 | 3369.4345 | #N/A | #N/A | 88 | #N/A | #N/A | #N/A | #N/A | 1.872% | 1 | 50% | 0% | 0% | 0% | 8.2745 | 0 | 0 | 0 | 8.2745 | #N/A
2007-09-11 09:01 | 9 | 11 | 9 | 254.3337 | 6081 | 62.6 | 62.96 | 1003 | 62.6 | 0 | 3399.5872 | Cooling | 566.5979 | #N/A | #N/A | #N/A | #N/A | 0 | 0 | 0 | 0 | 0 | 3399.5872 | #N/A | #N/A | 88 | #N/A | #N/A | #N/A | #N/A | 1.889% | 1 | 50% | 0% | 0% | 0% | 8.2745 | 0 | 0 | 0 | 8.2745 | #N/A
2007-09-11 10:01 | 9 | 11 | 10 | 254.3754 | 6082 | 62.6 | 64.04 | 1003 | 62.6 | 0 | 3519.5049 | Cooling | 586.5841 | #N/A | #N/A | #N/A | #N/A | 0 | 0 | 0 | 0 | 0 | 3519.5049 | #N/A | #N/A | 88 | #N/A | #N/A | #N/A | #N/A | 1.955% | 1 | 50% | 0% | 0% | 0% | 8.2745 | 0 | 0 | 0 | 8.2745 | #N/A
2007-09-11 11:01 | 9 | 11 | 11 | 254.417 | 6083 | 62.06 | 64.94 | 1003 | 62.06 | 0 | 3636.8015 | Cooling | 606.1336 | #N/A | #N/A | #N/A | #N/A | 0 | 0 | 0 | 0 | 0 | 3636.8015 | #N/A | #N/A | 88 | #N/A | #N/A | #N/A | #N/A | 2.02% | 1 | 50% | 0% | 0% | 0% | 8.2745 | 0 | 0 | 0 | 8.2745 | #N/A
2007-09-11 12:01 | 9 | 11 | 12 | 254.4587 | 6084 | 66.2 | 66.02 | 1002 | 66.2 | 0 | 3717.9728 | Cooling | 619.6621 | #N/A | #N/A | #N/A | #N/A | 0 | 0 | 0 | 0 | 0 | 3717.9728 | #N/A | #N/A | 88 | #N/A | #N/A | #N/A | #N/A | 2.066% | 1 | 50% | 0% | 0% | 0% | 8.2745 | 0 | 0 | 0 | 8.2745 | #N/A
2007-09-11 13:01 | 9 | 11 | 13 | 254.5004 | 6085 | 66.2 | 66.02 | 1002 | 66.2 | 0 | 3036.3608 | Cooling | 506.0601 | #N/A | #N/A | #N/A | #N/A | 0 | 0 | 0 | 0 | 0 | 3036.3608 | #N/A | #N/A | 88 | #N/A | #N/A | #N/A | #N/A | 1.687% | 1 | 50% | 0% | 0% | 0% | 8.2745 | 0 | 0 | 0 | 8.2745 | #N/A
2007-09-11 14:01 | 9 | 11 | 14 | 254.542 | 6086 | 66.92 | 66.02 | 1002 | 66.92 | 0 | 3021.248 | Cooling | 503.5413 | #N/A | #N/A | #N/A | #N/A | 0 | 0 | 0 | 0 | 0 | 3021.248 | #N/A | #N/A | 88 | #N/A | #N/A | #N/A | #N/A | 1.678% | 1 | 50% | 0% | 0% | 0% | 8.2745 | 0 | 0 | 0 | 8.2745 | #N/A
2007-09-11 15:01 | 9 | 11 | 15 | 254.5837 | 6087 | 66.2 | 66.02 | 1002 | 66.2 | 0 | 3235.9305 | Cooling | 539.3218 | #N/A | #N/A | #N/A | #N/A | 0 | 0 | 0 | 0 | 0 | 3235.9305 | #N/A | #N/A | 88 | #N/A | #N/A | #N/A | #N/A | 1.798% | 1 | 50% | 0% | 0% | 0% | 8.2745 | 0 | 0 | 0 | 8.2745 | #N/A
2007-09-11 16:01 | 9 | 11 | 16 | 254.6254 | 6088 | 68 | 66.02 | 1001 | 68 | 0 | 3841.8278 | Cooling | 640.3046 | #N/A | #N/A | #N/A | #N/A | 0 | 0 | 0 | 0 | 0 | 3841.8278 | #N/A | #N/A | 88 | #N/A | #N/A | #N/A | #N/A | 2.134% | 1 | 50% | 0% | 0% | 0% | 8.2745 | 0 | 0 | 0 | 8.2745 | #N/A
2007-09-11 17:01 | 9 | 11 | 17 | 254.667 | 6089 | 68 | 66.02 | 1001 | 68 | 0 | 3818.4229 | Cooling | 636.4038 | #N/A | #N/A | #N/A | #N/A | 0 | 0 | 0 | 0 | 0 | 3818.4229 | #N/A | #N/A | 88 | #N/A | #N/A | #N/A | #N/A | 2.121% | 1 | 50% | 0% | 0% | 0% | 8.2745 | 0 | 0 | 0 | 8.2745 | #N/A
2007-09-11 18:01 | 9 | 11 | 18 | 254.7087 | 6090 | 66.92 | 64.94 | 1000 | 66.92 | 0 | 3677.792 | Cooling | 612.9653 | #N/A | #N/A | #N/A | #N/A | 0 | 0 | 0 | 0 | 0 | 3677.792 | #N/A | #N/A | 88 | #N/A | #N/A | #N/A | #N/A | 2.043% | 1 | 50% | 0% | 0% | 0% | 8.2745 | 0 | 0 | 0 | 8.2745 | #N/A
2007-09-11 19:01 | 9 | 11 | 19 | 254.7504 | 6091 | 68 | 64.94 | 1001 | 68 | 0 | 3500.083 | Cooling | 583.3472 | #N/A | #N/A | #N/A | #N/A | 0 | 0 | 0 | 0 | 0 | 3500.083 | #N/A | #N/A | 88 | #N/A | #N/A | #N/A | #N/A | 1.944% | 1 | 50% | 0% | 0% | 0% | 8.2745 | 0 | 0 | 0 | 8.2745 | #N/A
2007-09-11 20:01 | 9 | 11 | 20 | 254.792 | 6092 | 68 | 64.94 | 1001 | 68 | 0 | 3255.1511 | Cooling | 542.5252 | #N/A | #N/A | #N/A | #N/A | 0 | 0 | 0 | 0 | 0 | 3255.1511 | #N/A | #N/A | 88 | #N/A | #N/A | #N/A | #N/A | 1.808% | 1 | 50% | 0% | 0% | 0% | 8.2745 | 0 | 0 | 0 | 8.2745 | #N/A
2007-09-11 21:01 | 9 | 11 | 21 | 254.8337 | 6093 | 64.04 | 64.94 | 1001 | 64.04 | 0 | 3030.4404 | Cooling | 505.0734 | #N/A | #N/A | #N/A | #N/A | 0 | 0 | 0 | 0 | 0 | 3030.4404 | #N/A | #N/A | 88 | #N/A | #N/A | #N/A | #N/A | 1.684% | 1 | 50% | 0% | 0% | 0% | 8.2745 | 0 | 0 | 0 | 8.2745 | #N/A
2007-09-11 22:01 | 9 | 11 | 22 | 254.8754 | 6094 | 64.04 | 64.94 | 1001 | 64.04 | 0 | 545.3561 | Cooling | 90.8927 | #N/A | #N/A | #N/A | #N/A | 0 | 0 | 0 | 0 | 0 | 545.3561 | #N/A | #N/A | 88 | #N/A | #N/A | #N/A | #N/A | 0.303% | 1 | 50% | 0% | 0% | 0% | 8.2745 | 0 | 0 | 0 | 8.2745 | #N/A
2007-09-11 23:01 | 9 | 11 | 23 | 254.917 | 6095 | 64.04 | 64.94 | 1000 | 64.04 | 0 | 712.3153 | Cooling | 118.7192 | #N/A | #N/A | #N/A | #N/A | 0 | 0 | 0 | 0 | 0 | 712.3153 | #N/A | #N/A | 88 | #N/A | #N/A | #N/A | #N/A | 0.3957% | 1 | 50% | 0% | 0% | 0% | 8.2745 | 0 | 0 | 0 | 8.2745 | #N/A
2007-09-12 00:01 | 9 | 12 | 0 | 254.9587 | 6096 | 62.96 | 64.94 | 999 | 62.96 | 0 | 655.1813 | Cooling | 109.1969 | #N/A | #N/A | #N/A | #N/A | 0 | 0 | 0 | 0 | 0 | 655.1813 | #N/A | #N/A | 88 | #N/A | #N/A | #N/A | #N/A | 0.364% | 1 | 50% | 0% | 0% | 0% | 8.2745 | 0 | 0 | 0 | 8.2745 | #N/A
2007-09-12 01:01 | 9 | 12 | 1 | 255.0004 | 6097 | 60.98 | 64.94 | 999 | 60.98 | 0 | 663.3414 | Cooling | 110.5569 | #N/A | #N/A | #N/A | #N/A | 0 | 0 | 0 | 0 | 0 | 663.3414 | #N/A | #N/A | 88 | #N/A | #N/A | #N/A | #N/A | 0.3685% | 1 | 50% | 0% | 0% | 0% | 8.2745 | 0 | 0 | 0 | 8.2745 | #N/A
2007-09-12 02:01 | 9 | 12 | 2 | 255.042 | 6098 | 60.98 | 64.04 | 998 | 60.98 | 0 | 643.6396 | Cooling | 107.2733 | #N/A | #N/A | #N/A | #N/A | 0 | 0 | 0 | 0 | 0 | 643.6396 | #N/A | #N/A | 88 | #N/A | #N/A | #N/A | #N/A | 0.3576% | 1 | 50% | 0% | 0% | 0% | 8.2745 | 0 | 0 | 0 | 8.2745 | #N/A
2007-09-12 03:01 | 9 | 12 | 3 | 255.0837 | 6099 | 59 | 62.96 | 998 | 59 | 0 | 596.1701 | Cooling | 99.3617 | #N/A | #N/A | #N/A | #N/A | 0 | 0 | 0 | 0 | 0 | 596.1701 | #N/A | #N/A | 88 | #N/A | #N/A | #N/A | #N/A | 0.3312% | 1 | 50% | 0% | 0% | 0% | 8.2745 | 0 | 0 | 0 | 8.2745 | #N/A
2007-09-12 04:01 | 9 | 12 | 4 | 255.1254 | 6100 | 57.92 | 62.96 | 998 | 57.92 | 0 | 572.0651 | Cooling | 95.3442 | #N/A | #N/A | #N/A | #N/A | 0 | 0 | 0 | 0 | 0 | 572.0651 | #N/A | #N/A | 88 | #N/A | #N/A | #N/A | #N/A | 0.3178% | 1 | 50% | 0% | 0% | 0% | 8.2745 | 0 | 0 | 0 | 8.2745 | #N/A
2007-09-12 05:01 | 9 | 12 | 5 | 255.167 | 6101 | 57.92 | 62.96 | 997 | 57.92 | 0 | 666.3184 | Cooling | 111.0531 | #N/A | #N/A | #N/A | #N/A | 0 | 0 | 0 | 0 | 0 | 666.3184 | #N/A | #N/A | 88 | #N/A | #N/A | #N/A | #N/A | 0.3702% | 1 | 50% | 0% | 0% | 0% | 8.2745 | 0 | 0 | 0 | 8.2745 | #N/A
2007-09-12 06:01 | 9 | 12 | 6 | 255.2087 | 6102 | 57.02 | 64.04 | 998 | 57.02 | 0 | 3263.789 | Cooling | 543.9648 | #N/A | #N/A | #N/A | #N/A | 0 | 0 | 0 | 0 | 0 | 3263.789 | #N/A | #N/A | 88 | #N/A | #N/A | #N/A | #N/A | 1.813% | 1 | 50% | 0% | 0% | 0% | 8.2745 | 0 | 0 | 0 | 8.2745 | #N/A
2007-09-12 07:01 | 9 | 12 | 7 | 255.2504 | 6103 | 57.92 | 64.04 | 998 | 57.92 | 0 | 3167.4525 | Cooling | 527.9088 | #N/A | #N/A | #N/A | #N/A | 0 | 0 | 0 | 0 | 0 | 3167.4525 | #N/A | #N/A | 88 | #N/A | #N/A | #N/A | #N/A | 1.76% | 1 | 50% | 0% | 0% | 0% | 8.2745 | 0 | 0 | 0 | 8.2745 | #N/A
2007-09-12 08:01 | 9 | 12 | 8 | 255.292 | 6104 | 57.92 | 66.02 | 998 | 57.92 | 0 | 3608.0766 | Cooling | 601.3461 | #N/A | #N/A | #N/A | #N/A | 0 | 0 | 0 | 0 | 0 | 3608.0766 | #N/A | #N/A | 88 | #N/A | #N/A | #N/A | #N/A | 2.004% | 1 | 50% | 0% | 0% | 0% | 8.2745 | 0 | 0 | 0 | 8.2745 | #N/A
2007-09-12 09:01 | 9 | 12 | 9 | 255.3337 | 6105 | 60.98 | 66.92 | 997 | 60.98 | 0 | 3832.8609 | Cooling | 638.8102 | #N/A | #N/A | #N/A | #N/A | 0 | 0 | 0 | 0 | 0 | 3832.8609 | #N/A | #N/A | 88 | #N/A | #N/A | #N/A | #N/A | 2.129% | 1 | 50% | 0% | 0% | 0% | 8.2745 | 0 | 0 | 0 | 8.2745 | #N/A
2007-09-12 10:01 | 9 | 12 | 10 | 255.3754 | 6106 | 62.06 | 66.92 | 996 | 62.06 | 0 | 3154.1929 | Cooling | 525.6988 | #N/A | #N/A | #N/A | #N/A | 0 | 0 | 0 | 0 | 0 | 3154.1929 | #N/A | #N/A | 88 | #N/A | #N/A | #N/A | #N/A | 1.752% | 1 | 50% | 0% | 0% | 0% | 8.2745 | 0 | 0 | 0 | 8.2745 | #N/A
2007-09-12 11:01 | 9 | 12 | 11 | 255.417 | 6107 | 62.06 | 66.92 | 995 | 62.06 | 0 | 2948.4329 | Cooling | 491.4055 | #N/A | #N/A | #N/A | #N/A | 0 | 0 | 0 | 0 | 0 | 2948.4329 | #N/A | #N/A | 88 | #N/A | #N/A | #N/A | #N/A | 1.638% | 1 | 50% | 0% | 0% | 0% | 8.2745 | 0 | 0 | 0 | 8.2745 | #N/A
2007-09-12 12:01 | 9 | 12 | 12 | 255.4587 | 6108 | 62.96 | 66.92 | 995 | 62.96 | 0 | 2793.5912 | Cooling | 465.5985 | #N/A | #N/A | #N/A | #N/A | 0 | 0 | 0 | 0 | 0 | 2793.5912 | #N/A | #N/A | 88 | #N/A | #N/A | #N/A | #N/A | 1.552% | 1 | 50% | 0% | 0% | 0% | 8.2745 | 0 | 0 | 0 | 8.2745 | #N/A
2007-09-12 13:01 | 9 | 12 | 13 | 255.5004 | 6109 | 64.04 | 68 | 995 | 64.04 | 0 | 2882.4932 | Cooling | 480.4155 | #N/A | #N/A | #N/A | #N/A | 0 | 0 | 0 | 0 | 0 | 2882.4932 | #N/A | #N/A | 88 | #N/A | #N/A | #N/A | #N/A | 1.601% | 1 | 50% | 0% | 0% | 0% | 8.2745 | 0 | 0 | 0 | 8.2745 | #N/A
2007-09-12 14:01 | 9 | 12 | 14 | 255.542 | 6110 | 64.04 | 68 | 994 | 64.04 | 0 | 3014.8541 | Cooling | 502.4757 | #N/A | #N/A | #N/A | #N/A | 0 | 0 | 0 | 0 | 0 | 3014.8541 | #N/A | #N/A | 88 | #N/A | #N/A | #N/A | #N/A | 1.675% | 1 | 50% | 0% | 0% | 0% | 8.2745 | 0 | 0 | 0 | 8.2745 | #N/A
2007-09-12 15:01 | 9 | 12 | 15 | 255.5837 | 6111 | 69.98 | 68 | 992 | 69.98 | 0 | 3045.7878 | Cooling | 507.6313 | #N/A | #N/A | #N/A | #N/A | 0 | 0 | 0 | 0 | 0 | 3045.7878 | #N/A | #N/A | 88 | #N/A | #N/A | #N/A | #N/A | 1.692% | 1 | 50% | 0% | 0% | 0% | 8.2745 | 0 | 0 | 0 | 8.2745 | #N/A
2007-09-12 16:01 | 9 | 12 | 16 | 255.6254 | 6112 | 69.08 | 68 | 994 | 69.08 | 0 | 3598.3892 | Cooling | 599.7315 | #N/A | #N/A | #N/A | #N/A | 0 | 0 | 0 | 0 | 0 | 3598.3892 | #N/A | #N/A | 88 | #N/A | #N/A | #N/A | #N/A | 1.999% | 1 | 50% | 0% | 0% | 0% | 8.2745 | 0 | 0 | 0 | 8.2745 | #N/A
2007-09-12 17:01 | 9 | 12 | 17 | 255.667 | 6113 | 66.92 | 68 | 995 | 66.92 | 0 | 3883.2659 | Cooling | 647.211 | #N/A | #N/A | #N/A | #N/A | 0 | 0 | 0 | 0 | 0 | 3883.2659 | #N/A | #N/A | 88 | #N/A | #N/A | #N/A | #N/A | 2.157% | 1 | 50% | 0% | 0% | 0% | 8.2745 | 0 | 0 | 0 | 8.2745 | #N/A
2007-09-12 18:01 | 9 | 12 | 18 | 255.7087 | 6114 | 64.04 | 66.92 | 995 | 64.04 | 0 | 3703.1999 | Cooling | 617.2 | #N/A | #N/A | #N/A | #N/A | 0 | 0 | 0 | 0 | 0 | 3703.1999 | #N/A | #N/A | 88 | #N/A | #N/A | #N/A | #N/A | 2.057% | 1 | 50% | 0% | 0% | 0% | 8.2745 | 0 | 0 | 0 | 8.2745 | #N/A
2007-09-12 19:01 | 9 | 12 | 19 | 255.7504 | 6115 | 60.98 | 68 | 996 | 60.98 | 0 | 3495.42 | Cooling | 582.57 | #N/A | #N/A | #N/A | #N/A | 0 | 0 | 0 | 0 | 0 | 3495.42 | #N/A | #N/A | 88 | #N/A | #N/A | #N/A | #N/A | 1.942% | 1 | 50% | 0% | 0% | 0% | 8.2745 | 0 | 0 | 0 | 8.2745 | #N/A
2007-09-12 20:01 | 9 | 12 | 20 | 255.792 | 6116 | 60.98 | 66.92 | 996 | 60.98 | 0 | 3256.2071 | Cooling | 542.7012 | #N/A | #N/A | #N/A | #N/A | 0 | 0 | 0 | 0 | 0 | 3256.2071 | #N/A | #N/A | 88 | #N/A | #N/A | #N/A | #N/A | 1.809% | 1 | 50% | 0% | 0% | 0% | 8.2745 | 0 | 0 | 0 | 8.2745 | #N/A
2007-09-12 21:01 | 9 | 12 | 21 | 255.8337 | 6117 | 55.94 | 66.92 | 996 | 55.94 | 0 | 3120.6987 | Cooling | 520.1165 | #N/A | #N/A | #N/A | #N/A | 0 | 0 | 0 | 0 | 0 | 3120.6987 | #N/A | #N/A | 88 | #N/A | #N/A | #N/A | #N/A | 1.734% | 1 | 50% | 0% | 0% | 0% | 8.2745 | 0 | 0 | 0 | 8.2745 | #N/A
2007-09-12 22:01 | 9 | 12 | 22 | 255.8754 | 6118 | 53.06 | 66.2 | 996 | 53.06 | 0 | 626.0916 | Cooling | 104.3486 | #N/A | #N/A | #N/A | #N/A | 0 | 0 | 0 | 0 | 0 | 626.0916 | #N/A | #N/A | 88 | #N/A | #N/A | #N/A | #N/A | 0.3478% | 1 | 50% | 0% | 0% | 0% | 8.2745 | 0 | 0 | 0 | 8.2745 | #N/A
2007-09-12 23:01 | 9 | 12 | 23 | 255.917 | 6119 | 53.06 | 64.04 | 997 | 53.06 | 0 | 607.4963 | Cooling | 101.2494 | #N/A | #N/A | #N/A | #N/A | 0 | 0 | 0 | 0 | 0 | 607.4963 | #N/A | #N/A | 88 | #N/A | #N/A | #N/A | #N/A | 0.3375% | 1 | 50% | 0% | 0% | 0% | 8.2745 | 0 | 0 | 0 | 8.2745 | #N/A
2007-09-13 00:01 | 9 | 13 | 0 | 255.9587 | 6120 | 50 | 62.06 | 997 | 50 | 0 | 504.8052 | Cooling | 84.1342 | #N/A | #N/A | #N/A | #N/A | 0 | 0 | 0 | 0 | 0 | 504.8052 | #N/A | #N/A | 88 | #N/A | #N/A | #N/A | #N/A | 0.2804% | 1 | 50% | 0% | 0% | 0% | 8.2745 | 0 | 0 | 0 | 8.2745 | #N/A
2007-09-13 01:01 | 9 | 13 | 1 | 256.0004 | 6121 | 50 | 62.06 | 998 | 50 | 0 | 463.788 | Cooling | 77.298 | #N/A | #N/A | #N/A | #N/A | 0 | 0 | 0 | 0 | 0 | 463.788 | #N/A | #N/A | 88 | #N/A | #N/A | #N/A | #N/A | 0.2577% | 1 | 50% | 0% | 0% | 0% | 8.2745 | 0 | 0 | 0 | 8.2745 | #N/A
2007-09-13 02:01 | 9 | 13 | 2 | 256.042 | 6122 | 50 | 60.08 | 998 | 50 | 0 | 386.636 | Cooling | 64.4393 | #N/A | #N/A | #N/A | #N/A | 0 | 0 | 0 | 0 | 0 | 386.636 | #N/A | #N/A | 88 | #N/A | #N/A | #N/A | #N/A | 0.2148% | 1 | 50% | 0% | 0% | 0% | 8.2745 | 0 | 0 | 0 | 8.2745 | #N/A
2007-09-13 03:01 | 9 | 13 | 3 | 256.0837 | 6123 | 48.92 | 59 | 999 | 48.92 | 0 | 309.5206 | Cooling | 51.5868 | #N/A | #N/A | #N/A | #N/A | 0 | 0 | 0 | 0 | 0 | 309.5206 | #N/A | #N/A | 88 | #N/A | #N/A | #N/A | #N/A | 0.172% | 1 | 50% | 0% | 0% | 0% | 8.2745 | 0 | 0 | 0 | 8.2745 | #N/A
2007-09-13 04:01 | 9 | 13 | 4 | 256.1254 | 6124 | 46.94 | 57.92 | 999 | 46.94 | 0 | 255.6643 | Cooling | 42.6107 | #N/A | #N/A | #N/A | #N/A | 0 | 0 | 0 | 0 | 0 | 255.6643 | #N/A | #N/A | 88 | #N/A | #N/A | #N/A | #N/A | 0.142% | 1 | 50% | 0% | 0% | 0% | 8.2745 | 0 | 0 | 0 | 8.2745 | #N/A
2007-09-13 05:01 | 9 | 13 | 5 | 256.167 | 6125 | 46.94 | 57.92 | 999 | 46.94 | 0 | 252.3971 | Cooling | 42.0662 | #N/A | #N/A | #N/A | #N/A | 0 | 0 | 0 | 0 | 0 | 252.3971 | #N/A | #N/A | 88 | #N/A | #N/A | #N/A | #N/A | 0.1402% | 1 | 50% | 0% | 0% | 0% | 8.2745 | 0 | 0 | 0 | 8.2745 | #N/A
2007-09-13 06:01 | 9 | 13 | 6 | 256.2087 | 6126 | 48.92 | 55.94 | 1000 | 48.92 | 0 | 1122.5259 | Cooling | 187.0876 | #N/A | #N/A | #N/A | #N/A | 0 | 0 | 0 | 0 | 0 | 1122.5259 | #N/A | #N/A | 88 | #N/A | #N/A | #N/A | #N/A | 0.6236% | 1 | 50% | 0% | 0% | 0% | 8.2745 | 0 | 0 | 0 | 8.2745 | #N/A
2007-09-13 07:01 | 9 | 13 | 7 | 256.2504 | 6127 | 51.98 | 55.94 | 1001 | 51.98 | 0 | 1083.8444 | Cooling | 180.6407 | #N/A | #N/A | #N/A | #N/A | 0 | 0 | 0 | 0 | 0 | 1083.8444 | #N/A | #N/A | 88 | #N/A | #N/A | #N/A | #N/A | 0.6021% | 1 | 50% | 0% | 0% | 0% | 8.2745 | 0 | 0 | 0 | 8.2745 | #N/A
2007-09-13 08:01 | 9 | 13 | 8 | 256.292 | 6128 | 51.98 | 55.04 | 1001 | 51.98 | 0 | 1206.7384 | Cooling | 201.1231 | #N/A | #N/A | #N/A | #N/A | 0 | 0 | 0 | 0 | 0 | 1206.7384 | #N/A | #N/A | 88 | #N/A | #N/A | #N/A | #N/A | 0.6704% | 1 | 50% | 0% | 0% | 0% | 8.2745 | 0 | 0 | 0 | 8.2745 | #N/A
2007-09-13 09:01 | 9 | 13 | 9 | 256.3337 | 6129 | 60.08 | 53.06 | 1002 | 60.08 | 0 | 1118.104 | Cooling | 186.3507 | #N/A | #N/A | #N/A | #N/A | 0 | 0 | 0 | 0 | 0 | 1118.104 | #N/A | #N/A | 88 | #N/A | #N/A | #N/A | #N/A | 0.6212% | 1 | 50% | 0% | 0% | 0% | 8.2745 | 0 | 0 | 0 | 8.2745 | #N/A
2007-09-13 10:01 | 9 | 13 | 10 | 256.3754 | 6130 | 62.06 | 51.98 | 1002 | 62.06 | 0 | 1051.8819 | Cooling | 175.3137 | #N/A | #N/A | #N/A | #N/A | 0 | 0 | 0 | 0 | 0 | 1051.8819 | #N/A | #N/A | 88 | #N/A | #N/A | #N/A | #N/A | 0.5844% | 1 | 50% | 0% | 0% | 0% | 8.2745 | 0 | 0 | 0 | 8.2745 | #N/A
2007-09-13 11:01 | 9 | 13 | 11 | 256.417 | 6131 | 62.06 | 48.92 | 1002 | 62.06 | 0 | 857.7598 | Cooling | 142.96 | #N/A | #N/A | #N/A | #N/A | 0 | 0 | 0 | 0 | 0 | 857.7598 | #N/A | #N/A | 88 | #N/A | #N/A | #N/A | #N/A | 0.4765% | 1 | 50% | 0% | 0% | 0% | 8.2745 | 0 | 0 | 0 | 8.2745 | #N/A
2007-09-13 12:01 | 9 | 13 | 12 | 256.4587 | 6132 | 66.2 | 48.02 | 1002 | 66.2 | 0 | 846.3041 | Cooling | 141.0507 | #N/A | #N/A | #N/A | #N/A | 0 | 0 | 0 | 0 | 0 | 846.3041 | #N/A | #N/A | 88 | #N/A | #N/A | #N/A | #N/A | 0.4702% | 1 | 50% | 0% | 0% | 0% | 8.2745 | 0 | 0 | 0 | 8.2745 | #N/A
2007-09-13 13:01 | 9 | 13 | 13 | 256.5004 | 6133 | 69.98 | 44.96 | 1002 | 69.98 | 0 | 911.2393 | Cooling | 151.8732 | #N/A | #N/A | #N/A | #N/A | 0 | 0 | 0 | 0 | 0 | 911.2393 | #N/A | #N/A | 88 | #N/A | #N/A | #N/A | #N/A | 0.5062% | 1 | 50% | 0% | 0% | 0% | 8.2745 | 0 | 0 | 0 | 8.2745 | #N/A
2007-09-13 14:01 | 9 | 13 | 14 | 256.542 | 6134 | 69.98 | 44.96 | 1002 | 69.98 | 0 | 937.0247 | Cooling | 156.1708 | #N/A | #N/A | #N/A | #N/A | 0 | 0 | 0 | 0 | 0 | 937.0247 | #N/A | #N/A | 88 | #N/A | #N/A | #N/A | #N/A | 0.5206% | 1 | 50% | 0% | 0% | 0% | 8.2745 | 0 | 0 | 0 | 8.2745 | #N/A
2007-09-13 15:01 | 9 | 13 | 15 | 256.5837 | 6135 | 71.06 | 46.04 | 1002 | 71.06 | 0 | 937.3419 | Cooling | 156.2236 | #N/A | #N/A | #N/A | #N/A | 0 | 0 | 0 | 0 | 0 | 937.3419 | #N/A | #N/A | 88 | #N/A | #N/A | #N/A | #N/A | 0.5207% | 1 | 50% | 0% | 0% | 0% | 8.2745 | 0 | 0 | 0 | 8.2745 | #N/A
2007-09-13 16:01 | 9 | 13 | 16 | 256.6254 | 6136 | 71.06 | 46.04 | 1002 | 71.06 | 0 | 893.6294 | Cooling | 148.9382 | #N/A | #N/A | #N/A | #N/A | 0 | 0 | 0 | 0 | 0 | 893.6294 | #N/A | #N/A | 88 | #N/A | #N/A | #N/A | #N/A | 0.4965% | 1 | 50% | 0% | 0% | 0% | 8.2745 | 0 | 0 | 0 | 8.2745 | #N/A
2007-09-13 17:01 | 9 | 13 | 17 | 256.667 | 6137 | 71.06 | 44.06 | 1002 | 71.06 | 0 | 786.3128 | Cooling | 131.0521 | #N/A | #N/A | #N/A | #N/A | 0 | 0 | 0 | 0 | 0 | 786.3128 | #N/A | #N/A | 88 | #N/A | #N/A | #N/A | #N/A | 0.4368% | 1 | 50% | 0% | 0% | 0% | 8.2745 | 0 | 0 | 0 | 8.2745 | #N/A
2007-09-13 18:01 | 9 | 13 | 18 | 256.7087 | 6138 | 68 | 46.04 | 1002 | 68 | 0 | 657.5915 | Cooling | 109.5986 | #N/A | #N/A | #N/A | #N/A | 0 | 0 | 0 | 0 | 0 | 657.5915 | #N/A | #N/A | 88 | #N/A | #N/A | #N/A | #N/A | 0.3653% | 1 | 50% | 0% | 0% | 0% | 8.2745 | 0 | 0 | 0 | 8.2745 | #N/A
2007-09-13 19:01 | 9 | 13 | 19 | 256.7504 | 6139 | 60.98 | 48.92 | 1002 | 60.98 | 0 | 404.6992 | Cooling | 67.4499 | #N/A | #N/A | #N/A | #N/A | 0 | 0 | 0 | 0 | 0 | 404.6992 | #N/A | #N/A | 88 | #N/A | #N/A | #N/A | #N/A | 0.2248% | 1 | 50% | 0% | 0% | 0% | 8.2745 | 0 | 0 | 0 | 8.2745 | #N/A
2007-09-13 20:01 | 9 | 13 | 20 | 256.792 | 6140 | 60.98 | 48.92 | 1002 | 60.98 | 0 | 164.3173 | Cooling | 27.3862 | #N/A | #N/A | #N/A | #N/A | 0 | 0 | 0 | 0 | 0 | 164.3173 | #N/A | #N/A | 88 | #N/A | #N/A | #N/A | #N/A | 0.09129% | 1 | 50% | 0% | 0% | 0% | 8.2745 | 0 | 0 | 0 | 8.2745 | #N/A
2007-09-13 21:01 | 9 | 13 | 21 | 256.8337 | 6141 | 57.92 | 48.92 | 1002 | 57.92 | 0 | 21.5053 | Cooling | 3.5842 | #N/A | #N/A | #N/A | #N/A | 0 | 0 | 0 | 0 | 0 | 21.5053 | #N/A | #N/A | 88 | #N/A | #N/A | #N/A | #N/A | 0.01195% | 1 | 50% | 0% | 0% | 0% | 8.2745 | 0 | 0 | 0 | 8.2745 | #N/A
2007-09-13 22:01 | 9 | 13 | 22 | 256.8754 | 6142 | 55.04 | 48.92 | 1002 | 55.04 | 0 | 0.0013412 | Cooling | 0.00022353 | #N/A | #N/A | #N/A | #N/A | 0 | 0 | 0 | 0 | 0 | 0.0013412 | #N/A | #N/A | 88 | #N/A | #N/A | #N/A | #N/A | 7.451e-07% | 1 | 50% | 0% | 0% | 0% | 8.2745 | 0 | 0 | 0 | 8.2745 | #N/A
2007-09-13 23:01 | 9 | 13 | 23 | 256.917 | 6143 | 55.04 | 48.02 | 1002 | 55.04 | 0 | 0.016477 | Cooling | 0.0027462 | #N/A | #N/A | #N/A | #N/A | 0 | 0 | 0 | 0 | 0 | 0.016477 | #N/A | #N/A | 88 | #N/A | #N/A | #N/A | #N/A | 9.154e-06% | 1 | 50% | 0% | 0% | 0% | 8.2745 | 0 | 0 | 0 | 8.2745 | #N/A
2007-09-14 00:01 | 9 | 14 | 0 | 256.9587 | 6144 | 57.92 | 48.02 | 1002 | 57.92 | 0 | 0.017632 | Cooling | 0.0029387 | #N/A | #N/A | #N/A | #N/A | 0 | 0 | 0 | 0 | 0 | 0.017632 | #N/A | #N/A | 88 | #N/A | #N/A | #N/A | #N/A | 9.796e-06% | 1 | 50% | 0% | 0% | 0% | 8.2745 | 0 | 0 | 0 | 8.2745 | #N/A
2007-09-14 01:01 | 9 | 14 | 1 | 257.0004 | 6145 | 57.92 | 46.94 | 1003 | 57.92 | 0 | 0.027584 | Cooling | 0.0045973 | #N/A | #N/A | #N/A | #N/A | 0 | 0 | 0 | 0 | 0 | 0.027584 | #N/A | #N/A | 88 | #N/A | #N/A | #N/A | #N/A | 1.532e-05% | 1 | 50% | 0% | 0% | 0% | 8.2745 | 0 | 0 | 0 | 8.2745 | #N/A
2007-09-14 02:01 | 9 | 14 | 2 | 257.042 | 6146 | 57.92 | 46.94 | 1002 | 57.92 | 0 | 0.032954 | Cooling | 0.0054923 | #N/A | #N/A | #N/A | #N/A | 0 | 0 | 0 | 0 | 0 | 0.032954 | #N/A | #N/A | 88 | #N/A | #N/A | #N/A | #N/A | 1.831e-05% | 1 | 50% | 0% | 0% | 0% | 8.2745 | 0 | 0 | 0 | 8.2745 | #N/A
2007-09-14 03:01 | 9 | 14 | 3 | 257.0837 | 6147 | 57.02 | 46.04 | 1001 | 57.02 | 0 | 0.035573 | Cooling | 0.0059289 | #N/A | #N/A | #N/A | #N/A | 0 | 0 | 0 | 0 | 0 | 0.035573 | #N/A | #N/A | 88 | #N/A | #N/A | #N/A | #N/A | 1.976e-05% | 1 | 50% | 0% | 0% | 0% | 8.2745 | 0 | 0 | 0 | 8.2745 | #N/A
2007-09-14 04:01 | 9 | 14 | 4 | 257.1254 | 6148 | 55.94 | 46.04 | 1001 | 55.94 | 0 | 0.034758 | Cooling | 0.005793 | #N/A | #N/A | #N/A | #N/A | 0 | 0 | 0 | 0 | 0 | 0.034758 | #N/A | #N/A | 88 | #N/A | #N/A | #N/A | #N/A | 1.931e-05% | 1 | 50% | 0% | 0% | 0% | 8.2745 | 0 | 0 | 0 | 8.2745 | #N/A
2007-09-14 05:01 | 9 | 14 | 5 | 257.167 | 6149 | 55.94 | 46.04 | 1000 | 55.94 | 0 | 0.032634 | Cooling | 0.0054391 | #N/A | #N/A | #N/A | #N/A | 0 | 0 | 0 | 0 | 0 | 0.032634 | #N/A | #N/A | 88 | #N/A | #N/A | #N/A | #N/A | 1.813e-05% | 1 | 50% | 0% | 0% | 0% | 8.2745 | 0 | 0 | 0 | 8.2745 | #N/A
2007-09-14 06:01 | 9 | 14 | 6 | 257.2087 | 6150 | 55.94 | 46.04 | 1001 | 55.94 | 0 | 0.030674 | Cooling | 0.0051124 | #N/A | #N/A | #N/A | #N/A | 0 | 0 | 0 | 0 | 0 | 0.030674 | #N/A | #N/A | 88 | #N/A | #N/A | #N/A | #N/A | 1.704e-05% | 1 | 50% | 0% | 0% | 0% | 8.2745 | 0 | 0 | 0 | 8.2745 | #N/A
2007-09-14 07:01 | 9 | 14 | 7 | 257.2504 | 6151 | 60.98 | 48.02 | 1001 | 60.98 | 0 | 0.0072345 | Cooling | 0.0012057 | #N/A | #N/A | #N/A | #N/A | 0 | 0 | 0 | 0 | 0 | 0.0072345 | #N/A | #N/A | 88 | #N/A | #N/A | #N/A | #N/A | 4.019e-06% | 1 | 50% | 0% | 0% | 0% | 8.2745 | 0 | 0 | 0 | 8.2745 | #N/A
2007-09-14 08:01 | 9 | 14 | 8 | 257.292 | 6152 | 60.98 | 51.98 | 1000 | 60.98 | 0 | 207.8347 | Cooling | 34.6391 | #N/A | #N/A | #N/A | #N/A | 0 | 0 | 0 | 0 | 0 | 207.8347 | #N/A | #N/A | 88 | #N/A | #N/A | #N/A | #N/A | 0.1155% | 1 | 50% | 0% | 0% | 0% | 8.2745 | 0 | 0 | 0 | 8.2745 | #N/A
2007-09-14 09:01 | 9 | 14 | 9 | 257.3337 | 6153 | 66.92 | 50 | 1001 | 66.92 | 0 | 721.8153 | Cooling | 120.3026 | #N/A | #N/A | #N/A | #N/A | 0 | 0 | 0 | 0 | 0 | 721.8153 | #N/A | #N/A | 88 | #N/A | #N/A | #N/A | #N/A | 0.401% | 1 | 50% | 0% | 0% | 0% | 8.2745 | 0 | 0 | 0 | 8.2745 | #N/A
2007-09-14 10:01 | 9 | 14 | 10 | 257.3754 | 6154 | 66.92 | 51.08 | 1000 | 66.92 | 0 | 1037.348 | Cooling | 172.8913 | #N/A | #N/A | #N/A | #N/A | 0 | 0 | 0 | 0 | 0 | 1037.348 | #N/A | #N/A | 88 | #N/A | #N/A | #N/A | #N/A | 0.5763% | 1 | 50% | 0% | 0% | 0% | 8.2745 | 0 | 0 | 0 | 8.2745 | #N/A
2007-09-14 11:01 | 9 | 14 | 11 | 257.417 | 6155 | 66.92 | 51.08 | 999 | 66.92 | 0 | 1285.7976 | Cooling | 214.2996 | #N/A | #N/A | #N/A | #N/A | 0 | 0 | 0 | 0 | 0 | 1285.7976 | #N/A | #N/A | 88 | #N/A | #N/A | #N/A | #N/A | 0.7143% | 1 | 50% | 0% | 0% | 0% | 8.2745 | 0 | 0 | 0 | 8.2745 | #N/A
2007-09-14 12:01 | 9 | 14 | 12 | 257.4587 | 6156 | 71.06 | 51.08 | 998 | 71.06 | 0 | 1610.8262 | Cooling | 268.471 | #N/A | #N/A | #N/A | #N/A | 0 | 0 | 0 | 0 | 0 | 1610.8262 | #N/A | #N/A | 88 | #N/A | #N/A | #N/A | #N/A | 0.8949% | 1 | 50% | 0% | 0% | 0% | 8.2745 | 0 | 0 | 0 | 8.2745 | #N/A
2007-09-14 13:01 | 9 | 14 | 13 | 257.5004 | 6157 | 71.96 | 50 | 997 | 71.96 | 0 | 1627.8668 | Cooling | 271.3111 | #N/A | #N/A | #N/A | #N/A | 0 | 0 | 0 | 0 | 0 | 1627.8668 | #N/A | #N/A | 88 | #N/A | #N/A | #N/A | #N/A | 0.9044% | 1 | 50% | 0% | 0% | 0% | 8.2745 | 0 | 0 | 0 | 8.2745 | #N/A
2007-09-14 14:01 | 9 | 14 | 14 | 257.542 | 6158 | 71.96 | 50 | 996 | 71.96 | 0 | 1234.3085 | Cooling | 205.7181 | #N/A | #N/A | #N/A | #N/A | 0 | 0 | 0 | 0 | 0 | 1234.3085 | #N/A | #N/A | 88 | #N/A | #N/A | #N/A | #N/A | 0.6857% | 1 | 50% | 0% | 0% | 0% | 8.2745 | 0 | 0 | 0 | 8.2745 | #N/A
2007-09-14 15:01 | 9 | 14 | 15 | 257.5837 | 6159 | 71.96 | 51.98 | 995 | 71.96 | 0 | 1468.7721 | Cooling | 244.7954 | #N/A | #N/A | #N/A | #N/A | 0 | 0 | 0 | 0 | 0 | 1468.7721 | #N/A | #N/A | 88 | #N/A | #N/A | #N/A | #N/A | 0.816% | 1 | 50% | 0% | 0% | 0% | 8.2745 | 0 | 0 | 0 | 8.2745 | #N/A
2007-09-14 16:01 | 9 | 14 | 16 | 257.6254 | 6160 | 71.06 | 51.08 | 995 | 71.06 | 0 | 1747.1967 | Cooling | 291.1995 | #N/A | #N/A | #N/A | #N/A | 0 | 0 | 0 | 0 | 0 | 1747.1967 | #N/A | #N/A | 88 | #N/A | #N/A | #N/A | #N/A | 0.9707% | 1 | 50% | 0% | 0% | 0% | 8.2745 | 0 | 0 | 0 | 8.2745 | #N/A
2007-09-14 17:01 | 9 | 14 | 17 | 257.667 | 6161 | 71.06 | 55.94 | 995 | 71.06 | 0 | 1753.9069 | Cooling | 292.3178 | #N/A | #N/A | #N/A | #N/A | 0 | 0 | 0 | 0 | 0 | 1753.9069 | #N/A | #N/A | 88 | #N/A | #N/A | #N/A | #N/A | 0.9744% | 1 | 50% | 0% | 0% | 0% | 8.2745 | 0 | 0 | 0 | 8.2745 | #N/A
2007-09-14 18:01 | 9 | 14 | 18 | 257.7087 | 6162 | 69.08 | 57.02 | 994 | 69.08 | 0 | 199.5184 | Cooling | 33.2531 | #N/A | #N/A | #N/A | #N/A | 0 | 0 | 0 | 0 | 0 | 199.5184 | #N/A | #N/A | 88 | #N/A | #N/A | #N/A | #N/A | 0.1108% | 1 | 50% | 0% | 0% | 0% | 8.2745 | 0 | 0 | 0 | 8.2745 | #N/A
2007-09-14 19:01 | 9 | 14 | 19 | 257.7504 | 6163 | 68 | 57.92 | 994 | 68 | 0 | 282.1495 | Cooling | 47.0249 | #N/A | #N/A | #N/A | #N/A | 0 | 0 | 0 | 0 | 0 | 282.1495 | #N/A | #N/A | 88 | #N/A | #N/A | #N/A | #N/A | 0.1567% | 1 | 50% | 0% | 0% | 0% | 8.2745 | 0 | 0 | 0 | 8.2745 | #N/A
2007-09-14 20:01 | 9 | 14 | 20 | 257.792 | 6164 | 68 | 60.08 | 993 | 68 | 0 | 329.5851 | Cooling | 54.9309 | #N/A | #N/A | #N/A | #N/A | 0 | 0 | 0 | 0 | 0 | 329.5851 | #N/A | #N/A | 88 | #N/A | #N/A | #N/A | #N/A | 0.1831% | 1 | 50% | 0% | 0% | 0% | 8.2745 | 0 | 0 | 0 | 8.2745 | #N/A
2007-09-14 21:01 | 9 | 14 | 21 | 257.8337 | 6165 | 66.92 | 60.98 | 992 | 66.92 | 0 | 287.4901 | Cooling | 47.915 | #N/A | #N/A | #N/A | #N/A | 0 | 0 | 0 | 0 | 0 | 287.4901 | #N/A | #N/A | 88 | #N/A | #N/A | #N/A | #N/A | 0.1597% | 1 | 50% | 0% | 0% | 0% | 8.2745 | 0 | 0 | 0 | 8.2745 | #N/A
2007-09-14 22:01 | 9 | 14 | 22 | 257.8754 | 6166 | 66.92 | 59 | 991 | 66.92 | 0 | 200.8647 | Cooling | 33.4775 | #N/A | #N/A | #N/A | #N/A | 0 | 0 | 0 | 0 | 0 | 200.8647 | #N/A | #N/A | 88 | #N/A | #N/A | #N/A | #N/A | 0.1116% | 1 | 50% | 0% | 0% | 0% | 8.2745 | 0 | 0 | 0 | 8.2745 | #N/A
2007-09-14 23:01 | 9 | 14 | 23 | 257.917 | 6167 | 66.92 | 60.08 | 991 | 66.92 | 0 | 139.0632 | Cooling | 23.1772 | #N/A | #N/A | #N/A | #N/A | 0 | 0 | 0 | 0 | 0 | 139.0632 | #N/A | #N/A | 88 | #N/A | #N/A | #N/A | #N/A | 0.07726% | 1 | 50% | 0% | 0% | 0% | 8.2745 | 0 | 0 | 0 | 8.2745 | #N/A
2007-09-15 00:01 | 9 | 15 | 0 | 257.9587 | 6168 | 66.02 | 55.94 | 991 | 66.02 | 0 | 94.1224 | Cooling | 15.6871 | #N/A | #N/A | #N/A | #N/A | 0 | 0 | 0 | 0 | 0 | 94.1224 | #N/A | #N/A | 88 | #N/A | #N/A | #N/A | #N/A | 0.05229% | 1 | 50% | 0% | 0% | 0% | 8.2745 | 0 | 0 | 0 | 8.2745 | #N/A
2007-09-15 01:01 | 9 | 15 | 1 | 258.0004 | 6169 | 66.02 | 57.02 | 991 | 66.02 | 0 | 75.3884 | Cooling | 12.5647 | #N/A | #N/A | #N/A | #N/A | 0 | 0 | 0 | 0 | 0 | 75.3884 | #N/A | #N/A | 88 | #N/A | #N/A | #N/A | #N/A | 0.04188% | 1 | 50% | 0% | 0% | 0% | 8.2745 | 0 | 0 | 0 | 8.2745 | #N/A
2007-09-15 02:01 | 9 | 15 | 2 | 258.042 | 6170 | 66.02 | 55.94 | 990 | 66.02 | 0 | 68.004 | Cooling | 11.334 | #N/A | #N/A | #N/A | #N/A | 0 | 0 | 0 | 0 | 0 | 68.004 | #N/A | #N/A | 88 | #N/A | #N/A | #N/A | #N/A | 0.03778% | 1 | 50% | 0% | 0% | 0% | 8.2745 | 0 | 0 | 0 | 8.2745 | #N/A
2007-09-15 03:01 | 9 | 15 | 3 | 258.0837 | 6171 | 64.94 | 55.94 | 990 | 64.94 | 0 | 60.6767 | Cooling | 10.1128 | #N/A | #N/A | #N/A | #N/A | 0 | 0 | 0 | 0 | 0 | 60.6767 | #N/A | #N/A | 88 | #N/A | #N/A | #N/A | #N/A | 0.03371% | 1 | 50% | 0% | 0% | 0% | 8.2745 | 0 | 0 | 0 | 8.2745 | #N/A
2007-09-15 04:01 | 9 | 15 | 4 | 258.1254 | 6172 | 64.4 | 55.94 | 989 | 64.4 | 0 | 59.2741 | Cooling | 9.879 | #N/A | #N/A | #N/A | #N/A | 0 | 0 | 0 | 0 | 0 | 59.2741 | #N/A | #N/A | 88 | #N/A | #N/A | #N/A | #N/A | 0.03293% | 1 | 50% | 0% | 0% | 0% | 8.2745 | 0 | 0 | 0 | 8.2745 | #N/A
2007-09-15 05:01 | 9 | 15 | 5 | 258.167 | 6173 | 59 | 55.04 | 990 | 59 | 0 | 71.7854 | Cooling | 11.9642 | #N/A | #N/A | #N/A | #N/A | 0 | 0 | 0 | 0 | 0 | 71.7854 | #N/A | #N/A | 88 | #N/A | #N/A | #N/A | #N/A | 0.03988% | 1 | 50% | 0% | 0% | 0% | 8.2745 | 0 | 0 | 0 | 8.2745 | #N/A
2007-09-15 06:01 | 9 | 15 | 6 | 258.2087 | 6174 | 57.2 | 55.4 | 989 | 57.2 | 0 | 114.919 | Cooling | 19.1532 | #N/A | #N/A | #N/A | #N/A | 0 | 0 | 0 | 0 | 0 | 114.919 | #N/A | #N/A | 88 | #N/A | #N/A | #N/A | #N/A | 0.06384% | 1 | 50% | 0% | 0% | 0% | 8.2745 | 0 | 0 | 0 | 8.2745 | #N/A
2007-09-15 07:01 | 9 | 15 | 7 | 258.2504 | 6175 | 55.4 | 55.04 | 990 | 55.4 | 0 | 132.5265 | Cooling | 22.0878 | #N/A | #N/A | #N/A | #N/A | 0 | 0 | 0 | 0 | 0 | 132.5265 | #N/A | #N/A | 88 | #N/A | #N/A | #N/A | #N/A | 0.07363% | 1 | 50% | 0% | 0% | 0% | 8.2745 | 0 | 0 | 0 | 8.2745 | #N/A
2007-09-15 08:01 | 9 | 15 | 8 | 258.292 | 6176 | 53.96 | 53.96 | 989 | 53.96 | 0 | 106.1201 | Cooling | 17.6867 | #N/A | #N/A | #N/A | #N/A | 0 | 0 | 0 | 0 | 0 | 106.1201 | #N/A | #N/A | 88 | #N/A | #N/A | #N/A | #N/A | 0.05896% | 1 | 50% | 0% | 0% | 0% | 8.2745 | 0 | 0 | 0 | 8.2745 | #N/A
2007-09-15 09:01 | 9 | 15 | 9 | 258.3337 | 6177 | 53.96 | 53.96 | 989 | 53.96 | 0 | 77.6917 | Cooling | 12.9486 | #N/A | #N/A | #N/A | #N/A | 0 | 0 | 0 | 0 | 0 | 77.6917 | #N/A | #N/A | 88 | #N/A | #N/A | #N/A | #N/A | 0.04316% | 1 | 50% | 0% | 0% | 0% | 8.2745 | 0 | 0 | 0 | 8.2745 | #N/A
2007-09-15 10:01 | 9 | 15 | 10 | 258.3754 | 6178 | 55.04 | 55.94 | 989 | 55.04 | 0 | 64.565 | Cooling | 10.7608 | #N/A | #N/A | #N/A | #N/A | 0 | 0 | 0 | 0 | 0 | 64.565 | #N/A | #N/A | 88 | #N/A | #N/A | #N/A | #N/A | 0.03587% | 1 | 50% | 0% | 0% | 0% | 8.2745 | 0 | 0 | 0 | 8.2745 | #N/A
2007-09-15 11:01 | 9 | 15 | 11 | 258.417 | 6179 | 55.04 | 55.94 | 989 | 55.04 | 0 | 75.7325 | Cooling | 12.6221 | #N/A | #N/A | #N/A | #N/A | 0 | 0 | 0 | 0 | 0 | 75.7325 | #N/A | #N/A | 88 | #N/A | #N/A | #N/A | #N/A | 0.04207% | 1 | 50% | 0% | 0% | 0% | 8.2745 | 0 | 0 | 0 | 8.2745 | #N/A
2007-09-15 12:01 | 9 | 15 | 12 | 258.4587 | 6180 | 57.92 | 53.6 | 990 | 57.92 | 0 | 56.5148 | Cooling | 9.4191 | #N/A | #N/A | #N/A | #N/A | 0 | 0 | 0 | 0 | 0 | 56.5148 | #N/A | #N/A | 88 | #N/A | #N/A | #N/A | #N/A | 0.0314% | 1 | 50% | 0% | 0% | 0% | 8.2745 | 0 | 0 | 0 | 8.2745 | #N/A
2007-09-15 13:01 | 9 | 15 | 13 | 258.5004 | 6181 | 60.08 | 51.08 | 990 | 60.08 | 0 | 31.226 | Cooling | 5.2043 | #N/A | #N/A | #N/A | #N/A | 0 | 0 | 0 | 0 | 0 | 31.226 | #N/A | #N/A | 88 | #N/A | #N/A | #N/A | #N/A | 0.01735% | 1 | 50% | 0% | 0% | 0% | 8.2745 | 0 | 0 | 0 | 8.2745 | #N/A
2007-09-15 14:01 | 9 | 15 | 14 | 258.542 | 6182 | 60.08 | 48.92 | 990 | 60.08 | 0 | 4.857 | Cooling | 0.8095 | #N/A | #N/A | #N/A | #N/A | 0 | 0 | 0 | 0 | 0 | 4.857 | #N/A | #N/A | 88 | #N/A | #N/A | #N/A | #N/A | 0.002698% | 1 | 50% | 0% | 0% | 0% | 8.2745 | 0 | 0 | 0 | 8.2745 | #N/A
2007-09-15 15:01 | 9 | 15 | 15 | 258.5837 | 6183 | 60.98 | 48.92 | 989 | 60.98 | 0 | 0 | Cooling | 0 | #N/A | #N/A | #N/A | #N/A | 0 | 0 | 0 | 0 | 0 | 0 | #N/A | #N/A | 88 | #N/A | #N/A | #N/A | #N/A | 0% | 1 | 50% | 0% | 0% | 0% | 8.2745 | 0 | 0 | 0 | 8.2745 | #N/A
2007-09-15 16:01 | 9 | 15 | 16 | 258.6254 | 6184 | 62.06 | 48.92 | 990 | 62.06 | 0 | 0 | Cooling | 0 | #N/A | #N/A | #N/A | #N/A | 0 | 0 | 0 | 0 | 0 | 0 | #N/A | #N/A | 88 | #N/A | #N/A | #N/A | #N/A | 0% | 1 | 50% | 0% | 0% | 0% | 8.2745 | 0 | 0 | 0 | 8.2745 | #N/A
2007-09-15 17:01 | 9 | 15 | 17 | 258.667 | 6185 | 62.06 | 51.08 | 991 | 62.06 | 0 | 15.9142 | Cooling | 2.6524 | #N/A | #N/A | #N/A | #N/A | 0 | 0 | 0 | 0 | 0 | 15.9142 | #N/A | #N/A | 88 | #N/A | #N/A | #N/A | #N/A | 0.008841% | 1 | 50% | 0% | 0% | 0% | 8.2745 | 0 | 0 | 0 | 8.2745 | #N/A
2007-09-15 18:01 | 9 | 15 | 18 | 258.7087 | 6186 | 57.92 | 48.92 | 992 | 57.92 | 0 | 6.0149 | Cooling | 1.0025 | #N/A | #N/A | #N/A | #N/A | 0 | 0 | 0 | 0 | 0 | 6.0149 | #N/A | #N/A | 88 | #N/A | #N/A | #N/A | #N/A | 0.003342% | 1 | 50% | 0% | 0% | 0% | 8.2745 | 0 | 0 | 0 | 8.2745 | #N/A
2007-09-15 19:01 | 9 | 15 | 19 | 258.7504 | 6187 | 53.96 | 48.02 | 993 | 53.96 | 0 | 0 | Cooling | 0 | #N/A | #N/A | #N/A | #N/A | 0 | 0 | 0 | 0 | 0 | 0 | #N/A | #N/A | 88 | #N/A | #N/A | #N/A | #N/A | 0% | 1 | 50% | 0% | 0% | 0% | 8.2745 | 0 | 0 | 0 | 8.2745 | #N/A
2007-09-15 20:01 | 9 | 15 | 20 | 258.792 | 6188 | 53.96 | 48.92 | 993 | 53.96 | 0 | 0.00022899 | Cooling | 3.8164e-05 | #N/A | #N/A | #N/A | #N/A | 0 | 0 | 0 | 0 | 0 | 0.00022899 | #N/A | #N/A | 88 | #N/A | #N/A | #N/A | #N/A | 1.272e-07% | 1 | 50% | 0% | 0% | 0% | 8.2745 | 0 | 0 | 0 | 8.2745 | #N/A
2007-09-15 21:01 | 9 | 15 | 21 | 258.8337 | 6189 | 51.98 | 48.92 | 993 | 51.98 | 0 | 2.2647e-05 | Cooling | 3.7745e-06 | #N/A | #N/A | #N/A | #N/A | 0 | 0 | 0 | 0 | 0 | 2.2647e-05 | #N/A | #N/A | 88 | #N/A | #N/A | #N/A | #N/A | 1.258e-08% | 1 | 50% | 0% | 0% | 0% | 8.2745 | 0 | 0 | 0 | 8.2745 | #N/A
2007-09-15 22:01 | 9 | 15 | 22 | 258.8754 | 6190 | 51.98 | 48.92 | 994 | 51.98 | 0 | 2.768e-05 | Cooling | 4.6133e-06 | #N/A | #N/A | #N/A | #N/A | 0 | 0 | 0 | 0 | 0 | 2.768e-05 | #N/A | #N/A | 88 | #N/A | #N/A | #N/A | #N/A | 1.538e-08% | 1 | 50% | 0% | 0% | 0% | 8.2745 | 0 | 0 | 0 | 8.2745 | #N/A
2007-09-15 23:01 | 9 | 15 | 23 | 258.917 | 6191 | 51.98 | 46.94 | 994 | 51.98 | 0 | 0.003767 | Cooling | 0.00062783 | #N/A | #N/A | #N/A | #N/A | 0 | 0 | 0 | 0 | 0 | 0.003767 | #N/A | #N/A | 88 | #N/A | #N/A | #N/A | #N/A | 2.093e-06% | 1 | 50% | 0% | 0% | 0% | 8.2745 | 0 | 0 | 0 | 8.2745 | #N/A
2007-09-16 00:01 | 9 | 16 | 0 | 258.9587 | 6192 | 48.92 | 48.92 | 994 | 48.92 | 0 | 0.0036235 | Cooling | 0.00060392 | #N/A | #N/A | #N/A | #N/A | 0 | 0 | 0 | 0 | 0 | 0.0036235 | #N/A | #N/A | 88 | #N/A | #N/A | #N/A | #N/A | 2.013e-06% | 1 | 50% | 0% | 0% | 0% | 8.2745 | 0 | 0 | 0 | 8.2745 | #N/A
2007-09-16 01:01 | 9 | 16 | 1 | 259.0004 | 6193 | 48.92 | 46.94 | 994 | 48.92 | 0 | 0.0097936 | Cooling | 0.0016323 | #N/A | #N/A | #N/A | #N/A | 0 | 0 | 0 | 0 | 0 | 0.0097936 | #N/A | #N/A | 88 | #N/A | #N/A | #N/A | #N/A | 5.441e-06% | 1 | 50% | 0% | 0% | 0% | 8.2745 | 0 | 0 | 0 | 8.2745 | #N/A
2007-09-16 02:01 | 9 | 16 | 2 | 259.042 | 6194 | 48.92 | 48.02 | 994 | 48.92 | 0 | 0.0074005 | Cooling | 0.0012334 | #N/A | #N/A | #N/A | #N/A | 0 | 0 | 0 | 0 | 0 | 0.0074005 | #N/A | #N/A | 88 | #N/A | #N/A | #N/A | #N/A | 4.111e-06% | 1 | 50% | 0% | 0% | 0% | 8.2745 | 0 | 0 | 0 | 8.2745 | #N/A
2007-09-16 03:01 | 9 | 16 | 3 | 259.0837 | 6195 | 46.04 | 48.02 | 994 | 46.04 | 0 | 0.002612 | Cooling | 0.00043533 | #N/A | #N/A | #N/A | #N/A | 0 | 0 | 0 | 0 | 0 | 0.002612 | #N/A | #N/A | 88 | #N/A | #N/A | #N/A | #N/A | 1.451e-06% | 1 | 50% | 0% | 0% | 0% | 8.2745 | 0 | 0 | 0 | 8.2745 | #N/A
2007-09-16 04:01 | 9 | 16 | 4 | 259.1254 | 6196 | 42.98 | 46.94 | 995 | 42.98 | 0 | 0.0068847 | Cooling | 0.0011474 | #N/A | #N/A | #N/A | #N/A | 0 | 0 | 0 | 0 | 0 | 0.0068847 | #N/A | #N/A | 88 | #N/A | #N/A | #N/A | #N/A | 3.825e-06% | 1 | 50% | 0% | 0% | 0% | 8.2745 | 0 | 0 | 0 | 8.2745 | #N/A
2007-09-16 05:01 | 9 | 16 | 5 | 259.167 | 6197 | 42.98 | 44.96 | 995 | 42.98 | 0 | 0.026635 | Cooling | 0.0044392 | #N/A | #N/A | #N/A | #N/A | 0 | 0 | 0 | 0 | 0 | 0.026635 | #N/A | #N/A | 88 | #N/A | #N/A | #N/A | #N/A | 1.48e-05% | 1 | 50% | 0% | 0% | 0% | 8.2745 | 0 | 0 | 0 | 8.2745 | #N/A
2007-09-16 06:01 | 9 | 16 | 6 | 259.2087 | 6198 | 44.06 | 44.96 | 995 | 44.06 | 1.8514 | 0 | Heating | 0.24685 | #N/A | #N/A | #N/A | #N/A | 1.8514 | #N/A | #N/A | 4.0174 | #N/A | 0 | 0 | 0 | 0 | 0 | 0 | 0 | 0 | 0.0008228% | 1 | 50% | 0% | 0% | 0% | 8.2745 | 0 | 0 | 0 | 8.2745 | #N/A
2007-09-16 07:01 | 9 | 16 | 7 | 259.2504 | 6199 | 46.94 | 46.04 | 996 | 46.94 | 0 | 0.091313 | Cooling | 0.015219 | #N/A | #N/A | #N/A | #N/A | 0 | 0 | 0 | 0 | 0 | 0.091313 | #N/A | #N/A | 88 | #N/A | #N/A | #N/A | #N/A | 5.073e-05% | 1 | 50% | 0% | 0% | 0% | 8.2745 | 0 | 0 | 0 | 8.2745 | #N/A
2007-09-16 08:01 | 9 | 16 | 8 | 259.292 | 6200 | 46.94 | 46.04 | 996 | 46.94 | 0 | 0.018669 | Cooling | 0.0031114 | #N/A | #N/A | #N/A | #N/A | 0 | 0 | 0 | 0 | 0 | 0.018669 | #N/A | #N/A | 88 | #N/A | #N/A | #N/A | #N/A | 1.037e-05% | 1 | 50% | 0% | 0% | 0% | 8.2745 | 0 | 0 | 0 | 8.2745 | #N/A
2007-09-16 09:01 | 9 | 16 | 9 | 259.3337 | 6201 | 53.06 | 44.06 | 996 | 53.06 | 0 | 6.2658 | Cooling | 1.0443 | #N/A | #N/A | #N/A | #N/A | 0 | 0 | 0 | 0 | 0 | 6.2658 | #N/A | #N/A | 88 | #N/A | #N/A | #N/A | #N/A | 0.003481% | 1 | 50% | 0% | 0% | 0% | 8.2745 | 0 | 0 | 0 | 8.2745 | #N/A
2007-09-16 10:01 | 9 | 16 | 10 | 259.3754 | 6202 | 57.02 | 42.98 | 997 | 57.02 | 0 | 52.3629 | Cooling | 8.7271 | #N/A | #N/A | #N/A | #N/A | 0 | 0 | 0 | 0 | 0 | 52.3629 | #N/A | #N/A | 88 | #N/A | #N/A | #N/A | #N/A | 0.02909% | 1 | 50% | 0% | 0% | 0% | 8.2745 | 0 | 0 | 0 | 8.2745 | #N/A
2007-09-16 11:01 | 9 | 16 | 11 | 259.417 | 6203 | 57.02 | 42.08 | 997 | 57.02 | 0 | 72.8279 | Cooling | 12.138 | #N/A | #N/A | #N/A | #N/A | 0 | 0 | 0 | 0 | 0 | 72.8279 | #N/A | #N/A | 88 | #N/A | #N/A | #N/A | #N/A | 0.04046% | 1 | 50% | 0% | 0% | 0% | 8.2745 | 0 | 0 | 0 | 8.2745 | #N/A
2007-09-16 12:01 | 9 | 16 | 12 | 259.4587 | 6204 | 60.08 | 41 | 997 | 60.08 | 0 | 203.1007 | Cooling | 33.8501 | #N/A | #N/A | #N/A | #N/A | 0 | 0 | 0 | 0 | 0 | 203.1007 | #N/A | #N/A | 88 | #N/A | #N/A | #N/A | #N/A | 0.1128% | 1 | 50% | 0% | 0% | 0% | 8.2745 | 0 | 0 | 0 | 8.2745 | #N/A
2007-09-16 13:01 | 9 | 16 | 13 | 259.5004 | 6205 | 60.08 | 42.08 | 997 | 60.08 | 0 | 409.5387 | Cooling | 68.2565 | #N/A | #N/A | #N/A | #N/A | 0 | 0 | 0 | 0 | 0 | 409.5387 | #N/A | #N/A | 88 | #N/A | #N/A | #N/A | #N/A | 0.2275% | 1 | 50% | 0% | 0% | 0% | 8.2745 | 0 | 0 | 0 | 8.2745 | #N/A
2007-09-16 14:01 | 9 | 16 | 14 | 259.542 | 6206 | 60.08 | 42.08 | 997 | 60.08 | 0 | 433.3133 | Cooling | 72.2189 | #N/A | #N/A | #N/A | #N/A | 0 | 0 | 0 | 0 | 0 | 433.3133 | #N/A | #N/A | 88 | #N/A | #N/A | #N/A | #N/A | 0.2407% | 1 | 50% | 0% | 0% | 0% | 8.2745 | 0 | 0 | 0 | 8.2745 | #N/A
2007-09-16 15:01 | 9 | 16 | 15 | 259.5837 | 6207 | 59 | 41 | 997 | 59 | 0 | 234.8411 | Cooling | 39.1402 | #N/A | #N/A | #N/A | #N/A | 0 | 0 | 0 | 0 | 0 | 234.8411 | #N/A | #N/A | 88 | #N/A | #N/A | #N/A | #N/A | 0.1305% | 1 | 50% | 0% | 0% | 0% | 8.2745 | 0 | 0 | 0 | 8.2745 | #N/A
2007-09-16 16:01 | 9 | 16 | 16 | 259.6254 | 6208 | 60.98 | 41 | 998 | 60.98 | 0 | 185.0652 | Cooling | 30.8442 | #N/A | #N/A | #N/A | #N/A | 0 | 0 | 0 | 0 | 0 | 185.0652 | #N/A | #N/A | 88 | #N/A | #N/A | #N/A | #N/A | 0.1028% | 1 | 50% | 0% | 0% | 0% | 8.2745 | 0 | 0 | 0 | 8.2745 | #N/A
2007-09-16 17:01 | 9 | 16 | 17 | 259.667 | 6209 | 60.98 | 44.06 | 998 | 60.98 | 0 | 122.8888 | Cooling | 20.4815 | #N/A | #N/A | #N/A | #N/A | 0 | 0 | 0 | 0 | 0 | 122.8888 | #N/A | #N/A | 88 | #N/A | #N/A | #N/A | #N/A | 0.06827% | 1 | 50% | 0% | 0% | 0% | 8.2745 | 0 | 0 | 0 | 8.2745 | #N/A
2007-09-16 18:01 | 9 | 16 | 18 | 259.7087 | 6210 | 55.04 | 42.98 | 998 | 55.04 | 0 | 67.7909 | Cooling | 11.2985 | #N/A | #N/A | #N/A | #N/A | 0 | 0 | 0 | 0 | 0 | 67.7909 | #N/A | #N/A | 88 | #N/A | #N/A | #N/A | #N/A | 0.03766% | 1 | 50% | 0% | 0% | 0% | 8.2745 | 0 | 0 | 0 | 8.2745 | #N/A
2007-09-16 19:01 | 9 | 16 | 19 | 259.7504 | 6211 | 50 | 42.98 | 999 | 50 | 0 | 67.7817 | Cooling | 11.297 | #N/A | #N/A | #N/A | #N/A | 0 | 0 | 0 | 0 | 0 | 67.7817 | #N/A | #N/A | 88 | #N/A | #N/A | #N/A | #N/A | 0.03766% | 1 | 50% | 0% | 0% | 0% | 8.2745 | 0 | 0 | 0 | 8.2745 | #N/A
2007-09-16 20:01 | 9 | 16 | 20 | 259.792 | 6212 | 50 | 42.98 | 999 | 50 | 0 | 10.6232 | Cooling | 1.7705 | #N/A | #N/A | #N/A | #N/A | 0 | 0 | 0 | 0 | 0 | 10.6232 | #N/A | #N/A | 88 | #N/A | #N/A | #N/A | #N/A | 0.005902% | 1 | 50% | 0% | 0% | 0% | 8.2745 | 0 | 0 | 0 | 8.2745 | #N/A
2007-09-16 21:01 | 9 | 16 | 21 | 259.8337 | 6213 | 46.94 | 44.06 | 999 | 46.94 | 0 | 7.549e-05 | Cooling | 1.2582e-05 | #N/A | #N/A | #N/A | #N/A | 0 | 0 | 0 | 0 | 0 | 7.549e-05 | #N/A | #N/A | 88 | #N/A | #N/A | #N/A | #N/A | 4.194e-08% | 1 | 50% | 0% | 0% | 0% | 8.2745 | 0 | 0 | 0 | 8.2745 | #N/A
2007-09-16 22:01 | 9 | 16 | 22 | 259.8754 | 6214 | 46.04 | 44.06 | 1000 | 46.04 | 0 | 6.0392e-05 | Cooling | 1.0065e-05 | #N/A | #N/A | #N/A | #N/A | 0 | 0 | 0 | 0 | 0 | 6.0392e-05 | #N/A | #N/A | 88 | #N/A | #N/A | #N/A | #N/A | 3.355e-08% | 1 | 50% | 0% | 0% | 0% | 8.2745 | 0 | 0 | 0 | 8.2745 | #N/A
2007-09-16 23:01 | 9 | 16 | 23 | 259.917 | 6215 | 46.04 | 44.06 | 1000 | 46.04 | 0 | 0.0012557 | Cooling | 0.00020928 | #N/A | #N/A | #N/A | #N/A | 0 | 0 | 0 | 0 | 0 | 0.0012557 | #N/A | #N/A | 88 | #N/A | #N/A | #N/A | #N/A | 6.976e-07% | 1 | 50% | 0% | 0% | 0% | 8.2745 | 0 | 0 | 0 | 8.2745 | #N/A
2007-09-17 00:01 | 9 | 17 | 0 | 259.9587 | 6216 | 44.06 | 44.06 | 1000 | 44.06 | 0 | 0.0035883 | Cooling | 0.00059805 | #N/A | #N/A | #N/A | #N/A | 0 | 0 | 0 | 0 | 0 | 0.0035883 | #N/A | #N/A | 88 | #N/A | #N/A | #N/A | #N/A | 1.993e-06% | 1 | 50% | 0% | 0% | 0% | 8.2745 | 0 | 0 | 0 | 8.2745 | #N/A
2007-09-17 01:01 | 9 | 17 | 1 | 260.0004 | 6217 | 42.98 | 42.98 | 1001 | 42.98 | 0 | 0.0078535 | Cooling | 0.0013089 | #N/A | #N/A | #N/A | #N/A | 0 | 0 | 0 | 0 | 0 | 0.0078535 | #N/A | #N/A | 88 | #N/A | #N/A | #N/A | #N/A | 4.363e-06% | 1 | 50% | 0% | 0% | 0% | 8.2745 | 0 | 0 | 0 | 8.2745 | #N/A
2007-09-17 02:01 | 9 | 17 | 2 | 260.042 | 6218 | 42.98 | 42.08 | 1000 | 42.98 | 0 | 0.012735 | Cooling | 0.0021225 | #N/A | #N/A | #N/A | #N/A | 0 | 0 | 0 | 0 | 0 | 0.012735 | #N/A | #N/A | 88 | #N/A | #N/A | #N/A | #N/A | 7.075e-06% | 1 | 50% | 0% | 0% | 0% | 8.2745 | 0 | 0 | 0 | 8.2745 | #N/A
2007-09-17 03:01 | 9 | 17 | 3 | 260.0837 | 6219 | 42.08 | 42.08 | 1000 | 42.08 | 0 | 0.010596 | Cooling | 0.001766 | #N/A | #N/A | #N/A | #N/A | 0 | 0 | 0 | 0 | 0 | 0.010596 | #N/A | #N/A | 88 | #N/A | #N/A | #N/A | #N/A | 5.887e-06% | 1 | 50% | 0% | 0% | 0% | 8.2745 | 0 | 0 | 0 | 8.2745 | #N/A
2007-09-17 04:01 | 9 | 17 | 4 | 260.1254 | 6220 | 41 | 42.08 | 1000 | 41 | 0 | 0.0075893 | Cooling | 0.0012649 | #N/A | #N/A | #N/A | #N/A | 0 | 0 | 0 | 0 | 0 | 0.0075893 | #N/A | #N/A | 88 | #N/A | #N/A | #N/A | #N/A | 4.216e-06% | 1 | 50% | 0% | 0% | 0% | 8.2745 | 0 | 0 | 0 | 8.2745 | #N/A
2007-09-17 05:01 | 9 | 17 | 5 | 260.167 | 6221 | 41 | 42.98 | 1000 | 41 | 0 | 0.0040563 | Cooling | 0.00067605 | #N/A | #N/A | #N/A | #N/A | 0 | 0 | 0 | 0 | 0 | 0.0040563 | #N/A | #N/A | 88 | #N/A | #N/A | #N/A | #N/A | 2.254e-06% | 1 | 50% | 0% | 0% | 0% | 8.2745 | 0 | 0 | 0 | 8.2745 | #N/A
2007-09-17 06:01 | 9 | 17 | 6 | 260.2087 | 6222 | 42.8 | 44.06 | 1000 | 42.8 | 0 | 0.0012557 | Cooling | 0.00020928 | #N/A | #N/A | #N/A | #N/A | 0 | 0 | 0 | 0 | 0 | 0.0012557 | #N/A | #N/A | 88 | #N/A | #N/A | #N/A | #N/A | 6.976e-07% | 1 | 50% | 0% | 0% | 0% | 8.2745 | 0 | 0 | 0 | 8.2745 | #N/A
2007-09-17 07:01 | 9 | 17 | 7 | 260.2504 | 6223 | 41 | 44.06 | 1000 | 41 | 0 | 0.0015727 | Cooling | 0.00026212 | #N/A | #N/A | #N/A | #N/A | 0 | 0 | 0 | 0 | 0 | 0.0015727 | #N/A | #N/A | 88 | #N/A | #N/A | #N/A | #N/A | 8.737e-07% | 1 | 50% | 0% | 0% | 0% | 8.2745 | 0 | 0 | 0 | 8.2745 | #N/A
2007-09-17 08:01 | 9 | 17 | 8 | 260.292 | 6224 | 42.98 | 46.04 | 999 | 42.98 | 0 | 62.0075 | Cooling | 10.3346 | #N/A | #N/A | #N/A | #N/A | 0 | 0 | 0 | 0 | 0 | 62.0075 | #N/A | #N/A | 88 | #N/A | #N/A | #N/A | #N/A | 0.03445% | 1 | 50% | 0% | 0% | 0% | 8.2745 | 0 | 0 | 0 | 8.2745 | #N/A
2007-09-17 09:01 | 9 | 17 | 9 | 260.3337 | 6225 | 51.08 | 46.94 | 999 | 51.08 | 0 | 269.9664 | Cooling | 44.9944 | #N/A | #N/A | #N/A | #N/A | 0 | 0 | 0 | 0 | 0 | 269.9664 | #N/A | #N/A | 88 | #N/A | #N/A | #N/A | #N/A | 0.15% | 1 | 50% | 0% | 0% | 0% | 8.2745 | 0 | 0 | 0 | 8.2745 | #N/A
2007-09-17 10:01 | 9 | 17 | 10 | 260.3754 | 6226 | 55.04 | 48.02 | 999 | 55.04 | 0 | 492.2977 | Cooling | 82.0496 | #N/A | #N/A | #N/A | #N/A | 0 | 0 | 0 | 0 | 0 | 492.2977 | #N/A | #N/A | 88 | #N/A | #N/A | #N/A | #N/A | 0.2735% | 1 | 50% | 0% | 0% | 0% | 8.2745 | 0 | 0 | 0 | 8.2745 | #N/A
2007-09-17 11:01 | 9 | 17 | 11 | 260.417 | 6227 | 55.04 | 48.92 | 998 | 55.04 | 0 | 713.1559 | Cooling | 118.8593 | #N/A | #N/A | #N/A | #N/A | 0 | 0 | 0 | 0 | 0 | 713.1559 | #N/A | #N/A | 88 | #N/A | #N/A | #N/A | #N/A | 0.3962% | 1 | 50% | 0% | 0% | 0% | 8.2745 | 0 | 0 | 0 | 8.2745 | #N/A
2007-09-17 12:01 | 9 | 17 | 12 | 260.4587 | 6228 | 62.06 | 48.92 | 998 | 62.06 | 0 | 820.7096 | Cooling | 136.7849 | #N/A | #N/A | #N/A | #N/A | 0 | 0 | 0 | 0 | 0 | 820.7096 | #N/A | #N/A | 88 | #N/A | #N/A | #N/A | #N/A | 0.4559% | 1 | 50% | 0% | 0% | 0% | 8.2745 | 0 | 0 | 0 | 8.2745 | #N/A
2007-09-17 13:01 | 9 | 17 | 13 | 260.5004 | 6229 | 64.94 | 50 | 997 | 64.94 | 0 | 1000.6053 | Cooling | 166.7675 | #N/A | #N/A | #N/A | #N/A | 0 | 0 | 0 | 0 | 0 | 1000.6053 | #N/A | #N/A | 88 | #N/A | #N/A | #N/A | #N/A | 0.5559% | 1 | 50% | 0% | 0% | 0% | 8.2745 | 0 | 0 | 0 | 8.2745 | #N/A
2007-09-17 14:01 | 9 | 17 | 14 | 260.542 | 6230 | 64.94 | 50 | 996 | 64.94 | 0 | 1206.7141 | Cooling | 201.119 | #N/A | #N/A | #N/A | #N/A | 0 | 0 | 0 | 0 | 0 | 1206.7141 | #N/A | #N/A | 88 | #N/A | #N/A | #N/A | #N/A | 0.6704% | 1 | 50% | 0% | 0% | 0% | 8.2745 | 0 | 0 | 0 | 8.2745 | #N/A
2007-09-17 15:01 | 9 | 17 | 15 | 260.5837 | 6231 | 66.02 | 48.92 | 996 | 66.02 | 0 | 1267.7828 | Cooling | 211.2971 | #N/A | #N/A | #N/A | #N/A | 0 | 0 | 0 | 0 | 0 | 1267.7828 | #N/A | #N/A | 88 | #N/A | #N/A | #N/A | #N/A | 0.7043% | 1 | 50% | 0% | 0% | 0% | 8.2745 | 0 | 0 | 0 | 8.2745 | #N/A
2007-09-17 16:01 | 9 | 17 | 16 | 260.6254 | 6232 | 66.92 | 48.02 | 996 | 66.92 | 0 | 1249.8491 | Cooling | 208.3082 | #N/A | #N/A | #N/A | #N/A | 0 | 0 | 0 | 0 | 0 | 1249.8491 | #N/A | #N/A | 88 | #N/A | #N/A | #N/A | #N/A | 0.6944% | 1 | 50% | 0% | 0% | 0% | 8.2745 | 0 | 0 | 0 | 8.2745 | #N/A
2007-09-17 17:01 | 9 | 17 | 17 | 260.667 | 6233 | 66.92 | 48.92 | 996 | 66.92 | 0 | 1165.3556 | Cooling | 194.2259 | #N/A | #N/A | #N/A | #N/A | 0 | 0 | 0 | 0 | 0 | 1165.3556 | #N/A | #N/A | 88 | #N/A | #N/A | #N/A | #N/A | 0.6474% | 1 | 50% | 0% | 0% | 0% | 8.2745 | 0 | 0 | 0 | 8.2745 | #N/A
2007-09-17 18:01 | 9 | 17 | 18 | 260.7087 | 6234 | 62.06 | 48.92 | 996 | 62.06 | 0 | 1013.7078 | Cooling | 168.9513 | #N/A | #N/A | #N/A | #N/A | 0 | 0 | 0 | 0 | 0 | 1013.7078 | #N/A | #N/A | 88 | #N/A | #N/A | #N/A | #N/A | 0.5632% | 1 | 50% | 0% | 0% | 0% | 8.2745 | 0 | 0 | 0 | 8.2745 | #N/A
2007-09-17 19:01 | 9 | 17 | 19 | 260.7504 | 6235 | 55.94 | 51.08 | 997 | 55.94 | 0 | 893.8735 | Cooling | 148.9789 | #N/A | #N/A | #N/A | #N/A | 0 | 0 | 0 | 0 | 0 | 893.8735 | #N/A | #N/A | 88 | #N/A | #N/A | #N/A | #N/A | 0.4966% | 1 | 50% | 0% | 0% | 0% | 8.2745 | 0 | 0 | 0 | 8.2745 | #N/A
2007-09-17 20:01 | 9 | 17 | 20 | 260.792 | 6236 | 55.94 | 48.92 | 998 | 55.94 | 0 | 828.2745 | Cooling | 138.0458 | #N/A | #N/A | #N/A | #N/A | 0 | 0 | 0 | 0 | 0 | 828.2745 | #N/A | #N/A | 88 | #N/A | #N/A | #N/A | #N/A | 0.4602% | 1 | 50% | 0% | 0% | 0% | 8.2745 | 0 | 0 | 0 | 8.2745 | #N/A
2007-09-17 21:01 | 9 | 17 | 21 | 260.8337 | 6237 | 51.08 | 50 | 998 | 51.08 | 0 | 729.197 | Cooling | 121.5328 | #N/A | #N/A | #N/A | #N/A | 0 | 0 | 0 | 0 | 0 | 729.197 | #N/A | #N/A | 88 | #N/A | #N/A | #N/A | #N/A | 0.4051% | 1 | 50% | 0% | 0% | 0% | 8.2745 | 0 | 0 | 0 | 8.2745 | #N/A
2007-09-17 22:01 | 9 | 17 | 22 | 260.8754 | 6238 | 50 | 51.08 | 999 | 50 | 0 | 8.8214 | Cooling | 1.4702 | #N/A | #N/A | #N/A | #N/A | 0 | 0 | 0 | 0 | 0 | 8.8214 | #N/A | #N/A | 88 | #N/A | #N/A | #N/A | #N/A | 0.004901% | 1 | 50% | 0% | 0% | 0% | 8.2745 | 0 | 0 | 0 | 8.2745 | #N/A
2007-09-17 23:01 | 9 | 17 | 23 | 260.917 | 6239 | 50 | 51.08 | 999 | 50 | 0 | 21.3809 | Cooling | 3.5635 | #N/A | #N/A | #N/A | #N/A | 0 | 0 | 0 | 0 | 0 | 21.3809 | #N/A | #N/A | 88 | #N/A | #N/A | #N/A | #N/A | 0.01188% | 1 | 50% | 0% | 0% | 0% | 8.2745 | 0 | 0 | 0 | 8.2745 | #N/A
2007-09-18 00:01 | 9 | 18 | 0 | 260.9587 | 6240 | 48.02 | 51.08 | 999 | 48.02 | 0 | 15.985 | Cooling | 2.6642 | #N/A | #N/A | #N/A | #N/A | 0 | 0 | 0 | 0 | 0 | 15.985 | #N/A | #N/A | 88 | #N/A | #N/A | #N/A | #N/A | 0.008881% | 1 | 50% | 0% | 0% | 0% | 8.2745 | 0 | 0 | 0 | 8.2745 | #N/A
2007-09-18 01:01 | 9 | 18 | 1 | 261.0004 | 6241 | 46.4 | 50 | 1000 | 46.4 | 0 | 6.1925 | Cooling | 1.0321 | #N/A | #N/A | #N/A | #N/A | 0 | 0 | 0 | 0 | 0 | 6.1925 | #N/A | #N/A | 88 | #N/A | #N/A | #N/A | #N/A | 0.00344% | 1 | 50% | 0% | 0% | 0% | 8.2745 | 0 | 0 | 0 | 8.2745 | #N/A
2007-09-18 02:01 | 9 | 18 | 2 | 261.042 | 6242 | 46.04 | 50 | 1000 | 46.04 | 0 | 1.6739 | Cooling | 0.27898 | #N/A | #N/A | #N/A | #N/A | 0 | 0 | 0 | 0 | 0 | 1.6739 | #N/A | #N/A | 88 | #N/A | #N/A | #N/A | #N/A | 0.0009299% | 1 | 50% | 0% | 0% | 0% | 8.2745 | 0 | 0 | 0 | 8.2745 | #N/A
2007-09-18 03:01 | 9 | 18 | 3 | 261.0837 | 6243 | 44.6 | 50 | 1000 | 44.6 | 0 | 1.8068 | Cooling | 0.30114 | #N/A | #N/A | #N/A | #N/A | 0 | 0 | 0 | 0 | 0 | 1.8068 | #N/A | #N/A | 88 | #N/A | #N/A | #N/A | #N/A | 0.001004% | 1 | 50% | 0% | 0% | 0% | 8.2745 | 0 | 0 | 0 | 8.2745 | #N/A
2007-09-18 04:01 | 9 | 18 | 4 | 261.1254 | 6244 | 44.6 | 51.08 | 1001 | 44.6 | 0 | 8.7198 | Cooling | 1.4533 | #N/A | #N/A | #N/A | #N/A | 0 | 0 | 0 | 0 | 0 | 8.7198 | #N/A | #N/A | 88 | #N/A | #N/A | #N/A | #N/A | 0.004844% | 1 | 50% | 0% | 0% | 0% | 8.2745 | 0 | 0 | 0 | 8.2745 | #N/A
2007-09-18 05:01 | 9 | 18 | 5 | 261.167 | 6245 | 44.06 | 51.98 | 1001 | 44.06 | 0 | 28.4034 | Cooling | 4.7339 | #N/A | #N/A | #N/A | #N/A | 0 | 0 | 0 | 0 | 0 | 28.4034 | #N/A | #N/A | 88 | #N/A | #N/A | #N/A | #N/A | 0.01578% | 1 | 50% | 0% | 0% | 0% | 8.2745 | 0 | 0 | 0 | 8.2745 | #N/A
2007-09-18 06:01 | 9 | 18 | 6 | 261.2087 | 6246 | 44.6 | 51.98 | 1002 | 44.6 | 0 | 428.5197 | Cooling | 71.42 | #N/A | #N/A | #N/A | #N/A | 0 | 0 | 0 | 0 | 0 | 428.5197 | #N/A | #N/A | 88 | #N/A | #N/A | #N/A | #N/A | 0.2381% | 1 | 50% | 0% | 0% | 0% | 8.2745 | 0 | 0 | 0 | 8.2745 | #N/A
2007-09-18 07:01 | 9 | 18 | 7 | 261.2504 | 6247 | 42.8 | 51.98 | 1003 | 42.8 | 0 | 463.0561 | Cooling | 77.176 | #N/A | #N/A | #N/A | #N/A | 0 | 0 | 0 | 0 | 0 | 463.0561 | #N/A | #N/A | 88 | #N/A | #N/A | #N/A | #N/A | 0.2573% | 1 | 50% | 0% | 0% | 0% | 8.2745 | 0 | 0 | 0 | 8.2745 | #N/A
2007-09-18 08:01 | 9 | 18 | 8 | 261.292 | 6248 | 44.96 | 53.06 | 1003 | 44.96 | 0 | 893.1124 | Cooling | 148.8521 | #N/A | #N/A | #N/A | #N/A | 0 | 0 | 0 | 0 | 0 | 893.1124 | #N/A | #N/A | 88 | #N/A | #N/A | #N/A | #N/A | 0.4962% | 1 | 50% | 0% | 0% | 0% | 8.2745 | 0 | 0 | 0 | 8.2745 | #N/A
2007-09-18 09:01 | 9 | 18 | 9 | 261.3337 | 6249 | 53.96 | 55.04 | 1004 | 53.96 | 0 | 1380.3568 | Cooling | 230.0595 | #N/A | #N/A | #N/A | #N/A | 0 | 0 | 0 | 0 | 0 | 1380.3568 | #N/A | #N/A | 88 | #N/A | #N/A | #N/A | #N/A | 0.7669% | 1 | 50% | 0% | 0% | 0% | 8.2745 | 0 | 0 | 0 | 8.2745 | #N/A
2007-09-18 10:01 | 9 | 18 | 10 | 261.3754 | 6250 | 57.92 | 53.06 | 1004 | 57.92 | 0 | 1433.7993 | Cooling | 238.9666 | #N/A | #N/A | #N/A | #N/A | 0 | 0 | 0 | 0 | 0 | 1433.7993 | #N/A | #N/A | 88 | #N/A | #N/A | #N/A | #N/A | 0.7966% | 1 | 50% | 0% | 0% | 0% | 8.2745 | 0 | 0 | 0 | 8.2745 | #N/A
2007-09-18 11:01 | 9 | 18 | 11 | 261.417 | 6251 | 57.92 | 51.08 | 1004 | 57.92 | 0 | 1280.4738 | Cooling | 213.4123 | #N/A | #N/A | #N/A | #N/A | 0 | 0 | 0 | 0 | 0 | 1280.4738 | #N/A | #N/A | 88 | #N/A | #N/A | #N/A | #N/A | 0.7114% | 1 | 50% | 0% | 0% | 0% | 8.2745 | 0 | 0 | 0 | 8.2745 | #N/A
2007-09-18 12:01 | 9 | 18 | 12 | 261.4587 | 6252 | 66.02 | 51.98 | 1004 | 66.02 | 0 | 1428.5818 | Cooling | 238.097 | #N/A | #N/A | #N/A | #N/A | 0 | 0 | 0 | 0 | 0 | 1428.5818 | #N/A | #N/A | 88 | #N/A | #N/A | #N/A | #N/A | 0.7937% | 1 | 50% | 0% | 0% | 0% | 8.2745 | 0 | 0 | 0 | 8.2745 | #N/A
2007-09-18 13:01 | 9 | 18 | 13 | 261.5004 | 6253 | 68 | 51.98 | 1004 | 68 | 0 | 1609.4516 | Cooling | 268.2419 | #N/A | #N/A | #N/A | #N/A | 0 | 0 | 0 | 0 | 0 | 1609.4516 | #N/A | #N/A | 88 | #N/A | #N/A | #N/A | #N/A | 0.8941% | 1 | 50% | 0% | 0% | 0% | 8.2745 | 0 | 0 | 0 | 8.2745 | #N/A
2007-09-18 14:01 | 9 | 18 | 14 | 261.542 | 6254 | 68 | 51.98 | 1003 | 68 | 0 | 1668.6147 | Cooling | 278.1025 | #N/A | #N/A | #N/A | #N/A | 0 | 0 | 0 | 0 | 0 | 1668.6147 | #N/A | #N/A | 88 | #N/A | #N/A | #N/A | #N/A | 0.927% | 1 | 50% | 0% | 0% | 0% | 8.2745 | 0 | 0 | 0 | 8.2745 | #N/A
2007-09-18 15:01 | 9 | 18 | 15 | 261.5837 | 6255 | 69.98 | 51.08 | 1002 | 69.98 | 0 | 1711.7925 | Cooling | 285.2988 | #N/A | #N/A | #N/A | #N/A | 0 | 0 | 0 | 0 | 0 | 1711.7925 | #N/A | #N/A | 88 | #N/A | #N/A | #N/A | #N/A | 0.951% | 1 | 50% | 0% | 0% | 0% | 8.2745 | 0 | 0 | 0 | 8.2745 | #N/A
2007-09-18 16:01 | 9 | 18 | 16 | 261.6254 | 6256 | 69.98 | 51.98 | 1002 | 69.98 | 0 | 1988.1957 | Cooling | 331.366 | #N/A | #N/A | #N/A | #N/A | 0 | 0 | 0 | 0 | 0 | 1988.1957 | #N/A | #N/A | 88 | #N/A | #N/A | #N/A | #N/A | 1.105% | 1 | 50% | 0% | 0% | 0% | 8.2745 | 0 | 0 | 0 | 8.2745 | #N/A
2007-09-18 17:01 | 9 | 18 | 17 | 261.667 | 6257 | 69.98 | 50 | 1002 | 69.98 | 0 | 1454.7323 | Cooling | 242.4554 | #N/A | #N/A | #N/A | #N/A | 0 | 0 | 0 | 0 | 0 | 1454.7323 | #N/A | #N/A | 88 | #N/A | #N/A | #N/A | #N/A | 0.8082% | 1 | 50% | 0% | 0% | 0% | 8.2745 | 0 | 0 | 0 | 8.2745 | #N/A
2007-09-18 18:01 | 9 | 18 | 18 | 261.7087 | 6258 | 64.94 | 55.04 | 1002 | 64.94 | 0 | 1436.733 | Cooling | 239.4555 | #N/A | #N/A | #N/A | #N/A | 0 | 0 | 0 | 0 | 0 | 1436.733 | #N/A | #N/A | 88 | #N/A | #N/A | #N/A | #N/A | 0.7982% | 1 | 50% | 0% | 0% | 0% | 8.2745 | 0 | 0 | 0 | 8.2745 | #N/A
2007-09-18 19:01 | 9 | 18 | 19 | 261.7504 | 6259 | 59 | 55.04 | 1002 | 59 | 0 | 1325.9732 | Cooling | 220.9955 | #N/A | #N/A | #N/A | #N/A | 0 | 0 | 0 | 0 | 0 | 1325.9732 | #N/A | #N/A | 88 | #N/A | #N/A | #N/A | #N/A | 0.7367% | 1 | 50% | 0% | 0% | 0% | 8.2745 | 0 | 0 | 0 | 8.2745 | #N/A
2007-09-18 20:01 | 9 | 18 | 20 | 261.792 | 6260 | 59 | 55.94 | 1002 | 59 | 0 | 1270.7009 | Cooling | 211.7835 | #N/A | #N/A | #N/A | #N/A | 0 | 0 | 0 | 0 | 0 | 1270.7009 | #N/A | #N/A | 88 | #N/A | #N/A | #N/A | #N/A | 0.7059% | 1 | 50% | 0% | 0% | 0% | 8.2745 | 0 | 0 | 0 | 8.2745 | #N/A
2007-09-18 21:01 | 9 | 18 | 21 | 261.8337 | 6261 | 53.96 | 55.94 | 1002 | 53.96 | 0 | 1215.3741 | Cooling | 202.5624 | #N/A | #N/A | #N/A | #N/A | 0 | 0 | 0 | 0 | 0 | 1215.3741 | #N/A | #N/A | 88 | #N/A | #N/A | #N/A | #N/A | 0.6752% | 1 | 50% | 0% | 0% | 0% | 8.2745 | 0 | 0 | 0 | 8.2745 | #N/A
2007-09-18 22:01 | 9 | 18 | 22 | 261.8754 | 6262 | 53.96 | 55.94 | 1002 | 53.96 | 0 | 70.5225 | Cooling | 11.7538 | #N/A | #N/A | #N/A | #N/A | 0 | 0 | 0 | 0 | 0 | 70.5225 | #N/A | #N/A | 88 | #N/A | #N/A | #N/A | #N/A | 0.03918% | 1 | 50% | 0% | 0% | 0% | 8.2745 | 0 | 0 | 0 | 8.2745 | #N/A
2007-09-18 23:01 | 9 | 18 | 23 | 261.917 | 6263 | 53.96 | 55.94 | 1002 | 53.96 | 0 | 122.8894 | Cooling | 20.4816 | #N/A | #N/A | #N/A | #N/A | 0 | 0 | 0 | 0 | 0 | 122.8894 | #N/A | #N/A | 88 | #N/A | #N/A | #N/A | #N/A | 0.06827% | 1 | 50% | 0% | 0% | 0% | 8.2745 | 0 | 0 | 0 | 8.2745 | #N/A
2007-09-19 00:01 | 9 | 19 | 0 | 261.9587 | 6264 | 50 | 55.94 | 1001 | 50 | 0 | 118.1323 | Cooling | 19.6887 | #N/A | #N/A | #N/A | #N/A | 0 | 0 | 0 | 0 | 0 | 118.1323 | #N/A | #N/A | 88 | #N/A | #N/A | #N/A | #N/A | 0.06563% | 1 | 50% | 0% | 0% | 0% | 8.2745 | 0 | 0 | 0 | 8.2745 | #N/A
2007-09-19 01:01 | 9 | 19 | 1 | 262.0004 | 6265 | 48.02 | 55.94 | 1002 | 48.02 | 0 | 122.8435 | Cooling | 20.4739 | #N/A | #N/A | #N/A | #N/A | 0 | 0 | 0 | 0 | 0 | 122.8435 | #N/A | #N/A | 88 | #N/A | #N/A | #N/A | #N/A | 0.06825% | 1 | 50% | 0% | 0% | 0% | 8.2745 | 0 | 0 | 0 | 8.2745 | #N/A
2007-09-19 02:01 | 9 | 19 | 2 | 262.042 | 6266 | 48.02 | 55.94 | 1001 | 48.02 | 0 | 123.8051 | Cooling | 20.6342 | #N/A | #N/A | #N/A | #N/A | 0 | 0 | 0 | 0 | 0 | 123.8051 | #N/A | #N/A | 88 | #N/A | #N/A | #N/A | #N/A | 0.06878% | 1 | 50% | 0% | 0% | 0% | 8.2745 | 0 | 0 | 0 | 8.2745 | #N/A
2007-09-19 03:01 | 9 | 19 | 3 | 262.0837 | 6267 | 46.94 | 55.04 | 1001 | 46.94 | 0 | 102.2845 | Cooling | 17.0474 | #N/A | #N/A | #N/A | #N/A | 0 | 0 | 0 | 0 | 0 | 102.2845 | #N/A | #N/A | 88 | #N/A | #N/A | #N/A | #N/A | 0.05682% | 1 | 50% | 0% | 0% | 0% | 8.2745 | 0 | 0 | 0 | 8.2745 | #N/A
2007-09-19 04:01 | 9 | 19 | 4 | 262.1254 | 6268 | 46.04 | 55.04 | 1001 | 46.04 | 0 | 89.3076 | Cooling | 14.8846 | #N/A | #N/A | #N/A | #N/A | 0 | 0 | 0 | 0 | 0 | 89.3076 | #N/A | #N/A | 88 | #N/A | #N/A | #N/A | #N/A | 0.04962% | 1 | 50% | 0% | 0% | 0% | 8.2745 | 0 | 0 | 0 | 8.2745 | #N/A
2007-09-19 05:01 | 9 | 19 | 5 | 262.167 | 6269 | 44.6 | 53.96 | 1000 | 44.6 | 0 | 92.3866 | Cooling | 15.3978 | #N/A | #N/A | #N/A | #N/A | 0 | 0 | 0 | 0 | 0 | 92.3866 | #N/A | #N/A | 88 | #N/A | #N/A | #N/A | #N/A | 0.05133% | 1 | 50% | 0% | 0% | 0% | 8.2745 | 0 | 0 | 0 | 8.2745 | #N/A
2007-09-19 06:01 | 9 | 19 | 6 | 262.2087 | 6270 | 44.6 | 55.04 | 1001 | 44.6 | 0 | 697.5447 | Cooling | 116.2574 | #N/A | #N/A | #N/A | #N/A | 0 | 0 | 0 | 0 | 0 | 697.5447 | #N/A | #N/A | 88 | #N/A | #N/A | #N/A | #N/A | 0.3875% | 1 | 50% | 0% | 0% | 0% | 8.2745 | 0 | 0 | 0 | 8.2745 | #N/A
2007-09-19 07:01 | 9 | 19 | 7 | 262.2504 | 6271 | 46.4 | 55.94 | 1001 | 46.4 | 0 | 926.5704 | Cooling | 154.4284 | #N/A | #N/A | #N/A | #N/A | 0 | 0 | 0 | 0 | 0 | 926.5704 | #N/A | #N/A | 88 | #N/A | #N/A | #N/A | #N/A | 0.5148% | 1 | 50% | 0% | 0% | 0% | 8.2745 | 0 | 0 | 0 | 8.2745 | #N/A
2007-09-19 08:01 | 9 | 19 | 8 | 262.292 | 6272 | 46.94 | 57.02 | 1000 | 46.94 | 0 | 1489.9248 | Cooling | 248.3208 | #N/A | #N/A | #N/A | #N/A | 0 | 0 | 0 | 0 | 0 | 1489.9248 | #N/A | #N/A | 88 | #N/A | #N/A | #N/A | #N/A | 0.8277% | 1 | 50% | 0% | 0% | 0% | 8.2745 | 0 | 0 | 0 | 8.2745 | #N/A
2007-09-19 09:01 | 9 | 19 | 9 | 262.3337 | 6273 | 57.02 | 57.02 | 1000 | 57.02 | 0 | 1870.4079 | Cooling | 311.7346 | #N/A | #N/A | #N/A | #N/A | 0 | 0 | 0 | 0 | 0 | 1870.4079 | #N/A | #N/A | 88 | #N/A | #N/A | #N/A | #N/A | 1.039% | 1 | 50% | 0% | 0% | 0% | 8.2745 | 0 | 0 | 0 | 8.2745 | #N/A
2007-09-19 10:01 | 9 | 19 | 10 | 262.3754 | 6274 | 60.98 | 55.94 | 1000 | 60.98 | 0 | 2133.1665 | Cooling | 355.5278 | #N/A | #N/A | #N/A | #N/A | 0 | 0 | 0 | 0 | 0 | 2133.1665 | #N/A | #N/A | 88 | #N/A | #N/A | #N/A | #N/A | 1.185% | 1 | 50% | 0% | 0% | 0% | 8.2745 | 0 | 0 | 0 | 8.2745 | #N/A
2007-09-19 11:01 | 9 | 19 | 11 | 262.417 | 6275 | 60.98 | 50 | 999 | 60.98 | 0 | 1943.3313 | Cooling | 323.8886 | #N/A | #N/A | #N/A | #N/A | 0 | 0 | 0 | 0 | 0 | 1943.3313 | #N/A | #N/A | 88 | #N/A | #N/A | #N/A | #N/A | 1.08% | 1 | 50% | 0% | 0% | 0% | 8.2745 | 0 | 0 | 0 | 8.2745 | #N/A
2007-09-19 12:01 | 9 | 19 | 12 | 262.4587 | 6276 | 68 | 48.92 | 999 | 68 | 0 | 1283.0918 | Cooling | 213.8486 | #N/A | #N/A | #N/A | #N/A | 0 | 0 | 0 | 0 | 0 | 1283.0918 | #N/A | #N/A | 88 | #N/A | #N/A | #N/A | #N/A | 0.7128% | 1 | 50% | 0% | 0% | 0% | 8.2745 | 0 | 0 | 0 | 8.2745 | #N/A
2007-09-19 13:01 | 9 | 19 | 13 | 262.5004 | 6277 | 71.96 | 51.98 | 998 | 71.96 | 0 | 1623.2673 | Cooling | 270.5445 | #N/A | #N/A | #N/A | #N/A | 0 | 0 | 0 | 0 | 0 | 1623.2673 | #N/A | #N/A | 88 | #N/A | #N/A | #N/A | #N/A | 0.9018% | 1 | 50% | 0% | 0% | 0% | 8.2745 | 0 | 0 | 0 | 8.2745 | #N/A
2007-09-19 14:01 | 9 | 19 | 14 | 262.542 | 6278 | 71.96 | 48.92 | 998 | 71.96 | 0 | 1655.8049 | Cooling | 275.9675 | #N/A | #N/A | #N/A | #N/A | 0 | 0 | 0 | 0 | 0 | 1655.8049 | #N/A | #N/A | 88 | #N/A | #N/A | #N/A | #N/A | 0.9199% | 1 | 50% | 0% | 0% | 0% | 8.2745 | 0 | 0 | 0 | 8.2745 | #N/A
2007-09-19 15:01 | 9 | 19 | 15 | 262.5837 | 6279 | 73.04 | 51.08 | 997 | 73.04 | 0 | 1603.9324 | Cooling | 267.3221 | #N/A | #N/A | #N/A | #N/A | 0 | 0 | 0 | 0 | 0 | 1603.9324 | #N/A | #N/A | 88 | #N/A | #N/A | #N/A | #N/A | 0.8911% | 1 | 50% | 0% | 0% | 0% | 8.2745 | 0 | 0 | 0 | 8.2745 | #N/A
2007-09-19 16:01 | 9 | 19 | 16 | 262.6254 | 6280 | 73.04 | 51.08 | 997 | 73.04 | 0 | 1552.3578 | Cooling | 258.7263 | #N/A | #N/A | #N/A | #N/A | 0 | 0 | 0 | 0 | 0 | 1552.3578 | #N/A | #N/A | 88 | #N/A | #N/A | #N/A | #N/A | 0.8624% | 1 | 50% | 0% | 0% | 0% | 8.2745 | 0 | 0 | 0 | 8.2745 | #N/A
2007-09-19 17:01 | 9 | 19 | 17 | 262.667 | 6281 | 73.04 | 57.02 | 996 | 73.04 | 0 | 2150.4099 | Cooling | 358.4017 | #N/A | #N/A | #N/A | #N/A | 0 | 0 | 0 | 0 | 0 | 2150.4099 | #N/A | #N/A | 88 | #N/A | #N/A | #N/A | #N/A | 1.195% | 1 | 50% | 0% | 0% | 0% | 8.2745 | 0 | 0 | 0 | 8.2745 | #N/A
2007-09-19 18:01 | 9 | 19 | 18 | 262.7087 | 6282 | 68 | 57.92 | 996 | 68 | 0 | 2260.6048 | Cooling | 376.7675 | #N/A | #N/A | #N/A | #N/A | 0 | 0 | 0 | 0 | 0 | 2260.6048 | #N/A | #N/A | 88 | #N/A | #N/A | #N/A | #N/A | 1.256% | 1 | 50% | 0% | 0% | 0% | 8.2745 | 0 | 0 | 0 | 8.2745 | #N/A
2007-09-19 19:01 | 9 | 19 | 19 | 262.7504 | 6283 | 62.06 | 59 | 996 | 62.06 | 0 | 2162.5176 | Cooling | 360.4196 | #N/A | #N/A | #N/A | #N/A | 0 | 0 | 0 | 0 | 0 | 2162.5176 | #N/A | #N/A | 88 | #N/A | #N/A | #N/A | #N/A | 1.201% | 1 | 50% | 0% | 0% | 0% | 8.2745 | 0 | 0 | 0 | 8.2745 | #N/A
2007-09-19 20:01 | 9 | 19 | 20 | 262.792 | 6284 | 62.06 | 60.08 | 996 | 62.06 | 0 | 2052.1258 | Cooling | 342.021 | #N/A | #N/A | #N/A | #N/A | 0 | 0 | 0 | 0 | 0 | 2052.1258 | #N/A | #N/A | 88 | #N/A | #N/A | #N/A | #N/A | 1.14% | 1 | 50% | 0% | 0% | 0% | 8.2745 | 0 | 0 | 0 | 8.2745 | #N/A
2007-09-19 21:01 | 9 | 19 | 21 | 262.8337 | 6285 | 57.92 | 59 | 996 | 57.92 | 0 | 1886.7162 | Cooling | 314.4527 | #N/A | #N/A | #N/A | #N/A | 0 | 0 | 0 | 0 | 0 | 1886.7162 | #N/A | #N/A | 88 | #N/A | #N/A | #N/A | #N/A | 1.048% | 1 | 50% | 0% | 0% | 0% | 8.2745 | 0 | 0 | 0 | 8.2745 | #N/A
2007-09-19 22:01 | 9 | 19 | 22 | 262.8754 | 6286 | 60.08 | 57.92 | 996 | 60.08 | 0 | 131.6846 | Cooling | 21.9474 | #N/A | #N/A | #N/A | #N/A | 0 | 0 | 0 | 0 | 0 | 131.6846 | #N/A | #N/A | 88 | #N/A | #N/A | #N/A | #N/A | 0.07316% | 1 | 50% | 0% | 0% | 0% | 8.2745 | 0 | 0 | 0 | 8.2745 | #N/A
2007-09-19 23:01 | 9 | 19 | 23 | 262.917 | 6287 | 57.02 | 57.02 | 995 | 57.02 | 0 | 171.2599 | Cooling | 28.5433 | #N/A | #N/A | #N/A | #N/A | 0 | 0 | 0 | 0 | 0 | 171.2599 | #N/A | #N/A | 88 | #N/A | #N/A | #N/A | #N/A | 0.09514% | 1 | 50% | 0% | 0% | 0% | 8.2745 | 0 | 0 | 0 | 8.2745 | #N/A
2007-09-20 00:01 | 9 | 20 | 0 | 262.9587 | 6288 | 55.94 | 55.94 | 995 | 55.94 | 0 | 132.2583 | Cooling | 22.0431 | #N/A | #N/A | #N/A | #N/A | 0 | 0 | 0 | 0 | 0 | 132.2583 | #N/A | #N/A | 88 | #N/A | #N/A | #N/A | #N/A | 0.07348% | 1 | 50% | 0% | 0% | 0% | 8.2745 | 0 | 0 | 0 | 8.2745 | #N/A
2007-09-20 01:01 | 9 | 20 | 1 | 263.0004 | 6289 | 55.94 | 55.04 | 995 | 55.94 | 0 | 104.3406 | Cooling | 17.3901 | #N/A | #N/A | #N/A | #N/A | 0 | 0 | 0 | 0 | 0 | 104.3406 | #N/A | #N/A | 88 | #N/A | #N/A | #N/A | #N/A | 0.05797% | 1 | 50% | 0% | 0% | 0% | 8.2745 | 0 | 0 | 0 | 8.2745 | #N/A
2007-09-20 02:01 | 9 | 20 | 2 | 263.042 | 6290 | 55.94 | 55.04 | 995 | 55.94 | 0 | 93.9323 | Cooling | 15.6554 | #N/A | #N/A | #N/A | #N/A | 0 | 0 | 0 | 0 | 0 | 93.9323 | #N/A | #N/A | 88 | #N/A | #N/A | #N/A | #N/A | 0.05218% | 1 | 50% | 0% | 0% | 0% | 8.2745 | 0 | 0 | 0 | 8.2745 | #N/A
2007-09-20 03:01 | 9 | 20 | 3 | 263.0837 | 6291 | 51.08 | 53.96 | 995 | 51.08 | 0 | 75.9041 | Cooling | 12.6507 | #N/A | #N/A | #N/A | #N/A | 0 | 0 | 0 | 0 | 0 | 75.9041 | #N/A | #N/A | 88 | #N/A | #N/A | #N/A | #N/A | 0.04217% | 1 | 50% | 0% | 0% | 0% | 8.2745 | 0 | 0 | 0 | 8.2745 | #N/A
2007-09-20 04:01 | 9 | 20 | 4 | 263.1254 | 6292 | 51.08 | 53.96 | 995 | 51.08 | 0 | 66.5927 | Cooling | 11.0988 | #N/A | #N/A | #N/A | #N/A | 0 | 0 | 0 | 0 | 0 | 66.5927 | #N/A | #N/A | 88 | #N/A | #N/A | #N/A | #N/A | 0.037% | 1 | 50% | 0% | 0% | 0% | 8.2745 | 0 | 0 | 0 | 8.2745 | #N/A
2007-09-20 05:01 | 9 | 20 | 5 | 263.167 | 6293 | 51.08 | 53.96 | 995 | 51.08 | 0 | 78.8802 | Cooling | 13.1467 | #N/A | #N/A | #N/A | #N/A | 0 | 0 | 0 | 0 | 0 | 78.8802 | #N/A | #N/A | 88 | #N/A | #N/A | #N/A | #N/A | 0.04382% | 1 | 50% | 0% | 0% | 0% | 8.2745 | 0 | 0 | 0 | 8.2745 | #N/A
2007-09-20 06:01 | 9 | 20 | 6 | 263.2087 | 6294 | 50 | 53.06 | 995 | 50 | 0 | 382.2519 | Cooling | 63.7086 | #N/A | #N/A | #N/A | #N/A | 0 | 0 | 0 | 0 | 0 | 382.2519 | #N/A | #N/A | 88 | #N/A | #N/A | #N/A | #N/A | 0.2124% | 1 | 50% | 0% | 0% | 0% | 8.2745 | 0 | 0 | 0 | 8.2745 | #N/A
2007-09-20 07:01 | 9 | 20 | 7 | 263.2504 | 6295 | 55.04 | 55.04 | 996 | 55.04 | 0 | 634.3745 | Cooling | 105.7291 | #N/A | #N/A | #N/A | #N/A | 0 | 0 | 0 | 0 | 0 | 634.3745 | #N/A | #N/A | 88 | #N/A | #N/A | #N/A | #N/A | 0.3524% | 1 | 50% | 0% | 0% | 0% | 8.2745 | 0 | 0 | 0 | 8.2745 | #N/A
2007-09-20 08:01 | 9 | 20 | 8 | 263.292 | 6296 | 55.04 | 57.92 | 995 | 55.04 | 0 | 1502.0952 | Cooling | 250.3492 | #N/A | #N/A | #N/A | #N/A | 0 | 0 | 0 | 0 | 0 | 1502.0952 | #N/A | #N/A | 88 | #N/A | #N/A | #N/A | #N/A | 0.8345% | 1 | 50% | 0% | 0% | 0% | 8.2745 | 0 | 0 | 0 | 8.2745 | #N/A
2007-09-20 09:01 | 9 | 20 | 9 | 263.3337 | 6297 | 62.96 | 60.98 | 995 | 62.96 | 0 | 2540.6563 | Cooling | 423.4427 | #N/A | #N/A | #N/A | #N/A | 0 | 0 | 0 | 0 | 0 | 2540.6563 | #N/A | #N/A | 88 | #N/A | #N/A | #N/A | #N/A | 1.411% | 1 | 50% | 0% | 0% | 0% | 8.2745 | 0 | 0 | 0 | 8.2745 | #N/A
2007-09-20 10:01 | 9 | 20 | 10 | 263.3754 | 6298 | 66.92 | 60.08 | 995 | 66.92 | 0 | 2916.1231 | Cooling | 486.0205 | #N/A | #N/A | #N/A | #N/A | 0 | 0 | 0 | 0 | 0 | 2916.1231 | #N/A | #N/A | 88 | #N/A | #N/A | #N/A | #N/A | 1.62% | 1 | 50% | 0% | 0% | 0% | 8.2745 | 0 | 0 | 0 | 8.2745 | #N/A
2007-09-20 11:01 | 9 | 20 | 11 | 263.417 | 6299 | 66.92 | 59 | 994 | 66.92 | 0 | 2537.8952 | Cooling | 422.9825 | #N/A | #N/A | #N/A | #N/A | 0 | 0 | 0 | 0 | 0 | 2537.8952 | #N/A | #N/A | 88 | #N/A | #N/A | #N/A | #N/A | 1.41% | 1 | 50% | 0% | 0% | 0% | 8.2745 | 0 | 0 | 0 | 8.2745 | #N/A
2007-09-20 12:01 | 9 | 20 | 12 | 263.4587 | 6300 | 75.02 | 59 | 994 | 75.02 | 0 | 2495.3302 | Cooling | 415.8884 | #N/A | #N/A | #N/A | #N/A | 0 | 0 | 0 | 0 | 0 | 2495.3302 | #N/A | #N/A | 88 | #N/A | #N/A | #N/A | #N/A | 1.386% | 1 | 50% | 0% | 0% | 0% | 8.2745 | 0 | 0 | 0 | 8.2745 | #N/A
2007-09-20 13:01 | 9 | 20 | 13 | 263.5004 | 6301 | 77 | 57.92 | 992 | 77 | 0 | 2570.2478 | Cooling | 428.3746 | #N/A | #N/A | #N/A | #N/A | 0 | 0 | 0 | 0 | 0 | 2570.2478 | #N/A | #N/A | 88 | #N/A | #N/A | #N/A | #N/A | 1.428% | 1 | 50% | 0% | 0% | 0% | 8.2745 | 0 | 0 | 0 | 8.2745 | #N/A
2007-09-20 14:01 | 9 | 20 | 14 | 263.542 | 6302 | 77 | 59 | 992 | 77 | 0 | 2683.0614 | Cooling | 447.1769 | #N/A | #N/A | #N/A | #N/A | 0 | 0 | 0 | 0 | 0 | 2683.0614 | #N/A | #N/A | 88 | #N/A | #N/A | #N/A | #N/A | 1.491% | 1 | 50% | 0% | 0% | 0% | 8.2745 | 0 | 0 | 0 | 8.2745 | #N/A
2007-09-20 15:01 | 9 | 20 | 15 | 263.5837 | 6303 | 80.06 | 57.92 | 992 | 80.06 | 0 | 2720.0593 | Cooling | 453.3432 | #N/A | #N/A | #N/A | #N/A | 0 | 0 | 0 | 0 | 0 | 2720.0593 | #N/A | #N/A | 88 | #N/A | #N/A | #N/A | #N/A | 1.511% | 1 | 50% | 0% | 0% | 0% | 8.2745 | 0 | 0 | 0 | 8.2745 | #N/A
2007-09-20 16:01 | 9 | 20 | 16 | 263.6254 | 6304 | 80.06 | 55.94 | 991 | 80.06 | 0 | 2747.3964 | Cooling | 457.8994 | #N/A | #N/A | #N/A | #N/A | 0 | 0 | 0 | 0 | 0 | 2747.3964 | #N/A | #N/A | 88 | #N/A | #N/A | #N/A | #N/A | 1.526% | 1 | 50% | 0% | 0% | 0% | 8.2745 | 0 | 0 | 0 | 8.2745 | #N/A
2007-09-20 17:01 | 9 | 20 | 17 | 263.667 | 6305 | 80.06 | 59 | 991 | 80.06 | 0 | 2706.1529 | Cooling | 451.0255 | #N/A | #N/A | #N/A | #N/A | 0 | 0 | 0 | 0 | 0 | 2706.1529 | #N/A | #N/A | 88 | #N/A | #N/A | #N/A | #N/A | 1.503% | 1 | 50% | 0% | 0% | 0% | 8.2745 | 0 | 0 | 0 | 8.2745 | #N/A
2007-09-20 18:01 | 9 | 20 | 18 | 263.7087 | 6306 | 75.02 | 57.02 | 990 | 75.02 | 0 | 2502.2336 | Cooling | 417.0389 | #N/A | #N/A | #N/A | #N/A | 0 | 0 | 0 | 0 | 0 | 2502.2336 | #N/A | #N/A | 88 | #N/A | #N/A | #N/A | #N/A | 1.39% | 1 | 50% | 0% | 0% | 0% | 8.2745 | 0 | 0 | 0 | 8.2745 | #N/A
2007-09-20 19:01 | 9 | 20 | 19 | 263.7504 | 6307 | 69.98 | 59 | 990 | 69.98 | 0 | 2456.2203 | Cooling | 409.37 | #N/A | #N/A | #N/A | #N/A | 0 | 0 | 0 | 0 | 0 | 2456.2203 | #N/A | #N/A | 88 | #N/A | #N/A | #N/A | #N/A | 1.365% | 1 | 50% | 0% | 0% | 0% | 8.2745 | 0 | 0 | 0 | 8.2745 | #N/A
2007-09-20 20:01 | 9 | 20 | 20 | 263.792 | 6308 | 69.98 | 59 | 990 | 69.98 | 0 | 2569.0885 | Cooling | 428.1814 | #N/A | #N/A | #N/A | #N/A | 0 | 0 | 0 | 0 | 0 | 2569.0885 | #N/A | #N/A | 88 | #N/A | #N/A | #N/A | #N/A | 1.427% | 1 | 50% | 0% | 0% | 0% | 8.2745 | 0 | 0 | 0 | 8.2745 | #N/A
2007-09-20 21:01 | 9 | 20 | 21 | 263.8337 | 6309 | 64.94 | 60.08 | 989 | 64.94 | 0 | 2309.0393 | Cooling | 384.8399 | #N/A | #N/A | #N/A | #N/A | 0 | 0 | 0 | 0 | 0 | 2309.0393 | #N/A | #N/A | 88 | #N/A | #N/A | #N/A | #N/A | 1.283% | 1 | 50% | 0% | 0% | 0% | 8.2745 | 0 | 0 | 0 | 8.2745 | #N/A
2007-09-20 22:01 | 9 | 20 | 22 | 263.8754 | 6310 | 64.04 | 60.08 | 988 | 64.04 | 0 | 678.3462 | Cooling | 113.0577 | #N/A | #N/A | #N/A | #N/A | 0 | 0 | 0 | 0 | 0 | 678.3462 | #N/A | #N/A | 88 | #N/A | #N/A | #N/A | #N/A | 0.3769% | 1 | 50% | 0% | 0% | 0% | 8.2745 | 0 | 0 | 0 | 8.2745 | #N/A
2007-09-20 23:01 | 9 | 20 | 23 | 263.917 | 6311 | 64.04 | 60.08 | 987 | 64.04 | 0 | 890.1721 | Cooling | 148.362 | #N/A | #N/A | #N/A | #N/A | 0 | 0 | 0 | 0 | 0 | 890.1721 | #N/A | #N/A | 88 | #N/A | #N/A | #N/A | #N/A | 0.4945% | 1 | 50% | 0% | 0% | 0% | 8.2745 | 0 | 0 | 0 | 8.2745 | #N/A
2007-09-21 00:01 | 9 | 21 | 0 | 263.9587 | 6312 | 62.96 | 59 | 985 | 62.96 | 0 | 783.4986 | Cooling | 130.5831 | #N/A | #N/A | #N/A | #N/A | 0 | 0 | 0 | 0 | 0 | 783.4986 | #N/A | #N/A | 88 | #N/A | #N/A | #N/A | #N/A | 0.4353% | 1 | 50% | 0% | 0% | 0% | 8.2745 | 0 | 0 | 0 | 8.2745 | #N/A
2007-09-21 01:01 | 9 | 21 | 1 | 264.0004 | 6313 | 62.06 | 60.08 | 985 | 62.06 | 0 | 784.3887 | Cooling | 130.7315 | #N/A | #N/A | #N/A | #N/A | 0 | 0 | 0 | 0 | 0 | 784.3887 | #N/A | #N/A | 88 | #N/A | #N/A | #N/A | #N/A | 0.4358% | 1 | 50% | 0% | 0% | 0% | 8.2745 | 0 | 0 | 0 | 8.2745 | #N/A
2007-09-21 02:01 | 9 | 21 | 2 | 264.042 | 6314 | 62.06 | 62.06 | 984 | 62.06 | 0 | 735.0202 | Cooling | 122.5034 | #N/A | #N/A | #N/A | #N/A | 0 | 0 | 0 | 0 | 0 | 735.0202 | #N/A | #N/A | 88 | #N/A | #N/A | #N/A | #N/A | 0.4083% | 1 | 50% | 0% | 0% | 0% | 8.2745 | 0 | 0 | 0 | 8.2745 | #N/A
2007-09-21 03:01 | 9 | 21 | 3 | 264.0837 | 6315 | 59 | 64.04 | 986 | 59 | 0 | 522.9326 | Cooling | 87.1554 | #N/A | #N/A | #N/A | #N/A | 0 | 0 | 0 | 0 | 0 | 522.9326 | #N/A | #N/A | 88 | #N/A | #N/A | #N/A | #N/A | 0.2905% | 1 | 50% | 0% | 0% | 0% | 8.2745 | 0 | 0 | 0 | 8.2745 | #N/A
2007-09-21 04:01 | 9 | 21 | 4 | 264.1254 | 6316 | 57.2 | 59 | 988 | 57.2 | 0 | 343.5621 | Cooling | 57.2604 | #N/A | #N/A | #N/A | #N/A | 0 | 0 | 0 | 0 | 0 | 343.5621 | #N/A | #N/A | 88 | #N/A | #N/A | #N/A | #N/A | 0.1909% | 1 | 50% | 0% | 0% | 0% | 8.2745 | 0 | 0 | 0 | 8.2745 | #N/A
2007-09-21 05:01 | 9 | 21 | 5 | 264.167 | 6317 | 57.02 | 59 | 988 | 57.02 | 0 | 287.1249 | Cooling | 47.8542 | #N/A | #N/A | #N/A | #N/A | 0 | 0 | 0 | 0 | 0 | 287.1249 | #N/A | #N/A | 88 | #N/A | #N/A | #N/A | #N/A | 0.1595% | 1 | 50% | 0% | 0% | 0% | 8.2745 | 0 | 0 | 0 | 8.2745 | #N/A
2007-09-21 06:01 | 9 | 21 | 6 | 264.2087 | 6318 | 55.4 | 53.96 | 990 | 55.4 | 0 | 1140.1004 | Cooling | 190.0167 | #N/A | #N/A | #N/A | #N/A | 0 | 0 | 0 | 0 | 0 | 1140.1004 | #N/A | #N/A | 88 | #N/A | #N/A | #N/A | #N/A | 0.6334% | 1 | 50% | 0% | 0% | 0% | 8.2745 | 0 | 0 | 0 | 8.2745 | #N/A
2007-09-21 07:01 | 9 | 21 | 7 | 264.2504 | 6319 | 55.4 | 51.98 | 992 | 55.4 | 0 | 638.4657 | Cooling | 106.411 | #N/A | #N/A | #N/A | #N/A | 0 | 0 | 0 | 0 | 0 | 638.4657 | #N/A | #N/A | 88 | #N/A | #N/A | #N/A | #N/A | 0.3547% | 1 | 50% | 0% | 0% | 0% | 8.2745 | 0 | 0 | 0 | 8.2745 | #N/A
2007-09-21 08:01 | 9 | 21 | 8 | 264.292 | 6320 | 57.02 | 51.98 | 991 | 57.02 | 0 | 568.0248 | Cooling | 94.6708 | #N/A | #N/A | #N/A | #N/A | 0 | 0 | 0 | 0 | 0 | 568.0248 | #N/A | #N/A | 88 | #N/A | #N/A | #N/A | #N/A | 0.3156% | 1 | 50% | 0% | 0% | 0% | 8.2745 | 0 | 0 | 0 | 8.2745 | #N/A
2007-09-21 09:01 | 9 | 21 | 9 | 264.3337 | 6321 | 62.6 | 51.98 | 992 | 62.6 | 0 | 683.9506 | Cooling | 113.9918 | #N/A | #N/A | #N/A | #N/A | 0 | 0 | 0 | 0 | 0 | 683.9506 | #N/A | #N/A | 88 | #N/A | #N/A | #N/A | #N/A | 0.38% | 1 | 50% | 0% | 0% | 0% | 8.2745 | 0 | 0 | 0 | 8.2745 | #N/A
2007-09-21 10:01 | 9 | 21 | 10 | 264.3754 | 6322 | 68 | 53.06 | 993 | 68 | 0 | 737.2475 | Cooling | 122.8746 | #N/A | #N/A | #N/A | #N/A | 0 | 0 | 0 | 0 | 0 | 737.2475 | #N/A | #N/A | 88 | #N/A | #N/A | #N/A | #N/A | 0.4096% | 1 | 50% | 0% | 0% | 0% | 8.2745 | 0 | 0 | 0 | 8.2745 | #N/A
2007-09-21 11:01 | 9 | 21 | 11 | 264.417 | 6323 | 68 | 53.06 | 994 | 68 | 0 | 724.8502 | Cooling | 120.8084 | #N/A | #N/A | #N/A | #N/A | 0 | 0 | 0 | 0 | 0 | 724.8502 | #N/A | #N/A | 88 | #N/A | #N/A | #N/A | #N/A | 0.4027% | 1 | 50% | 0% | 0% | 0% | 8.2745 | 0 | 0 | 0 | 8.2745 | #N/A
2007-09-21 12:01 | 9 | 21 | 12 | 264.4587 | 6324 | 75.92 | 51.98 | 994 | 75.92 | 0 | 629.9527 | Cooling | 104.9921 | #N/A | #N/A | #N/A | #N/A | 0 | 0 | 0 | 0 | 0 | 629.9527 | #N/A | #N/A | 88 | #N/A | #N/A | #N/A | #N/A | 0.35% | 1 | 50% | 0% | 0% | 0% | 8.2745 | 0 | 0 | 0 | 8.2745 | #N/A
2007-09-21 13:01 | 9 | 21 | 13 | 264.5004 | 6325 | 78.98 | 55.04 | 995 | 78.98 | 0 | 960.5513 | Cooling | 160.0919 | #N/A | #N/A | #N/A | #N/A | 0 | 0 | 0 | 0 | 0 | 960.5513 | #N/A | #N/A | 88 | #N/A | #N/A | #N/A | #N/A | 0.5336% | 1 | 50% | 0% | 0% | 0% | 8.2745 | 0 | 0 | 0 | 8.2745 | #N/A
2007-09-21 14:01 | 9 | 21 | 14 | 264.542 | 6326 | 78.98 | 48.02 | 995 | 78.98 | 0 | 663.7889 | Cooling | 110.6315 | #N/A | #N/A | #N/A | #N/A | 0 | 0 | 0 | 0 | 0 | 663.7889 | #N/A | #N/A | 88 | #N/A | #N/A | #N/A | #N/A | 0.3688% | 1 | 50% | 0% | 0% | 0% | 8.2745 | 0 | 0 | 0 | 8.2745 | #N/A
2007-09-21 15:01 | 9 | 21 | 15 | 264.5837 | 6327 | 80.96 | 44.96 | 996 | 80.96 | 0 | 397.8991 | Cooling | 66.3165 | #N/A | #N/A | #N/A | #N/A | 0 | 0 | 0 | 0 | 0 | 397.8991 | #N/A | #N/A | 88 | #N/A | #N/A | #N/A | #N/A | 0.2211% | 1 | 50% | 0% | 0% | 0% | 8.2745 | 0 | 0 | 0 | 8.2745 | #N/A
2007-09-21 16:01 | 9 | 21 | 16 | 264.6254 | 6328 | 80.96 | 42.98 | 997 | 80.96 | 0 | 455.8101 | Cooling | 75.9683 | #N/A | #N/A | #N/A | #N/A | 0 | 0 | 0 | 0 | 0 | 455.8101 | #N/A | #N/A | 88 | #N/A | #N/A | #N/A | #N/A | 0.2532% | 1 | 50% | 0% | 0% | 0% | 8.2745 | 0 | 0 | 0 | 8.2745 | #N/A
2007-09-21 17:01 | 9 | 21 | 17 | 264.667 | 6329 | 80.96 | 42.98 | 998 | 80.96 | 0 | 295.7841 | Cooling | 49.2974 | #N/A | #N/A | #N/A | #N/A | 0 | 0 | 0 | 0 | 0 | 295.7841 | #N/A | #N/A | 88 | #N/A | #N/A | #N/A | #N/A | 0.1643% | 1 | 50% | 0% | 0% | 0% | 8.2745 | 0 | 0 | 0 | 8.2745 | #N/A
2007-09-21 18:01 | 9 | 21 | 18 | 264.7087 | 6330 | 75.92 | 42.98 | 999 | 75.92 | 0 | 0 | Cooling | 0 | #N/A | #N/A | #N/A | #N/A | 0 | 0 | 0 | 0 | 0 | 0 | #N/A | #N/A | 88 | #N/A | #N/A | #N/A | #N/A | 0% | 1 | 50% | 0% | 0% | 0% | 8.2745 | 0 | 0 | 0 | 8.2745 | #N/A
2007-09-21 19:01 | 9 | 21 | 19 | 264.7504 | 6331 | 73.94 | 42.08 | 1000 | 73.94 | 0 | 0 | Cooling | 0 | #N/A | #N/A | #N/A | #N/A | 0 | 0 | 0 | 0 | 0 | 0 | #N/A | #N/A | 88 | #N/A | #N/A | #N/A | #N/A | 0% | 1 | 50% | 0% | 0% | 0% | 8.2745 | 0 | 0 | 0 | 8.2745 | #N/A
2007-09-21 20:01 | 9 | 21 | 20 | 264.792 | 6332 | 73.94 | 42.98 | 1000 | 73.94 | 0 | 0 | Cooling | 0 | #N/A | #N/A | #N/A | #N/A | 0 | 0 | 0 | 0 | 0 | 0 | #N/A | #N/A | 88 | #N/A | #N/A | #N/A | #N/A | 0% | 1 | 50% | 0% | 0% | 0% | 8.2745 | 0 | 0 | 0 | 8.2745 | #N/A
2007-09-21 21:01 | 9 | 21 | 21 | 264.8337 | 6333 | 71.06 | 42.98 | 1001 | 71.06 | 0 | 0 | Cooling | 0 | #N/A | #N/A | #N/A | #N/A | 0 | 0 | 0 | 0 | 0 | 0 | #N/A | #N/A | 88 | #N/A | #N/A | #N/A | #N/A | 0% | 1 | 50% | 0% | 0% | 0% | 8.2745 | 0 | 0 | 0 | 8.2745 | #N/A
2007-09-21 22:01 | 9 | 21 | 22 | 264.8754 | 6334 | 69.98 | 42.98 | 1002 | 69.98 | 0 | 0 | Cooling | 0 | #N/A | #N/A | #N/A | #N/A | 0 | 0 | 0 | 0 | 0 | 0 | #N/A | #N/A | 88 | #N/A | #N/A | #N/A | #N/A | 0% | 1 | 50% | 0% | 0% | 0% | 8.2745 | 0 | 0 | 0 | 8.2745 | #N/A
2007-09-21 23:01 | 9 | 21 | 23 | 264.917 | 6335 | 69.98 | 44.06 | 1002 | 69.98 | 0 | 0 | Cooling | 0 | #N/A | #N/A | #N/A | #N/A | 0 | 0 | 0 | 0 | 0 | 0 | #N/A | #N/A | 88 | #N/A | #N/A | #N/A | #N/A | 0% | 1 | 50% | 0% | 0% | 0% | 8.2745 | 0 | 0 | 0 | 8.2745 | #N/A
2007-09-22 00:01 | 9 | 22 | 0 | 264.9587 | 6336 | 66.92 | 44.06 | 1002 | 66.92 | 0 | 0 | Cooling | 0 | #N/A | #N/A | #N/A | #N/A | 0 | 0 | 0 | 0 | 0 | 0 | #N/A | #N/A | 88 | #N/A | #N/A | #N/A | #N/A | 0% | 1 | 50% | 0% | 0% | 0% | 8.2745 | 0 | 0 | 0 | 8.2745 | #N/A
2007-09-22 01:01 | 9 | 22 | 1 | 265.0004 | 6337 | 64.04 | 44.06 | 1004 | 64.04 | 0 | 0 | Cooling | 0 | #N/A | #N/A | #N/A | #N/A | 0 | 0 | 0 | 0 | 0 | 0 | #N/A | #N/A | 88 | #N/A | #N/A | #N/A | #N/A | 0% | 1 | 50% | 0% | 0% | 0% | 8.2745 | 0 | 0 | 0 | 8.2745 | #N/A
2007-09-22 02:01 | 9 | 22 | 2 | 265.042 | 6338 | 64.04 | 44.06 | 1004 | 64.04 | 0 | 0 | Cooling | 0 | #N/A | #N/A | #N/A | #N/A | 0 | 0 | 0 | 0 | 0 | 0 | #N/A | #N/A | 88 | #N/A | #N/A | #N/A | #N/A | 0% | 1 | 50% | 0% | 0% | 0% | 8.2745 | 0 | 0 | 0 | 8.2745 | #N/A
2007-09-22 03:01 | 9 | 22 | 3 | 265.0837 | 6339 | 62.06 | 44.96 | 1004 | 62.06 | 0 | 0 | Cooling | 0 | #N/A | #N/A | #N/A | #N/A | 0 | 0 | 0 | 0 | 0 | 0 | #N/A | #N/A | 88 | #N/A | #N/A | #N/A | #N/A | 0% | 1 | 50% | 0% | 0% | 0% | 8.2745 | 0 | 0 | 0 | 8.2745 | #N/A
2007-09-22 04:01 | 9 | 22 | 4 | 265.1254 | 6340 | 62.96 | 44.96 | 1005 | 62.96 | 0 | 0 | Cooling | 0 | #N/A | #N/A | #N/A | #N/A | 0 | 0 | 0 | 0 | 0 | 0 | #N/A | #N/A | 88 | #N/A | #N/A | #N/A | #N/A | 0% | 1 | 50% | 0% | 0% | 0% | 8.2745 | 0 | 0 | 0 | 8.2745 | #N/A
2007-09-22 05:01 | 9 | 22 | 5 | 265.167 | 6341 | 62.96 | 44.96 | 1005 | 62.96 | 0 | 0 | Cooling | 0 | #N/A | #N/A | #N/A | #N/A | 0 | 0 | 0 | 0 | 0 | 0 | #N/A | #N/A | 88 | #N/A | #N/A | #N/A | #N/A | 0% | 1 | 50% | 0% | 0% | 0% | 8.2745 | 0 | 0 | 0 | 8.2745 | #N/A
2007-09-22 06:01 | 9 | 22 | 6 | 265.2087 | 6342 | 60.98 | 44.96 | 1006 | 60.98 | 0 | 0 | Cooling | 0 | #N/A | #N/A | #N/A | #N/A | 0 | 0 | 0 | 0 | 0 | 0 | #N/A | #N/A | 88 | #N/A | #N/A | #N/A | #N/A | 0% | 1 | 50% | 0% | 0% | 0% | 8.2745 | 0 | 0 | 0 | 8.2745 | #N/A
2007-09-22 07:01 | 9 | 22 | 7 | 265.2504 | 6343 | 62.96 | 46.04 | 1007 | 62.96 | 0 | 0 | Cooling | 0 | #N/A | #N/A | #N/A | #N/A | 0 | 0 | 0 | 0 | 0 | 0 | #N/A | #N/A | 88 | #N/A | #N/A | #N/A | #N/A | 0% | 1 | 50% | 0% | 0% | 0% | 8.2745 | 0 | 0 | 0 | 8.2745 | #N/A
2007-09-22 08:01 | 9 | 22 | 8 | 265.292 | 6344 | 62.96 | 44.96 | 1007 | 62.96 | 0 | 0 | Cooling | 0 | #N/A | #N/A | #N/A | #N/A | 0 | 0 | 0 | 0 | 0 | 0 | #N/A | #N/A | 88 | #N/A | #N/A | #N/A | #N/A | 0% | 1 | 50% | 0% | 0% | 0% | 8.2745 | 0 | 0 | 0 | 8.2745 | #N/A
2007-09-22 09:01 | 9 | 22 | 9 | 265.3337 | 6345 | 69.08 | 46.4 | 1008 | 69.08 | 0 | 0 | Cooling | 0 | #N/A | #N/A | #N/A | #N/A | 0 | 0 | 0 | 0 | 0 | 0 | #N/A | #N/A | 88 | #N/A | #N/A | #N/A | #N/A | 0% | 1 | 50% | 0% | 0% | 0% | 8.2745 | 0 | 0 | 0 | 8.2745 | #N/A
2007-09-22 10:01 | 9 | 22 | 10 | 265.3754 | 6346 | 71.96 | 44.06 | 1008 | 71.96 | 0 | 0 | Cooling | 0 | #N/A | #N/A | #N/A | #N/A | 0 | 0 | 0 | 0 | 0 | 0 | #N/A | #N/A | 88 | #N/A | #N/A | #N/A | #N/A | 0% | 1 | 50% | 0% | 0% | 0% | 8.2745 | 0 | 0 | 0 | 8.2745 | #N/A
2007-09-22 11:01 | 9 | 22 | 11 | 265.417 | 6347 | 71.96 | 42.98 | 1008 | 71.96 | 0 | 0 | Cooling | 0 | #N/A | #N/A | #N/A | #N/A | 0 | 0 | 0 | 0 | 0 | 0 | #N/A | #N/A | 88 | #N/A | #N/A | #N/A | #N/A | 0% | 1 | 50% | 0% | 0% | 0% | 8.2745 | 0 | 0 | 0 | 8.2745 | #N/A
2007-09-22 12:01 | 9 | 22 | 12 | 265.4587 | 6348 | 73.94 | 39.92 | 1008 | 73.94 | 0 | 0 | Cooling | 0 | #N/A | #N/A | #N/A | #N/A | 0 | 0 | 0 | 0 | 0 | 0 | #N/A | #N/A | 88 | #N/A | #N/A | #N/A | #N/A | 0% | 1 | 50% | 0% | 0% | 0% | 8.2745 | 0 | 0 | 0 | 8.2745 | #N/A
2007-09-22 13:01 | 9 | 22 | 13 | 265.5004 | 6349 | 77 | 39.02 | 1007 | 77 | 0 | 0 | Cooling | 0 | #N/A | #N/A | #N/A | #N/A | 0 | 0 | 0 | 0 | 0 | 0 | #N/A | #N/A | 88 | #N/A | #N/A | #N/A | #N/A | 0% | 1 | 50% | 0% | 0% | 0% | 8.2745 | 0 | 0 | 0 | 8.2745 | #N/A
2007-09-22 14:01 | 9 | 22 | 14 | 265.542 | 6350 | 77 | 37.94 | 1007 | 77 | 0 | 0 | Cooling | 0 | #N/A | #N/A | #N/A | #N/A | 0 | 0 | 0 | 0 | 0 | 0 | #N/A | #N/A | 88 | #N/A | #N/A | #N/A | #N/A | 0% | 1 | 50% | 0% | 0% | 0% | 8.2745 | 0 | 0 | 0 | 8.2745 | #N/A
2007-09-22 15:01 | 9 | 22 | 15 | 265.5837 | 6351 | 78.08 | 35.96 | 1006 | 78.08 | 0 | 0 | Cooling | 0 | #N/A | #N/A | #N/A | #N/A | 0 | 0 | 0 | 0 | 0 | 0 | #N/A | #N/A | 88 | #N/A | #N/A | #N/A | #N/A | 0% | 1 | 50% | 0% | 0% | 0% | 8.2745 | 0 | 0 | 0 | 8.2745 | #N/A
2007-09-22 16:01 | 9 | 22 | 16 | 265.6254 | 6352 | 78.08 | 39.02 | 1006 | 78.08 | 0 | 0 | Cooling | 0 | #N/A | #N/A | #N/A | #N/A | 0 | 0 | 0 | 0 | 0 | 0 | #N/A | #N/A | 88 | #N/A | #N/A | #N/A | #N/A | 0% | 1 | 50% | 0% | 0% | 0% | 8.2745 | 0 | 0 | 0 | 8.2745 | #N/A
2007-09-22 17:01 | 9 | 22 | 17 | 265.667 | 6353 | 78.08 | 42.98 | 1006 | 78.08 | 0 | 0 | Cooling | 0 | #N/A | #N/A | #N/A | #N/A | 0 | 0 | 0 | 0 | 0 | 0 | #N/A | #N/A | 88 | #N/A | #N/A | #N/A | #N/A | 0% | 1 | 50% | 0% | 0% | 0% | 8.2745 | 0 | 0 | 0 | 8.2745 | #N/A
2007-09-22 18:01 | 9 | 22 | 18 | 265.7087 | 6354 | 75.2 | 44.96 | 1006 | 75.2 | 0 | 0 | Cooling | 0 | #N/A | #N/A | #N/A | #N/A | 0 | 0 | 0 | 0 | 0 | 0 | #N/A | #N/A | 88 | #N/A | #N/A | #N/A | #N/A | 0% | 1 | 50% | 0% | 0% | 0% | 8.2745 | 0 | 0 | 0 | 8.2745 | #N/A
2007-09-22 19:01 | 9 | 22 | 19 | 265.7504 | 6355 | 71.96 | 44.96 | 1006 | 71.96 | 0 | 0 | Cooling | 0 | #N/A | #N/A | #N/A | #N/A | 0 | 0 | 0 | 0 | 0 | 0 | #N/A | #N/A | 88 | #N/A | #N/A | #N/A | #N/A | 0% | 1 | 50% | 0% | 0% | 0% | 8.2745 | 0 | 0 | 0 | 8.2745 | #N/A
2007-09-22 20:01 | 9 | 22 | 20 | 265.792 | 6356 | 71.96 | 46.94 | 1005 | 71.96 | 0 | 0 | Cooling | 0 | #N/A | #N/A | #N/A | #N/A | 0 | 0 | 0 | 0 | 0 | 0 | #N/A | #N/A | 88 | #N/A | #N/A | #N/A | #N/A | 0% | 1 | 50% | 0% | 0% | 0% | 8.2745 | 0 | 0 | 0 | 8.2745 | #N/A
2007-09-22 21:01 | 9 | 22 | 21 | 265.8337 | 6357 | 68 | 48.02 | 1005 | 68 | 0 | 0 | Cooling | 0 | #N/A | #N/A | #N/A | #N/A | 0 | 0 | 0 | 0 | 0 | 0 | #N/A | #N/A | 88 | #N/A | #N/A | #N/A | #N/A | 0% | 1 | 50% | 0% | 0% | 0% | 8.2745 | 0 | 0 | 0 | 8.2745 | #N/A
2007-09-22 22:01 | 9 | 22 | 22 | 265.8754 | 6358 | 68 | 48.92 | 1005 | 68 | 0 | 0 | Cooling | 0 | #N/A | #N/A | #N/A | #N/A | 0 | 0 | 0 | 0 | 0 | 0 | #N/A | #N/A | 88 | #N/A | #N/A | #N/A | #N/A | 0% | 1 | 50% | 0% | 0% | 0% | 8.2745 | 0 | 0 | 0 | 8.2745 | #N/A
2007-09-22 23:01 | 9 | 22 | 23 | 265.917 | 6359 | 68 | 46.94 | 1005 | 68 | 0 | 0 | Cooling | 0 | #N/A | #N/A | #N/A | #N/A | 0 | 0 | 0 | 0 | 0 | 0 | #N/A | #N/A | 88 | #N/A | #N/A | #N/A | #N/A | 0% | 1 | 50% | 0% | 0% | 0% | 8.2745 | 0 | 0 | 0 | 8.2745 | #N/A
2007-09-23 00:01 | 9 | 23 | 0 | 265.9587 | 6360 | 62.06 | 48.92 | 1004 | 62.06 | 0 | 0 | Cooling | 0 | #N/A | #N/A | #N/A | #N/A | 0 | 0 | 0 | 0 | 0 | 0 | #N/A | #N/A | 88 | #N/A | #N/A | #N/A | #N/A | 0% | 1 | 50% | 0% | 0% | 0% | 8.2745 | 0 | 0 | 0 | 8.2745 | #N/A
2007-09-23 01:01 | 9 | 23 | 1 | 266.0004 | 6361 | 60.98 | 48.92 | 1004 | 60.98 | 0 | 0 | Cooling | 0 | #N/A | #N/A | #N/A | #N/A | 0 | 0 | 0 | 0 | 0 | 0 | #N/A | #N/A | 88 | #N/A | #N/A | #N/A | #N/A | 0% | 1 | 50% | 0% | 0% | 0% | 8.2745 | 0 | 0 | 0 | 8.2745 | #N/A
2007-09-23 02:01 | 9 | 23 | 2 | 266.042 | 6362 | 60.98 | 50 | 1004 | 60.98 | 0 | 0 | Cooling | 0 | #N/A | #N/A | #N/A | #N/A | 0 | 0 | 0 | 0 | 0 | 0 | #N/A | #N/A | 88 | #N/A | #N/A | #N/A | #N/A | 0% | 1 | 50% | 0% | 0% | 0% | 8.2745 | 0 | 0 | 0 | 8.2745 | #N/A
2007-09-23 03:01 | 9 | 23 | 3 | 266.0837 | 6363 | 55.04 | 50 | 1002 | 55.04 | 0 | 0 | Cooling | 0 | #N/A | #N/A | #N/A | #N/A | 0 | 0 | 0 | 0 | 0 | 0 | #N/A | #N/A | 88 | #N/A | #N/A | #N/A | #N/A | 0% | 1 | 50% | 0% | 0% | 0% | 8.2745 | 0 | 0 | 0 | 8.2745 | #N/A
2007-09-23 04:01 | 9 | 23 | 4 | 266.1254 | 6364 | 53.96 | 51.08 | 1001 | 53.96 | 0 | 2.4153 | Cooling | 0.40254 | #N/A | #N/A | #N/A | #N/A | 0 | 0 | 0 | 0 | 0 | 2.4153 | #N/A | #N/A | 88 | #N/A | #N/A | #N/A | #N/A | 0.001342% | 1 | 50% | 0% | 0% | 0% | 8.2745 | 0 | 0 | 0 | 8.2745 | #N/A
2007-09-23 05:01 | 9 | 23 | 5 | 266.167 | 6365 | 53.96 | 51.8 | 1001 | 53.96 | 0 | 11.2697 | Cooling | 1.8783 | #N/A | #N/A | #N/A | #N/A | 0 | 0 | 0 | 0 | 0 | 11.2697 | #N/A | #N/A | 88 | #N/A | #N/A | #N/A | #N/A | 0.006261% | 1 | 50% | 0% | 0% | 0% | 8.2745 | 0 | 0 | 0 | 8.2745 | #N/A
2007-09-23 06:01 | 9 | 23 | 6 | 266.2087 | 6366 | 51.08 | 51.98 | 1000 | 51.08 | 0 | 125.3817 | Cooling | 20.8969 | #N/A | #N/A | #N/A | #N/A | 0 | 0 | 0 | 0 | 0 | 125.3817 | #N/A | #N/A | 88 | #N/A | #N/A | #N/A | #N/A | 0.06966% | 1 | 50% | 0% | 0% | 0% | 8.2745 | 0 | 0 | 0 | 8.2745 | #N/A
2007-09-23 07:01 | 9 | 23 | 7 | 266.2504 | 6367 | 55.94 | 53.06 | 1000 | 55.94 | 0 | 173.4841 | Cooling | 28.914 | #N/A | #N/A | #N/A | #N/A | 0 | 0 | 0 | 0 | 0 | 173.4841 | #N/A | #N/A | 88 | #N/A | #N/A | #N/A | #N/A | 0.09638% | 1 | 50% | 0% | 0% | 0% | 8.2745 | 0 | 0 | 0 | 8.2745 | #N/A
2007-09-23 08:01 | 9 | 23 | 8 | 266.292 | 6368 | 55.94 | 53.96 | 999 | 55.94 | 0 | 439.6239 | Cooling | 73.2706 | #N/A | #N/A | #N/A | #N/A | 0 | 0 | 0 | 0 | 0 | 439.6239 | #N/A | #N/A | 88 | #N/A | #N/A | #N/A | #N/A | 0.2442% | 1 | 50% | 0% | 0% | 0% | 8.2745 | 0 | 0 | 0 | 8.2745 | #N/A
2007-09-23 09:01 | 9 | 23 | 9 | 266.3337 | 6369 | 62.96 | 55.04 | 999 | 62.96 | 0 | 685.8166 | Cooling | 114.3028 | #N/A | #N/A | #N/A | #N/A | 0 | 0 | 0 | 0 | 0 | 685.8166 | #N/A | #N/A | 88 | #N/A | #N/A | #N/A | #N/A | 0.381% | 1 | 50% | 0% | 0% | 0% | 8.2745 | 0 | 0 | 0 | 8.2745 | #N/A
2007-09-23 10:01 | 9 | 23 | 10 | 266.3754 | 6370 | 66.02 | 55.94 | 999 | 66.02 | 0 | 823.9434 | Cooling | 137.3239 | #N/A | #N/A | #N/A | #N/A | 0 | 0 | 0 | 0 | 0 | 823.9434 | #N/A | #N/A | 88 | #N/A | #N/A | #N/A | #N/A | 0.4577% | 1 | 50% | 0% | 0% | 0% | 8.2745 | 0 | 0 | 0 | 8.2745 | #N/A
2007-09-23 11:01 | 9 | 23 | 11 | 266.417 | 6371 | 66.02 | 57.02 | 996 | 66.02 | 0 | 1082.0575 | Cooling | 180.3429 | #N/A | #N/A | #N/A | #N/A | 0 | 0 | 0 | 0 | 0 | 1082.0575 | #N/A | #N/A | 88 | #N/A | #N/A | #N/A | #N/A | 0.6011% | 1 | 50% | 0% | 0% | 0% | 8.2745 | 0 | 0 | 0 | 8.2745 | #N/A
2007-09-23 12:01 | 9 | 23 | 12 | 266.4587 | 6372 | 69.08 | 60.08 | 996 | 69.08 | 0 | 1677.4237 | Cooling | 279.5706 | #N/A | #N/A | #N/A | #N/A | 0 | 0 | 0 | 0 | 0 | 1677.4237 | #N/A | #N/A | 88 | #N/A | #N/A | #N/A | #N/A | 0.9319% | 1 | 50% | 0% | 0% | 0% | 8.2745 | 0 | 0 | 0 | 8.2745 | #N/A
2007-09-23 13:01 | 9 | 23 | 13 | 266.5004 | 6373 | 71.96 | 60.08 | 996 | 71.96 | 0 | 2225.1918 | Cooling | 370.8653 | #N/A | #N/A | #N/A | #N/A | 0 | 0 | 0 | 0 | 0 | 2225.1918 | #N/A | #N/A | 88 | #N/A | #N/A | #N/A | #N/A | 1.236% | 1 | 50% | 0% | 0% | 0% | 8.2745 | 0 | 0 | 0 | 8.2745 | #N/A
2007-09-23 14:01 | 9 | 23 | 14 | 266.542 | 6374 | 71.96 | 60.98 | 995 | 71.96 | 0 | 2474.4261 | Cooling | 412.4043 | #N/A | #N/A | #N/A | #N/A | 0 | 0 | 0 | 0 | 0 | 2474.4261 | #N/A | #N/A | 88 | #N/A | #N/A | #N/A | #N/A | 1.375% | 1 | 50% | 0% | 0% | 0% | 8.2745 | 0 | 0 | 0 | 8.2745 | #N/A
2007-09-23 15:01 | 9 | 23 | 15 | 266.5837 | 6375 | 75.02 | 62.06 | 995 | 75.02 | 0 | 2640.5842 | Cooling | 440.0974 | #N/A | #N/A | #N/A | #N/A | 0 | 0 | 0 | 0 | 0 | 2640.5842 | #N/A | #N/A | 88 | #N/A | #N/A | #N/A | #N/A | 1.467% | 1 | 50% | 0% | 0% | 0% | 8.2745 | 0 | 0 | 0 | 8.2745 | #N/A
2007-09-23 16:01 | 9 | 23 | 16 | 266.6254 | 6376 | 75.02 | 62.06 | 995 | 75.02 | 0 | 2816.0285 | Cooling | 469.3381 | #N/A | #N/A | #N/A | #N/A | 0 | 0 | 0 | 0 | 0 | 2816.0285 | #N/A | #N/A | 88 | #N/A | #N/A | #N/A | #N/A | 1.564% | 1 | 50% | 0% | 0% | 0% | 8.2745 | 0 | 0 | 0 | 8.2745 | #N/A
2007-09-23 17:01 | 9 | 23 | 17 | 266.667 | 6377 | 75.02 | 62.06 | 995 | 75.02 | 0 | 2706.8454 | Cooling | 451.1409 | #N/A | #N/A | #N/A | #N/A | 0 | 0 | 0 | 0 | 0 | 2706.8454 | #N/A | #N/A | 88 | #N/A | #N/A | #N/A | #N/A | 1.504% | 1 | 50% | 0% | 0% | 0% | 8.2745 | 0 | 0 | 0 | 8.2745 | #N/A
2007-09-23 18:01 | 9 | 23 | 18 | 266.7087 | 6378 | 66.02 | 62.06 | 995 | 66.02 | 0 | 2490.3582 | Cooling | 415.0597 | #N/A | #N/A | #N/A | #N/A | 0 | 0 | 0 | 0 | 0 | 2490.3582 | #N/A | #N/A | 88 | #N/A | #N/A | #N/A | #N/A | 1.384% | 1 | 50% | 0% | 0% | 0% | 8.2745 | 0 | 0 | 0 | 8.2745 | #N/A
2007-09-23 19:01 | 9 | 23 | 19 | 266.7504 | 6379 | 64.94 | 62.06 | 995 | 64.94 | 0 | 2321.8365 | Cooling | 386.9728 | #N/A | #N/A | #N/A | #N/A | 0 | 0 | 0 | 0 | 0 | 2321.8365 | #N/A | #N/A | 88 | #N/A | #N/A | #N/A | #N/A | 1.29% | 1 | 50% | 0% | 0% | 0% | 8.2745 | 0 | 0 | 0 | 8.2745 | #N/A
2007-09-23 20:01 | 9 | 23 | 20 | 266.792 | 6380 | 64.94 | 62.06 | 995 | 64.94 | 0 | 2022.1088 | Cooling | 337.0181 | #N/A | #N/A | #N/A | #N/A | 0 | 0 | 0 | 0 | 0 | 2022.1088 | #N/A | #N/A | 88 | #N/A | #N/A | #N/A | #N/A | 1.123% | 1 | 50% | 0% | 0% | 0% | 8.2745 | 0 | 0 | 0 | 8.2745 | #N/A
2007-09-23 21:01 | 9 | 23 | 21 | 266.8337 | 6381 | 64.04 | 62.06 | 994 | 64.04 | 0 | 1826.278 | Cooling | 304.3797 | #N/A | #N/A | #N/A | #N/A | 0 | 0 | 0 | 0 | 0 | 1826.278 | #N/A | #N/A | 88 | #N/A | #N/A | #N/A | #N/A | 1.015% | 1 | 50% | 0% | 0% | 0% | 8.2745 | 0 | 0 | 0 | 8.2745 | #N/A
2007-09-23 22:01 | 9 | 23 | 22 | 266.8754 | 6382 | 60.08 | 62.06 | 994 | 60.08 | 0 | 99.4093 | Cooling | 16.5682 | #N/A | #N/A | #N/A | #N/A | 0 | 0 | 0 | 0 | 0 | 99.4093 | #N/A | #N/A | 88 | #N/A | #N/A | #N/A | #N/A | 0.05523% | 1 | 50% | 0% | 0% | 0% | 8.2745 | 0 | 0 | 0 | 8.2745 | #N/A
2007-09-23 23:01 | 9 | 23 | 23 | 266.917 | 6383 | 60.08 | 62.06 | 993 | 60.08 | 0 | 201.2095 | Cooling | 33.5349 | #N/A | #N/A | #N/A | #N/A | 0 | 0 | 0 | 0 | 0 | 201.2095 | #N/A | #N/A | 88 | #N/A | #N/A | #N/A | #N/A | 0.1118% | 1 | 50% | 0% | 0% | 0% | 8.2745 | 0 | 0 | 0 | 8.2745 | #N/A
2007-09-24 00:01 | 9 | 24 | 0 | 266.9587 | 6384 | 57.92 | 62.06 | 992 | 57.92 | 0 | 185.987 | Cooling | 30.9978 | #N/A | #N/A | #N/A | #N/A | 0 | 0 | 0 | 0 | 0 | 185.987 | #N/A | #N/A | 88 | #N/A | #N/A | #N/A | #N/A | 0.1033% | 1 | 50% | 0% | 0% | 0% | 8.2745 | 0 | 0 | 0 | 8.2745 | #N/A
2007-09-24 01:01 | 9 | 24 | 1 | 267.0004 | 6385 | 57.02 | 62.96 | 992 | 57.02 | 0 | 191.5427 | Cooling | 31.9238 | #N/A | #N/A | #N/A | #N/A | 0 | 0 | 0 | 0 | 0 | 191.5427 | #N/A | #N/A | 88 | #N/A | #N/A | #N/A | #N/A | 0.1064% | 1 | 50% | 0% | 0% | 0% | 8.2745 | 0 | 0 | 0 | 8.2745 | #N/A
2007-09-24 02:01 | 9 | 24 | 2 | 267.042 | 6386 | 57.02 | 64.04 | 992 | 57.02 | 0 | 201.8814 | Cooling | 33.6469 | #N/A | #N/A | #N/A | #N/A | 0 | 0 | 0 | 0 | 0 | 201.8814 | #N/A | #N/A | 88 | #N/A | #N/A | #N/A | #N/A | 0.1122% | 1 | 50% | 0% | 0% | 0% | 8.2745 | 0 | 0 | 0 | 8.2745 | #N/A
2007-09-24 03:01 | 9 | 24 | 3 | 267.0837 | 6387 | 53.06 | 60.8 | 993 | 53.06 | 0 | 163.9218 | Cooling | 27.3203 | #N/A | #N/A | #N/A | #N/A | 0 | 0 | 0 | 0 | 0 | 163.9218 | #N/A | #N/A | 88 | #N/A | #N/A | #N/A | #N/A | 0.09107% | 1 | 50% | 0% | 0% | 0% | 8.2745 | 0 | 0 | 0 | 8.2745 | #N/A
2007-09-24 04:01 | 9 | 24 | 4 | 267.1254 | 6388 | 51.08 | 59 | 993 | 51.08 | 0 | 113.1808 | Cooling | 18.8635 | #N/A | #N/A | #N/A | #N/A | 0 | 0 | 0 | 0 | 0 | 113.1808 | #N/A | #N/A | 88 | #N/A | #N/A | #N/A | #N/A | 0.06288% | 1 | 50% | 0% | 0% | 0% | 8.2745 | 0 | 0 | 0 | 8.2745 | #N/A
2007-09-24 05:01 | 9 | 24 | 5 | 267.167 | 6389 | 51.08 | 57.92 | 994 | 51.08 | 0 | 128.4455 | Cooling | 21.4076 | #N/A | #N/A | #N/A | #N/A | 0 | 0 | 0 | 0 | 0 | 128.4455 | #N/A | #N/A | 88 | #N/A | #N/A | #N/A | #N/A | 0.07136% | 1 | 50% | 0% | 0% | 0% | 8.2745 | 0 | 0 | 0 | 8.2745 | #N/A
2007-09-24 06:01 | 9 | 24 | 6 | 267.2087 | 6390 | 50 | 57.02 | 994 | 50 | 0 | 956.2527 | Cooling | 159.3754 | #N/A | #N/A | #N/A | #N/A | 0 | 0 | 0 | 0 | 0 | 956.2527 | #N/A | #N/A | 88 | #N/A | #N/A | #N/A | #N/A | 0.5313% | 1 | 50% | 0% | 0% | 0% | 8.2745 | 0 | 0 | 0 | 8.2745 | #N/A
2007-09-24 07:01 | 9 | 24 | 7 | 267.2504 | 6391 | 53.06 | 53.96 | 996 | 53.06 | 0 | 543.0127 | Cooling | 90.5021 | #N/A | #N/A | #N/A | #N/A | 0 | 0 | 0 | 0 | 0 | 543.0127 | #N/A | #N/A | 88 | #N/A | #N/A | #N/A | #N/A | 0.3017% | 1 | 50% | 0% | 0% | 0% | 8.2745 | 0 | 0 | 0 | 8.2745 | #N/A
2007-09-24 08:01 | 9 | 24 | 8 | 267.292 | 6392 | 53.06 | 51.98 | 996 | 53.06 | 0 | 372.4224 | Cooling | 62.0704 | #N/A | #N/A | #N/A | #N/A | 0 | 0 | 0 | 0 | 0 | 372.4224 | #N/A | #N/A | 88 | #N/A | #N/A | #N/A | #N/A | 0.2069% | 1 | 50% | 0% | 0% | 0% | 8.2745 | 0 | 0 | 0 | 8.2745 | #N/A
2007-09-24 09:01 | 9 | 24 | 9 | 267.3337 | 6393 | 62.96 | 50 | 997 | 62.96 | 0 | 113.3291 | Cooling | 18.8882 | #N/A | #N/A | #N/A | #N/A | 0 | 0 | 0 | 0 | 0 | 113.3291 | #N/A | #N/A | 88 | #N/A | #N/A | #N/A | #N/A | 0.06296% | 1 | 50% | 0% | 0% | 0% | 8.2745 | 0 | 0 | 0 | 8.2745 | #N/A
2007-09-24 10:01 | 9 | 24 | 10 | 267.3754 | 6394 | 66.02 | 50 | 997 | 66.02 | 0 | 27.2245 | Cooling | 4.5374 | #N/A | #N/A | #N/A | #N/A | 0 | 0 | 0 | 0 | 0 | 27.2245 | #N/A | #N/A | 88 | #N/A | #N/A | #N/A | #N/A | 0.01512% | 1 | 50% | 0% | 0% | 0% | 8.2745 | 0 | 0 | 0 | 8.2745 | #N/A
2007-09-24 11:01 | 9 | 24 | 11 | 267.417 | 6395 | 66.02 | 48.02 | 997 | 66.02 | 0 | 77.4418 | Cooling | 12.907 | #N/A | #N/A | #N/A | #N/A | 0 | 0 | 0 | 0 | 0 | 77.4418 | #N/A | #N/A | 88 | #N/A | #N/A | #N/A | #N/A | 0.04302% | 1 | 50% | 0% | 0% | 0% | 8.2745 | 0 | 0 | 0 | 8.2745 | #N/A
2007-09-24 12:01 | 9 | 24 | 12 | 267.4587 | 6396 | 73.94 | 46.94 | 997 | 73.94 | 0 | 145.29 | Cooling | 24.215 | #N/A | #N/A | #N/A | #N/A | 0 | 0 | 0 | 0 | 0 | 145.29 | #N/A | #N/A | 88 | #N/A | #N/A | #N/A | #N/A | 0.08072% | 1 | 50% | 0% | 0% | 0% | 8.2745 | 0 | 0 | 0 | 8.2745 | #N/A
2007-09-24 13:01 | 9 | 24 | 13 | 267.5004 | 6397 | 77 | 46.94 | 998 | 77 | 0 | 219.731 | Cooling | 36.6218 | #N/A | #N/A | #N/A | #N/A | 0 | 0 | 0 | 0 | 0 | 219.731 | #N/A | #N/A | 88 | #N/A | #N/A | #N/A | #N/A | 0.1221% | 1 | 50% | 0% | 0% | 0% | 8.2745 | 0 | 0 | 0 | 8.2745 | #N/A
2007-09-24 14:01 | 9 | 24 | 14 | 267.542 | 6398 | 77 | 48.02 | 998 | 77 | 0 | 131.4988 | Cooling | 21.9165 | #N/A | #N/A | #N/A | #N/A | 0 | 0 | 0 | 0 | 0 | 131.4988 | #N/A | #N/A | 88 | #N/A | #N/A | #N/A | #N/A | 0.07305% | 1 | 50% | 0% | 0% | 0% | 8.2745 | 0 | 0 | 0 | 8.2745 | #N/A
2007-09-24 15:01 | 9 | 24 | 15 | 267.5837 | 6399 | 77 | 48.02 | 997 | 77 | 0 | 76.4611 | Cooling | 12.7435 | #N/A | #N/A | #N/A | #N/A | 0 | 0 | 0 | 0 | 0 | 76.4611 | #N/A | #N/A | 88 | #N/A | #N/A | #N/A | #N/A | 0.04248% | 1 | 50% | 0% | 0% | 0% | 8.2745 | 0 | 0 | 0 | 8.2745 | #N/A
2007-09-24 16:01 | 9 | 24 | 16 | 267.6254 | 6400 | 77 | 48.02 | 997 | 77 | 0 | 130.5214 | Cooling | 21.7536 | #N/A | #N/A | #N/A | #N/A | 0 | 0 | 0 | 0 | 0 | 130.5214 | #N/A | #N/A | 88 | #N/A | #N/A | #N/A | #N/A | 0.07251% | 1 | 50% | 0% | 0% | 0% | 8.2745 | 0 | 0 | 0 | 8.2745 | #N/A
2007-09-24 17:01 | 9 | 24 | 17 | 267.667 | 6401 | 77 | 46.04 | 998 | 77 | 0 | 150.9561 | Cooling | 25.1593 | #N/A | #N/A | #N/A | #N/A | 0 | 0 | 0 | 0 | 0 | 150.9561 | #N/A | #N/A | 88 | #N/A | #N/A | #N/A | #N/A | 0.08386% | 1 | 50% | 0% | 0% | 0% | 8.2745 | 0 | 0 | 0 | 8.2745 | #N/A
2007-09-24 18:01 | 9 | 24 | 18 | 267.7087 | 6402 | 69.98 | 46.94 | 998 | 69.98 | 0 | 58.3984 | Cooling | 9.7331 | #N/A | #N/A | #N/A | #N/A | 0 | 0 | 0 | 0 | 0 | 58.3984 | #N/A | #N/A | 88 | #N/A | #N/A | #N/A | #N/A | 0.03244% | 1 | 50% | 0% | 0% | 0% | 8.2745 | 0 | 0 | 0 | 8.2745 | #N/A
2007-09-24 19:01 | 9 | 24 | 19 | 267.7504 | 6403 | 66.02 | 46.94 | 999 | 66.02 | 0 | 0.0095621 | Cooling | 0.0015937 | #N/A | #N/A | #N/A | #N/A | 0 | 0 | 0 | 0 | 0 | 0.0095621 | #N/A | #N/A | 88 | #N/A | #N/A | #N/A | #N/A | 5.312e-06% | 1 | 50% | 0% | 0% | 0% | 8.2745 | 0 | 0 | 0 | 8.2745 | #N/A
2007-09-24 20:01 | 9 | 24 | 20 | 267.792 | 6404 | 66.02 | 46.94 | 999 | 66.02 | 0 | 0.027816 | Cooling | 0.0046359 | #N/A | #N/A | #N/A | #N/A | 0 | 0 | 0 | 0 | 0 | 0.027816 | #N/A | #N/A | 88 | #N/A | #N/A | #N/A | #N/A | 1.545e-05% | 1 | 50% | 0% | 0% | 0% | 8.2745 | 0 | 0 | 0 | 8.2745 | #N/A
2007-09-24 21:01 | 9 | 24 | 21 | 267.8337 | 6405 | 60.98 | 46.94 | 999 | 60.98 | 0 | 0.043447 | Cooling | 0.0072412 | #N/A | #N/A | #N/A | #N/A | 0 | 0 | 0 | 0 | 0 | 0.043447 | #N/A | #N/A | 88 | #N/A | #N/A | #N/A | #N/A | 2.414e-05% | 1 | 50% | 0% | 0% | 0% | 8.2745 | 0 | 0 | 0 | 8.2745 | #N/A
2007-09-24 22:01 | 9 | 24 | 22 | 267.8754 | 6406 | 60.08 | 46.04 | 999 | 60.08 | 0 | 0.0085128 | Cooling | 0.0014188 | #N/A | #N/A | #N/A | #N/A | 0 | 0 | 0 | 0 | 0 | 0.0085128 | #N/A | #N/A | 88 | #N/A | #N/A | #N/A | #N/A | 4.729e-06% | 1 | 50% | 0% | 0% | 0% | 8.2745 | 0 | 0 | 0 | 8.2745 | #N/A
2007-09-24 23:01 | 9 | 24 | 23 | 267.917 | 6407 | 60.08 | 44.96 | 999 | 60.08 | 0 | 0.038379 | Cooling | 0.0063965 | #N/A | #N/A | #N/A | #N/A | 0 | 0 | 0 | 0 | 0 | 0.038379 | #N/A | #N/A | 88 | #N/A | #N/A | #N/A | #N/A | 2.132e-05% | 1 | 50% | 0% | 0% | 0% | 8.2745 | 0 | 0 | 0 | 8.2745 | #N/A
2007-09-25 00:01 | 9 | 25 | 0 | 267.9587 | 6408 | 55.94 | 42.98 | 999 | 55.94 | 0 | 0.073047 | Cooling | 0.012174 | #N/A | #N/A | #N/A | #N/A | 0 | 0 | 0 | 0 | 0 | 0.073047 | #N/A | #N/A | 88 | #N/A | #N/A | #N/A | #N/A | 4.058e-05% | 1 | 50% | 0% | 0% | 0% | 8.2745 | 0 | 0 | 0 | 8.2745 | #N/A
2007-09-25 01:01 | 9 | 25 | 1 | 268.0004 | 6409 | 55.94 | 42.98 | 1000 | 55.94 | 0 | 0.079891 | Cooling | 0.013315 | #N/A | #N/A | #N/A | #N/A | 0 | 0 | 0 | 0 | 0 | 0.079891 | #N/A | #N/A | 88 | #N/A | #N/A | #N/A | #N/A | 4.438e-05% | 1 | 50% | 0% | 0% | 0% | 8.2745 | 0 | 0 | 0 | 8.2745 | #N/A
2007-09-25 02:01 | 9 | 25 | 2 | 268.042 | 6410 | 55.94 | 44.96 | 1000 | 55.94 | 0 | 0.041366 | Cooling | 0.0068943 | #N/A | #N/A | #N/A | #N/A | 0 | 0 | 0 | 0 | 0 | 0.041366 | #N/A | #N/A | 88 | #N/A | #N/A | #N/A | #N/A | 2.298e-05% | 1 | 50% | 0% | 0% | 0% | 8.2745 | 0 | 0 | 0 | 8.2745 | #N/A
2007-09-25 03:01 | 9 | 25 | 3 | 268.0837 | 6411 | 57.92 | 42.08 | 1000 | 57.92 | 0 | 0.054798 | Cooling | 0.009133 | #N/A | #N/A | #N/A | #N/A | 0 | 0 | 0 | 0 | 0 | 0.054798 | #N/A | #N/A | 88 | #N/A | #N/A | #N/A | #N/A | 3.044e-05% | 1 | 50% | 0% | 0% | 0% | 8.2745 | 0 | 0 | 0 | 8.2745 | #N/A
2007-09-25 04:01 | 9 | 25 | 4 | 268.1254 | 6412 | 55.04 | 41 | 1001 | 55.04 | 0 | 0.080218 | Cooling | 0.01337 | #N/A | #N/A | #N/A | #N/A | 0 | 0 | 0 | 0 | 0 | 0.080218 | #N/A | #N/A | 88 | #N/A | #N/A | #N/A | #N/A | 4.457e-05% | 1 | 50% | 0% | 0% | 0% | 8.2745 | 0 | 0 | 0 | 8.2745 | #N/A
2007-09-25 05:01 | 9 | 25 | 5 | 268.167 | 6413 | 55.04 | 39.02 | 1001 | 55.04 | 0 | 0.14161 | Cooling | 0.023602 | #N/A | #N/A | #N/A | #N/A | 0 | 0 | 0 | 0 | 0 | 0.14161 | #N/A | #N/A | 88 | #N/A | #N/A | #N/A | #N/A | 7.867e-05% | 1 | 50% | 0% | 0% | 0% | 8.2745 | 0 | 0 | 0 | 8.2745 | #N/A
2007-09-25 06:01 | 9 | 25 | 6 | 268.2087 | 6414 | 53.06 | 39.02 | 1001 | 53.06 | 10.1811 | 0 | Heating | 1.3575 | #N/A | #N/A | #N/A | #N/A | 10.1811 | #N/A | #N/A | 4.8142 | #N/A | 0 | 0 | 0 | 0 | 0 | 0 | 0 | 0 | 0.004525% | 1 | 50% | 0% | 0% | 0% | 8.2745 | 0 | 0 | 0 | 8.2745 | #N/A
2007-09-25 07:01 | 9 | 25 | 7 | 268.2504 | 6415 | 57.02 | 37.94 | 1003 | 57.02 | 0 | 0.47777 | Cooling | 0.079628 | #N/A | #N/A | #N/A | #N/A | 0 | 0 | 0 | 0 | 0 | 0.47777 | #N/A | #N/A | 88 | #N/A | #N/A | #N/A | #N/A | 0.0002654% | 1 | 50% | 0% | 0% | 0% | 8.2745 | 0 | 0 | 0 | 8.2745 | #N/A
2007-09-25 08:01 | 9 | 25 | 8 | 268.292 | 6416 | 57.02 | 37.94 | 1003 | 57.02 | 0 | 0.16177 | Cooling | 0.026961 | #N/A | #N/A | #N/A | #N/A | 0 | 0 | 0 | 0 | 0 | 0.16177 | #N/A | #N/A | 88 | #N/A | #N/A | #N/A | #N/A | 8.987e-05% | 1 | 50% | 0% | 0% | 0% | 8.2745 | 0 | 0 | 0 | 8.2745 | #N/A
2007-09-25 09:01 | 9 | 25 | 9 | 268.3337 | 6417 | 64.94 | 37.04 | 1003 | 64.94 | 0 | 0.14782 | Cooling | 0.024636 | #N/A | #N/A | #N/A | #N/A | 0 | 0 | 0 | 0 | 0 | 0.14782 | #N/A | #N/A | 88 | #N/A | #N/A | #N/A | #N/A | 8.212e-05% | 1 | 50% | 0% | 0% | 0% | 8.2745 | 0 | 0 | 0 | 8.2745 | #N/A
2007-09-25 10:01 | 9 | 25 | 10 | 268.3754 | 6418 | 68 | 33.98 | 1003 | 68 | 0 | 0.088006 | Cooling | 0.014668 | #N/A | #N/A | #N/A | #N/A | 0 | 0 | 0 | 0 | 0 | 0.088006 | #N/A | #N/A | 88 | #N/A | #N/A | #N/A | #N/A | 4.889e-05% | 1 | 50% | 0% | 0% | 0% | 8.2745 | 0 | 0 | 0 | 8.2745 | #N/A
2007-09-25 11:01 | 9 | 25 | 11 | 268.417 | 6419 | 68 | 32 | 1003 | 68 | 0 | 0.09509 | Cooling | 0.015848 | #N/A | #N/A | #N/A | #N/A | 0 | 0 | 0 | 0 | 0 | 0.09509 | #N/A | #N/A | 88 | #N/A | #N/A | #N/A | #N/A | 5.283e-05% | 1 | 50% | 0% | 0% | 0% | 8.2745 | 0 | 0 | 0 | 8.2745 | #N/A
2007-09-25 12:01 | 9 | 25 | 12 | 268.4587 | 6420 | 75.92 | 33.08 | 1003 | 75.92 | 0 | 5.0484 | Cooling | 0.8414 | #N/A | #N/A | #N/A | #N/A | 0 | 0 | 0 | 0 | 0 | 5.0484 | #N/A | #N/A | 88 | #N/A | #N/A | #N/A | #N/A | 0.002805% | 1 | 50% | 0% | 0% | 0% | 8.2745 | 0 | 0 | 0 | 8.2745 | #N/A
2007-09-25 13:01 | 9 | 25 | 13 | 268.5004 | 6421 | 78.98 | 35.96 | 1002 | 78.98 | 0 | 91.3272 | Cooling | 15.2212 | #N/A | #N/A | #N/A | #N/A | 0 | 0 | 0 | 0 | 0 | 91.3272 | #N/A | #N/A | 88 | #N/A | #N/A | #N/A | #N/A | 0.05074% | 1 | 50% | 0% | 0% | 0% | 8.2745 | 0 | 0 | 0 | 8.2745 | #N/A
2007-09-25 14:01 | 9 | 25 | 14 | 268.542 | 6422 | 78.98 | 33.98 | 1002 | 78.98 | 0 | 105.554 | Cooling | 17.5923 | #N/A | #N/A | #N/A | #N/A | 0 | 0 | 0 | 0 | 0 | 105.554 | #N/A | #N/A | 88 | #N/A | #N/A | #N/A | #N/A | 0.05864% | 1 | 50% | 0% | 0% | 0% | 8.2745 | 0 | 0 | 0 | 8.2745 | #N/A
2007-09-25 15:01 | 9 | 25 | 15 | 268.5837 | 6423 | 82.04 | 33.98 | 1001 | 82.04 | 0 | 85.4912 | Cooling | 14.2485 | #N/A | #N/A | #N/A | #N/A | 0 | 0 | 0 | 0 | 0 | 85.4912 | #N/A | #N/A | 88 | #N/A | #N/A | #N/A | #N/A | 0.0475% | 1 | 50% | 0% | 0% | 0% | 8.2745 | 0 | 0 | 0 | 8.2745 | #N/A
2007-09-25 16:01 | 9 | 25 | 16 | 268.6254 | 6424 | 82.04 | 37.94 | 1001 | 82.04 | 0 | 46.0573 | Cooling | 7.6762 | #N/A | #N/A | #N/A | #N/A | 0 | 0 | 0 | 0 | 0 | 46.0573 | #N/A | #N/A | 88 | #N/A | #N/A | #N/A | #N/A | 0.02559% | 1 | 50% | 0% | 0% | 0% | 8.2745 | 0 | 0 | 0 | 8.2745 | #N/A
2007-09-25 17:01 | 9 | 25 | 17 | 268.667 | 6425 | 80.96 | 39.02 | 1001 | 80.96 | 0 | 0.014001 | Cooling | 0.0023335 | #N/A | #N/A | #N/A | #N/A | 0 | 0 | 0 | 0 | 0 | 0.014001 | #N/A | #N/A | 88 | #N/A | #N/A | #N/A | #N/A | 7.778e-06% | 1 | 50% | 0% | 0% | 0% | 8.2745 | 0 | 0 | 0 | 8.2745 | #N/A
2007-09-25 18:01 | 9 | 25 | 18 | 268.7087 | 6426 | 80.06 | 39.02 | 1001 | 80.06 | 0 | 0.025332 | Cooling | 0.004222 | #N/A | #N/A | #N/A | #N/A | 0 | 0 | 0 | 0 | 0 | 0.025332 | #N/A | #N/A | 88 | #N/A | #N/A | #N/A | #N/A | 1.407e-05% | 1 | 50% | 0% | 0% | 0% | 8.2745 | 0 | 0 | 0 | 8.2745 | #N/A
2007-09-25 19:01 | 9 | 25 | 19 | 268.7504 | 6427 | 78.08 | 41 | 1001 | 78.08 | 0 | 0.0085128 | Cooling | 0.0014188 | #N/A | #N/A | #N/A | #N/A | 0 | 0 | 0 | 0 | 0 | 0.0085128 | #N/A | #N/A | 88 | #N/A | #N/A | #N/A | #N/A | 4.729e-06% | 1 | 50% | 0% | 0% | 0% | 8.2745 | 0 | 0 | 0 | 8.2745 | #N/A
2007-09-25 20:01 | 9 | 25 | 20 | 268.792 | 6428 | 78.08 | 42.08 | 1001 | 78.08 | 0 | 0.0018344 | Cooling | 0.00030573 | #N/A | #N/A | #N/A | #N/A | 0 | 0 | 0 | 0 | 0 | 0.0018344 | #N/A | #N/A | 88 | #N/A | #N/A | #N/A | #N/A | 1.019e-06% | 1 | 50% | 0% | 0% | 0% | 8.2745 | 0 | 0 | 0 | 8.2745 | #N/A
2007-09-25 21:01 | 9 | 25 | 21 | 268.8337 | 6429 | 75.92 | 39.92 | 1001 | 75.92 | 0 | 0.089798 | Cooling | 0.014966 | #N/A | #N/A | #N/A | #N/A | 0 | 0 | 0 | 0 | 0 | 0.089798 | #N/A | #N/A | 88 | #N/A | #N/A | #N/A | #N/A | 4.989e-05% | 1 | 50% | 0% | 0% | 0% | 8.2745 | 0 | 0 | 0 | 8.2745 | #N/A
2007-09-25 22:01 | 9 | 25 | 22 | 268.8754 | 6430 | 75.02 | 39.02 | 1000 | 75.02 | 0 | 0.012999 | Cooling | 0.0021666 | #N/A | #N/A | #N/A | #N/A | 0 | 0 | 0 | 0 | 0 | 0.012999 | #N/A | #N/A | 88 | #N/A | #N/A | #N/A | #N/A | 7.222e-06% | 1 | 50% | 0% | 0% | 0% | 8.2745 | 0 | 0 | 0 | 8.2745 | #N/A
2007-09-25 23:01 | 9 | 25 | 23 | 268.917 | 6431 | 75.02 | 37.94 | 1001 | 75.02 | 0 | 0.044891 | Cooling | 0.0074819 | #N/A | #N/A | #N/A | #N/A | 0 | 0 | 0 | 0 | 0 | 0.044891 | #N/A | #N/A | 88 | #N/A | #N/A | #N/A | #N/A | 2.494e-05% | 1 | 50% | 0% | 0% | 0% | 8.2745 | 0 | 0 | 0 | 8.2745 | #N/A
2007-09-26 00:01 | 9 | 26 | 0 | 268.9587 | 6432 | 73.94 | 39.92 | 1001 | 73.94 | 0 | 0.033017 | Cooling | 0.0055028 | #N/A | #N/A | #N/A | #N/A | 0 | 0 | 0 | 0 | 0 | 0.033017 | #N/A | #N/A | 88 | #N/A | #N/A | #N/A | #N/A | 1.834e-05% | 1 | 50% | 0% | 0% | 0% | 8.2745 | 0 | 0 | 0 | 8.2745 | #N/A
2007-09-26 01:01 | 9 | 26 | 1 | 269.0004 | 6433 | 73.04 | 41 | 1002 | 73.04 | 0 | 0.012765 | Cooling | 0.0021276 | #N/A | #N/A | #N/A | #N/A | 0 | 0 | 0 | 0 | 0 | 0.012765 | #N/A | #N/A | 88 | #N/A | #N/A | #N/A | #N/A | 7.092e-06% | 1 | 50% | 0% | 0% | 0% | 8.2745 | 0 | 0 | 0 | 8.2745 | #N/A
2007-09-26 02:01 | 9 | 26 | 2 | 269.042 | 6434 | 73.04 | 41 | 1001 | 73.04 | 0 | 0.0051333 | Cooling | 0.00085555 | #N/A | #N/A | #N/A | #N/A | 0 | 0 | 0 | 0 | 0 | 0.0051333 | #N/A | #N/A | 88 | #N/A | #N/A | #N/A | #N/A | 2.852e-06% | 1 | 50% | 0% | 0% | 0% | 8.2745 | 0 | 0 | 0 | 8.2745 | #N/A
2007-09-26 03:01 | 9 | 26 | 3 | 269.0837 | 6435 | 71.06 | 41 | 1001 | 71.06 | 0 | 0.0040765 | Cooling | 0.00067941 | #N/A | #N/A | #N/A | #N/A | 0 | 0 | 0 | 0 | 0 | 0.0040765 | #N/A | #N/A | 88 | #N/A | #N/A | #N/A | #N/A | 2.265e-06% | 1 | 50% | 0% | 0% | 0% | 8.2745 | 0 | 0 | 0 | 8.2745 | #N/A
2007-09-26 04:01 | 9 | 26 | 4 | 269.1254 | 6436 | 71.06 | 41 | 1001 | 71.06 | 0 | 0.002851 | Cooling | 0.00047517 | #N/A | #N/A | #N/A | #N/A | 0 | 0 | 0 | 0 | 0 | 0.002851 | #N/A | #N/A | 88 | #N/A | #N/A | #N/A | #N/A | 1.584e-06% | 1 | 50% | 0% | 0% | 0% | 8.2745 | 0 | 0 | 0 | 8.2745 | #N/A
2007-09-26 05:01 | 9 | 26 | 5 | 269.167 | 6437 | 71.06 | 39.92 | 1001 | 71.06 | 0 | 0.017853 | Cooling | 0.0029756 | #N/A | #N/A | #N/A | #N/A | 0 | 0 | 0 | 0 | 0 | 0.017853 | #N/A | #N/A | 88 | #N/A | #N/A | #N/A | #N/A | 9.919e-06% | 1 | 50% | 0% | 0% | 0% | 8.2745 | 0 | 0 | 0 | 8.2745 | #N/A
2007-09-26 06:01 | 9 | 26 | 6 | 269.2087 | 6438 | 69.08 | 39.92 | 1001 | 69.08 | 9.1954 | 0 | Heating | 1.2261 | #N/A | #N/A | #N/A | #N/A | 9.1954 | #N/A | #N/A | 6.9815 | #N/A | 0 | 0 | 0 | 0 | 0 | 0 | 0 | 0 | 0.004087% | 1 | 50% | 0% | 0% | 0% | 8.2745 | 0 | 0 | 0 | 8.2745 | #N/A
2007-09-26 07:01 | 9 | 26 | 7 | 269.2504 | 6439 | 69.98 | 39.92 | 1002 | 69.98 | 0 | 0.093995 | Cooling | 0.015666 | #N/A | #N/A | #N/A | #N/A | 0 | 0 | 0 | 0 | 0 | 0.093995 | #N/A | #N/A | 88 | #N/A | #N/A | #N/A | #N/A | 5.222e-05% | 1 | 50% | 0% | 0% | 0% | 8.2745 | 0 | 0 | 0 | 8.2745 | #N/A
2007-09-26 08:01 | 9 | 26 | 8 | 269.292 | 6440 | 69.98 | 42.08 | 1002 | 69.98 | 0 | 0.029569 | Cooling | 0.0049282 | #N/A | #N/A | #N/A | #N/A | 0 | 0 | 0 | 0 | 0 | 0.029569 | #N/A | #N/A | 88 | #N/A | #N/A | #N/A | #N/A | 1.643e-05% | 1 | 50% | 0% | 0% | 0% | 8.2745 | 0 | 0 | 0 | 8.2745 | #N/A
2007-09-26 09:01 | 9 | 26 | 9 | 269.3337 | 6441 | 75.02 | 41 | 1003 | 75.02 | 0 | 0.054755 | Cooling | 0.0091259 | #N/A | #N/A | #N/A | #N/A | 0 | 0 | 0 | 0 | 0 | 0.054755 | #N/A | #N/A | 88 | #N/A | #N/A | #N/A | #N/A | 3.042e-05% | 1 | 50% | 0% | 0% | 0% | 8.2745 | 0 | 0 | 0 | 8.2745 | #N/A
2007-09-26 10:01 | 9 | 26 | 10 | 269.3754 | 6442 | 77 | 42.08 | 1003 | 77 | 0 | 0.057184 | Cooling | 0.0095306 | #N/A | #N/A | #N/A | #N/A | 0 | 0 | 0 | 0 | 0 | 0.057184 | #N/A | #N/A | 88 | #N/A | #N/A | #N/A | #N/A | 3.177e-05% | 1 | 50% | 0% | 0% | 0% | 8.2745 | 0 | 0 | 0 | 8.2745 | #N/A
2007-09-26 11:01 | 9 | 26 | 11 | 269.417 | 6443 | 77 | 39.02 | 1003 | 77 | 0 | 0.072888 | Cooling | 0.012148 | #N/A | #N/A | #N/A | #N/A | 0 | 0 | 0 | 0 | 0 | 0.072888 | #N/A | #N/A | 88 | #N/A | #N/A | #N/A | #N/A | 4.049e-05% | 1 | 50% | 0% | 0% | 0% | 8.2745 | 0 | 0 | 0 | 8.2745 | #N/A
2007-09-26 12:01 | 9 | 26 | 12 | 269.4587 | 6444 | 84.92 | 39.92 | 1003 | 84.92 | 0 | 0.028422 | Cooling | 0.004737 | #N/A | #N/A | #N/A | #N/A | 0 | 0 | 0 | 0 | 0 | 0.028422 | #N/A | #N/A | 88 | #N/A | #N/A | #N/A | #N/A | 1.579e-05% | 1 | 50% | 0% | 0% | 0% | 8.2745 | 0 | 0 | 0 | 8.2745 | #N/A
2007-09-26 13:01 | 9 | 26 | 13 | 269.5004 | 6445 | 86 | 41 | 1003 | 86 | 0 | 33.3294 | Cooling | 5.5549 | #N/A | #N/A | #N/A | #N/A | 0 | 0 | 0 | 0 | 0 | 33.3294 | #N/A | #N/A | 88 | #N/A | #N/A | #N/A | #N/A | 0.01852% | 1 | 50% | 0% | 0% | 0% | 8.2745 | 0 | 0 | 0 | 8.2745 | #N/A
2007-09-26 14:01 | 9 | 26 | 14 | 269.542 | 6446 | 86 | 37.04 | 1002 | 86 | 0 | 107.4761 | Cooling | 17.9127 | #N/A | #N/A | #N/A | #N/A | 0 | 0 | 0 | 0 | 0 | 107.4761 | #N/A | #N/A | 88 | #N/A | #N/A | #N/A | #N/A | 0.05971% | 1 | 50% | 0% | 0% | 0% | 8.2745 | 0 | 0 | 0 | 8.2745 | #N/A
2007-09-26 15:01 | 9 | 26 | 15 | 269.5837 | 6447 | 86 | 37.94 | 1002 | 86 | 0 | 202.7795 | Cooling | 33.7966 | #N/A | #N/A | #N/A | #N/A | 0 | 0 | 0 | 0 | 0 | 202.7795 | #N/A | #N/A | 88 | #N/A | #N/A | #N/A | #N/A | 0.1127% | 1 | 50% | 0% | 0% | 0% | 8.2745 | 0 | 0 | 0 | 8.2745 | #N/A
2007-09-26 16:01 | 9 | 26 | 16 | 269.6254 | 6448 | 87.98 | 37.04 | 1002 | 87.98 | 0 | 270.0388 | Cooling | 45.0065 | #N/A | #N/A | #N/A | #N/A | 0 | 0 | 0 | 0 | 0 | 270.0388 | #N/A | #N/A | 88 | #N/A | #N/A | #N/A | #N/A | 0.15% | 1 | 50% | 0% | 0% | 0% | 8.2745 | 0 | 0 | 0 | 8.2745 | #N/A
2007-09-26 17:01 | 9 | 26 | 17 | 269.667 | 6449 | 87.98 | 37.94 | 1002 | 87.98 | 0 | 215.6164 | Cooling | 35.9361 | #N/A | #N/A | #N/A | #N/A | 0 | 0 | 0 | 0 | 0 | 215.6164 | #N/A | #N/A | 88 | #N/A | #N/A | #N/A | #N/A | 0.1198% | 1 | 50% | 0% | 0% | 0% | 8.2745 | 0 | 0 | 0 | 8.2745 | #N/A
2007-09-26 18:01 | 9 | 26 | 18 | 269.7087 | 6450 | 78.08 | 42.08 | 1003 | 78.08 | 0 | 58.4199 | Cooling | 9.7366 | #N/A | #N/A | #N/A | #N/A | 0 | 0 | 0 | 0 | 0 | 58.4199 | #N/A | #N/A | 88 | #N/A | #N/A | #N/A | #N/A | 0.03246% | 1 | 50% | 0% | 0% | 0% | 8.2745 | 0 | 0 | 0 | 8.2745 | #N/A
2007-09-26 19:01 | 9 | 26 | 19 | 269.7504 | 6451 | 77 | 42.98 | 1003 | 77 | 0 | 0.0001233 | Cooling | 2.055e-05 | #N/A | #N/A | #N/A | #N/A | 0 | 0 | 0 | 0 | 0 | 0.0001233 | #N/A | #N/A | 88 | #N/A | #N/A | #N/A | #N/A | 6.85e-08% | 1 | 50% | 0% | 0% | 0% | 8.2745 | 0 | 0 | 0 | 8.2745 | #N/A
2007-09-26 20:01 | 9 | 26 | 20 | 269.792 | 6452 | 77 | 42.08 | 1003 | 77 | 0 | 0.086242 | Cooling | 0.014374 | #N/A | #N/A | #N/A | #N/A | 0 | 0 | 0 | 0 | 0 | 0.086242 | #N/A | #N/A | 88 | #N/A | #N/A | #N/A | #N/A | 4.791e-05% | 1 | 50% | 0% | 0% | 0% | 8.2745 | 0 | 0 | 0 | 8.2745 | #N/A
2007-09-26 21:01 | 9 | 26 | 21 | 269.8337 | 6453 | 71.96 | 42.08 | 1003 | 71.96 | 0 | 0.082211 | Cooling | 0.013702 | #N/A | #N/A | #N/A | #N/A | 0 | 0 | 0 | 0 | 0 | 0.082211 | #N/A | #N/A | 88 | #N/A | #N/A | #N/A | #N/A | 4.567e-05% | 1 | 50% | 0% | 0% | 0% | 8.2745 | 0 | 0 | 0 | 8.2745 | #N/A
2007-09-26 22:01 | 9 | 26 | 22 | 269.8754 | 6454 | 71.06 | 42.08 | 1003 | 71.06 | 0 | 0.0053548 | Cooling | 0.00089246 | #N/A | #N/A | #N/A | #N/A | 0 | 0 | 0 | 0 | 0 | 0.0053548 | #N/A | #N/A | 88 | #N/A | #N/A | #N/A | #N/A | 2.975e-06% | 1 | 50% | 0% | 0% | 0% | 8.2745 | 0 | 0 | 0 | 8.2745 | #N/A
2007-09-26 23:01 | 9 | 26 | 23 | 269.917 | 6455 | 71.06 | 41 | 1003 | 71.06 | 0 | 0.033228 | Cooling | 0.005538 | #N/A | #N/A | #N/A | #N/A | 0 | 0 | 0 | 0 | 0 | 0.033228 | #N/A | #N/A | 88 | #N/A | #N/A | #N/A | #N/A | 1.846e-05% | 1 | 50% | 0% | 0% | 0% | 8.2745 | 0 | 0 | 0 | 8.2745 | #N/A
2007-09-27 00:01 | 9 | 27 | 0 | 269.9587 | 6456 | 69.08 | 39.92 | 1003 | 69.08 | 0 | 0.047435 | Cooling | 0.0079059 | #N/A | #N/A | #N/A | #N/A | 0 | 0 | 0 | 0 | 0 | 0.047435 | #N/A | #N/A | 88 | #N/A | #N/A | #N/A | #N/A | 2.635e-05% | 1 | 50% | 0% | 0% | 0% | 8.2745 | 0 | 0 | 0 | 8.2745 | #N/A
2007-09-27 01:01 | 9 | 27 | 1 | 270.0004 | 6457 | 68 | 39.92 | 1004 | 68 | 0 | 0.04809 | Cooling | 0.0080149 | #N/A | #N/A | #N/A | #N/A | 0 | 0 | 0 | 0 | 0 | 0.04809 | #N/A | #N/A | 88 | #N/A | #N/A | #N/A | #N/A | 2.672e-05% | 1 | 50% | 0% | 0% | 0% | 8.2745 | 0 | 0 | 0 | 8.2745 | #N/A
2007-09-27 02:01 | 9 | 27 | 2 | 270.042 | 6458 | 68 | 39.02 | 1002 | 68 | 0 | 0.049277 | Cooling | 0.0082129 | #N/A | #N/A | #N/A | #N/A | 0 | 0 | 0 | 0 | 0 | 0.049277 | #N/A | #N/A | 88 | #N/A | #N/A | #N/A | #N/A | 2.738e-05% | 1 | 50% | 0% | 0% | 0% | 8.2745 | 0 | 0 | 0 | 8.2745 | #N/A
2007-09-27 03:01 | 9 | 27 | 3 | 270.0837 | 6459 | 69.8 | 39.92 | 1002 | 69.8 | 0 | 0.036313 | Cooling | 0.0060522 | #N/A | #N/A | #N/A | #N/A | 0 | 0 | 0 | 0 | 0 | 0.036313 | #N/A | #N/A | 88 | #N/A | #N/A | #N/A | #N/A | 2.017e-05% | 1 | 50% | 0% | 0% | 0% | 8.2745 | 0 | 0 | 0 | 8.2745 | #N/A
2007-09-27 04:01 | 9 | 27 | 4 | 270.1254 | 6460 | 68 | 39.92 | 1002 | 68 | 0 | 0.026439 | Cooling | 0.0044065 | #N/A | #N/A | #N/A | #N/A | 0 | 0 | 0 | 0 | 0 | 0.026439 | #N/A | #N/A | 88 | #N/A | #N/A | #N/A | #N/A | 1.469e-05% | 1 | 50% | 0% | 0% | 0% | 8.2745 | 0 | 0 | 0 | 8.2745 | #N/A
2007-09-27 05:01 | 9 | 27 | 5 | 270.167 | 6461 | 68 | 39.92 | 1002 | 68 | 0 | 0.039144 | Cooling | 0.006524 | #N/A | #N/A | #N/A | #N/A | 0 | 0 | 0 | 0 | 0 | 0.039144 | #N/A | #N/A | 88 | #N/A | #N/A | #N/A | #N/A | 2.175e-05% | 1 | 50% | 0% | 0% | 0% | 8.2745 | 0 | 0 | 0 | 8.2745 | #N/A
2007-09-27 06:01 | 9 | 27 | 6 | 270.2087 | 6462 | 66.92 | 37.94 | 1003 | 66.92 | 40.0841 | 0 | Heating | 5.3445 | #N/A | #N/A | #N/A | #N/A | 40.0841 | #N/A | #N/A | 6.6252 | #N/A | 0 | 0 | 0 | 0 | 0 | 0 | 0 | 0 | 0.01782% | 1 | 50% | 0% | 0% | 0% | 8.2745 | 0 | 0 | 0 | 8.2745 | #N/A
2007-09-27 07:01 | 9 | 27 | 7 | 270.2504 | 6463 | 68 | 42.08 | 1003 | 68 | 3.65 | 0 | Heating | 0.48667 | #N/A | #N/A | #N/A | #N/A | 3.65 | #N/A | #N/A | 6.8007 | #N/A | 0 | 0 | 0 | 0 | 0 | 0 | 0 | 0 | 0.001622% | 1 | 50% | 0% | 0% | 0% | 8.2745 | 0 | 0 | 0 | 8.2745 | #N/A
2007-09-27 08:01 | 9 | 27 | 8 | 270.292 | 6464 | 68 | 50 | 1003 | 68 | 0 | 18.5161 | Cooling | 3.086 | #N/A | #N/A | #N/A | #N/A | 0 | 0 | 0 | 0 | 0 | 18.5161 | #N/A | #N/A | 88 | #N/A | #N/A | #N/A | #N/A | 0.01029% | 1 | 50% | 0% | 0% | 0% | 8.2745 | 0 | 0 | 0 | 8.2745 | #N/A
2007-09-27 09:01 | 9 | 27 | 9 | 270.3337 | 6465 | 73.04 | 50 | 1003 | 73.04 | 0 | 293.5887 | Cooling | 48.9315 | #N/A | #N/A | #N/A | #N/A | 0 | 0 | 0 | 0 | 0 | 293.5887 | #N/A | #N/A | 88 | #N/A | #N/A | #N/A | #N/A | 0.1631% | 1 | 50% | 0% | 0% | 0% | 8.2745 | 0 | 0 | 0 | 8.2745 | #N/A
2007-09-27 10:01 | 9 | 27 | 10 | 270.3754 | 6466 | 71.06 | 48.02 | 1003 | 71.06 | 0 | 489.8444 | Cooling | 81.6407 | #N/A | #N/A | #N/A | #N/A | 0 | 0 | 0 | 0 | 0 | 489.8444 | #N/A | #N/A | 88 | #N/A | #N/A | #N/A | #N/A | 0.2721% | 1 | 50% | 0% | 0% | 0% | 8.2745 | 0 | 0 | 0 | 8.2745 | #N/A
2007-09-27 11:01 | 9 | 27 | 11 | 270.417 | 6467 | 71.06 | 48.02 | 1003 | 71.06 | 0 | 682.2848 | Cooling | 113.7141 | #N/A | #N/A | #N/A | #N/A | 0 | 0 | 0 | 0 | 0 | 682.2848 | #N/A | #N/A | 88 | #N/A | #N/A | #N/A | #N/A | 0.379% | 1 | 50% | 0% | 0% | 0% | 8.2745 | 0 | 0 | 0 | 8.2745 | #N/A
2007-09-27 12:01 | 9 | 27 | 12 | 270.4587 | 6468 | 78.08 | 48.02 | 1002 | 78.08 | 0 | 801.5385 | Cooling | 133.5897 | #N/A | #N/A | #N/A | #N/A | 0 | 0 | 0 | 0 | 0 | 801.5385 | #N/A | #N/A | 88 | #N/A | #N/A | #N/A | #N/A | 0.4453% | 1 | 50% | 0% | 0% | 0% | 8.2745 | 0 | 0 | 0 | 8.2745 | #N/A
2007-09-27 13:01 | 9 | 27 | 13 | 270.5004 | 6469 | 78.98 | 48.92 | 1002 | 78.98 | 0 | 974.8028 | Cooling | 162.4671 | #N/A | #N/A | #N/A | #N/A | 0 | 0 | 0 | 0 | 0 | 974.8028 | #N/A | #N/A | 88 | #N/A | #N/A | #N/A | #N/A | 0.5416% | 1 | 50% | 0% | 0% | 0% | 8.2745 | 0 | 0 | 0 | 8.2745 | #N/A
2007-09-27 14:01 | 9 | 27 | 14 | 270.542 | 6470 | 78.98 | 48.02 | 1001 | 78.98 | 0 | 1090.4004 | Cooling | 181.7334 | #N/A | #N/A | #N/A | #N/A | 0 | 0 | 0 | 0 | 0 | 1090.4004 | #N/A | #N/A | 88 | #N/A | #N/A | #N/A | #N/A | 0.6058% | 1 | 50% | 0% | 0% | 0% | 8.2745 | 0 | 0 | 0 | 8.2745 | #N/A
2007-09-27 15:01 | 9 | 27 | 15 | 270.5837 | 6471 | 82.94 | 46.94 | 1001 | 82.94 | 0 | 1140.3762 | Cooling | 190.0627 | #N/A | #N/A | #N/A | #N/A | 0 | 0 | 0 | 0 | 0 | 1140.3762 | #N/A | #N/A | 88 | #N/A | #N/A | #N/A | #N/A | 0.6335% | 1 | 50% | 0% | 0% | 0% | 8.2745 | 0 | 0 | 0 | 8.2745 | #N/A
2007-09-27 16:01 | 9 | 27 | 16 | 270.6254 | 6472 | 82.04 | 46.94 | 1001 | 82.04 | 0 | 1093.851 | Cooling | 182.3085 | #N/A | #N/A | #N/A | #N/A | 0 | 0 | 0 | 0 | 0 | 1093.851 | #N/A | #N/A | 88 | #N/A | #N/A | #N/A | #N/A | 0.6077% | 1 | 50% | 0% | 0% | 0% | 8.2745 | 0 | 0 | 0 | 8.2745 | #N/A
2007-09-27 17:01 | 9 | 27 | 17 | 270.667 | 6473 | 82.04 | 46.04 | 1001 | 82.04 | 0 | 986.1001 | Cooling | 164.35 | #N/A | #N/A | #N/A | #N/A | 0 | 0 | 0 | 0 | 0 | 986.1001 | #N/A | #N/A | 88 | #N/A | #N/A | #N/A | #N/A | 0.5478% | 1 | 50% | 0% | 0% | 0% | 8.2745 | 0 | 0 | 0 | 8.2745 | #N/A
2007-09-27 18:01 | 9 | 27 | 18 | 270.7087 | 6474 | 75.2 | 53.06 | 1002 | 75.2 | 0 | 881.2215 | Cooling | 146.8703 | #N/A | #N/A | #N/A | #N/A | 0 | 0 | 0 | 0 | 0 | 881.2215 | #N/A | #N/A | 88 | #N/A | #N/A | #N/A | #N/A | 0.4896% | 1 | 50% | 0% | 0% | 0% | 8.2745 | 0 | 0 | 0 | 8.2745 | #N/A
2007-09-27 19:01 | 9 | 27 | 19 | 270.7504 | 6475 | 71.6 | 51.98 | 1002 | 71.6 | 0 | 782.6704 | Cooling | 130.4451 | #N/A | #N/A | #N/A | #N/A | 0 | 0 | 0 | 0 | 0 | 782.6704 | #N/A | #N/A | 88 | #N/A | #N/A | #N/A | #N/A | 0.4348% | 1 | 50% | 0% | 0% | 0% | 8.2745 | 0 | 0 | 0 | 8.2745 | #N/A
2007-09-27 20:01 | 9 | 27 | 20 | 270.792 | 6476 | 69.98 | 53.06 | 1002 | 69.98 | 0 | 665.489 | Cooling | 110.9148 | #N/A | #N/A | #N/A | #N/A | 0 | 0 | 0 | 0 | 0 | 665.489 | #N/A | #N/A | 88 | #N/A | #N/A | #N/A | #N/A | 0.3697% | 1 | 50% | 0% | 0% | 0% | 8.2745 | 0 | 0 | 0 | 8.2745 | #N/A
2007-09-27 21:01 | 9 | 27 | 21 | 270.8337 | 6477 | 69.08 | 53.06 | 1002 | 69.08 | 0 | 618.4794 | Cooling | 103.0799 | #N/A | #N/A | #N/A | #N/A | 0 | 0 | 0 | 0 | 0 | 618.4794 | #N/A | #N/A | 88 | #N/A | #N/A | #N/A | #N/A | 0.3436% | 1 | 50% | 0% | 0% | 0% | 8.2745 | 0 | 0 | 0 | 8.2745 | #N/A
2007-09-27 22:01 | 9 | 27 | 22 | 270.8754 | 6478 | 66.92 | 51.98 | 1003 | 66.92 | 0 | 11.8955 | Cooling | 1.9826 | #N/A | #N/A | #N/A | #N/A | 0 | 0 | 0 | 0 | 0 | 11.8955 | #N/A | #N/A | 88 | #N/A | #N/A | #N/A | #N/A | 0.006609% | 1 | 50% | 0% | 0% | 0% | 8.2745 | 0 | 0 | 0 | 8.2745 | #N/A
2007-09-27 23:01 | 9 | 27 | 23 | 270.917 | 6479 | 66.92 | 51.8 | 1004 | 66.92 | 0 | 16.8853 | Cooling | 2.8142 | #N/A | #N/A | #N/A | #N/A | 0 | 0 | 0 | 0 | 0 | 16.8853 | #N/A | #N/A | 88 | #N/A | #N/A | #N/A | #N/A | 0.009381% | 1 | 50% | 0% | 0% | 0% | 8.2745 | 0 | 0 | 0 | 8.2745 | #N/A
2007-09-28 00:01 | 9 | 28 | 0 | 270.9587 | 6480 | 69.8 | 46.94 | 1004 | 69.8 | 0 | 0.91472 | Cooling | 0.15245 | #N/A | #N/A | #N/A | #N/A | 0 | 0 | 0 | 0 | 0 | 0.91472 | #N/A | #N/A | 88 | #N/A | #N/A | #N/A | #N/A | 0.0005082% | 1 | 50% | 0% | 0% | 0% | 8.2745 | 0 | 0 | 0 | 8.2745 | #N/A
2007-09-28 01:01 | 9 | 28 | 1 | 271.0004 | 6481 | 64.94 | 46.04 | 1006 | 64.94 | 0 | 0.044678 | Cooling | 0.0074463 | #N/A | #N/A | #N/A | #N/A | 0 | 0 | 0 | 0 | 0 | 0.044678 | #N/A | #N/A | 88 | #N/A | #N/A | #N/A | #N/A | 2.482e-05% | 1 | 50% | 0% | 0% | 0% | 8.2745 | 0 | 0 | 0 | 8.2745 | #N/A
2007-09-28 02:01 | 9 | 28 | 2 | 271.042 | 6482 | 64.94 | 42.8 | 1006 | 64.94 | 0 | 0.074858 | Cooling | 0.012476 | #N/A | #N/A | #N/A | #N/A | 0 | 0 | 0 | 0 | 0 | 0.074858 | #N/A | #N/A | 88 | #N/A | #N/A | #N/A | #N/A | 4.159e-05% | 1 | 50% | 0% | 0% | 0% | 8.2745 | 0 | 0 | 0 | 8.2745 | #N/A
2007-09-28 03:01 | 9 | 28 | 3 | 271.0837 | 6483 | 64.04 | 42.08 | 1006 | 64.04 | 0 | 0.084149 | Cooling | 0.014025 | #N/A | #N/A | #N/A | #N/A | 0 | 0 | 0 | 0 | 0 | 0.084149 | #N/A | #N/A | 88 | #N/A | #N/A | #N/A | #N/A | 4.675e-05% | 1 | 50% | 0% | 0% | 0% | 8.2745 | 0 | 0 | 0 | 8.2745 | #N/A
2007-09-28 04:01 | 9 | 28 | 4 | 271.1254 | 6484 | 62.96 | 41 | 1007 | 62.96 | 0 | 0.083127 | Cooling | 0.013855 | #N/A | #N/A | #N/A | #N/A | 0 | 0 | 0 | 0 | 0 | 0.083127 | #N/A | #N/A | 88 | #N/A | #N/A | #N/A | #N/A | 4.618e-05% | 1 | 50% | 0% | 0% | 0% | 8.2745 | 0 | 0 | 0 | 8.2745 | #N/A
2007-09-28 05:01 | 9 | 28 | 5 | 271.167 | 6485 | 62.96 | 37.94 | 1008 | 62.96 | 0 | 0.16622 | Cooling | 0.027704 | #N/A | #N/A | #N/A | #N/A | 0 | 0 | 0 | 0 | 0 | 0.16622 | #N/A | #N/A | 88 | #N/A | #N/A | #N/A | #N/A | 9.235e-05% | 1 | 50% | 0% | 0% | 0% | 8.2745 | 0 | 0 | 0 | 8.2745 | #N/A
2007-09-28 06:01 | 9 | 28 | 6 | 271.2087 | 6486 | 62.06 | 33.08 | 1008 | 62.06 | 9.3749 | 0 | Heating | 1.25 | #N/A | #N/A | #N/A | #N/A | 9.3749 | #N/A | #N/A | 5.9003 | #N/A | 0 | 0 | 0 | 0 | 0 | 0 | 0 | 0 | 0.004167% | 1 | 50% | 0% | 0% | 0% | 8.2745 | 0 | 0 | 0 | 8.2745 | #N/A
2007-09-28 07:01 | 9 | 28 | 7 | 271.2504 | 6487 | 60.98 | 33.08 | 1010 | 60.98 | 1.9129 | 0 | Heating | 0.25506 | #N/A | #N/A | #N/A | #N/A | 1.9129 | #N/A | #N/A | 5.753 | #N/A | 0 | 0 | 0 | 0 | 0 | 0 | 0 | 0 | 0.0008502% | 1 | 50% | 0% | 0% | 0% | 8.2745 | 0 | 0 | 0 | 8.2745 | #N/A
2007-09-28 08:01 | 9 | 28 | 8 | 271.292 | 6488 | 60.98 | 33.08 | 1010 | 60.98 | 0 | 0.55917 | Cooling | 0.093195 | #N/A | #N/A | #N/A | #N/A | 0 | 0 | 0 | 0 | 0 | 0.55917 | #N/A | #N/A | 88 | #N/A | #N/A | #N/A | #N/A | 0.0003106% | 1 | 50% | 0% | 0% | 0% | 8.2745 | 0 | 0 | 0 | 8.2745 | #N/A
2007-09-28 09:01 | 9 | 28 | 9 | 271.3337 | 6489 | 64.94 | 33.98 | 1011 | 64.94 | 0 | 0.42 | Cooling | 0.069999 | #N/A | #N/A | #N/A | #N/A | 0 | 0 | 0 | 0 | 0 | 0.42 | #N/A | #N/A | 88 | #N/A | #N/A | #N/A | #N/A | 0.0002333% | 1 | 50% | 0% | 0% | 0% | 8.2745 | 0 | 0 | 0 | 8.2745 | #N/A
2007-09-28 10:01 | 9 | 28 | 10 | 271.3754 | 6490 | 66.92 | 32 | 1012 | 66.92 | 0 | 0.36499 | Cooling | 0.060831 | #N/A | #N/A | #N/A | #N/A | 0 | 0 | 0 | 0 | 0 | 0.36499 | #N/A | #N/A | 88 | #N/A | #N/A | #N/A | #N/A | 0.0002028% | 1 | 50% | 0% | 0% | 0% | 8.2745 | 0 | 0 | 0 | 8.2745 | #N/A
2007-09-28 11:01 | 9 | 28 | 11 | 271.417 | 6491 | 66.92 | 28.04 | 1012 | 66.92 | 0 | 0.45577 | Cooling | 0.075962 | #N/A | #N/A | #N/A | #N/A | 0 | 0 | 0 | 0 | 0 | 0.45577 | #N/A | #N/A | 88 | #N/A | #N/A | #N/A | #N/A | 0.0002532% | 1 | 50% | 0% | 0% | 0% | 8.2745 | 0 | 0 | 0 | 8.2745 | #N/A
2007-09-28 12:01 | 9 | 28 | 12 | 271.4587 | 6492 | 66.92 | 28.04 | 1012 | 66.92 | 0 | 0.31225 | Cooling | 0.052042 | #N/A | #N/A | #N/A | #N/A | 0 | 0 | 0 | 0 | 0 | 0.31225 | #N/A | #N/A | 88 | #N/A | #N/A | #N/A | #N/A | 0.0001735% | 1 | 50% | 0% | 0% | 0% | 8.2745 | 0 | 0 | 0 | 8.2745 | #N/A
2007-09-28 13:01 | 9 | 28 | 13 | 271.5004 | 6493 | 66.02 | 28.04 | 1012 | 66.02 | 0 | 0.20253 | Cooling | 0.033755 | #N/A | #N/A | #N/A | #N/A | 0 | 0 | 0 | 0 | 0 | 0.20253 | #N/A | #N/A | 88 | #N/A | #N/A | #N/A | #N/A | 0.0001125% | 1 | 50% | 0% | 0% | 0% | 8.2745 | 0 | 0 | 0 | 8.2745 | #N/A
2007-09-28 14:01 | 9 | 28 | 14 | 271.542 | 6494 | 66.02 | 28.94 | 1011 | 66.02 | 0 | 0.10112 | Cooling | 0.016853 | #N/A | #N/A | #N/A | #N/A | 0 | 0 | 0 | 0 | 0 | 0.10112 | #N/A | #N/A | 88 | #N/A | #N/A | #N/A | #N/A | 5.618e-05% | 1 | 50% | 0% | 0% | 0% | 8.2745 | 0 | 0 | 0 | 8.2745 | #N/A
2007-09-28 15:01 | 9 | 28 | 15 | 271.5837 | 6495 | 66.02 | 28.04 | 1011 | 66.02 | 0 | 0.072322 | Cooling | 0.012054 | #N/A | #N/A | #N/A | #N/A | 0 | 0 | 0 | 0 | 0 | 0.072322 | #N/A | #N/A | 88 | #N/A | #N/A | #N/A | #N/A | 4.018e-05% | 1 | 50% | 0% | 0% | 0% | 8.2745 | 0 | 0 | 0 | 8.2745 | #N/A
2007-09-28 16:01 | 9 | 28 | 16 | 271.6254 | 6496 | 64.4 | 28.04 | 1011 | 64.4 | 0 | 0.073882 | Cooling | 0.012314 | #N/A | #N/A | #N/A | #N/A | 0 | 0 | 0 | 0 | 0 | 0.073882 | #N/A | #N/A | 88 | #N/A | #N/A | #N/A | #N/A | 4.105e-05% | 1 | 50% | 0% | 0% | 0% | 8.2745 | 0 | 0 | 0 | 8.2745 | #N/A
2007-09-28 17:01 | 9 | 28 | 17 | 271.667 | 6497 | 59 | 28.04 | 1012 | 59 | 0 | 0.067717 | Cooling | 0.011286 | #N/A | #N/A | #N/A | #N/A | 0 | 0 | 0 | 0 | 0 | 0.067717 | #N/A | #N/A | 88 | #N/A | #N/A | #N/A | #N/A | 3.762e-05% | 1 | 50% | 0% | 0% | 0% | 8.2745 | 0 | 0 | 0 | 8.2745 | #N/A
2007-09-28 18:01 | 9 | 28 | 18 | 271.7087 | 6498 | 57.92 | 28.94 | 1012 | 57.92 | 0 | 0.0011726 | Cooling | 0.00019544 | #N/A | #N/A | #N/A | #N/A | 0 | 0 | 0 | 0 | 0 | 0.0011726 | #N/A | #N/A | 88 | #N/A | #N/A | #N/A | #N/A | 6.515e-07% | 1 | 50% | 0% | 0% | 0% | 8.2745 | 0 | 0 | 0 | 8.2745 | #N/A
2007-09-28 19:01 | 9 | 28 | 19 | 271.7504 | 6499 | 57.02 | 30.02 | 1013 | 57.02 | 0 | 0 | Cooling | 0 | #N/A | #N/A | #N/A | #N/A | 0 | 0 | 0 | 0 | 0 | 0 | #N/A | #N/A | 88 | #N/A | #N/A | #N/A | #N/A | 0% | 1 | 50% | 0% | 0% | 0% | 8.2745 | 0 | 0 | 0 | 8.2745 | #N/A
2007-09-28 20:01 | 9 | 28 | 20 | 271.792 | 6500 | 57.02 | 30.92 | 1013 | 57.02 | 0 | 0 | Cooling | 0 | #N/A | #N/A | #N/A | #N/A | 0 | 0 | 0 | 0 | 0 | 0 | #N/A | #N/A | 88 | #N/A | #N/A | #N/A | #N/A | 0% | 1 | 50% | 0% | 0% | 0% | 8.2745 | 0 | 0 | 0 | 8.2745 | #N/A
2007-09-28 21:01 | 9 | 28 | 21 | 271.8337 | 6501 | 55.94 | 30.92 | 1013 | 55.94 | 0 | 0 | Cooling | 0 | #N/A | #N/A | #N/A | #N/A | 0 | 0 | 0 | 0 | 0 | 0 | #N/A | #N/A | 88 | #N/A | #N/A | #N/A | #N/A | 0% | 1 | 50% | 0% | 0% | 0% | 8.2745 | 0 | 0 | 0 | 8.2745 | #N/A
2007-09-28 22:01 | 9 | 28 | 22 | 271.8754 | 6502 | 55.94 | 32 | 1013 | 55.94 | 0 | 0 | Cooling | 0 | #N/A | #N/A | #N/A | #N/A | 0 | 0 | 0 | 0 | 0 | 0 | #N/A | #N/A | 88 | #N/A | #N/A | #N/A | #N/A | 0% | 1 | 50% | 0% | 0% | 0% | 8.2745 | 0 | 0 | 0 | 8.2745 | #N/A
2007-09-28 23:01 | 9 | 28 | 23 | 271.917 | 6503 | 55.94 | 32 | 1013 | 55.94 | 0 | 0 | Cooling | 0 | #N/A | #N/A | #N/A | #N/A | 0 | 0 | 0 | 0 | 0 | 0 | #N/A | #N/A | 88 | #N/A | #N/A | #N/A | #N/A | 0% | 1 | 50% | 0% | 0% | 0% | 8.2745 | 0 | 0 | 0 | 8.2745 | #N/A
2007-09-29 00:01 | 9 | 29 | 0 | 271.9587 | 6504 | 57.92 | 32 | 1013 | 57.92 | 0 | 0 | Cooling | 0 | #N/A | #N/A | #N/A | #N/A | 0 | 0 | 0 | 0 | 0 | 0 | #N/A | #N/A | 88 | #N/A | #N/A | #N/A | #N/A | 0% | 1 | 50% | 0% | 0% | 0% | 8.2745 | 0 | 0 | 0 | 8.2745 | #N/A
2007-09-29 01:01 | 9 | 29 | 1 | 272.0004 | 6505 | 57.02 | 30.92 | 1014 | 57.02 | 0 | 0 | Cooling | 0 | #N/A | #N/A | #N/A | #N/A | 0 | 0 | 0 | 0 | 0 | 0 | #N/A | #N/A | 88 | #N/A | #N/A | #N/A | #N/A | 0% | 1 | 50% | 0% | 0% | 0% | 8.2745 | 0 | 0 | 0 | 8.2745 | #N/A
2007-09-29 02:01 | 9 | 29 | 2 | 272.042 | 6506 | 57.02 | 30.92 | 1013 | 57.02 | 0 | 0 | Cooling | 0 | #N/A | #N/A | #N/A | #N/A | 0 | 0 | 0 | 0 | 0 | 0 | #N/A | #N/A | 88 | #N/A | #N/A | #N/A | #N/A | 0% | 1 | 50% | 0% | 0% | 0% | 8.2745 | 0 | 0 | 0 | 8.2745 | #N/A
2007-09-29 03:01 | 9 | 29 | 3 | 272.0837 | 6507 | 57.02 | 30.02 | 1014 | 57.02 | 0 | 0 | Cooling | 0 | #N/A | #N/A | #N/A | #N/A | 0 | 0 | 0 | 0 | 0 | 0 | #N/A | #N/A | 88 | #N/A | #N/A | #N/A | #N/A | 0% | 1 | 50% | 0% | 0% | 0% | 8.2745 | 0 | 0 | 0 | 8.2745 | #N/A
2007-09-29 04:01 | 9 | 29 | 4 | 272.1254 | 6508 | 55.04 | 30.02 | 1014 | 55.04 | 0 | 0 | Cooling | 0 | #N/A | #N/A | #N/A | #N/A | 0 | 0 | 0 | 0 | 0 | 0 | #N/A | #N/A | 88 | #N/A | #N/A | #N/A | #N/A | 0% | 1 | 50% | 0% | 0% | 0% | 8.2745 | 0 | 0 | 0 | 8.2745 | #N/A
2007-09-29 05:01 | 9 | 29 | 5 | 272.167 | 6509 | 55.04 | 28.94 | 1014 | 55.04 | 0.24726 | 0 | Heating | 0.032968 | #N/A | #N/A | #N/A | #N/A | 0.24726 | #N/A | #N/A | 5.0265 | #N/A | 0 | 0 | 0 | 0 | 0 | 0 | 0 | 0 | 0.0001099% | 1 | 50% | 0% | 0% | 0% | 8.2745 | 0 | 0 | 0 | 8.2745 | #N/A
2007-09-29 06:01 | 9 | 29 | 6 | 272.2087 | 6510 | 51.98 | 28.04 | 1015 | 51.98 | 0.20127 | 0 | Heating | 0.026836 | #N/A | #N/A | #N/A | #N/A | 0.20127 | #N/A | #N/A | 4.7043 | #N/A | 0 | 0 | 0 | 0 | 0 | 0 | 0 | 0 | 8.945e-05% | 1 | 50% | 0% | 0% | 0% | 8.2745 | 0 | 0 | 0 | 8.2745 | #N/A
2007-09-29 07:01 | 9 | 29 | 7 | 272.2504 | 6511 | 55.04 | 30.02 | 1016 | 55.04 | 0.022164 | 0 | Heating | 0.0029552 | #N/A | #N/A | #N/A | #N/A | 0.022164 | #N/A | #N/A | 5.0265 | #N/A | 0 | 0 | 0 | 0 | 0 | 0 | 0 | 0 | 9.851e-06% | 1 | 50% | 0% | 0% | 0% | 8.2745 | 0 | 0 | 0 | 8.2745 | #N/A
2007-09-29 08:01 | 9 | 29 | 8 | 272.292 | 6512 | 55.04 | 32 | 1016 | 55.04 | 0 | 0 | Cooling | 0 | #N/A | #N/A | #N/A | #N/A | 0 | 0 | 0 | 0 | 0 | 0 | #N/A | #N/A | 88 | #N/A | #N/A | #N/A | #N/A | 0% | 1 | 50% | 0% | 0% | 0% | 8.2745 | 0 | 0 | 0 | 8.2745 | #N/A
2007-09-29 09:01 | 9 | 29 | 9 | 272.3337 | 6513 | 60.98 | 30.92 | 1016 | 60.98 | 0 | 0 | Cooling | 0 | #N/A | #N/A | #N/A | #N/A | 0 | 0 | 0 | 0 | 0 | 0 | #N/A | #N/A | 88 | #N/A | #N/A | #N/A | #N/A | 0% | 1 | 50% | 0% | 0% | 0% | 8.2745 | 0 | 0 | 0 | 8.2745 | #N/A
2007-09-29 10:01 | 9 | 29 | 10 | 272.3754 | 6514 | 64.04 | 28.94 | 1016 | 64.04 | 0 | 0 | Cooling | 0 | #N/A | #N/A | #N/A | #N/A | 0 | 0 | 0 | 0 | 0 | 0 | #N/A | #N/A | 88 | #N/A | #N/A | #N/A | #N/A | 0% | 1 | 50% | 0% | 0% | 0% | 8.2745 | 0 | 0 | 0 | 8.2745 | #N/A
2007-09-29 11:01 | 9 | 29 | 11 | 272.417 | 6515 | 64.04 | 30.92 | 1016 | 64.04 | 0 | 0 | Cooling | 0 | #N/A | #N/A | #N/A | #N/A | 0 | 0 | 0 | 0 | 0 | 0 | #N/A | #N/A | 88 | #N/A | #N/A | #N/A | #N/A | 0% | 1 | 50% | 0% | 0% | 0% | 8.2745 | 0 | 0 | 0 | 8.2745 | #N/A
2007-09-29 12:01 | 9 | 29 | 12 | 272.4587 | 6516 | 68 | 33.98 | 1015 | 68 | 0 | 0 | Cooling | 0 | #N/A | #N/A | #N/A | #N/A | 0 | 0 | 0 | 0 | 0 | 0 | #N/A | #N/A | 88 | #N/A | #N/A | #N/A | #N/A | 0% | 1 | 50% | 0% | 0% | 0% | 8.2745 | 0 | 0 | 0 | 8.2745 | #N/A
2007-09-29 13:01 | 9 | 29 | 13 | 272.5004 | 6517 | 69.08 | 33.98 | 1015 | 69.08 | 0 | 0 | Cooling | 0 | #N/A | #N/A | #N/A | #N/A | 0 | 0 | 0 | 0 | 0 | 0 | #N/A | #N/A | 88 | #N/A | #N/A | #N/A | #N/A | 0% | 1 | 50% | 0% | 0% | 0% | 8.2745 | 0 | 0 | 0 | 8.2745 | #N/A
2007-09-29 14:01 | 9 | 29 | 14 | 272.542 | 6518 | 69.08 | 33.98 | 1014 | 69.08 | 0 | 0 | Cooling | 0 | #N/A | #N/A | #N/A | #N/A | 0 | 0 | 0 | 0 | 0 | 0 | #N/A | #N/A | 88 | #N/A | #N/A | #N/A | #N/A | 0% | 1 | 50% | 0% | 0% | 0% | 8.2745 | 0 | 0 | 0 | 8.2745 | #N/A
2007-09-29 15:01 | 9 | 29 | 15 | 272.5837 | 6519 | 69.98 | 33.98 | 1013 | 69.98 | 0 | 0 | Cooling | 0 | #N/A | #N/A | #N/A | #N/A | 0 | 0 | 0 | 0 | 0 | 0 | #N/A | #N/A | 88 | #N/A | #N/A | #N/A | #N/A | 0% | 1 | 50% | 0% | 0% | 0% | 8.2745 | 0 | 0 | 0 | 8.2745 | #N/A
2007-09-29 16:01 | 9 | 29 | 16 | 272.6254 | 6520 | 69.08 | 37.94 | 1013 | 69.08 | 0 | 0 | Cooling | 0 | #N/A | #N/A | #N/A | #N/A | 0 | 0 | 0 | 0 | 0 | 0 | #N/A | #N/A | 88 | #N/A | #N/A | #N/A | #N/A | 0% | 1 | 50% | 0% | 0% | 0% | 8.2745 | 0 | 0 | 0 | 8.2745 | #N/A
2007-09-29 17:01 | 9 | 29 | 17 | 272.667 | 6521 | 69.08 | 37.94 | 1012 | 69.08 | 0 | 0 | Cooling | 0 | #N/A | #N/A | #N/A | #N/A | 0 | 0 | 0 | 0 | 0 | 0 | #N/A | #N/A | 88 | #N/A | #N/A | #N/A | #N/A | 0% | 1 | 50% | 0% | 0% | 0% | 8.2745 | 0 | 0 | 0 | 8.2745 | #N/A
2007-09-29 18:01 | 9 | 29 | 18 | 272.7087 | 6522 | 64.04 | 39.92 | 1012 | 64.04 | 0 | 0 | Cooling | 0 | #N/A | #N/A | #N/A | #N/A | 0 | 0 | 0 | 0 | 0 | 0 | #N/A | #N/A | 88 | #N/A | #N/A | #N/A | #N/A | 0% | 1 | 50% | 0% | 0% | 0% | 8.2745 | 0 | 0 | 0 | 8.2745 | #N/A
2007-09-29 19:01 | 9 | 29 | 19 | 272.7504 | 6523 | 60.08 | 39.92 | 1012 | 60.08 | 0 | 0 | Cooling | 0 | #N/A | #N/A | #N/A | #N/A | 0 | 0 | 0 | 0 | 0 | 0 | #N/A | #N/A | 88 | #N/A | #N/A | #N/A | #N/A | 0% | 1 | 50% | 0% | 0% | 0% | 8.2745 | 0 | 0 | 0 | 8.2745 | #N/A
2007-09-29 20:01 | 9 | 29 | 20 | 272.792 | 6524 | 60.08 | 39.92 | 1012 | 60.08 | 0 | 0 | Cooling | 0 | #N/A | #N/A | #N/A | #N/A | 0 | 0 | 0 | 0 | 0 | 0 | #N/A | #N/A | 88 | #N/A | #N/A | #N/A | #N/A | 0% | 1 | 50% | 0% | 0% | 0% | 8.2745 | 0 | 0 | 0 | 8.2745 | #N/A
2007-09-29 21:01 | 9 | 29 | 21 | 272.8337 | 6525 | 53.96 | 39.92 | 1012 | 53.96 | 0 | 0 | Cooling | 0 | #N/A | #N/A | #N/A | #N/A | 0 | 0 | 0 | 0 | 0 | 0 | #N/A | #N/A | 88 | #N/A | #N/A | #N/A | #N/A | 0% | 1 | 50% | 0% | 0% | 0% | 8.2745 | 0 | 0 | 0 | 8.2745 | #N/A
2007-09-29 22:01 | 9 | 29 | 22 | 272.8754 | 6526 | 51.98 | 37.94 | 1011 | 51.98 | 0 | 0 | Cooling | 0 | #N/A | #N/A | #N/A | #N/A | 0 | 0 | 0 | 0 | 0 | 0 | #N/A | #N/A | 88 | #N/A | #N/A | #N/A | #N/A | 0% | 1 | 50% | 0% | 0% | 0% | 8.2745 | 0 | 0 | 0 | 8.2745 | #N/A
2007-09-29 23:01 | 9 | 29 | 23 | 272.917 | 6527 | 51.98 | 37.04 | 1011 | 51.98 | 0 | 0 | Cooling | 0 | #N/A | #N/A | #N/A | #N/A | 0 | 0 | 0 | 0 | 0 | 0 | #N/A | #N/A | 88 | #N/A | #N/A | #N/A | #N/A | 0% | 1 | 50% | 0% | 0% | 0% | 8.2745 | 0 | 0 | 0 | 8.2745 | #N/A
2007-09-30 00:01 | 9 | 30 | 0 | 272.9587 | 6528 | 48.92 | 35.96 | 1011 | 48.92 | 0 | 0 | Cooling | 0 | #N/A | #N/A | #N/A | #N/A | 0 | 0 | 0 | 0 | 0 | 0 | #N/A | #N/A | 88 | #N/A | #N/A | #N/A | #N/A | 0% | 1 | 50% | 0% | 0% | 0% | 8.2745 | 0 | 0 | 0 | 8.2745 | #N/A
2007-09-30 01:01 | 9 | 30 | 1 | 273.0004 | 6529 | 48.92 | 35.96 | 1011 | 48.92 | 0 | 0 | Cooling | 0 | #N/A | #N/A | #N/A | #N/A | 0 | 0 | 0 | 0 | 0 | 0 | #N/A | #N/A | 88 | #N/A | #N/A | #N/A | #N/A | 0% | 1 | 50% | 0% | 0% | 0% | 8.2745 | 0 | 0 | 0 | 8.2745 | #N/A
2007-09-30 02:01 | 9 | 30 | 2 | 273.042 | 6530 | 48.92 | 35.96 | 1011 | 48.92 | 0 | 0 | Cooling | 0 | #N/A | #N/A | #N/A | #N/A | 0 | 0 | 0 | 0 | 0 | 0 | #N/A | #N/A | 88 | #N/A | #N/A | #N/A | #N/A | 0% | 1 | 50% | 0% | 0% | 0% | 8.2745 | 0 | 0 | 0 | 8.2745 | #N/A
2007-09-30 03:01 | 9 | 30 | 3 | 273.0837 | 6531 | 48.02 | 37.04 | 1011 | 48.02 | 0 | 0 | Cooling | 0 | #N/A | #N/A | #N/A | #N/A | 0 | 0 | 0 | 0 | 0 | 0 | #N/A | #N/A | 88 | #N/A | #N/A | #N/A | #N/A | 0% | 1 | 50% | 0% | 0% | 0% | 8.2745 | 0 | 0 | 0 | 8.2745 | #N/A
2007-09-30 04:01 | 9 | 30 | 4 | 273.1254 | 6532 | 46.94 | 35.06 | 1010 | 46.94 | 0 | 0 | Cooling | 0 | #N/A | #N/A | #N/A | #N/A | 0 | 0 | 0 | 0 | 0 | 0 | #N/A | #N/A | 88 | #N/A | #N/A | #N/A | #N/A | 0% | 1 | 50% | 0% | 0% | 0% | 8.2745 | 0 | 0 | 0 | 8.2745 | #N/A
2007-09-30 05:01 | 9 | 30 | 5 | 273.167 | 6533 | 46.94 | 35.06 | 1010 | 46.94 | 0 | 0 | Cooling | 0 | #N/A | #N/A | #N/A | #N/A | 0 | 0 | 0 | 0 | 0 | 0 | #N/A | #N/A | 88 | #N/A | #N/A | #N/A | #N/A | 0% | 1 | 50% | 0% | 0% | 0% | 8.2745 | 0 | 0 | 0 | 8.2745 | #N/A
2007-09-30 06:01 | 9 | 30 | 6 | 273.2087 | 6534 | 44.96 | 35.06 | 1010 | 44.96 | 254.863 | 0 | Heating | 33.9817 | #N/A | #N/A | #N/A | #N/A | 254.863 | #N/A | #N/A | 4.0856 | #N/A | 0 | 0 | 0 | 0 | 0 | 0 | 0 | 0 | 0.1133% | 1 | 50% | 0% | 0% | 0% | 8.2745 | 0 | 0 | 0 | 8.2745 | #N/A
2007-09-30 07:01 | 9 | 30 | 7 | 273.2504 | 6535 | 46.94 | 37.04 | 1011 | 46.94 | 67.7531 | 0 | Heating | 9.0337 | #N/A | #N/A | #N/A | #N/A | 67.7531 | #N/A | #N/A | 4.2441 | #N/A | 0 | 0 | 0 | 0 | 0 | 0 | 0 | 0 | 0.03011% | 1 | 50% | 0% | 0% | 0% | 8.2745 | 0 | 0 | 0 | 8.2745 | #N/A
2007-09-30 08:01 | 9 | 30 | 8 | 273.292 | 6536 | 46.94 | 39.92 | 1010 | 46.94 | 1.7736 | 0 | Heating | 0.23648 | #N/A | #N/A | #N/A | #N/A | 1.7736 | #N/A | #N/A | 4.2441 | #N/A | 0 | 0 | 0 | 0 | 0 | 0 | 0 | 0 | 0.0007883% | 1 | 50% | 0% | 0% | 0% | 8.2745 | 0 | 0 | 0 | 8.2745 | #N/A
2007-09-30 09:01 | 9 | 30 | 9 | 273.3337 | 6537 | 53.96 | 42.08 | 1010 | 53.96 | 0 | 1.5063 | Cooling | 0.25105 | #N/A | #N/A | #N/A | #N/A | 0 | 0 | 0 | 0 | 0 | 1.5063 | #N/A | #N/A | 88 | #N/A | #N/A | #N/A | #N/A | 0.0008368% | 1 | 50% | 0% | 0% | 0% | 8.2745 | 0 | 0 | 0 | 8.2745 | #N/A
2007-09-30 10:01 | 9 | 30 | 10 | 273.3754 | 6538 | 59 | 42.98 | 1010 | 59 | 0 | 28.9008 | Cooling | 4.8168 | #N/A | #N/A | #N/A | #N/A | 0 | 0 | 0 | 0 | 0 | 28.9008 | #N/A | #N/A | 88 | #N/A | #N/A | #N/A | #N/A | 0.01606% | 1 | 50% | 0% | 0% | 0% | 8.2745 | 0 | 0 | 0 | 8.2745 | #N/A
2007-09-30 11:01 | 9 | 30 | 11 | 273.417 | 6539 | 59 | 42.08 | 1009 | 59 | 0 | 182.8145 | Cooling | 30.4691 | #N/A | #N/A | #N/A | #N/A | 0 | 0 | 0 | 0 | 0 | 182.8145 | #N/A | #N/A | 88 | #N/A | #N/A | #N/A | #N/A | 0.1016% | 1 | 50% | 0% | 0% | 0% | 8.2745 | 0 | 0 | 0 | 8.2745 | #N/A
2007-09-30 12:01 | 9 | 30 | 12 | 273.4587 | 6540 | 64.94 | 44.06 | 1009 | 64.94 | 0 | 230.3951 | Cooling | 38.3992 | #N/A | #N/A | #N/A | #N/A | 0 | 0 | 0 | 0 | 0 | 230.3951 | #N/A | #N/A | 88 | #N/A | #N/A | #N/A | #N/A | 0.128% | 1 | 50% | 0% | 0% | 0% | 8.2745 | 0 | 0 | 0 | 8.2745 | #N/A
2007-09-30 13:01 | 9 | 30 | 13 | 273.5004 | 6541 | 64.04 | 46.04 | 1008 | 64.04 | 0 | 510.1888 | Cooling | 85.0315 | #N/A | #N/A | #N/A | #N/A | 0 | 0 | 0 | 0 | 0 | 510.1888 | #N/A | #N/A | 88 | #N/A | #N/A | #N/A | #N/A | 0.2834% | 1 | 50% | 0% | 0% | 0% | 8.2745 | 0 | 0 | 0 | 8.2745 | #N/A
2007-09-30 14:01 | 9 | 30 | 14 | 273.542 | 6542 | 64.04 | 44.96 | 1007 | 64.04 | 0 | 628.0593 | Cooling | 104.6765 | #N/A | #N/A | #N/A | #N/A | 0 | 0 | 0 | 0 | 0 | 628.0593 | #N/A | #N/A | 88 | #N/A | #N/A | #N/A | #N/A | 0.3489% | 1 | 50% | 0% | 0% | 0% | 8.2745 | 0 | 0 | 0 | 8.2745 | #N/A
2007-09-30 15:01 | 9 | 30 | 15 | 273.5837 | 6543 | 66.92 | 44.96 | 1006 | 66.92 | 0 | 733.5342 | Cooling | 122.2557 | #N/A | #N/A | #N/A | #N/A | 0 | 0 | 0 | 0 | 0 | 733.5342 | #N/A | #N/A | 88 | #N/A | #N/A | #N/A | #N/A | 0.4075% | 1 | 50% | 0% | 0% | 0% | 8.2745 | 0 | 0 | 0 | 8.2745 | #N/A
2007-09-30 16:01 | 9 | 30 | 16 | 273.6254 | 6544 | 66.92 | 46.04 | 1006 | 66.92 | 0 | 921.3234 | Cooling | 153.5539 | #N/A | #N/A | #N/A | #N/A | 0 | 0 | 0 | 0 | 0 | 921.3234 | #N/A | #N/A | 88 | #N/A | #N/A | #N/A | #N/A | 0.5118% | 1 | 50% | 0% | 0% | 0% | 8.2745 | 0 | 0 | 0 | 8.2745 | #N/A
2007-09-30 17:01 | 9 | 30 | 17 | 273.667 | 6545 | 66.92 | 46.94 | 1006 | 66.92 | 0 | 834.8689 | Cooling | 139.1448 | #N/A | #N/A | #N/A | #N/A | 0 | 0 | 0 | 0 | 0 | 834.8689 | #N/A | #N/A | 88 | #N/A | #N/A | #N/A | #N/A | 0.4638% | 1 | 50% | 0% | 0% | 0% | 8.2745 | 0 | 0 | 0 | 8.2745 | #N/A
2007-09-30 18:01 | 9 | 30 | 18 | 273.7087 | 6546 | 60.08 | 50 | 1005 | 60.08 | 0 | 351.2414 | Cooling | 58.5402 | #N/A | #N/A | #N/A | #N/A | 0 | 0 | 0 | 0 | 0 | 351.2414 | #N/A | #N/A | 88 | #N/A | #N/A | #N/A | #N/A | 0.1951% | 1 | 50% | 0% | 0% | 0% | 8.2745 | 0 | 0 | 0 | 8.2745 | #N/A
2007-09-30 19:01 | 9 | 30 | 19 | 273.7504 | 6547 | 55.4 | 48.92 | 1005 | 55.4 | 0 | 122.9849 | Cooling | 20.4975 | #N/A | #N/A | #N/A | #N/A | 0 | 0 | 0 | 0 | 0 | 122.9849 | #N/A | #N/A | 88 | #N/A | #N/A | #N/A | #N/A | 0.06832% | 1 | 50% | 0% | 0% | 0% | 8.2745 | 0 | 0 | 0 | 8.2745 | #N/A
2007-09-30 20:01 | 9 | 30 | 20 | 273.792 | 6548 | 55.76 | 48.92 | 1006 | 55.76 | 0 | 22.587 | Cooling | 3.7645 | #N/A | #N/A | #N/A | #N/A | 0 | 0 | 0 | 0 | 0 | 22.587 | #N/A | #N/A | 88 | #N/A | #N/A | #N/A | #N/A | 0.01255% | 1 | 50% | 0% | 0% | 0% | 8.2745 | 0 | 0 | 0 | 8.2745 | #N/A
2007-09-30 21:01 | 9 | 30 | 21 | 273.8337 | 6549 | 55.76 | 48.92 | 1006 | 55.76 | 0 | 0 | Cooling | 0 | #N/A | #N/A | #N/A | #N/A | 0 | 0 | 0 | 0 | 0 | 0 | #N/A | #N/A | 88 | #N/A | #N/A | #N/A | #N/A | 0% | 1 | 50% | 0% | 0% | 0% | 8.2745 | 0 | 0 | 0 | 8.2745 | #N/A
2007-09-30 22:01 | 9 | 30 | 22 | 273.8754 | 6550 | 56.84 | 50.36 | 1006 | 56.84 | 0 | 0 | Cooling | 0 | #N/A | #N/A | #N/A | #N/A | 0 | 0 | 0 | 0 | 0 | 0 | #N/A | #N/A | 88 | #N/A | #N/A | #N/A | #N/A | 0% | 1 | 50% | 0% | 0% | 0% | 8.2745 | 0 | 0 | 0 | 8.2745 | #N/A
2007-09-30 23:01 | 9 | 30 | 23 | 273.917 | 6551 | 56.84 | 51.8 | 1006 | 56.84 | 0 | 0 | Cooling | 0 | #N/A | #N/A | #N/A | #N/A | 0 | 0 | 0 | 0 | 0 | 0 | #N/A | #N/A | 88 | #N/A | #N/A | #N/A | #N/A | 0% | 1 | 50% | 0% | 0% | 0% | 8.2745 | 0 | 0 | 0 | 8.2745 | #N/A
2007-10-01 00:01 | 10 | 1 | 0 | 273.9587 | 6552 | 56.48 | 53.24 | 1006 | 56.48 | 0 | 0 | Cooling | 0 | #N/A | #N/A | #N/A | #N/A | 0 | 0 | 0 | 0 | 0 | 0 | #N/A | #N/A | 88 | #N/A | #N/A | #N/A | #N/A | 0% | 1 | 50% | 0% | 0% | 0% | 8.2745 | 0 | 0 | 0 | 8.2745 | #N/A
2007-10-01 01:01 | 10 | 1 | 1 | 274.0004 | 6553 | 56.3 | 54.68 | 995 | 56.3 | 0 | 0 | Cooling | 0 | #N/A | #N/A | #N/A | #N/A | 0 | 0 | 0 | 0 | 0 | 0 | #N/A | #N/A | 88 | #N/A | #N/A | #N/A | #N/A | 0% | 1 | 50% | 0% | 0% | 0% | 8.2745 | 0 | 0 | 0 | 8.2745 | #N/A
2007-10-01 02:01 | 10 | 1 | 2 | 274.042 | 6554 | 55.76 | 56.12 | 998 | 55.76 | 0 | 0 | Cooling | 0 | #N/A | #N/A | #N/A | #N/A | 0 | 0 | 0 | 0 | 0 | 0 | #N/A | #N/A | 88 | #N/A | #N/A | #N/A | #N/A | 0% | 1 | 50% | 0% | 0% | 0% | 8.2745 | 0 | 0 | 0 | 8.2745 | #N/A
2007-10-01 03:01 | 10 | 1 | 3 | 274.0837 | 6555 | 55.04 | 57.56 | 998 | 55.04 | 0 | 0 | Cooling | 0 | #N/A | #N/A | #N/A | #N/A | 0 | 0 | 0 | 0 | 0 | 0 | #N/A | #N/A | 88 | #N/A | #N/A | #N/A | #N/A | 0% | 1 | 50% | 0% | 0% | 0% | 8.2745 | 0 | 0 | 0 | 8.2745 | #N/A
2007-10-01 04:01 | 10 | 1 | 4 | 274.1254 | 6556 | 54.68 | 59 | 999 | 54.68 | 0 | 0 | Cooling | 0 | #N/A | #N/A | #N/A | #N/A | 0 | 0 | 0 | 0 | 0 | 0 | #N/A | #N/A | 88 | #N/A | #N/A | #N/A | #N/A | 0% | 1 | 50% | 0% | 0% | 0% | 8.2745 | 0 | 0 | 0 | 8.2745 | #N/A
2007-10-01 05:01 | 10 | 1 | 5 | 274.167 | 6557 | 54.68 | 57.92 | 1001 | 54.68 | 0 | 0 | Cooling | 0 | #N/A | #N/A | #N/A | #N/A | 0 | 0 | 0 | 0 | 0 | 0 | #N/A | #N/A | 88 | #N/A | #N/A | #N/A | #N/A | 0% | 1 | 50% | 0% | 0% | 0% | 8.2745 | 0 | 0 | 0 | 8.2745 | #N/A
2007-10-01 06:01 | 10 | 1 | 6 | 274.2087 | 6558 | 55.22 | 55.94 | 1001 | 55.22 | 0 | 576.8363 | Cooling | 96.1394 | #N/A | #N/A | #N/A | #N/A | 0 | 0 | 0 | 0 | 0 | 576.8363 | #N/A | #N/A | 88 | #N/A | #N/A | #N/A | #N/A | 0.3205% | 1 | 50% | 0% | 0% | 0% | 8.2745 | 0 | 0 | 0 | 8.2745 | #N/A
2007-10-01 07:01 | 10 | 1 | 7 | 274.2504 | 6559 | 55.04 | 55.94 | 1002 | 55.04 | 0 | 416.7406 | Cooling | 69.4568 | #N/A | #N/A | #N/A | #N/A | 0 | 0 | 0 | 0 | 0 | 416.7406 | #N/A | #N/A | 88 | #N/A | #N/A | #N/A | #N/A | 0.2315% | 1 | 50% | 0% | 0% | 0% | 8.2745 | 0 | 0 | 0 | 8.2745 | #N/A
2007-10-01 08:01 | 10 | 1 | 8 | 274.292 | 6560 | 55.04 | 57.02 | 1002 | 55.04 | 0 | 1008.71 | Cooling | 168.1183 | #N/A | #N/A | #N/A | #N/A | 0 | 0 | 0 | 0 | 0 | 1008.71 | #N/A | #N/A | 88 | #N/A | #N/A | #N/A | #N/A | 0.5604% | 1 | 50% | 0% | 0% | 0% | 8.2745 | 0 | 0 | 0 | 8.2745 | #N/A
2007-10-01 09:01 | 10 | 1 | 9 | 274.3337 | 6561 | 57.02 | 57.92 | 1002 | 57.02 | 0 | 1420.6371 | Cooling | 236.7728 | #N/A | #N/A | #N/A | #N/A | 0 | 0 | 0 | 0 | 0 | 1420.6371 | #N/A | #N/A | 88 | #N/A | #N/A | #N/A | #N/A | 0.7892% | 1 | 50% | 0% | 0% | 0% | 8.2745 | 0 | 0 | 0 | 8.2745 | #N/A
2007-10-01 10:01 | 10 | 1 | 10 | 274.3754 | 6562 | 59 | 57.02 | 1002 | 59 | 0 | 1356.7136 | Cooling | 226.1189 | #N/A | #N/A | #N/A | #N/A | 0 | 0 | 0 | 0 | 0 | 1356.7136 | #N/A | #N/A | 88 | #N/A | #N/A | #N/A | #N/A | 0.7537% | 1 | 50% | 0% | 0% | 0% | 8.2745 | 0 | 0 | 0 | 8.2745 | #N/A
2007-10-01 11:01 | 10 | 1 | 11 | 274.417 | 6563 | 59 | 55.94 | 1003 | 59 | 0 | 1282.0409 | Cooling | 213.6735 | #N/A | #N/A | #N/A | #N/A | 0 | 0 | 0 | 0 | 0 | 1282.0409 | #N/A | #N/A | 88 | #N/A | #N/A | #N/A | #N/A | 0.7122% | 1 | 50% | 0% | 0% | 0% | 8.2745 | 0 | 0 | 0 | 8.2745 | #N/A
2007-10-01 12:01 | 10 | 1 | 12 | 274.4587 | 6564 | 62.96 | 55.04 | 1003 | 62.96 | 0 | 1161.3718 | Cooling | 193.562 | #N/A | #N/A | #N/A | #N/A | 0 | 0 | 0 | 0 | 0 | 1161.3718 | #N/A | #N/A | 88 | #N/A | #N/A | #N/A | #N/A | 0.6452% | 1 | 50% | 0% | 0% | 0% | 8.2745 | 0 | 0 | 0 | 8.2745 | #N/A
2007-10-01 13:01 | 10 | 1 | 13 | 274.5004 | 6565 | 62.96 | 53.96 | 1002 | 62.96 | 0 | 1372.9113 | Cooling | 228.8186 | #N/A | #N/A | #N/A | #N/A | 0 | 0 | 0 | 0 | 0 | 1372.9113 | #N/A | #N/A | 88 | #N/A | #N/A | #N/A | #N/A | 0.7627% | 1 | 50% | 0% | 0% | 0% | 8.2745 | 0 | 0 | 0 | 8.2745 | #N/A
2007-10-01 14:01 | 10 | 1 | 14 | 274.542 | 6566 | 62.96 | 53.96 | 1002 | 62.96 | 0 | 1426.0213 | Cooling | 237.6702 | #N/A | #N/A | #N/A | #N/A | 0 | 0 | 0 | 0 | 0 | 1426.0213 | #N/A | #N/A | 88 | #N/A | #N/A | #N/A | #N/A | 0.7922% | 1 | 50% | 0% | 0% | 0% | 8.2745 | 0 | 0 | 0 | 8.2745 | #N/A
2007-10-01 15:01 | 10 | 1 | 15 | 274.5837 | 6567 | 62.96 | 53.06 | 1002 | 62.96 | 0 | 1327.614 | Cooling | 221.269 | #N/A | #N/A | #N/A | #N/A | 0 | 0 | 0 | 0 | 0 | 1327.614 | #N/A | #N/A | 88 | #N/A | #N/A | #N/A | #N/A | 0.7376% | 1 | 50% | 0% | 0% | 0% | 8.2745 | 0 | 0 | 0 | 8.2745 | #N/A
2007-10-01 16:01 | 10 | 1 | 16 | 274.6254 | 6568 | 62.06 | 53.96 | 1001 | 62.06 | 0 | 1363.0204 | Cooling | 227.1701 | #N/A | #N/A | #N/A | #N/A | 0 | 0 | 0 | 0 | 0 | 1363.0204 | #N/A | #N/A | 88 | #N/A | #N/A | #N/A | #N/A | 0.7572% | 1 | 50% | 0% | 0% | 0% | 8.2745 | 0 | 0 | 0 | 8.2745 | #N/A
2007-10-01 17:01 | 10 | 1 | 17 | 274.667 | 6569 | 62.06 | 55.04 | 1000 | 62.06 | 0 | 1427.345 | Cooling | 237.8908 | #N/A | #N/A | #N/A | #N/A | 0 | 0 | 0 | 0 | 0 | 1427.345 | #N/A | #N/A | 88 | #N/A | #N/A | #N/A | #N/A | 0.793% | 1 | 50% | 0% | 0% | 0% | 8.2745 | 0 | 0 | 0 | 8.2745 | #N/A
2007-10-01 18:01 | 10 | 1 | 18 | 274.7087 | 6570 | 59 | 55.94 | 1001 | 59 | 0 | 1288.6243 | Cooling | 214.7707 | #N/A | #N/A | #N/A | #N/A | 0 | 0 | 0 | 0 | 0 | 1288.6243 | #N/A | #N/A | 88 | #N/A | #N/A | #N/A | #N/A | 0.7159% | 1 | 50% | 0% | 0% | 0% | 8.2745 | 0 | 0 | 0 | 8.2745 | #N/A
2007-10-01 19:01 | 10 | 1 | 19 | 274.7504 | 6571 | 53.96 | 55.94 | 1000 | 53.96 | 0 | 1133.8091 | Cooling | 188.9682 | #N/A | #N/A | #N/A | #N/A | 0 | 0 | 0 | 0 | 0 | 1133.8091 | #N/A | #N/A | 88 | #N/A | #N/A | #N/A | #N/A | 0.6299% | 1 | 50% | 0% | 0% | 0% | 8.2745 | 0 | 0 | 0 | 8.2745 | #N/A
2007-10-01 20:01 | 10 | 1 | 20 | 274.792 | 6572 | 53.96 | 55.94 | 1001 | 53.96 | 0 | 849.6462 | Cooling | 141.6077 | #N/A | #N/A | #N/A | #N/A | 0 | 0 | 0 | 0 | 0 | 849.6462 | #N/A | #N/A | 88 | #N/A | #N/A | #N/A | #N/A | 0.472% | 1 | 50% | 0% | 0% | 0% | 8.2745 | 0 | 0 | 0 | 8.2745 | #N/A
2007-10-01 21:01 | 10 | 1 | 21 | 274.8337 | 6573 | 53.06 | 55.94 | 1001 | 53.06 | 0 | 649.6989 | Cooling | 108.2832 | #N/A | #N/A | #N/A | #N/A | 0 | 0 | 0 | 0 | 0 | 649.6989 | #N/A | #N/A | 88 | #N/A | #N/A | #N/A | #N/A | 0.3609% | 1 | 50% | 0% | 0% | 0% | 8.2745 | 0 | 0 | 0 | 8.2745 | #N/A
2007-10-01 22:01 | 10 | 1 | 22 | 274.8754 | 6574 | 53.06 | 55.94 | 1000 | 53.06 | 0 | 20.0553 | Cooling | 3.3425 | #N/A | #N/A | #N/A | #N/A | 0 | 0 | 0 | 0 | 0 | 20.0553 | #N/A | #N/A | 88 | #N/A | #N/A | #N/A | #N/A | 0.01114% | 1 | 50% | 0% | 0% | 0% | 8.2745 | 0 | 0 | 0 | 8.2745 | #N/A
2007-10-01 23:01 | 10 | 1 | 23 | 274.917 | 6575 | 51.98 | 55.94 | 1000 | 51.98 | 0 | 53.456 | Cooling | 8.9093 | #N/A | #N/A | #N/A | #N/A | 0 | 0 | 0 | 0 | 0 | 53.456 | #N/A | #N/A | 88 | #N/A | #N/A | #N/A | #N/A | 0.0297% | 1 | 50% | 0% | 0% | 0% | 8.2745 | 0 | 0 | 0 | 8.2745 | #N/A
2007-10-02 00:01 | 10 | 2 | 0 | 274.9587 | 6576 | 51.08 | 55.94 | 999 | 51.08 | 0 | 46.7179 | Cooling | 7.7863 | #N/A | #N/A | #N/A | #N/A | 0 | 0 | 0 | 0 | 0 | 46.7179 | #N/A | #N/A | 88 | #N/A | #N/A | #N/A | #N/A | 0.02595% | 1 | 50% | 0% | 0% | 0% | 8.2745 | 0 | 0 | 0 | 8.2745 | #N/A
2007-10-02 01:01 | 10 | 2 | 1 | 275.0004 | 6577 | 51.08 | 55.94 | 999 | 51.08 | 0 | 46.2884 | Cooling | 7.7147 | #N/A | #N/A | #N/A | #N/A | 0 | 0 | 0 | 0 | 0 | 46.2884 | #N/A | #N/A | 88 | #N/A | #N/A | #N/A | #N/A | 0.02572% | 1 | 50% | 0% | 0% | 0% | 8.2745 | 0 | 0 | 0 | 8.2745 | #N/A
2007-10-02 02:01 | 10 | 2 | 2 | 275.042 | 6578 | 51.08 | 57.02 | 998 | 51.08 | 0 | 51.7715 | Cooling | 8.6286 | #N/A | #N/A | #N/A | #N/A | 0 | 0 | 0 | 0 | 0 | 51.7715 | #N/A | #N/A | 88 | #N/A | #N/A | #N/A | #N/A | 0.02876% | 1 | 50% | 0% | 0% | 0% | 8.2745 | 0 | 0 | 0 | 8.2745 | #N/A
2007-10-02 03:01 | 10 | 2 | 3 | 275.0837 | 6579 | 50 | 57.02 | 998 | 50 | 0 | 54.2722 | Cooling | 9.0454 | #N/A | #N/A | #N/A | #N/A | 0 | 0 | 0 | 0 | 0 | 54.2722 | #N/A | #N/A | 88 | #N/A | #N/A | #N/A | #N/A | 0.03015% | 1 | 50% | 0% | 0% | 0% | 8.2745 | 0 | 0 | 0 | 8.2745 | #N/A
2007-10-02 04:01 | 10 | 2 | 4 | 275.1254 | 6580 | 50 | 57.02 | 998 | 50 | 0 | 52.6779 | Cooling | 8.7797 | #N/A | #N/A | #N/A | #N/A | 0 | 0 | 0 | 0 | 0 | 52.6779 | #N/A | #N/A | 88 | #N/A | #N/A | #N/A | #N/A | 0.02927% | 1 | 50% | 0% | 0% | 0% | 8.2745 | 0 | 0 | 0 | 8.2745 | #N/A
2007-10-02 05:01 | 10 | 2 | 5 | 275.167 | 6581 | 50 | 57.02 | 998 | 50 | 0 | 79.4014 | Cooling | 13.2336 | #N/A | #N/A | #N/A | #N/A | 0 | 0 | 0 | 0 | 0 | 79.4014 | #N/A | #N/A | 88 | #N/A | #N/A | #N/A | #N/A | 0.04411% | 1 | 50% | 0% | 0% | 0% | 8.2745 | 0 | 0 | 0 | 8.2745 | #N/A
2007-10-02 06:01 | 10 | 2 | 6 | 275.2087 | 6582 | 50 | 57.02 | 999 | 50 | 0 | 737.5199 | Cooling | 122.92 | #N/A | #N/A | #N/A | #N/A | 0 | 0 | 0 | 0 | 0 | 737.5199 | #N/A | #N/A | 88 | #N/A | #N/A | #N/A | #N/A | 0.4097% | 1 | 50% | 0% | 0% | 0% | 8.2745 | 0 | 0 | 0 | 8.2745 | #N/A
2007-10-02 07:01 | 10 | 2 | 7 | 275.2504 | 6583 | 50 | 57.02 | 999 | 50 | 0 | 632.6282 | Cooling | 105.438 | #N/A | #N/A | #N/A | #N/A | 0 | 0 | 0 | 0 | 0 | 632.6282 | #N/A | #N/A | 88 | #N/A | #N/A | #N/A | #N/A | 0.3515% | 1 | 50% | 0% | 0% | 0% | 8.2745 | 0 | 0 | 0 | 8.2745 | #N/A
2007-10-02 08:01 | 10 | 2 | 8 | 275.292 | 6584 | 50 | 57.02 | 999 | 50 | 0 | 1077.323 | Cooling | 179.5538 | #N/A | #N/A | #N/A | #N/A | 0 | 0 | 0 | 0 | 0 | 1077.323 | #N/A | #N/A | 88 | #N/A | #N/A | #N/A | #N/A | 0.5985% | 1 | 50% | 0% | 0% | 0% | 8.2745 | 0 | 0 | 0 | 8.2745 | #N/A
2007-10-02 09:01 | 10 | 2 | 9 | 275.3337 | 6585 | 53.6 | 57.92 | 999 | 53.6 | 0 | 1281.2157 | Cooling | 213.5359 | #N/A | #N/A | #N/A | #N/A | 0 | 0 | 0 | 0 | 0 | 1281.2157 | #N/A | #N/A | 88 | #N/A | #N/A | #N/A | #N/A | 0.7118% | 1 | 50% | 0% | 0% | 0% | 8.2745 | 0 | 0 | 0 | 8.2745 | #N/A
2007-10-02 10:01 | 10 | 2 | 10 | 275.3754 | 6586 | 53.06 | 57.92 | 1000 | 53.06 | 0 | 1324.0351 | Cooling | 220.6725 | #N/A | #N/A | #N/A | #N/A | 0 | 0 | 0 | 0 | 0 | 1324.0351 | #N/A | #N/A | 88 | #N/A | #N/A | #N/A | #N/A | 0.7356% | 1 | 50% | 0% | 0% | 0% | 8.2745 | 0 | 0 | 0 | 8.2745 | #N/A
2007-10-02 11:01 | 10 | 2 | 11 | 275.417 | 6587 | 55.04 | 57.92 | 1000 | 55.04 | 0 | 1414.7823 | Cooling | 235.7971 | #N/A | #N/A | #N/A | #N/A | 0 | 0 | 0 | 0 | 0 | 1414.7823 | #N/A | #N/A | 88 | #N/A | #N/A | #N/A | #N/A | 0.786% | 1 | 50% | 0% | 0% | 0% | 8.2745 | 0 | 0 | 0 | 8.2745 | #N/A
2007-10-02 12:01 | 10 | 2 | 12 | 275.4587 | 6588 | 57.02 | 57.92 | 1001 | 57.02 | 0 | 1514.5805 | Cooling | 252.4301 | #N/A | #N/A | #N/A | #N/A | 0 | 0 | 0 | 0 | 0 | 1514.5805 | #N/A | #N/A | 88 | #N/A | #N/A | #N/A | #N/A | 0.8414% | 1 | 50% | 0% | 0% | 0% | 8.2745 | 0 | 0 | 0 | 8.2745 | #N/A
2007-10-02 13:01 | 10 | 2 | 13 | 275.5004 | 6589 | 60.08 | 57.02 | 1001 | 60.08 | 0 | 1580.4066 | Cooling | 263.4011 | #N/A | #N/A | #N/A | #N/A | 0 | 0 | 0 | 0 | 0 | 1580.4066 | #N/A | #N/A | 88 | #N/A | #N/A | #N/A | #N/A | 0.878% | 1 | 50% | 0% | 0% | 0% | 8.2745 | 0 | 0 | 0 | 8.2745 | #N/A
2007-10-02 14:01 | 10 | 2 | 14 | 275.542 | 6590 | 60.08 | 55.94 | 1001 | 60.08 | 0 | 1602.9383 | Cooling | 267.1564 | #N/A | #N/A | #N/A | #N/A | 0 | 0 | 0 | 0 | 0 | 1602.9383 | #N/A | #N/A | 88 | #N/A | #N/A | #N/A | #N/A | 0.8905% | 1 | 50% | 0% | 0% | 0% | 8.2745 | 0 | 0 | 0 | 8.2745 | #N/A
2007-10-02 15:01 | 10 | 2 | 15 | 275.5837 | 6591 | 60.98 | 51.98 | 1002 | 60.98 | 0 | 1257.9221 | Cooling | 209.6537 | #N/A | #N/A | #N/A | #N/A | 0 | 0 | 0 | 0 | 0 | 1257.9221 | #N/A | #N/A | 88 | #N/A | #N/A | #N/A | #N/A | 0.6988% | 1 | 50% | 0% | 0% | 0% | 8.2745 | 0 | 0 | 0 | 8.2745 | #N/A
2007-10-02 16:01 | 10 | 2 | 16 | 275.6254 | 6592 | 59 | 51.98 | 1003 | 59 | 0 | 997.7188 | Cooling | 166.2865 | #N/A | #N/A | #N/A | #N/A | 0 | 0 | 0 | 0 | 0 | 997.7188 | #N/A | #N/A | 88 | #N/A | #N/A | #N/A | #N/A | 0.5543% | 1 | 50% | 0% | 0% | 0% | 8.2745 | 0 | 0 | 0 | 8.2745 | #N/A
2007-10-02 17:01 | 10 | 2 | 17 | 275.667 | 6593 | 59 | 51.08 | 1003 | 59 | 0 | 786.3039 | Cooling | 131.0507 | #N/A | #N/A | #N/A | #N/A | 0 | 0 | 0 | 0 | 0 | 786.3039 | #N/A | #N/A | 88 | #N/A | #N/A | #N/A | #N/A | 0.4368% | 1 | 50% | 0% | 0% | 0% | 8.2745 | 0 | 0 | 0 | 8.2745 | #N/A
2007-10-02 18:01 | 10 | 2 | 18 | 275.7087 | 6594 | 59 | 50 | 1003 | 59 | 0 | 459.4689 | Cooling | 76.5782 | #N/A | #N/A | #N/A | #N/A | 0 | 0 | 0 | 0 | 0 | 459.4689 | #N/A | #N/A | 88 | #N/A | #N/A | #N/A | #N/A | 0.2553% | 1 | 50% | 0% | 0% | 0% | 8.2745 | 0 | 0 | 0 | 8.2745 | #N/A
2007-10-02 19:01 | 10 | 2 | 19 | 275.7504 | 6595 | 57.92 | 51.08 | 1004 | 57.92 | 0 | 199.1871 | Cooling | 33.1979 | #N/A | #N/A | #N/A | #N/A | 0 | 0 | 0 | 0 | 0 | 199.1871 | #N/A | #N/A | 88 | #N/A | #N/A | #N/A | #N/A | 0.1107% | 1 | 50% | 0% | 0% | 0% | 8.2745 | 0 | 0 | 0 | 8.2745 | #N/A
2007-10-02 20:01 | 10 | 2 | 20 | 275.792 | 6596 | 57.92 | 51.08 | 1005 | 57.92 | 0 | 96.6312 | Cooling | 16.1052 | #N/A | #N/A | #N/A | #N/A | 0 | 0 | 0 | 0 | 0 | 96.6312 | #N/A | #N/A | 88 | #N/A | #N/A | #N/A | #N/A | 0.05368% | 1 | 50% | 0% | 0% | 0% | 8.2745 | 0 | 0 | 0 | 8.2745 | #N/A
2007-10-02 21:01 | 10 | 2 | 21 | 275.8337 | 6597 | 57.02 | 51.08 | 1005 | 57.02 | 0 | 79.3603 | Cooling | 13.2267 | #N/A | #N/A | #N/A | #N/A | 0 | 0 | 0 | 0 | 0 | 79.3603 | #N/A | #N/A | 88 | #N/A | #N/A | #N/A | #N/A | 0.04409% | 1 | 50% | 0% | 0% | 0% | 8.2745 | 0 | 0 | 0 | 8.2745 | #N/A
2007-10-02 22:01 | 10 | 2 | 22 | 275.8754 | 6598 | 55.94 | 50 | 1005 | 55.94 | 0 | 1.4221 | Cooling | 0.23701 | #N/A | #N/A | #N/A | #N/A | 0 | 0 | 0 | 0 | 0 | 1.4221 | #N/A | #N/A | 88 | #N/A | #N/A | #N/A | #N/A | 0.00079% | 1 | 50% | 0% | 0% | 0% | 8.2745 | 0 | 0 | 0 | 8.2745 | #N/A
2007-10-02 23:01 | 10 | 2 | 23 | 275.917 | 6599 | 55.94 | 50 | 1005 | 55.94 | 0 | 0.19875 | Cooling | 0.033124 | #N/A | #N/A | #N/A | #N/A | 0 | 0 | 0 | 0 | 0 | 0.19875 | #N/A | #N/A | 88 | #N/A | #N/A | #N/A | #N/A | 0.0001104% | 1 | 50% | 0% | 0% | 0% | 8.2745 | 0 | 0 | 0 | 8.2745 | #N/A
2007-10-03 00:01 | 10 | 3 | 0 | 275.9587 | 6600 | 57.02 | 50 | 1005 | 57.02 | 0 | 0.59975 | Cooling | 0.099959 | #N/A | #N/A | #N/A | #N/A | 0 | 0 | 0 | 0 | 0 | 0.59975 | #N/A | #N/A | 88 | #N/A | #N/A | #N/A | #N/A | 0.0003332% | 1 | 50% | 0% | 0% | 0% | 8.2745 | 0 | 0 | 0 | 8.2745 | #N/A
2007-10-03 01:01 | 10 | 3 | 1 | 276.0004 | 6601 | 57.02 | 48.92 | 1005 | 57.02 | 0 | 0.015332 | Cooling | 0.0025553 | #N/A | #N/A | #N/A | #N/A | 0 | 0 | 0 | 0 | 0 | 0.015332 | #N/A | #N/A | 88 | #N/A | #N/A | #N/A | #N/A | 8.518e-06% | 1 | 50% | 0% | 0% | 0% | 8.2745 | 0 | 0 | 0 | 8.2745 | #N/A
2007-10-03 02:01 | 10 | 3 | 2 | 276.042 | 6602 | 57.02 | 48.02 | 1004 | 57.02 | 0 | 0.02691 | Cooling | 0.0044849 | #N/A | #N/A | #N/A | #N/A | 0 | 0 | 0 | 0 | 0 | 0.02691 | #N/A | #N/A | 88 | #N/A | #N/A | #N/A | #N/A | 1.495e-05% | 1 | 50% | 0% | 0% | 0% | 8.2745 | 0 | 0 | 0 | 8.2745 | #N/A
2007-10-03 03:01 | 10 | 3 | 3 | 276.0837 | 6603 | 53.96 | 48.92 | 1004 | 53.96 | 0 | 0.017745 | Cooling | 0.0029575 | #N/A | #N/A | #N/A | #N/A | 0 | 0 | 0 | 0 | 0 | 0.017745 | #N/A | #N/A | 88 | #N/A | #N/A | #N/A | #N/A | 9.858e-06% | 1 | 50% | 0% | 0% | 0% | 8.2745 | 0 | 0 | 0 | 8.2745 | #N/A
2007-10-03 04:01 | 10 | 3 | 4 | 276.1254 | 6604 | 53.96 | 48.02 | 1004 | 53.96 | 0 | 0.017949 | Cooling | 0.0029915 | #N/A | #N/A | #N/A | #N/A | 0 | 0 | 0 | 0 | 0 | 0.017949 | #N/A | #N/A | 88 | #N/A | #N/A | #N/A | #N/A | 9.972e-06% | 1 | 50% | 0% | 0% | 0% | 8.2745 | 0 | 0 | 0 | 8.2745 | #N/A
2007-10-03 05:01 | 10 | 3 | 5 | 276.167 | 6605 | 53.96 | 46.94 | 1004 | 53.96 | 0 | 0.039688 | Cooling | 0.0066146 | #N/A | #N/A | #N/A | #N/A | 0 | 0 | 0 | 0 | 0 | 0.039688 | #N/A | #N/A | 88 | #N/A | #N/A | #N/A | #N/A | 2.205e-05% | 1 | 50% | 0% | 0% | 0% | 8.2745 | 0 | 0 | 0 | 8.2745 | #N/A
2007-10-03 06:01 | 10 | 3 | 6 | 276.2087 | 6606 | 53.96 | 48.02 | 1003 | 53.96 | 0.39156 | 0 | Heating | 0.052208 | #N/A | #N/A | #N/A | #N/A | 0.39156 | #N/A | #N/A | 4.9089 | #N/A | 0 | 0 | 0 | 0 | 0 | 0 | 0 | 0 | 0.000174% | 1 | 50% | 0% | 0% | 0% | 8.2745 | 0 | 0 | 0 | 8.2745 | #N/A
2007-10-03 07:01 | 10 | 3 | 7 | 276.2504 | 6607 | 53.6 | 48.92 | 1003 | 53.6 | 0 | 0.029147 | Cooling | 0.0048578 | #N/A | #N/A | #N/A | #N/A | 0 | 0 | 0 | 0 | 0 | 0.029147 | #N/A | #N/A | 88 | #N/A | #N/A | #N/A | #N/A | 1.619e-05% | 1 | 50% | 0% | 0% | 0% | 8.2745 | 0 | 0 | 0 | 8.2745 | #N/A
2007-10-03 08:01 | 10 | 3 | 8 | 276.292 | 6608 | 53.96 | 50 | 1003 | 53.96 | 0 | 0.70923 | Cooling | 0.1182 | #N/A | #N/A | #N/A | #N/A | 0 | 0 | 0 | 0 | 0 | 0.70923 | #N/A | #N/A | 88 | #N/A | #N/A | #N/A | #N/A | 0.000394% | 1 | 50% | 0% | 0% | 0% | 8.2745 | 0 | 0 | 0 | 8.2745 | #N/A
2007-10-03 09:01 | 10 | 3 | 9 | 276.3337 | 6609 | 55.04 | 51.08 | 1003 | 55.04 | 0 | 74.8608 | Cooling | 12.4768 | #N/A | #N/A | #N/A | #N/A | 0 | 0 | 0 | 0 | 0 | 74.8608 | #N/A | #N/A | 88 | #N/A | #N/A | #N/A | #N/A | 0.04159% | 1 | 50% | 0% | 0% | 0% | 8.2745 | 0 | 0 | 0 | 8.2745 | #N/A
2007-10-03 10:01 | 10 | 3 | 10 | 276.3754 | 6610 | 57.92 | 53.06 | 1001 | 57.92 | 0 | 280.029 | Cooling | 46.6715 | #N/A | #N/A | #N/A | #N/A | 0 | 0 | 0 | 0 | 0 | 280.029 | #N/A | #N/A | 88 | #N/A | #N/A | #N/A | #N/A | 0.1556% | 1 | 50% | 0% | 0% | 0% | 8.2745 | 0 | 0 | 0 | 8.2745 | #N/A
2007-10-03 11:01 | 10 | 3 | 11 | 276.417 | 6611 | 57.92 | 53.06 | 1000 | 57.92 | 0 | 494.7509 | Cooling | 82.4585 | #N/A | #N/A | #N/A | #N/A | 0 | 0 | 0 | 0 | 0 | 494.7509 | #N/A | #N/A | 88 | #N/A | #N/A | #N/A | #N/A | 0.2749% | 1 | 50% | 0% | 0% | 0% | 8.2745 | 0 | 0 | 0 | 8.2745 | #N/A
2007-10-03 12:01 | 10 | 3 | 12 | 276.4587 | 6612 | 60.98 | 53.96 | 999 | 60.98 | 0 | 610.77 | Cooling | 101.795 | #N/A | #N/A | #N/A | #N/A | 0 | 0 | 0 | 0 | 0 | 610.77 | #N/A | #N/A | 88 | #N/A | #N/A | #N/A | #N/A | 0.3393% | 1 | 50% | 0% | 0% | 0% | 8.2745 | 0 | 0 | 0 | 8.2745 | #N/A
2007-10-03 13:01 | 10 | 3 | 13 | 276.5004 | 6613 | 62.06 | 55.04 | 997 | 62.06 | 0 | 772.4101 | Cooling | 128.735 | #N/A | #N/A | #N/A | #N/A | 0 | 0 | 0 | 0 | 0 | 772.4101 | #N/A | #N/A | 88 | #N/A | #N/A | #N/A | #N/A | 0.4291% | 1 | 50% | 0% | 0% | 0% | 8.2745 | 0 | 0 | 0 | 8.2745 | #N/A
2007-10-03 14:01 | 10 | 3 | 14 | 276.542 | 6614 | 62.06 | 55.94 | 996 | 62.06 | 0 | 1048.6017 | Cooling | 174.7669 | #N/A | #N/A | #N/A | #N/A | 0 | 0 | 0 | 0 | 0 | 1048.6017 | #N/A | #N/A | 88 | #N/A | #N/A | #N/A | #N/A | 0.5826% | 1 | 50% | 0% | 0% | 0% | 8.2745 | 0 | 0 | 0 | 8.2745 | #N/A
2007-10-03 15:01 | 10 | 3 | 15 | 276.5837 | 6615 | 62.96 | 57.92 | 995 | 62.96 | 0 | 1316.4193 | Cooling | 219.4032 | #N/A | #N/A | #N/A | #N/A | 0 | 0 | 0 | 0 | 0 | 1316.4193 | #N/A | #N/A | 88 | #N/A | #N/A | #N/A | #N/A | 0.7313% | 1 | 50% | 0% | 0% | 0% | 8.2745 | 0 | 0 | 0 | 8.2745 | #N/A
2007-10-03 16:01 | 10 | 3 | 16 | 276.6254 | 6616 | 62.96 | 57.92 | 994 | 62.96 | 0 | 1567.363 | Cooling | 261.2272 | #N/A | #N/A | #N/A | #N/A | 0 | 0 | 0 | 0 | 0 | 1567.363 | #N/A | #N/A | 88 | #N/A | #N/A | #N/A | #N/A | 0.8708% | 1 | 50% | 0% | 0% | 0% | 8.2745 | 0 | 0 | 0 | 8.2745 | #N/A
2007-10-03 17:01 | 10 | 3 | 17 | 276.667 | 6617 | 62.96 | 59 | 993 | 62.96 | 0 | 1778.0596 | Cooling | 296.3433 | #N/A | #N/A | #N/A | #N/A | 0 | 0 | 0 | 0 | 0 | 1778.0596 | #N/A | #N/A | 88 | #N/A | #N/A | #N/A | #N/A | 0.9878% | 1 | 50% | 0% | 0% | 0% | 8.2745 | 0 | 0 | 0 | 8.2745 | #N/A
2007-10-03 18:01 | 10 | 3 | 18 | 276.7087 | 6618 | 60.98 | 60.08 | 992 | 60.98 | 0 | 1904.6609 | Cooling | 317.4435 | #N/A | #N/A | #N/A | #N/A | 0 | 0 | 0 | 0 | 0 | 1904.6609 | #N/A | #N/A | 88 | #N/A | #N/A | #N/A | #N/A | 1.058% | 1 | 50% | 0% | 0% | 0% | 8.2745 | 0 | 0 | 0 | 8.2745 | #N/A
2007-10-03 19:01 | 10 | 3 | 19 | 276.7504 | 6619 | 62.06 | 60.98 | 991 | 62.06 | 0 | 1971.9103 | Cooling | 328.6517 | #N/A | #N/A | #N/A | #N/A | 0 | 0 | 0 | 0 | 0 | 1971.9103 | #N/A | #N/A | 88 | #N/A | #N/A | #N/A | #N/A | 1.096% | 1 | 50% | 0% | 0% | 0% | 8.2745 | 0 | 0 | 0 | 8.2745 | #N/A
2007-10-03 20:01 | 10 | 3 | 20 | 276.792 | 6620 | 62.06 | 60.98 | 991 | 62.06 | 0 | 1860.2346 | Cooling | 310.0391 | #N/A | #N/A | #N/A | #N/A | 0 | 0 | 0 | 0 | 0 | 1860.2346 | #N/A | #N/A | 88 | #N/A | #N/A | #N/A | #N/A | 1.033% | 1 | 50% | 0% | 0% | 0% | 8.2745 | 0 | 0 | 0 | 8.2745 | #N/A
2007-10-03 21:01 | 10 | 3 | 21 | 276.8337 | 6621 | 60.98 | 62.06 | 990 | 60.98 | 0 | 1712.8058 | Cooling | 285.4676 | #N/A | #N/A | #N/A | #N/A | 0 | 0 | 0 | 0 | 0 | 1712.8058 | #N/A | #N/A | 88 | #N/A | #N/A | #N/A | #N/A | 0.9516% | 1 | 50% | 0% | 0% | 0% | 8.2745 | 0 | 0 | 0 | 8.2745 | #N/A
2007-10-03 22:01 | 10 | 3 | 22 | 276.8754 | 6622 | 60.98 | 62.96 | 990 | 60.98 | 0 | 114.5084 | Cooling | 19.0847 | #N/A | #N/A | #N/A | #N/A | 0 | 0 | 0 | 0 | 0 | 114.5084 | #N/A | #N/A | 88 | #N/A | #N/A | #N/A | #N/A | 0.06362% | 1 | 50% | 0% | 0% | 0% | 8.2745 | 0 | 0 | 0 | 8.2745 | #N/A
2007-10-03 23:01 | 10 | 3 | 23 | 276.917 | 6623 | 60.08 | 62.96 | 990 | 60.08 | 0 | 220.9409 | Cooling | 36.8235 | #N/A | #N/A | #N/A | #N/A | 0 | 0 | 0 | 0 | 0 | 220.9409 | #N/A | #N/A | 88 | #N/A | #N/A | #N/A | #N/A | 0.1227% | 1 | 50% | 0% | 0% | 0% | 8.2745 | 0 | 0 | 0 | 8.2745 | #N/A
2007-10-04 00:01 | 10 | 4 | 0 | 276.9587 | 6624 | 60.08 | 62.96 | 990 | 60.08 | 0 | 197.538 | Cooling | 32.923 | #N/A | #N/A | #N/A | #N/A | 0 | 0 | 0 | 0 | 0 | 197.538 | #N/A | #N/A | 88 | #N/A | #N/A | #N/A | #N/A | 0.1097% | 1 | 50% | 0% | 0% | 0% | 8.2745 | 0 | 0 | 0 | 8.2745 | #N/A
2007-10-04 01:01 | 10 | 4 | 1 | 277.0004 | 6625 | 59 | 64.04 | 991 | 59 | 0 | 197.7652 | Cooling | 32.9609 | #N/A | #N/A | #N/A | #N/A | 0 | 0 | 0 | 0 | 0 | 197.7652 | #N/A | #N/A | 88 | #N/A | #N/A | #N/A | #N/A | 0.1099% | 1 | 50% | 0% | 0% | 0% | 8.2745 | 0 | 0 | 0 | 8.2745 | #N/A
2007-10-04 02:01 | 10 | 4 | 2 | 277.0421 | 6626 | 59 | 64.04 | 991 | 59 | 0 | 195.5488 | Cooling | 32.5915 | #N/A | #N/A | #N/A | #N/A | 0 | 0 | 0 | 0 | 0 | 195.5488 | #N/A | #N/A | 88 | #N/A | #N/A | #N/A | #N/A | 0.1086% | 1 | 50% | 0% | 0% | 0% | 8.2745 | 0 | 0 | 0 | 8.2745 | #N/A
2007-10-04 03:01 | 10 | 4 | 3 | 277.0837 | 6627 | 59 | 62.96 | 991 | 59 | 0 | 184.2836 | Cooling | 30.7139 | #N/A | #N/A | #N/A | #N/A | 0 | 0 | 0 | 0 | 0 | 184.2836 | #N/A | #N/A | 88 | #N/A | #N/A | #N/A | #N/A | 0.1024% | 1 | 50% | 0% | 0% | 0% | 8.2745 | 0 | 0 | 0 | 8.2745 | #N/A
2007-10-04 04:01 | 10 | 4 | 4 | 277.1254 | 6628 | 59 | 62.96 | 992 | 59 | 0 | 174.1719 | Cooling | 29.0286 | #N/A | #N/A | #N/A | #N/A | 0 | 0 | 0 | 0 | 0 | 174.1719 | #N/A | #N/A | 88 | #N/A | #N/A | #N/A | #N/A | 0.09676% | 1 | 50% | 0% | 0% | 0% | 8.2745 | 0 | 0 | 0 | 8.2745 | #N/A
2007-10-04 05:01 | 10 | 4 | 5 | 277.1671 | 6629 | 59 | 62.06 | 992 | 59 | 0 | 230.5957 | Cooling | 38.4326 | #N/A | #N/A | #N/A | #N/A | 0 | 0 | 0 | 0 | 0 | 230.5957 | #N/A | #N/A | 88 | #N/A | #N/A | #N/A | #N/A | 0.1281% | 1 | 50% | 0% | 0% | 0% | 8.2745 | 0 | 0 | 0 | 8.2745 | #N/A
2007-10-04 06:01 | 10 | 4 | 6 | 277.2087 | 6630 | 57.2 | 59 | 993 | 57.2 | 0 | 1466.306 | Cooling | 244.3843 | #N/A | #N/A | #N/A | #N/A | 0 | 0 | 0 | 0 | 0 | 1466.306 | #N/A | #N/A | 88 | #N/A | #N/A | #N/A | #N/A | 0.8146% | 1 | 50% | 0% | 0% | 0% | 8.2745 | 0 | 0 | 0 | 8.2745 | #N/A
2007-10-04 07:01 | 10 | 4 | 7 | 277.2504 | 6631 | 59 | 57.02 | 993 | 59 | 0 | 1030.9268 | Cooling | 171.8211 | #N/A | #N/A | #N/A | #N/A | 0 | 0 | 0 | 0 | 0 | 1030.9268 | #N/A | #N/A | 88 | #N/A | #N/A | #N/A | #N/A | 0.5727% | 1 | 50% | 0% | 0% | 0% | 8.2745 | 0 | 0 | 0 | 8.2745 | #N/A
2007-10-04 08:01 | 10 | 4 | 8 | 277.2921 | 6632 | 59 | 57.02 | 994 | 59 | 0 | 1263.9509 | Cooling | 210.6585 | #N/A | #N/A | #N/A | #N/A | 0 | 0 | 0 | 0 | 0 | 1263.9509 | #N/A | #N/A | 88 | #N/A | #N/A | #N/A | #N/A | 0.7022% | 1 | 50% | 0% | 0% | 0% | 8.2745 | 0 | 0 | 0 | 8.2745 | #N/A
2007-10-04 09:01 | 10 | 4 | 9 | 277.3337 | 6633 | 62.96 | 55.04 | 994 | 62.96 | 0 | 1042.3406 | Cooling | 173.7234 | #N/A | #N/A | #N/A | #N/A | 0 | 0 | 0 | 0 | 0 | 1042.3406 | #N/A | #N/A | 88 | #N/A | #N/A | #N/A | #N/A | 0.5791% | 1 | 50% | 0% | 0% | 0% | 8.2745 | 0 | 0 | 0 | 8.2745 | #N/A
2007-10-04 10:01 | 10 | 4 | 10 | 277.3754 | 6634 | 66.02 | 53.96 | 994 | 66.02 | 0 | 809.1993 | Cooling | 134.8665 | #N/A | #N/A | #N/A | #N/A | 0 | 0 | 0 | 0 | 0 | 809.1993 | #N/A | #N/A | 88 | #N/A | #N/A | #N/A | #N/A | 0.4496% | 1 | 50% | 0% | 0% | 0% | 8.2745 | 0 | 0 | 0 | 8.2745 | #N/A
2007-10-04 11:01 | 10 | 4 | 11 | 277.4171 | 6635 | 66.02 | 55.04 | 993 | 66.02 | 0 | 932.1789 | Cooling | 155.3631 | #N/A | #N/A | #N/A | #N/A | 0 | 0 | 0 | 0 | 0 | 932.1789 | #N/A | #N/A | 88 | #N/A | #N/A | #N/A | #N/A | 0.5179% | 1 | 50% | 0% | 0% | 0% | 8.2745 | 0 | 0 | 0 | 8.2745 | #N/A
2007-10-04 12:01 | 10 | 4 | 12 | 277.4587 | 6636 | 69.98 | 55.04 | 992 | 69.98 | 0 | 1090.101 | Cooling | 181.6835 | #N/A | #N/A | #N/A | #N/A | 0 | 0 | 0 | 0 | 0 | 1090.101 | #N/A | #N/A | 88 | #N/A | #N/A | #N/A | #N/A | 0.6056% | 1 | 50% | 0% | 0% | 0% | 8.2745 | 0 | 0 | 0 | 8.2745 | #N/A
2007-10-04 13:01 | 10 | 4 | 13 | 277.5004 | 6637 | 69.08 | 55.94 | 990 | 69.08 | 0 | 1335.9245 | Cooling | 222.6541 | #N/A | #N/A | #N/A | #N/A | 0 | 0 | 0 | 0 | 0 | 1335.9245 | #N/A | #N/A | 88 | #N/A | #N/A | #N/A | #N/A | 0.7422% | 1 | 50% | 0% | 0% | 0% | 8.2745 | 0 | 0 | 0 | 8.2745 | #N/A
2007-10-04 14:01 | 10 | 4 | 14 | 277.5421 | 6638 | 69.08 | 57.02 | 989 | 69.08 | 0 | 1357.9858 | Cooling | 226.331 | #N/A | #N/A | #N/A | #N/A | 0 | 0 | 0 | 0 | 0 | 1357.9858 | #N/A | #N/A | 88 | #N/A | #N/A | #N/A | #N/A | 0.7544% | 1 | 50% | 0% | 0% | 0% | 8.2745 | 0 | 0 | 0 | 8.2745 | #N/A
2007-10-04 15:01 | 10 | 4 | 15 | 277.5837 | 6639 | 71.96 | 55.94 | 988 | 71.96 | 0 | 1139.135 | Cooling | 189.8558 | #N/A | #N/A | #N/A | #N/A | 0 | 0 | 0 | 0 | 0 | 1139.135 | #N/A | #N/A | 88 | #N/A | #N/A | #N/A | #N/A | 0.6329% | 1 | 50% | 0% | 0% | 0% | 8.2745 | 0 | 0 | 0 | 8.2745 | #N/A
2007-10-04 16:01 | 10 | 4 | 16 | 277.6254 | 6640 | 71.06 | 57.02 | 988 | 71.06 | 0 | 1142.2029 | Cooling | 190.3671 | #N/A | #N/A | #N/A | #N/A | 0 | 0 | 0 | 0 | 0 | 1142.2029 | #N/A | #N/A | 88 | #N/A | #N/A | #N/A | #N/A | 0.6346% | 1 | 50% | 0% | 0% | 0% | 8.2745 | 0 | 0 | 0 | 8.2745 | #N/A
2007-10-04 17:01 | 10 | 4 | 17 | 277.6671 | 6641 | 71.06 | 55.94 | 987 | 71.06 | 0 | 1104.5568 | Cooling | 184.0928 | #N/A | #N/A | #N/A | #N/A | 0 | 0 | 0 | 0 | 0 | 1104.5568 | #N/A | #N/A | 88 | #N/A | #N/A | #N/A | #N/A | 0.6136% | 1 | 50% | 0% | 0% | 0% | 8.2745 | 0 | 0 | 0 | 8.2745 | #N/A
2007-10-04 18:01 | 10 | 4 | 18 | 277.7087 | 6642 | 66.02 | 53.96 | 988 | 66.02 | 0 | 744.6851 | Cooling | 124.1142 | #N/A | #N/A | #N/A | #N/A | 0 | 0 | 0 | 0 | 0 | 744.6851 | #N/A | #N/A | 88 | #N/A | #N/A | #N/A | #N/A | 0.4137% | 1 | 50% | 0% | 0% | 0% | 8.2745 | 0 | 0 | 0 | 8.2745 | #N/A
2007-10-04 19:01 | 10 | 4 | 19 | 277.7504 | 6643 | 64.04 | 53.06 | 988 | 64.04 | 0 | 490.7571 | Cooling | 81.7929 | #N/A | #N/A | #N/A | #N/A | 0 | 0 | 0 | 0 | 0 | 490.7571 | #N/A | #N/A | 88 | #N/A | #N/A | #N/A | #N/A | 0.2726% | 1 | 50% | 0% | 0% | 0% | 8.2745 | 0 | 0 | 0 | 8.2745 | #N/A
2007-10-04 20:01 | 10 | 4 | 20 | 277.7921 | 6644 | 64.04 | 53.06 | 989 | 64.04 | 0 | 349.1751 | Cooling | 58.1959 | #N/A | #N/A | #N/A | #N/A | 0 | 0 | 0 | 0 | 0 | 349.1751 | #N/A | #N/A | 88 | #N/A | #N/A | #N/A | #N/A | 0.194% | 1 | 50% | 0% | 0% | 0% | 8.2745 | 0 | 0 | 0 | 8.2745 | #N/A
2007-10-04 21:01 | 10 | 4 | 21 | 277.8337 | 6645 | 60.08 | 48.92 | 991 | 60.08 | 0 | 67.8663 | Cooling | 11.3111 | #N/A | #N/A | #N/A | #N/A | 0 | 0 | 0 | 0 | 0 | 67.8663 | #N/A | #N/A | 88 | #N/A | #N/A | #N/A | #N/A | 0.0377% | 1 | 50% | 0% | 0% | 0% | 8.2745 | 0 | 0 | 0 | 8.2745 | #N/A
2007-10-04 22:01 | 10 | 4 | 22 | 277.8754 | 6646 | 59 | 46.94 | 991 | 59 | 0 | 0.019675 | Cooling | 0.0032792 | #N/A | #N/A | #N/A | #N/A | 0 | 0 | 0 | 0 | 0 | 0.019675 | #N/A | #N/A | 88 | #N/A | #N/A | #N/A | #N/A | 1.093e-05% | 1 | 50% | 0% | 0% | 0% | 8.2745 | 0 | 0 | 0 | 8.2745 | #N/A
2007-10-04 23:01 | 10 | 4 | 23 | 277.9171 | 6647 | 59 | 46.04 | 991 | 59 | 0 | 0.064192 | Cooling | 0.010699 | #N/A | #N/A | #N/A | #N/A | 0 | 0 | 0 | 0 | 0 | 0.064192 | #N/A | #N/A | 88 | #N/A | #N/A | #N/A | #N/A | 3.566e-05% | 1 | 50% | 0% | 0% | 0% | 8.2745 | 0 | 0 | 0 | 8.2745 | #N/A
2007-10-05 00:01 | 10 | 5 | 0 | 277.9587 | 6648 | 59 | 46.04 | 992 | 59 | 0 | 0.0473 | Cooling | 0.0078833 | #N/A | #N/A | #N/A | #N/A | 0 | 0 | 0 | 0 | 0 | 0.0473 | #N/A | #N/A | 88 | #N/A | #N/A | #N/A | #N/A | 2.628e-05% | 1 | 50% | 0% | 0% | 0% | 8.2745 | 0 | 0 | 0 | 8.2745 | #N/A
2007-10-05 01:01 | 10 | 5 | 1 | 278.0004 | 6649 | 59 | 46.94 | 992 | 59 | 0 | 0.032765 | Cooling | 0.0054609 | #N/A | #N/A | #N/A | #N/A | 0 | 0 | 0 | 0 | 0 | 0.032765 | #N/A | #N/A | 88 | #N/A | #N/A | #N/A | #N/A | 1.82e-05% | 1 | 50% | 0% | 0% | 0% | 8.2745 | 0 | 0 | 0 | 8.2745 | #N/A
2007-10-05 02:01 | 10 | 5 | 2 | 278.0421 | 6650 | 59 | 46.04 | 992 | 59 | 0 | 0.029109 | Cooling | 0.0048515 | #N/A | #N/A | #N/A | #N/A | 0 | 0 | 0 | 0 | 0 | 0.029109 | #N/A | #N/A | 88 | #N/A | #N/A | #N/A | #N/A | 1.617e-05% | 1 | 50% | 0% | 0% | 0% | 8.2745 | 0 | 0 | 0 | 8.2745 | #N/A
2007-10-05 03:01 | 10 | 5 | 3 | 278.0837 | 6651 | 57.02 | 46.04 | 993 | 57.02 | 0 | 0.027169 | Cooling | 0.0045281 | #N/A | #N/A | #N/A | #N/A | 0 | 0 | 0 | 0 | 0 | 0.027169 | #N/A | #N/A | 88 | #N/A | #N/A | #N/A | #N/A | 1.509e-05% | 1 | 50% | 0% | 0% | 0% | 8.2745 | 0 | 0 | 0 | 8.2745 | #N/A
2007-10-05 04:01 | 10 | 5 | 4 | 278.1254 | 6652 | 57.02 | 44.96 | 993 | 57.02 | 0 | 0.031648 | Cooling | 0.0052747 | #N/A | #N/A | #N/A | #N/A | 0 | 0 | 0 | 0 | 0 | 0.031648 | #N/A | #N/A | 88 | #N/A | #N/A | #N/A | #N/A | 1.758e-05% | 1 | 50% | 0% | 0% | 0% | 8.2745 | 0 | 0 | 0 | 8.2745 | #N/A
2007-10-05 05:01 | 10 | 5 | 5 | 278.1671 | 6653 | 57.02 | 44.96 | 994 | 57.02 | 0 | 0.047043 | Cooling | 0.0078405 | #N/A | #N/A | #N/A | #N/A | 0 | 0 | 0 | 0 | 0 | 0.047043 | #N/A | #N/A | 88 | #N/A | #N/A | #N/A | #N/A | 2.613e-05% | 1 | 50% | 0% | 0% | 0% | 8.2745 | 0 | 0 | 0 | 8.2745 | #N/A
2007-10-05 06:01 | 10 | 5 | 6 | 278.2087 | 6654 | 57.02 | 44.96 | 994 | 57.02 | 2.3599 | 0 | Heating | 0.31466 | #N/A | #N/A | #N/A | #N/A | 2.3599 | #N/A | #N/A | 5.2534 | #N/A | 0 | 0 | 0 | 0 | 0 | 0 | 0 | 0 | 0.001049% | 1 | 50% | 0% | 0% | 0% | 8.2745 | 0 | 0 | 0 | 8.2745 | #N/A
2007-10-05 07:01 | 10 | 5 | 7 | 278.2504 | 6655 | 57.92 | 46.04 | 995 | 57.92 | 0 | 0.060168 | Cooling | 0.010028 | #N/A | #N/A | #N/A | #N/A | 0 | 0 | 0 | 0 | 0 | 0.060168 | #N/A | #N/A | 88 | #N/A | #N/A | #N/A | #N/A | 3.343e-05% | 1 | 50% | 0% | 0% | 0% | 8.2745 | 0 | 0 | 0 | 8.2745 | #N/A
2007-10-05 08:01 | 10 | 5 | 8 | 278.2921 | 6656 | 57.92 | 44.96 | 995 | 57.92 | 0 | 0.1404 | Cooling | 0.0234 | #N/A | #N/A | #N/A | #N/A | 0 | 0 | 0 | 0 | 0 | 0.1404 | #N/A | #N/A | 88 | #N/A | #N/A | #N/A | #N/A | 7.8e-05% | 1 | 50% | 0% | 0% | 0% | 8.2745 | 0 | 0 | 0 | 8.2745 | #N/A
2007-10-05 09:01 | 10 | 5 | 9 | 278.3337 | 6657 | 62.06 | 44.96 | 995 | 62.06 | 0 | 0.15329 | Cooling | 0.025548 | #N/A | #N/A | #N/A | #N/A | 0 | 0 | 0 | 0 | 0 | 0.15329 | #N/A | #N/A | 88 | #N/A | #N/A | #N/A | #N/A | 8.516e-05% | 1 | 50% | 0% | 0% | 0% | 8.2745 | 0 | 0 | 0 | 8.2745 | #N/A
2007-10-05 10:01 | 10 | 5 | 10 | 278.3754 | 6658 | 62.96 | 41 | 995 | 62.96 | 0 | 0.2572 | Cooling | 0.042867 | #N/A | #N/A | #N/A | #N/A | 0 | 0 | 0 | 0 | 0 | 0.2572 | #N/A | #N/A | 88 | #N/A | #N/A | #N/A | #N/A | 0.0001429% | 1 | 50% | 0% | 0% | 0% | 8.2745 | 0 | 0 | 0 | 8.2745 | #N/A
2007-10-05 11:01 | 10 | 5 | 11 | 278.4171 | 6659 | 62.96 | 42.08 | 996 | 62.96 | 0 | 0.20342 | Cooling | 0.033903 | #N/A | #N/A | #N/A | #N/A | 0 | 0 | 0 | 0 | 0 | 0.20342 | #N/A | #N/A | 88 | #N/A | #N/A | #N/A | #N/A | 0.000113% | 1 | 50% | 0% | 0% | 0% | 8.2745 | 0 | 0 | 0 | 8.2745 | #N/A
2007-10-05 12:01 | 10 | 5 | 12 | 278.4587 | 6660 | 62.96 | 42.08 | 996 | 62.96 | 0 | 0.12824 | Cooling | 0.021374 | #N/A | #N/A | #N/A | #N/A | 0 | 0 | 0 | 0 | 0 | 0.12824 | #N/A | #N/A | 88 | #N/A | #N/A | #N/A | #N/A | 7.125e-05% | 1 | 50% | 0% | 0% | 0% | 8.2745 | 0 | 0 | 0 | 8.2745 | #N/A
2007-10-05 13:01 | 10 | 5 | 13 | 278.5004 | 6661 | 64.4 | 46.04 | 995 | 64.4 | 0 | 0.015463 | Cooling | 0.0025771 | #N/A | #N/A | #N/A | #N/A | 0 | 0 | 0 | 0 | 0 | 0.015463 | #N/A | #N/A | 88 | #N/A | #N/A | #N/A | #N/A | 8.59e-06% | 1 | 50% | 0% | 0% | 0% | 8.2745 | 0 | 0 | 0 | 8.2745 | #N/A
2007-10-05 14:01 | 10 | 5 | 14 | 278.5421 | 6662 | 64.94 | 41 | 994 | 64.94 | 0 | 0.010619 | Cooling | 0.0017698 | #N/A | #N/A | #N/A | #N/A | 0 | 0 | 0 | 0 | 0 | 0.010619 | #N/A | #N/A | 88 | #N/A | #N/A | #N/A | #N/A | 5.899e-06% | 1 | 50% | 0% | 0% | 0% | 8.2745 | 0 | 0 | 0 | 8.2745 | #N/A
2007-10-05 15:01 | 10 | 5 | 15 | 278.5837 | 6663 | 66.92 | 41 | 994 | 66.92 | 0 | 0.0040966 | Cooling | 0.00068277 | #N/A | #N/A | #N/A | #N/A | 0 | 0 | 0 | 0 | 0 | 0.0040966 | #N/A | #N/A | 88 | #N/A | #N/A | #N/A | #N/A | 2.276e-06% | 1 | 50% | 0% | 0% | 0% | 8.2745 | 0 | 0 | 0 | 8.2745 | #N/A
2007-10-05 16:01 | 10 | 5 | 16 | 278.6254 | 6664 | 66.02 | 41 | 994 | 66.02 | 0 | 0 | Cooling | 0 | #N/A | #N/A | #N/A | #N/A | 0 | 0 | 0 | 0 | 0 | 0 | #N/A | #N/A | 88 | #N/A | #N/A | #N/A | #N/A | 0% | 1 | 50% | 0% | 0% | 0% | 8.2745 | 0 | 0 | 0 | 8.2745 | #N/A
2007-10-05 17:01 | 10 | 5 | 17 | 278.6671 | 6665 | 66.02 | 39.92 | 993 | 66.02 | 0 | 0 | Cooling | 0 | #N/A | #N/A | #N/A | #N/A | 0 | 0 | 0 | 0 | 0 | 0 | #N/A | #N/A | 88 | #N/A | #N/A | #N/A | #N/A | 0% | 1 | 50% | 0% | 0% | 0% | 8.2745 | 0 | 0 | 0 | 8.2745 | #N/A
2007-10-05 18:01 | 10 | 5 | 18 | 278.7087 | 6666 | 64.04 | 42.98 | 993 | 64.04 | 0 | 0 | Cooling | 0 | #N/A | #N/A | #N/A | #N/A | 0 | 0 | 0 | 0 | 0 | 0 | #N/A | #N/A | 88 | #N/A | #N/A | #N/A | #N/A | 0% | 1 | 50% | 0% | 0% | 0% | 8.2745 | 0 | 0 | 0 | 8.2745 | #N/A
2007-10-05 19:01 | 10 | 5 | 19 | 278.7504 | 6667 | 62.96 | 42.98 | 992 | 62.96 | 0 | 0 | Cooling | 0 | #N/A | #N/A | #N/A | #N/A | 0 | 0 | 0 | 0 | 0 | 0 | #N/A | #N/A | 88 | #N/A | #N/A | #N/A | #N/A | 0% | 1 | 50% | 0% | 0% | 0% | 8.2745 | 0 | 0 | 0 | 8.2745 | #N/A
2007-10-05 20:01 | 10 | 5 | 20 | 278.7921 | 6668 | 62.06 | 42.98 | 992 | 62.06 | 0 | 0 | Cooling | 0 | #N/A | #N/A | #N/A | #N/A | 0 | 0 | 0 | 0 | 0 | 0 | #N/A | #N/A | 88 | #N/A | #N/A | #N/A | #N/A | 0% | 1 | 50% | 0% | 0% | 0% | 8.2745 | 0 | 0 | 0 | 8.2745 | #N/A
2007-10-05 21:01 | 10 | 5 | 21 | 278.8337 | 6669 | 59 | 42.08 | 991 | 59 | 0 | 0 | Cooling | 0 | #N/A | #N/A | #N/A | #N/A | 0 | 0 | 0 | 0 | 0 | 0 | #N/A | #N/A | 88 | #N/A | #N/A | #N/A | #N/A | 0% | 1 | 50% | 0% | 0% | 0% | 8.2745 | 0 | 0 | 0 | 8.2745 | #N/A
2007-10-05 22:01 | 10 | 5 | 22 | 278.8754 | 6670 | 57.92 | 42.08 | 990 | 57.92 | 0 | 0 | Cooling | 0 | #N/A | #N/A | #N/A | #N/A | 0 | 0 | 0 | 0 | 0 | 0 | #N/A | #N/A | 88 | #N/A | #N/A | #N/A | #N/A | 0% | 1 | 50% | 0% | 0% | 0% | 8.2745 | 0 | 0 | 0 | 8.2745 | #N/A
2007-10-05 23:01 | 10 | 5 | 23 | 278.9171 | 6671 | 57.92 | 44.06 | 989 | 57.92 | 0 | 0 | Cooling | 0 | #N/A | #N/A | #N/A | #N/A | 0 | 0 | 0 | 0 | 0 | 0 | #N/A | #N/A | 88 | #N/A | #N/A | #N/A | #N/A | 0% | 1 | 50% | 0% | 0% | 0% | 8.2745 | 0 | 0 | 0 | 8.2745 | #N/A
2007-10-06 00:01 | 10 | 6 | 0 | 278.9587 | 6672 | 53.96 | 44.96 | 987 | 53.96 | 0 | 0 | Cooling | 0 | #N/A | #N/A | #N/A | #N/A | 0 | 0 | 0 | 0 | 0 | 0 | #N/A | #N/A | 88 | #N/A | #N/A | #N/A | #N/A | 0% | 1 | 50% | 0% | 0% | 0% | 8.2745 | 0 | 0 | 0 | 8.2745 | #N/A
2007-10-06 01:01 | 10 | 6 | 1 | 279.0004 | 6673 | 52.34 | 46.94 | 989 | 52.34 | 0 | 0 | Cooling | 0 | #N/A | #N/A | #N/A | #N/A | 0 | 0 | 0 | 0 | 0 | 0 | #N/A | #N/A | 88 | #N/A | #N/A | #N/A | #N/A | 0% | 1 | 50% | 0% | 0% | 0% | 8.2745 | 0 | 0 | 0 | 8.2745 | #N/A
2007-10-06 02:01 | 10 | 6 | 2 | 279.0421 | 6674 | 52.34 | 42.98 | 990 | 52.34 | 0 | 0 | Cooling | 0 | #N/A | #N/A | #N/A | #N/A | 0 | 0 | 0 | 0 | 0 | 0 | #N/A | #N/A | 88 | #N/A | #N/A | #N/A | #N/A | 0% | 1 | 50% | 0% | 0% | 0% | 8.2745 | 0 | 0 | 0 | 8.2745 | #N/A
2007-10-06 03:01 | 10 | 6 | 3 | 279.0837 | 6675 | 51.08 | 42.08 | 990 | 51.08 | 0 | 0 | Cooling | 0 | #N/A | #N/A | #N/A | #N/A | 0 | 0 | 0 | 0 | 0 | 0 | #N/A | #N/A | 88 | #N/A | #N/A | #N/A | #N/A | 0% | 1 | 50% | 0% | 0% | 0% | 8.2745 | 0 | 0 | 0 | 8.2745 | #N/A
2007-10-06 04:01 | 10 | 6 | 4 | 279.1254 | 6676 | 48.56 | 41 | 990 | 48.56 | 0 | 0 | Cooling | 0 | #N/A | #N/A | #N/A | #N/A | 0 | 0 | 0 | 0 | 0 | 0 | #N/A | #N/A | 88 | #N/A | #N/A | #N/A | #N/A | 0% | 1 | 50% | 0% | 0% | 0% | 8.2745 | 0 | 0 | 0 | 8.2745 | #N/A
2007-10-06 05:01 | 10 | 6 | 5 | 279.1671 | 6677 | 48.02 | 37.94 | 991 | 48.02 | 0 | 0 | Cooling | 0 | #N/A | #N/A | #N/A | #N/A | 0 | 0 | 0 | 0 | 0 | 0 | #N/A | #N/A | 88 | #N/A | #N/A | #N/A | #N/A | 0% | 1 | 50% | 0% | 0% | 0% | 8.2745 | 0 | 0 | 0 | 8.2745 | #N/A
2007-10-06 06:01 | 10 | 6 | 6 | 279.2087 | 6678 | 46.04 | 39.02 | 991 | 46.04 | 0 | 0.011027 | Cooling | 0.0018378 | #N/A | #N/A | #N/A | #N/A | 0 | 0 | 0 | 0 | 0 | 0.011027 | #N/A | #N/A | 88 | #N/A | #N/A | #N/A | #N/A | 6.126e-06% | 1 | 50% | 0% | 0% | 0% | 8.2745 | 0 | 0 | 0 | 8.2745 | #N/A
2007-10-06 07:01 | 10 | 6 | 7 | 279.2504 | 6679 | 48.02 | 39.02 | 992 | 48.02 | 0 | 0.021759 | Cooling | 0.0036265 | #N/A | #N/A | #N/A | #N/A | 0 | 0 | 0 | 0 | 0 | 0.021759 | #N/A | #N/A | 88 | #N/A | #N/A | #N/A | #N/A | 1.209e-05% | 1 | 50% | 0% | 0% | 0% | 8.2745 | 0 | 0 | 0 | 8.2745 | #N/A
2007-10-06 08:01 | 10 | 6 | 8 | 279.2921 | 6680 | 48.02 | 39.92 | 993 | 48.02 | 0 | 0.014985 | Cooling | 0.0024975 | #N/A | #N/A | #N/A | #N/A | 0 | 0 | 0 | 0 | 0 | 0.014985 | #N/A | #N/A | 88 | #N/A | #N/A | #N/A | #N/A | 8.325e-06% | 1 | 50% | 0% | 0% | 0% | 8.2745 | 0 | 0 | 0 | 8.2745 | #N/A
2007-10-06 09:01 | 10 | 6 | 9 | 279.3337 | 6681 | 55.04 | 37.94 | 994 | 55.04 | 0 | 0.0037896 | Cooling | 0.0006316 | #N/A | #N/A | #N/A | #N/A | 0 | 0 | 0 | 0 | 0 | 0.0037896 | #N/A | #N/A | 88 | #N/A | #N/A | #N/A | #N/A | 2.105e-06% | 1 | 50% | 0% | 0% | 0% | 8.2745 | 0 | 0 | 0 | 8.2745 | #N/A
2007-10-06 10:01 | 10 | 6 | 10 | 279.3754 | 6682 | 60.08 | 33.98 | 996 | 60.08 | 0 | 0 | Cooling | 0 | #N/A | #N/A | #N/A | #N/A | 0 | 0 | 0 | 0 | 0 | 0 | #N/A | #N/A | 88 | #N/A | #N/A | #N/A | #N/A | 0% | 1 | 50% | 0% | 0% | 0% | 8.2745 | 0 | 0 | 0 | 8.2745 | #N/A
2007-10-06 11:01 | 10 | 6 | 11 | 279.4171 | 6683 | 60.08 | 33.08 | 997 | 60.08 | 0 | 0 | Cooling | 0 | #N/A | #N/A | #N/A | #N/A | 0 | 0 | 0 | 0 | 0 | 0 | #N/A | #N/A | 88 | #N/A | #N/A | #N/A | #N/A | 0% | 1 | 50% | 0% | 0% | 0% | 8.2745 | 0 | 0 | 0 | 8.2745 | #N/A
2007-10-06 12:01 | 10 | 6 | 12 | 279.4587 | 6684 | 66.92 | 33.08 | 998 | 66.92 | 0 | 0 | Cooling | 0 | #N/A | #N/A | #N/A | #N/A | 0 | 0 | 0 | 0 | 0 | 0 | #N/A | #N/A | 88 | #N/A | #N/A | #N/A | #N/A | 0% | 1 | 50% | 0% | 0% | 0% | 8.2745 | 0 | 0 | 0 | 8.2745 | #N/A
2007-10-06 13:01 | 10 | 6 | 13 | 279.5004 | 6685 | 68 | 30.92 | 999 | 68 | 0 | 0 | Cooling | 0 | #N/A | #N/A | #N/A | #N/A | 0 | 0 | 0 | 0 | 0 | 0 | #N/A | #N/A | 88 | #N/A | #N/A | #N/A | #N/A | 0% | 1 | 50% | 0% | 0% | 0% | 8.2745 | 0 | 0 | 0 | 8.2745 | #N/A
2007-10-06 14:01 | 10 | 6 | 14 | 279.5421 | 6686 | 68 | 30.02 | 1000 | 68 | 0 | 0 | Cooling | 0 | #N/A | #N/A | #N/A | #N/A | 0 | 0 | 0 | 0 | 0 | 0 | #N/A | #N/A | 88 | #N/A | #N/A | #N/A | #N/A | 0% | 1 | 50% | 0% | 0% | 0% | 8.2745 | 0 | 0 | 0 | 8.2745 | #N/A
2007-10-06 15:01 | 10 | 6 | 15 | 279.5837 | 6687 | 69.98 | 28.94 | 1001 | 69.98 | 0 | 0 | Cooling | 0 | #N/A | #N/A | #N/A | #N/A | 0 | 0 | 0 | 0 | 0 | 0 | #N/A | #N/A | 88 | #N/A | #N/A | #N/A | #N/A | 0% | 1 | 50% | 0% | 0% | 0% | 8.2745 | 0 | 0 | 0 | 8.2745 | #N/A
2007-10-06 16:01 | 10 | 6 | 16 | 279.6254 | 6688 | 71.06 | 28.94 | 1002 | 71.06 | 0 | 0 | Cooling | 0 | #N/A | #N/A | #N/A | #N/A | 0 | 0 | 0 | 0 | 0 | 0 | #N/A | #N/A | 88 | #N/A | #N/A | #N/A | #N/A | 0% | 1 | 50% | 0% | 0% | 0% | 8.2745 | 0 | 0 | 0 | 8.2745 | #N/A
2007-10-06 17:01 | 10 | 6 | 17 | 279.6671 | 6689 | 71.06 | 28.94 | 1002 | 71.06 | 0 | 0 | Cooling | 0 | #N/A | #N/A | #N/A | #N/A | 0 | 0 | 0 | 0 | 0 | 0 | #N/A | #N/A | 88 | #N/A | #N/A | #N/A | #N/A | 0% | 1 | 50% | 0% | 0% | 0% | 8.2745 | 0 | 0 | 0 | 8.2745 | #N/A
2007-10-06 18:01 | 10 | 6 | 18 | 279.7087 | 6690 | 60.98 | 30.02 | 1003 | 60.98 | 0 | 0 | Cooling | 0 | #N/A | #N/A | #N/A | #N/A | 0 | 0 | 0 | 0 | 0 | 0 | #N/A | #N/A | 88 | #N/A | #N/A | #N/A | #N/A | 0% | 1 | 50% | 0% | 0% | 0% | 8.2745 | 0 | 0 | 0 | 8.2745 | #N/A
2007-10-06 19:01 | 10 | 6 | 19 | 279.7504 | 6691 | 60.08 | 30.92 | 1003 | 60.08 | 0 | 0 | Cooling | 0 | #N/A | #N/A | #N/A | #N/A | 0 | 0 | 0 | 0 | 0 | 0 | #N/A | #N/A | 88 | #N/A | #N/A | #N/A | #N/A | 0% | 1 | 50% | 0% | 0% | 0% | 8.2745 | 0 | 0 | 0 | 8.2745 | #N/A
2007-10-06 20:01 | 10 | 6 | 20 | 279.7921 | 6692 | 60.08 | 32 | 1004 | 60.08 | 0 | 0 | Cooling | 0 | #N/A | #N/A | #N/A | #N/A | 0 | 0 | 0 | 0 | 0 | 0 | #N/A | #N/A | 88 | #N/A | #N/A | #N/A | #N/A | 0% | 1 | 50% | 0% | 0% | 0% | 8.2745 | 0 | 0 | 0 | 8.2745 | #N/A
2007-10-06 21:01 | 10 | 6 | 21 | 279.8337 | 6693 | 55.94 | 33.98 | 1004 | 55.94 | 0 | 0 | Cooling | 0 | #N/A | #N/A | #N/A | #N/A | 0 | 0 | 0 | 0 | 0 | 0 | #N/A | #N/A | 88 | #N/A | #N/A | #N/A | #N/A | 0% | 1 | 50% | 0% | 0% | 0% | 8.2745 | 0 | 0 | 0 | 8.2745 | #N/A
2007-10-06 22:01 | 10 | 6 | 22 | 279.8754 | 6694 | 53.06 | 35.06 | 1005 | 53.06 | 0 | 0 | Cooling | 0 | #N/A | #N/A | #N/A | #N/A | 0 | 0 | 0 | 0 | 0 | 0 | #N/A | #N/A | 88 | #N/A | #N/A | #N/A | #N/A | 0% | 1 | 50% | 0% | 0% | 0% | 8.2745 | 0 | 0 | 0 | 8.2745 | #N/A
2007-10-06 23:01 | 10 | 6 | 23 | 279.9171 | 6695 | 53.06 | 35.06 | 1005 | 53.06 | 0 | 0 | Cooling | 0 | #N/A | #N/A | #N/A | #N/A | 0 | 0 | 0 | 0 | 0 | 0 | #N/A | #N/A | 88 | #N/A | #N/A | #N/A | #N/A | 0% | 1 | 50% | 0% | 0% | 0% | 8.2745 | 0 | 0 | 0 | 8.2745 | #N/A
2007-10-07 00:01 | 10 | 7 | 0 | 279.9587 | 6696 | 48.92 | 33.98 | 1005 | 48.92 | 0 | 0 | Cooling | 0 | #N/A | #N/A | #N/A | #N/A | 0 | 0 | 0 | 0 | 0 | 0 | #N/A | #N/A | 88 | #N/A | #N/A | #N/A | #N/A | 0% | 1 | 50% | 0% | 0% | 0% | 8.2745 | 0 | 0 | 0 | 8.2745 | #N/A
2007-10-07 01:01 | 10 | 7 | 1 | 280.0004 | 6697 | 48.92 | 32 | 1005 | 48.92 | 0 | 0 | Cooling | 0 | #N/A | #N/A | #N/A | #N/A | 0 | 0 | 0 | 0 | 0 | 0 | #N/A | #N/A | 88 | #N/A | #N/A | #N/A | #N/A | 0% | 1 | 50% | 0% | 0% | 0% | 8.2745 | 0 | 0 | 0 | 8.2745 | #N/A
2007-10-07 02:01 | 10 | 7 | 2 | 280.0421 | 6698 | 48.92 | 30.02 | 1006 | 48.92 | 0 | 0 | Cooling | 0 | #N/A | #N/A | #N/A | #N/A | 0 | 0 | 0 | 0 | 0 | 0 | #N/A | #N/A | 88 | #N/A | #N/A | #N/A | #N/A | 0% | 1 | 50% | 0% | 0% | 0% | 8.2745 | 0 | 0 | 0 | 8.2745 | #N/A
2007-10-07 03:01 | 10 | 7 | 3 | 280.0837 | 6699 | 46.94 | 35.06 | 1005 | 46.94 | 0 | 0 | Cooling | 0 | #N/A | #N/A | #N/A | #N/A | 0 | 0 | 0 | 0 | 0 | 0 | #N/A | #N/A | 88 | #N/A | #N/A | #N/A | #N/A | 0% | 1 | 50% | 0% | 0% | 0% | 8.2745 | 0 | 0 | 0 | 8.2745 | #N/A
2007-10-07 04:01 | 10 | 7 | 4 | 280.1254 | 6700 | 44.96 | 35.96 | 1006 | 44.96 | 0 | 0 | Cooling | 0 | #N/A | #N/A | #N/A | #N/A | 0 | 0 | 0 | 0 | 0 | 0 | #N/A | #N/A | 88 | #N/A | #N/A | #N/A | #N/A | 0% | 1 | 50% | 0% | 0% | 0% | 8.2745 | 0 | 0 | 0 | 8.2745 | #N/A
2007-10-07 05:01 | 10 | 7 | 5 | 280.1671 | 6701 | 44.96 | 32 | 1007 | 44.96 | 0 | 0 | Cooling | 0 | #N/A | #N/A | #N/A | #N/A | 0 | 0 | 0 | 0 | 0 | 0 | #N/A | #N/A | 88 | #N/A | #N/A | #N/A | #N/A | 0% | 1 | 50% | 0% | 0% | 0% | 8.2745 | 0 | 0 | 0 | 8.2745 | #N/A
2007-10-07 06:01 | 10 | 7 | 6 | 280.2087 | 6702 | 44.06 | 35.96 | 1007 | 44.06 | 343.7174 | 0 | Heating | 45.829 | #N/A | #N/A | #N/A | #N/A | 343.7174 | #N/A | #N/A | 4.0174 | #N/A | 0 | 0 | 0 | 0 | 0 | 0 | 0 | 0 | 0.1528% | 1 | 50% | 0% | 0% | 0% | 8.2745 | 0 | 0 | 0 | 8.2745 | #N/A
2007-10-07 07:01 | 10 | 7 | 7 | 280.2504 | 6703 | 42.98 | 33.98 | 1008 | 42.98 | 134.4443 | 0 | Heating | 17.9259 | #N/A | #N/A | #N/A | #N/A | 134.4443 | #N/A | #N/A | 3.9388 | #N/A | 0 | 0 | 0 | 0 | 0 | 0 | 0 | 0 | 0.05975% | 1 | 50% | 0% | 0% | 0% | 8.2745 | 0 | 0 | 0 | 8.2745 | #N/A
2007-10-07 08:01 | 10 | 7 | 8 | 280.2921 | 6704 | 44.96 | 35.96 | 1008 | 44.96 | 9.4558 | 0 | Heating | 1.2608 | #N/A | #N/A | #N/A | #N/A | 9.4558 | #N/A | #N/A | 4.0856 | #N/A | 0 | 0 | 0 | 0 | 0 | 0 | 0 | 0 | 0.004203% | 1 | 50% | 0% | 0% | 0% | 8.2745 | 0 | 0 | 0 | 8.2745 | #N/A
2007-10-07 09:01 | 10 | 7 | 9 | 280.3337 | 6705 | 55.04 | 35.06 | 1008 | 55.04 | 3.1068 | 0 | Heating | 0.41424 | #N/A | #N/A | #N/A | #N/A | 3.1068 | #N/A | #N/A | 5.0265 | #N/A | 0 | 0 | 0 | 0 | 0 | 0 | 0 | 0 | 0.001381% | 1 | 50% | 0% | 0% | 0% | 8.2745 | 0 | 0 | 0 | 8.2745 | #N/A
2007-10-07 10:01 | 10 | 7 | 10 | 280.3754 | 6706 | 60.98 | 35.06 | 1008 | 60.98 | 1.4867 | 0 | Heating | 0.19823 | #N/A | #N/A | #N/A | #N/A | 1.4867 | #N/A | #N/A | 5.753 | #N/A | 0 | 0 | 0 | 0 | 0 | 0 | 0 | 0 | 0.0006608% | 1 | 50% | 0% | 0% | 0% | 8.2745 | 0 | 0 | 0 | 8.2745 | #N/A
2007-10-07 11:01 | 10 | 7 | 11 | 280.4171 | 6707 | 60.98 | 33.08 | 1008 | 60.98 | 0 | 0.25368 | Cooling | 0.042281 | #N/A | #N/A | #N/A | #N/A | 0 | 0 | 0 | 0 | 0 | 0.25368 | #N/A | #N/A | 88 | #N/A | #N/A | #N/A | #N/A | 0.0001409% | 1 | 50% | 0% | 0% | 0% | 8.2745 | 0 | 0 | 0 | 8.2745 | #N/A
2007-10-07 12:01 | 10 | 7 | 12 | 280.4587 | 6708 | 68 | 33.08 | 1007 | 68 | 0 | 0.086786 | Cooling | 0.014464 | #N/A | #N/A | #N/A | #N/A | 0 | 0 | 0 | 0 | 0 | 0.086786 | #N/A | #N/A | 88 | #N/A | #N/A | #N/A | #N/A | 4.821e-05% | 1 | 50% | 0% | 0% | 0% | 8.2745 | 0 | 0 | 0 | 8.2745 | #N/A
2007-10-07 13:01 | 10 | 7 | 13 | 280.5004 | 6709 | 69.98 | 33.98 | 1007 | 69.98 | 0 | 1.9099 | Cooling | 0.31832 | #N/A | #N/A | #N/A | #N/A | 0 | 0 | 0 | 0 | 0 | 1.9099 | #N/A | #N/A | 88 | #N/A | #N/A | #N/A | #N/A | 0.001061% | 1 | 50% | 0% | 0% | 0% | 8.2745 | 0 | 0 | 0 | 8.2745 | #N/A
2007-10-07 14:01 | 10 | 7 | 14 | 280.5421 | 6710 | 69.98 | 33.98 | 1007 | 69.98 | 0 | 10.9074 | Cooling | 1.8179 | #N/A | #N/A | #N/A | #N/A | 0 | 0 | 0 | 0 | 0 | 10.9074 | #N/A | #N/A | 88 | #N/A | #N/A | #N/A | #N/A | 0.00606% | 1 | 50% | 0% | 0% | 0% | 8.2745 | 0 | 0 | 0 | 8.2745 | #N/A
2007-10-07 15:01 | 10 | 7 | 15 | 280.5837 | 6711 | 73.04 | 35.06 | 1006 | 73.04 | 0 | 20.7018 | Cooling | 3.4503 | #N/A | #N/A | #N/A | #N/A | 0 | 0 | 0 | 0 | 0 | 20.7018 | #N/A | #N/A | 88 | #N/A | #N/A | #N/A | #N/A | 0.0115% | 1 | 50% | 0% | 0% | 0% | 8.2745 | 0 | 0 | 0 | 8.2745 | #N/A
2007-10-07 16:01 | 10 | 7 | 16 | 280.6254 | 6712 | 71.96 | 35.06 | 1006 | 71.96 | 0 | 57.1298 | Cooling | 9.5216 | #N/A | #N/A | #N/A | #N/A | 0 | 0 | 0 | 0 | 0 | 57.1298 | #N/A | #N/A | 88 | #N/A | #N/A | #N/A | #N/A | 0.03174% | 1 | 50% | 0% | 0% | 0% | 8.2745 | 0 | 0 | 0 | 8.2745 | #N/A
2007-10-07 17:01 | 10 | 7 | 17 | 280.6671 | 6713 | 71.96 | 35.96 | 1005 | 71.96 | 0 | 17.458 | Cooling | 2.9097 | #N/A | #N/A | #N/A | #N/A | 0 | 0 | 0 | 0 | 0 | 17.458 | #N/A | #N/A | 88 | #N/A | #N/A | #N/A | #N/A | 0.009699% | 1 | 50% | 0% | 0% | 0% | 8.2745 | 0 | 0 | 0 | 8.2745 | #N/A
2007-10-07 18:01 | 10 | 7 | 18 | 280.7087 | 6714 | 60.98 | 37.04 | 1005 | 60.98 | 0 | 1.4221 | Cooling | 0.23702 | #N/A | #N/A | #N/A | #N/A | 0 | 0 | 0 | 0 | 0 | 1.4221 | #N/A | #N/A | 88 | #N/A | #N/A | #N/A | #N/A | 0.0007901% | 1 | 50% | 0% | 0% | 0% | 8.2745 | 0 | 0 | 0 | 8.2745 | #N/A
2007-10-07 19:01 | 10 | 7 | 19 | 280.7504 | 6715 | 55.94 | 37.94 | 1005 | 55.94 | 0 | 0.03005 | Cooling | 0.0050083 | #N/A | #N/A | #N/A | #N/A | 0 | 0 | 0 | 0 | 0 | 0.03005 | #N/A | #N/A | 88 | #N/A | #N/A | #N/A | #N/A | 1.669e-05% | 1 | 50% | 0% | 0% | 0% | 8.2745 | 0 | 0 | 0 | 8.2745 | #N/A
2007-10-07 20:01 | 10 | 7 | 20 | 280.7921 | 6716 | 55.94 | 37.94 | 1005 | 55.94 | 0.12211 | 0 | Heating | 0.016282 | #N/A | #N/A | #N/A | #N/A | 0.12211 | #N/A | #N/A | 5.1278 | #N/A | 0 | 0 | 0 | 0 | 0 | 0 | 0 | 0 | 5.427e-05% | 1 | 50% | 0% | 0% | 0% | 8.2745 | 0 | 0 | 0 | 8.2745 | #N/A
2007-10-07 21:01 | 10 | 7 | 21 | 280.8337 | 6717 | 53.06 | 37.94 | 1005 | 53.06 | 2.3263 | 0 | Heating | 0.31017 | #N/A | #N/A | #N/A | #N/A | 2.3263 | #N/A | #N/A | 4.8142 | #N/A | 0 | 0 | 0 | 0 | 0 | 0 | 0 | 0 | 0.001034% | 1 | 50% | 0% | 0% | 0% | 8.2745 | 0 | 0 | 0 | 8.2745 | #N/A
2007-10-07 22:01 | 10 | 7 | 22 | 280.8754 | 6718 | 51.98 | 37.94 | 1005 | 51.98 | 0 | 0 | Cooling | 0 | #N/A | #N/A | #N/A | #N/A | 0 | 0 | 0 | 0 | 0 | 0 | #N/A | #N/A | 88 | #N/A | #N/A | #N/A | #N/A | 0% | 1 | 50% | 0% | 0% | 0% | 8.2745 | 0 | 0 | 0 | 8.2745 | #N/A
2007-10-07 23:01 | 10 | 7 | 23 | 280.9171 | 6719 | 51.98 | 37.04 | 1005 | 51.98 | 0 | 0 | Cooling | 0 | #N/A | #N/A | #N/A | #N/A | 0 | 0 | 0 | 0 | 0 | 0 | #N/A | #N/A | 88 | #N/A | #N/A | #N/A | #N/A | 0% | 1 | 50% | 0% | 0% | 0% | 8.2745 | 0 | 0 | 0 | 8.2745 | #N/A
2007-10-08 00:01 | 10 | 8 | 0 | 280.9587 | 6720 | 48.92 | 37.94 | 1004 | 48.92 | 0 | 0 | Cooling | 0 | #N/A | #N/A | #N/A | #N/A | 0 | 0 | 0 | 0 | 0 | 0 | #N/A | #N/A | 88 | #N/A | #N/A | #N/A | #N/A | 0% | 1 | 50% | 0% | 0% | 0% | 8.2745 | 0 | 0 | 0 | 8.2745 | #N/A
2007-10-08 01:01 | 10 | 8 | 1 | 281.0004 | 6721 | 48.92 | 37.04 | 1005 | 48.92 | 0 | 0 | Cooling | 0 | #N/A | #N/A | #N/A | #N/A | 0 | 0 | 0 | 0 | 0 | 0 | #N/A | #N/A | 88 | #N/A | #N/A | #N/A | #N/A | 0% | 1 | 50% | 0% | 0% | 0% | 8.2745 | 0 | 0 | 0 | 8.2745 | #N/A
2007-10-08 02:01 | 10 | 8 | 2 | 281.0421 | 6722 | 48.02 | 37.04 | 1005 | 48.02 | 0 | 0 | Cooling | 0 | #N/A | #N/A | #N/A | #N/A | 0 | 0 | 0 | 0 | 0 | 0 | #N/A | #N/A | 88 | #N/A | #N/A | #N/A | #N/A | 0% | 1 | 50% | 0% | 0% | 0% | 8.2745 | 0 | 0 | 0 | 8.2745 | #N/A
2007-10-08 03:01 | 10 | 8 | 3 | 281.0837 | 6723 | 44.96 | 37.04 | 1005 | 44.96 | 0 | 0 | Cooling | 0 | #N/A | #N/A | #N/A | #N/A | 0 | 0 | 0 | 0 | 0 | 0 | #N/A | #N/A | 88 | #N/A | #N/A | #N/A | #N/A | 0% | 1 | 50% | 0% | 0% | 0% | 8.2745 | 0 | 0 | 0 | 8.2745 | #N/A
2007-10-08 04:01 | 10 | 8 | 4 | 281.1254 | 6724 | 46.04 | 37.04 | 1004 | 46.04 | 0 | 0 | Cooling | 0 | #N/A | #N/A | #N/A | #N/A | 0 | 0 | 0 | 0 | 0 | 0 | #N/A | #N/A | 88 | #N/A | #N/A | #N/A | #N/A | 0% | 1 | 50% | 0% | 0% | 0% | 8.2745 | 0 | 0 | 0 | 8.2745 | #N/A
2007-10-08 05:01 | 10 | 8 | 5 | 281.1671 | 6725 | 46.04 | 35.96 | 1004 | 46.04 | 0 | 0 | Cooling | 0 | #N/A | #N/A | #N/A | #N/A | 0 | 0 | 0 | 0 | 0 | 0 | #N/A | #N/A | 88 | #N/A | #N/A | #N/A | #N/A | 0% | 1 | 50% | 0% | 0% | 0% | 8.2745 | 0 | 0 | 0 | 8.2745 | #N/A
2007-10-08 06:01 | 10 | 8 | 6 | 281.2087 | 6726 | 46.04 | 35.96 | 1004 | 46.04 | 142.3917 | 0 | Heating | 18.9856 | #N/A | #N/A | #N/A | #N/A | 142.3917 | #N/A | #N/A | 4.1705 | #N/A | 0 | 0 | 0 | 0 | 0 | 0 | 0 | 0 | 0.06329% | 1 | 50% | 0% | 0% | 0% | 8.2745 | 0 | 0 | 0 | 8.2745 | #N/A
2007-10-08 07:01 | 10 | 8 | 7 | 281.2504 | 6727 | 46.04 | 37.04 | 1004 | 46.04 | 12.9879 | 0 | Heating | 1.7317 | #N/A | #N/A | #N/A | #N/A | 12.9879 | #N/A | #N/A | 4.1705 | #N/A | 0 | 0 | 0 | 0 | 0 | 0 | 0 | 0 | 0.005772% | 1 | 50% | 0% | 0% | 0% | 8.2745 | 0 | 0 | 0 | 8.2745 | #N/A
2007-10-08 08:01 | 10 | 8 | 8 | 281.2921 | 6728 | 46.94 | 37.94 | 1004 | 46.94 | 0 | 0.20064 | Cooling | 0.03344 | #N/A | #N/A | #N/A | #N/A | 0 | 0 | 0 | 0 | 0 | 0.20064 | #N/A | #N/A | 88 | #N/A | #N/A | #N/A | #N/A | 0.0001115% | 1 | 50% | 0% | 0% | 0% | 8.2745 | 0 | 0 | 0 | 8.2745 | #N/A
2007-10-08 09:01 | 10 | 8 | 9 | 281.3337 | 6729 | 50 | 39.02 | 1003 | 50 | 0 | 44.6298 | Cooling | 7.4383 | #N/A | #N/A | #N/A | #N/A | 0 | 0 | 0 | 0 | 0 | 44.6298 | #N/A | #N/A | 88 | #N/A | #N/A | #N/A | #N/A | 0.02479% | 1 | 50% | 0% | 0% | 0% | 8.2745 | 0 | 0 | 0 | 8.2745 | #N/A
2007-10-08 10:01 | 10 | 8 | 10 | 281.3754 | 6730 | 60.08 | 37.94 | 1003 | 60.08 | 0 | 94.9061 | Cooling | 15.8177 | #N/A | #N/A | #N/A | #N/A | 0 | 0 | 0 | 0 | 0 | 94.9061 | #N/A | #N/A | 88 | #N/A | #N/A | #N/A | #N/A | 0.05273% | 1 | 50% | 0% | 0% | 0% | 8.2745 | 0 | 0 | 0 | 8.2745 | #N/A
2007-10-08 11:01 | 10 | 8 | 11 | 281.4171 | 6731 | 60.08 | 39.02 | 1002 | 60.08 | 0 | 262.4907 | Cooling | 43.7485 | #N/A | #N/A | #N/A | #N/A | 0 | 0 | 0 | 0 | 0 | 262.4907 | #N/A | #N/A | 88 | #N/A | #N/A | #N/A | #N/A | 0.1458% | 1 | 50% | 0% | 0% | 0% | 8.2745 | 0 | 0 | 0 | 8.2745 | #N/A
2007-10-08 12:01 | 10 | 8 | 12 | 281.4587 | 6732 | 69.98 | 39.92 | 1002 | 69.98 | 0 | 250.3679 | Cooling | 41.728 | #N/A | #N/A | #N/A | #N/A | 0 | 0 | 0 | 0 | 0 | 250.3679 | #N/A | #N/A | 88 | #N/A | #N/A | #N/A | #N/A | 0.1391% | 1 | 50% | 0% | 0% | 0% | 8.2745 | 0 | 0 | 0 | 8.2745 | #N/A
2007-10-08 13:01 | 10 | 8 | 13 | 281.5004 | 6733 | 71.96 | 39.92 | 1001 | 71.96 | 0 | 477.3671 | Cooling | 79.5612 | #N/A | #N/A | #N/A | #N/A | 0 | 0 | 0 | 0 | 0 | 477.3671 | #N/A | #N/A | 88 | #N/A | #N/A | #N/A | #N/A | 0.2652% | 1 | 50% | 0% | 0% | 0% | 8.2745 | 0 | 0 | 0 | 8.2745 | #N/A
2007-10-08 14:01 | 10 | 8 | 14 | 281.5421 | 6734 | 71.96 | 39.02 | 1001 | 71.96 | 0 | 586.7274 | Cooling | 97.7879 | #N/A | #N/A | #N/A | #N/A | 0 | 0 | 0 | 0 | 0 | 586.7274 | #N/A | #N/A | 88 | #N/A | #N/A | #N/A | #N/A | 0.326% | 1 | 50% | 0% | 0% | 0% | 8.2745 | 0 | 0 | 0 | 8.2745 | #N/A
2007-10-08 15:01 | 10 | 8 | 15 | 281.5837 | 6735 | 75.02 | 42.98 | 1001 | 75.02 | 0 | 600.4356 | Cooling | 100.0726 | #N/A | #N/A | #N/A | #N/A | 0 | 0 | 0 | 0 | 0 | 600.4356 | #N/A | #N/A | 88 | #N/A | #N/A | #N/A | #N/A | 0.3336% | 1 | 50% | 0% | 0% | 0% | 8.2745 | 0 | 0 | 0 | 8.2745 | #N/A
2007-10-08 16:01 | 10 | 8 | 16 | 281.6254 | 6736 | 73.04 | 42.08 | 1001 | 73.04 | 0 | 797.1262 | Cooling | 132.8544 | #N/A | #N/A | #N/A | #N/A | 0 | 0 | 0 | 0 | 0 | 797.1262 | #N/A | #N/A | 88 | #N/A | #N/A | #N/A | #N/A | 0.4428% | 1 | 50% | 0% | 0% | 0% | 8.2745 | 0 | 0 | 0 | 8.2745 | #N/A
2007-10-08 17:01 | 10 | 8 | 17 | 281.6671 | 6737 | 73.04 | 42.08 | 1001 | 73.04 | 0 | 796.5127 | Cooling | 132.7521 | #N/A | #N/A | #N/A | #N/A | 0 | 0 | 0 | 0 | 0 | 796.5127 | #N/A | #N/A | 88 | #N/A | #N/A | #N/A | #N/A | 0.4425% | 1 | 50% | 0% | 0% | 0% | 8.2745 | 0 | 0 | 0 | 8.2745 | #N/A
2007-10-08 18:01 | 10 | 8 | 18 | 281.7087 | 6738 | 68 | 48.02 | 1001 | 68 | 0 | 284.3224 | Cooling | 47.3871 | #N/A | #N/A | #N/A | #N/A | 0 | 0 | 0 | 0 | 0 | 284.3224 | #N/A | #N/A | 88 | #N/A | #N/A | #N/A | #N/A | 0.158% | 1 | 50% | 0% | 0% | 0% | 8.2745 | 0 | 0 | 0 | 8.2745 | #N/A
2007-10-08 19:01 | 10 | 8 | 19 | 281.7504 | 6739 | 68 | 48.02 | 1002 | 68 | 0 | 4.9238 | Cooling | 0.82063 | #N/A | #N/A | #N/A | #N/A | 0 | 0 | 0 | 0 | 0 | 4.9238 | #N/A | #N/A | 88 | #N/A | #N/A | #N/A | #N/A | 0.002735% | 1 | 50% | 0% | 0% | 0% | 8.2745 | 0 | 0 | 0 | 8.2745 | #N/A
2007-10-08 20:01 | 10 | 8 | 20 | 281.7921 | 6740 | 68 | 48.02 | 1002 | 68 | 0 | 0 | Cooling | 0 | #N/A | #N/A | #N/A | #N/A | 0 | 0 | 0 | 0 | 0 | 0 | #N/A | #N/A | 88 | #N/A | #N/A | #N/A | #N/A | 0% | 1 | 50% | 0% | 0% | 0% | 8.2745 | 0 | 0 | 0 | 8.2745 | #N/A
2007-10-08 21:01 | 10 | 8 | 21 | 281.8337 | 6741 | 64.94 | 48.92 | 1002 | 64.94 | 0 | 0 | Cooling | 0 | #N/A | #N/A | #N/A | #N/A | 0 | 0 | 0 | 0 | 0 | 0 | #N/A | #N/A | 88 | #N/A | #N/A | #N/A | #N/A | 0% | 1 | 50% | 0% | 0% | 0% | 8.2745 | 0 | 0 | 0 | 8.2745 | #N/A
2007-10-08 22:01 | 10 | 8 | 22 | 281.8754 | 6742 | 64.04 | 51.08 | 1003 | 64.04 | 0 | 0 | Cooling | 0 | #N/A | #N/A | #N/A | #N/A | 0 | 0 | 0 | 0 | 0 | 0 | #N/A | #N/A | 88 | #N/A | #N/A | #N/A | #N/A | 0% | 1 | 50% | 0% | 0% | 0% | 8.2745 | 0 | 0 | 0 | 8.2745 | #N/A
2007-10-08 23:01 | 10 | 8 | 23 | 281.9171 | 6743 | 64.04 | 51.08 | 1002 | 64.04 | 0 | 0 | Cooling | 0 | #N/A | #N/A | #N/A | #N/A | 0 | 0 | 0 | 0 | 0 | 0 | #N/A | #N/A | 88 | #N/A | #N/A | #N/A | #N/A | 0% | 1 | 50% | 0% | 0% | 0% | 8.2745 | 0 | 0 | 0 | 8.2745 | #N/A
2007-10-09 00:01 | 10 | 9 | 0 | 281.9587 | 6744 | 60.98 | 51.08 | 1002 | 60.98 | 0 | 0 | Cooling | 0 | #N/A | #N/A | #N/A | #N/A | 0 | 0 | 0 | 0 | 0 | 0 | #N/A | #N/A | 88 | #N/A | #N/A | #N/A | #N/A | 0% | 1 | 50% | 0% | 0% | 0% | 8.2745 | 0 | 0 | 0 | 8.2745 | #N/A
2007-10-09 01:01 | 10 | 9 | 1 | 282.0004 | 6745 | 59 | 48.02 | 1002 | 59 | 0 | 0 | Cooling | 0 | #N/A | #N/A | #N/A | #N/A | 0 | 0 | 0 | 0 | 0 | 0 | #N/A | #N/A | 88 | #N/A | #N/A | #N/A | #N/A | 0% | 1 | 50% | 0% | 0% | 0% | 8.2745 | 0 | 0 | 0 | 8.2745 | #N/A
2007-10-09 02:01 | 10 | 9 | 2 | 282.0421 | 6746 | 59 | 42.98 | 1002 | 59 | 0 | 0 | Cooling | 0 | #N/A | #N/A | #N/A | #N/A | 0 | 0 | 0 | 0 | 0 | 0 | #N/A | #N/A | 88 | #N/A | #N/A | #N/A | #N/A | 0% | 1 | 50% | 0% | 0% | 0% | 8.2745 | 0 | 0 | 0 | 8.2745 | #N/A
2007-10-09 03:01 | 10 | 9 | 3 | 282.0837 | 6747 | 55.04 | 42.98 | 1002 | 55.04 | 0 | 0 | Cooling | 0 | #N/A | #N/A | #N/A | #N/A | 0 | 0 | 0 | 0 | 0 | 0 | #N/A | #N/A | 88 | #N/A | #N/A | #N/A | #N/A | 0% | 1 | 50% | 0% | 0% | 0% | 8.2745 | 0 | 0 | 0 | 8.2745 | #N/A
2007-10-09 04:01 | 10 | 9 | 4 | 282.1254 | 6748 | 53.96 | 46.04 | 1002 | 53.96 | 0 | 0 | Cooling | 0 | #N/A | #N/A | #N/A | #N/A | 0 | 0 | 0 | 0 | 0 | 0 | #N/A | #N/A | 88 | #N/A | #N/A | #N/A | #N/A | 0% | 1 | 50% | 0% | 0% | 0% | 8.2745 | 0 | 0 | 0 | 8.2745 | #N/A
2007-10-09 05:01 | 10 | 9 | 5 | 282.1671 | 6749 | 53.96 | 48.02 | 1002 | 53.96 | 0 | 0 | Cooling | 0 | #N/A | #N/A | #N/A | #N/A | 0 | 0 | 0 | 0 | 0 | 0 | #N/A | #N/A | 88 | #N/A | #N/A | #N/A | #N/A | 0% | 1 | 50% | 0% | 0% | 0% | 8.2745 | 0 | 0 | 0 | 8.2745 | #N/A
2007-10-09 06:01 | 10 | 9 | 6 | 282.2087 | 6750 | 53.06 | 50 | 1003 | 53.06 | 0 | 100.682 | Cooling | 16.7803 | #N/A | #N/A | #N/A | #N/A | 0 | 0 | 0 | 0 | 0 | 100.682 | #N/A | #N/A | 88 | #N/A | #N/A | #N/A | #N/A | 0.05593% | 1 | 50% | 0% | 0% | 0% | 8.2745 | 0 | 0 | 0 | 8.2745 | #N/A
2007-10-09 07:01 | 10 | 9 | 7 | 282.2504 | 6751 | 53.06 | 53.06 | 1004 | 53.06 | 0 | 119.204 | Cooling | 19.8673 | #N/A | #N/A | #N/A | #N/A | 0 | 0 | 0 | 0 | 0 | 119.204 | #N/A | #N/A | 88 | #N/A | #N/A | #N/A | #N/A | 0.06622% | 1 | 50% | 0% | 0% | 0% | 8.2745 | 0 | 0 | 0 | 8.2745 | #N/A
2007-10-09 08:01 | 10 | 9 | 8 | 282.2921 | 6752 | 53.06 | 48.02 | 1005 | 53.06 | 0 | 49.0514 | Cooling | 8.1752 | #N/A | #N/A | #N/A | #N/A | 0 | 0 | 0 | 0 | 0 | 49.0514 | #N/A | #N/A | 88 | #N/A | #N/A | #N/A | #N/A | 0.02725% | 1 | 50% | 0% | 0% | 0% | 8.2745 | 0 | 0 | 0 | 8.2745 | #N/A
2007-10-09 09:01 | 10 | 9 | 9 | 282.3337 | 6753 | 57.92 | 46.04 | 1007 | 57.92 | 0 | 0.12346 | Cooling | 0.020577 | #N/A | #N/A | #N/A | #N/A | 0 | 0 | 0 | 0 | 0 | 0.12346 | #N/A | #N/A | 88 | #N/A | #N/A | #N/A | #N/A | 6.859e-05% | 1 | 50% | 0% | 0% | 0% | 8.2745 | 0 | 0 | 0 | 8.2745 | #N/A
2007-10-09 10:01 | 10 | 9 | 10 | 282.3754 | 6754 | 60.98 | 44.06 | 1008 | 60.98 | 0 | 0.76276 | Cooling | 0.12713 | #N/A | #N/A | #N/A | #N/A | 0 | 0 | 0 | 0 | 0 | 0.76276 | #N/A | #N/A | 88 | #N/A | #N/A | #N/A | #N/A | 0.0004238% | 1 | 50% | 0% | 0% | 0% | 8.2745 | 0 | 0 | 0 | 8.2745 | #N/A
2007-10-09 11:01 | 10 | 9 | 11 | 282.4171 | 6755 | 60.98 | 42.08 | 1008 | 60.98 | 0 | 0.66025 | Cooling | 0.11004 | #N/A | #N/A | #N/A | #N/A | 0 | 0 | 0 | 0 | 0 | 0.66025 | #N/A | #N/A | 88 | #N/A | #N/A | #N/A | #N/A | 0.0003668% | 1 | 50% | 0% | 0% | 0% | 8.2745 | 0 | 0 | 0 | 8.2745 | #N/A
2007-10-09 12:01 | 10 | 9 | 12 | 282.4587 | 6756 | 64.94 | 42.08 | 1008 | 64.94 | 0 | 0.49819 | Cooling | 0.083031 | #N/A | #N/A | #N/A | #N/A | 0 | 0 | 0 | 0 | 0 | 0.49819 | #N/A | #N/A | 88 | #N/A | #N/A | #N/A | #N/A | 0.0002768% | 1 | 50% | 0% | 0% | 0% | 8.2745 | 0 | 0 | 0 | 8.2745 | #N/A
2007-10-09 13:01 | 10 | 9 | 13 | 282.5004 | 6757 | 64.94 | 41 | 1009 | 64.94 | 0 | 0.12475 | Cooling | 0.020791 | #N/A | #N/A | #N/A | #N/A | 0 | 0 | 0 | 0 | 0 | 0.12475 | #N/A | #N/A | 88 | #N/A | #N/A | #N/A | #N/A | 6.93e-05% | 1 | 50% | 0% | 0% | 0% | 8.2745 | 0 | 0 | 0 | 8.2745 | #N/A
2007-10-09 14:01 | 10 | 9 | 14 | 282.5421 | 6758 | 64.94 | 39.02 | 1009 | 64.94 | 0 | 0.16843 | Cooling | 0.028072 | #N/A | #N/A | #N/A | #N/A | 0 | 0 | 0 | 0 | 0 | 0.16843 | #N/A | #N/A | 88 | #N/A | #N/A | #N/A | #N/A | 9.357e-05% | 1 | 50% | 0% | 0% | 0% | 8.2745 | 0 | 0 | 0 | 8.2745 | #N/A
2007-10-09 15:01 | 10 | 9 | 15 | 282.5837 | 6759 | 64.04 | 37.04 | 1010 | 64.04 | 0 | 0.17212 | Cooling | 0.028687 | #N/A | #N/A | #N/A | #N/A | 0 | 0 | 0 | 0 | 0 | 0.17212 | #N/A | #N/A | 88 | #N/A | #N/A | #N/A | #N/A | 9.562e-05% | 1 | 50% | 0% | 0% | 0% | 8.2745 | 0 | 0 | 0 | 8.2745 | #N/A
2007-10-09 16:01 | 10 | 9 | 16 | 282.6254 | 6760 | 64.04 | 35.96 | 1010 | 64.04 | 0 | 0.23169 | Cooling | 0.038615 | #N/A | #N/A | #N/A | #N/A | 0 | 0 | 0 | 0 | 0 | 0.23169 | #N/A | #N/A | 88 | #N/A | #N/A | #N/A | #N/A | 0.0001287% | 1 | 50% | 0% | 0% | 0% | 8.2745 | 0 | 0 | 0 | 8.2745 | #N/A
2007-10-09 17:01 | 10 | 9 | 17 | 282.6671 | 6761 | 64.04 | 35.06 | 1011 | 64.04 | 0 | 0.17123 | Cooling | 0.028539 | #N/A | #N/A | #N/A | #N/A | 0 | 0 | 0 | 0 | 0 | 0.17123 | #N/A | #N/A | 88 | #N/A | #N/A | #N/A | #N/A | 9.513e-05% | 1 | 50% | 0% | 0% | 0% | 8.2745 | 0 | 0 | 0 | 8.2745 | #N/A
2007-10-09 18:01 | 10 | 9 | 18 | 282.7087 | 6762 | 64.04 | 33.08 | 1012 | 64.04 | 0 | 0.53331 | Cooling | 0.088886 | #N/A | #N/A | #N/A | #N/A | 0 | 0 | 0 | 0 | 0 | 0.53331 | #N/A | #N/A | 88 | #N/A | #N/A | #N/A | #N/A | 0.0002963% | 1 | 50% | 0% | 0% | 0% | 8.2745 | 0 | 0 | 0 | 8.2745 | #N/A
2007-10-09 19:01 | 10 | 9 | 19 | 282.7504 | 6763 | 62.96 | 32 | 1012 | 62.96 | 0 | 0.55494 | Cooling | 0.09249 | #N/A | #N/A | #N/A | #N/A | 0 | 0 | 0 | 0 | 0 | 0.55494 | #N/A | #N/A | 88 | #N/A | #N/A | #N/A | #N/A | 0.0003083% | 1 | 50% | 0% | 0% | 0% | 8.2745 | 0 | 0 | 0 | 8.2745 | #N/A
2007-10-09 20:01 | 10 | 9 | 20 | 282.7921 | 6764 | 62.96 | 28.04 | 1012 | 62.96 | 0 | 0.49429 | Cooling | 0.082381 | #N/A | #N/A | #N/A | #N/A | 0 | 0 | 0 | 0 | 0 | 0.49429 | #N/A | #N/A | 88 | #N/A | #N/A | #N/A | #N/A | 0.0002746% | 1 | 50% | 0% | 0% | 0% | 8.2745 | 0 | 0 | 0 | 8.2745 | #N/A
2007-10-09 21:01 | 10 | 9 | 21 | 282.8337 | 6765 | 60.08 | 28.04 | 1013 | 60.08 | 0.35654 | 0 | Heating | 0.047538 | #N/A | #N/A | #N/A | #N/A | 0.35654 | #N/A | #N/A | 5.6339 | #N/A | 0 | 0 | 0 | 0 | 0 | 0 | 0 | 0 | 0.0001585% | 1 | 50% | 0% | 0% | 0% | 8.2745 | 0 | 0 | 0 | 8.2745 | #N/A
2007-10-09 22:01 | 10 | 9 | 22 | 282.8754 | 6766 | 60.08 | 26.06 | 1014 | 60.08 | 0 | 0.015745 | Cooling | 0.0026241 | #N/A | #N/A | #N/A | #N/A | 0 | 0 | 0 | 0 | 0 | 0.015745 | #N/A | #N/A | 88 | #N/A | #N/A | #N/A | #N/A | 8.747e-06% | 1 | 50% | 0% | 0% | 0% | 8.2745 | 0 | 0 | 0 | 8.2745 | #N/A
2007-10-09 23:01 | 10 | 9 | 23 | 282.9171 | 6767 | 60.08 | 26.06 | 1014 | 60.08 | 0 | 0.023397 | Cooling | 0.0038995 | #N/A | #N/A | #N/A | #N/A | 0 | 0 | 0 | 0 | 0 | 0.023397 | #N/A | #N/A | 88 | #N/A | #N/A | #N/A | #N/A | 1.3e-05% | 1 | 50% | 0% | 0% | 0% | 8.2745 | 0 | 0 | 0 | 8.2745 | #N/A
2007-10-10 00:01 | 10 | 10 | 0 | 282.9587 | 6768 | 57.92 | 26.06 | 1014 | 57.92 | 0 | 0.030334 | Cooling | 0.0050557 | #N/A | #N/A | #N/A | #N/A | 0 | 0 | 0 | 0 | 0 | 0.030334 | #N/A | #N/A | 88 | #N/A | #N/A | #N/A | #N/A | 1.685e-05% | 1 | 50% | 0% | 0% | 0% | 8.2745 | 0 | 0 | 0 | 8.2745 | #N/A
2007-10-10 01:01 | 10 | 10 | 1 | 283.0004 | 6769 | 57.92 | 24.98 | 1015 | 57.92 | 0 | 0.026645 | Cooling | 0.0044409 | #N/A | #N/A | #N/A | #N/A | 0 | 0 | 0 | 0 | 0 | 0.026645 | #N/A | #N/A | 88 | #N/A | #N/A | #N/A | #N/A | 1.48e-05% | 1 | 50% | 0% | 0% | 0% | 8.2745 | 0 | 0 | 0 | 8.2745 | #N/A
2007-10-10 02:01 | 10 | 10 | 2 | 283.0421 | 6770 | 57.92 | 24.98 | 1015 | 57.92 | 0 | 0.01891 | Cooling | 0.0031517 | #N/A | #N/A | #N/A | #N/A | 0 | 0 | 0 | 0 | 0 | 0.01891 | #N/A | #N/A | 88 | #N/A | #N/A | #N/A | #N/A | 1.051e-05% | 1 | 50% | 0% | 0% | 0% | 8.2745 | 0 | 0 | 0 | 8.2745 | #N/A
2007-10-10 03:01 | 10 | 10 | 3 | 283.0837 | 6771 | 57.92 | 26.06 | 1015 | 57.92 | 0 | 0.0072244 | Cooling | 0.0012041 | #N/A | #N/A | #N/A | #N/A | 0 | 0 | 0 | 0 | 0 | 0.0072244 | #N/A | #N/A | 88 | #N/A | #N/A | #N/A | #N/A | 4.014e-06% | 1 | 50% | 0% | 0% | 0% | 8.2745 | 0 | 0 | 0 | 8.2745 | #N/A
2007-10-10 04:01 | 10 | 10 | 4 | 283.1254 | 6772 | 57.02 | 24.98 | 1016 | 57.02 | 0 | 0 | Cooling | 0 | #N/A | #N/A | #N/A | #N/A | 0 | 0 | 0 | 0 | 0 | 0 | #N/A | #N/A | 88 | #N/A | #N/A | #N/A | #N/A | 0% | 1 | 50% | 0% | 0% | 0% | 8.2745 | 0 | 0 | 0 | 8.2745 | #N/A
2007-10-10 05:01 | 10 | 10 | 5 | 283.1671 | 6773 | 57.02 | 24.98 | 1016 | 57.02 | 0 | 0.028877 | Cooling | 0.0048129 | #N/A | #N/A | #N/A | #N/A | 0 | 0 | 0 | 0 | 0 | 0.028877 | #N/A | #N/A | 88 | #N/A | #N/A | #N/A | #N/A | 1.604e-05% | 1 | 50% | 0% | 0% | 0% | 8.2745 | 0 | 0 | 0 | 8.2745 | #N/A
2007-10-10 06:01 | 10 | 10 | 6 | 283.2087 | 6774 | 53.06 | 24.08 | 1017 | 53.06 | 418.3617 | 0 | Heating | 55.7816 | #N/A | #N/A | #N/A | #N/A | 418.3617 | #N/A | #N/A | 4.8142 | #N/A | 0 | 0 | 0 | 0 | 0 | 0 | 0 | 0 | 0.1859% | 1 | 50% | 0% | 0% | 0% | 8.2745 | 0 | 0 | 0 | 8.2745 | #N/A
2007-10-10 07:01 | 10 | 10 | 7 | 283.2504 | 6775 | 53.06 | 24.08 | 1017 | 53.06 | 183.2326 | 0 | Heating | 24.431 | #N/A | #N/A | #N/A | #N/A | 183.2326 | #N/A | #N/A | 4.8142 | #N/A | 0 | 0 | 0 | 0 | 0 | 0 | 0 | 0 | 0.08144% | 1 | 50% | 0% | 0% | 0% | 8.2745 | 0 | 0 | 0 | 8.2745 | #N/A
2007-10-10 08:01 | 10 | 10 | 8 | 283.2921 | 6776 | 53.06 | 26.96 | 1018 | 53.06 | 7.841 | 0 | Heating | 1.0455 | #N/A | #N/A | #N/A | #N/A | 7.841 | #N/A | #N/A | 4.8142 | #N/A | 0 | 0 | 0 | 0 | 0 | 0 | 0 | 0 | 0.003485% | 1 | 50% | 0% | 0% | 0% | 8.2745 | 0 | 0 | 0 | 8.2745 | #N/A
2007-10-10 09:01 | 10 | 10 | 9 | 283.3337 | 6777 | 53.06 | 24.08 | 1018 | 53.06 | 3.7106 | 0 | Heating | 0.49474 | #N/A | #N/A | #N/A | #N/A | 3.7106 | #N/A | #N/A | 4.8142 | #N/A | 0 | 0 | 0 | 0 | 0 | 0 | 0 | 0 | 0.001649% | 1 | 50% | 0% | 0% | 0% | 8.2745 | 0 | 0 | 0 | 8.2745 | #N/A
2007-10-10 10:01 | 10 | 10 | 10 | 283.3754 | 6778 | 53.96 | 24.08 | 1018 | 53.96 | 2.4626 | 0 | Heating | 0.32834 | #N/A | #N/A | #N/A | #N/A | 2.4626 | #N/A | #N/A | 4.9089 | #N/A | 0 | 0 | 0 | 0 | 0 | 0 | 0 | 0 | 0.001094% | 1 | 50% | 0% | 0% | 0% | 8.2745 | 0 | 0 | 0 | 8.2745 | #N/A
2007-10-10 11:01 | 10 | 10 | 11 | 283.4171 | 6779 | 53.96 | 23 | 1018 | 53.96 | 0 | 0.21156 | Cooling | 0.03526 | #N/A | #N/A | #N/A | #N/A | 0 | 0 | 0 | 0 | 0 | 0.21156 | #N/A | #N/A | 88 | #N/A | #N/A | #N/A | #N/A | 0.0001175% | 1 | 50% | 0% | 0% | 0% | 8.2745 | 0 | 0 | 0 | 8.2745 | #N/A
2007-10-10 12:01 | 10 | 10 | 12 | 283.4587 | 6780 | 57.92 | 23 | 1018 | 57.92 | 0 | 0.19287 | Cooling | 0.032145 | #N/A | #N/A | #N/A | #N/A | 0 | 0 | 0 | 0 | 0 | 0.19287 | #N/A | #N/A | 88 | #N/A | #N/A | #N/A | #N/A | 0.0001072% | 1 | 50% | 0% | 0% | 0% | 8.2745 | 0 | 0 | 0 | 8.2745 | #N/A
2007-10-10 13:01 | 10 | 10 | 13 | 283.5004 | 6781 | 59 | 23 | 1017 | 59 | 0 | 0.48497 | Cooling | 0.080828 | #N/A | #N/A | #N/A | #N/A | 0 | 0 | 0 | 0 | 0 | 0.48497 | #N/A | #N/A | 88 | #N/A | #N/A | #N/A | #N/A | 0.0002694% | 1 | 50% | 0% | 0% | 0% | 8.2745 | 0 | 0 | 0 | 8.2745 | #N/A
2007-10-10 14:01 | 10 | 10 | 14 | 283.5421 | 6782 | 59 | 19.94 | 1016 | 59 | 0 | 0.48395 | Cooling | 0.080659 | #N/A | #N/A | #N/A | #N/A | 0 | 0 | 0 | 0 | 0 | 0.48395 | #N/A | #N/A | 88 | #N/A | #N/A | #N/A | #N/A | 0.0002689% | 1 | 50% | 0% | 0% | 0% | 8.2745 | 0 | 0 | 0 | 8.2745 | #N/A
2007-10-10 15:01 | 10 | 10 | 15 | 283.5837 | 6783 | 57.92 | 17.96 | 1016 | 57.92 | 0 | 0.4827 | Cooling | 0.08045 | #N/A | #N/A | #N/A | #N/A | 0 | 0 | 0 | 0 | 0 | 0.4827 | #N/A | #N/A | 88 | #N/A | #N/A | #N/A | #N/A | 0.0002682% | 1 | 50% | 0% | 0% | 0% | 8.2745 | 0 | 0 | 0 | 8.2745 | #N/A
2007-10-10 16:01 | 10 | 10 | 16 | 283.6254 | 6784 | 57.92 | 15.08 | 1016 | 57.92 | 0 | 0.11351 | Cooling | 0.018918 | #N/A | #N/A | #N/A | #N/A | 0 | 0 | 0 | 0 | 0 | 0.11351 | #N/A | #N/A | 88 | #N/A | #N/A | #N/A | #N/A | 6.306e-05% | 1 | 50% | 0% | 0% | 0% | 8.2745 | 0 | 0 | 0 | 8.2745 | #N/A
2007-10-10 17:01 | 10 | 10 | 17 | 283.6671 | 6785 | 57.92 | 17.96 | 1016 | 57.92 | 0 | 0.076169 | Cooling | 0.012695 | #N/A | #N/A | #N/A | #N/A | 0 | 0 | 0 | 0 | 0 | 0.076169 | #N/A | #N/A | 88 | #N/A | #N/A | #N/A | #N/A | 4.232e-05% | 1 | 50% | 0% | 0% | 0% | 8.2745 | 0 | 0 | 0 | 8.2745 | #N/A
2007-10-10 18:01 | 10 | 10 | 18 | 283.7087 | 6786 | 53.96 | 24.98 | 1017 | 53.96 | 0 | 0.045795 | Cooling | 0.0076325 | #N/A | #N/A | #N/A | #N/A | 0 | 0 | 0 | 0 | 0 | 0.045795 | #N/A | #N/A | 88 | #N/A | #N/A | #N/A | #N/A | 2.544e-05% | 1 | 50% | 0% | 0% | 0% | 8.2745 | 0 | 0 | 0 | 8.2745 | #N/A
2007-10-10 19:01 | 10 | 10 | 19 | 283.7504 | 6787 | 53.06 | 28.04 | 1016 | 53.06 | 1.0162 | 0 | Heating | 0.13549 | #N/A | #N/A | #N/A | #N/A | 1.0162 | #N/A | #N/A | 4.8142 | #N/A | 0 | 0 | 0 | 0 | 0 | 0 | 0 | 0 | 0.0004516% | 1 | 50% | 0% | 0% | 0% | 8.2745 | 0 | 0 | 0 | 8.2745 | #N/A
2007-10-10 20:01 | 10 | 10 | 20 | 283.7921 | 6788 | 53.06 | 28.04 | 1016 | 53.06 | 4.5608 | 0 | Heating | 0.6081 | #N/A | #N/A | #N/A | #N/A | 4.5608 | #N/A | #N/A | 4.8142 | #N/A | 0 | 0 | 0 | 0 | 0 | 0 | 0 | 0 | 0.002027% | 1 | 50% | 0% | 0% | 0% | 8.2745 | 0 | 0 | 0 | 8.2745 | #N/A
2007-10-10 21:01 | 10 | 10 | 21 | 283.8337 | 6789 | 51.98 | 26.96 | 1016 | 51.98 | 7.4391 | 0 | Heating | 0.99188 | #N/A | #N/A | #N/A | #N/A | 7.4391 | #N/A | #N/A | 4.7043 | #N/A | 0 | 0 | 0 | 0 | 0 | 0 | 0 | 0 | 0.003306% | 1 | 50% | 0% | 0% | 0% | 8.2745 | 0 | 0 | 0 | 8.2745 | #N/A
2007-10-10 22:01 | 10 | 10 | 22 | 283.8754 | 6790 | 50 | 26.96 | 1016 | 50 | 0 | 0 | Cooling | 0 | #N/A | #N/A | #N/A | #N/A | 0 | 0 | 0 | 0 | 0 | 0 | #N/A | #N/A | 88 | #N/A | #N/A | #N/A | #N/A | 0% | 1 | 50% | 0% | 0% | 0% | 8.2745 | 0 | 0 | 0 | 8.2745 | #N/A
2007-10-10 23:01 | 10 | 10 | 23 | 283.9171 | 6791 | 50 | 26.96 | 1016 | 50 | 0 | 0 | Cooling | 0 | #N/A | #N/A | #N/A | #N/A | 0 | 0 | 0 | 0 | 0 | 0 | #N/A | #N/A | 88 | #N/A | #N/A | #N/A | #N/A | 0% | 1 | 50% | 0% | 0% | 0% | 8.2745 | 0 | 0 | 0 | 8.2745 | #N/A
2007-10-11 00:01 | 10 | 11 | 0 | 283.9587 | 6792 | 48.92 | 26.06 | 1016 | 48.92 | 0 | 0 | Cooling | 0 | #N/A | #N/A | #N/A | #N/A | 0 | 0 | 0 | 0 | 0 | 0 | #N/A | #N/A | 88 | #N/A | #N/A | #N/A | #N/A | 0% | 1 | 50% | 0% | 0% | 0% | 8.2745 | 0 | 0 | 0 | 8.2745 | #N/A
2007-10-11 01:01 | 10 | 11 | 1 | 284.0004 | 6793 | 48.92 | 24.98 | 1016 | 48.92 | 0 | 0 | Cooling | 0 | #N/A | #N/A | #N/A | #N/A | 0 | 0 | 0 | 0 | 0 | 0 | #N/A | #N/A | 88 | #N/A | #N/A | #N/A | #N/A | 0% | 1 | 50% | 0% | 0% | 0% | 8.2745 | 0 | 0 | 0 | 8.2745 | #N/A
2007-10-11 02:01 | 10 | 11 | 2 | 284.0421 | 6794 | 48.92 | 24.08 | 1016 | 48.92 | 0 | 0 | Cooling | 0 | #N/A | #N/A | #N/A | #N/A | 0 | 0 | 0 | 0 | 0 | 0 | #N/A | #N/A | 88 | #N/A | #N/A | #N/A | #N/A | 0% | 1 | 50% | 0% | 0% | 0% | 8.2745 | 0 | 0 | 0 | 8.2745 | #N/A
2007-10-11 03:01 | 10 | 11 | 3 | 284.0837 | 6795 | 46.94 | 23 | 1016 | 46.94 | 0.83581 | 0 | Heating | 0.11144 | #N/A | #N/A | #N/A | #N/A | 0.83581 | #N/A | #N/A | 4.2441 | #N/A | 0 | 0 | 0 | 0 | 0 | 0 | 0 | 0 | 0.0003715% | 1 | 50% | 0% | 0% | 0% | 8.2745 | 0 | 0 | 0 | 8.2745 | #N/A
2007-10-11 04:01 | 10 | 11 | 4 | 284.1254 | 6796 | 46.04 | 23 | 1016 | 46.04 | 4.33 | 0 | Heating | 0.57733 | #N/A | #N/A | #N/A | #N/A | 4.33 | #N/A | #N/A | 4.1705 | #N/A | 0 | 0 | 0 | 0 | 0 | 0 | 0 | 0 | 0.001924% | 1 | 50% | 0% | 0% | 0% | 8.2745 | 0 | 0 | 0 | 8.2745 | #N/A
2007-10-11 05:01 | 10 | 11 | 5 | 284.1671 | 6797 | 46.04 | 23 | 1017 | 46.04 | 4.6404 | 0 | Heating | 0.61872 | #N/A | #N/A | #N/A | #N/A | 4.6404 | #N/A | #N/A | 4.1705 | #N/A | 0 | 0 | 0 | 0 | 0 | 0 | 0 | 0 | 0.002062% | 1 | 50% | 0% | 0% | 0% | 8.2745 | 0 | 0 | 0 | 8.2745 | #N/A
2007-10-11 06:01 | 10 | 11 | 6 | 284.2087 | 6798 | 42.98 | 23 | 1017 | 42.98 | 424.073 | 0 | Heating | 56.5431 | #N/A | #N/A | #N/A | #N/A | 424.073 | #N/A | #N/A | 3.9388 | #N/A | 0 | 0 | 0 | 0 | 0 | 0 | 0 | 0 | 0.1885% | 1 | 50% | 0% | 0% | 0% | 8.2745 | 0 | 0 | 0 | 8.2745 | #N/A
2007-10-11 07:01 | 10 | 11 | 7 | 284.2504 | 6799 | 42.08 | 23 | 1017 | 42.08 | 189.5623 | 0 | Heating | 25.275 | #N/A | #N/A | #N/A | #N/A | 189.5623 | #N/A | #N/A | 3.8759 | #N/A | 0 | 0 | 0 | 0 | 0 | 0 | 0 | 0 | 0.08425% | 1 | 50% | 0% | 0% | 0% | 8.2745 | 0 | 0 | 0 | 8.2745 | #N/A
2007-10-11 08:01 | 10 | 11 | 8 | 284.2921 | 6800 | 42.08 | 26.96 | 1017 | 42.08 | 11.8803 | 0 | Heating | 1.584 | #N/A | #N/A | #N/A | #N/A | 11.8803 | #N/A | #N/A | 3.8759 | #N/A | 0 | 0 | 0 | 0 | 0 | 0 | 0 | 0 | 0.00528% | 1 | 50% | 0% | 0% | 0% | 8.2745 | 0 | 0 | 0 | 8.2745 | #N/A
2007-10-11 09:01 | 10 | 11 | 9 | 284.3337 | 6801 | 48.02 | 30.02 | 1017 | 48.02 | 5.8838 | 0 | Heating | 0.7845 | #N/A | #N/A | #N/A | #N/A | 5.8838 | #N/A | #N/A | 4.3357 | #N/A | 0 | 0 | 0 | 0 | 0 | 0 | 0 | 0 | 0.002615% | 1 | 50% | 0% | 0% | 0% | 8.2745 | 0 | 0 | 0 | 8.2745 | #N/A
2007-10-11 10:01 | 10 | 11 | 10 | 284.3754 | 6802 | 50 | 30.92 | 1016 | 50 | 2.0674 | 0 | Heating | 0.27565 | #N/A | #N/A | #N/A | #N/A | 2.0674 | #N/A | #N/A | 4.5134 | #N/A | 0 | 0 | 0 | 0 | 0 | 0 | 0 | 0 | 0.0009188% | 1 | 50% | 0% | 0% | 0% | 8.2745 | 0 | 0 | 0 | 8.2745 | #N/A
2007-10-11 11:01 | 10 | 11 | 11 | 284.4171 | 6803 | 50 | 32 | 1016 | 50 | 0 | 0.10108 | Cooling | 0.016846 | #N/A | #N/A | #N/A | #N/A | 0 | 0 | 0 | 0 | 0 | 0.10108 | #N/A | #N/A | 88 | #N/A | #N/A | #N/A | #N/A | 5.615e-05% | 1 | 50% | 0% | 0% | 0% | 8.2745 | 0 | 0 | 0 | 8.2745 | #N/A
2007-10-11 12:01 | 10 | 11 | 12 | 284.4587 | 6804 | 53.96 | 30.02 | 1016 | 53.96 | 0 | 3.8571 | Cooling | 0.64286 | #N/A | #N/A | #N/A | #N/A | 0 | 0 | 0 | 0 | 0 | 3.8571 | #N/A | #N/A | 88 | #N/A | #N/A | #N/A | #N/A | 0.002143% | 1 | 50% | 0% | 0% | 0% | 8.2745 | 0 | 0 | 0 | 8.2745 | #N/A
2007-10-11 13:01 | 10 | 11 | 13 | 284.5004 | 6805 | 57.02 | 30.92 | 1015 | 57.02 | 0 | 10.8967 | Cooling | 1.8161 | #N/A | #N/A | #N/A | #N/A | 0 | 0 | 0 | 0 | 0 | 10.8967 | #N/A | #N/A | 88 | #N/A | #N/A | #N/A | #N/A | 0.006054% | 1 | 50% | 0% | 0% | 0% | 8.2745 | 0 | 0 | 0 | 8.2745 | #N/A
2007-10-11 14:01 | 10 | 11 | 14 | 284.5421 | 6806 | 57.02 | 33.08 | 1014 | 57.02 | 0 | 120.1134 | Cooling | 20.0189 | #N/A | #N/A | #N/A | #N/A | 0 | 0 | 0 | 0 | 0 | 120.1134 | #N/A | #N/A | 88 | #N/A | #N/A | #N/A | #N/A | 0.06673% | 1 | 50% | 0% | 0% | 0% | 8.2745 | 0 | 0 | 0 | 8.2745 | #N/A
2007-10-11 15:01 | 10 | 11 | 15 | 284.5837 | 6807 | 59 | 33.08 | 1014 | 59 | 0 | 250.9908 | Cooling | 41.8318 | #N/A | #N/A | #N/A | #N/A | 0 | 0 | 0 | 0 | 0 | 250.9908 | #N/A | #N/A | 88 | #N/A | #N/A | #N/A | #N/A | 0.1394% | 1 | 50% | 0% | 0% | 0% | 8.2745 | 0 | 0 | 0 | 8.2745 | #N/A
2007-10-11 16:01 | 10 | 11 | 16 | 284.6254 | 6808 | 57.02 | 33.08 | 1013 | 57.02 | 0 | 328.7656 | Cooling | 54.7943 | #N/A | #N/A | #N/A | #N/A | 0 | 0 | 0 | 0 | 0 | 328.7656 | #N/A | #N/A | 88 | #N/A | #N/A | #N/A | #N/A | 0.1826% | 1 | 50% | 0% | 0% | 0% | 8.2745 | 0 | 0 | 0 | 8.2745 | #N/A
2007-10-11 17:01 | 10 | 11 | 17 | 284.6671 | 6809 | 57.02 | 33.98 | 1013 | 57.02 | 0 | 232.5078 | Cooling | 38.7513 | #N/A | #N/A | #N/A | #N/A | 0 | 0 | 0 | 0 | 0 | 232.5078 | #N/A | #N/A | 88 | #N/A | #N/A | #N/A | #N/A | 0.1292% | 1 | 50% | 0% | 0% | 0% | 8.2745 | 0 | 0 | 0 | 8.2745 | #N/A
2007-10-11 18:01 | 10 | 11 | 18 | 284.7087 | 6810 | 50 | 35.06 | 1013 | 50 | 0 | 6.6709 | Cooling | 1.1118 | #N/A | #N/A | #N/A | #N/A | 0 | 0 | 0 | 0 | 0 | 6.6709 | #N/A | #N/A | 88 | #N/A | #N/A | #N/A | #N/A | 0.003706% | 1 | 50% | 0% | 0% | 0% | 8.2745 | 0 | 0 | 0 | 8.2745 | #N/A
2007-10-11 19:01 | 10 | 11 | 19 | 284.7504 | 6811 | 46.94 | 35.06 | 1013 | 46.94 | 0 | 0.085457 | Cooling | 0.014243 | #N/A | #N/A | #N/A | #N/A | 0 | 0 | 0 | 0 | 0 | 0.085457 | #N/A | #N/A | 88 | #N/A | #N/A | #N/A | #N/A | 4.748e-05% | 1 | 50% | 0% | 0% | 0% | 8.2745 | 0 | 0 | 0 | 8.2745 | #N/A
2007-10-11 20:01 | 10 | 11 | 20 | 284.7921 | 6812 | 46.94 | 35.06 | 1013 | 46.94 | 0 | 0.053387 | Cooling | 0.0088978 | #N/A | #N/A | #N/A | #N/A | 0 | 0 | 0 | 0 | 0 | 0.053387 | #N/A | #N/A | 88 | #N/A | #N/A | #N/A | #N/A | 2.966e-05% | 1 | 50% | 0% | 0% | 0% | 8.2745 | 0 | 0 | 0 | 8.2745 | #N/A
2007-10-11 21:01 | 10 | 11 | 21 | 284.8337 | 6813 | 46.04 | 35.06 | 1013 | 46.04 | 1.0236 | 0 | Heating | 0.13648 | #N/A | #N/A | #N/A | #N/A | 1.0236 | #N/A | #N/A | 4.1705 | #N/A | 0 | 0 | 0 | 0 | 0 | 0 | 0 | 0 | 0.0004549% | 1 | 50% | 0% | 0% | 0% | 8.2745 | 0 | 0 | 0 | 8.2745 | #N/A
2007-10-11 22:01 | 10 | 11 | 22 | 284.8754 | 6814 | 42.98 | 35.06 | 1013 | 42.98 | 0 | 0 | Cooling | 0 | #N/A | #N/A | #N/A | #N/A | 0 | 0 | 0 | 0 | 0 | 0 | #N/A | #N/A | 88 | #N/A | #N/A | #N/A | #N/A | 0% | 1 | 50% | 0% | 0% | 0% | 8.2745 | 0 | 0 | 0 | 8.2745 | #N/A
2007-10-11 23:01 | 10 | 11 | 23 | 284.9171 | 6815 | 42.98 | 35.96 | 1013 | 42.98 | 0 | 0 | Cooling | 0 | #N/A | #N/A | #N/A | #N/A | 0 | 0 | 0 | 0 | 0 | 0 | #N/A | #N/A | 88 | #N/A | #N/A | #N/A | #N/A | 0% | 1 | 50% | 0% | 0% | 0% | 8.2745 | 0 | 0 | 0 | 8.2745 | #N/A
2007-10-12 00:01 | 10 | 12 | 0 | 284.9587 | 6816 | 41 | 37.04 | 1013 | 41 | 0 | 0 | Cooling | 0 | #N/A | #N/A | #N/A | #N/A | 0 | 0 | 0 | 0 | 0 | 0 | #N/A | #N/A | 88 | #N/A | #N/A | #N/A | #N/A | 0% | 1 | 50% | 0% | 0% | 0% | 8.2745 | 0 | 0 | 0 | 8.2745 | #N/A
2007-10-12 01:01 | 10 | 12 | 1 | 285.0004 | 6817 | 39.02 | 35.96 | 1012 | 39.02 | 0 | 0 | Cooling | 0 | #N/A | #N/A | #N/A | #N/A | 0 | 0 | 0 | 0 | 0 | 0 | #N/A | #N/A | 88 | #N/A | #N/A | #N/A | #N/A | 0% | 1 | 50% | 0% | 0% | 0% | 8.2745 | 0 | 0 | 0 | 8.2745 | #N/A
2007-10-12 02:01 | 10 | 12 | 2 | 285.0421 | 6818 | 39.02 | 35.96 | 1012 | 39.02 | 0 | 0 | Cooling | 0 | #N/A | #N/A | #N/A | #N/A | 0 | 0 | 0 | 0 | 0 | 0 | #N/A | #N/A | 88 | #N/A | #N/A | #N/A | #N/A | 0% | 1 | 50% | 0% | 0% | 0% | 8.2745 | 0 | 0 | 0 | 8.2745 | #N/A
2007-10-12 03:01 | 10 | 12 | 3 | 285.0837 | 6819 | 35.96 | 35.96 | 1011 | 35.96 | 0 | 0 | Cooling | 0 | #N/A | #N/A | #N/A | #N/A | 0 | 0 | 0 | 0 | 0 | 0 | #N/A | #N/A | 88 | #N/A | #N/A | #N/A | #N/A | 0% | 1 | 50% | 0% | 0% | 0% | 8.2745 | 0 | 0 | 0 | 8.2745 | #N/A
2007-10-12 04:01 | 10 | 12 | 4 | 285.1254 | 6820 | 33.98 | 35.96 | 1011 | 33.98 | 0 | 0 | Cooling | 0 | #N/A | #N/A | #N/A | #N/A | 0 | 0 | 0 | 0 | 0 | 0 | #N/A | #N/A | 88 | #N/A | #N/A | #N/A | #N/A | 0% | 1 | 50% | 0% | 0% | 0% | 8.2745 | 0 | 0 | 0 | 8.2745 | #N/A
2007-10-12 05:01 | 10 | 12 | 5 | 285.1671 | 6821 | 33.98 | 35.96 | 1011 | 33.98 | 0 | 0 | Cooling | 0 | #N/A | #N/A | #N/A | #N/A | 0 | 0 | 0 | 0 | 0 | 0 | #N/A | #N/A | 88 | #N/A | #N/A | #N/A | #N/A | 0% | 1 | 50% | 0% | 0% | 0% | 8.2745 | 0 | 0 | 0 | 8.2745 | #N/A
2007-10-12 06:01 | 10 | 12 | 6 | 285.2087 | 6822 | 35.6 | 35.96 | 1011 | 35.6 | 156.4842 | 0 | Heating | 20.8646 | #N/A | #N/A | #N/A | #N/A | 156.4842 | #N/A | #N/A | 3.4863 | #N/A | 0 | 0 | 0 | 0 | 0 | 0 | 0 | 0 | 0.06955% | 1 | 50% | 0% | 0% | 0% | 8.2745 | 0 | 0 | 0 | 8.2745 | #N/A
2007-10-12 07:01 | 10 | 12 | 7 | 285.2504 | 6823 | 35.96 | 35.96 | 1010 | 35.96 | 40.691 | 0 | Heating | 5.4255 | #N/A | #N/A | #N/A | #N/A | 40.691 | #N/A | #N/A | 3.5052 | #N/A | 0 | 0 | 0 | 0 | 0 | 0 | 0 | 0 | 0.01808% | 1 | 50% | 0% | 0% | 0% | 8.2745 | 0 | 0 | 0 | 8.2745 | #N/A
2007-10-12 08:01 | 10 | 12 | 8 | 285.2921 | 6824 | 35.96 | 39.92 | 1010 | 35.96 | 8.2327 | 0 | Heating | 1.0977 | #N/A | #N/A | #N/A | #N/A | 8.2327 | #N/A | #N/A | 3.5052 | #N/A | 0 | 0 | 0 | 0 | 0 | 0 | 0 | 0 | 0.003659% | 1 | 50% | 0% | 0% | 0% | 8.2745 | 0 | 0 | 0 | 8.2745 | #N/A
2007-10-12 09:01 | 10 | 12 | 9 | 285.3337 | 6825 | 46.94 | 42.98 | 1009 | 46.94 | 1.8793 | 0 | Heating | 0.25057 | #N/A | #N/A | #N/A | #N/A | 1.8793 | #N/A | #N/A | 4.2441 | #N/A | 0 | 0 | 0 | 0 | 0 | 0 | 0 | 0 | 0.0008352% | 1 | 50% | 0% | 0% | 0% | 8.2745 | 0 | 0 | 0 | 8.2745 | #N/A
2007-10-12 10:01 | 10 | 12 | 10 | 285.3754 | 6826 | 51.08 | 42.98 | 1009 | 51.08 | 0.2451 | 0 | Heating | 0.03268 | #N/A | #N/A | #N/A | #N/A | 0.2451 | #N/A | #N/A | 4.6159 | #N/A | 0 | 0 | 0 | 0 | 0 | 0 | 0 | 0 | 0.0001089% | 1 | 50% | 0% | 0% | 0% | 8.2745 | 0 | 0 | 0 | 8.2745 | #N/A
2007-10-12 11:01 | 10 | 12 | 11 | 285.4171 | 6827 | 51.08 | 44.06 | 1008 | 51.08 | 0 | 17.627 | Cooling | 2.9378 | #N/A | #N/A | #N/A | #N/A | 0 | 0 | 0 | 0 | 0 | 17.627 | #N/A | #N/A | 88 | #N/A | #N/A | #N/A | #N/A | 0.009793% | 1 | 50% | 0% | 0% | 0% | 8.2745 | 0 | 0 | 0 | 8.2745 | #N/A
2007-10-12 12:01 | 10 | 12 | 12 | 285.4587 | 6828 | 57.92 | 46.04 | 1006 | 57.92 | 0 | 57.3346 | Cooling | 9.5558 | #N/A | #N/A | #N/A | #N/A | 0 | 0 | 0 | 0 | 0 | 57.3346 | #N/A | #N/A | 88 | #N/A | #N/A | #N/A | #N/A | 0.03185% | 1 | 50% | 0% | 0% | 0% | 8.2745 | 0 | 0 | 0 | 8.2745 | #N/A
2007-10-12 13:01 | 10 | 12 | 13 | 285.5004 | 6829 | 60.98 | 46.04 | 1005 | 60.98 | 0 | 121.024 | Cooling | 20.1707 | #N/A | #N/A | #N/A | #N/A | 0 | 0 | 0 | 0 | 0 | 121.024 | #N/A | #N/A | 88 | #N/A | #N/A | #N/A | #N/A | 0.06724% | 1 | 50% | 0% | 0% | 0% | 8.2745 | 0 | 0 | 0 | 8.2745 | #N/A
2007-10-12 14:01 | 10 | 12 | 14 | 285.5421 | 6830 | 60.98 | 44.96 | 1005 | 60.98 | 0 | 115.8286 | Cooling | 19.3048 | #N/A | #N/A | #N/A | #N/A | 0 | 0 | 0 | 0 | 0 | 115.8286 | #N/A | #N/A | 88 | #N/A | #N/A | #N/A | #N/A | 0.06435% | 1 | 50% | 0% | 0% | 0% | 8.2745 | 0 | 0 | 0 | 8.2745 | #N/A
2007-10-12 15:01 | 10 | 12 | 15 | 285.5837 | 6831 | 64.04 | 46.04 | 1005 | 64.04 | 0 | 115.1561 | Cooling | 19.1927 | #N/A | #N/A | #N/A | #N/A | 0 | 0 | 0 | 0 | 0 | 115.1561 | #N/A | #N/A | 88 | #N/A | #N/A | #N/A | #N/A | 0.06398% | 1 | 50% | 0% | 0% | 0% | 8.2745 | 0 | 0 | 0 | 8.2745 | #N/A
2007-10-12 16:01 | 10 | 12 | 16 | 285.6254 | 6832 | 64.94 | 46.94 | 1005 | 64.94 | 0 | 182.1836 | Cooling | 30.3639 | #N/A | #N/A | #N/A | #N/A | 0 | 0 | 0 | 0 | 0 | 182.1836 | #N/A | #N/A | 88 | #N/A | #N/A | #N/A | #N/A | 0.1012% | 1 | 50% | 0% | 0% | 0% | 8.2745 | 0 | 0 | 0 | 8.2745 | #N/A
2007-10-12 17:01 | 10 | 12 | 17 | 285.6671 | 6833 | 64.94 | 46.94 | 1004 | 64.94 | 0 | 104.688 | Cooling | 17.448 | #N/A | #N/A | #N/A | #N/A | 0 | 0 | 0 | 0 | 0 | 104.688 | #N/A | #N/A | 88 | #N/A | #N/A | #N/A | #N/A | 0.05816% | 1 | 50% | 0% | 0% | 0% | 8.2745 | 0 | 0 | 0 | 8.2745 | #N/A
2007-10-12 18:01 | 10 | 12 | 18 | 285.7087 | 6834 | 53.96 | 46.94 | 1004 | 53.96 | 0 | 0 | Cooling | 0 | #N/A | #N/A | #N/A | #N/A | 0 | 0 | 0 | 0 | 0 | 0 | #N/A | #N/A | 88 | #N/A | #N/A | #N/A | #N/A | 0% | 1 | 50% | 0% | 0% | 0% | 8.2745 | 0 | 0 | 0 | 8.2745 | #N/A
2007-10-12 19:01 | 10 | 12 | 19 | 285.7504 | 6835 | 51.98 | 46.94 | 1004 | 51.98 | 0 | 0 | Cooling | 0 | #N/A | #N/A | #N/A | #N/A | 0 | 0 | 0 | 0 | 0 | 0 | #N/A | #N/A | 88 | #N/A | #N/A | #N/A | #N/A | 0% | 1 | 50% | 0% | 0% | 0% | 8.2745 | 0 | 0 | 0 | 8.2745 | #N/A
2007-10-12 20:01 | 10 | 12 | 20 | 285.7921 | 6836 | 51.98 | 46.94 | 1004 | 51.98 | 0 | 0 | Cooling | 0 | #N/A | #N/A | #N/A | #N/A | 0 | 0 | 0 | 0 | 0 | 0 | #N/A | #N/A | 88 | #N/A | #N/A | #N/A | #N/A | 0% | 1 | 50% | 0% | 0% | 0% | 8.2745 | 0 | 0 | 0 | 8.2745 | #N/A
2007-10-12 21:01 | 10 | 12 | 21 | 285.8337 | 6837 | 48.92 | 48.02 | 1004 | 48.92 | 0 | 0 | Cooling | 0 | #N/A | #N/A | #N/A | #N/A | 0 | 0 | 0 | 0 | 0 | 0 | #N/A | #N/A | 88 | #N/A | #N/A | #N/A | #N/A | 0% | 1 | 50% | 0% | 0% | 0% | 8.2745 | 0 | 0 | 0 | 8.2745 | #N/A
2007-10-12 22:01 | 10 | 12 | 22 | 285.8754 | 6838 | 50 | 48.02 | 1004 | 50 | 0 | 0 | Cooling | 0 | #N/A | #N/A | #N/A | #N/A | 0 | 0 | 0 | 0 | 0 | 0 | #N/A | #N/A | 88 | #N/A | #N/A | #N/A | #N/A | 0% | 1 | 50% | 0% | 0% | 0% | 8.2745 | 0 | 0 | 0 | 8.2745 | #N/A
2007-10-12 23:01 | 10 | 12 | 23 | 285.9171 | 6839 | 50 | 48.92 | 1004 | 50 | 0 | 0 | Cooling | 0 | #N/A | #N/A | #N/A | #N/A | 0 | 0 | 0 | 0 | 0 | 0 | #N/A | #N/A | 88 | #N/A | #N/A | #N/A | #N/A | 0% | 1 | 50% | 0% | 0% | 0% | 8.2745 | 0 | 0 | 0 | 8.2745 | #N/A
2007-10-13 00:01 | 10 | 13 | 0 | 285.9587 | 6840 | 51.98 | 48.92 | 1003 | 51.98 | 0 | 0 | Cooling | 0 | #N/A | #N/A | #N/A | #N/A | 0 | 0 | 0 | 0 | 0 | 0 | #N/A | #N/A | 88 | #N/A | #N/A | #N/A | #N/A | 0% | 1 | 50% | 0% | 0% | 0% | 8.2745 | 0 | 0 | 0 | 8.2745 | #N/A
2007-10-13 01:01 | 10 | 13 | 1 | 286.0004 | 6841 | 49.46 | 48.92 | 1002 | 49.46 | 0 | 0 | Cooling | 0 | #N/A | #N/A | #N/A | #N/A | 0 | 0 | 0 | 0 | 0 | 0 | #N/A | #N/A | 88 | #N/A | #N/A | #N/A | #N/A | 0% | 1 | 50% | 0% | 0% | 0% | 8.2745 | 0 | 0 | 0 | 8.2745 | #N/A
2007-10-13 02:01 | 10 | 13 | 2 | 286.0421 | 6842 | 49.46 | 50 | 1002 | 49.46 | 0 | 0 | Cooling | 0 | #N/A | #N/A | #N/A | #N/A | 0 | 0 | 0 | 0 | 0 | 0 | #N/A | #N/A | 88 | #N/A | #N/A | #N/A | #N/A | 0% | 1 | 50% | 0% | 0% | 0% | 8.2745 | 0 | 0 | 0 | 8.2745 | #N/A
2007-10-13 03:01 | 10 | 13 | 3 | 286.0837 | 6843 | 48.92 | 51.08 | 1002 | 48.92 | 0 | 0 | Cooling | 0 | #N/A | #N/A | #N/A | #N/A | 0 | 0 | 0 | 0 | 0 | 0 | #N/A | #N/A | 88 | #N/A | #N/A | #N/A | #N/A | 0% | 1 | 50% | 0% | 0% | 0% | 8.2745 | 0 | 0 | 0 | 8.2745 | #N/A
2007-10-13 04:01 | 10 | 13 | 4 | 286.1254 | 6844 | 50 | 53.96 | 1002 | 50 | 0 | 0 | Cooling | 0 | #N/A | #N/A | #N/A | #N/A | 0 | 0 | 0 | 0 | 0 | 0 | #N/A | #N/A | 88 | #N/A | #N/A | #N/A | #N/A | 0% | 1 | 50% | 0% | 0% | 0% | 8.2745 | 0 | 0 | 0 | 8.2745 | #N/A
2007-10-13 05:01 | 10 | 13 | 5 | 286.1671 | 6845 | 50 | 53.96 | 1001 | 50 | 0 | 0 | Cooling | 0 | #N/A | #N/A | #N/A | #N/A | 0 | 0 | 0 | 0 | 0 | 0 | #N/A | #N/A | 88 | #N/A | #N/A | #N/A | #N/A | 0% | 1 | 50% | 0% | 0% | 0% | 8.2745 | 0 | 0 | 0 | 8.2745 | #N/A
2007-10-13 06:01 | 10 | 13 | 6 | 286.2087 | 6846 | 48.92 | 53.96 | 1001 | 48.92 | 0 | 0 | Cooling | 0 | #N/A | #N/A | #N/A | #N/A | 0 | 0 | 0 | 0 | 0 | 0 | #N/A | #N/A | 88 | #N/A | #N/A | #N/A | #N/A | 0% | 1 | 50% | 0% | 0% | 0% | 8.2745 | 0 | 0 | 0 | 8.2745 | #N/A
2007-10-13 07:01 | 10 | 13 | 7 | 286.2504 | 6847 | 48.92 | 53.96 | 1001 | 48.92 | 0 | 1.2533 | Cooling | 0.20888 | #N/A | #N/A | #N/A | #N/A | 0 | 0 | 0 | 0 | 0 | 1.2533 | #N/A | #N/A | 88 | #N/A | #N/A | #N/A | #N/A | 0.0006963% | 1 | 50% | 0% | 0% | 0% | 8.2745 | 0 | 0 | 0 | 8.2745 | #N/A
2007-10-13 08:01 | 10 | 13 | 8 | 286.2921 | 6848 | 48.92 | 55.94 | 1001 | 48.92 | 0 | 2.6257 | Cooling | 0.43762 | #N/A | #N/A | #N/A | #N/A | 0 | 0 | 0 | 0 | 0 | 2.6257 | #N/A | #N/A | 88 | #N/A | #N/A | #N/A | #N/A | 0.001459% | 1 | 50% | 0% | 0% | 0% | 8.2745 | 0 | 0 | 0 | 8.2745 | #N/A
2007-10-13 09:01 | 10 | 13 | 9 | 286.3337 | 6849 | 55.04 | 55.94 | 1001 | 55.04 | 0 | 0 | Cooling | 0 | #N/A | #N/A | #N/A | #N/A | 0 | 0 | 0 | 0 | 0 | 0 | #N/A | #N/A | 88 | #N/A | #N/A | #N/A | #N/A | 0% | 1 | 50% | 0% | 0% | 0% | 8.2745 | 0 | 0 | 0 | 8.2745 | #N/A
2007-10-13 10:01 | 10 | 13 | 10 | 286.3754 | 6850 | 57.92 | 57.02 | 1001 | 57.92 | 0 | 0 | Cooling | 0 | #N/A | #N/A | #N/A | #N/A | 0 | 0 | 0 | 0 | 0 | 0 | #N/A | #N/A | 88 | #N/A | #N/A | #N/A | #N/A | 0% | 1 | 50% | 0% | 0% | 0% | 8.2745 | 0 | 0 | 0 | 8.2745 | #N/A
2007-10-13 11:01 | 10 | 13 | 11 | 286.4171 | 6851 | 57.92 | 57.02 | 1001 | 57.92 | 0 | 0 | Cooling | 0 | #N/A | #N/A | #N/A | #N/A | 0 | 0 | 0 | 0 | 0 | 0 | #N/A | #N/A | 88 | #N/A | #N/A | #N/A | #N/A | 0% | 1 | 50% | 0% | 0% | 0% | 8.2745 | 0 | 0 | 0 | 8.2745 | #N/A
2007-10-13 12:01 | 10 | 13 | 12 | 286.4587 | 6852 | 64.04 | 57.92 | 1000 | 64.04 | 0 | 0 | Cooling | 0 | #N/A | #N/A | #N/A | #N/A | 0 | 0 | 0 | 0 | 0 | 0 | #N/A | #N/A | 88 | #N/A | #N/A | #N/A | #N/A | 0% | 1 | 50% | 0% | 0% | 0% | 8.2745 | 0 | 0 | 0 | 8.2745 | #N/A
2007-10-13 13:01 | 10 | 13 | 13 | 286.5004 | 6853 | 64.94 | 60.08 | 999 | 64.94 | 0 | 0 | Cooling | 0 | #N/A | #N/A | #N/A | #N/A | 0 | 0 | 0 | 0 | 0 | 0 | #N/A | #N/A | 88 | #N/A | #N/A | #N/A | #N/A | 0% | 1 | 50% | 0% | 0% | 0% | 8.2745 | 0 | 0 | 0 | 8.2745 | #N/A
2007-10-13 14:01 | 10 | 13 | 14 | 286.5421 | 6854 | 64.94 | 60.98 | 999 | 64.94 | 0 | 0 | Cooling | 0 | #N/A | #N/A | #N/A | #N/A | 0 | 0 | 0 | 0 | 0 | 0 | #N/A | #N/A | 88 | #N/A | #N/A | #N/A | #N/A | 0% | 1 | 50% | 0% | 0% | 0% | 8.2745 | 0 | 0 | 0 | 8.2745 | #N/A
2007-10-13 15:01 | 10 | 13 | 15 | 286.5837 | 6855 | 66.92 | 60.98 | 999 | 66.92 | 0 | 0 | Cooling | 0 | #N/A | #N/A | #N/A | #N/A | 0 | 0 | 0 | 0 | 0 | 0 | #N/A | #N/A | 88 | #N/A | #N/A | #N/A | #N/A | 0% | 1 | 50% | 0% | 0% | 0% | 8.2745 | 0 | 0 | 0 | 8.2745 | #N/A
2007-10-13 16:01 | 10 | 13 | 16 | 286.6254 | 6856 | 66.02 | 60.98 | 999 | 66.02 | 0 | 0 | Cooling | 0 | #N/A | #N/A | #N/A | #N/A | 0 | 0 | 0 | 0 | 0 | 0 | #N/A | #N/A | 88 | #N/A | #N/A | #N/A | #N/A | 0% | 1 | 50% | 0% | 0% | 0% | 8.2745 | 0 | 0 | 0 | 8.2745 | #N/A
2007-10-13 17:01 | 10 | 13 | 17 | 286.6671 | 6857 | 66.02 | 60.08 | 998 | 66.02 | 0 | 0 | Cooling | 0 | #N/A | #N/A | #N/A | #N/A | 0 | 0 | 0 | 0 | 0 | 0 | #N/A | #N/A | 88 | #N/A | #N/A | #N/A | #N/A | 0% | 1 | 50% | 0% | 0% | 0% | 8.2745 | 0 | 0 | 0 | 8.2745 | #N/A
2007-10-13 18:01 | 10 | 13 | 18 | 286.7087 | 6858 | 60.98 | 60.08 | 999 | 60.98 | 0 | 0 | Cooling | 0 | #N/A | #N/A | #N/A | #N/A | 0 | 0 | 0 | 0 | 0 | 0 | #N/A | #N/A | 88 | #N/A | #N/A | #N/A | #N/A | 0% | 1 | 50% | 0% | 0% | 0% | 8.2745 | 0 | 0 | 0 | 8.2745 | #N/A
2007-10-13 19:01 | 10 | 13 | 19 | 286.7504 | 6859 | 60.08 | 60.08 | 998 | 60.08 | 0 | 0 | Cooling | 0 | #N/A | #N/A | #N/A | #N/A | 0 | 0 | 0 | 0 | 0 | 0 | #N/A | #N/A | 88 | #N/A | #N/A | #N/A | #N/A | 0% | 1 | 50% | 0% | 0% | 0% | 8.2745 | 0 | 0 | 0 | 8.2745 | #N/A
2007-10-13 20:01 | 10 | 13 | 20 | 286.7921 | 6860 | 60.08 | 59 | 998 | 60.08 | 0 | 0 | Cooling | 0 | #N/A | #N/A | #N/A | #N/A | 0 | 0 | 0 | 0 | 0 | 0 | #N/A | #N/A | 88 | #N/A | #N/A | #N/A | #N/A | 0% | 1 | 50% | 0% | 0% | 0% | 8.2745 | 0 | 0 | 0 | 8.2745 | #N/A
2007-10-13 21:01 | 10 | 13 | 21 | 286.8337 | 6861 | 57.02 | 57.92 | 998 | 57.02 | 0 | 0 | Cooling | 0 | #N/A | #N/A | #N/A | #N/A | 0 | 0 | 0 | 0 | 0 | 0 | #N/A | #N/A | 88 | #N/A | #N/A | #N/A | #N/A | 0% | 1 | 50% | 0% | 0% | 0% | 8.2745 | 0 | 0 | 0 | 8.2745 | #N/A
2007-10-13 22:01 | 10 | 13 | 22 | 286.8754 | 6862 | 55.94 | 57.02 | 998 | 55.94 | 0 | 0 | Cooling | 0 | #N/A | #N/A | #N/A | #N/A | 0 | 0 | 0 | 0 | 0 | 0 | #N/A | #N/A | 88 | #N/A | #N/A | #N/A | #N/A | 0% | 1 | 50% | 0% | 0% | 0% | 8.2745 | 0 | 0 | 0 | 8.2745 | #N/A
2007-10-13 23:01 | 10 | 13 | 23 | 286.9171 | 6863 | 55.94 | 55.94 | 998 | 55.94 | 0 | 0 | Cooling | 0 | #N/A | #N/A | #N/A | #N/A | 0 | 0 | 0 | 0 | 0 | 0 | #N/A | #N/A | 88 | #N/A | #N/A | #N/A | #N/A | 0% | 1 | 50% | 0% | 0% | 0% | 8.2745 | 0 | 0 | 0 | 8.2745 | #N/A
2007-10-14 00:01 | 10 | 14 | 0 | 286.9587 | 6864 | 53.96 | 55.94 | 996 | 53.96 | 0 | 0 | Cooling | 0 | #N/A | #N/A | #N/A | #N/A | 0 | 0 | 0 | 0 | 0 | 0 | #N/A | #N/A | 88 | #N/A | #N/A | #N/A | #N/A | 0% | 1 | 50% | 0% | 0% | 0% | 8.2745 | 0 | 0 | 0 | 8.2745 | #N/A
2007-10-14 01:01 | 10 | 14 | 1 | 287.0004 | 6865 | 53.06 | 57.02 | 996 | 53.06 | 0 | 0 | Cooling | 0 | #N/A | #N/A | #N/A | #N/A | 0 | 0 | 0 | 0 | 0 | 0 | #N/A | #N/A | 88 | #N/A | #N/A | #N/A | #N/A | 0% | 1 | 50% | 0% | 0% | 0% | 8.2745 | 0 | 0 | 0 | 8.2745 | #N/A
2007-10-14 02:01 | 10 | 14 | 2 | 287.0421 | 6866 | 53.06 | 57.92 | 995 | 53.06 | 0 | 0 | Cooling | 0 | #N/A | #N/A | #N/A | #N/A | 0 | 0 | 0 | 0 | 0 | 0 | #N/A | #N/A | 88 | #N/A | #N/A | #N/A | #N/A | 0% | 1 | 50% | 0% | 0% | 0% | 8.2745 | 0 | 0 | 0 | 8.2745 | #N/A
2007-10-14 03:01 | 10 | 14 | 3 | 287.0837 | 6867 | 53.06 | 57.02 | 993 | 53.06 | 0 | 0 | Cooling | 0 | #N/A | #N/A | #N/A | #N/A | 0 | 0 | 0 | 0 | 0 | 0 | #N/A | #N/A | 88 | #N/A | #N/A | #N/A | #N/A | 0% | 1 | 50% | 0% | 0% | 0% | 8.2745 | 0 | 0 | 0 | 8.2745 | #N/A
2007-10-14 04:01 | 10 | 14 | 4 | 287.1254 | 6868 | 53.06 | 57.02 | 992 | 53.06 | 0 | 0 | Cooling | 0 | #N/A | #N/A | #N/A | #N/A | 0 | 0 | 0 | 0 | 0 | 0 | #N/A | #N/A | 88 | #N/A | #N/A | #N/A | #N/A | 0% | 1 | 50% | 0% | 0% | 0% | 8.2745 | 0 | 0 | 0 | 8.2745 | #N/A
2007-10-14 05:01 | 10 | 14 | 5 | 287.1671 | 6869 | 53.06 | 57.92 | 991 | 53.06 | 0 | 0 | Cooling | 0 | #N/A | #N/A | #N/A | #N/A | 0 | 0 | 0 | 0 | 0 | 0 | #N/A | #N/A | 88 | #N/A | #N/A | #N/A | #N/A | 0% | 1 | 50% | 0% | 0% | 0% | 8.2745 | 0 | 0 | 0 | 8.2745 | #N/A
2007-10-14 06:01 | 10 | 14 | 6 | 287.2087 | 6870 | 53.96 | 59 | 991 | 53.96 | 0 | 604.2096 | Cooling | 100.7016 | #N/A | #N/A | #N/A | #N/A | 0 | 0 | 0 | 0 | 0 | 604.2096 | #N/A | #N/A | 88 | #N/A | #N/A | #N/A | #N/A | 0.3357% | 1 | 50% | 0% | 0% | 0% | 8.2745 | 0 | 0 | 0 | 8.2745 | #N/A
2007-10-14 07:01 | 10 | 14 | 7 | 287.2504 | 6871 | 55.4 | 60.08 | 990 | 55.4 | 0 | 725.2627 | Cooling | 120.8771 | #N/A | #N/A | #N/A | #N/A | 0 | 0 | 0 | 0 | 0 | 725.2627 | #N/A | #N/A | 88 | #N/A | #N/A | #N/A | #N/A | 0.4029% | 1 | 50% | 0% | 0% | 0% | 8.2745 | 0 | 0 | 0 | 8.2745 | #N/A
2007-10-14 08:01 | 10 | 14 | 8 | 287.2921 | 6872 | 55.04 | 60.08 | 990 | 55.04 | 0 | 1691.1959 | Cooling | 281.866 | #N/A | #N/A | #N/A | #N/A | 0 | 0 | 0 | 0 | 0 | 1691.1959 | #N/A | #N/A | 88 | #N/A | #N/A | #N/A | #N/A | 0.9396% | 1 | 50% | 0% | 0% | 0% | 8.2745 | 0 | 0 | 0 | 8.2745 | #N/A
2007-10-14 09:01 | 10 | 14 | 9 | 287.3337 | 6873 | 59 | 60.98 | 990 | 59 | 0 | 1807.115 | Cooling | 301.1858 | #N/A | #N/A | #N/A | #N/A | 0 | 0 | 0 | 0 | 0 | 1807.115 | #N/A | #N/A | 88 | #N/A | #N/A | #N/A | #N/A | 1.004% | 1 | 50% | 0% | 0% | 0% | 8.2745 | 0 | 0 | 0 | 8.2745 | #N/A
2007-10-14 10:01 | 10 | 14 | 10 | 287.3754 | 6874 | 62.06 | 62.06 | 990 | 62.06 | 0 | 1817.9432 | Cooling | 302.9905 | #N/A | #N/A | #N/A | #N/A | 0 | 0 | 0 | 0 | 0 | 1817.9432 | #N/A | #N/A | 88 | #N/A | #N/A | #N/A | #N/A | 1.01% | 1 | 50% | 0% | 0% | 0% | 8.2745 | 0 | 0 | 0 | 8.2745 | #N/A
2007-10-14 11:01 | 10 | 14 | 11 | 287.4171 | 6875 | 62.06 | 60.98 | 989 | 62.06 | 0 | 1926.9404 | Cooling | 321.1567 | #N/A | #N/A | #N/A | #N/A | 0 | 0 | 0 | 0 | 0 | 1926.9404 | #N/A | #N/A | 88 | #N/A | #N/A | #N/A | #N/A | 1.071% | 1 | 50% | 0% | 0% | 0% | 8.2745 | 0 | 0 | 0 | 8.2745 | #N/A
2007-10-14 12:01 | 10 | 14 | 12 | 287.4587 | 6876 | 62.06 | 59 | 989 | 62.06 | 0 | 1411.8214 | Cooling | 235.3036 | #N/A | #N/A | #N/A | #N/A | 0 | 0 | 0 | 0 | 0 | 1411.8214 | #N/A | #N/A | 88 | #N/A | #N/A | #N/A | #N/A | 0.7843% | 1 | 50% | 0% | 0% | 0% | 8.2745 | 0 | 0 | 0 | 8.2745 | #N/A
2007-10-14 13:01 | 10 | 14 | 13 | 287.5004 | 6877 | 59 | 57.92 | 989 | 59 | 0 | 1240.0084 | Cooling | 206.6681 | #N/A | #N/A | #N/A | #N/A | 0 | 0 | 0 | 0 | 0 | 1240.0084 | #N/A | #N/A | 88 | #N/A | #N/A | #N/A | #N/A | 0.6889% | 1 | 50% | 0% | 0% | 0% | 8.2745 | 0 | 0 | 0 | 8.2745 | #N/A
2007-10-14 14:01 | 10 | 14 | 14 | 287.5421 | 6878 | 59 | 55.04 | 989 | 59 | 0 | 960.7637 | Cooling | 160.1273 | #N/A | #N/A | #N/A | #N/A | 0 | 0 | 0 | 0 | 0 | 960.7637 | #N/A | #N/A | 88 | #N/A | #N/A | #N/A | #N/A | 0.5338% | 1 | 50% | 0% | 0% | 0% | 8.2745 | 0 | 0 | 0 | 8.2745 | #N/A
2007-10-14 15:01 | 10 | 14 | 15 | 287.5837 | 6879 | 57.92 | 53.06 | 989 | 57.92 | 0 | 642.4118 | Cooling | 107.0686 | #N/A | #N/A | #N/A | #N/A | 0 | 0 | 0 | 0 | 0 | 642.4118 | #N/A | #N/A | 88 | #N/A | #N/A | #N/A | #N/A | 0.3569% | 1 | 50% | 0% | 0% | 0% | 8.2745 | 0 | 0 | 0 | 8.2745 | #N/A
2007-10-14 16:01 | 10 | 14 | 16 | 287.6254 | 6880 | 57.2 | 48.02 | 990 | 57.2 | 0 | 275.855 | Cooling | 45.9758 | #N/A | #N/A | #N/A | #N/A | 0 | 0 | 0 | 0 | 0 | 275.855 | #N/A | #N/A | 88 | #N/A | #N/A | #N/A | #N/A | 0.1533% | 1 | 50% | 0% | 0% | 0% | 8.2745 | 0 | 0 | 0 | 8.2745 | #N/A
2007-10-14 17:01 | 10 | 14 | 17 | 287.6671 | 6881 | 57.02 | 44.06 | 991 | 57.02 | 0 | 129.3688 | Cooling | 21.5615 | #N/A | #N/A | #N/A | #N/A | 0 | 0 | 0 | 0 | 0 | 129.3688 | #N/A | #N/A | 88 | #N/A | #N/A | #N/A | #N/A | 0.07187% | 1 | 50% | 0% | 0% | 0% | 8.2745 | 0 | 0 | 0 | 8.2745 | #N/A
2007-10-14 18:01 | 10 | 14 | 18 | 287.7087 | 6882 | 55.04 | 42.08 | 992 | 55.04 | 0 | 10.3865 | Cooling | 1.7311 | #N/A | #N/A | #N/A | #N/A | 0 | 0 | 0 | 0 | 0 | 10.3865 | #N/A | #N/A | 88 | #N/A | #N/A | #N/A | #N/A | 0.00577% | 1 | 50% | 0% | 0% | 0% | 8.2745 | 0 | 0 | 0 | 8.2745 | #N/A
2007-10-14 19:01 | 10 | 14 | 19 | 287.7504 | 6883 | 53.06 | 41 | 993 | 53.06 | 0 | 0.042166 | Cooling | 0.0070277 | #N/A | #N/A | #N/A | #N/A | 0 | 0 | 0 | 0 | 0 | 0.042166 | #N/A | #N/A | 88 | #N/A | #N/A | #N/A | #N/A | 2.343e-05% | 1 | 50% | 0% | 0% | 0% | 8.2745 | 0 | 0 | 0 | 8.2745 | #N/A
2007-10-14 20:01 | 10 | 14 | 20 | 287.7921 | 6884 | 53.06 | 41 | 994 | 53.06 | 0 | 0.069813 | Cooling | 0.011636 | #N/A | #N/A | #N/A | #N/A | 0 | 0 | 0 | 0 | 0 | 0.069813 | #N/A | #N/A | 88 | #N/A | #N/A | #N/A | #N/A | 3.879e-05% | 1 | 50% | 0% | 0% | 0% | 8.2745 | 0 | 0 | 0 | 8.2745 | #N/A
2007-10-14 21:01 | 10 | 14 | 21 | 287.8337 | 6885 | 50 | 37.94 | 995 | 50 | 0 | 0.13129 | Cooling | 0.021882 | #N/A | #N/A | #N/A | #N/A | 0 | 0 | 0 | 0 | 0 | 0.13129 | #N/A | #N/A | 88 | #N/A | #N/A | #N/A | #N/A | 7.294e-05% | 1 | 50% | 0% | 0% | 0% | 8.2745 | 0 | 0 | 0 | 8.2745 | #N/A
2007-10-14 22:01 | 10 | 14 | 22 | 287.8754 | 6886 | 48.92 | 37.04 | 995 | 48.92 | 0 | 0 | Cooling | 0 | #N/A | #N/A | #N/A | #N/A | 0 | 0 | 0 | 0 | 0 | 0 | #N/A | #N/A | 88 | #N/A | #N/A | #N/A | #N/A | 0% | 1 | 50% | 0% | 0% | 0% | 8.2745 | 0 | 0 | 0 | 8.2745 | #N/A
2007-10-14 23:01 | 10 | 14 | 23 | 287.9171 | 6887 | 48.92 | 37.04 | 995 | 48.92 | 0 | 0.0085933 | Cooling | 0.0014322 | #N/A | #N/A | #N/A | #N/A | 0 | 0 | 0 | 0 | 0 | 0.0085933 | #N/A | #N/A | 88 | #N/A | #N/A | #N/A | #N/A | 4.774e-06% | 1 | 50% | 0% | 0% | 0% | 8.2745 | 0 | 0 | 0 | 8.2745 | #N/A
2007-10-15 00:01 | 10 | 15 | 0 | 287.9587 | 6888 | 46.04 | 35.06 | 995 | 46.04 | 0 | 0.0024811 | Cooling | 0.00041352 | #N/A | #N/A | #N/A | #N/A | 0 | 0 | 0 | 0 | 0 | 0.0024811 | #N/A | #N/A | 88 | #N/A | #N/A | #N/A | #N/A | 1.378e-06% | 1 | 50% | 0% | 0% | 0% | 8.2745 | 0 | 0 | 0 | 8.2745 | #N/A
2007-10-15 01:01 | 10 | 15 | 1 | 288.0004 | 6889 | 44.06 | 35.96 | 996 | 44.06 | 0 | 0.0016105 | Cooling | 0.00026841 | #N/A | #N/A | #N/A | #N/A | 0 | 0 | 0 | 0 | 0 | 0.0016105 | #N/A | #N/A | 88 | #N/A | #N/A | #N/A | #N/A | 8.947e-07% | 1 | 50% | 0% | 0% | 0% | 8.2745 | 0 | 0 | 0 | 8.2745 | #N/A
2007-10-15 02:01 | 10 | 15 | 2 | 288.0421 | 6890 | 44.06 | 32 | 996 | 44.06 | 0 | 0.00018118 | Cooling | 3.0196e-05 | #N/A | #N/A | #N/A | #N/A | 0 | 0 | 0 | 0 | 0 | 0.00018118 | #N/A | #N/A | 88 | #N/A | #N/A | #N/A | #N/A | 1.007e-07% | 1 | 50% | 0% | 0% | 0% | 8.2745 | 0 | 0 | 0 | 8.2745 | #N/A
2007-10-15 03:01 | 10 | 15 | 3 | 288.0837 | 6891 | 39.02 | 33.08 | 996 | 39.02 | 0 | 0 | Cooling | 0 | #N/A | #N/A | #N/A | #N/A | 0 | 0 | 0 | 0 | 0 | 0 | #N/A | #N/A | 88 | #N/A | #N/A | #N/A | #N/A | 0% | 1 | 50% | 0% | 0% | 0% | 8.2745 | 0 | 0 | 0 | 8.2745 | #N/A
2007-10-15 04:01 | 10 | 15 | 4 | 288.1254 | 6892 | 39.02 | 33.08 | 996 | 39.02 | 0 | 0 | Cooling | 0 | #N/A | #N/A | #N/A | #N/A | 0 | 0 | 0 | 0 | 0 | 0 | #N/A | #N/A | 88 | #N/A | #N/A | #N/A | #N/A | 0% | 1 | 50% | 0% | 0% | 0% | 8.2745 | 0 | 0 | 0 | 8.2745 | #N/A
2007-10-15 05:01 | 10 | 15 | 5 | 288.1671 | 6893 | 39.02 | 33.08 | 997 | 39.02 | 0 | 0.027297 | Cooling | 0.0045495 | #N/A | #N/A | #N/A | #N/A | 0 | 0 | 0 | 0 | 0 | 0.027297 | #N/A | #N/A | 88 | #N/A | #N/A | #N/A | #N/A | 1.517e-05% | 1 | 50% | 0% | 0% | 0% | 8.2745 | 0 | 0 | 0 | 8.2745 | #N/A
2007-10-15 06:01 | 10 | 15 | 6 | 288.2087 | 6894 | 37.94 | 35.06 | 997 | 37.94 | 55.7717 | 0 | Heating | 7.4362 | #N/A | #N/A | #N/A | #N/A | 55.7717 | #N/A | #N/A | 3.6146 | #N/A | 0 | 0 | 0 | 0 | 0 | 0 | 0 | 0 | 0.02479% | 1 | 50% | 0% | 0% | 0% | 8.2745 | 0 | 0 | 0 | 8.2745 | #N/A
2007-10-15 07:01 | 10 | 15 | 7 | 288.2504 | 6895 | 39.02 | 35.06 | 998 | 39.02 | 3.8891 | 0 | Heating | 0.51854 | #N/A | #N/A | #N/A | #N/A | 3.8891 | #N/A | #N/A | 3.6785 | #N/A | 0 | 0 | 0 | 0 | 0 | 0 | 0 | 0 | 0.001728% | 1 | 50% | 0% | 0% | 0% | 8.2745 | 0 | 0 | 0 | 8.2745 | #N/A
2007-10-15 08:01 | 10 | 15 | 8 | 288.2921 | 6896 | 39.02 | 35.96 | 998 | 39.02 | 0 | 0.075055 | Cooling | 0.012509 | #N/A | #N/A | #N/A | #N/A | 0 | 0 | 0 | 0 | 0 | 0.075055 | #N/A | #N/A | 88 | #N/A | #N/A | #N/A | #N/A | 4.17e-05% | 1 | 50% | 0% | 0% | 0% | 8.2745 | 0 | 0 | 0 | 8.2745 | #N/A
2007-10-15 09:01 | 10 | 15 | 9 | 288.3337 | 6897 | 46.94 | 35.96 | 999 | 46.94 | 0 | 0.096522 | Cooling | 0.016087 | #N/A | #N/A | #N/A | #N/A | 0 | 0 | 0 | 0 | 0 | 0.096522 | #N/A | #N/A | 88 | #N/A | #N/A | #N/A | #N/A | 5.362e-05% | 1 | 50% | 0% | 0% | 0% | 8.2745 | 0 | 0 | 0 | 8.2745 | #N/A
2007-10-15 10:01 | 10 | 15 | 10 | 288.3754 | 6898 | 48.92 | 35.96 | 999 | 48.92 | 0 | 0.36767 | Cooling | 0.061278 | #N/A | #N/A | #N/A | #N/A | 0 | 0 | 0 | 0 | 0 | 0.36767 | #N/A | #N/A | 88 | #N/A | #N/A | #N/A | #N/A | 0.0002043% | 1 | 50% | 0% | 0% | 0% | 8.2745 | 0 | 0 | 0 | 8.2745 | #N/A
2007-10-15 11:01 | 10 | 15 | 11 | 288.4171 | 6899 | 48.92 | 35.96 | 999 | 48.92 | 0 | 0.26646 | Cooling | 0.04441 | #N/A | #N/A | #N/A | #N/A | 0 | 0 | 0 | 0 | 0 | 0.26646 | #N/A | #N/A | 88 | #N/A | #N/A | #N/A | #N/A | 0.000148% | 1 | 50% | 0% | 0% | 0% | 8.2745 | 0 | 0 | 0 | 8.2745 | #N/A
2007-10-15 12:01 | 10 | 15 | 12 | 288.4587 | 6900 | 51.98 | 35.06 | 1000 | 51.98 | 0 | 0.10228 | Cooling | 0.017047 | #N/A | #N/A | #N/A | #N/A | 0 | 0 | 0 | 0 | 0 | 0.10228 | #N/A | #N/A | 88 | #N/A | #N/A | #N/A | #N/A | 5.682e-05% | 1 | 50% | 0% | 0% | 0% | 8.2745 | 0 | 0 | 0 | 8.2745 | #N/A
2007-10-15 13:01 | 10 | 15 | 13 | 288.5004 | 6901 | 55.04 | 33.98 | 999 | 55.04 | 0 | 0.12398 | Cooling | 0.020664 | #N/A | #N/A | #N/A | #N/A | 0 | 0 | 0 | 0 | 0 | 0.12398 | #N/A | #N/A | 88 | #N/A | #N/A | #N/A | #N/A | 6.888e-05% | 1 | 50% | 0% | 0% | 0% | 8.2745 | 0 | 0 | 0 | 8.2745 | #N/A
2007-10-15 14:01 | 10 | 15 | 14 | 288.5421 | 6902 | 55.04 | 33.98 | 1000 | 55.04 | 0 | 0.04808 | Cooling | 0.0080133 | #N/A | #N/A | #N/A | #N/A | 0 | 0 | 0 | 0 | 0 | 0.04808 | #N/A | #N/A | 88 | #N/A | #N/A | #N/A | #N/A | 2.671e-05% | 1 | 50% | 0% | 0% | 0% | 8.2745 | 0 | 0 | 0 | 8.2745 | #N/A
2007-10-15 15:01 | 10 | 15 | 15 | 288.5837 | 6903 | 55.94 | 33.98 | 1000 | 55.94 | 0 | 4.7259 | Cooling | 0.78765 | #N/A | #N/A | #N/A | #N/A | 0 | 0 | 0 | 0 | 0 | 4.7259 | #N/A | #N/A | 88 | #N/A | #N/A | #N/A | #N/A | 0.002625% | 1 | 50% | 0% | 0% | 0% | 8.2745 | 0 | 0 | 0 | 8.2745 | #N/A
2007-10-15 16:01 | 10 | 15 | 16 | 288.6254 | 6904 | 55.04 | 35.06 | 1000 | 55.04 | 0 | 0.023676 | Cooling | 0.003946 | #N/A | #N/A | #N/A | #N/A | 0 | 0 | 0 | 0 | 0 | 0.023676 | #N/A | #N/A | 88 | #N/A | #N/A | #N/A | #N/A | 1.315e-05% | 1 | 50% | 0% | 0% | 0% | 8.2745 | 0 | 0 | 0 | 8.2745 | #N/A
2007-10-15 17:01 | 10 | 15 | 17 | 288.6671 | 6905 | 55.04 | 37.94 | 1000 | 55.04 | 0 | 0.027609 | Cooling | 0.0046015 | #N/A | #N/A | #N/A | #N/A | 0 | 0 | 0 | 0 | 0 | 0.027609 | #N/A | #N/A | 88 | #N/A | #N/A | #N/A | #N/A | 1.534e-05% | 1 | 50% | 0% | 0% | 0% | 8.2745 | 0 | 0 | 0 | 8.2745 | #N/A
2007-10-15 18:01 | 10 | 15 | 18 | 288.7087 | 6906 | 46.94 | 39.02 | 1001 | 46.94 | 0 | 0.08743 | Cooling | 0.014572 | #N/A | #N/A | #N/A | #N/A | 0 | 0 | 0 | 0 | 0 | 0.08743 | #N/A | #N/A | 88 | #N/A | #N/A | #N/A | #N/A | 4.857e-05% | 1 | 50% | 0% | 0% | 0% | 8.2745 | 0 | 0 | 0 | 8.2745 | #N/A
2007-10-15 19:01 | 10 | 15 | 19 | 288.7504 | 6907 | 42.08 | 39.02 | 1001 | 42.08 | 0 | 0.12609 | Cooling | 0.021016 | #N/A | #N/A | #N/A | #N/A | 0 | 0 | 0 | 0 | 0 | 0.12609 | #N/A | #N/A | 88 | #N/A | #N/A | #N/A | #N/A | 7.005e-05% | 1 | 50% | 0% | 0% | 0% | 8.2745 | 0 | 0 | 0 | 8.2745 | #N/A
2007-10-15 20:01 | 10 | 15 | 20 | 288.7921 | 6908 | 42.08 | 39.92 | 1001 | 42.08 | 0 | 0.062133 | Cooling | 0.010356 | #N/A | #N/A | #N/A | #N/A | 0 | 0 | 0 | 0 | 0 | 0.062133 | #N/A | #N/A | 88 | #N/A | #N/A | #N/A | #N/A | 3.452e-05% | 1 | 50% | 0% | 0% | 0% | 8.2745 | 0 | 0 | 0 | 8.2745 | #N/A
2007-10-15 21:01 | 10 | 15 | 21 | 288.8337 | 6909 | 39.92 | 37.94 | 1001 | 39.92 | 0 | 0.082407 | Cooling | 0.013735 | #N/A | #N/A | #N/A | #N/A | 0 | 0 | 0 | 0 | 0 | 0.082407 | #N/A | #N/A | 88 | #N/A | #N/A | #N/A | #N/A | 4.578e-05% | 1 | 50% | 0% | 0% | 0% | 8.2745 | 0 | 0 | 0 | 8.2745 | #N/A
2007-10-15 22:01 | 10 | 15 | 22 | 288.8754 | 6910 | 35.06 | 37.94 | 1002 | 35.06 | 0 | 0.0029693 | Cooling | 0.00049488 | #N/A | #N/A | #N/A | #N/A | 0 | 0 | 0 | 0 | 0 | 0.0029693 | #N/A | #N/A | 88 | #N/A | #N/A | #N/A | #N/A | 1.65e-06% | 1 | 50% | 0% | 0% | 0% | 8.2745 | 0 | 0 | 0 | 8.2745 | #N/A
2007-10-15 23:01 | 10 | 15 | 23 | 288.9171 | 6911 | 35.06 | 39.02 | 1002 | 35.06 | 0 | 0.0095067 | Cooling | 0.0015845 | #N/A | #N/A | #N/A | #N/A | 0 | 0 | 0 | 0 | 0 | 0.0095067 | #N/A | #N/A | 88 | #N/A | #N/A | #N/A | #N/A | 5.282e-06% | 1 | 50% | 0% | 0% | 0% | 8.2745 | 0 | 0 | 0 | 8.2745 | #N/A
2007-10-16 00:01 | 10 | 16 | 0 | 288.9587 | 6912 | 33.98 | 39.92 | 1002 | 33.98 | 0 | 0.0036059 | Cooling | 0.00060098 | #N/A | #N/A | #N/A | #N/A | 0 | 0 | 0 | 0 | 0 | 0.0036059 | #N/A | #N/A | 88 | #N/A | #N/A | #N/A | #N/A | 2.003e-06% | 1 | 50% | 0% | 0% | 0% | 8.2745 | 0 | 0 | 0 | 8.2745 | #N/A
2007-10-16 01:01 | 10 | 16 | 1 | 289.0004 | 6913 | 35.06 | 39.92 | 1002 | 35.06 | 0 | 0.0021339 | Cooling | 0.00035564 | #N/A | #N/A | #N/A | #N/A | 0 | 0 | 0 | 0 | 0 | 0.0021339 | #N/A | #N/A | 88 | #N/A | #N/A | #N/A | #N/A | 1.185e-06% | 1 | 50% | 0% | 0% | 0% | 8.2745 | 0 | 0 | 0 | 8.2745 | #N/A
2007-10-16 02:01 | 10 | 16 | 2 | 289.0421 | 6914 | 35.06 | 39.92 | 1002 | 35.06 | 0 | 0.0016381 | Cooling | 0.00027302 | #N/A | #N/A | #N/A | #N/A | 0 | 0 | 0 | 0 | 0 | 0.0016381 | #N/A | #N/A | 88 | #N/A | #N/A | #N/A | #N/A | 9.101e-07% | 1 | 50% | 0% | 0% | 0% | 8.2745 | 0 | 0 | 0 | 8.2745 | #N/A
2007-10-16 03:01 | 10 | 16 | 3 | 289.0837 | 6915 | 33.08 | 39.92 | 1002 | 33.08 | 0 | 0.0011953 | Cooling | 0.00019921 | #N/A | #N/A | #N/A | #N/A | 0 | 0 | 0 | 0 | 0 | 0.0011953 | #N/A | #N/A | 88 | #N/A | #N/A | #N/A | #N/A | 6.64e-07% | 1 | 50% | 0% | 0% | 0% | 8.2745 | 0 | 0 | 0 | 8.2745 | #N/A
2007-10-16 04:01 | 10 | 16 | 4 | 289.1254 | 6916 | 30.92 | 39.92 | 1002 | 30.92 | 0 | 0.00093356 | Cooling | 0.00015559 | #N/A | #N/A | #N/A | #N/A | 0 | 0 | 0 | 0 | 0 | 0.00093356 | #N/A | #N/A | 88 | #N/A | #N/A | #N/A | #N/A | 5.186e-07% | 1 | 50% | 0% | 0% | 0% | 8.2745 | 0 | 0 | 0 | 8.2745 | #N/A
2007-10-16 05:01 | 10 | 16 | 5 | 289.1671 | 6917 | 30.92 | 39.92 | 1002 | 30.92 | 0 | 0.0036009 | Cooling | 0.00060015 | #N/A | #N/A | #N/A | #N/A | 0 | 0 | 0 | 0 | 0 | 0.0036009 | #N/A | #N/A | 88 | #N/A | #N/A | #N/A | #N/A | 2e-06% | 1 | 50% | 0% | 0% | 0% | 8.2745 | 0 | 0 | 0 | 8.2745 | #N/A
2007-10-16 06:01 | 10 | 16 | 6 | 289.2087 | 6918 | 30.02 | 39.92 | 1002 | 30.02 | 28.4225 | 0 | Heating | 3.7897 | #N/A | #N/A | #N/A | #N/A | 28.4225 | #N/A | #N/A | 3.2302 | #N/A | 0 | 0 | 0 | 0 | 0 | 0 | 0 | 0 | 0.01263% | 1 | 50% | 0% | 0% | 0% | 8.2745 | 0 | 0 | 0 | 8.2745 | #N/A
2007-10-16 07:01 | 10 | 16 | 7 | 289.2504 | 6919 | 30.02 | 39.02 | 1002 | 30.02 | 1.6224 | 0 | Heating | 0.21632 | #N/A | #N/A | #N/A | #N/A | 1.6224 | #N/A | #N/A | 3.2302 | #N/A | 0 | 0 | 0 | 0 | 0 | 0 | 0 | 0 | 0.0007211% | 1 | 50% | 0% | 0% | 0% | 8.2745 | 0 | 0 | 0 | 8.2745 | #N/A
2007-10-16 08:01 | 10 | 16 | 8 | 289.2921 | 6920 | 32 | 37.94 | 1003 | 32 | 0 | 0.066831 | Cooling | 0.011139 | #N/A | #N/A | #N/A | #N/A | 0 | 0 | 0 | 0 | 0 | 0.066831 | #N/A | #N/A | 88 | #N/A | #N/A | #N/A | #N/A | 3.713e-05% | 1 | 50% | 0% | 0% | 0% | 8.2745 | 0 | 0 | 0 | 8.2745 | #N/A
2007-10-16 09:01 | 10 | 16 | 9 | 289.3337 | 6921 | 42.98 | 35.06 | 1003 | 42.98 | 0 | 0.11685 | Cooling | 0.019475 | #N/A | #N/A | #N/A | #N/A | 0 | 0 | 0 | 0 | 0 | 0.11685 | #N/A | #N/A | 88 | #N/A | #N/A | #N/A | #N/A | 6.492e-05% | 1 | 50% | 0% | 0% | 0% | 8.2745 | 0 | 0 | 0 | 8.2745 | #N/A
2007-10-16 10:01 | 10 | 16 | 10 | 289.3754 | 6922 | 48.92 | 33.98 | 1003 | 48.92 | 0 | 0.49767 | Cooling | 0.082945 | #N/A | #N/A | #N/A | #N/A | 0 | 0 | 0 | 0 | 0 | 0.49767 | #N/A | #N/A | 88 | #N/A | #N/A | #N/A | #N/A | 0.0002765% | 1 | 50% | 0% | 0% | 0% | 8.2745 | 0 | 0 | 0 | 8.2745 | #N/A
2007-10-16 11:01 | 10 | 16 | 11 | 289.4171 | 6923 | 48.92 | 35.96 | 1003 | 48.92 | 0 | 0.33903 | Cooling | 0.056505 | #N/A | #N/A | #N/A | #N/A | 0 | 0 | 0 | 0 | 0 | 0.33903 | #N/A | #N/A | 88 | #N/A | #N/A | #N/A | #N/A | 0.0001884% | 1 | 50% | 0% | 0% | 0% | 8.2745 | 0 | 0 | 0 | 8.2745 | #N/A
2007-10-16 12:01 | 10 | 16 | 12 | 289.4587 | 6924 | 57.02 | 35.96 | 1002 | 57.02 | 0 | 0.16012 | Cooling | 0.026687 | #N/A | #N/A | #N/A | #N/A | 0 | 0 | 0 | 0 | 0 | 0.16012 | #N/A | #N/A | 88 | #N/A | #N/A | #N/A | #N/A | 8.896e-05% | 1 | 50% | 0% | 0% | 0% | 8.2745 | 0 | 0 | 0 | 8.2745 | #N/A
2007-10-16 13:01 | 10 | 16 | 13 | 289.5004 | 6925 | 60.08 | 35.06 | 1001 | 60.08 | 0 | 0.03738 | Cooling | 0.00623 | #N/A | #N/A | #N/A | #N/A | 0 | 0 | 0 | 0 | 0 | 0.03738 | #N/A | #N/A | 88 | #N/A | #N/A | #N/A | #N/A | 2.077e-05% | 1 | 50% | 0% | 0% | 0% | 8.2745 | 0 | 0 | 0 | 8.2745 | #N/A
2007-10-16 14:01 | 10 | 16 | 14 | 289.5421 | 6926 | 60.08 | 35.96 | 1001 | 60.08 | 0 | 0.053686 | Cooling | 0.0089477 | #N/A | #N/A | #N/A | #N/A | 0 | 0 | 0 | 0 | 0 | 0.053686 | #N/A | #N/A | 88 | #N/A | #N/A | #N/A | #N/A | 2.983e-05% | 1 | 50% | 0% | 0% | 0% | 8.2745 | 0 | 0 | 0 | 8.2745 | #N/A
2007-10-16 15:01 | 10 | 16 | 15 | 289.5837 | 6927 | 62.96 | 35.06 | 1001 | 62.96 | 0 | 0.038399 | Cooling | 0.0063999 | #N/A | #N/A | #N/A | #N/A | 0 | 0 | 0 | 0 | 0 | 0.038399 | #N/A | #N/A | 88 | #N/A | #N/A | #N/A | #N/A | 2.133e-05% | 1 | 50% | 0% | 0% | 0% | 8.2745 | 0 | 0 | 0 | 8.2745 | #N/A
2007-10-16 16:01 | 10 | 16 | 16 | 289.6254 | 6928 | 62.96 | 35.06 | 1001 | 62.96 | 0 | 0.049079 | Cooling | 0.0081798 | #N/A | #N/A | #N/A | #N/A | 0 | 0 | 0 | 0 | 0 | 0.049079 | #N/A | #N/A | 88 | #N/A | #N/A | #N/A | #N/A | 2.727e-05% | 1 | 50% | 0% | 0% | 0% | 8.2745 | 0 | 0 | 0 | 8.2745 | #N/A
2007-10-16 17:01 | 10 | 16 | 17 | 289.6671 | 6929 | 62.96 | 37.04 | 1002 | 62.96 | 0 | 0.050354 | Cooling | 0.0083924 | #N/A | #N/A | #N/A | #N/A | 0 | 0 | 0 | 0 | 0 | 0.050354 | #N/A | #N/A | 88 | #N/A | #N/A | #N/A | #N/A | 2.797e-05% | 1 | 50% | 0% | 0% | 0% | 8.2745 | 0 | 0 | 0 | 8.2745 | #N/A
2007-10-16 18:01 | 10 | 16 | 18 | 289.7087 | 6930 | 57.92 | 37.94 | 1002 | 57.92 | 0 | 0.10524 | Cooling | 0.01754 | #N/A | #N/A | #N/A | #N/A | 0 | 0 | 0 | 0 | 0 | 0.10524 | #N/A | #N/A | 88 | #N/A | #N/A | #N/A | #N/A | 5.847e-05% | 1 | 50% | 0% | 0% | 0% | 8.2745 | 0 | 0 | 0 | 8.2745 | #N/A
2007-10-16 19:01 | 10 | 16 | 19 | 289.7504 | 6931 | 57.02 | 37.94 | 1003 | 57.02 | 0 | 0.10846 | Cooling | 0.018077 | #N/A | #N/A | #N/A | #N/A | 0 | 0 | 0 | 0 | 0 | 0.10846 | #N/A | #N/A | 88 | #N/A | #N/A | #N/A | #N/A | 6.026e-05% | 1 | 50% | 0% | 0% | 0% | 8.2745 | 0 | 0 | 0 | 8.2745 | #N/A
2007-10-16 20:01 | 10 | 16 | 20 | 289.7921 | 6932 | 57.02 | 41 | 1003 | 57.02 | 0 | 0.019693 | Cooling | 0.0032821 | #N/A | #N/A | #N/A | #N/A | 0 | 0 | 0 | 0 | 0 | 0.019693 | #N/A | #N/A | 88 | #N/A | #N/A | #N/A | #N/A | 1.094e-05% | 1 | 50% | 0% | 0% | 0% | 8.2745 | 0 | 0 | 0 | 8.2745 | #N/A
2007-10-16 21:01 | 10 | 16 | 21 | 289.8337 | 6933 | 53.96 | 42.08 | 1004 | 53.96 | 0 | 0 | Cooling | 0 | #N/A | #N/A | #N/A | #N/A | 0 | 0 | 0 | 0 | 0 | 0 | #N/A | #N/A | 88 | #N/A | #N/A | #N/A | #N/A | 0% | 1 | 50% | 0% | 0% | 0% | 8.2745 | 0 | 0 | 0 | 8.2745 | #N/A
2007-10-16 22:01 | 10 | 16 | 22 | 289.8754 | 6934 | 53.06 | 42.08 | 1004 | 53.06 | 0 | 0 | Cooling | 0 | #N/A | #N/A | #N/A | #N/A | 0 | 0 | 0 | 0 | 0 | 0 | #N/A | #N/A | 88 | #N/A | #N/A | #N/A | #N/A | 0% | 1 | 50% | 0% | 0% | 0% | 8.2745 | 0 | 0 | 0 | 8.2745 | #N/A
2007-10-16 23:01 | 10 | 16 | 23 | 289.9171 | 6935 | 53.06 | 42.98 | 1004 | 53.06 | 0 | 0 | Cooling | 0 | #N/A | #N/A | #N/A | #N/A | 0 | 0 | 0 | 0 | 0 | 0 | #N/A | #N/A | 88 | #N/A | #N/A | #N/A | #N/A | 0% | 1 | 50% | 0% | 0% | 0% | 8.2745 | 0 | 0 | 0 | 8.2745 | #N/A
2007-10-17 00:01 | 10 | 17 | 0 | 289.9587 | 6936 | 51.08 | 42.98 | 1004 | 51.08 | 0 | 0 | Cooling | 0 | #N/A | #N/A | #N/A | #N/A | 0 | 0 | 0 | 0 | 0 | 0 | #N/A | #N/A | 88 | #N/A | #N/A | #N/A | #N/A | 0% | 1 | 50% | 0% | 0% | 0% | 8.2745 | 0 | 0 | 0 | 8.2745 | #N/A
2007-10-17 01:01 | 10 | 17 | 1 | 290.0004 | 6937 | 51.08 | 42.98 | 1004 | 51.08 | 0 | 0 | Cooling | 0 | #N/A | #N/A | #N/A | #N/A | 0 | 0 | 0 | 0 | 0 | 0 | #N/A | #N/A | 88 | #N/A | #N/A | #N/A | #N/A | 0% | 1 | 50% | 0% | 0% | 0% | 8.2745 | 0 | 0 | 0 | 8.2745 | #N/A
2007-10-17 02:01 | 10 | 17 | 2 | 290.0421 | 6938 | 51.08 | 42.98 | 1004 | 51.08 | 0 | 0 | Cooling | 0 | #N/A | #N/A | #N/A | #N/A | 0 | 0 | 0 | 0 | 0 | 0 | #N/A | #N/A | 88 | #N/A | #N/A | #N/A | #N/A | 0% | 1 | 50% | 0% | 0% | 0% | 8.2745 | 0 | 0 | 0 | 8.2745 | #N/A
2007-10-17 03:01 | 10 | 17 | 3 | 290.0837 | 6939 | 48.02 | 44.06 | 1004 | 48.02 | 0 | 0 | Cooling | 0 | #N/A | #N/A | #N/A | #N/A | 0 | 0 | 0 | 0 | 0 | 0 | #N/A | #N/A | 88 | #N/A | #N/A | #N/A | #N/A | 0% | 1 | 50% | 0% | 0% | 0% | 8.2745 | 0 | 0 | 0 | 8.2745 | #N/A
2007-10-17 04:01 | 10 | 17 | 4 | 290.1254 | 6940 | 46.94 | 44.06 | 1004 | 46.94 | 0 | 0 | Cooling | 0 | #N/A | #N/A | #N/A | #N/A | 0 | 0 | 0 | 0 | 0 | 0 | #N/A | #N/A | 88 | #N/A | #N/A | #N/A | #N/A | 0% | 1 | 50% | 0% | 0% | 0% | 8.2745 | 0 | 0 | 0 | 8.2745 | #N/A
2007-10-17 05:01 | 10 | 17 | 5 | 290.1671 | 6941 | 46.94 | 42.08 | 1004 | 46.94 | 0 | 0.00011827 | Cooling | 1.9711e-05 | #N/A | #N/A | #N/A | #N/A | 0 | 0 | 0 | 0 | 0 | 0.00011827 | #N/A | #N/A | 88 | #N/A | #N/A | #N/A | #N/A | 6.57e-08% | 1 | 50% | 0% | 0% | 0% | 8.2745 | 0 | 0 | 0 | 8.2745 | #N/A
2007-10-17 06:01 | 10 | 17 | 6 | 290.2087 | 6942 | 50 | 42.08 | 1005 | 50 | 44.6614 | 0 | Heating | 5.9549 | #N/A | #N/A | #N/A | #N/A | 44.6614 | #N/A | #N/A | 4.5134 | #N/A | 0 | 0 | 0 | 0 | 0 | 0 | 0 | 0 | 0.01985% | 1 | 50% | 0% | 0% | 0% | 8.2745 | 0 | 0 | 0 | 8.2745 | #N/A
2007-10-17 07:01 | 10 | 17 | 7 | 290.2504 | 6943 | 50 | 42.08 | 1005 | 50 | 4.3722 | 0 | Heating | 0.58296 | #N/A | #N/A | #N/A | #N/A | 4.3722 | #N/A | #N/A | 4.5134 | #N/A | 0 | 0 | 0 | 0 | 0 | 0 | 0 | 0 | 0.001943% | 1 | 50% | 0% | 0% | 0% | 8.2745 | 0 | 0 | 0 | 8.2745 | #N/A
2007-10-17 08:01 | 10 | 17 | 8 | 290.2921 | 6944 | 50 | 42.98 | 1006 | 50 | 0 | 0.018744 | Cooling | 0.003124 | #N/A | #N/A | #N/A | #N/A | 0 | 0 | 0 | 0 | 0 | 0.018744 | #N/A | #N/A | 88 | #N/A | #N/A | #N/A | #N/A | 1.041e-05% | 1 | 50% | 0% | 0% | 0% | 8.2745 | 0 | 0 | 0 | 8.2745 | #N/A
2007-10-17 09:01 | 10 | 17 | 9 | 290.3337 | 6945 | 53.06 | 44.06 | 1006 | 53.06 | 0 | 0.031281 | Cooling | 0.0052134 | #N/A | #N/A | #N/A | #N/A | 0 | 0 | 0 | 0 | 0 | 0.031281 | #N/A | #N/A | 88 | #N/A | #N/A | #N/A | #N/A | 1.738e-05% | 1 | 50% | 0% | 0% | 0% | 8.2745 | 0 | 0 | 0 | 8.2745 | #N/A
2007-10-17 10:01 | 10 | 17 | 10 | 290.3754 | 6946 | 57.02 | 42.98 | 1006 | 57.02 | 0 | 0.43282 | Cooling | 0.072137 | #N/A | #N/A | #N/A | #N/A | 0 | 0 | 0 | 0 | 0 | 0.43282 | #N/A | #N/A | 88 | #N/A | #N/A | #N/A | #N/A | 0.0002405% | 1 | 50% | 0% | 0% | 0% | 8.2745 | 0 | 0 | 0 | 8.2745 | #N/A
2007-10-17 11:01 | 10 | 17 | 11 | 290.4171 | 6947 | 57.02 | 44.06 | 1007 | 57.02 | 0 | 0.42686 | Cooling | 0.071143 | #N/A | #N/A | #N/A | #N/A | 0 | 0 | 0 | 0 | 0 | 0.42686 | #N/A | #N/A | 88 | #N/A | #N/A | #N/A | #N/A | 0.0002371% | 1 | 50% | 0% | 0% | 0% | 8.2745 | 0 | 0 | 0 | 8.2745 | #N/A
2007-10-17 12:01 | 10 | 17 | 12 | 290.4587 | 6948 | 59 | 42.98 | 1007 | 59 | 0 | 0.42872 | Cooling | 0.071453 | #N/A | #N/A | #N/A | #N/A | 0 | 0 | 0 | 0 | 0 | 0.42872 | #N/A | #N/A | 88 | #N/A | #N/A | #N/A | #N/A | 0.0002382% | 1 | 50% | 0% | 0% | 0% | 8.2745 | 0 | 0 | 0 | 8.2745 | #N/A
2007-10-17 13:01 | 10 | 17 | 13 | 290.5004 | 6949 | 62.06 | 42.98 | 1007 | 62.06 | 0 | 0.48127 | Cooling | 0.080212 | #N/A | #N/A | #N/A | #N/A | 0 | 0 | 0 | 0 | 0 | 0.48127 | #N/A | #N/A | 88 | #N/A | #N/A | #N/A | #N/A | 0.0002674% | 1 | 50% | 0% | 0% | 0% | 8.2745 | 0 | 0 | 0 | 8.2745 | #N/A
2007-10-17 14:01 | 10 | 17 | 14 | 290.5421 | 6950 | 62.06 | 42.08 | 1007 | 62.06 | 0 | 0.53441 | Cooling | 0.089069 | #N/A | #N/A | #N/A | #N/A | 0 | 0 | 0 | 0 | 0 | 0.53441 | #N/A | #N/A | 88 | #N/A | #N/A | #N/A | #N/A | 0.0002969% | 1 | 50% | 0% | 0% | 0% | 8.2745 | 0 | 0 | 0 | 8.2745 | #N/A
2007-10-17 15:01 | 10 | 17 | 15 | 290.5837 | 6951 | 66.92 | 41 | 1007 | 66.92 | 0 | 0.41023 | Cooling | 0.068371 | #N/A | #N/A | #N/A | #N/A | 0 | 0 | 0 | 0 | 0 | 0.41023 | #N/A | #N/A | 88 | #N/A | #N/A | #N/A | #N/A | 0.0002279% | 1 | 50% | 0% | 0% | 0% | 8.2745 | 0 | 0 | 0 | 8.2745 | #N/A
2007-10-17 16:01 | 10 | 17 | 16 | 290.6254 | 6952 | 66.92 | 41 | 1008 | 66.92 | 0 | 0.12702 | Cooling | 0.021169 | #N/A | #N/A | #N/A | #N/A | 0 | 0 | 0 | 0 | 0 | 0.12702 | #N/A | #N/A | 88 | #N/A | #N/A | #N/A | #N/A | 7.056e-05% | 1 | 50% | 0% | 0% | 0% | 8.2745 | 0 | 0 | 0 | 8.2745 | #N/A
2007-10-17 17:01 | 10 | 17 | 17 | 290.6671 | 6953 | 66.92 | 42.08 | 1009 | 66.92 | 0 | 0.090626 | Cooling | 0.015104 | #N/A | #N/A | #N/A | #N/A | 0 | 0 | 0 | 0 | 0 | 0.090626 | #N/A | #N/A | 88 | #N/A | #N/A | #N/A | #N/A | 5.035e-05% | 1 | 50% | 0% | 0% | 0% | 8.2745 | 0 | 0 | 0 | 8.2745 | #N/A
2007-10-17 18:01 | 10 | 17 | 18 | 290.7087 | 6954 | 66.92 | 42.08 | 1010 | 66.92 | 0 | 0.25319 | Cooling | 0.042198 | #N/A | #N/A | #N/A | #N/A | 0 | 0 | 0 | 0 | 0 | 0.25319 | #N/A | #N/A | 88 | #N/A | #N/A | #N/A | #N/A | 0.0001407% | 1 | 50% | 0% | 0% | 0% | 8.2745 | 0 | 0 | 0 | 8.2745 | #N/A
2007-10-17 19:01 | 10 | 17 | 19 | 290.7504 | 6955 | 66.02 | 42.08 | 1010 | 66.02 | 0 | 0.21266 | Cooling | 0.035444 | #N/A | #N/A | #N/A | #N/A | 0 | 0 | 0 | 0 | 0 | 0.21266 | #N/A | #N/A | 88 | #N/A | #N/A | #N/A | #N/A | 0.0001181% | 1 | 50% | 0% | 0% | 0% | 8.2745 | 0 | 0 | 0 | 8.2745 | #N/A
2007-10-17 20:01 | 10 | 17 | 20 | 290.7921 | 6956 | 66.02 | 41 | 1010 | 66.02 | 0 | 0.2068 | Cooling | 0.034467 | #N/A | #N/A | #N/A | #N/A | 0 | 0 | 0 | 0 | 0 | 0.2068 | #N/A | #N/A | 88 | #N/A | #N/A | #N/A | #N/A | 0.0001149% | 1 | 50% | 0% | 0% | 0% | 8.2745 | 0 | 0 | 0 | 8.2745 | #N/A
2007-10-17 21:01 | 10 | 17 | 21 | 290.8337 | 6957 | 64.94 | 39.92 | 1011 | 64.94 | 0 | 0.13806 | Cooling | 0.023011 | #N/A | #N/A | #N/A | #N/A | 0 | 0 | 0 | 0 | 0 | 0.13806 | #N/A | #N/A | 88 | #N/A | #N/A | #N/A | #N/A | 7.67e-05% | 1 | 50% | 0% | 0% | 0% | 8.2745 | 0 | 0 | 0 | 8.2745 | #N/A
2007-10-17 22:01 | 10 | 17 | 22 | 290.8754 | 6958 | 62.96 | 39.92 | 1012 | 62.96 | 0 | 0 | Cooling | 0 | #N/A | #N/A | #N/A | #N/A | 0 | 0 | 0 | 0 | 0 | 0 | #N/A | #N/A | 88 | #N/A | #N/A | #N/A | #N/A | 0% | 1 | 50% | 0% | 0% | 0% | 8.2745 | 0 | 0 | 0 | 8.2745 | #N/A
2007-10-17 23:01 | 10 | 17 | 23 | 290.9171 | 6959 | 62.96 | 37.94 | 1012 | 62.96 | 0 | 0 | Cooling | 0 | #N/A | #N/A | #N/A | #N/A | 0 | 0 | 0 | 0 | 0 | 0 | #N/A | #N/A | 88 | #N/A | #N/A | #N/A | #N/A | 0% | 1 | 50% | 0% | 0% | 0% | 8.2745 | 0 | 0 | 0 | 8.2745 | #N/A
2007-10-18 00:01 | 10 | 18 | 0 | 290.9587 | 6960 | 62.06 | 37.94 | 1012 | 62.06 | 0 | 0 | Cooling | 0 | #N/A | #N/A | #N/A | #N/A | 0 | 0 | 0 | 0 | 0 | 0 | #N/A | #N/A | 88 | #N/A | #N/A | #N/A | #N/A | 0% | 1 | 50% | 0% | 0% | 0% | 8.2745 | 0 | 0 | 0 | 8.2745 | #N/A
2007-10-18 01:01 | 10 | 18 | 1 | 291.0004 | 6961 | 62.06 | 35.96 | 1013 | 62.06 | 0 | 0 | Cooling | 0 | #N/A | #N/A | #N/A | #N/A | 0 | 0 | 0 | 0 | 0 | 0 | #N/A | #N/A | 88 | #N/A | #N/A | #N/A | #N/A | 0% | 1 | 50% | 0% | 0% | 0% | 8.2745 | 0 | 0 | 0 | 8.2745 | #N/A
2007-10-18 02:01 | 10 | 18 | 2 | 291.0421 | 6962 | 62.06 | 35.06 | 1013 | 62.06 | 0 | 0 | Cooling | 0 | #N/A | #N/A | #N/A | #N/A | 0 | 0 | 0 | 0 | 0 | 0 | #N/A | #N/A | 88 | #N/A | #N/A | #N/A | #N/A | 0% | 1 | 50% | 0% | 0% | 0% | 8.2745 | 0 | 0 | 0 | 8.2745 | #N/A
2007-10-18 03:01 | 10 | 18 | 3 | 291.0837 | 6963 | 60.98 | 33.98 | 1013 | 60.98 | 0 | 0 | Cooling | 0 | #N/A | #N/A | #N/A | #N/A | 0 | 0 | 0 | 0 | 0 | 0 | #N/A | #N/A | 88 | #N/A | #N/A | #N/A | #N/A | 0% | 1 | 50% | 0% | 0% | 0% | 8.2745 | 0 | 0 | 0 | 8.2745 | #N/A
2007-10-18 04:01 | 10 | 18 | 4 | 291.1254 | 6964 | 60.98 | 33.08 | 1014 | 60.98 | 0 | 0 | Cooling | 0 | #N/A | #N/A | #N/A | #N/A | 0 | 0 | 0 | 0 | 0 | 0 | #N/A | #N/A | 88 | #N/A | #N/A | #N/A | #N/A | 0% | 1 | 50% | 0% | 0% | 0% | 8.2745 | 0 | 0 | 0 | 8.2745 | #N/A
2007-10-18 05:01 | 10 | 18 | 5 | 291.1671 | 6965 | 60.98 | 33.98 | 1015 | 60.98 | 0 | 0 | Cooling | 0 | #N/A | #N/A | #N/A | #N/A | 0 | 0 | 0 | 0 | 0 | 0 | #N/A | #N/A | 88 | #N/A | #N/A | #N/A | #N/A | 0% | 1 | 50% | 0% | 0% | 0% | 8.2745 | 0 | 0 | 0 | 8.2745 | #N/A
2007-10-18 06:01 | 10 | 18 | 6 | 291.2087 | 6966 | 60.98 | 33.08 | 1016 | 60.98 | 223.722 | 0 | Heating | 29.8296 | #N/A | #N/A | #N/A | #N/A | 223.722 | #N/A | #N/A | 5.753 | #N/A | 0 | 0 | 0 | 0 | 0 | 0 | 0 | 0 | 0.09943% | 1 | 50% | 0% | 0% | 0% | 8.2745 | 0 | 0 | 0 | 8.2745 | #N/A
2007-10-18 07:01 | 10 | 18 | 7 | 291.2504 | 6967 | 60.98 | 32 | 1016 | 60.98 | 67.0026 | 0 | Heating | 8.9337 | #N/A | #N/A | #N/A | #N/A | 67.0026 | #N/A | #N/A | 5.753 | #N/A | 0 | 0 | 0 | 0 | 0 | 0 | 0 | 0 | 0.02978% | 1 | 50% | 0% | 0% | 0% | 8.2745 | 0 | 0 | 0 | 8.2745 | #N/A
2007-10-18 08:01 | 10 | 18 | 8 | 291.2921 | 6968 | 60.98 | 35.96 | 1017 | 60.98 | 1.451 | 0 | Heating | 0.19347 | #N/A | #N/A | #N/A | #N/A | 1.451 | #N/A | #N/A | 5.753 | #N/A | 0 | 0 | 0 | 0 | 0 | 0 | 0 | 0 | 0.0006449% | 1 | 50% | 0% | 0% | 0% | 8.2745 | 0 | 0 | 0 | 8.2745 | #N/A
2007-10-18 09:01 | 10 | 18 | 9 | 291.3337 | 6969 | 64.04 | 35.96 | 1018 | 64.04 | 0 | 0.5034 | Cooling | 0.0839 | #N/A | #N/A | #N/A | #N/A | 0 | 0 | 0 | 0 | 0 | 0.5034 | #N/A | #N/A | 88 | #N/A | #N/A | #N/A | #N/A | 0.0002797% | 1 | 50% | 0% | 0% | 0% | 8.2745 | 0 | 0 | 0 | 8.2745 | #N/A
2007-10-18 10:01 | 10 | 18 | 10 | 291.3754 | 6970 | 66.02 | 35.06 | 1018 | 66.02 | 0 | 0.55266 | Cooling | 0.09211 | #N/A | #N/A | #N/A | #N/A | 0 | 0 | 0 | 0 | 0 | 0.55266 | #N/A | #N/A | 88 | #N/A | #N/A | #N/A | #N/A | 0.000307% | 1 | 50% | 0% | 0% | 0% | 8.2745 | 0 | 0 | 0 | 8.2745 | #N/A
2007-10-18 11:01 | 10 | 18 | 11 | 291.4171 | 6971 | 66.02 | 33.98 | 1018 | 66.02 | 0 | 0.44282 | Cooling | 0.073803 | #N/A | #N/A | #N/A | #N/A | 0 | 0 | 0 | 0 | 0 | 0.44282 | #N/A | #N/A | 88 | #N/A | #N/A | #N/A | #N/A | 0.000246% | 1 | 50% | 0% | 0% | 0% | 8.2745 | 0 | 0 | 0 | 8.2745 | #N/A
2007-10-18 12:01 | 10 | 18 | 12 | 291.4587 | 6972 | 66.92 | 33.98 | 1018 | 66.92 | 0 | 0.12562 | Cooling | 0.020937 | #N/A | #N/A | #N/A | #N/A | 0 | 0 | 0 | 0 | 0 | 0.12562 | #N/A | #N/A | 88 | #N/A | #N/A | #N/A | #N/A | 6.979e-05% | 1 | 50% | 0% | 0% | 0% | 8.2745 | 0 | 0 | 0 | 8.2745 | #N/A
2007-10-18 13:01 | 10 | 18 | 13 | 291.5004 | 6973 | 69.08 | 30.92 | 1018 | 69.08 | 0 | 0.12121 | Cooling | 0.020202 | #N/A | #N/A | #N/A | #N/A | 0 | 0 | 0 | 0 | 0 | 0.12121 | #N/A | #N/A | 88 | #N/A | #N/A | #N/A | #N/A | 6.734e-05% | 1 | 50% | 0% | 0% | 0% | 8.2745 | 0 | 0 | 0 | 8.2745 | #N/A
2007-10-18 14:01 | 10 | 18 | 14 | 291.5421 | 6974 | 69.08 | 33.08 | 1017 | 69.08 | 0 | 0.12654 | Cooling | 0.021089 | #N/A | #N/A | #N/A | #N/A | 0 | 0 | 0 | 0 | 0 | 0.12654 | #N/A | #N/A | 88 | #N/A | #N/A | #N/A | #N/A | 7.03e-05% | 1 | 50% | 0% | 0% | 0% | 8.2745 | 0 | 0 | 0 | 8.2745 | #N/A
2007-10-18 15:01 | 10 | 18 | 15 | 291.5837 | 6975 | 69.08 | 32 | 1017 | 69.08 | 0 | 0.18475 | Cooling | 0.030792 | #N/A | #N/A | #N/A | #N/A | 0 | 0 | 0 | 0 | 0 | 0.18475 | #N/A | #N/A | 88 | #N/A | #N/A | #N/A | #N/A | 0.0001026% | 1 | 50% | 0% | 0% | 0% | 8.2745 | 0 | 0 | 0 | 8.2745 | #N/A
2007-10-18 16:01 | 10 | 18 | 16 | 291.6254 | 6976 | 66.92 | 33.08 | 1017 | 66.92 | 0 | 0.0821 | Cooling | 0.013683 | #N/A | #N/A | #N/A | #N/A | 0 | 0 | 0 | 0 | 0 | 0.0821 | #N/A | #N/A | 88 | #N/A | #N/A | #N/A | #N/A | 4.561e-05% | 1 | 50% | 0% | 0% | 0% | 8.2745 | 0 | 0 | 0 | 8.2745 | #N/A
2007-10-18 17:01 | 10 | 18 | 17 | 291.6671 | 6977 | 66.92 | 35.06 | 1018 | 66.92 | 0 | 0.066776 | Cooling | 0.011129 | #N/A | #N/A | #N/A | #N/A | 0 | 0 | 0 | 0 | 0 | 0.066776 | #N/A | #N/A | 88 | #N/A | #N/A | #N/A | #N/A | 3.71e-05% | 1 | 50% | 0% | 0% | 0% | 8.2745 | 0 | 0 | 0 | 8.2745 | #N/A
2007-10-18 18:01 | 10 | 18 | 18 | 291.7087 | 6978 | 64.94 | 33.98 | 1018 | 64.94 | 0 | 0.35311 | Cooling | 0.058852 | #N/A | #N/A | #N/A | #N/A | 0 | 0 | 0 | 0 | 0 | 0.35311 | #N/A | #N/A | 88 | #N/A | #N/A | #N/A | #N/A | 0.0001962% | 1 | 50% | 0% | 0% | 0% | 8.2745 | 0 | 0 | 0 | 8.2745 | #N/A
2007-10-18 19:01 | 10 | 18 | 19 | 291.7504 | 6979 | 62.96 | 33.98 | 1018 | 62.96 | 0 | 0.41416 | Cooling | 0.069027 | #N/A | #N/A | #N/A | #N/A | 0 | 0 | 0 | 0 | 0 | 0.41416 | #N/A | #N/A | 88 | #N/A | #N/A | #N/A | #N/A | 0.0002301% | 1 | 50% | 0% | 0% | 0% | 8.2745 | 0 | 0 | 0 | 8.2745 | #N/A
2007-10-18 20:01 | 10 | 18 | 20 | 291.7921 | 6980 | 62.96 | 33.98 | 1018 | 62.96 | 1.923 | 0 | Heating | 0.2564 | #N/A | #N/A | #N/A | #N/A | 1.923 | #N/A | #N/A | 6.0268 | #N/A | 0 | 0 | 0 | 0 | 0 | 0 | 0 | 0 | 0.0008547% | 1 | 50% | 0% | 0% | 0% | 8.2745 | 0 | 0 | 0 | 8.2745 | #N/A
2007-10-18 21:01 | 10 | 18 | 21 | 291.8337 | 6981 | 60.98 | 33.08 | 1018 | 60.98 | 4.8288 | 0 | Heating | 0.64384 | #N/A | #N/A | #N/A | #N/A | 4.8288 | #N/A | #N/A | 5.753 | #N/A | 0 | 0 | 0 | 0 | 0 | 0 | 0 | 0 | 0.002146% | 1 | 50% | 0% | 0% | 0% | 8.2745 | 0 | 0 | 0 | 8.2745 | #N/A
2007-10-18 22:01 | 10 | 18 | 22 | 291.8754 | 6982 | 60.98 | 33.08 | 1018 | 60.98 | 0 | 0 | Cooling | 0 | #N/A | #N/A | #N/A | #N/A | 0 | 0 | 0 | 0 | 0 | 0 | #N/A | #N/A | 88 | #N/A | #N/A | #N/A | #N/A | 0% | 1 | 50% | 0% | 0% | 0% | 8.2745 | 0 | 0 | 0 | 8.2745 | #N/A
2007-10-18 23:01 | 10 | 18 | 23 | 291.9171 | 6983 | 60.98 | 32 | 1018 | 60.98 | 0 | 0 | Cooling | 0 | #N/A | #N/A | #N/A | #N/A | 0 | 0 | 0 | 0 | 0 | 0 | #N/A | #N/A | 88 | #N/A | #N/A | #N/A | #N/A | 0% | 1 | 50% | 0% | 0% | 0% | 8.2745 | 0 | 0 | 0 | 8.2745 | #N/A
2007-10-19 00:01 | 10 | 19 | 0 | 291.9587 | 6984 | 62.6 | 32 | 1018 | 62.6 | 0 | 0 | Cooling | 0 | #N/A | #N/A | #N/A | #N/A | 0 | 0 | 0 | 0 | 0 | 0 | #N/A | #N/A | 88 | #N/A | #N/A | #N/A | #N/A | 0% | 1 | 50% | 0% | 0% | 0% | 8.2745 | 0 | 0 | 0 | 8.2745 | #N/A
2007-10-19 01:01 | 10 | 19 | 1 | 292.0004 | 6985 | 60.08 | 30.92 | 1018 | 60.08 | 0 | 0 | Cooling | 0 | #N/A | #N/A | #N/A | #N/A | 0 | 0 | 0 | 0 | 0 | 0 | #N/A | #N/A | 88 | #N/A | #N/A | #N/A | #N/A | 0% | 1 | 50% | 0% | 0% | 0% | 8.2745 | 0 | 0 | 0 | 8.2745 | #N/A
2007-10-19 02:01 | 10 | 19 | 2 | 292.0421 | 6986 | 60.08 | 30.92 | 1018 | 60.08 | 0 | 0 | Cooling | 0 | #N/A | #N/A | #N/A | #N/A | 0 | 0 | 0 | 0 | 0 | 0 | #N/A | #N/A | 88 | #N/A | #N/A | #N/A | #N/A | 0% | 1 | 50% | 0% | 0% | 0% | 8.2745 | 0 | 0 | 0 | 8.2745 | #N/A
2007-10-19 03:01 | 10 | 19 | 3 | 292.0837 | 6987 | 57.2 | 30.02 | 1018 | 57.2 | 0 | 0 | Cooling | 0 | #N/A | #N/A | #N/A | #N/A | 0 | 0 | 0 | 0 | 0 | 0 | #N/A | #N/A | 88 | #N/A | #N/A | #N/A | #N/A | 0% | 1 | 50% | 0% | 0% | 0% | 8.2745 | 0 | 0 | 0 | 8.2745 | #N/A
2007-10-19 04:01 | 10 | 19 | 4 | 292.1254 | 6988 | 57.92 | 30.02 | 1018 | 57.92 | 0.15438 | 0 | Heating | 0.020584 | #N/A | #N/A | #N/A | #N/A | 0.15438 | #N/A | #N/A | 5.3615 | #N/A | 0 | 0 | 0 | 0 | 0 | 0 | 0 | 0 | 6.861e-05% | 1 | 50% | 0% | 0% | 0% | 8.2745 | 0 | 0 | 0 | 8.2745 | #N/A
2007-10-19 05:01 | 10 | 19 | 5 | 292.1671 | 6989 | 59 | 30.02 | 1017 | 59 | 0.93519 | 0 | Heating | 0.12469 | #N/A | #N/A | #N/A | #N/A | 0.93519 | #N/A | #N/A | 5.4953 | #N/A | 0 | 0 | 0 | 0 | 0 | 0 | 0 | 0 | 0.0004156% | 1 | 50% | 0% | 0% | 0% | 8.2745 | 0 | 0 | 0 | 8.2745 | #N/A
2007-10-19 06:01 | 10 | 19 | 6 | 292.2087 | 6990 | 62.96 | 30.02 | 1017 | 62.96 | 370.3097 | 0 | Heating | 49.3746 | #N/A | #N/A | #N/A | #N/A | 370.3097 | #N/A | #N/A | 6.0268 | #N/A | 0 | 0 | 0 | 0 | 0 | 0 | 0 | 0 | 0.1646% | 1 | 50% | 0% | 0% | 0% | 8.2745 | 0 | 0 | 0 | 8.2745 | #N/A
2007-10-19 07:01 | 10 | 19 | 7 | 292.2504 | 6991 | 62.96 | 30.02 | 1018 | 62.96 | 178.0577 | 0 | Heating | 23.741 | #N/A | #N/A | #N/A | #N/A | 178.0577 | #N/A | #N/A | 6.0268 | #N/A | 0 | 0 | 0 | 0 | 0 | 0 | 0 | 0 | 0.07914% | 1 | 50% | 0% | 0% | 0% | 8.2745 | 0 | 0 | 0 | 8.2745 | #N/A
2007-10-19 08:01 | 10 | 19 | 8 | 292.2921 | 6992 | 62.96 | 33.98 | 1018 | 62.96 | 40.2204 | 0 | Heating | 5.3627 | #N/A | #N/A | #N/A | #N/A | 40.2204 | #N/A | #N/A | 6.0268 | #N/A | 0 | 0 | 0 | 0 | 0 | 0 | 0 | 0 | 0.01788% | 1 | 50% | 0% | 0% | 0% | 8.2745 | 0 | 0 | 0 | 8.2745 | #N/A
2007-10-19 09:01 | 10 | 19 | 9 | 292.3337 | 6993 | 68 | 35.96 | 1018 | 68 | 12.4843 | 0 | Heating | 1.6646 | #N/A | #N/A | #N/A | #N/A | 12.4843 | #N/A | #N/A | 6.8007 | #N/A | 0 | 0 | 0 | 0 | 0 | 0 | 0 | 0 | 0.005549% | 1 | 50% | 0% | 0% | 0% | 8.2745 | 0 | 0 | 0 | 8.2745 | #N/A
2007-10-19 10:01 | 10 | 19 | 10 | 292.3754 | 6994 | 71.06 | 39.92 | 1018 | 71.06 | 8.7179 | 0 | Heating | 1.1624 | #N/A | #N/A | #N/A | #N/A | 8.7179 | #N/A | #N/A | 7.3273 | #N/A | 0 | 0 | 0 | 0 | 0 | 0 | 0 | 0 | 0.003875% | 1 | 50% | 0% | 0% | 0% | 8.2745 | 0 | 0 | 0 | 8.2745 | #N/A
2007-10-19 11:01 | 10 | 19 | 11 | 292.4171 | 6995 | 71.06 | 39.92 | 1017 | 71.06 | 5.2675 | 0 | Heating | 0.70233 | #N/A | #N/A | #N/A | #N/A | 5.2675 | #N/A | #N/A | 7.3273 | #N/A | 0 | 0 | 0 | 0 | 0 | 0 | 0 | 0 | 0.002341% | 1 | 50% | 0% | 0% | 0% | 8.2745 | 0 | 0 | 0 | 8.2745 | #N/A
2007-10-19 12:01 | 10 | 19 | 12 | 292.4587 | 6996 | 80.06 | 37.04 | 1016 | 80.06 | 1.8283 | 0 | Heating | 0.24377 | #N/A | #N/A | #N/A | #N/A | 1.8283 | #N/A | #N/A | 9.1467 | #N/A | 0 | 0 | 0 | 0 | 0 | 0 | 0 | 0 | 0.0008126% | 1 | 50% | 0% | 0% | 0% | 8.2745 | 0 | 0 | 0 | 8.2745 | #N/A
2007-10-19 13:01 | 10 | 19 | 13 | 292.5004 | 6997 | 82.94 | 39.02 | 1015 | 82.94 | 0 | 8.5273 | Cooling | 1.4212 | #N/A | #N/A | #N/A | #N/A | 0 | 0 | 0 | 0 | 0 | 8.5273 | #N/A | #N/A | 88 | #N/A | #N/A | #N/A | #N/A | 0.004737% | 1 | 50% | 0% | 0% | 0% | 8.2745 | 0 | 0 | 0 | 8.2745 | #N/A
2007-10-19 14:01 | 10 | 19 | 14 | 292.5421 | 6998 | 82.94 | 35.06 | 1014 | 82.94 | 0 | 15.4392 | Cooling | 2.5732 | #N/A | #N/A | #N/A | #N/A | 0 | 0 | 0 | 0 | 0 | 15.4392 | #N/A | #N/A | 88 | #N/A | #N/A | #N/A | #N/A | 0.008577% | 1 | 50% | 0% | 0% | 0% | 8.2745 | 0 | 0 | 0 | 8.2745 | #N/A
2007-10-19 15:01 | 10 | 19 | 15 | 292.5837 | 6999 | 84.02 | 35.96 | 1014 | 84.02 | 0 | 14.0206 | Cooling | 2.3368 | #N/A | #N/A | #N/A | #N/A | 0 | 0 | 0 | 0 | 0 | 14.0206 | #N/A | #N/A | 88 | #N/A | #N/A | #N/A | #N/A | 0.007789% | 1 | 50% | 0% | 0% | 0% | 8.2745 | 0 | 0 | 0 | 8.2745 | #N/A
2007-10-19 16:01 | 10 | 19 | 16 | 292.6254 | 7000 | 82.94 | 33.08 | 1013 | 82.94 | 0 | 9.6823 | Cooling | 1.6137 | #N/A | #N/A | #N/A | #N/A | 0 | 0 | 0 | 0 | 0 | 9.6823 | #N/A | #N/A | 88 | #N/A | #N/A | #N/A | #N/A | 0.005379% | 1 | 50% | 0% | 0% | 0% | 8.2745 | 0 | 0 | 0 | 8.2745 | #N/A
2007-10-19 17:01 | 10 | 19 | 17 | 292.6671 | 7001 | 82.94 | 35.06 | 1013 | 82.94 | 0.05343 | 0 | Heating | 0.007124 | #N/A | #N/A | #N/A | #N/A | 0.05343 | #N/A | #N/A | 9.8202 | #N/A | 0 | 0 | 0 | 0 | 0 | 0 | 0 | 0 | 2.375e-05% | 1 | 50% | 0% | 0% | 0% | 8.2745 | 0 | 0 | 0 | 8.2745 | #N/A
2007-10-19 18:01 | 10 | 19 | 18 | 292.7087 | 7002 | 78.98 | 37.04 | 1013 | 78.98 | 0 | 0 | Cooling | 0 | #N/A | #N/A | #N/A | #N/A | 0 | 0 | 0 | 0 | 0 | 0 | #N/A | #N/A | 88 | #N/A | #N/A | #N/A | #N/A | 0% | 1 | 50% | 0% | 0% | 0% | 8.2745 | 0 | 0 | 0 | 8.2745 | #N/A
2007-10-19 19:01 | 10 | 19 | 19 | 292.7504 | 7003 | 77 | 35.96 | 1013 | 77 | 0 | 0 | Cooling | 0 | #N/A | #N/A | #N/A | #N/A | 0 | 0 | 0 | 0 | 0 | 0 | #N/A | #N/A | 88 | #N/A | #N/A | #N/A | #N/A | 0% | 1 | 50% | 0% | 0% | 0% | 8.2745 | 0 | 0 | 0 | 8.2745 | #N/A
2007-10-19 20:01 | 10 | 19 | 20 | 292.7921 | 7004 | 77 | 35.96 | 1013 | 77 | 0 | 0 | Cooling | 0 | #N/A | #N/A | #N/A | #N/A | 0 | 0 | 0 | 0 | 0 | 0 | #N/A | #N/A | 88 | #N/A | #N/A | #N/A | #N/A | 0% | 1 | 50% | 0% | 0% | 0% | 8.2745 | 0 | 0 | 0 | 8.2745 | #N/A
2007-10-19 21:01 | 10 | 19 | 21 | 292.8337 | 7005 | 75.02 | 35.96 | 1012 | 75.02 | 0 | 0 | Cooling | 0 | #N/A | #N/A | #N/A | #N/A | 0 | 0 | 0 | 0 | 0 | 0 | #N/A | #N/A | 88 | #N/A | #N/A | #N/A | #N/A | 0% | 1 | 50% | 0% | 0% | 0% | 8.2745 | 0 | 0 | 0 | 8.2745 | #N/A
2007-10-19 22:01 | 10 | 19 | 22 | 292.8754 | 7006 | 73.94 | 35.06 | 1012 | 73.94 | 0 | 0 | Cooling | 0 | #N/A | #N/A | #N/A | #N/A | 0 | 0 | 0 | 0 | 0 | 0 | #N/A | #N/A | 88 | #N/A | #N/A | #N/A | #N/A | 0% | 1 | 50% | 0% | 0% | 0% | 8.2745 | 0 | 0 | 0 | 8.2745 | #N/A
2007-10-19 23:01 | 10 | 19 | 23 | 292.9171 | 7007 | 73.94 | 35.96 | 1012 | 73.94 | 0 | 0 | Cooling | 0 | #N/A | #N/A | #N/A | #N/A | 0 | 0 | 0 | 0 | 0 | 0 | #N/A | #N/A | 88 | #N/A | #N/A | #N/A | #N/A | 0% | 1 | 50% | 0% | 0% | 0% | 8.2745 | 0 | 0 | 0 | 8.2745 | #N/A
2007-10-20 00:01 | 10 | 20 | 0 | 292.9587 | 7008 | 73.04 | 35.06 | 1012 | 73.04 | 0 | 0 | Cooling | 0 | #N/A | #N/A | #N/A | #N/A | 0 | 0 | 0 | 0 | 0 | 0 | #N/A | #N/A | 88 | #N/A | #N/A | #N/A | #N/A | 0% | 1 | 50% | 0% | 0% | 0% | 8.2745 | 0 | 0 | 0 | 8.2745 | #N/A
2007-10-20 01:01 | 10 | 20 | 1 | 293.0004 | 7009 | 69.08 | 35.96 | 1012 | 69.08 | 0 | 0 | Cooling | 0 | #N/A | #N/A | #N/A | #N/A | 0 | 0 | 0 | 0 | 0 | 0 | #N/A | #N/A | 88 | #N/A | #N/A | #N/A | #N/A | 0% | 1 | 50% | 0% | 0% | 0% | 8.2745 | 0 | 0 | 0 | 8.2745 | #N/A
2007-10-20 02:01 | 10 | 20 | 2 | 293.0421 | 7010 | 69.08 | 35.96 | 1012 | 69.08 | 0 | 0 | Cooling | 0 | #N/A | #N/A | #N/A | #N/A | 0 | 0 | 0 | 0 | 0 | 0 | #N/A | #N/A | 88 | #N/A | #N/A | #N/A | #N/A | 0% | 1 | 50% | 0% | 0% | 0% | 8.2745 | 0 | 0 | 0 | 8.2745 | #N/A
2007-10-20 03:01 | 10 | 20 | 3 | 293.0837 | 7011 | 68 | 35.96 | 1011 | 68 | 0.085669 | 0 | Heating | 0.011422 | #N/A | #N/A | #N/A | #N/A | 0.085669 | #N/A | #N/A | 6.8007 | #N/A | 0 | 0 | 0 | 0 | 0 | 0 | 0 | 0 | 3.807e-05% | 1 | 50% | 0% | 0% | 0% | 8.2745 | 0 | 0 | 0 | 8.2745 | #N/A
2007-10-20 04:01 | 10 | 20 | 4 | 293.1254 | 7012 | 68 | 37.94 | 1011 | 68 | 0.058341 | 0 | Heating | 0.0077788 | #N/A | #N/A | #N/A | #N/A | 0.058341 | #N/A | #N/A | 6.8007 | #N/A | 0 | 0 | 0 | 0 | 0 | 0 | 0 | 0 | 2.593e-05% | 1 | 50% | 0% | 0% | 0% | 8.2745 | 0 | 0 | 0 | 8.2745 | #N/A
2007-10-20 05:01 | 10 | 20 | 5 | 293.1671 | 7013 | 68 | 37.04 | 1012 | 68 | 0.77258 | 0 | Heating | 0.10301 | #N/A | #N/A | #N/A | #N/A | 0.77258 | #N/A | #N/A | 6.8007 | #N/A | 0 | 0 | 0 | 0 | 0 | 0 | 0 | 0 | 0.0003434% | 1 | 50% | 0% | 0% | 0% | 8.2745 | 0 | 0 | 0 | 8.2745 | #N/A
2007-10-20 06:01 | 10 | 20 | 6 | 293.2087 | 7014 | 66.92 | 35.96 | 1012 | 66.92 | 0.86872 | 0 | Heating | 0.11583 | #N/A | #N/A | #N/A | #N/A | 0.86872 | #N/A | #N/A | 6.6252 | #N/A | 0 | 0 | 0 | 0 | 0 | 0 | 0 | 0 | 0.0003861% | 1 | 50% | 0% | 0% | 0% | 8.2745 | 0 | 0 | 0 | 8.2745 | #N/A
2007-10-20 07:01 | 10 | 20 | 7 | 293.2504 | 7015 | 64.94 | 37.94 | 1012 | 64.94 | 0.028495 | 0 | Heating | 0.0037993 | #N/A | #N/A | #N/A | #N/A | 0.028495 | #N/A | #N/A | 6.3174 | #N/A | 0 | 0 | 0 | 0 | 0 | 0 | 0 | 0 | 1.266e-05% | 1 | 50% | 0% | 0% | 0% | 8.2745 | 0 | 0 | 0 | 8.2745 | #N/A
2007-10-20 08:01 | 10 | 20 | 8 | 293.2921 | 7016 | 64.94 | 44.06 | 1012 | 64.94 | 0 | 0 | Cooling | 0 | #N/A | #N/A | #N/A | #N/A | 0 | 0 | 0 | 0 | 0 | 0 | #N/A | #N/A | 88 | #N/A | #N/A | #N/A | #N/A | 0% | 1 | 50% | 0% | 0% | 0% | 8.2745 | 0 | 0 | 0 | 8.2745 | #N/A
2007-10-20 09:01 | 10 | 20 | 9 | 293.3337 | 7017 | 66.02 | 44.06 | 1012 | 66.02 | 0 | 0 | Cooling | 0 | #N/A | #N/A | #N/A | #N/A | 0 | 0 | 0 | 0 | 0 | 0 | #N/A | #N/A | 88 | #N/A | #N/A | #N/A | #N/A | 0% | 1 | 50% | 0% | 0% | 0% | 8.2745 | 0 | 0 | 0 | 8.2745 | #N/A
2007-10-20 10:01 | 10 | 20 | 10 | 293.3754 | 7018 | 69.08 | 44.06 | 1011 | 69.08 | 0 | 0 | Cooling | 0 | #N/A | #N/A | #N/A | #N/A | 0 | 0 | 0 | 0 | 0 | 0 | #N/A | #N/A | 88 | #N/A | #N/A | #N/A | #N/A | 0% | 1 | 50% | 0% | 0% | 0% | 8.2745 | 0 | 0 | 0 | 8.2745 | #N/A
2007-10-20 11:01 | 10 | 20 | 11 | 293.4171 | 7019 | 69.08 | 42.98 | 1011 | 69.08 | 0 | 0 | Cooling | 0 | #N/A | #N/A | #N/A | #N/A | 0 | 0 | 0 | 0 | 0 | 0 | #N/A | #N/A | 88 | #N/A | #N/A | #N/A | #N/A | 0% | 1 | 50% | 0% | 0% | 0% | 8.2745 | 0 | 0 | 0 | 8.2745 | #N/A
2007-10-20 12:01 | 10 | 20 | 12 | 293.4587 | 7020 | 69.98 | 44.06 | 1011 | 69.98 | 0 | 0 | Cooling | 0 | #N/A | #N/A | #N/A | #N/A | 0 | 0 | 0 | 0 | 0 | 0 | #N/A | #N/A | 88 | #N/A | #N/A | #N/A | #N/A | 0% | 1 | 50% | 0% | 0% | 0% | 8.2745 | 0 | 0 | 0 | 8.2745 | #N/A
2007-10-20 13:01 | 10 | 20 | 13 | 293.5004 | 7021 | 71.96 | 42.98 | 1010 | 71.96 | 0 | 0 | Cooling | 0 | #N/A | #N/A | #N/A | #N/A | 0 | 0 | 0 | 0 | 0 | 0 | #N/A | #N/A | 88 | #N/A | #N/A | #N/A | #N/A | 0% | 1 | 50% | 0% | 0% | 0% | 8.2745 | 0 | 0 | 0 | 8.2745 | #N/A
2007-10-20 14:01 | 10 | 20 | 14 | 293.5421 | 7022 | 71.96 | 42.98 | 1009 | 71.96 | 0 | 0 | Cooling | 0 | #N/A | #N/A | #N/A | #N/A | 0 | 0 | 0 | 0 | 0 | 0 | #N/A | #N/A | 88 | #N/A | #N/A | #N/A | #N/A | 0% | 1 | 50% | 0% | 0% | 0% | 8.2745 | 0 | 0 | 0 | 8.2745 | #N/A
2007-10-20 15:01 | 10 | 20 | 15 | 293.5837 | 7023 | 71.06 | 44.06 | 1008 | 71.06 | 0 | 0 | Cooling | 0 | #N/A | #N/A | #N/A | #N/A | 0 | 0 | 0 | 0 | 0 | 0 | #N/A | #N/A | 88 | #N/A | #N/A | #N/A | #N/A | 0% | 1 | 50% | 0% | 0% | 0% | 8.2745 | 0 | 0 | 0 | 8.2745 | #N/A
2007-10-20 16:01 | 10 | 20 | 16 | 293.6254 | 7024 | 69.98 | 42.98 | 1008 | 69.98 | 0 | 0 | Cooling | 0 | #N/A | #N/A | #N/A | #N/A | 0 | 0 | 0 | 0 | 0 | 0 | #N/A | #N/A | 88 | #N/A | #N/A | #N/A | #N/A | 0% | 1 | 50% | 0% | 0% | 0% | 8.2745 | 0 | 0 | 0 | 8.2745 | #N/A
2007-10-20 17:01 | 10 | 20 | 17 | 293.6671 | 7025 | 69.98 | 42.98 | 1007 | 69.98 | 0 | 0 | Cooling | 0 | #N/A | #N/A | #N/A | #N/A | 0 | 0 | 0 | 0 | 0 | 0 | #N/A | #N/A | 88 | #N/A | #N/A | #N/A | #N/A | 0% | 1 | 50% | 0% | 0% | 0% | 8.2745 | 0 | 0 | 0 | 8.2745 | #N/A
2007-10-20 18:01 | 10 | 20 | 18 | 293.7087 | 7026 | 62.06 | 42.98 | 1007 | 62.06 | 0 | 0 | Cooling | 0 | #N/A | #N/A | #N/A | #N/A | 0 | 0 | 0 | 0 | 0 | 0 | #N/A | #N/A | 88 | #N/A | #N/A | #N/A | #N/A | 0% | 1 | 50% | 0% | 0% | 0% | 8.2745 | 0 | 0 | 0 | 8.2745 | #N/A
2007-10-20 19:01 | 10 | 20 | 19 | 293.7504 | 7027 | 60.08 | 42.08 | 1007 | 60.08 | 0 | 0 | Cooling | 0 | #N/A | #N/A | #N/A | #N/A | 0 | 0 | 0 | 0 | 0 | 0 | #N/A | #N/A | 88 | #N/A | #N/A | #N/A | #N/A | 0% | 1 | 50% | 0% | 0% | 0% | 8.2745 | 0 | 0 | 0 | 8.2745 | #N/A
2007-10-20 20:01 | 10 | 20 | 20 | 293.7921 | 7028 | 60.08 | 42.08 | 1007 | 60.08 | 0 | 0 | Cooling | 0 | #N/A | #N/A | #N/A | #N/A | 0 | 0 | 0 | 0 | 0 | 0 | #N/A | #N/A | 88 | #N/A | #N/A | #N/A | #N/A | 0% | 1 | 50% | 0% | 0% | 0% | 8.2745 | 0 | 0 | 0 | 8.2745 | #N/A
2007-10-20 21:01 | 10 | 20 | 21 | 293.8337 | 7029 | 57.92 | 42.08 | 1007 | 57.92 | 0 | 0 | Cooling | 0 | #N/A | #N/A | #N/A | #N/A | 0 | 0 | 0 | 0 | 0 | 0 | #N/A | #N/A | 88 | #N/A | #N/A | #N/A | #N/A | 0% | 1 | 50% | 0% | 0% | 0% | 8.2745 | 0 | 0 | 0 | 8.2745 | #N/A
2007-10-20 22:01 | 10 | 20 | 22 | 293.8754 | 7030 | 55.04 | 41 | 1007 | 55.04 | 0 | 0 | Cooling | 0 | #N/A | #N/A | #N/A | #N/A | 0 | 0 | 0 | 0 | 0 | 0 | #N/A | #N/A | 88 | #N/A | #N/A | #N/A | #N/A | 0% | 1 | 50% | 0% | 0% | 0% | 8.2745 | 0 | 0 | 0 | 8.2745 | #N/A
2007-10-20 23:01 | 10 | 20 | 23 | 293.9171 | 7031 | 55.04 | 39.92 | 1006 | 55.04 | 0 | 0 | Cooling | 0 | #N/A | #N/A | #N/A | #N/A | 0 | 0 | 0 | 0 | 0 | 0 | #N/A | #N/A | 88 | #N/A | #N/A | #N/A | #N/A | 0% | 1 | 50% | 0% | 0% | 0% | 8.2745 | 0 | 0 | 0 | 8.2745 | #N/A
2007-10-21 00:01 | 10 | 21 | 0 | 293.9587 | 7032 | 51.08 | 39.92 | 1006 | 51.08 | 0 | 0 | Cooling | 0 | #N/A | #N/A | #N/A | #N/A | 0 | 0 | 0 | 0 | 0 | 0 | #N/A | #N/A | 88 | #N/A | #N/A | #N/A | #N/A | 0% | 1 | 50% | 0% | 0% | 0% | 8.2745 | 0 | 0 | 0 | 8.2745 | #N/A
2007-10-21 01:01 | 10 | 21 | 1 | 294.0004 | 7033 | 50 | 39.02 | 1006 | 50 | 0 | 0 | Cooling | 0 | #N/A | #N/A | #N/A | #N/A | 0 | 0 | 0 | 0 | 0 | 0 | #N/A | #N/A | 88 | #N/A | #N/A | #N/A | #N/A | 0% | 1 | 50% | 0% | 0% | 0% | 8.2745 | 0 | 0 | 0 | 8.2745 | #N/A
2007-10-21 02:01 | 10 | 21 | 2 | 294.0421 | 7034 | 50 | 39.92 | 1005 | 50 | 0 | 0 | Cooling | 0 | #N/A | #N/A | #N/A | #N/A | 0 | 0 | 0 | 0 | 0 | 0 | #N/A | #N/A | 88 | #N/A | #N/A | #N/A | #N/A | 0% | 1 | 50% | 0% | 0% | 0% | 8.2745 | 0 | 0 | 0 | 8.2745 | #N/A
2007-10-21 03:01 | 10 | 21 | 3 | 294.0837 | 7035 | 48.02 | 39.02 | 1005 | 48.02 | 0 | 0 | Cooling | 0 | #N/A | #N/A | #N/A | #N/A | 0 | 0 | 0 | 0 | 0 | 0 | #N/A | #N/A | 88 | #N/A | #N/A | #N/A | #N/A | 0% | 1 | 50% | 0% | 0% | 0% | 8.2745 | 0 | 0 | 0 | 8.2745 | #N/A
2007-10-21 04:01 | 10 | 21 | 4 | 294.1254 | 7036 | 46.94 | 37.94 | 1004 | 46.94 | 0.35515 | 0 | Heating | 0.047353 | #N/A | #N/A | #N/A | #N/A | 0.35515 | #N/A | #N/A | 4.2441 | #N/A | 0 | 0 | 0 | 0 | 0 | 0 | 0 | 0 | 0.0001578% | 1 | 50% | 0% | 0% | 0% | 8.2745 | 0 | 0 | 0 | 8.2745 | #N/A
2007-10-21 05:01 | 10 | 21 | 5 | 294.1671 | 7037 | 46.94 | 39.92 | 1004 | 46.94 | 0 | 0 | Cooling | 0 | #N/A | #N/A | #N/A | #N/A | 0 | 0 | 0 | 0 | 0 | 0 | #N/A | #N/A | 88 | #N/A | #N/A | #N/A | #N/A | 0% | 1 | 50% | 0% | 0% | 0% | 8.2745 | 0 | 0 | 0 | 8.2745 | #N/A
2007-10-21 06:01 | 10 | 21 | 6 | 294.2087 | 7038 | 44.6 | 39.92 | 1004 | 44.6 | 288.5814 | 0 | Heating | 38.4775 | #N/A | #N/A | #N/A | #N/A | 288.5814 | #N/A | #N/A | 4.058 | #N/A | 0 | 0 | 0 | 0 | 0 | 0 | 0 | 0 | 0.1283% | 1 | 50% | 0% | 0% | 0% | 8.2745 | 0 | 0 | 0 | 8.2745 | #N/A
2007-10-21 07:01 | 10 | 21 | 7 | 294.2504 | 7039 | 46.04 | 39.92 | 1004 | 46.04 | 97.1739 | 0 | Heating | 12.9565 | #N/A | #N/A | #N/A | #N/A | 97.1739 | #N/A | #N/A | 4.1705 | #N/A | 0 | 0 | 0 | 0 | 0 | 0 | 0 | 0 | 0.04319% | 1 | 50% | 0% | 0% | 0% | 8.2745 | 0 | 0 | 0 | 8.2745 | #N/A
2007-10-21 08:01 | 10 | 21 | 8 | 294.2921 | 7040 | 48.92 | 42.08 | 1004 | 48.92 | 6.9384 | 0 | Heating | 0.92513 | #N/A | #N/A | #N/A | #N/A | 6.9384 | #N/A | #N/A | 4.4149 | #N/A | 0 | 0 | 0 | 0 | 0 | 0 | 0 | 0 | 0.003084% | 1 | 50% | 0% | 0% | 0% | 8.2745 | 0 | 0 | 0 | 8.2745 | #N/A
2007-10-21 09:01 | 10 | 21 | 9 | 294.3337 | 7041 | 51.98 | 42.08 | 1003 | 51.98 | 0.79376 | 0 | Heating | 0.10583 | #N/A | #N/A | #N/A | #N/A | 0.79376 | #N/A | #N/A | 4.7043 | #N/A | 0 | 0 | 0 | 0 | 0 | 0 | 0 | 0 | 0.0003528% | 1 | 50% | 0% | 0% | 0% | 8.2745 | 0 | 0 | 0 | 8.2745 | #N/A
2007-10-21 10:01 | 10 | 21 | 10 | 294.3754 | 7042 | 53.96 | 44.96 | 1003 | 53.96 | 0.046386 | 0 | Heating | 0.0061848 | #N/A | #N/A | #N/A | #N/A | 0.046386 | #N/A | #N/A | 4.9089 | #N/A | 0 | 0 | 0 | 0 | 0 | 0 | 0 | 0 | 2.062e-05% | 1 | 50% | 0% | 0% | 0% | 8.2745 | 0 | 0 | 0 | 8.2745 | #N/A
2007-10-21 11:01 | 10 | 21 | 11 | 294.4171 | 7043 | 53.96 | 44.96 | 1003 | 53.96 | 0 | 0 | Cooling | 0 | #N/A | #N/A | #N/A | #N/A | 0 | 0 | 0 | 0 | 0 | 0 | #N/A | #N/A | 88 | #N/A | #N/A | #N/A | #N/A | 0% | 1 | 50% | 0% | 0% | 0% | 8.2745 | 0 | 0 | 0 | 8.2745 | #N/A
2007-10-21 12:01 | 10 | 21 | 12 | 294.4587 | 7044 | 53.96 | 46.04 | 1003 | 53.96 | 0 | 0 | Cooling | 0 | #N/A | #N/A | #N/A | #N/A | 0 | 0 | 0 | 0 | 0 | 0 | #N/A | #N/A | 88 | #N/A | #N/A | #N/A | #N/A | 0% | 1 | 50% | 0% | 0% | 0% | 8.2745 | 0 | 0 | 0 | 8.2745 | #N/A
2007-10-21 13:01 | 10 | 21 | 13 | 294.5004 | 7045 | 51.8 | 48.02 | 1002 | 51.8 | 0 | 0 | Cooling | 0 | #N/A | #N/A | #N/A | #N/A | 0 | 0 | 0 | 0 | 0 | 0 | #N/A | #N/A | 88 | #N/A | #N/A | #N/A | #N/A | 0% | 1 | 50% | 0% | 0% | 0% | 8.2745 | 0 | 0 | 0 | 8.2745 | #N/A
2007-10-21 14:01 | 10 | 21 | 14 | 294.5421 | 7046 | 53.06 | 48.02 | 1002 | 53.06 | 0 | 0 | Cooling | 0 | #N/A | #N/A | #N/A | #N/A | 0 | 0 | 0 | 0 | 0 | 0 | #N/A | #N/A | 88 | #N/A | #N/A | #N/A | #N/A | 0% | 1 | 50% | 0% | 0% | 0% | 8.2745 | 0 | 0 | 0 | 8.2745 | #N/A
2007-10-21 15:01 | 10 | 21 | 15 | 294.5837 | 7047 | 53.96 | 51.08 | 1002 | 53.96 | 0 | 32.9838 | Cooling | 5.4973 | #N/A | #N/A | #N/A | #N/A | 0 | 0 | 0 | 0 | 0 | 32.9838 | #N/A | #N/A | 88 | #N/A | #N/A | #N/A | #N/A | 0.01832% | 1 | 50% | 0% | 0% | 0% | 8.2745 | 0 | 0 | 0 | 8.2745 | #N/A
2007-10-21 16:01 | 10 | 21 | 16 | 294.6254 | 7048 | 53.96 | 51.08 | 1002 | 53.96 | 0 | 165.459 | Cooling | 27.5765 | #N/A | #N/A | #N/A | #N/A | 0 | 0 | 0 | 0 | 0 | 165.459 | #N/A | #N/A | 88 | #N/A | #N/A | #N/A | #N/A | 0.09192% | 1 | 50% | 0% | 0% | 0% | 8.2745 | 0 | 0 | 0 | 8.2745 | #N/A
2007-10-21 17:01 | 10 | 21 | 17 | 294.6671 | 7049 | 53.96 | 51.08 | 1002 | 53.96 | 0 | 73.2701 | Cooling | 12.2117 | #N/A | #N/A | #N/A | #N/A | 0 | 0 | 0 | 0 | 0 | 73.2701 | #N/A | #N/A | 88 | #N/A | #N/A | #N/A | #N/A | 0.04071% | 1 | 50% | 0% | 0% | 0% | 8.2745 | 0 | 0 | 0 | 8.2745 | #N/A
2007-10-21 18:01 | 10 | 21 | 18 | 294.7087 | 7050 | 53.96 | 50 | 1003 | 53.96 | 0 | 16.2171 | Cooling | 2.7029 | #N/A | #N/A | #N/A | #N/A | 0 | 0 | 0 | 0 | 0 | 16.2171 | #N/A | #N/A | 88 | #N/A | #N/A | #N/A | #N/A | 0.00901% | 1 | 50% | 0% | 0% | 0% | 8.2745 | 0 | 0 | 0 | 8.2745 | #N/A
2007-10-21 19:01 | 10 | 21 | 19 | 294.7504 | 7051 | 53.96 | 48.92 | 1003 | 53.96 | 0 | 0.049381 | Cooling | 0.0082301 | #N/A | #N/A | #N/A | #N/A | 0 | 0 | 0 | 0 | 0 | 0.049381 | #N/A | #N/A | 88 | #N/A | #N/A | #N/A | #N/A | 2.743e-05% | 1 | 50% | 0% | 0% | 0% | 8.2745 | 0 | 0 | 0 | 8.2745 | #N/A
2007-10-21 20:01 | 10 | 21 | 20 | 294.7921 | 7052 | 53.96 | 48.92 | 1004 | 53.96 | 0 | 0.0074358 | Cooling | 0.0012393 | #N/A | #N/A | #N/A | #N/A | 0 | 0 | 0 | 0 | 0 | 0.0074358 | #N/A | #N/A | 88 | #N/A | #N/A | #N/A | #N/A | 4.131e-06% | 1 | 50% | 0% | 0% | 0% | 8.2745 | 0 | 0 | 0 | 8.2745 | #N/A
2007-10-21 21:01 | 10 | 21 | 21 | 294.8337 | 7053 | 55.94 | 48.92 | 1004 | 55.94 | 0.57301 | 0 | Heating | 0.076402 | #N/A | #N/A | #N/A | #N/A | 0.57301 | #N/A | #N/A | 5.1278 | #N/A | 0 | 0 | 0 | 0 | 0 | 0 | 0 | 0 | 0.0002547% | 1 | 50% | 0% | 0% | 0% | 8.2745 | 0 | 0 | 0 | 8.2745 | #N/A
2007-10-21 22:01 | 10 | 21 | 22 | 294.8754 | 7054 | 55.94 | 48.02 | 1004 | 55.94 | 0 | 0 | Cooling | 0 | #N/A | #N/A | #N/A | #N/A | 0 | 0 | 0 | 0 | 0 | 0 | #N/A | #N/A | 88 | #N/A | #N/A | #N/A | #N/A | 0% | 1 | 50% | 0% | 0% | 0% | 8.2745 | 0 | 0 | 0 | 8.2745 | #N/A
2007-10-21 23:01 | 10 | 21 | 23 | 294.9171 | 7055 | 55.94 | 46.94 | 1004 | 55.94 | 0 | 0 | Cooling | 0 | #N/A | #N/A | #N/A | #N/A | 0 | 0 | 0 | 0 | 0 | 0 | #N/A | #N/A | 88 | #N/A | #N/A | #N/A | #N/A | 0% | 1 | 50% | 0% | 0% | 0% | 8.2745 | 0 | 0 | 0 | 8.2745 | #N/A
2007-10-22 00:01 | 10 | 22 | 0 | 294.9587 | 7056 | 60.08 | 46.04 | 1004 | 60.08 | 0 | 0 | Cooling | 0 | #N/A | #N/A | #N/A | #N/A | 0 | 0 | 0 | 0 | 0 | 0 | #N/A | #N/A | 88 | #N/A | #N/A | #N/A | #N/A | 0% | 1 | 50% | 0% | 0% | 0% | 8.2745 | 0 | 0 | 0 | 8.2745 | #N/A
2007-10-22 01:01 | 10 | 22 | 1 | 295.0004 | 7057 | 60.98 | 46.04 | 1004 | 60.98 | 0 | 0 | Cooling | 0 | #N/A | #N/A | #N/A | #N/A | 0 | 0 | 0 | 0 | 0 | 0 | #N/A | #N/A | 88 | #N/A | #N/A | #N/A | #N/A | 0% | 1 | 50% | 0% | 0% | 0% | 8.2745 | 0 | 0 | 0 | 8.2745 | #N/A
2007-10-22 02:01 | 10 | 22 | 2 | 295.0421 | 7058 | 60.98 | 44.96 | 1004 | 60.98 | 0 | 0 | Cooling | 0 | #N/A | #N/A | #N/A | #N/A | 0 | 0 | 0 | 0 | 0 | 0 | #N/A | #N/A | 88 | #N/A | #N/A | #N/A | #N/A | 0% | 1 | 50% | 0% | 0% | 0% | 8.2745 | 0 | 0 | 0 | 8.2745 | #N/A
2007-10-22 03:01 | 10 | 22 | 3 | 295.0837 | 7059 | 60.98 | 44.96 | 1004 | 60.98 | 0 | 0 | Cooling | 0 | #N/A | #N/A | #N/A | #N/A | 0 | 0 | 0 | 0 | 0 | 0 | #N/A | #N/A | 88 | #N/A | #N/A | #N/A | #N/A | 0% | 1 | 50% | 0% | 0% | 0% | 8.2745 | 0 | 0 | 0 | 8.2745 | #N/A
2007-10-22 04:01 | 10 | 22 | 4 | 295.1254 | 7060 | 62.96 | 42.98 | 1004 | 62.96 | 0 | 0 | Cooling | 0 | #N/A | #N/A | #N/A | #N/A | 0 | 0 | 0 | 0 | 0 | 0 | #N/A | #N/A | 88 | #N/A | #N/A | #N/A | #N/A | 0% | 1 | 50% | 0% | 0% | 0% | 8.2745 | 0 | 0 | 0 | 8.2745 | #N/A
2007-10-22 05:01 | 10 | 22 | 5 | 295.1671 | 7061 | 62.96 | 42.98 | 1005 | 62.96 | 0 | 0 | Cooling | 0 | #N/A | #N/A | #N/A | #N/A | 0 | 0 | 0 | 0 | 0 | 0 | #N/A | #N/A | 88 | #N/A | #N/A | #N/A | #N/A | 0% | 1 | 50% | 0% | 0% | 0% | 8.2745 | 0 | 0 | 0 | 8.2745 | #N/A
2007-10-22 06:01 | 10 | 22 | 6 | 295.2087 | 7062 | 64.94 | 39.92 | 1005 | 64.94 | 160.7342 | 0 | Heating | 21.4312 | #N/A | #N/A | #N/A | #N/A | 160.7342 | #N/A | #N/A | 6.3174 | #N/A | 0 | 0 | 0 | 0 | 0 | 0 | 0 | 0 | 0.07144% | 1 | 50% | 0% | 0% | 0% | 8.2745 | 0 | 0 | 0 | 8.2745 | #N/A
2007-10-22 07:01 | 10 | 22 | 7 | 295.2504 | 7063 | 64.94 | 41 | 1005 | 64.94 | 28.8739 | 0 | Heating | 3.8499 | #N/A | #N/A | #N/A | #N/A | 28.8739 | #N/A | #N/A | 6.3174 | #N/A | 0 | 0 | 0 | 0 | 0 | 0 | 0 | 0 | 0.01283% | 1 | 50% | 0% | 0% | 0% | 8.2745 | 0 | 0 | 0 | 8.2745 | #N/A
2007-10-22 08:01 | 10 | 22 | 8 | 295.2921 | 7064 | 64.94 | 44.06 | 1006 | 64.94 | 0.27325 | 0 | Heating | 0.036433 | #N/A | #N/A | #N/A | #N/A | 0.27325 | #N/A | #N/A | 6.3174 | #N/A | 0 | 0 | 0 | 0 | 0 | 0 | 0 | 0 | 0.0001214% | 1 | 50% | 0% | 0% | 0% | 8.2745 | 0 | 0 | 0 | 8.2745 | #N/A
2007-10-22 09:01 | 10 | 22 | 9 | 295.3337 | 7065 | 69.08 | 48.02 | 1006 | 69.08 | 0 | 0.13638 | Cooling | 0.022729 | #N/A | #N/A | #N/A | #N/A | 0 | 0 | 0 | 0 | 0 | 0.13638 | #N/A | #N/A | 88 | #N/A | #N/A | #N/A | #N/A | 7.576e-05% | 1 | 50% | 0% | 0% | 0% | 8.2745 | 0 | 0 | 0 | 8.2745 | #N/A
2007-10-22 10:01 | 10 | 22 | 10 | 295.3754 | 7066 | 71.06 | 51.08 | 1006 | 71.06 | 0 | 37.3069 | Cooling | 6.2178 | #N/A | #N/A | #N/A | #N/A | 0 | 0 | 0 | 0 | 0 | 37.3069 | #N/A | #N/A | 88 | #N/A | #N/A | #N/A | #N/A | 0.02073% | 1 | 50% | 0% | 0% | 0% | 8.2745 | 0 | 0 | 0 | 8.2745 | #N/A
2007-10-22 11:01 | 10 | 22 | 11 | 295.4171 | 7067 | 71.06 | 48.02 | 1006 | 71.06 | 0 | 148.4197 | Cooling | 24.7366 | #N/A | #N/A | #N/A | #N/A | 0 | 0 | 0 | 0 | 0 | 148.4197 | #N/A | #N/A | 88 | #N/A | #N/A | #N/A | #N/A | 0.08246% | 1 | 50% | 0% | 0% | 0% | 8.2745 | 0 | 0 | 0 | 8.2745 | #N/A
2007-10-22 12:01 | 10 | 22 | 12 | 295.4587 | 7068 | 69.08 | 44.96 | 1005 | 69.08 | 0 | 204.091 | Cooling | 34.0152 | #N/A | #N/A | #N/A | #N/A | 0 | 0 | 0 | 0 | 0 | 204.091 | #N/A | #N/A | 88 | #N/A | #N/A | #N/A | #N/A | 0.1134% | 1 | 50% | 0% | 0% | 0% | 8.2745 | 0 | 0 | 0 | 8.2745 | #N/A
2007-10-22 13:01 | 10 | 22 | 13 | 295.5004 | 7069 | 66.92 | 42.98 | 1005 | 66.92 | 0 | 492.6397 | Cooling | 82.1066 | #N/A | #N/A | #N/A | #N/A | 0 | 0 | 0 | 0 | 0 | 492.6397 | #N/A | #N/A | 88 | #N/A | #N/A | #N/A | #N/A | 0.2737% | 1 | 50% | 0% | 0% | 0% | 8.2745 | 0 | 0 | 0 | 8.2745 | #N/A
2007-10-22 14:01 | 10 | 22 | 14 | 295.5421 | 7070 | 69.08 | 42.98 | 1005 | 69.08 | 0 | 637.7673 | Cooling | 106.2945 | #N/A | #N/A | #N/A | #N/A | 0 | 0 | 0 | 0 | 0 | 637.7673 | #N/A | #N/A | 88 | #N/A | #N/A | #N/A | #N/A | 0.3543% | 1 | 50% | 0% | 0% | 0% | 8.2745 | 0 | 0 | 0 | 8.2745 | #N/A
2007-10-22 15:01 | 10 | 22 | 15 | 295.5837 | 7071 | 68 | 44.96 | 1004 | 68 | 0 | 751.4056 | Cooling | 125.2343 | #N/A | #N/A | #N/A | #N/A | 0 | 0 | 0 | 0 | 0 | 751.4056 | #N/A | #N/A | 88 | #N/A | #N/A | #N/A | #N/A | 0.4174% | 1 | 50% | 0% | 0% | 0% | 8.2745 | 0 | 0 | 0 | 8.2745 | #N/A
2007-10-22 16:01 | 10 | 22 | 16 | 295.6254 | 7072 | 66.2 | 44.96 | 1003 | 66.2 | 0 | 848.8218 | Cooling | 141.4703 | #N/A | #N/A | #N/A | #N/A | 0 | 0 | 0 | 0 | 0 | 848.8218 | #N/A | #N/A | 88 | #N/A | #N/A | #N/A | #N/A | 0.4716% | 1 | 50% | 0% | 0% | 0% | 8.2745 | 0 | 0 | 0 | 8.2745 | #N/A
2007-10-22 17:01 | 10 | 22 | 17 | 295.6671 | 7073 | 66.92 | 44.06 | 1003 | 66.92 | 0 | 627.2925 | Cooling | 104.5487 | #N/A | #N/A | #N/A | #N/A | 0 | 0 | 0 | 0 | 0 | 627.2925 | #N/A | #N/A | 88 | #N/A | #N/A | #N/A | #N/A | 0.3485% | 1 | 50% | 0% | 0% | 0% | 8.2745 | 0 | 0 | 0 | 8.2745 | #N/A
2007-10-22 18:01 | 10 | 22 | 18 | 295.7087 | 7074 | 64.04 | 44.06 | 1003 | 64.04 | 0 | 140.6349 | Cooling | 23.4391 | #N/A | #N/A | #N/A | #N/A | 0 | 0 | 0 | 0 | 0 | 140.6349 | #N/A | #N/A | 88 | #N/A | #N/A | #N/A | #N/A | 0.07813% | 1 | 50% | 0% | 0% | 0% | 8.2745 | 0 | 0 | 0 | 8.2745 | #N/A
2007-10-22 19:01 | 10 | 22 | 19 | 295.7504 | 7075 | 62.6 | 44.06 | 1003 | 62.6 | 0 | 2.6348 | Cooling | 0.43914 | #N/A | #N/A | #N/A | #N/A | 0 | 0 | 0 | 0 | 0 | 2.6348 | #N/A | #N/A | 88 | #N/A | #N/A | #N/A | #N/A | 0.001464% | 1 | 50% | 0% | 0% | 0% | 8.2745 | 0 | 0 | 0 | 8.2745 | #N/A
2007-10-22 20:01 | 10 | 22 | 20 | 295.7921 | 7076 | 62.06 | 42.98 | 1003 | 62.06 | 0 | 0.016256 | Cooling | 0.0027093 | #N/A | #N/A | #N/A | #N/A | 0 | 0 | 0 | 0 | 0 | 0.016256 | #N/A | #N/A | 88 | #N/A | #N/A | #N/A | #N/A | 9.031e-06% | 1 | 50% | 0% | 0% | 0% | 8.2745 | 0 | 0 | 0 | 8.2745 | #N/A
2007-10-22 21:01 | 10 | 22 | 21 | 295.8337 | 7077 | 55.04 | 42.08 | 1003 | 55.04 | 0 | 0.0026497 | Cooling | 0.00044162 | #N/A | #N/A | #N/A | #N/A | 0 | 0 | 0 | 0 | 0 | 0.0026497 | #N/A | #N/A | 88 | #N/A | #N/A | #N/A | #N/A | 1.472e-06% | 1 | 50% | 0% | 0% | 0% | 8.2745 | 0 | 0 | 0 | 8.2745 | #N/A
2007-10-22 22:01 | 10 | 22 | 22 | 295.8754 | 7078 | 53.06 | 44.06 | 1003 | 53.06 | 0 | 0 | Cooling | 0 | #N/A | #N/A | #N/A | #N/A | 0 | 0 | 0 | 0 | 0 | 0 | #N/A | #N/A | 88 | #N/A | #N/A | #N/A | #N/A | 0% | 1 | 50% | 0% | 0% | 0% | 8.2745 | 0 | 0 | 0 | 8.2745 | #N/A
2007-10-22 23:01 | 10 | 22 | 23 | 295.9171 | 7079 | 51.98 | 46.94 | 1002 | 51.98 | 0 | 0 | Cooling | 0 | #N/A | #N/A | #N/A | #N/A | 0 | 0 | 0 | 0 | 0 | 0 | #N/A | #N/A | 88 | #N/A | #N/A | #N/A | #N/A | 0% | 1 | 50% | 0% | 0% | 0% | 8.2745 | 0 | 0 | 0 | 8.2745 | #N/A
2007-10-23 00:01 | 10 | 23 | 0 | 295.9587 | 7080 | 51.08 | 48.92 | 1002 | 51.08 | 0 | 0 | Cooling | 0 | #N/A | #N/A | #N/A | #N/A | 0 | 0 | 0 | 0 | 0 | 0 | #N/A | #N/A | 88 | #N/A | #N/A | #N/A | #N/A | 0% | 1 | 50% | 0% | 0% | 0% | 8.2745 | 0 | 0 | 0 | 8.2745 | #N/A
2007-10-23 01:01 | 10 | 23 | 1 | 296.0004 | 7081 | 50 | 50 | 1002 | 50 | 0 | 0 | Cooling | 0 | #N/A | #N/A | #N/A | #N/A | 0 | 0 | 0 | 0 | 0 | 0 | #N/A | #N/A | 88 | #N/A | #N/A | #N/A | #N/A | 0% | 1 | 50% | 0% | 0% | 0% | 8.2745 | 0 | 0 | 0 | 8.2745 | #N/A
2007-10-23 02:01 | 10 | 23 | 2 | 296.0421 | 7082 | 50 | 51.08 | 1002 | 50 | 0 | 0 | Cooling | 0 | #N/A | #N/A | #N/A | #N/A | 0 | 0 | 0 | 0 | 0 | 0 | #N/A | #N/A | 88 | #N/A | #N/A | #N/A | #N/A | 0% | 1 | 50% | 0% | 0% | 0% | 8.2745 | 0 | 0 | 0 | 8.2745 | #N/A
2007-10-23 03:01 | 10 | 23 | 3 | 296.0837 | 7083 | 50 | 51.08 | 1001 | 50 | 0 | 0 | Cooling | 0 | #N/A | #N/A | #N/A | #N/A | 0 | 0 | 0 | 0 | 0 | 0 | #N/A | #N/A | 88 | #N/A | #N/A | #N/A | #N/A | 0% | 1 | 50% | 0% | 0% | 0% | 8.2745 | 0 | 0 | 0 | 8.2745 | #N/A
2007-10-23 04:01 | 10 | 23 | 4 | 296.1254 | 7084 | 48.92 | 51.08 | 1001 | 48.92 | 0 | 0 | Cooling | 0 | #N/A | #N/A | #N/A | #N/A | 0 | 0 | 0 | 0 | 0 | 0 | #N/A | #N/A | 88 | #N/A | #N/A | #N/A | #N/A | 0% | 1 | 50% | 0% | 0% | 0% | 8.2745 | 0 | 0 | 0 | 8.2745 | #N/A
2007-10-23 05:01 | 10 | 23 | 5 | 296.1671 | 7085 | 48.02 | 51.98 | 1001 | 48.02 | 0 | 0.018329 | Cooling | 0.0030548 | #N/A | #N/A | #N/A | #N/A | 0 | 0 | 0 | 0 | 0 | 0.018329 | #N/A | #N/A | 88 | #N/A | #N/A | #N/A | #N/A | 1.018e-05% | 1 | 50% | 0% | 0% | 0% | 8.2745 | 0 | 0 | 0 | 8.2745 | #N/A
2007-10-23 06:01 | 10 | 23 | 6 | 296.2087 | 7086 | 46.04 | 51.08 | 1001 | 46.04 | 0 | 370.1216 | Cooling | 61.6869 | #N/A | #N/A | #N/A | #N/A | 0 | 0 | 0 | 0 | 0 | 370.1216 | #N/A | #N/A | 88 | #N/A | #N/A | #N/A | #N/A | 0.2056% | 1 | 50% | 0% | 0% | 0% | 8.2745 | 0 | 0 | 0 | 8.2745 | #N/A
2007-10-23 07:01 | 10 | 23 | 7 | 296.2504 | 7087 | 44.96 | 51.98 | 1001 | 44.96 | 0 | 296.2027 | Cooling | 49.3671 | #N/A | #N/A | #N/A | #N/A | 0 | 0 | 0 | 0 | 0 | 296.2027 | #N/A | #N/A | 88 | #N/A | #N/A | #N/A | #N/A | 0.1646% | 1 | 50% | 0% | 0% | 0% | 8.2745 | 0 | 0 | 0 | 8.2745 | #N/A
2007-10-23 08:01 | 10 | 23 | 8 | 296.2921 | 7088 | 44.96 | 51.98 | 1002 | 44.96 | 0 | 792.2531 | Cooling | 132.0422 | #N/A | #N/A | #N/A | #N/A | 0 | 0 | 0 | 0 | 0 | 792.2531 | #N/A | #N/A | 88 | #N/A | #N/A | #N/A | #N/A | 0.4401% | 1 | 50% | 0% | 0% | 0% | 8.2745 | 0 | 0 | 0 | 8.2745 | #N/A
2007-10-23 09:01 | 10 | 23 | 9 | 296.3337 | 7089 | 44.06 | 53.06 | 1002 | 44.06 | 0 | 861.1374 | Cooling | 143.5229 | #N/A | #N/A | #N/A | #N/A | 0 | 0 | 0 | 0 | 0 | 861.1374 | #N/A | #N/A | 88 | #N/A | #N/A | #N/A | #N/A | 0.4784% | 1 | 50% | 0% | 0% | 0% | 8.2745 | 0 | 0 | 0 | 8.2745 | #N/A
2007-10-23 10:01 | 10 | 23 | 10 | 296.3754 | 7090 | 44.06 | 53.06 | 1002 | 44.06 | 0 | 836.7082 | Cooling | 139.4514 | #N/A | #N/A | #N/A | #N/A | 0 | 0 | 0 | 0 | 0 | 836.7082 | #N/A | #N/A | 88 | #N/A | #N/A | #N/A | #N/A | 0.4648% | 1 | 50% | 0% | 0% | 0% | 8.2745 | 0 | 0 | 0 | 8.2745 | #N/A
2007-10-23 11:01 | 10 | 23 | 11 | 296.4171 | 7091 | 44.06 | 53.96 | 1002 | 44.06 | 0 | 1075.5626 | Cooling | 179.2604 | #N/A | #N/A | #N/A | #N/A | 0 | 0 | 0 | 0 | 0 | 1075.5626 | #N/A | #N/A | 88 | #N/A | #N/A | #N/A | #N/A | 0.5975% | 1 | 50% | 0% | 0% | 0% | 8.2745 | 0 | 0 | 0 | 8.2745 | #N/A
2007-10-23 12:01 | 10 | 23 | 12 | 296.4587 | 7092 | 41 | 55.04 | 1002 | 41 | 0 | 964.822 | Cooling | 160.8037 | #N/A | #N/A | #N/A | #N/A | 0 | 0 | 0 | 0 | 0 | 964.822 | #N/A | #N/A | 88 | #N/A | #N/A | #N/A | #N/A | 0.536% | 1 | 50% | 0% | 0% | 0% | 8.2745 | 0 | 0 | 0 | 8.2745 | #N/A
2007-10-23 13:01 | 10 | 23 | 13 | 296.5004 | 7093 | 39.92 | 55.94 | 1002 | 39.92 | 0 | 1042.5257 | Cooling | 173.7543 | #N/A | #N/A | #N/A | #N/A | 0 | 0 | 0 | 0 | 0 | 1042.5257 | #N/A | #N/A | 88 | #N/A | #N/A | #N/A | #N/A | 0.5792% | 1 | 50% | 0% | 0% | 0% | 8.2745 | 0 | 0 | 0 | 8.2745 | #N/A
2007-10-23 14:01 | 10 | 23 | 14 | 296.5421 | 7094 | 39.92 | 53.06 | 1001 | 39.92 | 0 | 853.3845 | Cooling | 142.2307 | #N/A | #N/A | #N/A | #N/A | 0 | 0 | 0 | 0 | 0 | 853.3845 | #N/A | #N/A | 88 | #N/A | #N/A | #N/A | #N/A | 0.4741% | 1 | 50% | 0% | 0% | 0% | 8.2745 | 0 | 0 | 0 | 8.2745 | #N/A
2007-10-23 15:01 | 10 | 23 | 15 | 296.5837 | 7095 | 39.92 | 50 | 1002 | 39.92 | 0 | 547.4431 | Cooling | 91.2405 | #N/A | #N/A | #N/A | #N/A | 0 | 0 | 0 | 0 | 0 | 547.4431 | #N/A | #N/A | 88 | #N/A | #N/A | #N/A | #N/A | 0.3041% | 1 | 50% | 0% | 0% | 0% | 8.2745 | 0 | 0 | 0 | 8.2745 | #N/A
2007-10-23 16:01 | 10 | 23 | 16 | 296.6254 | 7096 | 41 | 44.96 | 1002 | 41 | 0 | 354.7213 | Cooling | 59.1202 | #N/A | #N/A | #N/A | #N/A | 0 | 0 | 0 | 0 | 0 | 354.7213 | #N/A | #N/A | 88 | #N/A | #N/A | #N/A | #N/A | 0.1971% | 1 | 50% | 0% | 0% | 0% | 8.2745 | 0 | 0 | 0 | 8.2745 | #N/A
2007-10-23 17:01 | 10 | 23 | 17 | 296.6671 | 7097 | 41 | 46.04 | 1003 | 41 | 0 | 195.829 | Cooling | 32.6382 | #N/A | #N/A | #N/A | #N/A | 0 | 0 | 0 | 0 | 0 | 195.829 | #N/A | #N/A | 88 | #N/A | #N/A | #N/A | #N/A | 0.1088% | 1 | 50% | 0% | 0% | 0% | 8.2745 | 0 | 0 | 0 | 8.2745 | #N/A
2007-10-23 18:01 | 10 | 23 | 18 | 296.7087 | 7098 | 42.08 | 44.96 | 1004 | 42.08 | 0 | 84.9426 | Cooling | 14.1571 | #N/A | #N/A | #N/A | #N/A | 0 | 0 | 0 | 0 | 0 | 84.9426 | #N/A | #N/A | 88 | #N/A | #N/A | #N/A | #N/A | 0.04719% | 1 | 50% | 0% | 0% | 0% | 8.2745 | 0 | 0 | 0 | 8.2745 | #N/A
2007-10-23 19:01 | 10 | 23 | 19 | 296.7504 | 7099 | 42.08 | 42.08 | 1005 | 42.08 | 0 | 0.13852 | Cooling | 0.023087 | #N/A | #N/A | #N/A | #N/A | 0 | 0 | 0 | 0 | 0 | 0.13852 | #N/A | #N/A | 88 | #N/A | #N/A | #N/A | #N/A | 7.696e-05% | 1 | 50% | 0% | 0% | 0% | 8.2745 | 0 | 0 | 0 | 8.2745 | #N/A
2007-10-23 20:01 | 10 | 23 | 20 | 296.7921 | 7100 | 42.08 | 39.92 | 1006 | 42.08 | 0 | 0.30368 | Cooling | 0.050614 | #N/A | #N/A | #N/A | #N/A | 0 | 0 | 0 | 0 | 0 | 0.30368 | #N/A | #N/A | 88 | #N/A | #N/A | #N/A | #N/A | 0.0001687% | 1 | 50% | 0% | 0% | 0% | 8.2745 | 0 | 0 | 0 | 8.2745 | #N/A
2007-10-23 21:01 | 10 | 23 | 21 | 296.8337 | 7101 | 42.98 | 39.02 | 1007 | 42.98 | 0 | 0.24143 | Cooling | 0.040239 | #N/A | #N/A | #N/A | #N/A | 0 | 0 | 0 | 0 | 0 | 0.24143 | #N/A | #N/A | 88 | #N/A | #N/A | #N/A | #N/A | 0.0001341% | 1 | 50% | 0% | 0% | 0% | 8.2745 | 0 | 0 | 0 | 8.2745 | #N/A
2007-10-23 22:01 | 10 | 23 | 22 | 296.8754 | 7102 | 42.98 | 37.04 | 1007 | 42.98 | 0 | 0.017801 | Cooling | 0.0029668 | #N/A | #N/A | #N/A | #N/A | 0 | 0 | 0 | 0 | 0 | 0.017801 | #N/A | #N/A | 88 | #N/A | #N/A | #N/A | #N/A | 9.889e-06% | 1 | 50% | 0% | 0% | 0% | 8.2745 | 0 | 0 | 0 | 8.2745 | #N/A
2007-10-23 23:01 | 10 | 23 | 23 | 296.9171 | 7103 | 44.06 | 37.04 | 1007 | 44.06 | 0 | 0.067881 | Cooling | 0.011313 | #N/A | #N/A | #N/A | #N/A | 0 | 0 | 0 | 0 | 0 | 0.067881 | #N/A | #N/A | 88 | #N/A | #N/A | #N/A | #N/A | 3.771e-05% | 1 | 50% | 0% | 0% | 0% | 8.2745 | 0 | 0 | 0 | 8.2745 | #N/A
2007-10-24 00:01 | 10 | 24 | 0 | 296.9587 | 7104 | 44.6 | 37.04 | 1008 | 44.6 | 0 | 0.046799 | Cooling | 0.0077998 | #N/A | #N/A | #N/A | #N/A | 0 | 0 | 0 | 0 | 0 | 0.046799 | #N/A | #N/A | 88 | #N/A | #N/A | #N/A | #N/A | 2.6e-05% | 1 | 50% | 0% | 0% | 0% | 8.2745 | 0 | 0 | 0 | 8.2745 | #N/A
2007-10-24 01:01 | 10 | 24 | 1 | 297.0004 | 7105 | 44.6 | 35.06 | 1008 | 44.6 | 0 | 0.054939 | Cooling | 0.0091565 | #N/A | #N/A | #N/A | #N/A | 0 | 0 | 0 | 0 | 0 | 0.054939 | #N/A | #N/A | 88 | #N/A | #N/A | #N/A | #N/A | 3.052e-05% | 1 | 50% | 0% | 0% | 0% | 8.2745 | 0 | 0 | 0 | 8.2745 | #N/A
2007-10-24 02:01 | 10 | 24 | 2 | 297.0421 | 7106 | 44.06 | 35.06 | 1009 | 44.06 | 0 | 0.05592 | Cooling | 0.0093201 | #N/A | #N/A | #N/A | #N/A | 0 | 0 | 0 | 0 | 0 | 0.05592 | #N/A | #N/A | 88 | #N/A | #N/A | #N/A | #N/A | 3.107e-05% | 1 | 50% | 0% | 0% | 0% | 8.2745 | 0 | 0 | 0 | 8.2745 | #N/A
2007-10-24 03:01 | 10 | 24 | 3 | 297.0837 | 7107 | 42.98 | 35.96 | 1009 | 42.98 | 0 | 0.03962 | Cooling | 0.0066033 | #N/A | #N/A | #N/A | #N/A | 0 | 0 | 0 | 0 | 0 | 0.03962 | #N/A | #N/A | 88 | #N/A | #N/A | #N/A | #N/A | 2.201e-05% | 1 | 50% | 0% | 0% | 0% | 8.2745 | 0 | 0 | 0 | 8.2745 | #N/A
2007-10-24 04:01 | 10 | 24 | 4 | 297.1254 | 7108 | 42.08 | 33.98 | 1009 | 42.08 | 0 | 0.038847 | Cooling | 0.0064745 | #N/A | #N/A | #N/A | #N/A | 0 | 0 | 0 | 0 | 0 | 0.038847 | #N/A | #N/A | 88 | #N/A | #N/A | #N/A | #N/A | 2.158e-05% | 1 | 50% | 0% | 0% | 0% | 8.2745 | 0 | 0 | 0 | 8.2745 | #N/A
2007-10-24 05:01 | 10 | 24 | 5 | 297.1671 | 7109 | 42.08 | 33.98 | 1010 | 42.08 | 0 | 0.083331 | Cooling | 0.013888 | #N/A | #N/A | #N/A | #N/A | 0 | 0 | 0 | 0 | 0 | 0.083331 | #N/A | #N/A | 88 | #N/A | #N/A | #N/A | #N/A | 4.629e-05% | 1 | 50% | 0% | 0% | 0% | 8.2745 | 0 | 0 | 0 | 8.2745 | #N/A
2007-10-24 06:01 | 10 | 24 | 6 | 297.2087 | 7110 | 42.98 | 33.98 | 1010 | 42.98 | 109.7424 | 0 | Heating | 14.6323 | #N/A | #N/A | #N/A | #N/A | 109.7424 | #N/A | #N/A | 3.9388 | #N/A | 0 | 0 | 0 | 0 | 0 | 0 | 0 | 0 | 0.04877% | 1 | 50% | 0% | 0% | 0% | 8.2745 | 0 | 0 | 0 | 8.2745 | #N/A
2007-10-24 07:01 | 10 | 24 | 7 | 297.2504 | 7111 | 44.06 | 33.08 | 1010 | 44.06 | 14.8274 | 0 | Heating | 1.977 | #N/A | #N/A | #N/A | #N/A | 14.8274 | #N/A | #N/A | 4.0174 | #N/A | 0 | 0 | 0 | 0 | 0 | 0 | 0 | 0 | 0.00659% | 1 | 50% | 0% | 0% | 0% | 8.2745 | 0 | 0 | 0 | 8.2745 | #N/A
2007-10-24 08:01 | 10 | 24 | 8 | 297.2921 | 7112 | 44.06 | 35.06 | 1011 | 44.06 | 0 | 0.033487 | Cooling | 0.0055812 | #N/A | #N/A | #N/A | #N/A | 0 | 0 | 0 | 0 | 0 | 0.033487 | #N/A | #N/A | 88 | #N/A | #N/A | #N/A | #N/A | 1.86e-05% | 1 | 50% | 0% | 0% | 0% | 8.2745 | 0 | 0 | 0 | 8.2745 | #N/A
2007-10-24 09:01 | 10 | 24 | 9 | 297.3337 | 7113 | 48.02 | 35.96 | 1012 | 48.02 | 0 | 0.11762 | Cooling | 0.019604 | #N/A | #N/A | #N/A | #N/A | 0 | 0 | 0 | 0 | 0 | 0.11762 | #N/A | #N/A | 88 | #N/A | #N/A | #N/A | #N/A | 6.535e-05% | 1 | 50% | 0% | 0% | 0% | 8.2745 | 0 | 0 | 0 | 8.2745 | #N/A
2007-10-24 10:01 | 10 | 24 | 10 | 297.3754 | 7114 | 51.08 | 35.96 | 1012 | 51.08 | 0 | 0.32066 | Cooling | 0.053443 | #N/A | #N/A | #N/A | #N/A | 0 | 0 | 0 | 0 | 0 | 0.32066 | #N/A | #N/A | 88 | #N/A | #N/A | #N/A | #N/A | 0.0001781% | 1 | 50% | 0% | 0% | 0% | 8.2745 | 0 | 0 | 0 | 8.2745 | #N/A
2007-10-24 11:01 | 10 | 24 | 11 | 297.4171 | 7115 | 51.08 | 33.98 | 1012 | 51.08 | 0 | 0.11956 | Cooling | 0.019926 | #N/A | #N/A | #N/A | #N/A | 0 | 0 | 0 | 0 | 0 | 0.11956 | #N/A | #N/A | 88 | #N/A | #N/A | #N/A | #N/A | 6.642e-05% | 1 | 50% | 0% | 0% | 0% | 8.2745 | 0 | 0 | 0 | 8.2745 | #N/A
2007-10-24 12:01 | 10 | 24 | 12 | 297.4587 | 7116 | 53.96 | 33.08 | 1012 | 53.96 | 0 | 0.31656 | Cooling | 0.05276 | #N/A | #N/A | #N/A | #N/A | 0 | 0 | 0 | 0 | 0 | 0.31656 | #N/A | #N/A | 88 | #N/A | #N/A | #N/A | #N/A | 0.0001759% | 1 | 50% | 0% | 0% | 0% | 8.2745 | 0 | 0 | 0 | 8.2745 | #N/A
2007-10-24 13:01 | 10 | 24 | 13 | 297.5004 | 7117 | 55.04 | 32 | 1012 | 55.04 | 0 | 0.055694 | Cooling | 0.0092823 | #N/A | #N/A | #N/A | #N/A | 0 | 0 | 0 | 0 | 0 | 0.055694 | #N/A | #N/A | 88 | #N/A | #N/A | #N/A | #N/A | 3.094e-05% | 1 | 50% | 0% | 0% | 0% | 8.2745 | 0 | 0 | 0 | 8.2745 | #N/A
2007-10-24 14:01 | 10 | 24 | 14 | 297.5421 | 7118 | 55.04 | 32 | 1011 | 55.04 | 0 | 0.045916 | Cooling | 0.0076526 | #N/A | #N/A | #N/A | #N/A | 0 | 0 | 0 | 0 | 0 | 0.045916 | #N/A | #N/A | 88 | #N/A | #N/A | #N/A | #N/A | 2.551e-05% | 1 | 50% | 0% | 0% | 0% | 8.2745 | 0 | 0 | 0 | 8.2745 | #N/A
2007-10-24 15:01 | 10 | 24 | 15 | 297.5837 | 7119 | 55.94 | 30.92 | 1012 | 55.94 | 0 | 0.055138 | Cooling | 0.0091896 | #N/A | #N/A | #N/A | #N/A | 0 | 0 | 0 | 0 | 0 | 0.055138 | #N/A | #N/A | 88 | #N/A | #N/A | #N/A | #N/A | 3.063e-05% | 1 | 50% | 0% | 0% | 0% | 8.2745 | 0 | 0 | 0 | 8.2745 | #N/A
2007-10-24 16:01 | 10 | 24 | 16 | 297.6254 | 7120 | 53.96 | 30.02 | 1012 | 53.96 | 0 | 0.10703 | Cooling | 0.017839 | #N/A | #N/A | #N/A | #N/A | 0 | 0 | 0 | 0 | 0 | 0.10703 | #N/A | #N/A | 88 | #N/A | #N/A | #N/A | #N/A | 5.946e-05% | 1 | 50% | 0% | 0% | 0% | 8.2745 | 0 | 0 | 0 | 8.2745 | #N/A
2007-10-24 17:01 | 10 | 24 | 17 | 297.6671 | 7121 | 53.96 | 32 | 1012 | 53.96 | 0 | 0.093703 | Cooling | 0.015617 | #N/A | #N/A | #N/A | #N/A | 0 | 0 | 0 | 0 | 0 | 0.093703 | #N/A | #N/A | 88 | #N/A | #N/A | #N/A | #N/A | 5.206e-05% | 1 | 50% | 0% | 0% | 0% | 8.2745 | 0 | 0 | 0 | 8.2745 | #N/A
2007-10-24 18:01 | 10 | 24 | 18 | 297.7087 | 7122 | 51.98 | 32 | 1013 | 51.98 | 0 | 0.07431 | Cooling | 0.012385 | #N/A | #N/A | #N/A | #N/A | 0 | 0 | 0 | 0 | 0 | 0.07431 | #N/A | #N/A | 88 | #N/A | #N/A | #N/A | #N/A | 4.128e-05% | 1 | 50% | 0% | 0% | 0% | 8.2745 | 0 | 0 | 0 | 8.2745 | #N/A
2007-10-24 19:01 | 10 | 24 | 19 | 297.7504 | 7123 | 51.08 | 30.92 | 1013 | 51.08 | 0 | 0.45028 | Cooling | 0.075046 | #N/A | #N/A | #N/A | #N/A | 0 | 0 | 0 | 0 | 0 | 0.45028 | #N/A | #N/A | 88 | #N/A | #N/A | #N/A | #N/A | 0.0002502% | 1 | 50% | 0% | 0% | 0% | 8.2745 | 0 | 0 | 0 | 8.2745 | #N/A
2007-10-24 20:01 | 10 | 24 | 20 | 297.7921 | 7124 | 51.08 | 30.92 | 1013 | 51.08 | 0.22151 | 0 | Heating | 0.029535 | #N/A | #N/A | #N/A | #N/A | 0.22151 | #N/A | #N/A | 4.6159 | #N/A | 0 | 0 | 0 | 0 | 0 | 0 | 0 | 0 | 9.845e-05% | 1 | 50% | 0% | 0% | 0% | 8.2745 | 0 | 0 | 0 | 8.2745 | #N/A
2007-10-24 21:01 | 10 | 24 | 21 | 297.8337 | 7125 | 48.02 | 30.92 | 1013 | 48.02 | 2.491 | 0 | Heating | 0.33213 | #N/A | #N/A | #N/A | #N/A | 2.491 | #N/A | #N/A | 4.3357 | #N/A | 0 | 0 | 0 | 0 | 0 | 0 | 0 | 0 | 0.001107% | 1 | 50% | 0% | 0% | 0% | 8.2745 | 0 | 0 | 0 | 8.2745 | #N/A
2007-10-24 22:01 | 10 | 24 | 22 | 297.8754 | 7126 | 46.94 | 30.02 | 1013 | 46.94 | 0 | 0.010169 | Cooling | 0.0016948 | #N/A | #N/A | #N/A | #N/A | 0 | 0 | 0 | 0 | 0 | 0.010169 | #N/A | #N/A | 88 | #N/A | #N/A | #N/A | #N/A | 5.649e-06% | 1 | 50% | 0% | 0% | 0% | 8.2745 | 0 | 0 | 0 | 8.2745 | #N/A
2007-10-24 23:01 | 10 | 24 | 23 | 297.9171 | 7127 | 46.94 | 30.92 | 1013 | 46.94 | 0 | 0.016384 | Cooling | 0.0027306 | #N/A | #N/A | #N/A | #N/A | 0 | 0 | 0 | 0 | 0 | 0.016384 | #N/A | #N/A | 88 | #N/A | #N/A | #N/A | #N/A | 9.102e-06% | 1 | 50% | 0% | 0% | 0% | 8.2745 | 0 | 0 | 0 | 8.2745 | #N/A
2007-10-25 00:01 | 10 | 25 | 0 | 297.9587 | 7128 | 48.92 | 30.02 | 1013 | 48.92 | 0 | 0.02577 | Cooling | 0.004295 | #N/A | #N/A | #N/A | #N/A | 0 | 0 | 0 | 0 | 0 | 0.02577 | #N/A | #N/A | 88 | #N/A | #N/A | #N/A | #N/A | 1.432e-05% | 1 | 50% | 0% | 0% | 0% | 8.2745 | 0 | 0 | 0 | 8.2745 | #N/A
2007-10-25 01:01 | 10 | 25 | 1 | 298.0004 | 7129 | 48.92 | 30.02 | 1013 | 48.92 | 0 | 0.022244 | Cooling | 0.0037074 | #N/A | #N/A | #N/A | #N/A | 0 | 0 | 0 | 0 | 0 | 0.022244 | #N/A | #N/A | 88 | #N/A | #N/A | #N/A | #N/A | 1.236e-05% | 1 | 50% | 0% | 0% | 0% | 8.2745 | 0 | 0 | 0 | 8.2745 | #N/A
2007-10-25 02:01 | 10 | 25 | 2 | 298.0421 | 7130 | 48.92 | 30.02 | 1012 | 48.92 | 0 | 0.017335 | Cooling | 0.0028892 | #N/A | #N/A | #N/A | #N/A | 0 | 0 | 0 | 0 | 0 | 0.017335 | #N/A | #N/A | 88 | #N/A | #N/A | #N/A | #N/A | 9.631e-06% | 1 | 50% | 0% | 0% | 0% | 8.2745 | 0 | 0 | 0 | 8.2745 | #N/A
2007-10-25 03:01 | 10 | 25 | 3 | 298.0837 | 7131 | 48.02 | 28.94 | 1012 | 48.02 | 0 | 0.013807 | Cooling | 0.0023012 | #N/A | #N/A | #N/A | #N/A | 0 | 0 | 0 | 0 | 0 | 0.013807 | #N/A | #N/A | 88 | #N/A | #N/A | #N/A | #N/A | 7.671e-06% | 1 | 50% | 0% | 0% | 0% | 8.2745 | 0 | 0 | 0 | 8.2745 | #N/A
2007-10-25 04:01 | 10 | 25 | 4 | 298.1254 | 7132 | 46.94 | 28.04 | 1012 | 46.94 | 0 | 0.0067614 | Cooling | 0.0011269 | #N/A | #N/A | #N/A | #N/A | 0 | 0 | 0 | 0 | 0 | 0.0067614 | #N/A | #N/A | 88 | #N/A | #N/A | #N/A | #N/A | 3.756e-06% | 1 | 50% | 0% | 0% | 0% | 8.2745 | 0 | 0 | 0 | 8.2745 | #N/A
2007-10-25 05:01 | 10 | 25 | 5 | 298.1671 | 7133 | 46.94 | 28.04 | 1012 | 46.94 | 0 | 0.03387 | Cooling | 0.005645 | #N/A | #N/A | #N/A | #N/A | 0 | 0 | 0 | 0 | 0 | 0.03387 | #N/A | #N/A | 88 | #N/A | #N/A | #N/A | #N/A | 1.882e-05% | 1 | 50% | 0% | 0% | 0% | 8.2745 | 0 | 0 | 0 | 8.2745 | #N/A
2007-10-25 06:01 | 10 | 25 | 6 | 298.2087 | 7134 | 44.06 | 26.96 | 1012 | 44.06 | 322.1686 | 0 | Heating | 42.9558 | #N/A | #N/A | #N/A | #N/A | 322.1686 | #N/A | #N/A | 4.0174 | #N/A | 0 | 0 | 0 | 0 | 0 | 0 | 0 | 0 | 0.1432% | 1 | 50% | 0% | 0% | 0% | 8.2745 | 0 | 0 | 0 | 8.2745 | #N/A
2007-10-25 07:01 | 10 | 25 | 7 | 298.2504 | 7135 | 44.06 | 26.96 | 1012 | 44.06 | 135.6551 | 0 | Heating | 18.0873 | #N/A | #N/A | #N/A | #N/A | 135.6551 | #N/A | #N/A | 4.0174 | #N/A | 0 | 0 | 0 | 0 | 0 | 0 | 0 | 0 | 0.06029% | 1 | 50% | 0% | 0% | 0% | 8.2745 | 0 | 0 | 0 | 8.2745 | #N/A
2007-10-25 08:01 | 10 | 25 | 8 | 298.2921 | 7136 | 44.06 | 30.02 | 1013 | 44.06 | 9.2786 | 0 | Heating | 1.2371 | #N/A | #N/A | #N/A | #N/A | 9.2786 | #N/A | #N/A | 4.0174 | #N/A | 0 | 0 | 0 | 0 | 0 | 0 | 0 | 0 | 0.004124% | 1 | 50% | 0% | 0% | 0% | 8.2745 | 0 | 0 | 0 | 8.2745 | #N/A
2007-10-25 09:01 | 10 | 25 | 9 | 298.3337 | 7137 | 50 | 32 | 1012 | 50 | 4.9475 | 0 | Heating | 0.65967 | #N/A | #N/A | #N/A | #N/A | 4.9475 | #N/A | #N/A | 4.5134 | #N/A | 0 | 0 | 0 | 0 | 0 | 0 | 0 | 0 | 0.002199% | 1 | 50% | 0% | 0% | 0% | 8.2745 | 0 | 0 | 0 | 8.2745 | #N/A
2007-10-25 10:01 | 10 | 25 | 10 | 298.3754 | 7138 | 50 | 33.08 | 1012 | 50 | 1.9464 | 0 | Heating | 0.25952 | #N/A | #N/A | #N/A | #N/A | 1.9464 | #N/A | #N/A | 4.5134 | #N/A | 0 | 0 | 0 | 0 | 0 | 0 | 0 | 0 | 0.0008651% | 1 | 50% | 0% | 0% | 0% | 8.2745 | 0 | 0 | 0 | 8.2745 | #N/A
2007-10-25 11:01 | 10 | 25 | 11 | 298.4171 | 7139 | 50 | 33.08 | 1011 | 50 | 0 | 0.47787 | Cooling | 0.079644 | #N/A | #N/A | #N/A | #N/A | 0 | 0 | 0 | 0 | 0 | 0.47787 | #N/A | #N/A | 88 | #N/A | #N/A | #N/A | #N/A | 0.0002655% | 1 | 50% | 0% | 0% | 0% | 8.2745 | 0 | 0 | 0 | 8.2745 | #N/A
2007-10-25 12:01 | 10 | 25 | 12 | 298.4587 | 7140 | 50 | 32 | 1010 | 50 | 0 | 0.24157 | Cooling | 0.040261 | #N/A | #N/A | #N/A | #N/A | 0 | 0 | 0 | 0 | 0 | 0.24157 | #N/A | #N/A | 88 | #N/A | #N/A | #N/A | #N/A | 0.0001342% | 1 | 50% | 0% | 0% | 0% | 8.2745 | 0 | 0 | 0 | 8.2745 | #N/A
2007-10-25 13:01 | 10 | 25 | 13 | 298.5004 | 7141 | 50 | 32 | 1009 | 50 | 0 | 7.9959 | Cooling | 1.3327 | #N/A | #N/A | #N/A | #N/A | 0 | 0 | 0 | 0 | 0 | 7.9959 | #N/A | #N/A | 88 | #N/A | #N/A | #N/A | #N/A | 0.004442% | 1 | 50% | 0% | 0% | 0% | 8.2745 | 0 | 0 | 0 | 8.2745 | #N/A
2007-10-25 14:01 | 10 | 25 | 14 | 298.5421 | 7142 | 50 | 35.06 | 1008 | 50 | 0 | 2.4038 | Cooling | 0.40064 | #N/A | #N/A | #N/A | #N/A | 0 | 0 | 0 | 0 | 0 | 2.4038 | #N/A | #N/A | 88 | #N/A | #N/A | #N/A | #N/A | 0.001335% | 1 | 50% | 0% | 0% | 0% | 8.2745 | 0 | 0 | 0 | 8.2745 | #N/A
2007-10-25 15:01 | 10 | 25 | 15 | 298.5837 | 7143 | 48.92 | 35.96 | 1008 | 48.92 | 0 | 0.025035 | Cooling | 0.0041725 | #N/A | #N/A | #N/A | #N/A | 0 | 0 | 0 | 0 | 0 | 0.025035 | #N/A | #N/A | 88 | #N/A | #N/A | #N/A | #N/A | 1.391e-05% | 1 | 50% | 0% | 0% | 0% | 8.2745 | 0 | 0 | 0 | 8.2745 | #N/A
2007-10-25 16:01 | 10 | 25 | 16 | 298.6254 | 7144 | 48.92 | 35.06 | 1007 | 48.92 | 0 | 0.026892 | Cooling | 0.004482 | #N/A | #N/A | #N/A | #N/A | 0 | 0 | 0 | 0 | 0 | 0.026892 | #N/A | #N/A | 88 | #N/A | #N/A | #N/A | #N/A | 1.494e-05% | 1 | 50% | 0% | 0% | 0% | 8.2745 | 0 | 0 | 0 | 8.2745 | #N/A
2007-10-25 17:01 | 10 | 25 | 17 | 298.6671 | 7145 | 48.92 | 33.98 | 1006 | 48.92 | 0 | 0.069005 | Cooling | 0.011501 | #N/A | #N/A | #N/A | #N/A | 0 | 0 | 0 | 0 | 0 | 0.069005 | #N/A | #N/A | 88 | #N/A | #N/A | #N/A | #N/A | 3.834e-05% | 1 | 50% | 0% | 0% | 0% | 8.2745 | 0 | 0 | 0 | 8.2745 | #N/A
2007-10-25 18:01 | 10 | 25 | 18 | 298.7087 | 7146 | 44.96 | 33.98 | 1007 | 44.96 | 0 | 0.21152 | Cooling | 0.035253 | #N/A | #N/A | #N/A | #N/A | 0 | 0 | 0 | 0 | 0 | 0.21152 | #N/A | #N/A | 88 | #N/A | #N/A | #N/A | #N/A | 0.0001175% | 1 | 50% | 0% | 0% | 0% | 8.2745 | 0 | 0 | 0 | 8.2745 | #N/A
2007-10-25 19:01 | 10 | 25 | 19 | 298.7504 | 7147 | 46.04 | 33.98 | 1007 | 46.04 | 0 | 0.18103 | Cooling | 0.030171 | #N/A | #N/A | #N/A | #N/A | 0 | 0 | 0 | 0 | 0 | 0.18103 | #N/A | #N/A | 88 | #N/A | #N/A | #N/A | #N/A | 0.0001006% | 1 | 50% | 0% | 0% | 0% | 8.2745 | 0 | 0 | 0 | 8.2745 | #N/A
2007-10-25 20:01 | 10 | 25 | 20 | 298.7921 | 7148 | 46.04 | 35.06 | 1006 | 46.04 | 0 | 0.10169 | Cooling | 0.016948 | #N/A | #N/A | #N/A | #N/A | 0 | 0 | 0 | 0 | 0 | 0.10169 | #N/A | #N/A | 88 | #N/A | #N/A | #N/A | #N/A | 5.649e-05% | 1 | 50% | 0% | 0% | 0% | 8.2745 | 0 | 0 | 0 | 8.2745 | #N/A
2007-10-25 21:01 | 10 | 25 | 21 | 298.8337 | 7149 | 44.06 | 33.98 | 1006 | 44.06 | 0 | 0.052551 | Cooling | 0.0087585 | #N/A | #N/A | #N/A | #N/A | 0 | 0 | 0 | 0 | 0 | 0.052551 | #N/A | #N/A | 88 | #N/A | #N/A | #N/A | #N/A | 2.92e-05% | 1 | 50% | 0% | 0% | 0% | 8.2745 | 0 | 0 | 0 | 8.2745 | #N/A
2007-10-25 22:01 | 10 | 25 | 22 | 298.8754 | 7150 | 44.06 | 35.06 | 1006 | 44.06 | 0 | 0 | Cooling | 0 | #N/A | #N/A | #N/A | #N/A | 0 | 0 | 0 | 0 | 0 | 0 | #N/A | #N/A | 88 | #N/A | #N/A | #N/A | #N/A | 0% | 1 | 50% | 0% | 0% | 0% | 8.2745 | 0 | 0 | 0 | 8.2745 | #N/A
2007-10-25 23:01 | 10 | 25 | 23 | 298.9171 | 7151 | 44.06 | 37.04 | 1005 | 44.06 | 0 | 0.00021892 | Cooling | 3.6487e-05 | #N/A | #N/A | #N/A | #N/A | 0 | 0 | 0 | 0 | 0 | 0.00021892 | #N/A | #N/A | 88 | #N/A | #N/A | #N/A | #N/A | 1.216e-07% | 1 | 50% | 0% | 0% | 0% | 8.2745 | 0 | 0 | 0 | 8.2745 | #N/A
2007-10-26 00:01 | 10 | 26 | 0 | 298.9587 | 7152 | 44.96 | 37.94 | 1005 | 44.96 | 0 | 0 | Cooling | 0 | #N/A | #N/A | #N/A | #N/A | 0 | 0 | 0 | 0 | 0 | 0 | #N/A | #N/A | 88 | #N/A | #N/A | #N/A | #N/A | 0% | 1 | 50% | 0% | 0% | 0% | 8.2745 | 0 | 0 | 0 | 8.2745 | #N/A
2007-10-26 01:01 | 10 | 26 | 1 | 299.0004 | 7153 | 42.98 | 37.94 | 1005 | 42.98 | 0 | 0 | Cooling | 0 | #N/A | #N/A | #N/A | #N/A | 0 | 0 | 0 | 0 | 0 | 0 | #N/A | #N/A | 88 | #N/A | #N/A | #N/A | #N/A | 0% | 1 | 50% | 0% | 0% | 0% | 8.2745 | 0 | 0 | 0 | 8.2745 | #N/A
2007-10-26 02:01 | 10 | 26 | 2 | 299.0421 | 7154 | 42.98 | 39.02 | 1004 | 42.98 | 0 | 0 | Cooling | 0 | #N/A | #N/A | #N/A | #N/A | 0 | 0 | 0 | 0 | 0 | 0 | #N/A | #N/A | 88 | #N/A | #N/A | #N/A | #N/A | 0% | 1 | 50% | 0% | 0% | 0% | 8.2745 | 0 | 0 | 0 | 8.2745 | #N/A
2007-10-26 03:01 | 10 | 26 | 3 | 299.0837 | 7155 | 37.94 | 39.92 | 1004 | 37.94 | 0 | 0 | Cooling | 0 | #N/A | #N/A | #N/A | #N/A | 0 | 0 | 0 | 0 | 0 | 0 | #N/A | #N/A | 88 | #N/A | #N/A | #N/A | #N/A | 0% | 1 | 50% | 0% | 0% | 0% | 8.2745 | 0 | 0 | 0 | 8.2745 | #N/A
2007-10-26 04:01 | 10 | 26 | 4 | 299.1254 | 7156 | 39.92 | 42.08 | 1004 | 39.92 | 0 | 0 | Cooling | 0 | #N/A | #N/A | #N/A | #N/A | 0 | 0 | 0 | 0 | 0 | 0 | #N/A | #N/A | 88 | #N/A | #N/A | #N/A | #N/A | 0% | 1 | 50% | 0% | 0% | 0% | 8.2745 | 0 | 0 | 0 | 8.2745 | #N/A
2007-10-26 05:01 | 10 | 26 | 5 | 299.1671 | 7157 | 39.92 | 42.98 | 1004 | 39.92 | 0 | 0 | Cooling | 0 | #N/A | #N/A | #N/A | #N/A | 0 | 0 | 0 | 0 | 0 | 0 | #N/A | #N/A | 88 | #N/A | #N/A | #N/A | #N/A | 0% | 1 | 50% | 0% | 0% | 0% | 8.2745 | 0 | 0 | 0 | 8.2745 | #N/A
2007-10-26 06:01 | 10 | 26 | 6 | 299.2087 | 7158 | 37.94 | 44.96 | 1004 | 37.94 | 40.3157 | 0 | Heating | 5.3754 | #N/A | #N/A | #N/A | #N/A | 40.3157 | #N/A | #N/A | 3.6146 | #N/A | 0 | 0 | 0 | 0 | 0 | 0 | 0 | 0 | 0.01792% | 1 | 50% | 0% | 0% | 0% | 8.2745 | 0 | 0 | 0 | 8.2745 | #N/A
2007-10-26 07:01 | 10 | 26 | 7 | 299.2504 | 7159 | 35.96 | 44.96 | 1003 | 35.96 | 8.5765 | 0 | Heating | 1.1435 | #N/A | #N/A | #N/A | #N/A | 8.5765 | #N/A | #N/A | 3.5052 | #N/A | 0 | 0 | 0 | 0 | 0 | 0 | 0 | 0 | 0.003812% | 1 | 50% | 0% | 0% | 0% | 8.2745 | 0 | 0 | 0 | 8.2745 | #N/A
2007-10-26 08:01 | 10 | 26 | 8 | 299.2921 | 7160 | 35.96 | 46.04 | 1003 | 35.96 | 1.2126 | 0 | Heating | 0.16168 | #N/A | #N/A | #N/A | #N/A | 1.2126 | #N/A | #N/A | 3.5052 | #N/A | 0 | 0 | 0 | 0 | 0 | 0 | 0 | 0 | 0.0005389% | 1 | 50% | 0% | 0% | 0% | 8.2745 | 0 | 0 | 0 | 8.2745 | #N/A
2007-10-26 09:01 | 10 | 26 | 9 | 299.3337 | 7161 | 42.98 | 46.04 | 1003 | 42.98 | 0.64598 | 0 | Heating | 0.086131 | #N/A | #N/A | #N/A | #N/A | 0.64598 | #N/A | #N/A | 3.9388 | #N/A | 0 | 0 | 0 | 0 | 0 | 0 | 0 | 0 | 0.0002871% | 1 | 50% | 0% | 0% | 0% | 8.2745 | 0 | 0 | 0 | 8.2745 | #N/A
2007-10-26 10:01 | 10 | 26 | 10 | 299.3754 | 7162 | 44.06 | 46.04 | 1003 | 44.06 | 2.2325 | 0 | Heating | 0.29767 | #N/A | #N/A | #N/A | #N/A | 2.2325 | #N/A | #N/A | 4.0174 | #N/A | 0 | 0 | 0 | 0 | 0 | 0 | 0 | 0 | 0.0009922% | 1 | 50% | 0% | 0% | 0% | 8.2745 | 0 | 0 | 0 | 8.2745 | #N/A
2007-10-26 11:01 | 10 | 26 | 11 | 299.4171 | 7163 | 44.06 | 46.94 | 1003 | 44.06 | 0.37888 | 0 | Heating | 0.050518 | #N/A | #N/A | #N/A | #N/A | 0.37888 | #N/A | #N/A | 4.0174 | #N/A | 0 | 0 | 0 | 0 | 0 | 0 | 0 | 0 | 0.0001684% | 1 | 50% | 0% | 0% | 0% | 8.2745 | 0 | 0 | 0 | 8.2745 | #N/A
2007-10-26 12:01 | 10 | 26 | 12 | 299.4587 | 7164 | 46.04 | 48.02 | 1002 | 46.04 | 0 | 0 | Cooling | 0 | #N/A | #N/A | #N/A | #N/A | 0 | 0 | 0 | 0 | 0 | 0 | #N/A | #N/A | 88 | #N/A | #N/A | #N/A | #N/A | 0% | 1 | 50% | 0% | 0% | 0% | 8.2745 | 0 | 0 | 0 | 8.2745 | #N/A
2007-10-26 13:01 | 10 | 26 | 13 | 299.5004 | 7165 | 44.06 | 48.02 | 1002 | 44.06 | 0 | 0 | Cooling | 0 | #N/A | #N/A | #N/A | #N/A | 0 | 0 | 0 | 0 | 0 | 0 | #N/A | #N/A | 88 | #N/A | #N/A | #N/A | #N/A | 0% | 1 | 50% | 0% | 0% | 0% | 8.2745 | 0 | 0 | 0 | 8.2745 | #N/A
2007-10-26 14:01 | 10 | 26 | 14 | 299.5421 | 7166 | 44.06 | 48.02 | 1001 | 44.06 | 4.2388 | 0 | Heating | 0.56518 | #N/A | #N/A | #N/A | #N/A | 4.2388 | #N/A | #N/A | 4.0174 | #N/A | 0 | 0 | 0 | 0 | 0 | 0 | 0 | 0 | 0.001884% | 1 | 50% | 0% | 0% | 0% | 8.2745 | 0 | 0 | 0 | 8.2745 | #N/A
2007-10-26 15:01 | 10 | 26 | 15 | 299.5837 | 7167 | 44.06 | 48.02 | 1001 | 44.06 | 5.0268 | 0 | Heating | 0.67024 | #N/A | #N/A | #N/A | #N/A | 5.0268 | #N/A | #N/A | 4.0174 | #N/A | 0 | 0 | 0 | 0 | 0 | 0 | 0 | 0 | 0.002234% | 1 | 50% | 0% | 0% | 0% | 8.2745 | 0 | 0 | 0 | 8.2745 | #N/A
2007-10-26 16:01 | 10 | 26 | 16 | 299.6254 | 7168 | 44.06 | 48.02 | 1001 | 44.06 | 0.8984 | 0 | Heating | 0.11979 | #N/A | #N/A | #N/A | #N/A | 0.8984 | #N/A | #N/A | 4.0174 | #N/A | 0 | 0 | 0 | 0 | 0 | 0 | 0 | 0 | 0.0003993% | 1 | 50% | 0% | 0% | 0% | 8.2745 | 0 | 0 | 0 | 8.2745 | #N/A
2007-10-26 17:01 | 10 | 26 | 17 | 299.6671 | 7169 | 44.06 | 46.94 | 1000 | 44.06 | 2.7115 | 0 | Heating | 0.36154 | #N/A | #N/A | #N/A | #N/A | 2.7115 | #N/A | #N/A | 4.0174 | #N/A | 0 | 0 | 0 | 0 | 0 | 0 | 0 | 0 | 0.001205% | 1 | 50% | 0% | 0% | 0% | 8.2745 | 0 | 0 | 0 | 8.2745 | #N/A
2007-10-26 18:01 | 10 | 26 | 18 | 299.7087 | 7170 | 42.08 | 46.94 | 1000 | 42.08 | 0 | 0 | Cooling | 0 | #N/A | #N/A | #N/A | #N/A | 0 | 0 | 0 | 0 | 0 | 0 | #N/A | #N/A | 88 | #N/A | #N/A | #N/A | #N/A | 0% | 1 | 50% | 0% | 0% | 0% | 8.2745 | 0 | 0 | 0 | 8.2745 | #N/A
2007-10-26 19:01 | 10 | 26 | 19 | 299.7504 | 7171 | 42.08 | 46.04 | 1000 | 42.08 | 0 | 0 | Cooling | 0 | #N/A | #N/A | #N/A | #N/A | 0 | 0 | 0 | 0 | 0 | 0 | #N/A | #N/A | 88 | #N/A | #N/A | #N/A | #N/A | 0% | 1 | 50% | 0% | 0% | 0% | 8.2745 | 0 | 0 | 0 | 8.2745 | #N/A
2007-10-26 20:01 | 10 | 26 | 20 | 299.7921 | 7172 | 42.08 | 46.04 | 1000 | 42.08 | 0 | 0 | Cooling | 0 | #N/A | #N/A | #N/A | #N/A | 0 | 0 | 0 | 0 | 0 | 0 | #N/A | #N/A | 88 | #N/A | #N/A | #N/A | #N/A | 0% | 1 | 50% | 0% | 0% | 0% | 8.2745 | 0 | 0 | 0 | 8.2745 | #N/A
2007-10-26 21:01 | 10 | 26 | 21 | 299.8337 | 7173 | 39.02 | 46.04 | 1000 | 39.02 | 0 | 0 | Cooling | 0 | #N/A | #N/A | #N/A | #N/A | 0 | 0 | 0 | 0 | 0 | 0 | #N/A | #N/A | 88 | #N/A | #N/A | #N/A | #N/A | 0% | 1 | 50% | 0% | 0% | 0% | 8.2745 | 0 | 0 | 0 | 8.2745 | #N/A
2007-10-26 22:01 | 10 | 26 | 22 | 299.8754 | 7174 | 35.96 | 46.04 | 999 | 35.96 | 0 | 0 | Cooling | 0 | #N/A | #N/A | #N/A | #N/A | 0 | 0 | 0 | 0 | 0 | 0 | #N/A | #N/A | 88 | #N/A | #N/A | #N/A | #N/A | 0% | 1 | 50% | 0% | 0% | 0% | 8.2745 | 0 | 0 | 0 | 8.2745 | #N/A
2007-10-26 23:01 | 10 | 26 | 23 | 299.9171 | 7175 | 35.96 | 46.04 | 999 | 35.96 | 0 | 0 | Cooling | 0 | #N/A | #N/A | #N/A | #N/A | 0 | 0 | 0 | 0 | 0 | 0 | #N/A | #N/A | 88 | #N/A | #N/A | #N/A | #N/A | 0% | 1 | 50% | 0% | 0% | 0% | 8.2745 | 0 | 0 | 0 | 8.2745 | #N/A
2007-10-27 00:01 | 10 | 27 | 0 | 299.9587 | 7176 | 37.04 | 46.94 | 998 | 37.04 | 0 | 0 | Cooling | 0 | #N/A | #N/A | #N/A | #N/A | 0 | 0 | 0 | 0 | 0 | 0 | #N/A | #N/A | 88 | #N/A | #N/A | #N/A | #N/A | 0% | 1 | 50% | 0% | 0% | 0% | 8.2745 | 0 | 0 | 0 | 8.2745 | #N/A
2007-10-27 01:01 | 10 | 27 | 1 | 300.0004 | 7177 | 39.02 | 46.94 | 998 | 39.02 | 0 | 0 | Cooling | 0 | #N/A | #N/A | #N/A | #N/A | 0 | 0 | 0 | 0 | 0 | 0 | #N/A | #N/A | 88 | #N/A | #N/A | #N/A | #N/A | 0% | 1 | 50% | 0% | 0% | 0% | 8.2745 | 0 | 0 | 0 | 8.2745 | #N/A
2007-10-27 02:01 | 10 | 27 | 2 | 300.0421 | 7178 | 39.02 | 46.94 | 997 | 39.02 | 0 | 0 | Cooling | 0 | #N/A | #N/A | #N/A | #N/A | 0 | 0 | 0 | 0 | 0 | 0 | #N/A | #N/A | 88 | #N/A | #N/A | #N/A | #N/A | 0% | 1 | 50% | 0% | 0% | 0% | 8.2745 | 0 | 0 | 0 | 8.2745 | #N/A
2007-10-27 03:01 | 10 | 27 | 3 | 300.0837 | 7179 | 39.02 | 46.94 | 997 | 39.02 | 0 | 0 | Cooling | 0 | #N/A | #N/A | #N/A | #N/A | 0 | 0 | 0 | 0 | 0 | 0 | #N/A | #N/A | 88 | #N/A | #N/A | #N/A | #N/A | 0% | 1 | 50% | 0% | 0% | 0% | 8.2745 | 0 | 0 | 0 | 8.2745 | #N/A
2007-10-27 04:01 | 10 | 27 | 4 | 300.1254 | 7180 | 39.02 | 46.94 | 997 | 39.02 | 0 | 0 | Cooling | 0 | #N/A | #N/A | #N/A | #N/A | 0 | 0 | 0 | 0 | 0 | 0 | #N/A | #N/A | 88 | #N/A | #N/A | #N/A | #N/A | 0% | 1 | 50% | 0% | 0% | 0% | 8.2745 | 0 | 0 | 0 | 8.2745 | #N/A
2007-10-27 05:01 | 10 | 27 | 5 | 300.1671 | 7181 | 39.02 | 46.94 | 996 | 39.02 | 0 | 0 | Cooling | 0 | #N/A | #N/A | #N/A | #N/A | 0 | 0 | 0 | 0 | 0 | 0 | #N/A | #N/A | 88 | #N/A | #N/A | #N/A | #N/A | 0% | 1 | 50% | 0% | 0% | 0% | 8.2745 | 0 | 0 | 0 | 8.2745 | #N/A
2007-10-27 06:01 | 10 | 27 | 6 | 300.2087 | 7182 | 37.94 | 46.94 | 996 | 37.94 | 0 | 0 | Cooling | 0 | #N/A | #N/A | #N/A | #N/A | 0 | 0 | 0 | 0 | 0 | 0 | #N/A | #N/A | 88 | #N/A | #N/A | #N/A | #N/A | 0% | 1 | 50% | 0% | 0% | 0% | 8.2745 | 0 | 0 | 0 | 8.2745 | #N/A
2007-10-27 07:01 | 10 | 27 | 7 | 300.2504 | 7183 | 33.98 | 46.94 | 996 | 33.98 | 0 | 0 | Cooling | 0 | #N/A | #N/A | #N/A | #N/A | 0 | 0 | 0 | 0 | 0 | 0 | #N/A | #N/A | 88 | #N/A | #N/A | #N/A | #N/A | 0% | 1 | 50% | 0% | 0% | 0% | 8.2745 | 0 | 0 | 0 | 8.2745 | #N/A
2007-10-27 08:01 | 10 | 27 | 8 | 300.2921 | 7184 | 33.98 | 48.02 | 996 | 33.98 | 0 | 0 | Cooling | 0 | #N/A | #N/A | #N/A | #N/A | 0 | 0 | 0 | 0 | 0 | 0 | #N/A | #N/A | 88 | #N/A | #N/A | #N/A | #N/A | 0% | 1 | 50% | 0% | 0% | 0% | 8.2745 | 0 | 0 | 0 | 8.2745 | #N/A
2007-10-27 09:01 | 10 | 27 | 9 | 300.3337 | 7185 | 41 | 48.02 | 996 | 41 | 0 | 0 | Cooling | 0 | #N/A | #N/A | #N/A | #N/A | 0 | 0 | 0 | 0 | 0 | 0 | #N/A | #N/A | 88 | #N/A | #N/A | #N/A | #N/A | 0% | 1 | 50% | 0% | 0% | 0% | 8.2745 | 0 | 0 | 0 | 8.2745 | #N/A
2007-10-27 10:01 | 10 | 27 | 10 | 300.3754 | 7186 | 42.08 | 48.92 | 995 | 42.08 | 0 | 0 | Cooling | 0 | #N/A | #N/A | #N/A | #N/A | 0 | 0 | 0 | 0 | 0 | 0 | #N/A | #N/A | 88 | #N/A | #N/A | #N/A | #N/A | 0% | 1 | 50% | 0% | 0% | 0% | 8.2745 | 0 | 0 | 0 | 8.2745 | #N/A
2007-10-27 11:01 | 10 | 27 | 11 | 300.4171 | 7187 | 42.08 | 51.08 | 995 | 42.08 | 0 | 0 | Cooling | 0 | #N/A | #N/A | #N/A | #N/A | 0 | 0 | 0 | 0 | 0 | 0 | #N/A | #N/A | 88 | #N/A | #N/A | #N/A | #N/A | 0% | 1 | 50% | 0% | 0% | 0% | 8.2745 | 0 | 0 | 0 | 8.2745 | #N/A
2007-10-27 12:01 | 10 | 27 | 12 | 300.4587 | 7188 | 42.98 | 51.98 | 994 | 42.98 | 0 | 0 | Cooling | 0 | #N/A | #N/A | #N/A | #N/A | 0 | 0 | 0 | 0 | 0 | 0 | #N/A | #N/A | 88 | #N/A | #N/A | #N/A | #N/A | 0% | 1 | 50% | 0% | 0% | 0% | 8.2745 | 0 | 0 | 0 | 8.2745 | #N/A
2007-10-27 13:01 | 10 | 27 | 13 | 300.5004 | 7189 | 44.06 | 51.98 | 994 | 44.06 | 0 | 0 | Cooling | 0 | #N/A | #N/A | #N/A | #N/A | 0 | 0 | 0 | 0 | 0 | 0 | #N/A | #N/A | 88 | #N/A | #N/A | #N/A | #N/A | 0% | 1 | 50% | 0% | 0% | 0% | 8.2745 | 0 | 0 | 0 | 8.2745 | #N/A
2007-10-27 14:01 | 10 | 27 | 14 | 300.5421 | 7190 | 44.06 | 53.06 | 993 | 44.06 | 0 | 0 | Cooling | 0 | #N/A | #N/A | #N/A | #N/A | 0 | 0 | 0 | 0 | 0 | 0 | #N/A | #N/A | 88 | #N/A | #N/A | #N/A | #N/A | 0% | 1 | 50% | 0% | 0% | 0% | 8.2745 | 0 | 0 | 0 | 8.2745 | #N/A
2007-10-27 15:01 | 10 | 27 | 15 | 300.5837 | 7191 | 42.98 | 53.06 | 993 | 42.98 | 0 | 0 | Cooling | 0 | #N/A | #N/A | #N/A | #N/A | 0 | 0 | 0 | 0 | 0 | 0 | #N/A | #N/A | 88 | #N/A | #N/A | #N/A | #N/A | 0% | 1 | 50% | 0% | 0% | 0% | 8.2745 | 0 | 0 | 0 | 8.2745 | #N/A
2007-10-27 16:01 | 10 | 27 | 16 | 300.6254 | 7192 | 42.08 | 53.06 | 993 | 42.08 | 0 | 0 | Cooling | 0 | #N/A | #N/A | #N/A | #N/A | 0 | 0 | 0 | 0 | 0 | 0 | #N/A | #N/A | 88 | #N/A | #N/A | #N/A | #N/A | 0% | 1 | 50% | 0% | 0% | 0% | 8.2745 | 0 | 0 | 0 | 8.2745 | #N/A
2007-10-27 17:01 | 10 | 27 | 17 | 300.6671 | 7193 | 42.08 | 51.98 | 993 | 42.08 | 0 | 0 | Cooling | 0 | #N/A | #N/A | #N/A | #N/A | 0 | 0 | 0 | 0 | 0 | 0 | #N/A | #N/A | 88 | #N/A | #N/A | #N/A | #N/A | 0% | 1 | 50% | 0% | 0% | 0% | 8.2745 | 0 | 0 | 0 | 8.2745 | #N/A
2007-10-27 18:01 | 10 | 27 | 18 | 300.7087 | 7194 | 35.96 | 51.98 | 994 | 35.96 | 0 | 0 | Cooling | 0 | #N/A | #N/A | #N/A | #N/A | 0 | 0 | 0 | 0 | 0 | 0 | #N/A | #N/A | 88 | #N/A | #N/A | #N/A | #N/A | 0% | 1 | 50% | 0% | 0% | 0% | 8.2745 | 0 | 0 | 0 | 8.2745 | #N/A
2007-10-27 19:01 | 10 | 27 | 19 | 300.7504 | 7195 | 35.96 | 53.06 | 994 | 35.96 | 0 | 0 | Cooling | 0 | #N/A | #N/A | #N/A | #N/A | 0 | 0 | 0 | 0 | 0 | 0 | #N/A | #N/A | 88 | #N/A | #N/A | #N/A | #N/A | 0% | 1 | 50% | 0% | 0% | 0% | 8.2745 | 0 | 0 | 0 | 8.2745 | #N/A
2007-10-27 20:01 | 10 | 27 | 20 | 300.7921 | 7196 | 35.96 | 53.06 | 994 | 35.96 | 0 | 0 | Cooling | 0 | #N/A | #N/A | #N/A | #N/A | 0 | 0 | 0 | 0 | 0 | 0 | #N/A | #N/A | 88 | #N/A | #N/A | #N/A | #N/A | 0% | 1 | 50% | 0% | 0% | 0% | 8.2745 | 0 | 0 | 0 | 8.2745 | #N/A
2007-10-27 21:01 | 10 | 27 | 21 | 300.8337 | 7197 | 33.98 | 51.98 | 995 | 33.98 | 0 | 0 | Cooling | 0 | #N/A | #N/A | #N/A | #N/A | 0 | 0 | 0 | 0 | 0 | 0 | #N/A | #N/A | 88 | #N/A | #N/A | #N/A | #N/A | 0% | 1 | 50% | 0% | 0% | 0% | 8.2745 | 0 | 0 | 0 | 8.2745 | #N/A
2007-10-27 22:01 | 10 | 27 | 22 | 300.8754 | 7198 | 33.08 | 51.98 | 995 | 33.08 | 0 | 0 | Cooling | 0 | #N/A | #N/A | #N/A | #N/A | 0 | 0 | 0 | 0 | 0 | 0 | #N/A | #N/A | 88 | #N/A | #N/A | #N/A | #N/A | 0% | 1 | 50% | 0% | 0% | 0% | 8.2745 | 0 | 0 | 0 | 8.2745 | #N/A
2007-10-27 23:01 | 10 | 27 | 23 | 300.9171 | 7199 | 33.08 | 51.08 | 995 | 33.08 | 0 | 0 | Cooling | 0 | #N/A | #N/A | #N/A | #N/A | 0 | 0 | 0 | 0 | 0 | 0 | #N/A | #N/A | 88 | #N/A | #N/A | #N/A | #N/A | 0% | 1 | 50% | 0% | 0% | 0% | 8.2745 | 0 | 0 | 0 | 8.2745 | #N/A
2007-10-28 00:01 | 10 | 28 | 0 | 300.9587 | 7200 | 33.08 | 51.08 | 995 | 33.08 | 0 | 0 | Cooling | 0 | #N/A | #N/A | #N/A | #N/A | 0 | 0 | 0 | 0 | 0 | 0 | #N/A | #N/A | 88 | #N/A | #N/A | #N/A | #N/A | 0% | 1 | 50% | 0% | 0% | 0% | 8.2745 | 0 | 0 | 0 | 8.2745 | #N/A
2007-10-28 01:01 | 10 | 28 | 1 | 301.0004 | 7201 | 32 | 51.08 | 995 | 32 | 0 | 0 | Cooling | 0 | #N/A | #N/A | #N/A | #N/A | 0 | 0 | 0 | 0 | 0 | 0 | #N/A | #N/A | 88 | #N/A | #N/A | #N/A | #N/A | 0% | 1 | 50% | 0% | 0% | 0% | 8.2745 | 0 | 0 | 0 | 8.2745 | #N/A
2007-10-28 02:01 | 10 | 28 | 2 | 301.0421 | 7202 | 32 | 51.08 | 996 | 32 | 0 | 0 | Cooling | 0 | #N/A | #N/A | #N/A | #N/A | 0 | 0 | 0 | 0 | 0 | 0 | #N/A | #N/A | 88 | #N/A | #N/A | #N/A | #N/A | 0% | 1 | 50% | 0% | 0% | 0% | 8.2745 | 0 | 0 | 0 | 8.2745 | #N/A
2007-10-28 03:01 | 10 | 28 | 3 | 301.0838 | 7203 | 32 | 51.08 | 996 | 32 | 0 | 0 | Cooling | 0 | #N/A | #N/A | #N/A | #N/A | 0 | 0 | 0 | 0 | 0 | 0 | #N/A | #N/A | 88 | #N/A | #N/A | #N/A | #N/A | 0% | 1 | 50% | 0% | 0% | 0% | 8.2745 | 0 | 0 | 0 | 8.2745 | #N/A
2007-10-28 04:01 | 10 | 28 | 4 | 301.1254 | 7204 | 30.92 | 51.08 | 997 | 30.92 | 0 | 0 | Cooling | 0 | #N/A | #N/A | #N/A | #N/A | 0 | 0 | 0 | 0 | 0 | 0 | #N/A | #N/A | 88 | #N/A | #N/A | #N/A | #N/A | 0% | 1 | 50% | 0% | 0% | 0% | 8.2745 | 0 | 0 | 0 | 8.2745 | #N/A
2007-10-28 05:01 | 10 | 28 | 5 | 301.1671 | 7205 | 30.92 | 50 | 998 | 30.92 | 0 | 0 | Cooling | 0 | #N/A | #N/A | #N/A | #N/A | 0 | 0 | 0 | 0 | 0 | 0 | #N/A | #N/A | 88 | #N/A | #N/A | #N/A | #N/A | 0% | 1 | 50% | 0% | 0% | 0% | 8.2745 | 0 | 0 | 0 | 8.2745 | #N/A
2007-10-28 06:01 | 10 | 28 | 6 | 301.2088 | 7206 | 32 | 50 | 998 | 32 | 0 | 0 | Cooling | 0 | #N/A | #N/A | #N/A | #N/A | 0 | 0 | 0 | 0 | 0 | 0 | #N/A | #N/A | 88 | #N/A | #N/A | #N/A | #N/A | 0% | 1 | 50% | 0% | 0% | 0% | 8.2745 | 0 | 0 | 0 | 8.2745 | #N/A
2007-10-28 07:01 | 10 | 28 | 7 | 301.2504 | 7207 | 32 | 50 | 999 | 32 | 57.0891 | 0 | Heating | 7.6119 | #N/A | #N/A | #N/A | #N/A | 57.0891 | #N/A | #N/A | 3.3135 | #N/A | 0 | 0 | 0 | 0 | 0 | 0 | 0 | 0 | 0.02537% | 1 | 50% | 0% | 0% | 0% | 8.2745 | 0 | 0 | 0 | 8.2745 | #N/A
2007-10-28 08:01 | 10 | 28 | 8 | 301.2921 | 7208 | 32 | 48.92 | 1000 | 32 | 7.8306 | 0 | Heating | 1.0441 | #N/A | #N/A | #N/A | #N/A | 7.8306 | #N/A | #N/A | 3.3135 | #N/A | 0 | 0 | 0 | 0 | 0 | 0 | 0 | 0 | 0.00348% | 1 | 50% | 0% | 0% | 0% | 8.2745 | 0 | 0 | 0 | 8.2745 | #N/A
2007-10-28 09:01 | 10 | 28 | 9 | 301.3338 | 7209 | 35.06 | 48.02 | 1001 | 35.06 | 0 | 0.077382 | Cooling | 0.012897 | #N/A | #N/A | #N/A | #N/A | 0 | 0 | 0 | 0 | 0 | 0.077382 | #N/A | #N/A | 88 | #N/A | #N/A | #N/A | #N/A | 4.299e-05% | 1 | 50% | 0% | 0% | 0% | 8.2745 | 0 | 0 | 0 | 8.2745 | #N/A
2007-10-28 10:01 | 10 | 28 | 10 | 301.3754 | 7210 | 35.06 | 48.02 | 1002 | 35.06 | 0 | 0.14132 | Cooling | 0.023554 | #N/A | #N/A | #N/A | #N/A | 0 | 0 | 0 | 0 | 0 | 0.14132 | #N/A | #N/A | 88 | #N/A | #N/A | #N/A | #N/A | 7.851e-05% | 1 | 50% | 0% | 0% | 0% | 8.2745 | 0 | 0 | 0 | 8.2745 | #N/A
2007-10-28 11:01 | 10 | 28 | 11 | 301.4171 | 7211 | 35.06 | 48.02 | 1003 | 35.06 | 0 | 0.14114 | Cooling | 0.023524 | #N/A | #N/A | #N/A | #N/A | 0 | 0 | 0 | 0 | 0 | 0.14114 | #N/A | #N/A | 88 | #N/A | #N/A | #N/A | #N/A | 7.841e-05% | 1 | 50% | 0% | 0% | 0% | 8.2745 | 0 | 0 | 0 | 8.2745 | #N/A
2007-10-28 12:01 | 10 | 28 | 12 | 301.4588 | 7212 | 33.08 | 48.02 | 1003 | 33.08 | 0 | 0.087173 | Cooling | 0.014529 | #N/A | #N/A | #N/A | #N/A | 0 | 0 | 0 | 0 | 0 | 0.087173 | #N/A | #N/A | 88 | #N/A | #N/A | #N/A | #N/A | 4.843e-05% | 1 | 50% | 0% | 0% | 0% | 8.2745 | 0 | 0 | 0 | 8.2745 | #N/A
2007-10-28 13:01 | 10 | 28 | 13 | 301.5004 | 7213 | 33.08 | 46.94 | 1003 | 33.08 | 0 | 0.0067387 | Cooling | 0.0011231 | #N/A | #N/A | #N/A | #N/A | 0 | 0 | 0 | 0 | 0 | 0.0067387 | #N/A | #N/A | 88 | #N/A | #N/A | #N/A | #N/A | 3.744e-06% | 1 | 50% | 0% | 0% | 0% | 8.2745 | 0 | 0 | 0 | 8.2745 | #N/A
2007-10-28 14:01 | 10 | 28 | 14 | 301.5421 | 7214 | 33.08 | 46.04 | 1003 | 33.08 | 0 | 0 | Cooling | 0 | #N/A | #N/A | #N/A | #N/A | 0 | 0 | 0 | 0 | 0 | 0 | #N/A | #N/A | 88 | #N/A | #N/A | #N/A | #N/A | 0% | 1 | 50% | 0% | 0% | 0% | 8.2745 | 0 | 0 | 0 | 8.2745 | #N/A
2007-10-28 15:01 | 10 | 28 | 15 | 301.5838 | 7215 | 33.08 | 44.96 | 1004 | 33.08 | 0 | 0 | Cooling | 0 | #N/A | #N/A | #N/A | #N/A | 0 | 0 | 0 | 0 | 0 | 0 | #N/A | #N/A | 88 | #N/A | #N/A | #N/A | #N/A | 0% | 1 | 50% | 0% | 0% | 0% | 8.2745 | 0 | 0 | 0 | 8.2745 | #N/A
2007-10-28 16:01 | 10 | 28 | 16 | 301.6254 | 7216 | 33.08 | 46.04 | 1004 | 33.08 | 0 | 5.6411 | Cooling | 0.94019 | #N/A | #N/A | #N/A | #N/A | 0 | 0 | 0 | 0 | 0 | 5.6411 | #N/A | #N/A | 88 | #N/A | #N/A | #N/A | #N/A | 0.003134% | 1 | 50% | 0% | 0% | 0% | 8.2745 | 0 | 0 | 0 | 8.2745 | #N/A
2007-10-28 17:01 | 10 | 28 | 17 | 301.6671 | 7217 | 32 | 44.96 | 1004 | 32 | 0 | 3.9977 | Cooling | 0.66628 | #N/A | #N/A | #N/A | #N/A | 0 | 0 | 0 | 0 | 0 | 3.9977 | #N/A | #N/A | 88 | #N/A | #N/A | #N/A | #N/A | 0.002221% | 1 | 50% | 0% | 0% | 0% | 8.2745 | 0 | 0 | 0 | 8.2745 | #N/A
2007-10-28 18:01 | 10 | 28 | 18 | 301.7088 | 7218 | 33.08 | 44.06 | 1005 | 33.08 | 0 | 0.27248 | Cooling | 0.045414 | #N/A | #N/A | #N/A | #N/A | 0 | 0 | 0 | 0 | 0 | 0.27248 | #N/A | #N/A | 88 | #N/A | #N/A | #N/A | #N/A | 0.0001514% | 1 | 50% | 0% | 0% | 0% | 8.2745 | 0 | 0 | 0 | 8.2745 | #N/A
2007-10-28 19:01 | 10 | 28 | 19 | 301.7504 | 7219 | 33.98 | 44.06 | 1005 | 33.98 | 0 | 0.32427 | Cooling | 0.054045 | #N/A | #N/A | #N/A | #N/A | 0 | 0 | 0 | 0 | 0 | 0.32427 | #N/A | #N/A | 88 | #N/A | #N/A | #N/A | #N/A | 0.0001801% | 1 | 50% | 0% | 0% | 0% | 8.2745 | 0 | 0 | 0 | 8.2745 | #N/A
2007-10-28 20:01 | 10 | 28 | 20 | 301.7921 | 7220 | 33.98 | 42.08 | 1005 | 33.98 | 0.27001 | 0 | Heating | 0.036002 | #N/A | #N/A | #N/A | #N/A | 0.27001 | #N/A | #N/A | 3.405 | #N/A | 0 | 0 | 0 | 0 | 0 | 0 | 0 | 0 | 0.00012% | 1 | 50% | 0% | 0% | 0% | 8.2745 | 0 | 0 | 0 | 8.2745 | #N/A
2007-10-28 21:01 | 10 | 28 | 21 | 301.8338 | 7221 | 33.08 | 42.08 | 1005 | 33.08 | 1.6189 | 0 | Heating | 0.21585 | #N/A | #N/A | #N/A | #N/A | 1.6189 | #N/A | #N/A | 3.3624 | #N/A | 0 | 0 | 0 | 0 | 0 | 0 | 0 | 0 | 0.0007195% | 1 | 50% | 0% | 0% | 0% | 8.2745 | 0 | 0 | 0 | 8.2745 | #N/A
2007-10-28 22:01 | 10 | 28 | 22 | 301.8754 | 7222 | 33.08 | 41 | 1005 | 33.08 | 3.9908 | 0 | Heating | 0.53211 | #N/A | #N/A | #N/A | #N/A | 3.9908 | #N/A | #N/A | 3.3624 | #N/A | 0 | 0 | 0 | 0 | 0 | 0 | 0 | 0 | 0.001774% | 1 | 50% | 0% | 0% | 0% | 8.2745 | 0 | 0 | 0 | 8.2745 | #N/A
2007-10-28 23:01 | 10 | 28 | 23 | 301.9171 | 7223 | 33.08 | 41 | 1005 | 33.08 | 0 | 0 | Cooling | 0 | #N/A | #N/A | #N/A | #N/A | 0 | 0 | 0 | 0 | 0 | 0 | #N/A | #N/A | 88 | #N/A | #N/A | #N/A | #N/A | 0% | 1 | 50% | 0% | 0% | 0% | 8.2745 | 0 | 0 | 0 | 8.2745 | #N/A
2007-10-29 00:01 | 10 | 29 | 0 | 301.9588 | 7224 | 33.8 | 42.08 | 1005 | 33.8 | 0 | 0 | Cooling | 0 | #N/A | #N/A | #N/A | #N/A | 0 | 0 | 0 | 0 | 0 | 0 | #N/A | #N/A | 88 | #N/A | #N/A | #N/A | #N/A | 0% | 1 | 50% | 0% | 0% | 0% | 8.2745 | 0 | 0 | 0 | 8.2745 | #N/A
2007-10-29 01:01 | 10 | 29 | 1 | 302.0004 | 7225 | 33.98 | 42.08 | 1005 | 33.98 | 0 | 0 | Cooling | 0 | #N/A | #N/A | #N/A | #N/A | 0 | 0 | 0 | 0 | 0 | 0 | #N/A | #N/A | 88 | #N/A | #N/A | #N/A | #N/A | 0% | 1 | 50% | 0% | 0% | 0% | 8.2745 | 0 | 0 | 0 | 8.2745 | #N/A
2007-10-29 02:01 | 10 | 29 | 2 | 302.0421 | 7226 | 33.98 | 39.92 | 1005 | 33.98 | 0 | 0 | Cooling | 0 | #N/A | #N/A | #N/A | #N/A | 0 | 0 | 0 | 0 | 0 | 0 | #N/A | #N/A | 88 | #N/A | #N/A | #N/A | #N/A | 0% | 1 | 50% | 0% | 0% | 0% | 8.2745 | 0 | 0 | 0 | 8.2745 | #N/A
2007-10-29 03:01 | 10 | 29 | 3 | 302.0838 | 7227 | 33.98 | 44.06 | 1005 | 33.98 | 0 | 0 | Cooling | 0 | #N/A | #N/A | #N/A | #N/A | 0 | 0 | 0 | 0 | 0 | 0 | #N/A | #N/A | 88 | #N/A | #N/A | #N/A | #N/A | 0% | 1 | 50% | 0% | 0% | 0% | 8.2745 | 0 | 0 | 0 | 8.2745 | #N/A
2007-10-29 04:01 | 10 | 29 | 4 | 302.1254 | 7228 | 35.06 | 44.06 | 1004 | 35.06 | 0 | 0 | Cooling | 0 | #N/A | #N/A | #N/A | #N/A | 0 | 0 | 0 | 0 | 0 | 0 | #N/A | #N/A | 88 | #N/A | #N/A | #N/A | #N/A | 0% | 1 | 50% | 0% | 0% | 0% | 8.2745 | 0 | 0 | 0 | 8.2745 | #N/A
2007-10-29 05:01 | 10 | 29 | 5 | 302.1671 | 7229 | 35.06 | 44.06 | 1004 | 35.06 | 0 | 0 | Cooling | 0 | #N/A | #N/A | #N/A | #N/A | 0 | 0 | 0 | 0 | 0 | 0 | #N/A | #N/A | 88 | #N/A | #N/A | #N/A | #N/A | 0% | 1 | 50% | 0% | 0% | 0% | 8.2745 | 0 | 0 | 0 | 8.2745 | #N/A
2007-10-29 06:01 | 10 | 29 | 6 | 302.2088 | 7230 | 35.06 | 44.06 | 1004 | 35.06 | 0 | 0 | Cooling | 0 | #N/A | #N/A | #N/A | #N/A | 0 | 0 | 0 | 0 | 0 | 0 | #N/A | #N/A | 88 | #N/A | #N/A | #N/A | #N/A | 0% | 1 | 50% | 0% | 0% | 0% | 8.2745 | 0 | 0 | 0 | 8.2745 | #N/A
2007-10-29 07:01 | 10 | 29 | 7 | 302.2504 | 7231 | 37.94 | 44.06 | 1004 | 37.94 | 47.5735 | 0 | Heating | 6.3431 | #N/A | #N/A | #N/A | #N/A | 47.5735 | #N/A | #N/A | 3.6146 | #N/A | 0 | 0 | 0 | 0 | 0 | 0 | 0 | 0 | 0.02114% | 1 | 50% | 0% | 0% | 0% | 8.2745 | 0 | 0 | 0 | 8.2745 | #N/A
2007-10-29 08:01 | 10 | 29 | 8 | 302.2921 | 7232 | 37.94 | 44.96 | 1004 | 37.94 | 3.0421 | 0 | Heating | 0.40561 | #N/A | #N/A | #N/A | #N/A | 3.0421 | #N/A | #N/A | 3.6146 | #N/A | 0 | 0 | 0 | 0 | 0 | 0 | 0 | 0 | 0.001352% | 1 | 50% | 0% | 0% | 0% | 8.2745 | 0 | 0 | 0 | 8.2745 | #N/A
2007-10-29 09:01 | 10 | 29 | 9 | 302.3338 | 7233 | 39.02 | 46.94 | 1003 | 39.02 | 0 | 27.9591 | Cooling | 4.6599 | #N/A | #N/A | #N/A | #N/A | 0 | 0 | 0 | 0 | 0 | 27.9591 | #N/A | #N/A | 88 | #N/A | #N/A | #N/A | #N/A | 0.01553% | 1 | 50% | 0% | 0% | 0% | 8.2745 | 0 | 0 | 0 | 8.2745 | #N/A
2007-10-29 10:01 | 10 | 29 | 10 | 302.3754 | 7234 | 41 | 48.02 | 1003 | 41 | 0 | 234.1681 | Cooling | 39.028 | #N/A | #N/A | #N/A | #N/A | 0 | 0 | 0 | 0 | 0 | 234.1681 | #N/A | #N/A | 88 | #N/A | #N/A | #N/A | #N/A | 0.1301% | 1 | 50% | 0% | 0% | 0% | 8.2745 | 0 | 0 | 0 | 8.2745 | #N/A
2007-10-29 11:01 | 10 | 29 | 11 | 302.4171 | 7235 | 41 | 48.02 | 1002 | 41 | 0 | 342.0584 | Cooling | 57.0097 | #N/A | #N/A | #N/A | #N/A | 0 | 0 | 0 | 0 | 0 | 342.0584 | #N/A | #N/A | 88 | #N/A | #N/A | #N/A | #N/A | 0.19% | 1 | 50% | 0% | 0% | 0% | 8.2745 | 0 | 0 | 0 | 8.2745 | #N/A
2007-10-29 12:01 | 10 | 29 | 12 | 302.4588 | 7236 | 42.08 | 46.94 | 1002 | 42.08 | 0 | 506.1494 | Cooling | 84.3582 | #N/A | #N/A | #N/A | #N/A | 0 | 0 | 0 | 0 | 0 | 506.1494 | #N/A | #N/A | 88 | #N/A | #N/A | #N/A | #N/A | 0.2812% | 1 | 50% | 0% | 0% | 0% | 8.2745 | 0 | 0 | 0 | 8.2745 | #N/A
2007-10-29 13:01 | 10 | 29 | 13 | 302.5004 | 7237 | 44.06 | 46.94 | 1001 | 44.06 | 0 | 404.6918 | Cooling | 67.4486 | #N/A | #N/A | #N/A | #N/A | 0 | 0 | 0 | 0 | 0 | 404.6918 | #N/A | #N/A | 88 | #N/A | #N/A | #N/A | #N/A | 0.2248% | 1 | 50% | 0% | 0% | 0% | 8.2745 | 0 | 0 | 0 | 8.2745 | #N/A
2007-10-29 14:01 | 10 | 29 | 14 | 302.5421 | 7238 | 44.96 | 44.96 | 1000 | 44.96 | 0 | 611.5554 | Cooling | 101.9259 | #N/A | #N/A | #N/A | #N/A | 0 | 0 | 0 | 0 | 0 | 611.5554 | #N/A | #N/A | 88 | #N/A | #N/A | #N/A | #N/A | 0.3398% | 1 | 50% | 0% | 0% | 0% | 8.2745 | 0 | 0 | 0 | 8.2745 | #N/A
2007-10-29 15:01 | 10 | 29 | 15 | 302.5838 | 7239 | 46.04 | 48.02 | 999 | 46.04 | 0 | 631.8513 | Cooling | 105.3085 | #N/A | #N/A | #N/A | #N/A | 0 | 0 | 0 | 0 | 0 | 631.8513 | #N/A | #N/A | 88 | #N/A | #N/A | #N/A | #N/A | 0.351% | 1 | 50% | 0% | 0% | 0% | 8.2745 | 0 | 0 | 0 | 8.2745 | #N/A
2007-10-29 16:01 | 10 | 29 | 16 | 302.6254 | 7240 | 44.96 | 48.92 | 999 | 44.96 | 0 | 634.4711 | Cooling | 105.7452 | #N/A | #N/A | #N/A | #N/A | 0 | 0 | 0 | 0 | 0 | 634.4711 | #N/A | #N/A | 88 | #N/A | #N/A | #N/A | #N/A | 0.3525% | 1 | 50% | 0% | 0% | 0% | 8.2745 | 0 | 0 | 0 | 8.2745 | #N/A
2007-10-29 17:01 | 10 | 29 | 17 | 302.6671 | 7241 | 44.96 | 46.04 | 998 | 44.96 | 0 | 726.4266 | Cooling | 121.0711 | #N/A | #N/A | #N/A | #N/A | 0 | 0 | 0 | 0 | 0 | 726.4266 | #N/A | #N/A | 88 | #N/A | #N/A | #N/A | #N/A | 0.4036% | 1 | 50% | 0% | 0% | 0% | 8.2745 | 0 | 0 | 0 | 8.2745 | #N/A
2007-10-29 18:01 | 10 | 29 | 18 | 302.7088 | 7242 | 42.08 | 44.96 | 998 | 42.08 | 0 | 636.1229 | Cooling | 106.0205 | #N/A | #N/A | #N/A | #N/A | 0 | 0 | 0 | 0 | 0 | 636.1229 | #N/A | #N/A | 88 | #N/A | #N/A | #N/A | #N/A | 0.3534% | 1 | 50% | 0% | 0% | 0% | 8.2745 | 0 | 0 | 0 | 8.2745 | #N/A
2007-10-29 19:01 | 10 | 29 | 19 | 302.7504 | 7243 | 42.08 | 50 | 1000 | 42.08 | 0 | 289.3698 | Cooling | 48.2283 | #N/A | #N/A | #N/A | #N/A | 0 | 0 | 0 | 0 | 0 | 289.3698 | #N/A | #N/A | 88 | #N/A | #N/A | #N/A | #N/A | 0.1608% | 1 | 50% | 0% | 0% | 0% | 8.2745 | 0 | 0 | 0 | 8.2745 | #N/A
2007-10-29 20:01 | 10 | 29 | 20 | 302.7921 | 7244 | 42.08 | 53.06 | 1000 | 42.08 | 0 | 209.8712 | Cooling | 34.9785 | #N/A | #N/A | #N/A | #N/A | 0 | 0 | 0 | 0 | 0 | 209.8712 | #N/A | #N/A | 88 | #N/A | #N/A | #N/A | #N/A | 0.1166% | 1 | 50% | 0% | 0% | 0% | 8.2745 | 0 | 0 | 0 | 8.2745 | #N/A
2007-10-29 21:01 | 10 | 29 | 21 | 302.8338 | 7245 | 41 | 51.98 | 1000 | 41 | 0 | 164.6455 | Cooling | 27.4409 | #N/A | #N/A | #N/A | #N/A | 0 | 0 | 0 | 0 | 0 | 164.6455 | #N/A | #N/A | 88 | #N/A | #N/A | #N/A | #N/A | 0.09147% | 1 | 50% | 0% | 0% | 0% | 8.2745 | 0 | 0 | 0 | 8.2745 | #N/A
2007-10-29 22:01 | 10 | 29 | 22 | 302.8754 | 7246 | 39.92 | 53.96 | 1000 | 39.92 | 0 | 186.8342 | Cooling | 31.139 | #N/A | #N/A | #N/A | #N/A | 0 | 0 | 0 | 0 | 0 | 186.8342 | #N/A | #N/A | 88 | #N/A | #N/A | #N/A | #N/A | 0.1038% | 1 | 50% | 0% | 0% | 0% | 8.2745 | 0 | 0 | 0 | 8.2745 | #N/A
2007-10-29 23:01 | 10 | 29 | 23 | 302.9171 | 7247 | 39.92 | 53.06 | 1000 | 39.92 | 0 | 0 | Cooling | 0 | #N/A | #N/A | #N/A | #N/A | 0 | 0 | 0 | 0 | 0 | 0 | #N/A | #N/A | 88 | #N/A | #N/A | #N/A | #N/A | 0% | 1 | 50% | 0% | 0% | 0% | 8.2745 | 0 | 0 | 0 | 8.2745 | #N/A
2007-10-30 00:01 | 10 | 30 | 0 | 302.9588 | 7248 | 39.02 | 51.08 | 1001 | 39.02 | 0 | 0.63771 | Cooling | 0.10628 | #N/A | #N/A | #N/A | #N/A | 0 | 0 | 0 | 0 | 0 | 0.63771 | #N/A | #N/A | 88 | #N/A | #N/A | #N/A | #N/A | 0.0003543% | 1 | 50% | 0% | 0% | 0% | 8.2745 | 0 | 0 | 0 | 8.2745 | #N/A
2007-10-30 01:01 | 10 | 30 | 1 | 303.0004 | 7249 | 39.02 | 48.92 | 1002 | 39.02 | 0 | 0 | Cooling | 0 | #N/A | #N/A | #N/A | #N/A | 0 | 0 | 0 | 0 | 0 | 0 | #N/A | #N/A | 88 | #N/A | #N/A | #N/A | #N/A | 0% | 1 | 50% | 0% | 0% | 0% | 8.2745 | 0 | 0 | 0 | 8.2745 | #N/A
2007-10-30 02:01 | 10 | 30 | 2 | 303.0421 | 7250 | 39.02 | 46.04 | 1003 | 39.02 | 0 | 0 | Cooling | 0 | #N/A | #N/A | #N/A | #N/A | 0 | 0 | 0 | 0 | 0 | 0 | #N/A | #N/A | 88 | #N/A | #N/A | #N/A | #N/A | 0% | 1 | 50% | 0% | 0% | 0% | 8.2745 | 0 | 0 | 0 | 8.2745 | #N/A
2007-10-30 03:01 | 10 | 30 | 3 | 303.0838 | 7251 | 37.94 | 44.96 | 1003 | 37.94 | 0 | 0 | Cooling | 0 | #N/A | #N/A | #N/A | #N/A | 0 | 0 | 0 | 0 | 0 | 0 | #N/A | #N/A | 88 | #N/A | #N/A | #N/A | #N/A | 0% | 1 | 50% | 0% | 0% | 0% | 8.2745 | 0 | 0 | 0 | 8.2745 | #N/A
2007-10-30 04:01 | 10 | 30 | 4 | 303.1254 | 7252 | 37.04 | 44.06 | 1004 | 37.04 | 0 | 0 | Cooling | 0 | #N/A | #N/A | #N/A | #N/A | 0 | 0 | 0 | 0 | 0 | 0 | #N/A | #N/A | 88 | #N/A | #N/A | #N/A | #N/A | 0% | 1 | 50% | 0% | 0% | 0% | 8.2745 | 0 | 0 | 0 | 8.2745 | #N/A
2007-10-30 05:01 | 10 | 30 | 5 | 303.1671 | 7253 | 37.04 | 42.08 | 1005 | 37.04 | 0 | 0 | Cooling | 0 | #N/A | #N/A | #N/A | #N/A | 0 | 0 | 0 | 0 | 0 | 0 | #N/A | #N/A | 88 | #N/A | #N/A | #N/A | #N/A | 0% | 1 | 50% | 0% | 0% | 0% | 8.2745 | 0 | 0 | 0 | 8.2745 | #N/A
2007-10-30 06:01 | 10 | 30 | 6 | 303.2088 | 7254 | 37.04 | 41 | 1006 | 37.04 | 0 | 0.025722 | Cooling | 0.004287 | #N/A | #N/A | #N/A | #N/A | 0 | 0 | 0 | 0 | 0 | 0.025722 | #N/A | #N/A | 88 | #N/A | #N/A | #N/A | #N/A | 1.429e-05% | 1 | 50% | 0% | 0% | 0% | 8.2745 | 0 | 0 | 0 | 8.2745 | #N/A
2007-10-30 07:01 | 10 | 30 | 7 | 303.2504 | 7255 | 37.94 | 39.02 | 1007 | 37.94 | 19.2443 | 0 | Heating | 2.5659 | #N/A | #N/A | #N/A | #N/A | 19.2443 | #N/A | #N/A | 3.6146 | #N/A | 0 | 0 | 0 | 0 | 0 | 0 | 0 | 0 | 0.008553% | 1 | 50% | 0% | 0% | 0% | 8.2745 | 0 | 0 | 0 | 8.2745 | #N/A
2007-10-30 08:01 | 10 | 30 | 8 | 303.2921 | 7256 | 37.94 | 42.98 | 1008 | 37.94 | 0.1764 | 0 | Heating | 0.02352 | #N/A | #N/A | #N/A | #N/A | 0.1764 | #N/A | #N/A | 3.6146 | #N/A | 0 | 0 | 0 | 0 | 0 | 0 | 0 | 0 | 7.84e-05% | 1 | 50% | 0% | 0% | 0% | 8.2745 | 0 | 0 | 0 | 8.2745 | #N/A
2007-10-30 09:01 | 10 | 30 | 9 | 303.3338 | 7257 | 39.02 | 42.98 | 1009 | 39.02 | 0 | 0.09631 | Cooling | 0.016052 | #N/A | #N/A | #N/A | #N/A | 0 | 0 | 0 | 0 | 0 | 0.09631 | #N/A | #N/A | 88 | #N/A | #N/A | #N/A | #N/A | 5.351e-05% | 1 | 50% | 0% | 0% | 0% | 8.2745 | 0 | 0 | 0 | 8.2745 | #N/A
2007-10-30 10:01 | 10 | 30 | 10 | 303.3754 | 7258 | 39.92 | 39.92 | 1010 | 39.92 | 0 | 0.16953 | Cooling | 0.028255 | #N/A | #N/A | #N/A | #N/A | 0 | 0 | 0 | 0 | 0 | 0.16953 | #N/A | #N/A | 88 | #N/A | #N/A | #N/A | #N/A | 9.418e-05% | 1 | 50% | 0% | 0% | 0% | 8.2745 | 0 | 0 | 0 | 8.2745 | #N/A
2007-10-30 11:01 | 10 | 30 | 11 | 303.4171 | 7259 | 39.92 | 35.96 | 1011 | 39.92 | 0 | 0.95582 | Cooling | 0.1593 | #N/A | #N/A | #N/A | #N/A | 0 | 0 | 0 | 0 | 0 | 0.95582 | #N/A | #N/A | 88 | #N/A | #N/A | #N/A | #N/A | 0.000531% | 1 | 50% | 0% | 0% | 0% | 8.2745 | 0 | 0 | 0 | 8.2745 | #N/A
2007-10-30 12:01 | 10 | 30 | 12 | 303.4588 | 7260 | 46.04 | 37.04 | 1012 | 46.04 | 0 | 1.0482 | Cooling | 0.1747 | #N/A | #N/A | #N/A | #N/A | 0 | 0 | 0 | 0 | 0 | 1.0482 | #N/A | #N/A | 88 | #N/A | #N/A | #N/A | #N/A | 0.0005823% | 1 | 50% | 0% | 0% | 0% | 8.2745 | 0 | 0 | 0 | 8.2745 | #N/A
2007-10-30 13:01 | 10 | 30 | 13 | 303.5004 | 7261 | 48.02 | 37.04 | 1012 | 48.02 | 0 | 0.77193 | Cooling | 0.12866 | #N/A | #N/A | #N/A | #N/A | 0 | 0 | 0 | 0 | 0 | 0.77193 | #N/A | #N/A | 88 | #N/A | #N/A | #N/A | #N/A | 0.0004289% | 1 | 50% | 0% | 0% | 0% | 8.2745 | 0 | 0 | 0 | 8.2745 | #N/A
2007-10-30 14:01 | 10 | 30 | 14 | 303.5421 | 7262 | 48.02 | 35.96 | 1013 | 48.02 | 0 | 0.937 | Cooling | 0.15617 | #N/A | #N/A | #N/A | #N/A | 0 | 0 | 0 | 0 | 0 | 0.937 | #N/A | #N/A | 88 | #N/A | #N/A | #N/A | #N/A | 0.0005206% | 1 | 50% | 0% | 0% | 0% | 8.2745 | 0 | 0 | 0 | 8.2745 | #N/A
2007-10-30 15:01 | 10 | 30 | 15 | 303.5838 | 7263 | 51.98 | 30.92 | 1013 | 51.98 | 0 | 0.19566 | Cooling | 0.03261 | #N/A | #N/A | #N/A | #N/A | 0 | 0 | 0 | 0 | 0 | 0.19566 | #N/A | #N/A | 88 | #N/A | #N/A | #N/A | #N/A | 0.0001087% | 1 | 50% | 0% | 0% | 0% | 8.2745 | 0 | 0 | 0 | 8.2745 | #N/A
2007-10-30 16:01 | 10 | 30 | 16 | 303.6254 | 7264 | 53.06 | 30.02 | 1014 | 53.06 | 0 | 0.19888 | Cooling | 0.033146 | #N/A | #N/A | #N/A | #N/A | 0 | 0 | 0 | 0 | 0 | 0.19888 | #N/A | #N/A | 88 | #N/A | #N/A | #N/A | #N/A | 0.0001105% | 1 | 50% | 0% | 0% | 0% | 8.2745 | 0 | 0 | 0 | 8.2745 | #N/A
2007-10-30 17:01 | 10 | 30 | 17 | 303.6671 | 7265 | 53.06 | 30.02 | 1015 | 53.06 | 0 | 0.2686 | Cooling | 0.044766 | #N/A | #N/A | #N/A | #N/A | 0 | 0 | 0 | 0 | 0 | 0.2686 | #N/A | #N/A | 88 | #N/A | #N/A | #N/A | #N/A | 0.0001492% | 1 | 50% | 0% | 0% | 0% | 8.2745 | 0 | 0 | 0 | 8.2745 | #N/A
2007-10-30 18:01 | 10 | 30 | 18 | 303.7088 | 7266 | 46.94 | 28.94 | 1016 | 46.94 | 0 | 0.18756 | Cooling | 0.03126 | #N/A | #N/A | #N/A | #N/A | 0 | 0 | 0 | 0 | 0 | 0.18756 | #N/A | #N/A | 88 | #N/A | #N/A | #N/A | #N/A | 0.0001042% | 1 | 50% | 0% | 0% | 0% | 8.2745 | 0 | 0 | 0 | 8.2745 | #N/A
2007-10-30 19:01 | 10 | 30 | 19 | 303.7504 | 7267 | 46.04 | 28.94 | 1017 | 46.04 | 0 | 0.78058 | Cooling | 0.1301 | #N/A | #N/A | #N/A | #N/A | 0 | 0 | 0 | 0 | 0 | 0.78058 | #N/A | #N/A | 88 | #N/A | #N/A | #N/A | #N/A | 0.0004337% | 1 | 50% | 0% | 0% | 0% | 8.2745 | 0 | 0 | 0 | 8.2745 | #N/A
2007-10-30 20:01 | 10 | 30 | 20 | 303.7921 | 7268 | 46.04 | 28.94 | 1017 | 46.04 | 0 | 0.47618 | Cooling | 0.079363 | #N/A | #N/A | #N/A | #N/A | 0 | 0 | 0 | 0 | 0 | 0.47618 | #N/A | #N/A | 88 | #N/A | #N/A | #N/A | #N/A | 0.0002645% | 1 | 50% | 0% | 0% | 0% | 8.2745 | 0 | 0 | 0 | 8.2745 | #N/A
2007-10-30 21:01 | 10 | 30 | 21 | 303.8338 | 7269 | 42.98 | 30.02 | 1018 | 42.98 | 6.4147 | 0 | Heating | 0.85529 | #N/A | #N/A | #N/A | #N/A | 6.4147 | #N/A | #N/A | 3.9388 | #N/A | 0 | 0 | 0 | 0 | 0 | 0 | 0 | 0 | 0.002851% | 1 | 50% | 0% | 0% | 0% | 8.2745 | 0 | 0 | 0 | 8.2745 | #N/A
2007-10-30 22:01 | 10 | 30 | 22 | 303.8754 | 7270 | 41 | 26.96 | 1018 | 41 | 11.9121 | 0 | Heating | 1.5883 | #N/A | #N/A | #N/A | #N/A | 11.9121 | #N/A | #N/A | 3.8033 | #N/A | 0 | 0 | 0 | 0 | 0 | 0 | 0 | 0 | 0.005294% | 1 | 50% | 0% | 0% | 0% | 8.2745 | 0 | 0 | 0 | 8.2745 | #N/A
2007-10-30 23:01 | 10 | 30 | 23 | 303.9171 | 7271 | 41 | 26.96 | 1019 | 41 | 0 | 0 | Cooling | 0 | #N/A | #N/A | #N/A | #N/A | 0 | 0 | 0 | 0 | 0 | 0 | #N/A | #N/A | 88 | #N/A | #N/A | #N/A | #N/A | 0% | 1 | 50% | 0% | 0% | 0% | 8.2745 | 0 | 0 | 0 | 8.2745 | #N/A
2007-10-31 00:01 | 10 | 31 | 0 | 303.9588 | 7272 | 46.04 | 24.98 | 1020 | 46.04 | 0 | 0 | Cooling | 0 | #N/A | #N/A | #N/A | #N/A | 0 | 0 | 0 | 0 | 0 | 0 | #N/A | #N/A | 88 | #N/A | #N/A | #N/A | #N/A | 0% | 1 | 50% | 0% | 0% | 0% | 8.2745 | 0 | 0 | 0 | 8.2745 | #N/A
2007-10-31 01:01 | 10 | 31 | 1 | 304.0004 | 7273 | 55.04 | 24.98 | 1021 | 55.04 | 0 | 0 | Cooling | 0 | #N/A | #N/A | #N/A | #N/A | 0 | 0 | 0 | 0 | 0 | 0 | #N/A | #N/A | 88 | #N/A | #N/A | #N/A | #N/A | 0% | 1 | 50% | 0% | 0% | 0% | 8.2745 | 0 | 0 | 0 | 8.2745 | #N/A
2007-10-31 02:01 | 10 | 31 | 2 | 304.0421 | 7274 | 55.04 | 24.98 | 1021 | 55.04 | 0 | 0 | Cooling | 0 | #N/A | #N/A | #N/A | #N/A | 0 | 0 | 0 | 0 | 0 | 0 | #N/A | #N/A | 88 | #N/A | #N/A | #N/A | #N/A | 0% | 1 | 50% | 0% | 0% | 0% | 8.2745 | 0 | 0 | 0 | 8.2745 | #N/A
2007-10-31 03:01 | 10 | 31 | 3 | 304.0838 | 7275 | 59 | 24.08 | 1021 | 59 | 0.16382 | 0 | Heating | 0.021843 | #N/A | #N/A | #N/A | #N/A | 0.16382 | #N/A | #N/A | 5.4953 | #N/A | 0 | 0 | 0 | 0 | 0 | 0 | 0 | 0 | 7.281e-05% | 1 | 50% | 0% | 0% | 0% | 8.2745 | 0 | 0 | 0 | 8.2745 | #N/A
2007-10-31 04:01 | 10 | 31 | 4 | 304.1254 | 7276 | 53.96 | 24.08 | 1022 | 53.96 | 4.4997 | 0 | Heating | 0.59996 | #N/A | #N/A | #N/A | #N/A | 4.4997 | #N/A | #N/A | 4.9089 | #N/A | 0 | 0 | 0 | 0 | 0 | 0 | 0 | 0 | 0.002% | 1 | 50% | 0% | 0% | 0% | 8.2745 | 0 | 0 | 0 | 8.2745 | #N/A
2007-10-31 05:01 | 10 | 31 | 5 | 304.1671 | 7277 | 53.96 | 24.08 | 1022 | 53.96 | 10.4505 | 0 | Heating | 1.3934 | #N/A | #N/A | #N/A | #N/A | 10.4505 | #N/A | #N/A | 4.9089 | #N/A | 0 | 0 | 0 | 0 | 0 | 0 | 0 | 0 | 0.004645% | 1 | 50% | 0% | 0% | 0% | 8.2745 | 0 | 0 | 0 | 8.2745 | #N/A
2007-10-31 06:01 | 10 | 31 | 6 | 304.2088 | 7278 | 53.96 | 24.08 | 1022 | 53.96 | 13.2324 | 0 | Heating | 1.7643 | #N/A | #N/A | #N/A | #N/A | 13.2324 | #N/A | #N/A | 4.9089 | #N/A | 0 | 0 | 0 | 0 | 0 | 0 | 0 | 0 | 0.005881% | 1 | 50% | 0% | 0% | 0% | 8.2745 | 0 | 0 | 0 | 8.2745 | #N/A
2007-10-31 07:01 | 10 | 31 | 7 | 304.2504 | 7279 | 53.96 | 23 | 1023 | 53.96 | 550.4344 | 0 | Heating | 73.3913 | #N/A | #N/A | #N/A | #N/A | 550.4344 | #N/A | #N/A | 4.9089 | #N/A | 0 | 0 | 0 | 0 | 0 | 0 | 0 | 0 | 0.2446% | 1 | 50% | 0% | 0% | 0% | 8.2745 | 0 | 0 | 0 | 8.2745 | #N/A
2007-10-31 08:01 | 10 | 31 | 8 | 304.2921 | 7280 | 53.96 | 24.98 | 1024 | 53.96 | 174.9776 | 0 | Heating | 23.3304 | #N/A | #N/A | #N/A | #N/A | 174.9776 | #N/A | #N/A | 4.9089 | #N/A | 0 | 0 | 0 | 0 | 0 | 0 | 0 | 0 | 0.07777% | 1 | 50% | 0% | 0% | 0% | 8.2745 | 0 | 0 | 0 | 8.2745 | #N/A
2007-10-31 09:01 | 10 | 31 | 9 | 304.3338 | 7281 | 57.92 | 26.96 | 1024 | 57.92 | 11.2845 | 0 | Heating | 1.5046 | #N/A | #N/A | #N/A | #N/A | 11.2845 | #N/A | #N/A | 5.3615 | #N/A | 0 | 0 | 0 | 0 | 0 | 0 | 0 | 0 | 0.005015% | 1 | 50% | 0% | 0% | 0% | 8.2745 | 0 | 0 | 0 | 8.2745 | #N/A
2007-10-31 10:01 | 10 | 31 | 10 | 304.3754 | 7282 | 57.02 | 26.96 | 1024 | 57.02 | 7.9598 | 0 | Heating | 1.0613 | #N/A | #N/A | #N/A | #N/A | 7.9598 | #N/A | #N/A | 5.2534 | #N/A | 0 | 0 | 0 | 0 | 0 | 0 | 0 | 0 | 0.003538% | 1 | 50% | 0% | 0% | 0% | 8.2745 | 0 | 0 | 0 | 8.2745 | #N/A
2007-10-31 11:01 | 10 | 31 | 11 | 304.4171 | 7283 | 57.02 | 26.96 | 1024 | 57.02 | 6.0215 | 0 | Heating | 0.80287 | #N/A | #N/A | #N/A | #N/A | 6.0215 | #N/A | #N/A | 5.2534 | #N/A | 0 | 0 | 0 | 0 | 0 | 0 | 0 | 0 | 0.002676% | 1 | 50% | 0% | 0% | 0% | 8.2745 | 0 | 0 | 0 | 8.2745 | #N/A
2007-10-31 12:01 | 10 | 31 | 12 | 304.4588 | 7284 | 57.92 | 28.04 | 1022 | 57.92 | 2.5073 | 0 | Heating | 0.33431 | #N/A | #N/A | #N/A | #N/A | 2.5073 | #N/A | #N/A | 5.3615 | #N/A | 0 | 0 | 0 | 0 | 0 | 0 | 0 | 0 | 0.001114% | 1 | 50% | 0% | 0% | 0% | 8.2745 | 0 | 0 | 0 | 8.2745 | #N/A
2007-10-31 13:01 | 10 | 31 | 13 | 304.5004 | 7285 | 57.92 | 28.04 | 1021 | 57.92 | 1.5644 | 0 | Heating | 0.20859 | #N/A | #N/A | #N/A | #N/A | 1.5644 | #N/A | #N/A | 5.3615 | #N/A | 0 | 0 | 0 | 0 | 0 | 0 | 0 | 0 | 0.0006953% | 1 | 50% | 0% | 0% | 0% | 8.2745 | 0 | 0 | 0 | 8.2745 | #N/A
2007-10-31 14:01 | 10 | 31 | 14 | 304.5421 | 7286 | 57.92 | 24.08 | 1021 | 57.92 | 0 | 0.30158 | Cooling | 0.050263 | #N/A | #N/A | #N/A | #N/A | 0 | 0 | 0 | 0 | 0 | 0.30158 | #N/A | #N/A | 88 | #N/A | #N/A | #N/A | #N/A | 0.0001675% | 1 | 50% | 0% | 0% | 0% | 8.2745 | 0 | 0 | 0 | 8.2745 | #N/A
2007-10-31 15:01 | 10 | 31 | 15 | 304.5838 | 7287 | 53.96 | 21.02 | 1020 | 53.96 | 0 | 0.14101 | Cooling | 0.023501 | #N/A | #N/A | #N/A | #N/A | 0 | 0 | 0 | 0 | 0 | 0.14101 | #N/A | #N/A | 88 | #N/A | #N/A | #N/A | #N/A | 7.834e-05% | 1 | 50% | 0% | 0% | 0% | 8.2745 | 0 | 0 | 0 | 8.2745 | #N/A
2007-10-31 16:01 | 10 | 31 | 16 | 304.6254 | 7288 | 51.98 | 21.02 | 1019 | 51.98 | 0 | 0.11235 | Cooling | 0.018726 | #N/A | #N/A | #N/A | #N/A | 0 | 0 | 0 | 0 | 0 | 0.11235 | #N/A | #N/A | 88 | #N/A | #N/A | #N/A | #N/A | 6.242e-05% | 1 | 50% | 0% | 0% | 0% | 8.2745 | 0 | 0 | 0 | 8.2745 | #N/A
2007-10-31 17:01 | 10 | 31 | 17 | 304.6671 | 7289 | 51.98 | 19.94 | 1020 | 51.98 | 0 | 0.048834 | Cooling | 0.0081391 | #N/A | #N/A | #N/A | #N/A | 0 | 0 | 0 | 0 | 0 | 0.048834 | #N/A | #N/A | 88 | #N/A | #N/A | #N/A | #N/A | 2.713e-05% | 1 | 50% | 0% | 0% | 0% | 8.2745 | 0 | 0 | 0 | 8.2745 | #N/A
2007-10-31 18:01 | 10 | 31 | 18 | 304.7088 | 7290 | 51.08 | 23 | 1019 | 51.08 | 0 | 0.33802 | Cooling | 0.056337 | #N/A | #N/A | #N/A | #N/A | 0 | 0 | 0 | 0 | 0 | 0.33802 | #N/A | #N/A | 88 | #N/A | #N/A | #N/A | #N/A | 0.0001878% | 1 | 50% | 0% | 0% | 0% | 8.2745 | 0 | 0 | 0 | 8.2745 | #N/A
2007-10-31 19:01 | 10 | 31 | 19 | 304.7504 | 7291 | 44.96 | 23 | 1019 | 44.96 | 0 | 0.26278 | Cooling | 0.043797 | #N/A | #N/A | #N/A | #N/A | 0 | 0 | 0 | 0 | 0 | 0.26278 | #N/A | #N/A | 88 | #N/A | #N/A | #N/A | #N/A | 0.000146% | 1 | 50% | 0% | 0% | 0% | 8.2745 | 0 | 0 | 0 | 8.2745 | #N/A
2007-10-31 20:01 | 10 | 31 | 20 | 304.7921 | 7292 | 44.06 | 21.02 | 1018 | 44.06 | 0 | 0.064018 | Cooling | 0.01067 | #N/A | #N/A | #N/A | #N/A | 0 | 0 | 0 | 0 | 0 | 0.064018 | #N/A | #N/A | 88 | #N/A | #N/A | #N/A | #N/A | 3.557e-05% | 1 | 50% | 0% | 0% | 0% | 8.2745 | 0 | 0 | 0 | 8.2745 | #N/A
2007-10-31 21:01 | 10 | 31 | 21 | 304.8338 | 7293 | 43.16 | 23 | 1018 | 43.16 | 2.1859 | 0 | Heating | 0.29145 | #N/A | #N/A | #N/A | #N/A | 2.1859 | #N/A | #N/A | 3.9517 | #N/A | 0 | 0 | 0 | 0 | 0 | 0 | 0 | 0 | 0.0009715% | 1 | 50% | 0% | 0% | 0% | 8.2745 | 0 | 0 | 0 | 8.2745 | #N/A
2007-10-31 22:01 | 10 | 31 | 22 | 304.8754 | 7294 | 42.98 | 24.26 | 1018 | 42.98 | 5.1143 | 0 | Heating | 0.68191 | #N/A | #N/A | #N/A | #N/A | 5.1143 | #N/A | #N/A | 3.9388 | #N/A | 0 | 0 | 0 | 0 | 0 | 0 | 0 | 0 | 0.002273% | 1 | 50% | 0% | 0% | 0% | 8.2745 | 0 | 0 | 0 | 8.2745 | #N/A
2007-10-31 23:01 | 10 | 31 | 23 | 304.9171 | 7295 | 42.8 | 25.52 | 1019 | 42.8 | 0 | 0 | Cooling | 0 | #N/A | #N/A | #N/A | #N/A | 0 | 0 | 0 | 0 | 0 | 0 | #N/A | #N/A | 88 | #N/A | #N/A | #N/A | #N/A | 0% | 1 | 50% | 0% | 0% | 0% | 8.2745 | 0 | 0 | 0 | 8.2745 | #N/A
2007-11-01 00:01 | 11 | 1 | 0 | 304.9588 | 7296 | 41.9 | 26.6 | 1018 | 41.9 | 0 | 0 | Cooling | 0 | #N/A | #N/A | #N/A | #N/A | 0 | 0 | 0 | 0 | 0 | 0 | #N/A | #N/A | 88 | #N/A | #N/A | #N/A | #N/A | 0% | 1 | 50% | 0% | 0% | 0% | 8.2745 | 0 | 0 | 0 | 8.2745 | #N/A
2007-11-01 01:01 | 11 | 1 | 1 | 305.0004 | 7297 | 41 | 27.68 | 1019 | 41 | 0 | 0 | Cooling | 0 | #N/A | #N/A | #N/A | #N/A | 0 | 0 | 0 | 0 | 0 | 0 | #N/A | #N/A | 88 | #N/A | #N/A | #N/A | #N/A | 0% | 1 | 50% | 0% | 0% | 0% | 8.2745 | 0 | 0 | 0 | 8.2745 | #N/A
2007-11-01 02:01 | 11 | 1 | 2 | 305.0421 | 7298 | 39.92 | 28.76 | 1018 | 39.92 | 0 | 0 | Cooling | 0 | #N/A | #N/A | #N/A | #N/A | 0 | 0 | 0 | 0 | 0 | 0 | #N/A | #N/A | 88 | #N/A | #N/A | #N/A | #N/A | 0% | 1 | 50% | 0% | 0% | 0% | 8.2745 | 0 | 0 | 0 | 8.2745 | #N/A
2007-11-01 03:01 | 11 | 1 | 3 | 305.0838 | 7299 | 38.48 | 30.02 | 1018 | 38.48 | 0 | 0 | Cooling | 0 | #N/A | #N/A | #N/A | #N/A | 0 | 0 | 0 | 0 | 0 | 0 | #N/A | #N/A | 88 | #N/A | #N/A | #N/A | #N/A | 0% | 1 | 50% | 0% | 0% | 0% | 8.2745 | 0 | 0 | 0 | 8.2745 | #N/A
2007-11-01 04:01 | 11 | 1 | 4 | 305.1254 | 7300 | 37.4 | 30.92 | 1018 | 37.4 | 0 | 0 | Cooling | 0 | #N/A | #N/A | #N/A | #N/A | 0 | 0 | 0 | 0 | 0 | 0 | #N/A | #N/A | 88 | #N/A | #N/A | #N/A | #N/A | 0% | 1 | 50% | 0% | 0% | 0% | 8.2745 | 0 | 0 | 0 | 8.2745 | #N/A
2007-11-01 05:01 | 11 | 1 | 5 | 305.1671 | 7301 | 36.68 | 30.92 | 1018 | 36.68 | 0.49918 | 0 | Heating | 0.066557 | #N/A | #N/A | #N/A | #N/A | 0.49918 | #N/A | #N/A | 3.5439 | #N/A | 0 | 0 | 0 | 0 | 0 | 0 | 0 | 0 | 0.0002219% | 1 | 50% | 0% | 0% | 0% | 8.2745 | 0 | 0 | 0 | 8.2745 | #N/A
2007-11-01 06:01 | 11 | 1 | 6 | 305.2088 | 7302 | 37.76 | 30.02 | 1018 | 37.76 | 1.5891 | 0 | Heating | 0.21188 | #N/A | #N/A | #N/A | #N/A | 1.5891 | #N/A | #N/A | 3.6043 | #N/A | 0 | 0 | 0 | 0 | 0 | 0 | 0 | 0 | 0.0007063% | 1 | 50% | 0% | 0% | 0% | 8.2745 | 0 | 0 | 0 | 8.2745 | #N/A
2007-11-01 07:01 | 11 | 1 | 7 | 305.2504 | 7303 | 35.96 | 30.02 | 1018 | 35.96 | 364.2965 | 0 | Heating | 48.5729 | #N/A | #N/A | #N/A | #N/A | 364.2965 | #N/A | #N/A | 3.5052 | #N/A | 0 | 0 | 0 | 0 | 0 | 0 | 0 | 0 | 0.1619% | 1 | 50% | 0% | 0% | 0% | 8.2745 | 0 | 0 | 0 | 8.2745 | #N/A
2007-11-01 08:01 | 11 | 1 | 8 | 305.2921 | 7304 | 35.96 | 32 | 1018 | 35.96 | 101.4391 | 0 | Heating | 13.5252 | #N/A | #N/A | #N/A | #N/A | 101.4391 | #N/A | #N/A | 3.5052 | #N/A | 0 | 0 | 0 | 0 | 0 | 0 | 0 | 0 | 0.04508% | 1 | 50% | 0% | 0% | 0% | 8.2745 | 0 | 0 | 0 | 8.2745 | #N/A
2007-11-01 09:01 | 11 | 1 | 9 | 305.3338 | 7305 | 42.98 | 32 | 1018 | 42.98 | 6.1895 | 0 | Heating | 0.82527 | #N/A | #N/A | #N/A | #N/A | 6.1895 | #N/A | #N/A | 3.9388 | #N/A | 0 | 0 | 0 | 0 | 0 | 0 | 0 | 0 | 0.002751% | 1 | 50% | 0% | 0% | 0% | 8.2745 | 0 | 0 | 0 | 8.2745 | #N/A
2007-11-01 10:01 | 11 | 1 | 10 | 305.3754 | 7306 | 46.04 | 32 | 1018 | 46.04 | 1.7077 | 0 | Heating | 0.22769 | #N/A | #N/A | #N/A | #N/A | 1.7077 | #N/A | #N/A | 4.1705 | #N/A | 0 | 0 | 0 | 0 | 0 | 0 | 0 | 0 | 0.000759% | 1 | 50% | 0% | 0% | 0% | 8.2745 | 0 | 0 | 0 | 8.2745 | #N/A
2007-11-01 11:01 | 11 | 1 | 11 | 305.4171 | 7307 | 46.04 | 32 | 1018 | 46.04 | 0 | 0.013634 | Cooling | 0.0022723 | #N/A | #N/A | #N/A | #N/A | 0 | 0 | 0 | 0 | 0 | 0.013634 | #N/A | #N/A | 88 | #N/A | #N/A | #N/A | #N/A | 7.574e-06% | 1 | 50% | 0% | 0% | 0% | 8.2745 | 0 | 0 | 0 | 8.2745 | #N/A
2007-11-01 12:01 | 11 | 1 | 12 | 305.4588 | 7308 | 46.04 | 32 | 1017 | 46.04 | 0 | 5.5223 | Cooling | 0.92039 | #N/A | #N/A | #N/A | #N/A | 0 | 0 | 0 | 0 | 0 | 5.5223 | #N/A | #N/A | 88 | #N/A | #N/A | #N/A | #N/A | 0.003068% | 1 | 50% | 0% | 0% | 0% | 8.2745 | 0 | 0 | 0 | 8.2745 | #N/A
2007-11-01 13:01 | 11 | 1 | 13 | 305.5004 | 7309 | 48.02 | 32 | 1016 | 48.02 | 0 | 16.4113 | Cooling | 2.7352 | #N/A | #N/A | #N/A | #N/A | 0 | 0 | 0 | 0 | 0 | 16.4113 | #N/A | #N/A | 88 | #N/A | #N/A | #N/A | #N/A | 0.009117% | 1 | 50% | 0% | 0% | 0% | 8.2745 | 0 | 0 | 0 | 8.2745 | #N/A
2007-11-01 14:01 | 11 | 1 | 14 | 305.5421 | 7310 | 48.02 | 32 | 1016 | 48.02 | 0 | 57.0682 | Cooling | 9.5114 | #N/A | #N/A | #N/A | #N/A | 0 | 0 | 0 | 0 | 0 | 57.0682 | #N/A | #N/A | 88 | #N/A | #N/A | #N/A | #N/A | 0.0317% | 1 | 50% | 0% | 0% | 0% | 8.2745 | 0 | 0 | 0 | 8.2745 | #N/A
2007-11-01 15:01 | 11 | 1 | 15 | 305.5838 | 7311 | 48.02 | 32 | 1016 | 48.02 | 0 | 99.1403 | Cooling | 16.5234 | #N/A | #N/A | #N/A | #N/A | 0 | 0 | 0 | 0 | 0 | 99.1403 | #N/A | #N/A | 88 | #N/A | #N/A | #N/A | #N/A | 0.05508% | 1 | 50% | 0% | 0% | 0% | 8.2745 | 0 | 0 | 0 | 8.2745 | #N/A
2007-11-01 16:01 | 11 | 1 | 16 | 305.6254 | 7312 | 46.04 | 32 | 1016 | 46.04 | 0 | 94.888 | Cooling | 15.8147 | #N/A | #N/A | #N/A | #N/A | 0 | 0 | 0 | 0 | 0 | 94.888 | #N/A | #N/A | 88 | #N/A | #N/A | #N/A | #N/A | 0.05272% | 1 | 50% | 0% | 0% | 0% | 8.2745 | 0 | 0 | 0 | 8.2745 | #N/A
2007-11-01 17:01 | 11 | 1 | 17 | 305.6671 | 7313 | 46.04 | 35.06 | 1016 | 46.04 | 0 | 18.276 | Cooling | 3.046 | #N/A | #N/A | #N/A | #N/A | 0 | 0 | 0 | 0 | 0 | 18.276 | #N/A | #N/A | 88 | #N/A | #N/A | #N/A | #N/A | 0.01015% | 1 | 50% | 0% | 0% | 0% | 8.2745 | 0 | 0 | 0 | 8.2745 | #N/A
2007-11-01 18:01 | 11 | 1 | 18 | 305.7088 | 7314 | 39.92 | 33.98 | 1016 | 39.92 | 0 | 0.3575 | Cooling | 0.059584 | #N/A | #N/A | #N/A | #N/A | 0 | 0 | 0 | 0 | 0 | 0.3575 | #N/A | #N/A | 88 | #N/A | #N/A | #N/A | #N/A | 0.0001986% | 1 | 50% | 0% | 0% | 0% | 8.2745 | 0 | 0 | 0 | 8.2745 | #N/A
2007-11-01 19:01 | 11 | 1 | 19 | 305.7504 | 7315 | 37.04 | 33.98 | 1017 | 37.04 | 0 | 0.35987 | Cooling | 0.059978 | #N/A | #N/A | #N/A | #N/A | 0 | 0 | 0 | 0 | 0 | 0.35987 | #N/A | #N/A | 88 | #N/A | #N/A | #N/A | #N/A | 0.0001999% | 1 | 50% | 0% | 0% | 0% | 8.2745 | 0 | 0 | 0 | 8.2745 | #N/A
2007-11-01 20:01 | 11 | 1 | 20 | 305.7921 | 7316 | 37.04 | 33.98 | 1017 | 37.04 | 0 | 0.038857 | Cooling | 0.0064762 | #N/A | #N/A | #N/A | #N/A | 0 | 0 | 0 | 0 | 0 | 0.038857 | #N/A | #N/A | 88 | #N/A | #N/A | #N/A | #N/A | 2.159e-05% | 1 | 50% | 0% | 0% | 0% | 8.2745 | 0 | 0 | 0 | 8.2745 | #N/A
2007-11-01 21:01 | 11 | 1 | 21 | 305.8338 | 7317 | 35.06 | 33.98 | 1017 | 35.06 | 3.5948 | 0 | Heating | 0.4793 | #N/A | #N/A | #N/A | #N/A | 3.5948 | #N/A | #N/A | 3.4585 | #N/A | 0 | 0 | 0 | 0 | 0 | 0 | 0 | 0 | 0.001598% | 1 | 50% | 0% | 0% | 0% | 8.2745 | 0 | 0 | 0 | 8.2745 | #N/A
2007-11-01 22:01 | 11 | 1 | 22 | 305.8754 | 7318 | 35.06 | 33.98 | 1017 | 35.06 | 7.6409 | 0 | Heating | 1.0188 | #N/A | #N/A | #N/A | #N/A | 7.6409 | #N/A | #N/A | 3.4585 | #N/A | 0 | 0 | 0 | 0 | 0 | 0 | 0 | 0 | 0.003396% | 1 | 50% | 0% | 0% | 0% | 8.2745 | 0 | 0 | 0 | 8.2745 | #N/A
2007-11-01 23:01 | 11 | 1 | 23 | 305.9171 | 7319 | 35.06 | 33.98 | 1017 | 35.06 | 0 | 0 | Cooling | 0 | #N/A | #N/A | #N/A | #N/A | 0 | 0 | 0 | 0 | 0 | 0 | #N/A | #N/A | 88 | #N/A | #N/A | #N/A | #N/A | 0% | 1 | 50% | 0% | 0% | 0% | 8.2745 | 0 | 0 | 0 | 8.2745 | #N/A
2007-11-02 00:01 | 11 | 2 | 0 | 305.9588 | 7320 | 30.92 | 33.08 | 1017 | 30.92 | 0 | 0 | Cooling | 0 | #N/A | #N/A | #N/A | #N/A | 0 | 0 | 0 | 0 | 0 | 0 | #N/A | #N/A | 88 | #N/A | #N/A | #N/A | #N/A | 0% | 1 | 50% | 0% | 0% | 0% | 8.2745 | 0 | 0 | 0 | 8.2745 | #N/A
2007-11-02 01:01 | 11 | 2 | 1 | 306.0004 | 7321 | 28.94 | 30.02 | 1017 | 28.94 | 0 | 0 | Cooling | 0 | #N/A | #N/A | #N/A | #N/A | 0 | 0 | 0 | 0 | 0 | 0 | #N/A | #N/A | 88 | #N/A | #N/A | #N/A | #N/A | 0% | 1 | 50% | 0% | 0% | 0% | 8.2745 | 0 | 0 | 0 | 8.2745 | #N/A
2007-11-02 02:01 | 11 | 2 | 2 | 306.0421 | 7322 | 28.94 | 30.02 | 1017 | 28.94 | 0 | 0 | Cooling | 0 | #N/A | #N/A | #N/A | #N/A | 0 | 0 | 0 | 0 | 0 | 0 | #N/A | #N/A | 88 | #N/A | #N/A | #N/A | #N/A | 0% | 1 | 50% | 0% | 0% | 0% | 8.2745 | 0 | 0 | 0 | 8.2745 | #N/A
2007-11-02 03:01 | 11 | 2 | 3 | 306.0838 | 7323 | 28.04 | 28.04 | 1017 | 28.04 | 0 | 0 | Cooling | 0 | #N/A | #N/A | #N/A | #N/A | 0 | 0 | 0 | 0 | 0 | 0 | #N/A | #N/A | 88 | #N/A | #N/A | #N/A | #N/A | 0% | 1 | 50% | 0% | 0% | 0% | 8.2745 | 0 | 0 | 0 | 8.2745 | #N/A
2007-11-02 04:01 | 11 | 2 | 4 | 306.1254 | 7324 | 26.06 | 28.04 | 1017 | 26.06 | 1.0098 | 0 | Heating | 0.13464 | #N/A | #N/A | #N/A | #N/A | 1.0098 | #N/A | #N/A | 3.0859 | #N/A | 0 | 0 | 0 | 0 | 0 | 0 | 0 | 0 | 0.0004488% | 1 | 50% | 0% | 0% | 0% | 8.2745 | 0 | 0 | 0 | 8.2745 | #N/A
2007-11-02 05:01 | 11 | 2 | 5 | 306.1671 | 7325 | 26.96 | 28.04 | 1017 | 26.96 | 3.9751 | 0 | Heating | 0.53001 | #N/A | #N/A | #N/A | #N/A | 3.9751 | #N/A | #N/A | 3.1163 | #N/A | 0 | 0 | 0 | 0 | 0 | 0 | 0 | 0 | 0.001767% | 1 | 50% | 0% | 0% | 0% | 8.2745 | 0 | 0 | 0 | 8.2745 | #N/A
2007-11-02 06:01 | 11 | 2 | 6 | 306.2088 | 7326 | 26.6 | 24.98 | 1017 | 26.6 | 8.8967 | 0 | Heating | 1.1862 | #N/A | #N/A | #N/A | #N/A | 8.8967 | #N/A | #N/A | 3.104 | #N/A | 0 | 0 | 0 | 0 | 0 | 0 | 0 | 0 | 0.003954% | 1 | 50% | 0% | 0% | 0% | 8.2745 | 0 | 0 | 0 | 8.2745 | #N/A
2007-11-02 07:01 | 11 | 2 | 7 | 306.2504 | 7327 | 26.06 | 28.04 | 1017 | 26.06 | 459.935 | 0 | Heating | 61.3247 | #N/A | #N/A | #N/A | #N/A | 459.935 | #N/A | #N/A | 3.0859 | #N/A | 0 | 0 | 0 | 0 | 0 | 0 | 0 | 0 | 0.2044% | 1 | 50% | 0% | 0% | 0% | 8.2745 | 0 | 0 | 0 | 8.2745 | #N/A
2007-11-02 08:01 | 11 | 2 | 8 | 306.2921 | 7328 | 26.06 | 30.02 | 1017 | 26.06 | 162.7314 | 0 | Heating | 21.6975 | #N/A | #N/A | #N/A | #N/A | 162.7314 | #N/A | #N/A | 3.0859 | #N/A | 0 | 0 | 0 | 0 | 0 | 0 | 0 | 0 | 0.07233% | 1 | 50% | 0% | 0% | 0% | 8.2745 | 0 | 0 | 0 | 8.2745 | #N/A
2007-11-02 09:01 | 11 | 2 | 9 | 306.3338 | 7329 | 35.96 | 33.08 | 1017 | 35.96 | 46.7164 | 0 | Heating | 6.2289 | #N/A | #N/A | #N/A | #N/A | 46.7164 | #N/A | #N/A | 3.5052 | #N/A | 0 | 0 | 0 | 0 | 0 | 0 | 0 | 0 | 0.02076% | 1 | 50% | 0% | 0% | 0% | 8.2745 | 0 | 0 | 0 | 8.2745 | #N/A
2007-11-02 10:01 | 11 | 2 | 10 | 306.3754 | 7330 | 41 | 35.06 | 1016 | 41 | 13.8361 | 0 | Heating | 1.8448 | #N/A | #N/A | #N/A | #N/A | 13.8361 | #N/A | #N/A | 3.8033 | #N/A | 0 | 0 | 0 | 0 | 0 | 0 | 0 | 0 | 0.006149% | 1 | 50% | 0% | 0% | 0% | 8.2745 | 0 | 0 | 0 | 8.2745 | #N/A
2007-11-02 11:01 | 11 | 2 | 11 | 306.4171 | 7331 | 41 | 37.04 | 1016 | 41 | 8.857 | 0 | Heating | 1.1809 | #N/A | #N/A | #N/A | #N/A | 8.857 | #N/A | #N/A | 3.8033 | #N/A | 0 | 0 | 0 | 0 | 0 | 0 | 0 | 0 | 0.003936% | 1 | 50% | 0% | 0% | 0% | 8.2745 | 0 | 0 | 0 | 8.2745 | #N/A
2007-11-02 12:01 | 11 | 2 | 12 | 306.4588 | 7332 | 48.92 | 39.02 | 1014 | 48.92 | 0.048269 | 0 | Heating | 0.0064358 | #N/A | #N/A | #N/A | #N/A | 0.048269 | #N/A | #N/A | 4.4149 | #N/A | 0 | 0 | 0 | 0 | 0 | 0 | 0 | 0 | 2.145e-05% | 1 | 50% | 0% | 0% | 0% | 8.2745 | 0 | 0 | 0 | 8.2745 | #N/A
2007-11-02 13:01 | 11 | 2 | 13 | 306.5004 | 7333 | 51.08 | 39.02 | 1013 | 51.08 | 0 | 18.553 | Cooling | 3.0922 | #N/A | #N/A | #N/A | #N/A | 0 | 0 | 0 | 0 | 0 | 18.553 | #N/A | #N/A | 88 | #N/A | #N/A | #N/A | #N/A | 0.01031% | 1 | 50% | 0% | 0% | 0% | 8.2745 | 0 | 0 | 0 | 8.2745 | #N/A
2007-11-02 14:01 | 11 | 2 | 14 | 306.5421 | 7334 | 51.08 | 39.92 | 1012 | 51.08 | 0 | 27.2301 | Cooling | 4.5383 | #N/A | #N/A | #N/A | #N/A | 0 | 0 | 0 | 0 | 0 | 27.2301 | #N/A | #N/A | 88 | #N/A | #N/A | #N/A | #N/A | 0.01513% | 1 | 50% | 0% | 0% | 0% | 8.2745 | 0 | 0 | 0 | 8.2745 | #N/A
2007-11-02 15:01 | 11 | 2 | 15 | 306.5838 | 7335 | 55.04 | 39.92 | 1012 | 55.04 | 0 | 28.3883 | Cooling | 4.7314 | #N/A | #N/A | #N/A | #N/A | 0 | 0 | 0 | 0 | 0 | 28.3883 | #N/A | #N/A | 88 | #N/A | #N/A | #N/A | #N/A | 0.01577% | 1 | 50% | 0% | 0% | 0% | 8.2745 | 0 | 0 | 0 | 8.2745 | #N/A
2007-11-02 16:01 | 11 | 2 | 16 | 306.6254 | 7336 | 55.04 | 39.02 | 1011 | 55.04 | 0 | 21.4463 | Cooling | 3.5744 | #N/A | #N/A | #N/A | #N/A | 0 | 0 | 0 | 0 | 0 | 21.4463 | #N/A | #N/A | 88 | #N/A | #N/A | #N/A | #N/A | 0.01191% | 1 | 50% | 0% | 0% | 0% | 8.2745 | 0 | 0 | 0 | 8.2745 | #N/A
2007-11-02 17:01 | 11 | 2 | 17 | 306.6671 | 7337 | 55.04 | 39.02 | 1011 | 55.04 | 0 | 2.2772 | Cooling | 0.37953 | #N/A | #N/A | #N/A | #N/A | 0 | 0 | 0 | 0 | 0 | 2.2772 | #N/A | #N/A | 88 | #N/A | #N/A | #N/A | #N/A | 0.001265% | 1 | 50% | 0% | 0% | 0% | 8.2745 | 0 | 0 | 0 | 8.2745 | #N/A
2007-11-02 18:01 | 11 | 2 | 18 | 306.7088 | 7338 | 53.06 | 39.02 | 1010 | 53.06 | 2.7612 | 0 | Heating | 0.36816 | #N/A | #N/A | #N/A | #N/A | 2.7612 | #N/A | #N/A | 4.8142 | #N/A | 0 | 0 | 0 | 0 | 0 | 0 | 0 | 0 | 0.001227% | 1 | 50% | 0% | 0% | 0% | 8.2745 | 0 | 0 | 0 | 8.2745 | #N/A
2007-11-02 19:01 | 11 | 2 | 19 | 306.7504 | 7339 | 53.06 | 39.02 | 1011 | 53.06 | 0 | 0 | Cooling | 0 | #N/A | #N/A | #N/A | #N/A | 0 | 0 | 0 | 0 | 0 | 0 | #N/A | #N/A | 88 | #N/A | #N/A | #N/A | #N/A | 0% | 1 | 50% | 0% | 0% | 0% | 8.2745 | 0 | 0 | 0 | 8.2745 | #N/A
2007-11-02 20:01 | 11 | 2 | 20 | 306.7921 | 7340 | 53.06 | 37.94 | 1010 | 53.06 | 0 | 0 | Cooling | 0 | #N/A | #N/A | #N/A | #N/A | 0 | 0 | 0 | 0 | 0 | 0 | #N/A | #N/A | 88 | #N/A | #N/A | #N/A | #N/A | 0% | 1 | 50% | 0% | 0% | 0% | 8.2745 | 0 | 0 | 0 | 8.2745 | #N/A
2007-11-02 21:01 | 11 | 2 | 21 | 306.8338 | 7341 | 53.06 | 39.92 | 1009 | 53.06 | 0 | 0 | Cooling | 0 | #N/A | #N/A | #N/A | #N/A | 0 | 0 | 0 | 0 | 0 | 0 | #N/A | #N/A | 88 | #N/A | #N/A | #N/A | #N/A | 0% | 1 | 50% | 0% | 0% | 0% | 8.2745 | 0 | 0 | 0 | 8.2745 | #N/A
2007-11-02 22:01 | 11 | 2 | 22 | 306.8754 | 7342 | 51.98 | 39.92 | 1009 | 51.98 | 0 | 0 | Cooling | 0 | #N/A | #N/A | #N/A | #N/A | 0 | 0 | 0 | 0 | 0 | 0 | #N/A | #N/A | 88 | #N/A | #N/A | #N/A | #N/A | 0% | 1 | 50% | 0% | 0% | 0% | 8.2745 | 0 | 0 | 0 | 8.2745 | #N/A
2007-11-02 23:01 | 11 | 2 | 23 | 306.9171 | 7343 | 51.98 | 41 | 1008 | 51.98 | 0 | 0 | Cooling | 0 | #N/A | #N/A | #N/A | #N/A | 0 | 0 | 0 | 0 | 0 | 0 | #N/A | #N/A | 88 | #N/A | #N/A | #N/A | #N/A | 0% | 1 | 50% | 0% | 0% | 0% | 8.2745 | 0 | 0 | 0 | 8.2745 | #N/A
2007-11-03 00:01 | 11 | 3 | 0 | 306.9588 | 7344 | 53.06 | 42.08 | 1007 | 53.06 | 0 | 0 | Cooling | 0 | #N/A | #N/A | #N/A | #N/A | 0 | 0 | 0 | 0 | 0 | 0 | #N/A | #N/A | 88 | #N/A | #N/A | #N/A | #N/A | 0% | 1 | 50% | 0% | 0% | 0% | 8.2745 | 0 | 0 | 0 | 8.2745 | #N/A
2007-11-03 01:01 | 11 | 3 | 1 | 307.0004 | 7345 | 53.6 | 42.08 | 1007 | 53.6 | 0 | 0 | Cooling | 0 | #N/A | #N/A | #N/A | #N/A | 0 | 0 | 0 | 0 | 0 | 0 | #N/A | #N/A | 88 | #N/A | #N/A | #N/A | #N/A | 0% | 1 | 50% | 0% | 0% | 0% | 8.2745 | 0 | 0 | 0 | 8.2745 | #N/A
2007-11-03 02:01 | 11 | 3 | 2 | 307.0421 | 7346 | 53.06 | 42.08 | 1006 | 53.06 | 0 | 0 | Cooling | 0 | #N/A | #N/A | #N/A | #N/A | 0 | 0 | 0 | 0 | 0 | 0 | #N/A | #N/A | 88 | #N/A | #N/A | #N/A | #N/A | 0% | 1 | 50% | 0% | 0% | 0% | 8.2745 | 0 | 0 | 0 | 8.2745 | #N/A
2007-11-03 03:01 | 11 | 3 | 3 | 307.0838 | 7347 | 51.08 | 44.06 | 1005 | 51.08 | 0 | 0 | Cooling | 0 | #N/A | #N/A | #N/A | #N/A | 0 | 0 | 0 | 0 | 0 | 0 | #N/A | #N/A | 88 | #N/A | #N/A | #N/A | #N/A | 0% | 1 | 50% | 0% | 0% | 0% | 8.2745 | 0 | 0 | 0 | 8.2745 | #N/A
2007-11-03 04:01 | 11 | 3 | 4 | 307.1254 | 7348 | 50 | 44.96 | 1005 | 50 | 0 | 0 | Cooling | 0 | #N/A | #N/A | #N/A | #N/A | 0 | 0 | 0 | 0 | 0 | 0 | #N/A | #N/A | 88 | #N/A | #N/A | #N/A | #N/A | 0% | 1 | 50% | 0% | 0% | 0% | 8.2745 | 0 | 0 | 0 | 8.2745 | #N/A
2007-11-03 05:01 | 11 | 3 | 5 | 307.1671 | 7349 | 50 | 46.94 | 1004 | 50 | 0 | 0 | Cooling | 0 | #N/A | #N/A | #N/A | #N/A | 0 | 0 | 0 | 0 | 0 | 0 | #N/A | #N/A | 88 | #N/A | #N/A | #N/A | #N/A | 0% | 1 | 50% | 0% | 0% | 0% | 8.2745 | 0 | 0 | 0 | 8.2745 | #N/A
2007-11-03 06:01 | 11 | 3 | 6 | 307.2088 | 7350 | 50 | 46.94 | 1003 | 50 | 0 | 0 | Cooling | 0 | #N/A | #N/A | #N/A | #N/A | 0 | 0 | 0 | 0 | 0 | 0 | #N/A | #N/A | 88 | #N/A | #N/A | #N/A | #N/A | 0% | 1 | 50% | 0% | 0% | 0% | 8.2745 | 0 | 0 | 0 | 8.2745 | #N/A
2007-11-03 07:01 | 11 | 3 | 7 | 307.2504 | 7351 | 50 | 46.94 | 1004 | 50 | 0 | 0 | Cooling | 0 | #N/A | #N/A | #N/A | #N/A | 0 | 0 | 0 | 0 | 0 | 0 | #N/A | #N/A | 88 | #N/A | #N/A | #N/A | #N/A | 0% | 1 | 50% | 0% | 0% | 0% | 8.2745 | 0 | 0 | 0 | 8.2745 | #N/A
2007-11-03 08:01 | 11 | 3 | 8 | 307.2921 | 7352 | 50 | 50 | 1004 | 50 | 0 | 0 | Cooling | 0 | #N/A | #N/A | #N/A | #N/A | 0 | 0 | 0 | 0 | 0 | 0 | #N/A | #N/A | 88 | #N/A | #N/A | #N/A | #N/A | 0% | 1 | 50% | 0% | 0% | 0% | 8.2745 | 0 | 0 | 0 | 8.2745 | #N/A
2007-11-03 09:01 | 11 | 3 | 9 | 307.3338 | 7353 | 53.96 | 51.08 | 1004 | 53.96 | 0 | 0 | Cooling | 0 | #N/A | #N/A | #N/A | #N/A | 0 | 0 | 0 | 0 | 0 | 0 | #N/A | #N/A | 88 | #N/A | #N/A | #N/A | #N/A | 0% | 1 | 50% | 0% | 0% | 0% | 8.2745 | 0 | 0 | 0 | 8.2745 | #N/A
2007-11-03 10:01 | 11 | 3 | 10 | 307.3754 | 7354 | 55.94 | 51.98 | 1002 | 55.94 | 0 | 0 | Cooling | 0 | #N/A | #N/A | #N/A | #N/A | 0 | 0 | 0 | 0 | 0 | 0 | #N/A | #N/A | 88 | #N/A | #N/A | #N/A | #N/A | 0% | 1 | 50% | 0% | 0% | 0% | 8.2745 | 0 | 0 | 0 | 8.2745 | #N/A
2007-11-03 11:01 | 11 | 3 | 11 | 307.4171 | 7355 | 55.94 | 51.98 | 1001 | 55.94 | 0 | 0 | Cooling | 0 | #N/A | #N/A | #N/A | #N/A | 0 | 0 | 0 | 0 | 0 | 0 | #N/A | #N/A | 88 | #N/A | #N/A | #N/A | #N/A | 0% | 1 | 50% | 0% | 0% | 0% | 8.2745 | 0 | 0 | 0 | 8.2745 | #N/A
2007-11-03 12:01 | 11 | 3 | 12 | 307.4588 | 7356 | 57.02 | 51.98 | 1000 | 57.02 | 0 | 0 | Cooling | 0 | #N/A | #N/A | #N/A | #N/A | 0 | 0 | 0 | 0 | 0 | 0 | #N/A | #N/A | 88 | #N/A | #N/A | #N/A | #N/A | 0% | 1 | 50% | 0% | 0% | 0% | 8.2745 | 0 | 0 | 0 | 8.2745 | #N/A
2007-11-03 13:01 | 11 | 3 | 13 | 307.5004 | 7357 | 60.98 | 53.06 | 999 | 60.98 | 0 | 0 | Cooling | 0 | #N/A | #N/A | #N/A | #N/A | 0 | 0 | 0 | 0 | 0 | 0 | #N/A | #N/A | 88 | #N/A | #N/A | #N/A | #N/A | 0% | 1 | 50% | 0% | 0% | 0% | 8.2745 | 0 | 0 | 0 | 8.2745 | #N/A
2007-11-03 14:01 | 11 | 3 | 14 | 307.5421 | 7358 | 60.98 | 55.04 | 999 | 60.98 | 0 | 0 | Cooling | 0 | #N/A | #N/A | #N/A | #N/A | 0 | 0 | 0 | 0 | 0 | 0 | #N/A | #N/A | 88 | #N/A | #N/A | #N/A | #N/A | 0% | 1 | 50% | 0% | 0% | 0% | 8.2745 | 0 | 0 | 0 | 8.2745 | #N/A
2007-11-03 15:01 | 11 | 3 | 15 | 307.5838 | 7359 | 62.96 | 57.92 | 999 | 62.96 | 0 | 0 | Cooling | 0 | #N/A | #N/A | #N/A | #N/A | 0 | 0 | 0 | 0 | 0 | 0 | #N/A | #N/A | 88 | #N/A | #N/A | #N/A | #N/A | 0% | 1 | 50% | 0% | 0% | 0% | 8.2745 | 0 | 0 | 0 | 8.2745 | #N/A
2007-11-03 16:01 | 11 | 3 | 16 | 307.6254 | 7360 | 62.96 | 57.92 | 999 | 62.96 | 0 | 0 | Cooling | 0 | #N/A | #N/A | #N/A | #N/A | 0 | 0 | 0 | 0 | 0 | 0 | #N/A | #N/A | 88 | #N/A | #N/A | #N/A | #N/A | 0% | 1 | 50% | 0% | 0% | 0% | 8.2745 | 0 | 0 | 0 | 8.2745 | #N/A
2007-11-03 17:01 | 11 | 3 | 17 | 307.6671 | 7361 | 62.96 | 57.92 | 999 | 62.96 | 0 | 0 | Cooling | 0 | #N/A | #N/A | #N/A | #N/A | 0 | 0 | 0 | 0 | 0 | 0 | #N/A | #N/A | 88 | #N/A | #N/A | #N/A | #N/A | 0% | 1 | 50% | 0% | 0% | 0% | 8.2745 | 0 | 0 | 0 | 8.2745 | #N/A
2007-11-03 18:01 | 11 | 3 | 18 | 307.7088 | 7362 | 59 | 57.92 | 999 | 59 | 0 | 0 | Cooling | 0 | #N/A | #N/A | #N/A | #N/A | 0 | 0 | 0 | 0 | 0 | 0 | #N/A | #N/A | 88 | #N/A | #N/A | #N/A | #N/A | 0% | 1 | 50% | 0% | 0% | 0% | 8.2745 | 0 | 0 | 0 | 8.2745 | #N/A
2007-11-03 19:01 | 11 | 3 | 19 | 307.7504 | 7363 | 57.02 | 55.94 | 999 | 57.02 | 0 | 0 | Cooling | 0 | #N/A | #N/A | #N/A | #N/A | 0 | 0 | 0 | 0 | 0 | 0 | #N/A | #N/A | 88 | #N/A | #N/A | #N/A | #N/A | 0% | 1 | 50% | 0% | 0% | 0% | 8.2745 | 0 | 0 | 0 | 8.2745 | #N/A
2007-11-03 20:01 | 11 | 3 | 20 | 307.7921 | 7364 | 57.02 | 57.02 | 998 | 57.02 | 0 | 0 | Cooling | 0 | #N/A | #N/A | #N/A | #N/A | 0 | 0 | 0 | 0 | 0 | 0 | #N/A | #N/A | 88 | #N/A | #N/A | #N/A | #N/A | 0% | 1 | 50% | 0% | 0% | 0% | 8.2745 | 0 | 0 | 0 | 8.2745 | #N/A
2007-11-03 21:01 | 11 | 3 | 21 | 307.8338 | 7365 | 55.04 | 55.94 | 998 | 55.04 | 0 | 0 | Cooling | 0 | #N/A | #N/A | #N/A | #N/A | 0 | 0 | 0 | 0 | 0 | 0 | #N/A | #N/A | 88 | #N/A | #N/A | #N/A | #N/A | 0% | 1 | 50% | 0% | 0% | 0% | 8.2745 | 0 | 0 | 0 | 8.2745 | #N/A
2007-11-03 22:01 | 11 | 3 | 22 | 307.8754 | 7366 | 55.94 | 53.96 | 997 | 55.94 | 0 | 0 | Cooling | 0 | #N/A | #N/A | #N/A | #N/A | 0 | 0 | 0 | 0 | 0 | 0 | #N/A | #N/A | 88 | #N/A | #N/A | #N/A | #N/A | 0% | 1 | 50% | 0% | 0% | 0% | 8.2745 | 0 | 0 | 0 | 8.2745 | #N/A
2007-11-03 23:01 | 11 | 3 | 23 | 307.9171 | 7367 | 55.94 | 50 | 997 | 55.94 | 0 | 0 | Cooling | 0 | #N/A | #N/A | #N/A | #N/A | 0 | 0 | 0 | 0 | 0 | 0 | #N/A | #N/A | 88 | #N/A | #N/A | #N/A | #N/A | 0% | 1 | 50% | 0% | 0% | 0% | 8.2745 | 0 | 0 | 0 | 8.2745 | #N/A
2007-11-04 00:01 | 11 | 4 | 0 | 307.9588 | 7368 | 55.94 | 51.98 | 996 | 55.94 | 0 | 0 | Cooling | 0 | #N/A | #N/A | #N/A | #N/A | 0 | 0 | 0 | 0 | 0 | 0 | #N/A | #N/A | 88 | #N/A | #N/A | #N/A | #N/A | 0% | 1 | 50% | 0% | 0% | 0% | 8.2745 | 0 | 0 | 0 | 8.2745 | #N/A
2007-11-04 01:01 | 11 | 4 | 1 | 308.0004 | 7369 | 55.04 | 51.08 | 996 | 55.04 | 0 | 0 | Cooling | 0 | #N/A | #N/A | #N/A | #N/A | 0 | 0 | 0 | 0 | 0 | 0 | #N/A | #N/A | 88 | #N/A | #N/A | #N/A | #N/A | 0% | 1 | 50% | 0% | 0% | 0% | 8.2745 | 0 | 0 | 0 | 8.2745 | #N/A
2007-11-04 02:01 | 11 | 4 | 2 | 308.0421 | 7370 | 55.04 | 51.08 | 995 | 55.04 | 0 | 0 | Cooling | 0 | #N/A | #N/A | #N/A | #N/A | 0 | 0 | 0 | 0 | 0 | 0 | #N/A | #N/A | 88 | #N/A | #N/A | #N/A | #N/A | 0% | 1 | 50% | 0% | 0% | 0% | 8.2745 | 0 | 0 | 0 | 8.2745 | #N/A
2007-11-04 03:01 | 11 | 4 | 3 | 308.0838 | 7371 | 53.06 | 50 | 995 | 53.06 | 0 | 0 | Cooling | 0 | #N/A | #N/A | #N/A | #N/A | 0 | 0 | 0 | 0 | 0 | 0 | #N/A | #N/A | 88 | #N/A | #N/A | #N/A | #N/A | 0% | 1 | 50% | 0% | 0% | 0% | 8.2745 | 0 | 0 | 0 | 8.2745 | #N/A
2007-11-04 04:01 | 11 | 4 | 4 | 308.1254 | 7372 | 51.98 | 50 | 994 | 51.98 | 0 | 0 | Cooling | 0 | #N/A | #N/A | #N/A | #N/A | 0 | 0 | 0 | 0 | 0 | 0 | #N/A | #N/A | 88 | #N/A | #N/A | #N/A | #N/A | 0% | 1 | 50% | 0% | 0% | 0% | 8.2745 | 0 | 0 | 0 | 8.2745 | #N/A
2007-11-04 05:01 | 11 | 4 | 5 | 308.1671 | 7373 | 53.06 | 48.92 | 994 | 53.06 | 0 | 0 | Cooling | 0 | #N/A | #N/A | #N/A | #N/A | 0 | 0 | 0 | 0 | 0 | 0 | #N/A | #N/A | 88 | #N/A | #N/A | #N/A | #N/A | 0% | 1 | 50% | 0% | 0% | 0% | 8.2745 | 0 | 0 | 0 | 8.2745 | #N/A
2007-11-04 06:01 | 11 | 4 | 6 | 308.2088 | 7374 | 51.98 | 48.02 | 993 | 51.98 | 0 | 0 | Cooling | 0 | #N/A | #N/A | #N/A | #N/A | 0 | 0 | 0 | 0 | 0 | 0 | #N/A | #N/A | 88 | #N/A | #N/A | #N/A | #N/A | 0% | 1 | 50% | 0% | 0% | 0% | 8.2745 | 0 | 0 | 0 | 8.2745 | #N/A
2007-11-04 07:01 | 11 | 4 | 7 | 308.2504 | 7375 | 51.98 | 48.02 | 993 | 51.98 | 0 | 19.4594 | Cooling | 3.2432 | #N/A | #N/A | #N/A | #N/A | 0 | 0 | 0 | 0 | 0 | 19.4594 | #N/A | #N/A | 88 | #N/A | #N/A | #N/A | #N/A | 0.01081% | 1 | 50% | 0% | 0% | 0% | 8.2745 | 0 | 0 | 0 | 8.2745 | #N/A
2007-11-04 08:01 | 11 | 4 | 8 | 308.2921 | 7376 | 51.98 | 48.02 | 993 | 51.98 | 0 | 0 | Cooling | 0 | #N/A | #N/A | #N/A | #N/A | 0 | 0 | 0 | 0 | 0 | 0 | #N/A | #N/A | 88 | #N/A | #N/A | #N/A | #N/A | 0% | 1 | 50% | 0% | 0% | 0% | 8.2745 | 0 | 0 | 0 | 8.2745 | #N/A
2007-11-04 09:01 | 11 | 4 | 9 | 308.3338 | 7377 | 53.06 | 48.02 | 993 | 53.06 | 0 | 361.7655 | Cooling | 60.2942 | #N/A | #N/A | #N/A | #N/A | 0 | 0 | 0 | 0 | 0 | 361.7655 | #N/A | #N/A | 88 | #N/A | #N/A | #N/A | #N/A | 0.201% | 1 | 50% | 0% | 0% | 0% | 8.2745 | 0 | 0 | 0 | 8.2745 | #N/A
2007-11-04 10:01 | 11 | 4 | 10 | 308.3754 | 7378 | 53.06 | 48.02 | 992 | 53.06 | 0 | 507.0927 | Cooling | 84.5154 | #N/A | #N/A | #N/A | #N/A | 0 | 0 | 0 | 0 | 0 | 507.0927 | #N/A | #N/A | 88 | #N/A | #N/A | #N/A | #N/A | 0.2817% | 1 | 50% | 0% | 0% | 0% | 8.2745 | 0 | 0 | 0 | 8.2745 | #N/A
2007-11-04 11:01 | 11 | 4 | 11 | 308.4171 | 7379 | 53.06 | 48.92 | 992 | 53.06 | 0 | 487.78 | Cooling | 81.2967 | #N/A | #N/A | #N/A | #N/A | 0 | 0 | 0 | 0 | 0 | 487.78 | #N/A | #N/A | 88 | #N/A | #N/A | #N/A | #N/A | 0.271% | 1 | 50% | 0% | 0% | 0% | 8.2745 | 0 | 0 | 0 | 8.2745 | #N/A
2007-11-04 12:01 | 11 | 4 | 12 | 308.4588 | 7380 | 53.06 | 50 | 990 | 53.06 | 0 | 737.6903 | Cooling | 122.9484 | #N/A | #N/A | #N/A | #N/A | 0 | 0 | 0 | 0 | 0 | 737.6903 | #N/A | #N/A | 88 | #N/A | #N/A | #N/A | #N/A | 0.4098% | 1 | 50% | 0% | 0% | 0% | 8.2745 | 0 | 0 | 0 | 8.2745 | #N/A
2007-11-04 13:01 | 11 | 4 | 13 | 308.5004 | 7381 | 55.04 | 50 | 990 | 55.04 | 0 | 745.896 | Cooling | 124.316 | #N/A | #N/A | #N/A | #N/A | 0 | 0 | 0 | 0 | 0 | 745.896 | #N/A | #N/A | 88 | #N/A | #N/A | #N/A | #N/A | 0.4144% | 1 | 50% | 0% | 0% | 0% | 8.2745 | 0 | 0 | 0 | 8.2745 | #N/A
2007-11-04 14:01 | 11 | 4 | 14 | 308.5421 | 7382 | 55.04 | 51.08 | 989 | 55.04 | 0 | 1131.8732 | Cooling | 188.6455 | #N/A | #N/A | #N/A | #N/A | 0 | 0 | 0 | 0 | 0 | 1131.8732 | #N/A | #N/A | 88 | #N/A | #N/A | #N/A | #N/A | 0.6288% | 1 | 50% | 0% | 0% | 0% | 8.2745 | 0 | 0 | 0 | 8.2745 | #N/A
2007-11-04 15:01 | 11 | 4 | 15 | 308.5838 | 7383 | 57.02 | 51.98 | 989 | 57.02 | 0 | 1267.0121 | Cooling | 211.1687 | #N/A | #N/A | #N/A | #N/A | 0 | 0 | 0 | 0 | 0 | 1267.0121 | #N/A | #N/A | 88 | #N/A | #N/A | #N/A | #N/A | 0.7039% | 1 | 50% | 0% | 0% | 0% | 8.2745 | 0 | 0 | 0 | 8.2745 | #N/A
2007-11-04 16:01 | 11 | 4 | 16 | 308.6254 | 7384 | 57.92 | 51.98 | 989 | 57.92 | 0 | 1290.2828 | Cooling | 215.0471 | #N/A | #N/A | #N/A | #N/A | 0 | 0 | 0 | 0 | 0 | 1290.2828 | #N/A | #N/A | 88 | #N/A | #N/A | #N/A | #N/A | 0.7168% | 1 | 50% | 0% | 0% | 0% | 8.2745 | 0 | 0 | 0 | 8.2745 | #N/A
2007-11-04 17:01 | 11 | 4 | 17 | 308.6671 | 7385 | 57.92 | 53.06 | 989 | 57.92 | 0 | 1486.1807 | Cooling | 247.6968 | #N/A | #N/A | #N/A | #N/A | 0 | 0 | 0 | 0 | 0 | 1486.1807 | #N/A | #N/A | 88 | #N/A | #N/A | #N/A | #N/A | 0.8257% | 1 | 50% | 0% | 0% | 0% | 8.2745 | 0 | 0 | 0 | 8.2745 | #N/A
2007-11-04 18:01 | 11 | 4 | 18 | 308.7088 | 7386 | 55.04 | 53.06 | 990 | 55.04 | 0 | 1248.3956 | Cooling | 208.0659 | #N/A | #N/A | #N/A | #N/A | 0 | 0 | 0 | 0 | 0 | 1248.3956 | #N/A | #N/A | 88 | #N/A | #N/A | #N/A | #N/A | 0.6936% | 1 | 50% | 0% | 0% | 0% | 8.2745 | 0 | 0 | 0 | 8.2745 | #N/A
2007-11-04 19:01 | 11 | 4 | 19 | 308.7504 | 7387 | 53.06 | 53.06 | 990 | 53.06 | 0 | 933.2474 | Cooling | 155.5412 | #N/A | #N/A | #N/A | #N/A | 0 | 0 | 0 | 0 | 0 | 933.2474 | #N/A | #N/A | 88 | #N/A | #N/A | #N/A | #N/A | 0.5185% | 1 | 50% | 0% | 0% | 0% | 8.2745 | 0 | 0 | 0 | 8.2745 | #N/A
2007-11-04 20:01 | 11 | 4 | 20 | 308.7921 | 7388 | 53.6 | 51.08 | 990 | 53.6 | 0 | 661.6578 | Cooling | 110.2763 | #N/A | #N/A | #N/A | #N/A | 0 | 0 | 0 | 0 | 0 | 661.6578 | #N/A | #N/A | 88 | #N/A | #N/A | #N/A | #N/A | 0.3676% | 1 | 50% | 0% | 0% | 0% | 8.2745 | 0 | 0 | 0 | 8.2745 | #N/A
2007-11-04 21:01 | 11 | 4 | 21 | 308.8338 | 7389 | 53.06 | 51.98 | 990 | 53.06 | 0 | 401.2416 | Cooling | 66.8736 | #N/A | #N/A | #N/A | #N/A | 0 | 0 | 0 | 0 | 0 | 401.2416 | #N/A | #N/A | 88 | #N/A | #N/A | #N/A | #N/A | 0.2229% | 1 | 50% | 0% | 0% | 0% | 8.2745 | 0 | 0 | 0 | 8.2745 | #N/A
2007-11-04 22:01 | 11 | 4 | 22 | 308.8754 | 7390 | 53.06 | 51.98 | 989 | 53.06 | 0 | 303.6267 | Cooling | 50.6045 | #N/A | #N/A | #N/A | #N/A | 0 | 0 | 0 | 0 | 0 | 303.6267 | #N/A | #N/A | 88 | #N/A | #N/A | #N/A | #N/A | 0.1687% | 1 | 50% | 0% | 0% | 0% | 8.2745 | 0 | 0 | 0 | 8.2745 | #N/A
2007-11-04 23:01 | 11 | 4 | 23 | 308.9171 | 7391 | 53.06 | 51.98 | 988 | 53.06 | 0 | 0 | Cooling | 0 | #N/A | #N/A | #N/A | #N/A | 0 | 0 | 0 | 0 | 0 | 0 | #N/A | #N/A | 88 | #N/A | #N/A | #N/A | #N/A | 0% | 1 | 50% | 0% | 0% | 0% | 8.2745 | 0 | 0 | 0 | 8.2745 | #N/A
2007-11-05 00:01 | 11 | 5 | 0 | 308.9588 | 7392 | 51.98 | 51.98 | 988 | 51.98 | 0 | 0 | Cooling | 0 | #N/A | #N/A | #N/A | #N/A | 0 | 0 | 0 | 0 | 0 | 0 | #N/A | #N/A | 88 | #N/A | #N/A | #N/A | #N/A | 0% | 1 | 50% | 0% | 0% | 0% | 8.2745 | 0 | 0 | 0 | 8.2745 | #N/A
2007-11-05 01:01 | 11 | 5 | 1 | 309.0004 | 7393 | 50 | 51.98 | 987 | 50 | 0 | 0 | Cooling | 0 | #N/A | #N/A | #N/A | #N/A | 0 | 0 | 0 | 0 | 0 | 0 | #N/A | #N/A | 88 | #N/A | #N/A | #N/A | #N/A | 0% | 1 | 50% | 0% | 0% | 0% | 8.2745 | 0 | 0 | 0 | 8.2745 | #N/A
2007-11-05 02:01 | 11 | 5 | 2 | 309.0421 | 7394 | 50 | 53.96 | 986 | 50 | 0 | 0 | Cooling | 0 | #N/A | #N/A | #N/A | #N/A | 0 | 0 | 0 | 0 | 0 | 0 | #N/A | #N/A | 88 | #N/A | #N/A | #N/A | #N/A | 0% | 1 | 50% | 0% | 0% | 0% | 8.2745 | 0 | 0 | 0 | 8.2745 | #N/A
2007-11-05 03:01 | 11 | 5 | 3 | 309.0838 | 7395 | 50 | 53.06 | 986 | 50 | 0 | 0 | Cooling | 0 | #N/A | #N/A | #N/A | #N/A | 0 | 0 | 0 | 0 | 0 | 0 | #N/A | #N/A | 88 | #N/A | #N/A | #N/A | #N/A | 0% | 1 | 50% | 0% | 0% | 0% | 8.2745 | 0 | 0 | 0 | 8.2745 | #N/A
2007-11-05 04:01 | 11 | 5 | 4 | 309.1254 | 7396 | 48.92 | 51.08 | 987 | 48.92 | 0 | 0 | Cooling | 0 | #N/A | #N/A | #N/A | #N/A | 0 | 0 | 0 | 0 | 0 | 0 | #N/A | #N/A | 88 | #N/A | #N/A | #N/A | #N/A | 0% | 1 | 50% | 0% | 0% | 0% | 8.2745 | 0 | 0 | 0 | 8.2745 | #N/A
2007-11-05 05:01 | 11 | 5 | 5 | 309.1671 | 7397 | 48.92 | 44.06 | 988 | 48.92 | 0 | 0 | Cooling | 0 | #N/A | #N/A | #N/A | #N/A | 0 | 0 | 0 | 0 | 0 | 0 | #N/A | #N/A | 88 | #N/A | #N/A | #N/A | #N/A | 0% | 1 | 50% | 0% | 0% | 0% | 8.2745 | 0 | 0 | 0 | 8.2745 | #N/A
2007-11-05 06:01 | 11 | 5 | 6 | 309.2088 | 7398 | 48.02 | 41 | 990 | 48.02 | 0 | 0 | Cooling | 0 | #N/A | #N/A | #N/A | #N/A | 0 | 0 | 0 | 0 | 0 | 0 | #N/A | #N/A | 88 | #N/A | #N/A | #N/A | #N/A | 0% | 1 | 50% | 0% | 0% | 0% | 8.2745 | 0 | 0 | 0 | 8.2745 | #N/A
2007-11-05 07:01 | 11 | 5 | 7 | 309.2504 | 7399 | 48.02 | 39.02 | 990 | 48.02 | 2.1271 | 0 | Heating | 0.28361 | #N/A | #N/A | #N/A | #N/A | 2.1271 | #N/A | #N/A | 4.3357 | #N/A | 0 | 0 | 0 | 0 | 0 | 0 | 0 | 0 | 0.0009454% | 1 | 50% | 0% | 0% | 0% | 8.2745 | 0 | 0 | 0 | 8.2745 | #N/A
2007-11-05 08:01 | 11 | 5 | 8 | 309.2921 | 7400 | 48.02 | 37.04 | 991 | 48.02 | 0 | 0.33657 | Cooling | 0.056095 | #N/A | #N/A | #N/A | #N/A | 0 | 0 | 0 | 0 | 0 | 0.33657 | #N/A | #N/A | 88 | #N/A | #N/A | #N/A | #N/A | 0.000187% | 1 | 50% | 0% | 0% | 0% | 8.2745 | 0 | 0 | 0 | 8.2745 | #N/A
2007-11-05 09:01 | 11 | 5 | 9 | 309.3338 | 7401 | 50 | 35.96 | 992 | 50 | 0 | 0.169 | Cooling | 0.028167 | #N/A | #N/A | #N/A | #N/A | 0 | 0 | 0 | 0 | 0 | 0.169 | #N/A | #N/A | 88 | #N/A | #N/A | #N/A | #N/A | 9.389e-05% | 1 | 50% | 0% | 0% | 0% | 8.2745 | 0 | 0 | 0 | 8.2745 | #N/A
2007-11-05 10:01 | 11 | 5 | 10 | 309.3754 | 7402 | 50 | 33.98 | 992 | 50 | 0 | 0.19342 | Cooling | 0.032236 | #N/A | #N/A | #N/A | #N/A | 0 | 0 | 0 | 0 | 0 | 0.19342 | #N/A | #N/A | 88 | #N/A | #N/A | #N/A | #N/A | 0.0001075% | 1 | 50% | 0% | 0% | 0% | 8.2745 | 0 | 0 | 0 | 8.2745 | #N/A
2007-11-05 11:01 | 11 | 5 | 11 | 309.4171 | 7403 | 50 | 35.96 | 992 | 50 | 0 | 0.51529 | Cooling | 0.085881 | #N/A | #N/A | #N/A | #N/A | 0 | 0 | 0 | 0 | 0 | 0.51529 | #N/A | #N/A | 88 | #N/A | #N/A | #N/A | #N/A | 0.0002863% | 1 | 50% | 0% | 0% | 0% | 8.2745 | 0 | 0 | 0 | 8.2745 | #N/A
2007-11-05 12:01 | 11 | 5 | 12 | 309.4588 | 7404 | 51.08 | 35.96 | 992 | 51.08 | 0 | 0.4953 | Cooling | 0.08255 | #N/A | #N/A | #N/A | #N/A | 0 | 0 | 0 | 0 | 0 | 0.4953 | #N/A | #N/A | 88 | #N/A | #N/A | #N/A | #N/A | 0.0002752% | 1 | 50% | 0% | 0% | 0% | 8.2745 | 0 | 0 | 0 | 8.2745 | #N/A
2007-11-05 13:01 | 11 | 5 | 13 | 309.5004 | 7405 | 51.98 | 33.98 | 991 | 51.98 | 0 | 0.42871 | Cooling | 0.071452 | #N/A | #N/A | #N/A | #N/A | 0 | 0 | 0 | 0 | 0 | 0.42871 | #N/A | #N/A | 88 | #N/A | #N/A | #N/A | #N/A | 0.0002382% | 1 | 50% | 0% | 0% | 0% | 8.2745 | 0 | 0 | 0 | 8.2745 | #N/A
2007-11-05 14:01 | 11 | 5 | 14 | 309.5421 | 7406 | 51.98 | 30.02 | 991 | 51.98 | 0 | 0.5551 | Cooling | 0.092516 | #N/A | #N/A | #N/A | #N/A | 0 | 0 | 0 | 0 | 0 | 0.5551 | #N/A | #N/A | 88 | #N/A | #N/A | #N/A | #N/A | 0.0003084% | 1 | 50% | 0% | 0% | 0% | 8.2745 | 0 | 0 | 0 | 8.2745 | #N/A
2007-11-05 15:01 | 11 | 5 | 15 | 309.5838 | 7407 | 51.98 | 37.04 | 991 | 51.98 | 0 | 0.074637 | Cooling | 0.012439 | #N/A | #N/A | #N/A | #N/A | 0 | 0 | 0 | 0 | 0 | 0.074637 | #N/A | #N/A | 88 | #N/A | #N/A | #N/A | #N/A | 4.146e-05% | 1 | 50% | 0% | 0% | 0% | 8.2745 | 0 | 0 | 0 | 8.2745 | #N/A
2007-11-05 16:01 | 11 | 5 | 16 | 309.6254 | 7408 | 50 | 35.06 | 992 | 50 | 0 | 0.11914 | Cooling | 0.019857 | #N/A | #N/A | #N/A | #N/A | 0 | 0 | 0 | 0 | 0 | 0.11914 | #N/A | #N/A | 88 | #N/A | #N/A | #N/A | #N/A | 6.619e-05% | 1 | 50% | 0% | 0% | 0% | 8.2745 | 0 | 0 | 0 | 8.2745 | #N/A
2007-11-05 17:01 | 11 | 5 | 17 | 309.6671 | 7409 | 50 | 33.98 | 992 | 50 | 0 | 0.19573 | Cooling | 0.032621 | #N/A | #N/A | #N/A | #N/A | 0 | 0 | 0 | 0 | 0 | 0.19573 | #N/A | #N/A | 88 | #N/A | #N/A | #N/A | #N/A | 0.0001087% | 1 | 50% | 0% | 0% | 0% | 8.2745 | 0 | 0 | 0 | 8.2745 | #N/A
2007-11-05 18:01 | 11 | 5 | 18 | 309.7088 | 7410 | 44.96 | 35.06 | 993 | 44.96 | 0 | 0.18354 | Cooling | 0.03059 | #N/A | #N/A | #N/A | #N/A | 0 | 0 | 0 | 0 | 0 | 0.18354 | #N/A | #N/A | 88 | #N/A | #N/A | #N/A | #N/A | 0.000102% | 1 | 50% | 0% | 0% | 0% | 8.2745 | 0 | 0 | 0 | 8.2745 | #N/A
2007-11-05 19:01 | 11 | 5 | 19 | 309.7504 | 7411 | 44.06 | 33.08 | 993 | 44.06 | 0 | 0.68908 | Cooling | 0.11485 | #N/A | #N/A | #N/A | #N/A | 0 | 0 | 0 | 0 | 0 | 0.68908 | #N/A | #N/A | 88 | #N/A | #N/A | #N/A | #N/A | 0.0003828% | 1 | 50% | 0% | 0% | 0% | 8.2745 | 0 | 0 | 0 | 8.2745 | #N/A
2007-11-05 20:01 | 11 | 5 | 20 | 309.7921 | 7412 | 44.06 | 32 | 994 | 44.06 | 0 | 0.63465 | Cooling | 0.10577 | #N/A | #N/A | #N/A | #N/A | 0 | 0 | 0 | 0 | 0 | 0.63465 | #N/A | #N/A | 88 | #N/A | #N/A | #N/A | #N/A | 0.0003526% | 1 | 50% | 0% | 0% | 0% | 8.2745 | 0 | 0 | 0 | 8.2745 | #N/A
2007-11-05 21:01 | 11 | 5 | 21 | 309.8338 | 7413 | 41 | 30.02 | 995 | 41 | 2.5963 | 0 | Heating | 0.34617 | #N/A | #N/A | #N/A | #N/A | 2.5963 | #N/A | #N/A | 3.8033 | #N/A | 0 | 0 | 0 | 0 | 0 | 0 | 0 | 0 | 0.001154% | 1 | 50% | 0% | 0% | 0% | 8.2745 | 0 | 0 | 0 | 8.2745 | #N/A
2007-11-05 22:01 | 11 | 5 | 22 | 309.8754 | 7414 | 37.94 | 30.02 | 996 | 37.94 | 7.9765 | 0 | Heating | 1.0635 | #N/A | #N/A | #N/A | #N/A | 7.9765 | #N/A | #N/A | 3.6146 | #N/A | 0 | 0 | 0 | 0 | 0 | 0 | 0 | 0 | 0.003545% | 1 | 50% | 0% | 0% | 0% | 8.2745 | 0 | 0 | 0 | 8.2745 | #N/A
2007-11-05 23:01 | 11 | 5 | 23 | 309.9171 | 7415 | 37.94 | 26.06 | 997 | 37.94 | 0 | 0.0063512 | Cooling | 0.0010585 | #N/A | #N/A | #N/A | #N/A | 0 | 0 | 0 | 0 | 0 | 0.0063512 | #N/A | #N/A | 88 | #N/A | #N/A | #N/A | #N/A | 3.528e-06% | 1 | 50% | 0% | 0% | 0% | 8.2745 | 0 | 0 | 0 | 8.2745 | #N/A
2007-11-06 00:01 | 11 | 6 | 0 | 309.9588 | 7416 | 32 | 21.92 | 997 | 32 | 0 | 0.0146 | Cooling | 0.0024333 | #N/A | #N/A | #N/A | #N/A | 0 | 0 | 0 | 0 | 0 | 0.0146 | #N/A | #N/A | 88 | #N/A | #N/A | #N/A | #N/A | 8.111e-06% | 1 | 50% | 0% | 0% | 0% | 8.2745 | 0 | 0 | 0 | 8.2745 | #N/A
2007-11-06 01:01 | 11 | 6 | 1 | 310.0004 | 7417 | 33.08 | 19.94 | 998 | 33.08 | 0 | 0.021779 | Cooling | 0.0036298 | #N/A | #N/A | #N/A | #N/A | 0 | 0 | 0 | 0 | 0 | 0.021779 | #N/A | #N/A | 88 | #N/A | #N/A | #N/A | #N/A | 1.21e-05% | 1 | 50% | 0% | 0% | 0% | 8.2745 | 0 | 0 | 0 | 8.2745 | #N/A
2007-11-06 02:01 | 11 | 6 | 2 | 310.0421 | 7418 | 33.08 | 19.04 | 998 | 33.08 | 0 | 0.005707 | Cooling | 0.00095117 | #N/A | #N/A | #N/A | #N/A | 0 | 0 | 0 | 0 | 0 | 0.005707 | #N/A | #N/A | 88 | #N/A | #N/A | #N/A | #N/A | 3.171e-06% | 1 | 50% | 0% | 0% | 0% | 8.2745 | 0 | 0 | 0 | 8.2745 | #N/A
2007-11-06 03:01 | 11 | 6 | 3 | 310.0838 | 7419 | 35.06 | 19.94 | 999 | 35.06 | 0 | 0 | Cooling | 0 | #N/A | #N/A | #N/A | #N/A | 0 | 0 | 0 | 0 | 0 | 0 | #N/A | #N/A | 88 | #N/A | #N/A | #N/A | #N/A | 0% | 1 | 50% | 0% | 0% | 0% | 8.2745 | 0 | 0 | 0 | 8.2745 | #N/A
2007-11-06 04:01 | 11 | 6 | 4 | 310.1254 | 7420 | 37.04 | 23 | 999 | 37.04 | 0 | 0 | Cooling | 0 | #N/A | #N/A | #N/A | #N/A | 0 | 0 | 0 | 0 | 0 | 0 | #N/A | #N/A | 88 | #N/A | #N/A | #N/A | #N/A | 0% | 1 | 50% | 0% | 0% | 0% | 8.2745 | 0 | 0 | 0 | 8.2745 | #N/A
2007-11-06 05:01 | 11 | 6 | 5 | 310.1671 | 7421 | 35.06 | 17.96 | 1000 | 35.06 | 1.9146 | 0 | Heating | 0.25528 | #N/A | #N/A | #N/A | #N/A | 1.9146 | #N/A | #N/A | 3.4585 | #N/A | 0 | 0 | 0 | 0 | 0 | 0 | 0 | 0 | 0.0008509% | 1 | 50% | 0% | 0% | 0% | 8.2745 | 0 | 0 | 0 | 8.2745 | #N/A
2007-11-06 06:01 | 11 | 6 | 6 | 310.2088 | 7422 | 39.2 | 17.96 | 1000 | 39.2 | 4.305 | 0 | Heating | 0.574 | #N/A | #N/A | #N/A | #N/A | 4.305 | #N/A | #N/A | 3.6894 | #N/A | 0 | 0 | 0 | 0 | 0 | 0 | 0 | 0 | 0.001913% | 1 | 50% | 0% | 0% | 0% | 8.2745 | 0 | 0 | 0 | 8.2745 | #N/A
2007-11-06 07:01 | 11 | 6 | 7 | 310.2504 | 7423 | 41 | 15.08 | 1001 | 41 | 499.0766 | 0 | Heating | 66.5435 | #N/A | #N/A | #N/A | #N/A | 499.0766 | #N/A | #N/A | 3.8033 | #N/A | 0 | 0 | 0 | 0 | 0 | 0 | 0 | 0 | 0.2218% | 1 | 50% | 0% | 0% | 0% | 8.2745 | 0 | 0 | 0 | 8.2745 | #N/A
2007-11-06 08:01 | 11 | 6 | 8 | 310.2921 | 7424 | 41 | 15.08 | 1002 | 41 | 282.096 | 0 | Heating | 37.6128 | #N/A | #N/A | #N/A | #N/A | 282.096 | #N/A | #N/A | 3.8033 | #N/A | 0 | 0 | 0 | 0 | 0 | 0 | 0 | 0 | 0.1254% | 1 | 50% | 0% | 0% | 0% | 8.2745 | 0 | 0 | 0 | 8.2745 | #N/A
2007-11-06 09:01 | 11 | 6 | 9 | 310.3338 | 7425 | 42.98 | 15.98 | 1003 | 42.98 | 35.3918 | 0 | Heating | 4.7189 | #N/A | #N/A | #N/A | #N/A | 35.3918 | #N/A | #N/A | 3.9388 | #N/A | 0 | 0 | 0 | 0 | 0 | 0 | 0 | 0 | 0.01573% | 1 | 50% | 0% | 0% | 0% | 8.2745 | 0 | 0 | 0 | 8.2745 | #N/A
2007-11-06 10:01 | 11 | 6 | 10 | 310.3754 | 7426 | 46.04 | 24.08 | 1003 | 46.04 | 29.8039 | 0 | Heating | 3.9738 | #N/A | #N/A | #N/A | #N/A | 29.8039 | #N/A | #N/A | 4.1705 | #N/A | 0 | 0 | 0 | 0 | 0 | 0 | 0 | 0 | 0.01325% | 1 | 50% | 0% | 0% | 0% | 8.2745 | 0 | 0 | 0 | 8.2745 | #N/A
2007-11-06 11:01 | 11 | 6 | 11 | 310.4171 | 7427 | 46.04 | 24.98 | 1003 | 46.04 | 39.0889 | 0 | Heating | 5.2119 | #N/A | #N/A | #N/A | #N/A | 39.0889 | #N/A | #N/A | 4.1705 | #N/A | 0 | 0 | 0 | 0 | 0 | 0 | 0 | 0 | 0.01737% | 1 | 50% | 0% | 0% | 0% | 8.2745 | 0 | 0 | 0 | 8.2745 | #N/A
2007-11-06 12:01 | 11 | 6 | 12 | 310.4588 | 7428 | 51.08 | 19.94 | 1003 | 51.08 | 17.889 | 0 | Heating | 2.3852 | #N/A | #N/A | #N/A | #N/A | 17.889 | #N/A | #N/A | 4.6159 | #N/A | 0 | 0 | 0 | 0 | 0 | 0 | 0 | 0 | 0.007951% | 1 | 50% | 0% | 0% | 0% | 8.2745 | 0 | 0 | 0 | 8.2745 | #N/A
2007-11-06 13:01 | 11 | 6 | 13 | 310.5004 | 7429 | 55.94 | 26.06 | 1002 | 55.94 | 26.7873 | 0 | Heating | 3.5716 | #N/A | #N/A | #N/A | #N/A | 26.7873 | #N/A | #N/A | 5.1278 | #N/A | 0 | 0 | 0 | 0 | 0 | 0 | 0 | 0 | 0.01191% | 1 | 50% | 0% | 0% | 0% | 8.2745 | 0 | 0 | 0 | 8.2745 | #N/A
2007-11-06 14:01 | 11 | 6 | 14 | 310.5421 | 7430 | 55.94 | 19.04 | 1002 | 55.94 | 14.4201 | 0 | Heating | 1.9227 | #N/A | #N/A | #N/A | #N/A | 14.4201 | #N/A | #N/A | 5.1278 | #N/A | 0 | 0 | 0 | 0 | 0 | 0 | 0 | 0 | 0.006409% | 1 | 50% | 0% | 0% | 0% | 8.2745 | 0 | 0 | 0 | 8.2745 | #N/A
2007-11-06 15:01 | 11 | 6 | 15 | 310.5838 | 7431 | 55.94 | 19.94 | 1002 | 55.94 | 14.2938 | 0 | Heating | 1.9058 | #N/A | #N/A | #N/A | #N/A | 14.2938 | #N/A | #N/A | 5.1278 | #N/A | 0 | 0 | 0 | 0 | 0 | 0 | 0 | 0 | 0.006353% | 1 | 50% | 0% | 0% | 0% | 8.2745 | 0 | 0 | 0 | 8.2745 | #N/A
2007-11-06 16:01 | 11 | 6 | 16 | 310.6254 | 7432 | 57.02 | 21.92 | 1002 | 57.02 | 14.7001 | 0 | Heating | 1.96 | #N/A | #N/A | #N/A | #N/A | 14.7001 | #N/A | #N/A | 5.2534 | #N/A | 0 | 0 | 0 | 0 | 0 | 0 | 0 | 0 | 0.006533% | 1 | 50% | 0% | 0% | 0% | 8.2745 | 0 | 0 | 0 | 8.2745 | #N/A
2007-11-06 17:01 | 11 | 6 | 17 | 310.6671 | 7433 | 57.02 | 26.06 | 1002 | 57.02 | 14.7903 | 0 | Heating | 1.972 | #N/A | #N/A | #N/A | #N/A | 14.7903 | #N/A | #N/A | 5.2534 | #N/A | 0 | 0 | 0 | 0 | 0 | 0 | 0 | 0 | 0.006573% | 1 | 50% | 0% | 0% | 0% | 8.2745 | 0 | 0 | 0 | 8.2745 | #N/A
2007-11-06 18:01 | 11 | 6 | 18 | 310.7088 | 7434 | 51.98 | 24.08 | 1002 | 51.98 | 15.5377 | 0 | Heating | 2.0717 | #N/A | #N/A | #N/A | #N/A | 15.5377 | #N/A | #N/A | 4.7043 | #N/A | 0 | 0 | 0 | 0 | 0 | 0 | 0 | 0 | 0.006906% | 1 | 50% | 0% | 0% | 0% | 8.2745 | 0 | 0 | 0 | 8.2745 | #N/A
2007-11-06 19:01 | 11 | 6 | 19 | 310.7504 | 7435 | 48.02 | 24.98 | 1002 | 48.02 | 26.2 | 0 | Heating | 3.4933 | #N/A | #N/A | #N/A | #N/A | 26.2 | #N/A | #N/A | 4.3357 | #N/A | 0 | 0 | 0 | 0 | 0 | 0 | 0 | 0 | 0.01164% | 1 | 50% | 0% | 0% | 0% | 8.2745 | 0 | 0 | 0 | 8.2745 | #N/A
2007-11-06 20:01 | 11 | 6 | 20 | 310.7921 | 7436 | 48.02 | 28.04 | 1002 | 48.02 | 52.4996 | 0 | Heating | 6.9999 | #N/A | #N/A | #N/A | #N/A | 52.4996 | #N/A | #N/A | 4.3357 | #N/A | 0 | 0 | 0 | 0 | 0 | 0 | 0 | 0 | 0.02333% | 1 | 50% | 0% | 0% | 0% | 8.2745 | 0 | 0 | 0 | 8.2745 | #N/A
2007-11-06 21:01 | 11 | 6 | 21 | 310.8338 | 7437 | 44.06 | 26.96 | 1001 | 44.06 | 102.9187 | 0 | Heating | 13.7225 | #N/A | #N/A | #N/A | #N/A | 102.9187 | #N/A | #N/A | 4.0174 | #N/A | 0 | 0 | 0 | 0 | 0 | 0 | 0 | 0 | 0.04574% | 1 | 50% | 0% | 0% | 0% | 8.2745 | 0 | 0 | 0 | 8.2745 | #N/A
2007-11-06 22:01 | 11 | 6 | 22 | 310.8754 | 7438 | 44.06 | 24.08 | 1000 | 44.06 | 122.6896 | 0 | Heating | 16.3586 | #N/A | #N/A | #N/A | #N/A | 122.6896 | #N/A | #N/A | 4.0174 | #N/A | 0 | 0 | 0 | 0 | 0 | 0 | 0 | 0 | 0.05453% | 1 | 50% | 0% | 0% | 0% | 8.2745 | 0 | 0 | 0 | 8.2745 | #N/A
2007-11-06 23:01 | 11 | 6 | 23 | 310.9171 | 7439 | 44.06 | 24.08 | 1000 | 44.06 | 0 | 0 | Cooling | 0 | #N/A | #N/A | #N/A | #N/A | 0 | 0 | 0 | 0 | 0 | 0 | #N/A | #N/A | 88 | #N/A | #N/A | #N/A | #N/A | 0% | 1 | 50% | 0% | 0% | 0% | 8.2745 | 0 | 0 | 0 | 8.2745 | #N/A
2007-11-07 00:01 | 11 | 7 | 0 | 310.9588 | 7440 | 46.94 | 26.96 | 1000 | 46.94 | 0 | 0 | Cooling | 0 | #N/A | #N/A | #N/A | #N/A | 0 | 0 | 0 | 0 | 0 | 0 | #N/A | #N/A | 88 | #N/A | #N/A | #N/A | #N/A | 0% | 1 | 50% | 0% | 0% | 0% | 8.2745 | 0 | 0 | 0 | 8.2745 | #N/A
2007-11-07 01:01 | 11 | 7 | 1 | 311.0004 | 7441 | 46.04 | 26.06 | 999 | 46.04 | 0 | 0 | Cooling | 0 | #N/A | #N/A | #N/A | #N/A | 0 | 0 | 0 | 0 | 0 | 0 | #N/A | #N/A | 88 | #N/A | #N/A | #N/A | #N/A | 0% | 1 | 50% | 0% | 0% | 0% | 8.2745 | 0 | 0 | 0 | 8.2745 | #N/A
2007-11-07 02:01 | 11 | 7 | 2 | 311.0421 | 7442 | 42.98 | 26.06 | 999 | 42.98 | 0 | 0 | Cooling | 0 | #N/A | #N/A | #N/A | #N/A | 0 | 0 | 0 | 0 | 0 | 0 | #N/A | #N/A | 88 | #N/A | #N/A | #N/A | #N/A | 0% | 1 | 50% | 0% | 0% | 0% | 8.2745 | 0 | 0 | 0 | 8.2745 | #N/A
2007-11-07 03:01 | 11 | 7 | 3 | 311.0838 | 7443 | 48.92 | 26.06 | 999 | 48.92 | 0.068804 | 0 | Heating | 0.0091739 | #N/A | #N/A | #N/A | #N/A | 0.068804 | #N/A | #N/A | 4.4149 | #N/A | 0 | 0 | 0 | 0 | 0 | 0 | 0 | 0 | 3.058e-05% | 1 | 50% | 0% | 0% | 0% | 8.2745 | 0 | 0 | 0 | 8.2745 | #N/A
2007-11-07 04:01 | 11 | 7 | 4 | 311.1254 | 7444 | 48.02 | 30.92 | 1000 | 48.02 | 6.7479 | 0 | Heating | 0.89972 | #N/A | #N/A | #N/A | #N/A | 6.7479 | #N/A | #N/A | 4.3357 | #N/A | 0 | 0 | 0 | 0 | 0 | 0 | 0 | 0 | 0.002999% | 1 | 50% | 0% | 0% | 0% | 8.2745 | 0 | 0 | 0 | 8.2745 | #N/A
2007-11-07 05:01 | 11 | 7 | 5 | 311.1671 | 7445 | 46.94 | 30.92 | 1000 | 46.94 | 11.8707 | 0 | Heating | 1.5828 | #N/A | #N/A | #N/A | #N/A | 11.8707 | #N/A | #N/A | 4.2441 | #N/A | 0 | 0 | 0 | 0 | 0 | 0 | 0 | 0 | 0.005276% | 1 | 50% | 0% | 0% | 0% | 8.2745 | 0 | 0 | 0 | 8.2745 | #N/A
2007-11-07 06:01 | 11 | 7 | 6 | 311.2088 | 7446 | 44.06 | 30.92 | 1001 | 44.06 | 10.7659 | 0 | Heating | 1.4355 | #N/A | #N/A | #N/A | #N/A | 10.7659 | #N/A | #N/A | 4.0174 | #N/A | 0 | 0 | 0 | 0 | 0 | 0 | 0 | 0 | 0.004785% | 1 | 50% | 0% | 0% | 0% | 8.2745 | 0 | 0 | 0 | 8.2745 | #N/A
2007-11-07 07:01 | 11 | 7 | 7 | 311.2504 | 7447 | 44.96 | 30.92 | 1002 | 44.96 | 491.2872 | 0 | Heating | 65.505 | #N/A | #N/A | #N/A | #N/A | 491.2872 | #N/A | #N/A | 4.0856 | #N/A | 0 | 0 | 0 | 0 | 0 | 0 | 0 | 0 | 0.2183% | 1 | 50% | 0% | 0% | 0% | 8.2745 | 0 | 0 | 0 | 8.2745 | #N/A
2007-11-07 08:01 | 11 | 7 | 8 | 311.2921 | 7448 | 44.96 | 30.92 | 1004 | 44.96 | 266.6064 | 0 | Heating | 35.5475 | #N/A | #N/A | #N/A | #N/A | 266.6064 | #N/A | #N/A | 4.0856 | #N/A | 0 | 0 | 0 | 0 | 0 | 0 | 0 | 0 | 0.1185% | 1 | 50% | 0% | 0% | 0% | 8.2745 | 0 | 0 | 0 | 8.2745 | #N/A
2007-11-07 09:01 | 11 | 7 | 9 | 311.3338 | 7449 | 44.96 | 30.92 | 1004 | 44.96 | 29.4682 | 0 | Heating | 3.9291 | #N/A | #N/A | #N/A | #N/A | 29.4682 | #N/A | #N/A | 4.0856 | #N/A | 0 | 0 | 0 | 0 | 0 | 0 | 0 | 0 | 0.0131% | 1 | 50% | 0% | 0% | 0% | 8.2745 | 0 | 0 | 0 | 8.2745 | #N/A
2007-11-07 10:01 | 11 | 7 | 10 | 311.3754 | 7450 | 44.96 | 28.04 | 1005 | 44.96 | 21.792 | 0 | Heating | 2.9056 | #N/A | #N/A | #N/A | #N/A | 21.792 | #N/A | #N/A | 4.0856 | #N/A | 0 | 0 | 0 | 0 | 0 | 0 | 0 | 0 | 0.009685% | 1 | 50% | 0% | 0% | 0% | 8.2745 | 0 | 0 | 0 | 8.2745 | #N/A
2007-11-07 11:01 | 11 | 7 | 11 | 311.4171 | 7451 | 44.96 | 26.06 | 1005 | 44.96 | 22.3049 | 0 | Heating | 2.974 | #N/A | #N/A | #N/A | #N/A | 22.3049 | #N/A | #N/A | 4.0856 | #N/A | 0 | 0 | 0 | 0 | 0 | 0 | 0 | 0 | 0.009913% | 1 | 50% | 0% | 0% | 0% | 8.2745 | 0 | 0 | 0 | 8.2745 | #N/A
2007-11-07 12:01 | 11 | 7 | 12 | 311.4588 | 7452 | 46.04 | 28.04 | 1005 | 46.04 | 21.3418 | 0 | Heating | 2.8456 | #N/A | #N/A | #N/A | #N/A | 21.3418 | #N/A | #N/A | 4.1705 | #N/A | 0 | 0 | 0 | 0 | 0 | 0 | 0 | 0 | 0.009485% | 1 | 50% | 0% | 0% | 0% | 8.2745 | 0 | 0 | 0 | 8.2745 | #N/A
2007-11-07 13:01 | 11 | 7 | 13 | 311.5004 | 7453 | 48.02 | 24.98 | 1005 | 48.02 | 18.1821 | 0 | Heating | 2.4243 | #N/A | #N/A | #N/A | #N/A | 18.1821 | #N/A | #N/A | 4.3357 | #N/A | 0 | 0 | 0 | 0 | 0 | 0 | 0 | 0 | 0.008081% | 1 | 50% | 0% | 0% | 0% | 8.2745 | 0 | 0 | 0 | 8.2745 | #N/A
2007-11-07 14:01 | 11 | 7 | 14 | 311.5421 | 7454 | 48.02 | 26.96 | 1005 | 48.02 | 12.451 | 0 | Heating | 1.6601 | #N/A | #N/A | #N/A | #N/A | 12.451 | #N/A | #N/A | 4.3357 | #N/A | 0 | 0 | 0 | 0 | 0 | 0 | 0 | 0 | 0.005534% | 1 | 50% | 0% | 0% | 0% | 8.2745 | 0 | 0 | 0 | 8.2745 | #N/A
2007-11-07 15:01 | 11 | 7 | 15 | 311.5838 | 7455 | 50 | 28.04 | 1004 | 50 | 10.2806 | 0 | Heating | 1.3707 | #N/A | #N/A | #N/A | #N/A | 10.2806 | #N/A | #N/A | 4.5134 | #N/A | 0 | 0 | 0 | 0 | 0 | 0 | 0 | 0 | 0.004569% | 1 | 50% | 0% | 0% | 0% | 8.2745 | 0 | 0 | 0 | 8.2745 | #N/A
2007-11-07 16:01 | 11 | 7 | 16 | 311.6254 | 7456 | 48.02 | 28.04 | 1004 | 48.02 | 8.9947 | 0 | Heating | 1.1993 | #N/A | #N/A | #N/A | #N/A | 8.9947 | #N/A | #N/A | 4.3357 | #N/A | 0 | 0 | 0 | 0 | 0 | 0 | 0 | 0 | 0.003998% | 1 | 50% | 0% | 0% | 0% | 8.2745 | 0 | 0 | 0 | 8.2745 | #N/A
2007-11-07 17:01 | 11 | 7 | 17 | 311.6671 | 7457 | 48.02 | 28.04 | 1004 | 48.02 | 6.1818 | 0 | Heating | 0.82424 | #N/A | #N/A | #N/A | #N/A | 6.1818 | #N/A | #N/A | 4.3357 | #N/A | 0 | 0 | 0 | 0 | 0 | 0 | 0 | 0 | 0.002747% | 1 | 50% | 0% | 0% | 0% | 8.2745 | 0 | 0 | 0 | 8.2745 | #N/A
2007-11-07 18:01 | 11 | 7 | 18 | 311.7088 | 7458 | 44.96 | 28.04 | 1005 | 44.96 | 14.9927 | 0 | Heating | 1.999 | #N/A | #N/A | #N/A | #N/A | 14.9927 | #N/A | #N/A | 4.0856 | #N/A | 0 | 0 | 0 | 0 | 0 | 0 | 0 | 0 | 0.006663% | 1 | 50% | 0% | 0% | 0% | 8.2745 | 0 | 0 | 0 | 8.2745 | #N/A
2007-11-07 19:01 | 11 | 7 | 19 | 311.7504 | 7459 | 44.06 | 30.02 | 1005 | 44.06 | 36.8186 | 0 | Heating | 4.9091 | #N/A | #N/A | #N/A | #N/A | 36.8186 | #N/A | #N/A | 4.0174 | #N/A | 0 | 0 | 0 | 0 | 0 | 0 | 0 | 0 | 0.01636% | 1 | 50% | 0% | 0% | 0% | 8.2745 | 0 | 0 | 0 | 8.2745 | #N/A
2007-11-07 20:01 | 11 | 7 | 20 | 311.7921 | 7460 | 44.06 | 30.02 | 1005 | 44.06 | 73.0923 | 0 | Heating | 9.7456 | #N/A | #N/A | #N/A | #N/A | 73.0923 | #N/A | #N/A | 4.0174 | #N/A | 0 | 0 | 0 | 0 | 0 | 0 | 0 | 0 | 0.03249% | 1 | 50% | 0% | 0% | 0% | 8.2745 | 0 | 0 | 0 | 8.2745 | #N/A
2007-11-07 21:01 | 11 | 7 | 21 | 311.8338 | 7461 | 39.92 | 28.94 | 1005 | 39.92 | 155.6542 | 0 | Heating | 20.7539 | #N/A | #N/A | #N/A | #N/A | 155.6542 | #N/A | #N/A | 3.7339 | #N/A | 0 | 0 | 0 | 0 | 0 | 0 | 0 | 0 | 0.06918% | 1 | 50% | 0% | 0% | 0% | 8.2745 | 0 | 0 | 0 | 8.2745 | #N/A
2007-11-07 22:01 | 11 | 7 | 22 | 311.8754 | 7462 | 37.94 | 28.94 | 1005 | 37.94 | 198.957 | 0 | Heating | 26.5276 | #N/A | #N/A | #N/A | #N/A | 198.957 | #N/A | #N/A | 3.6146 | #N/A | 0 | 0 | 0 | 0 | 0 | 0 | 0 | 0 | 0.08843% | 1 | 50% | 0% | 0% | 0% | 8.2745 | 0 | 0 | 0 | 8.2745 | #N/A
2007-11-07 23:01 | 11 | 7 | 23 | 311.9171 | 7463 | 37.94 | 28.94 | 1005 | 37.94 | 0 | 0 | Cooling | 0 | #N/A | #N/A | #N/A | #N/A | 0 | 0 | 0 | 0 | 0 | 0 | #N/A | #N/A | 88 | #N/A | #N/A | #N/A | #N/A | 0% | 1 | 50% | 0% | 0% | 0% | 8.2745 | 0 | 0 | 0 | 8.2745 | #N/A
2007-11-08 00:01 | 11 | 8 | 0 | 311.9588 | 7464 | 35.96 | 26.96 | 1005 | 35.96 | 2.9542 | 0 | Heating | 0.3939 | #N/A | #N/A | #N/A | #N/A | 2.9542 | #N/A | #N/A | 3.5052 | #N/A | 0 | 0 | 0 | 0 | 0 | 0 | 0 | 0 | 0.001313% | 1 | 50% | 0% | 0% | 0% | 8.2745 | 0 | 0 | 0 | 8.2745 | #N/A
2007-11-08 01:01 | 11 | 8 | 1 | 312.0004 | 7465 | 37.04 | 26.96 | 1005 | 37.04 | 10.6852 | 0 | Heating | 1.4247 | #N/A | #N/A | #N/A | #N/A | 10.6852 | #N/A | #N/A | 3.5637 | #N/A | 0 | 0 | 0 | 0 | 0 | 0 | 0 | 0 | 0.004749% | 1 | 50% | 0% | 0% | 0% | 8.2745 | 0 | 0 | 0 | 8.2745 | #N/A
2007-11-08 02:01 | 11 | 8 | 2 | 312.0421 | 7466 | 37.04 | 30.02 | 1004 | 37.04 | 12.0854 | 0 | Heating | 1.6114 | #N/A | #N/A | #N/A | #N/A | 12.0854 | #N/A | #N/A | 3.5637 | #N/A | 0 | 0 | 0 | 0 | 0 | 0 | 0 | 0 | 0.005371% | 1 | 50% | 0% | 0% | 0% | 8.2745 | 0 | 0 | 0 | 8.2745 | #N/A
2007-11-08 03:01 | 11 | 8 | 3 | 312.0838 | 7467 | 30.02 | 30.02 | 1004 | 30.02 | 12.5496 | 0 | Heating | 1.6733 | #N/A | #N/A | #N/A | #N/A | 12.5496 | #N/A | #N/A | 3.2302 | #N/A | 0 | 0 | 0 | 0 | 0 | 0 | 0 | 0 | 0.005578% | 1 | 50% | 0% | 0% | 0% | 8.2745 | 0 | 0 | 0 | 8.2745 | #N/A
2007-11-08 04:01 | 11 | 8 | 4 | 312.1254 | 7468 | 30.92 | 30.92 | 1003 | 30.92 | 12.3886 | 0 | Heating | 1.6518 | #N/A | #N/A | #N/A | #N/A | 12.3886 | #N/A | #N/A | 3.2671 | #N/A | 0 | 0 | 0 | 0 | 0 | 0 | 0 | 0 | 0.005506% | 1 | 50% | 0% | 0% | 0% | 8.2745 | 0 | 0 | 0 | 8.2745 | #N/A
2007-11-08 05:01 | 11 | 8 | 5 | 312.1671 | 7469 | 30.92 | 32 | 1003 | 30.92 | 11.3884 | 0 | Heating | 1.5185 | #N/A | #N/A | #N/A | #N/A | 11.3884 | #N/A | #N/A | 3.2671 | #N/A | 0 | 0 | 0 | 0 | 0 | 0 | 0 | 0 | 0.005062% | 1 | 50% | 0% | 0% | 0% | 8.2745 | 0 | 0 | 0 | 8.2745 | #N/A
2007-11-08 06:01 | 11 | 8 | 6 | 312.2088 | 7470 | 30.02 | 37.04 | 1003 | 30.02 | 3.2925 | 0 | Heating | 0.439 | #N/A | #N/A | #N/A | #N/A | 3.2925 | #N/A | #N/A | 3.2302 | #N/A | 0 | 0 | 0 | 0 | 0 | 0 | 0 | 0 | 0.001463% | 1 | 50% | 0% | 0% | 0% | 8.2745 | 0 | 0 | 0 | 8.2745 | #N/A
2007-11-08 07:01 | 11 | 8 | 7 | 312.2504 | 7471 | 28.94 | 39.02 | 1003 | 28.94 | 357.3422 | 0 | Heating | 47.6456 | #N/A | #N/A | #N/A | #N/A | 357.3422 | #N/A | #N/A | 3.188 | #N/A | 0 | 0 | 0 | 0 | 0 | 0 | 0 | 0 | 0.1588% | 1 | 50% | 0% | 0% | 0% | 8.2745 | 0 | 0 | 0 | 8.2745 | #N/A
2007-11-08 08:01 | 11 | 8 | 8 | 312.2921 | 7472 | 28.94 | 39.02 | 1002 | 28.94 | 134.5669 | 0 | Heating | 17.9422 | #N/A | #N/A | #N/A | #N/A | 134.5669 | #N/A | #N/A | 3.188 | #N/A | 0 | 0 | 0 | 0 | 0 | 0 | 0 | 0 | 0.05981% | 1 | 50% | 0% | 0% | 0% | 8.2745 | 0 | 0 | 0 | 8.2745 | #N/A
2007-11-08 09:01 | 11 | 8 | 9 | 312.3338 | 7473 | 37.94 | 37.94 | 1002 | 37.94 | 15.0859 | 0 | Heating | 2.0114 | #N/A | #N/A | #N/A | #N/A | 15.0859 | #N/A | #N/A | 3.6146 | #N/A | 0 | 0 | 0 | 0 | 0 | 0 | 0 | 0 | 0.006705% | 1 | 50% | 0% | 0% | 0% | 8.2745 | 0 | 0 | 0 | 8.2745 | #N/A
2007-11-08 10:01 | 11 | 8 | 10 | 312.3754 | 7474 | 42.98 | 37.04 | 1002 | 42.98 | 7.9052 | 0 | Heating | 1.054 | #N/A | #N/A | #N/A | #N/A | 7.9052 | #N/A | #N/A | 3.9388 | #N/A | 0 | 0 | 0 | 0 | 0 | 0 | 0 | 0 | 0.003513% | 1 | 50% | 0% | 0% | 0% | 8.2745 | 0 | 0 | 0 | 8.2745 | #N/A
2007-11-08 11:01 | 11 | 8 | 11 | 312.4171 | 7475 | 42.98 | 37.04 | 1001 | 42.98 | 5.4171 | 0 | Heating | 0.72228 | #N/A | #N/A | #N/A | #N/A | 5.4171 | #N/A | #N/A | 3.9388 | #N/A | 0 | 0 | 0 | 0 | 0 | 0 | 0 | 0 | 0.002408% | 1 | 50% | 0% | 0% | 0% | 8.2745 | 0 | 0 | 0 | 8.2745 | #N/A
2007-11-08 12:01 | 11 | 8 | 12 | 312.4588 | 7476 | 48.02 | 37.04 | 1001 | 48.02 | 0.25351 | 0 | Heating | 0.033801 | #N/A | #N/A | #N/A | #N/A | 0.25351 | #N/A | #N/A | 4.3357 | #N/A | 0 | 0 | 0 | 0 | 0 | 0 | 0 | 0 | 0.0001127% | 1 | 50% | 0% | 0% | 0% | 8.2745 | 0 | 0 | 0 | 8.2745 | #N/A
2007-11-08 13:01 | 11 | 8 | 13 | 312.5004 | 7477 | 50 | 37.94 | 1000 | 50 | 0.0039959 | 0 | Heating | 0.00053279 | #N/A | #N/A | #N/A | #N/A | 0.0039959 | #N/A | #N/A | 4.5134 | #N/A | 0 | 0 | 0 | 0 | 0 | 0 | 0 | 0 | 1.776e-06% | 1 | 50% | 0% | 0% | 0% | 8.2745 | 0 | 0 | 0 | 8.2745 | #N/A
2007-11-08 14:01 | 11 | 8 | 14 | 312.5421 | 7478 | 50 | 39.02 | 1000 | 50 | 0 | 0 | Cooling | 0 | #N/A | #N/A | #N/A | #N/A | 0 | 0 | 0 | 0 | 0 | 0 | #N/A | #N/A | 88 | #N/A | #N/A | #N/A | #N/A | 0% | 1 | 50% | 0% | 0% | 0% | 8.2745 | 0 | 0 | 0 | 8.2745 | #N/A
2007-11-08 15:01 | 11 | 8 | 15 | 312.5838 | 7479 | 53.06 | 37.94 | 1001 | 53.06 | 0 | 0 | Cooling | 0 | #N/A | #N/A | #N/A | #N/A | 0 | 0 | 0 | 0 | 0 | 0 | #N/A | #N/A | 88 | #N/A | #N/A | #N/A | #N/A | 0% | 1 | 50% | 0% | 0% | 0% | 8.2745 | 0 | 0 | 0 | 8.2745 | #N/A
2007-11-08 16:01 | 11 | 8 | 16 | 312.6254 | 7480 | 51.98 | 39.02 | 1001 | 51.98 | 0 | 0 | Cooling | 0 | #N/A | #N/A | #N/A | #N/A | 0 | 0 | 0 | 0 | 0 | 0 | #N/A | #N/A | 88 | #N/A | #N/A | #N/A | #N/A | 0% | 1 | 50% | 0% | 0% | 0% | 8.2745 | 0 | 0 | 0 | 8.2745 | #N/A
2007-11-08 17:01 | 11 | 8 | 17 | 312.6671 | 7481 | 51.98 | 37.94 | 1001 | 51.98 | 0 | 0 | Cooling | 0 | #N/A | #N/A | #N/A | #N/A | 0 | 0 | 0 | 0 | 0 | 0 | #N/A | #N/A | 88 | #N/A | #N/A | #N/A | #N/A | 0% | 1 | 50% | 0% | 0% | 0% | 8.2745 | 0 | 0 | 0 | 8.2745 | #N/A
2007-11-08 18:01 | 11 | 8 | 18 | 312.7088 | 7482 | 42.08 | 41 | 1001 | 42.08 | 0 | 0.017333 | Cooling | 0.0028888 | #N/A | #N/A | #N/A | #N/A | 0 | 0 | 0 | 0 | 0 | 0.017333 | #N/A | #N/A | 88 | #N/A | #N/A | #N/A | #N/A | 9.629e-06% | 1 | 50% | 0% | 0% | 0% | 8.2745 | 0 | 0 | 0 | 8.2745 | #N/A
2007-11-08 19:01 | 11 | 8 | 19 | 312.7504 | 7483 | 39.02 | 41 | 1001 | 39.02 | 0.047697 | 0 | Heating | 0.0063596 | #N/A | #N/A | #N/A | #N/A | 0.047697 | #N/A | #N/A | 3.6785 | #N/A | 0 | 0 | 0 | 0 | 0 | 0 | 0 | 0 | 2.12e-05% | 1 | 50% | 0% | 0% | 0% | 8.2745 | 0 | 0 | 0 | 8.2745 | #N/A
2007-11-08 20:01 | 11 | 8 | 20 | 312.7921 | 7484 | 39.02 | 41 | 1001 | 39.02 | 1.191 | 0 | Heating | 0.1588 | #N/A | #N/A | #N/A | #N/A | 1.191 | #N/A | #N/A | 3.6785 | #N/A | 0 | 0 | 0 | 0 | 0 | 0 | 0 | 0 | 0.0005293% | 1 | 50% | 0% | 0% | 0% | 8.2745 | 0 | 0 | 0 | 8.2745 | #N/A
2007-11-08 21:01 | 11 | 8 | 21 | 312.8338 | 7485 | 35.96 | 42.98 | 1001 | 35.96 | 7.2272 | 0 | Heating | 0.96362 | #N/A | #N/A | #N/A | #N/A | 7.2272 | #N/A | #N/A | 3.5052 | #N/A | 0 | 0 | 0 | 0 | 0 | 0 | 0 | 0 | 0.003212% | 1 | 50% | 0% | 0% | 0% | 8.2745 | 0 | 0 | 0 | 8.2745 | #N/A
2007-11-08 22:01 | 11 | 8 | 22 | 312.8754 | 7486 | 35.06 | 44.06 | 1001 | 35.06 | 9.1895 | 0 | Heating | 1.2253 | #N/A | #N/A | #N/A | #N/A | 9.1895 | #N/A | #N/A | 3.4585 | #N/A | 0 | 0 | 0 | 0 | 0 | 0 | 0 | 0 | 0.004084% | 1 | 50% | 0% | 0% | 0% | 8.2745 | 0 | 0 | 0 | 8.2745 | #N/A
2007-11-08 23:01 | 11 | 8 | 23 | 312.9171 | 7487 | 35.06 | 44.96 | 1000 | 35.06 | 0 | 0 | Cooling | 0 | #N/A | #N/A | #N/A | #N/A | 0 | 0 | 0 | 0 | 0 | 0 | #N/A | #N/A | 88 | #N/A | #N/A | #N/A | #N/A | 0% | 1 | 50% | 0% | 0% | 0% | 8.2745 | 0 | 0 | 0 | 8.2745 | #N/A
2007-11-09 00:01 | 11 | 9 | 0 | 312.9588 | 7488 | 33.08 | 44.96 | 1001 | 33.08 | 0 | 0 | Cooling | 0 | #N/A | #N/A | #N/A | #N/A | 0 | 0 | 0 | 0 | 0 | 0 | #N/A | #N/A | 88 | #N/A | #N/A | #N/A | #N/A | 0% | 1 | 50% | 0% | 0% | 0% | 8.2745 | 0 | 0 | 0 | 8.2745 | #N/A
2007-11-09 01:01 | 11 | 9 | 1 | 313.0004 | 7489 | 32 | 44.96 | 1000 | 32 | 0 | 0 | Cooling | 0 | #N/A | #N/A | #N/A | #N/A | 0 | 0 | 0 | 0 | 0 | 0 | #N/A | #N/A | 88 | #N/A | #N/A | #N/A | #N/A | 0% | 1 | 50% | 0% | 0% | 0% | 8.2745 | 0 | 0 | 0 | 8.2745 | #N/A
2007-11-09 02:01 | 11 | 9 | 2 | 313.0421 | 7490 | 32 | 44.96 | 1000 | 32 | 0 | 0 | Cooling | 0 | #N/A | #N/A | #N/A | #N/A | 0 | 0 | 0 | 0 | 0 | 0 | #N/A | #N/A | 88 | #N/A | #N/A | #N/A | #N/A | 0% | 1 | 50% | 0% | 0% | 0% | 8.2745 | 0 | 0 | 0 | 8.2745 | #N/A
2007-11-09 03:01 | 11 | 9 | 3 | 313.0838 | 7491 | 30.02 | 46.04 | 1000 | 30.02 | 0 | 0 | Cooling | 0 | #N/A | #N/A | #N/A | #N/A | 0 | 0 | 0 | 0 | 0 | 0 | #N/A | #N/A | 88 | #N/A | #N/A | #N/A | #N/A | 0% | 1 | 50% | 0% | 0% | 0% | 8.2745 | 0 | 0 | 0 | 8.2745 | #N/A
2007-11-09 04:01 | 11 | 9 | 4 | 313.1254 | 7492 | 26.96 | 46.94 | 999 | 26.96 | 0 | 0 | Cooling | 0 | #N/A | #N/A | #N/A | #N/A | 0 | 0 | 0 | 0 | 0 | 0 | #N/A | #N/A | 88 | #N/A | #N/A | #N/A | #N/A | 0% | 1 | 50% | 0% | 0% | 0% | 8.2745 | 0 | 0 | 0 | 8.2745 | #N/A
2007-11-09 05:01 | 11 | 9 | 5 | 313.1671 | 7493 | 26.96 | 46.04 | 1001 | 26.96 | 0 | 0 | Cooling | 0 | #N/A | #N/A | #N/A | #N/A | 0 | 0 | 0 | 0 | 0 | 0 | #N/A | #N/A | 88 | #N/A | #N/A | #N/A | #N/A | 0% | 1 | 50% | 0% | 0% | 0% | 8.2745 | 0 | 0 | 0 | 8.2745 | #N/A
2007-11-09 06:01 | 11 | 9 | 6 | 313.2088 | 7494 | 28.04 | 46.04 | 1001 | 28.04 | 0 | 0 | Cooling | 0 | #N/A | #N/A | #N/A | #N/A | 0 | 0 | 0 | 0 | 0 | 0 | #N/A | #N/A | 88 | #N/A | #N/A | #N/A | #N/A | 0% | 1 | 50% | 0% | 0% | 0% | 8.2745 | 0 | 0 | 0 | 8.2745 | #N/A
2007-11-09 07:01 | 11 | 9 | 7 | 313.2504 | 7495 | 28.04 | 46.94 | 1002 | 28.04 | 90.2838 | 0 | Heating | 12.0378 | #N/A | #N/A | #N/A | #N/A | 90.2838 | #N/A | #N/A | 3.1545 | #N/A | 0 | 0 | 0 | 0 | 0 | 0 | 0 | 0 | 0.04013% | 1 | 50% | 0% | 0% | 0% | 8.2745 | 0 | 0 | 0 | 8.2745 | #N/A
2007-11-09 08:01 | 11 | 9 | 8 | 313.2921 | 7496 | 28.04 | 46.04 | 1003 | 28.04 | 18.0745 | 0 | Heating | 2.4099 | #N/A | #N/A | #N/A | #N/A | 18.0745 | #N/A | #N/A | 3.1545 | #N/A | 0 | 0 | 0 | 0 | 0 | 0 | 0 | 0 | 0.008033% | 1 | 50% | 0% | 0% | 0% | 8.2745 | 0 | 0 | 0 | 8.2745 | #N/A
2007-11-09 09:01 | 11 | 9 | 9 | 313.3338 | 7497 | 37.94 | 44.96 | 1004 | 37.94 | 9.4503 | 0 | Heating | 1.26 | #N/A | #N/A | #N/A | #N/A | 9.4503 | #N/A | #N/A | 3.6146 | #N/A | 0 | 0 | 0 | 0 | 0 | 0 | 0 | 0 | 0.0042% | 1 | 50% | 0% | 0% | 0% | 8.2745 | 0 | 0 | 0 | 8.2745 | #N/A
2007-11-09 10:01 | 11 | 9 | 10 | 313.3754 | 7498 | 42.98 | 44.06 | 1005 | 42.98 | 11.8281 | 0 | Heating | 1.5771 | #N/A | #N/A | #N/A | #N/A | 11.8281 | #N/A | #N/A | 3.9388 | #N/A | 0 | 0 | 0 | 0 | 0 | 0 | 0 | 0 | 0.005257% | 1 | 50% | 0% | 0% | 0% | 8.2745 | 0 | 0 | 0 | 8.2745 | #N/A
2007-11-09 11:01 | 11 | 9 | 11 | 313.4171 | 7499 | 42.98 | 39.92 | 1006 | 42.98 | 18.0063 | 0 | Heating | 2.4008 | #N/A | #N/A | #N/A | #N/A | 18.0063 | #N/A | #N/A | 3.9388 | #N/A | 0 | 0 | 0 | 0 | 0 | 0 | 0 | 0 | 0.008003% | 1 | 50% | 0% | 0% | 0% | 8.2745 | 0 | 0 | 0 | 8.2745 | #N/A
2007-11-09 12:01 | 11 | 9 | 12 | 313.4588 | 7500 | 51.98 | 39.92 | 1006 | 51.98 | 18.3096 | 0 | Heating | 2.4413 | #N/A | #N/A | #N/A | #N/A | 18.3096 | #N/A | #N/A | 4.7043 | #N/A | 0 | 0 | 0 | 0 | 0 | 0 | 0 | 0 | 0.008138% | 1 | 50% | 0% | 0% | 0% | 8.2745 | 0 | 0 | 0 | 8.2745 | #N/A
2007-11-09 13:01 | 11 | 9 | 13 | 313.5004 | 7501 | 55.94 | 39.92 | 1006 | 55.94 | 16.9958 | 0 | Heating | 2.2661 | #N/A | #N/A | #N/A | #N/A | 16.9958 | #N/A | #N/A | 5.1278 | #N/A | 0 | 0 | 0 | 0 | 0 | 0 | 0 | 0 | 0.007554% | 1 | 50% | 0% | 0% | 0% | 8.2745 | 0 | 0 | 0 | 8.2745 | #N/A
2007-11-09 14:01 | 11 | 9 | 14 | 313.5421 | 7502 | 55.94 | 37.94 | 1007 | 55.94 | 14.7697 | 0 | Heating | 1.9693 | #N/A | #N/A | #N/A | #N/A | 14.7697 | #N/A | #N/A | 5.1278 | #N/A | 0 | 0 | 0 | 0 | 0 | 0 | 0 | 0 | 0.006564% | 1 | 50% | 0% | 0% | 0% | 8.2745 | 0 | 0 | 0 | 8.2745 | #N/A
2007-11-09 15:01 | 11 | 9 | 15 | 313.5838 | 7503 | 59 | 37.04 | 1007 | 59 | 60.6113 | 0 | Heating | 8.0815 | #N/A | #N/A | #N/A | #N/A | 60.6113 | #N/A | #N/A | 5.4953 | #N/A | 0 | 0 | 0 | 0 | 0 | 0 | 0 | 0 | 0.02694% | 1 | 50% | 0% | 0% | 0% | 8.2745 | 0 | 0 | 0 | 8.2745 | #N/A
2007-11-09 16:01 | 11 | 9 | 16 | 313.6254 | 7504 | 57.92 | 37.04 | 1008 | 57.92 | 97.5289 | 0 | Heating | 13.0039 | #N/A | #N/A | #N/A | #N/A | 97.5289 | #N/A | #N/A | 5.3615 | #N/A | 0 | 0 | 0 | 0 | 0 | 0 | 0 | 0 | 0.04335% | 1 | 50% | 0% | 0% | 0% | 8.2745 | 0 | 0 | 0 | 8.2745 | #N/A
2007-11-09 17:01 | 11 | 9 | 17 | 313.6671 | 7505 | 57.92 | 35.96 | 1009 | 57.92 | 83.1649 | 0 | Heating | 11.0887 | #N/A | #N/A | #N/A | #N/A | 83.1649 | #N/A | #N/A | 5.3615 | #N/A | 0 | 0 | 0 | 0 | 0 | 0 | 0 | 0 | 0.03696% | 1 | 50% | 0% | 0% | 0% | 8.2745 | 0 | 0 | 0 | 8.2745 | #N/A
2007-11-09 18:01 | 11 | 9 | 18 | 313.7088 | 7506 | 46.94 | 35.06 | 1009 | 46.94 | 123.4281 | 0 | Heating | 16.4571 | #N/A | #N/A | #N/A | #N/A | 123.4281 | #N/A | #N/A | 4.2441 | #N/A | 0 | 0 | 0 | 0 | 0 | 0 | 0 | 0 | 0.05486% | 1 | 50% | 0% | 0% | 0% | 8.2745 | 0 | 0 | 0 | 8.2745 | #N/A
2007-11-09 19:01 | 11 | 9 | 19 | 313.7504 | 7507 | 44.96 | 32 | 1010 | 44.96 | 0 | 0 | Cooling | 0 | #N/A | #N/A | #N/A | #N/A | 0 | 0 | 0 | 0 | 0 | 0 | #N/A | #N/A | 88 | #N/A | #N/A | #N/A | #N/A | 0% | 1 | 50% | 0% | 0% | 0% | 8.2745 | 0 | 0 | 0 | 8.2745 | #N/A
2007-11-09 20:01 | 11 | 9 | 20 | 313.7921 | 7508 | 44.96 | 28.94 | 1010 | 44.96 | 0 | 0 | Cooling | 0 | #N/A | #N/A | #N/A | #N/A | 0 | 0 | 0 | 0 | 0 | 0 | #N/A | #N/A | 88 | #N/A | #N/A | #N/A | #N/A | 0% | 1 | 50% | 0% | 0% | 0% | 8.2745 | 0 | 0 | 0 | 8.2745 | #N/A
2007-11-09 21:01 | 11 | 9 | 21 | 313.8338 | 7509 | 41 | 30.02 | 1010 | 41 | 0 | 0 | Cooling | 0 | #N/A | #N/A | #N/A | #N/A | 0 | 0 | 0 | 0 | 0 | 0 | #N/A | #N/A | 88 | #N/A | #N/A | #N/A | #N/A | 0% | 1 | 50% | 0% | 0% | 0% | 8.2745 | 0 | 0 | 0 | 8.2745 | #N/A
2007-11-09 22:01 | 11 | 9 | 22 | 313.8754 | 7510 | 41 | 30.02 | 1011 | 41 | 0 | 0 | Cooling | 0 | #N/A | #N/A | #N/A | #N/A | 0 | 0 | 0 | 0 | 0 | 0 | #N/A | #N/A | 88 | #N/A | #N/A | #N/A | #N/A | 0% | 1 | 50% | 0% | 0% | 0% | 8.2745 | 0 | 0 | 0 | 8.2745 | #N/A
2007-11-09 23:01 | 11 | 9 | 23 | 313.9171 | 7511 | 41 | 26.96 | 1011 | 41 | 0.15283 | 0 | Heating | 0.020377 | #N/A | #N/A | #N/A | #N/A | 0.15283 | #N/A | #N/A | 3.8033 | #N/A | 0 | 0 | 0 | 0 | 0 | 0 | 0 | 0 | 6.792e-05% | 1 | 50% | 0% | 0% | 0% | 8.2745 | 0 | 0 | 0 | 8.2745 | #N/A
2007-11-10 00:01 | 11 | 10 | 0 | 313.9588 | 7512 | 39.92 | 26.06 | 1011 | 39.92 | 6.0464 | 0 | Heating | 0.80618 | #N/A | #N/A | #N/A | #N/A | 6.0464 | #N/A | #N/A | 3.7339 | #N/A | 0 | 0 | 0 | 0 | 0 | 0 | 0 | 0 | 0.002687% | 1 | 50% | 0% | 0% | 0% | 8.2745 | 0 | 0 | 0 | 8.2745 | #N/A
2007-11-10 01:01 | 11 | 10 | 1 | 314.0004 | 7513 | 39.92 | 26.06 | 1011 | 39.92 | 9.695 | 0 | Heating | 1.2927 | #N/A | #N/A | #N/A | #N/A | 9.695 | #N/A | #N/A | 3.7339 | #N/A | 0 | 0 | 0 | 0 | 0 | 0 | 0 | 0 | 0.004309% | 1 | 50% | 0% | 0% | 0% | 8.2745 | 0 | 0 | 0 | 8.2745 | #N/A
2007-11-10 02:01 | 11 | 10 | 2 | 314.0421 | 7514 | 39.92 | 24.98 | 1011 | 39.92 | 14.7003 | 0 | Heating | 1.96 | #N/A | #N/A | #N/A | #N/A | 14.7003 | #N/A | #N/A | 3.7339 | #N/A | 0 | 0 | 0 | 0 | 0 | 0 | 0 | 0 | 0.006533% | 1 | 50% | 0% | 0% | 0% | 8.2745 | 0 | 0 | 0 | 8.2745 | #N/A
2007-11-10 03:01 | 11 | 10 | 3 | 314.0838 | 7515 | 42.98 | 26.06 | 1011 | 42.98 | 18.4424 | 0 | Heating | 2.459 | #N/A | #N/A | #N/A | #N/A | 18.4424 | #N/A | #N/A | 3.9388 | #N/A | 0 | 0 | 0 | 0 | 0 | 0 | 0 | 0 | 0.008197% | 1 | 50% | 0% | 0% | 0% | 8.2745 | 0 | 0 | 0 | 8.2745 | #N/A
2007-11-10 04:01 | 11 | 10 | 4 | 314.1254 | 7516 | 44.06 | 24.08 | 1012 | 44.06 | 20.6632 | 0 | Heating | 2.7551 | #N/A | #N/A | #N/A | #N/A | 20.6632 | #N/A | #N/A | 4.0174 | #N/A | 0 | 0 | 0 | 0 | 0 | 0 | 0 | 0 | 0.009184% | 1 | 50% | 0% | 0% | 0% | 8.2745 | 0 | 0 | 0 | 8.2745 | #N/A
2007-11-10 05:01 | 11 | 10 | 5 | 314.1671 | 7517 | 44.06 | 21.92 | 1013 | 44.06 | 30.2094 | 0 | Heating | 4.0279 | #N/A | #N/A | #N/A | #N/A | 30.2094 | #N/A | #N/A | 4.0174 | #N/A | 0 | 0 | 0 | 0 | 0 | 0 | 0 | 0 | 0.01343% | 1 | 50% | 0% | 0% | 0% | 8.2745 | 0 | 0 | 0 | 8.2745 | #N/A
2007-11-10 06:01 | 11 | 10 | 6 | 314.2088 | 7518 | 42.98 | 21.02 | 1013 | 42.98 | 51.318 | 0 | Heating | 6.8424 | #N/A | #N/A | #N/A | #N/A | 51.318 | #N/A | #N/A | 3.9388 | #N/A | 0 | 0 | 0 | 0 | 0 | 0 | 0 | 0 | 0.02281% | 1 | 50% | 0% | 0% | 0% | 8.2745 | 0 | 0 | 0 | 8.2745 | #N/A
2007-11-10 07:01 | 11 | 10 | 7 | 314.2504 | 7519 | 42.98 | 19.94 | 1013 | 42.98 | 40.9834 | 0 | Heating | 5.4644 | #N/A | #N/A | #N/A | #N/A | 40.9834 | #N/A | #N/A | 3.9388 | #N/A | 0 | 0 | 0 | 0 | 0 | 0 | 0 | 0 | 0.01821% | 1 | 50% | 0% | 0% | 0% | 8.2745 | 0 | 0 | 0 | 8.2745 | #N/A
2007-11-10 08:01 | 11 | 10 | 8 | 314.2921 | 7520 | 42.98 | 19.94 | 1014 | 42.98 | 33.7637 | 0 | Heating | 4.5018 | #N/A | #N/A | #N/A | #N/A | 33.7637 | #N/A | #N/A | 3.9388 | #N/A | 0 | 0 | 0 | 0 | 0 | 0 | 0 | 0 | 0.01501% | 1 | 50% | 0% | 0% | 0% | 8.2745 | 0 | 0 | 0 | 8.2745 | #N/A
2007-11-10 09:01 | 11 | 10 | 9 | 314.3338 | 7521 | 46.04 | 17.96 | 1013 | 46.04 | 38.8684 | 0 | Heating | 5.1825 | #N/A | #N/A | #N/A | #N/A | 38.8684 | #N/A | #N/A | 4.1705 | #N/A | 0 | 0 | 0 | 0 | 0 | 0 | 0 | 0 | 0.01727% | 1 | 50% | 0% | 0% | 0% | 8.2745 | 0 | 0 | 0 | 8.2745 | #N/A
2007-11-10 10:01 | 11 | 10 | 10 | 314.3754 | 7522 | 48.02 | 15.08 | 1013 | 48.02 | 67.7004 | 0 | Heating | 9.0267 | #N/A | #N/A | #N/A | #N/A | 67.7004 | #N/A | #N/A | 4.3357 | #N/A | 0 | 0 | 0 | 0 | 0 | 0 | 0 | 0 | 0.03009% | 1 | 50% | 0% | 0% | 0% | 8.2745 | 0 | 0 | 0 | 8.2745 | #N/A
2007-11-10 11:01 | 11 | 10 | 11 | 314.4171 | 7523 | 48.02 | 17.06 | 1013 | 48.02 | 109.0352 | 0 | Heating | 14.538 | #N/A | #N/A | #N/A | #N/A | 109.0352 | #N/A | #N/A | 4.3357 | #N/A | 0 | 0 | 0 | 0 | 0 | 0 | 0 | 0 | 0.04846% | 1 | 50% | 0% | 0% | 0% | 8.2745 | 0 | 0 | 0 | 8.2745 | #N/A
2007-11-10 12:01 | 11 | 10 | 12 | 314.4588 | 7524 | 50 | 14 | 1013 | 50 | 111.0634 | 0 | Heating | 14.8085 | #N/A | #N/A | #N/A | #N/A | 111.0634 | #N/A | #N/A | 4.5134 | #N/A | 0 | 0 | 0 | 0 | 0 | 0 | 0 | 0 | 0.04936% | 1 | 50% | 0% | 0% | 0% | 8.2745 | 0 | 0 | 0 | 8.2745 | #N/A
2007-11-10 13:01 | 11 | 10 | 13 | 314.5004 | 7525 | 50 | 14 | 1013 | 50 | 119.4395 | 0 | Heating | 15.9253 | #N/A | #N/A | #N/A | #N/A | 119.4395 | #N/A | #N/A | 4.5134 | #N/A | 0 | 0 | 0 | 0 | 0 | 0 | 0 | 0 | 0.05308% | 1 | 50% | 0% | 0% | 0% | 8.2745 | 0 | 0 | 0 | 8.2745 | #N/A
2007-11-10 14:01 | 11 | 10 | 14 | 314.5421 | 7526 | 50 | 14 | 1012 | 50 | 123.4828 | 0 | Heating | 16.4644 | #N/A | #N/A | #N/A | #N/A | 123.4828 | #N/A | #N/A | 4.5134 | #N/A | 0 | 0 | 0 | 0 | 0 | 0 | 0 | 0 | 0.05488% | 1 | 50% | 0% | 0% | 0% | 8.2745 | 0 | 0 | 0 | 8.2745 | #N/A
2007-11-10 15:01 | 11 | 10 | 15 | 314.5838 | 7527 | 48.02 | 14 | 1012 | 48.02 | 143.0512 | 0 | Heating | 19.0735 | #N/A | #N/A | #N/A | #N/A | 143.0512 | #N/A | #N/A | 4.3357 | #N/A | 0 | 0 | 0 | 0 | 0 | 0 | 0 | 0 | 0.06358% | 1 | 50% | 0% | 0% | 0% | 8.2745 | 0 | 0 | 0 | 8.2745 | #N/A
2007-11-10 16:01 | 11 | 10 | 16 | 314.6254 | 7528 | 46.94 | 14 | 1012 | 46.94 | 194.0231 | 0 | Heating | 25.8697 | #N/A | #N/A | #N/A | #N/A | 194.0231 | #N/A | #N/A | 4.2441 | #N/A | 0 | 0 | 0 | 0 | 0 | 0 | 0 | 0 | 0.08623% | 1 | 50% | 0% | 0% | 0% | 8.2745 | 0 | 0 | 0 | 8.2745 | #N/A
2007-11-10 17:01 | 11 | 10 | 17 | 314.6671 | 7529 | 44.96 | 14 | 1011 | 44.96 | 190.0232 | 0 | Heating | 25.3364 | #N/A | #N/A | #N/A | #N/A | 190.0232 | #N/A | #N/A | 4.0856 | #N/A | 0 | 0 | 0 | 0 | 0 | 0 | 0 | 0 | 0.08445% | 1 | 50% | 0% | 0% | 0% | 8.2745 | 0 | 0 | 0 | 8.2745 | #N/A
2007-11-10 18:01 | 11 | 10 | 18 | 314.7088 | 7530 | 44.06 | 15.08 | 1011 | 44.06 | 192.6575 | 0 | Heating | 25.6877 | #N/A | #N/A | #N/A | #N/A | 192.6575 | #N/A | #N/A | 4.0174 | #N/A | 0 | 0 | 0 | 0 | 0 | 0 | 0 | 0 | 0.08563% | 1 | 50% | 0% | 0% | 0% | 8.2745 | 0 | 0 | 0 | 8.2745 | #N/A
2007-11-10 19:01 | 11 | 10 | 19 | 314.7504 | 7531 | 44.06 | 15.98 | 1012 | 44.06 | 209.7575 | 0 | Heating | 27.9677 | #N/A | #N/A | #N/A | #N/A | 209.7575 | #N/A | #N/A | 4.0174 | #N/A | 0 | 0 | 0 | 0 | 0 | 0 | 0 | 0 | 0.09323% | 1 | 50% | 0% | 0% | 0% | 8.2745 | 0 | 0 | 0 | 8.2745 | #N/A
2007-11-10 20:01 | 11 | 10 | 20 | 314.7921 | 7532 | 44.06 | 14 | 1012 | 44.06 | 256.0058 | 0 | Heating | 34.1341 | #N/A | #N/A | #N/A | #N/A | 256.0058 | #N/A | #N/A | 4.0174 | #N/A | 0 | 0 | 0 | 0 | 0 | 0 | 0 | 0 | 0.1138% | 1 | 50% | 0% | 0% | 0% | 8.2745 | 0 | 0 | 0 | 8.2745 | #N/A
2007-11-10 21:01 | 11 | 10 | 21 | 314.8338 | 7533 | 42.98 | 17.96 | 1011 | 42.98 | 271.4432 | 0 | Heating | 36.1924 | #N/A | #N/A | #N/A | #N/A | 271.4432 | #N/A | #N/A | 3.9388 | #N/A | 0 | 0 | 0 | 0 | 0 | 0 | 0 | 0 | 0.1206% | 1 | 50% | 0% | 0% | 0% | 8.2745 | 0 | 0 | 0 | 8.2745 | #N/A
2007-11-10 22:01 | 11 | 10 | 22 | 314.8754 | 7534 | 42.08 | 17.96 | 1011 | 42.08 | 306.6398 | 0 | Heating | 40.8853 | #N/A | #N/A | #N/A | #N/A | 306.6398 | #N/A | #N/A | 3.8759 | #N/A | 0 | 0 | 0 | 0 | 0 | 0 | 0 | 0 | 0.1363% | 1 | 50% | 0% | 0% | 0% | 8.2745 | 0 | 0 | 0 | 8.2745 | #N/A
2007-11-10 23:01 | 11 | 10 | 23 | 314.9171 | 7535 | 42.08 | 17.06 | 1010 | 42.08 | 343.4123 | 0 | Heating | 45.7883 | #N/A | #N/A | #N/A | #N/A | 343.4123 | #N/A | #N/A | 3.8759 | #N/A | 0 | 0 | 0 | 0 | 0 | 0 | 0 | 0 | 0.1526% | 1 | 50% | 0% | 0% | 0% | 8.2745 | 0 | 0 | 0 | 8.2745 | #N/A
2007-11-11 00:01 | 11 | 11 | 0 | 314.9588 | 7536 | 39.92 | 17.06 | 1010 | 39.92 | 378.1162 | 0 | Heating | 50.4155 | #N/A | #N/A | #N/A | #N/A | 378.1162 | #N/A | #N/A | 3.7339 | #N/A | 0 | 0 | 0 | 0 | 0 | 0 | 0 | 0 | 0.1681% | 1 | 50% | 0% | 0% | 0% | 8.2745 | 0 | 0 | 0 | 8.2745 | #N/A
2007-11-11 01:01 | 11 | 11 | 1 | 315.0004 | 7537 | 39.02 | 17.96 | 1009 | 39.02 | 374.2373 | 0 | Heating | 49.8983 | #N/A | #N/A | #N/A | #N/A | 374.2373 | #N/A | #N/A | 3.6785 | #N/A | 0 | 0 | 0 | 0 | 0 | 0 | 0 | 0 | 0.1663% | 1 | 50% | 0% | 0% | 0% | 8.2745 | 0 | 0 | 0 | 8.2745 | #N/A
2007-11-11 02:01 | 11 | 11 | 2 | 315.0421 | 7538 | 39.02 | 17.96 | 1009 | 39.02 | 386.7927 | 0 | Heating | 51.5724 | #N/A | #N/A | #N/A | #N/A | 386.7927 | #N/A | #N/A | 3.6785 | #N/A | 0 | 0 | 0 | 0 | 0 | 0 | 0 | 0 | 0.1719% | 1 | 50% | 0% | 0% | 0% | 8.2745 | 0 | 0 | 0 | 8.2745 | #N/A
2007-11-11 03:01 | 11 | 11 | 3 | 315.0838 | 7539 | 33.98 | 17.96 | 1009 | 33.98 | 397.4551 | 0 | Heating | 52.994 | #N/A | #N/A | #N/A | #N/A | 397.4551 | #N/A | #N/A | 3.405 | #N/A | 0 | 0 | 0 | 0 | 0 | 0 | 0 | 0 | 0.1766% | 1 | 50% | 0% | 0% | 0% | 8.2745 | 0 | 0 | 0 | 8.2745 | #N/A
2007-11-11 04:01 | 11 | 11 | 4 | 315.1254 | 7540 | 33.08 | 17.96 | 1008 | 33.08 | 407.3066 | 0 | Heating | 54.3075 | #N/A | #N/A | #N/A | #N/A | 407.3066 | #N/A | #N/A | 3.3624 | #N/A | 0 | 0 | 0 | 0 | 0 | 0 | 0 | 0 | 0.181% | 1 | 50% | 0% | 0% | 0% | 8.2745 | 0 | 0 | 0 | 8.2745 | #N/A
2007-11-11 05:01 | 11 | 11 | 5 | 315.1671 | 7541 | 33.08 | 17.06 | 1008 | 33.08 | 397.6569 | 0 | Heating | 53.0209 | #N/A | #N/A | #N/A | #N/A | 397.6569 | #N/A | #N/A | 3.3624 | #N/A | 0 | 0 | 0 | 0 | 0 | 0 | 0 | 0 | 0.1767% | 1 | 50% | 0% | 0% | 0% | 8.2745 | 0 | 0 | 0 | 8.2745 | #N/A
2007-11-11 06:01 | 11 | 11 | 6 | 315.2088 | 7542 | 30.92 | 17.06 | 1007 | 30.92 | 369.2103 | 0 | Heating | 49.228 | #N/A | #N/A | #N/A | #N/A | 369.2103 | #N/A | #N/A | 3.2671 | #N/A | 0 | 0 | 0 | 0 | 0 | 0 | 0 | 0 | 0.1641% | 1 | 50% | 0% | 0% | 0% | 8.2745 | 0 | 0 | 0 | 8.2745 | #N/A
2007-11-11 07:01 | 11 | 11 | 7 | 315.2504 | 7543 | 30.92 | 17.06 | 1007 | 30.92 | 1147.5672 | 0 | Heating | 153.009 | #N/A | #N/A | #N/A | #N/A | 1147.5672 | #N/A | #N/A | 3.2671 | #N/A | 0 | 0 | 0 | 0 | 0 | 0 | 0 | 0 | 0.51% | 1 | 50% | 0% | 0% | 0% | 8.2745 | 0 | 0 | 0 | 8.2745 | #N/A
2007-11-11 08:01 | 11 | 11 | 8 | 315.2921 | 7544 | 30.92 | 17.06 | 1008 | 30.92 | 793.4743 | 0 | Heating | 105.7966 | #N/A | #N/A | #N/A | #N/A | 793.4743 | #N/A | #N/A | 3.2671 | #N/A | 0 | 0 | 0 | 0 | 0 | 0 | 0 | 0 | 0.3527% | 1 | 50% | 0% | 0% | 0% | 8.2745 | 0 | 0 | 0 | 8.2745 | #N/A
2007-11-11 09:01 | 11 | 11 | 9 | 315.3338 | 7545 | 39.02 | 17.96 | 1007 | 39.02 | 455.7021 | 0 | Heating | 60.7603 | #N/A | #N/A | #N/A | #N/A | 455.7021 | #N/A | #N/A | 3.6785 | #N/A | 0 | 0 | 0 | 0 | 0 | 0 | 0 | 0 | 0.2025% | 1 | 50% | 0% | 0% | 0% | 8.2745 | 0 | 0 | 0 | 8.2745 | #N/A
2007-11-11 10:01 | 11 | 11 | 10 | 315.3754 | 7546 | 42.08 | 17.96 | 1007 | 42.08 | 404.1064 | 0 | Heating | 53.8809 | #N/A | #N/A | #N/A | #N/A | 404.1064 | #N/A | #N/A | 3.8759 | #N/A | 0 | 0 | 0 | 0 | 0 | 0 | 0 | 0 | 0.1796% | 1 | 50% | 0% | 0% | 0% | 8.2745 | 0 | 0 | 0 | 8.2745 | #N/A
2007-11-11 11:01 | 11 | 11 | 11 | 315.4171 | 7547 | 42.08 | 17.96 | 1007 | 42.08 | 393.8917 | 0 | Heating | 52.5189 | #N/A | #N/A | #N/A | #N/A | 393.8917 | #N/A | #N/A | 3.8759 | #N/A | 0 | 0 | 0 | 0 | 0 | 0 | 0 | 0 | 0.1751% | 1 | 50% | 0% | 0% | 0% | 8.2745 | 0 | 0 | 0 | 8.2745 | #N/A
2007-11-11 12:01 | 11 | 11 | 12 | 315.4588 | 7548 | 44.96 | 17.96 | 1005 | 44.96 | 338.6072 | 0 | Heating | 45.1476 | #N/A | #N/A | #N/A | #N/A | 338.6072 | #N/A | #N/A | 4.0856 | #N/A | 0 | 0 | 0 | 0 | 0 | 0 | 0 | 0 | 0.1505% | 1 | 50% | 0% | 0% | 0% | 8.2745 | 0 | 0 | 0 | 8.2745 | #N/A
2007-11-11 13:01 | 11 | 11 | 13 | 315.5004 | 7549 | 48.92 | 17.96 | 1004 | 48.92 | 370.2314 | 0 | Heating | 49.3642 | #N/A | #N/A | #N/A | #N/A | 370.2314 | #N/A | #N/A | 4.4149 | #N/A | 0 | 0 | 0 | 0 | 0 | 0 | 0 | 0 | 0.1645% | 1 | 50% | 0% | 0% | 0% | 8.2745 | 0 | 0 | 0 | 8.2745 | #N/A
2007-11-11 14:01 | 11 | 11 | 14 | 315.5421 | 7550 | 48.92 | 17.96 | 1003 | 48.92 | 218.1128 | 0 | Heating | 29.0817 | #N/A | #N/A | #N/A | #N/A | 218.1128 | #N/A | #N/A | 4.4149 | #N/A | 0 | 0 | 0 | 0 | 0 | 0 | 0 | 0 | 0.09694% | 1 | 50% | 0% | 0% | 0% | 8.2745 | 0 | 0 | 0 | 8.2745 | #N/A
2007-11-11 15:01 | 11 | 11 | 15 | 315.5838 | 7551 | 48.02 | 17.96 | 1003 | 48.02 | 153.1366 | 0 | Heating | 20.4182 | #N/A | #N/A | #N/A | #N/A | 153.1366 | #N/A | #N/A | 4.3357 | #N/A | 0 | 0 | 0 | 0 | 0 | 0 | 0 | 0 | 0.06806% | 1 | 50% | 0% | 0% | 0% | 8.2745 | 0 | 0 | 0 | 8.2745 | #N/A
2007-11-11 16:01 | 11 | 11 | 16 | 315.6254 | 7552 | 48.02 | 19.04 | 1002 | 48.02 | 178.0248 | 0 | Heating | 23.7366 | #N/A | #N/A | #N/A | #N/A | 178.0248 | #N/A | #N/A | 4.3357 | #N/A | 0 | 0 | 0 | 0 | 0 | 0 | 0 | 0 | 0.07912% | 1 | 50% | 0% | 0% | 0% | 8.2745 | 0 | 0 | 0 | 8.2745 | #N/A
2007-11-11 17:01 | 11 | 11 | 17 | 315.6671 | 7553 | 48.02 | 19.04 | 1002 | 48.02 | 183.6285 | 0 | Heating | 24.4838 | #N/A | #N/A | #N/A | #N/A | 183.6285 | #N/A | #N/A | 4.3357 | #N/A | 0 | 0 | 0 | 0 | 0 | 0 | 0 | 0 | 0.08161% | 1 | 50% | 0% | 0% | 0% | 8.2745 | 0 | 0 | 0 | 8.2745 | #N/A
2007-11-11 18:01 | 11 | 11 | 18 | 315.7088 | 7554 | 44.96 | 19.04 | 1002 | 44.96 | 262.9495 | 0 | Heating | 35.0599 | #N/A | #N/A | #N/A | #N/A | 262.9495 | #N/A | #N/A | 4.0856 | #N/A | 0 | 0 | 0 | 0 | 0 | 0 | 0 | 0 | 0.1169% | 1 | 50% | 0% | 0% | 0% | 8.2745 | 0 | 0 | 0 | 8.2745 | #N/A
2007-11-11 19:01 | 11 | 11 | 19 | 315.7504 | 7555 | 44.06 | 19.04 | 1001 | 44.06 | 378.6333 | 0 | Heating | 50.4844 | #N/A | #N/A | #N/A | #N/A | 378.6333 | #N/A | #N/A | 4.0174 | #N/A | 0 | 0 | 0 | 0 | 0 | 0 | 0 | 0 | 0.1683% | 1 | 50% | 0% | 0% | 0% | 8.2745 | 0 | 0 | 0 | 8.2745 | #N/A
2007-11-11 20:01 | 11 | 11 | 20 | 315.7921 | 7556 | 44.06 | 17.06 | 1002 | 44.06 | 413.6547 | 0 | Heating | 55.154 | #N/A | #N/A | #N/A | #N/A | 413.6547 | #N/A | #N/A | 4.0174 | #N/A | 0 | 0 | 0 | 0 | 0 | 0 | 0 | 0 | 0.1838% | 1 | 50% | 0% | 0% | 0% | 8.2745 | 0 | 0 | 0 | 8.2745 | #N/A
2007-11-11 21:01 | 11 | 11 | 21 | 315.8338 | 7557 | 42.08 | 19.04 | 1001 | 42.08 | 491.72 | 0 | Heating | 65.5627 | #N/A | #N/A | #N/A | #N/A | 491.72 | #N/A | #N/A | 3.8759 | #N/A | 0 | 0 | 0 | 0 | 0 | 0 | 0 | 0 | 0.2185% | 1 | 50% | 0% | 0% | 0% | 8.2745 | 0 | 0 | 0 | 8.2745 | #N/A
2007-11-11 22:01 | 11 | 11 | 22 | 315.8754 | 7558 | 42.08 | 19.04 | 1001 | 42.08 | 568.5091 | 0 | Heating | 75.8012 | #N/A | #N/A | #N/A | #N/A | 568.5091 | #N/A | #N/A | 3.8759 | #N/A | 0 | 0 | 0 | 0 | 0 | 0 | 0 | 0 | 0.2527% | 1 | 50% | 0% | 0% | 0% | 8.2745 | 0 | 0 | 0 | 8.2745 | #N/A
2007-11-11 23:01 | 11 | 11 | 23 | 315.9171 | 7559 | 42.08 | 17.96 | 1001 | 42.08 | 52.1725 | 0 | Heating | 6.9563 | #N/A | #N/A | #N/A | #N/A | 52.1725 | #N/A | #N/A | 3.8759 | #N/A | 0 | 0 | 0 | 0 | 0 | 0 | 0 | 0 | 0.02319% | 1 | 50% | 0% | 0% | 0% | 8.2745 | 0 | 0 | 0 | 8.2745 | #N/A
2007-11-12 00:01 | 11 | 12 | 0 | 315.9588 | 7560 | 44.96 | 17.96 | 1000 | 44.96 | 209.9378 | 0 | Heating | 27.9917 | #N/A | #N/A | #N/A | #N/A | 209.9378 | #N/A | #N/A | 4.0856 | #N/A | 0 | 0 | 0 | 0 | 0 | 0 | 0 | 0 | 0.09331% | 1 | 50% | 0% | 0% | 0% | 8.2745 | 0 | 0 | 0 | 8.2745 | #N/A
2007-11-12 01:01 | 11 | 12 | 1 | 316.0004 | 7561 | 44.96 | 17.06 | 999 | 44.96 | 297.7561 | 0 | Heating | 39.7008 | #N/A | #N/A | #N/A | #N/A | 297.7561 | #N/A | #N/A | 4.0856 | #N/A | 0 | 0 | 0 | 0 | 0 | 0 | 0 | 0 | 0.1323% | 1 | 50% | 0% | 0% | 0% | 8.2745 | 0 | 0 | 0 | 8.2745 | #N/A
2007-11-12 02:01 | 11 | 12 | 2 | 316.0421 | 7562 | 44.96 | 17.96 | 998 | 44.96 | 344.5569 | 0 | Heating | 45.9409 | #N/A | #N/A | #N/A | #N/A | 344.5569 | #N/A | #N/A | 4.0856 | #N/A | 0 | 0 | 0 | 0 | 0 | 0 | 0 | 0 | 0.1531% | 1 | 50% | 0% | 0% | 0% | 8.2745 | 0 | 0 | 0 | 8.2745 | #N/A
2007-11-12 03:01 | 11 | 12 | 3 | 316.0838 | 7563 | 39.92 | 17.96 | 998 | 39.92 | 373.5424 | 0 | Heating | 49.8057 | #N/A | #N/A | #N/A | #N/A | 373.5424 | #N/A | #N/A | 3.7339 | #N/A | 0 | 0 | 0 | 0 | 0 | 0 | 0 | 0 | 0.166% | 1 | 50% | 0% | 0% | 0% | 8.2745 | 0 | 0 | 0 | 8.2745 | #N/A
2007-11-12 04:01 | 11 | 12 | 4 | 316.1254 | 7564 | 46.04 | 21.92 | 996 | 46.04 | 351.569 | 0 | Heating | 46.8759 | #N/A | #N/A | #N/A | #N/A | 351.569 | #N/A | #N/A | 4.1705 | #N/A | 0 | 0 | 0 | 0 | 0 | 0 | 0 | 0 | 0.1563% | 1 | 50% | 0% | 0% | 0% | 8.2745 | 0 | 0 | 0 | 8.2745 | #N/A
2007-11-12 05:01 | 11 | 12 | 5 | 316.1671 | 7565 | 46.04 | 24.08 | 996 | 46.04 | 285.2132 | 0 | Heating | 38.0284 | #N/A | #N/A | #N/A | #N/A | 285.2132 | #N/A | #N/A | 4.1705 | #N/A | 0 | 0 | 0 | 0 | 0 | 0 | 0 | 0 | 0.1268% | 1 | 50% | 0% | 0% | 0% | 8.2745 | 0 | 0 | 0 | 8.2745 | #N/A
2007-11-12 06:01 | 11 | 12 | 6 | 316.2088 | 7566 | 53.96 | 24.98 | 995 | 53.96 | 214.2651 | 0 | Heating | 28.5687 | #N/A | #N/A | #N/A | #N/A | 214.2651 | #N/A | #N/A | 4.9089 | #N/A | 0 | 0 | 0 | 0 | 0 | 0 | 0 | 0 | 0.09523% | 1 | 50% | 0% | 0% | 0% | 8.2745 | 0 | 0 | 0 | 8.2745 | #N/A
2007-11-12 07:01 | 11 | 12 | 7 | 316.2504 | 7567 | 51.98 | 26.96 | 995 | 51.98 | 970.6686 | 0 | Heating | 129.4225 | #N/A | #N/A | #N/A | #N/A | 970.6686 | #N/A | #N/A | 4.7043 | #N/A | 0 | 0 | 0 | 0 | 0 | 0 | 0 | 0 | 0.4314% | 1 | 50% | 0% | 0% | 0% | 8.2745 | 0 | 0 | 0 | 8.2745 | #N/A
2007-11-12 08:01 | 11 | 12 | 8 | 316.2921 | 7568 | 51.98 | 28.04 | 996 | 51.98 | 607.8315 | 0 | Heating | 81.0442 | #N/A | #N/A | #N/A | #N/A | 607.8315 | #N/A | #N/A | 4.7043 | #N/A | 0 | 0 | 0 | 0 | 0 | 0 | 0 | 0 | 0.2701% | 1 | 50% | 0% | 0% | 0% | 8.2745 | 0 | 0 | 0 | 8.2745 | #N/A
2007-11-12 09:01 | 11 | 12 | 9 | 316.3338 | 7569 | 51.98 | 28.94 | 995 | 51.98 | 286.8147 | 0 | Heating | 38.242 | #N/A | #N/A | #N/A | #N/A | 286.8147 | #N/A | #N/A | 4.7043 | #N/A | 0 | 0 | 0 | 0 | 0 | 0 | 0 | 0 | 0.1275% | 1 | 50% | 0% | 0% | 0% | 8.2745 | 0 | 0 | 0 | 8.2745 | #N/A
2007-11-12 10:01 | 11 | 12 | 10 | 316.3754 | 7570 | 51.08 | 30.92 | 995 | 51.08 | 250.0344 | 0 | Heating | 33.3379 | #N/A | #N/A | #N/A | #N/A | 250.0344 | #N/A | #N/A | 4.6159 | #N/A | 0 | 0 | 0 | 0 | 0 | 0 | 0 | 0 | 0.1111% | 1 | 50% | 0% | 0% | 0% | 8.2745 | 0 | 0 | 0 | 8.2745 | #N/A
2007-11-12 11:01 | 11 | 12 | 11 | 316.4171 | 7571 | 51.08 | 33.08 | 995 | 51.08 | 268.5178 | 0 | Heating | 35.8024 | #N/A | #N/A | #N/A | #N/A | 268.5178 | #N/A | #N/A | 4.6159 | #N/A | 0 | 0 | 0 | 0 | 0 | 0 | 0 | 0 | 0.1193% | 1 | 50% | 0% | 0% | 0% | 8.2745 | 0 | 0 | 0 | 8.2745 | #N/A
2007-11-12 12:01 | 11 | 12 | 12 | 316.4588 | 7572 | 48.92 | 33.98 | 995 | 48.92 | 220.9494 | 0 | Heating | 29.4599 | #N/A | #N/A | #N/A | #N/A | 220.9494 | #N/A | #N/A | 4.4149 | #N/A | 0 | 0 | 0 | 0 | 0 | 0 | 0 | 0 | 0.0982% | 1 | 50% | 0% | 0% | 0% | 8.2745 | 0 | 0 | 0 | 8.2745 | #N/A
2007-11-12 13:01 | 11 | 12 | 13 | 316.5004 | 7573 | 44.96 | 35.96 | 994 | 44.96 | 253.1587 | 0 | Heating | 33.7545 | #N/A | #N/A | #N/A | #N/A | 253.1587 | #N/A | #N/A | 4.0856 | #N/A | 0 | 0 | 0 | 0 | 0 | 0 | 0 | 0 | 0.1125% | 1 | 50% | 0% | 0% | 0% | 8.2745 | 0 | 0 | 0 | 8.2745 | #N/A
2007-11-12 14:01 | 11 | 12 | 14 | 316.5421 | 7574 | 44.96 | 35.96 | 994 | 44.96 | 148.0237 | 0 | Heating | 19.7365 | #N/A | #N/A | #N/A | #N/A | 148.0237 | #N/A | #N/A | 4.0856 | #N/A | 0 | 0 | 0 | 0 | 0 | 0 | 0 | 0 | 0.06579% | 1 | 50% | 0% | 0% | 0% | 8.2745 | 0 | 0 | 0 | 8.2745 | #N/A
2007-11-12 15:01 | 11 | 12 | 15 | 316.5838 | 7575 | 44.96 | 35.96 | 994 | 44.96 | 129.5202 | 0 | Heating | 17.2694 | #N/A | #N/A | #N/A | #N/A | 129.5202 | #N/A | #N/A | 4.0856 | #N/A | 0 | 0 | 0 | 0 | 0 | 0 | 0 | 0 | 0.05756% | 1 | 50% | 0% | 0% | 0% | 8.2745 | 0 | 0 | 0 | 8.2745 | #N/A
2007-11-12 16:01 | 11 | 12 | 16 | 316.6254 | 7576 | 42.98 | 35.96 | 995 | 42.98 | 120.4329 | 0 | Heating | 16.0577 | #N/A | #N/A | #N/A | #N/A | 120.4329 | #N/A | #N/A | 3.9388 | #N/A | 0 | 0 | 0 | 0 | 0 | 0 | 0 | 0 | 0.05353% | 1 | 50% | 0% | 0% | 0% | 8.2745 | 0 | 0 | 0 | 8.2745 | #N/A
2007-11-12 17:01 | 11 | 12 | 17 | 316.6671 | 7577 | 42.98 | 35.96 | 994 | 42.98 | 68.1121 | 0 | Heating | 9.0816 | #N/A | #N/A | #N/A | #N/A | 68.1121 | #N/A | #N/A | 3.9388 | #N/A | 0 | 0 | 0 | 0 | 0 | 0 | 0 | 0 | 0.03027% | 1 | 50% | 0% | 0% | 0% | 8.2745 | 0 | 0 | 0 | 8.2745 | #N/A
2007-11-12 18:01 | 11 | 12 | 18 | 316.7088 | 7578 | 41 | 37.04 | 995 | 41 | 88.3081 | 0 | Heating | 11.7744 | #N/A | #N/A | #N/A | #N/A | 88.3081 | #N/A | #N/A | 3.8033 | #N/A | 0 | 0 | 0 | 0 | 0 | 0 | 0 | 0 | 0.03925% | 1 | 50% | 0% | 0% | 0% | 8.2745 | 0 | 0 | 0 | 8.2745 | #N/A
2007-11-12 19:01 | 11 | 12 | 19 | 316.7504 | 7579 | 39.02 | 37.04 | 996 | 39.02 | 152.7022 | 0 | Heating | 20.3603 | #N/A | #N/A | #N/A | #N/A | 152.7022 | #N/A | #N/A | 3.6785 | #N/A | 0 | 0 | 0 | 0 | 0 | 0 | 0 | 0 | 0.06787% | 1 | 50% | 0% | 0% | 0% | 8.2745 | 0 | 0 | 0 | 8.2745 | #N/A
2007-11-12 20:01 | 11 | 12 | 20 | 316.7921 | 7580 | 39.02 | 37.04 | 996 | 39.02 | 179.0085 | 0 | Heating | 23.8678 | #N/A | #N/A | #N/A | #N/A | 179.0085 | #N/A | #N/A | 3.6785 | #N/A | 0 | 0 | 0 | 0 | 0 | 0 | 0 | 0 | 0.07956% | 1 | 50% | 0% | 0% | 0% | 8.2745 | 0 | 0 | 0 | 8.2745 | #N/A
2007-11-12 21:01 | 11 | 12 | 21 | 316.8338 | 7581 | 37.04 | 37.94 | 996 | 37.04 | 238.316 | 0 | Heating | 31.7755 | #N/A | #N/A | #N/A | #N/A | 238.316 | #N/A | #N/A | 3.5637 | #N/A | 0 | 0 | 0 | 0 | 0 | 0 | 0 | 0 | 0.1059% | 1 | 50% | 0% | 0% | 0% | 8.2745 | 0 | 0 | 0 | 8.2745 | #N/A
2007-11-12 22:01 | 11 | 12 | 22 | 316.8754 | 7582 | 37.04 | 37.94 | 996 | 37.04 | 253.504 | 0 | Heating | 33.8005 | #N/A | #N/A | #N/A | #N/A | 253.504 | #N/A | #N/A | 3.5637 | #N/A | 0 | 0 | 0 | 0 | 0 | 0 | 0 | 0 | 0.1127% | 1 | 50% | 0% | 0% | 0% | 8.2745 | 0 | 0 | 0 | 8.2745 | #N/A
2007-11-12 23:01 | 11 | 12 | 23 | 316.9171 | 7583 | 37.04 | 37.04 | 996 | 37.04 | 0 | 0 | Cooling | 0 | #N/A | #N/A | #N/A | #N/A | 0 | 0 | 0 | 0 | 0 | 0 | #N/A | #N/A | 88 | #N/A | #N/A | #N/A | #N/A | 0% | 1 | 50% | 0% | 0% | 0% | 8.2745 | 0 | 0 | 0 | 8.2745 | #N/A
2007-11-13 00:01 | 11 | 13 | 0 | 316.9588 | 7584 | 35.06 | 37.04 | 996 | 35.06 | 2.0151 | 0 | Heating | 0.26869 | #N/A | #N/A | #N/A | #N/A | 2.0151 | #N/A | #N/A | 3.4585 | #N/A | 0 | 0 | 0 | 0 | 0 | 0 | 0 | 0 | 0.0008956% | 1 | 50% | 0% | 0% | 0% | 8.2745 | 0 | 0 | 0 | 8.2745 | #N/A
2007-11-13 01:01 | 11 | 13 | 1 | 317.0004 | 7585 | 33.98 | 37.04 | 995 | 33.98 | 3.7921 | 0 | Heating | 0.50561 | #N/A | #N/A | #N/A | #N/A | 3.7921 | #N/A | #N/A | 3.405 | #N/A | 0 | 0 | 0 | 0 | 0 | 0 | 0 | 0 | 0.001685% | 1 | 50% | 0% | 0% | 0% | 8.2745 | 0 | 0 | 0 | 8.2745 | #N/A
2007-11-13 02:01 | 11 | 13 | 2 | 317.0421 | 7586 | 33.98 | 37.94 | 995 | 33.98 | 5.026 | 0 | Heating | 0.67014 | #N/A | #N/A | #N/A | #N/A | 5.026 | #N/A | #N/A | 3.405 | #N/A | 0 | 0 | 0 | 0 | 0 | 0 | 0 | 0 | 0.002234% | 1 | 50% | 0% | 0% | 0% | 8.2745 | 0 | 0 | 0 | 8.2745 | #N/A
2007-11-13 03:01 | 11 | 13 | 3 | 317.0838 | 7587 | 30.92 | 37.94 | 995 | 30.92 | 5.6756 | 0 | Heating | 0.75675 | #N/A | #N/A | #N/A | #N/A | 5.6756 | #N/A | #N/A | 3.2671 | #N/A | 0 | 0 | 0 | 0 | 0 | 0 | 0 | 0 | 0.002522% | 1 | 50% | 0% | 0% | 0% | 8.2745 | 0 | 0 | 0 | 8.2745 | #N/A
2007-11-13 04:01 | 11 | 13 | 4 | 317.1254 | 7588 | 28.94 | 37.04 | 995 | 28.94 | 9.3179 | 0 | Heating | 1.2424 | #N/A | #N/A | #N/A | #N/A | 9.3179 | #N/A | #N/A | 3.188 | #N/A | 0 | 0 | 0 | 0 | 0 | 0 | 0 | 0 | 0.004141% | 1 | 50% | 0% | 0% | 0% | 8.2745 | 0 | 0 | 0 | 8.2745 | #N/A
2007-11-13 05:01 | 11 | 13 | 5 | 317.1671 | 7589 | 28.94 | 37.94 | 995 | 28.94 | 10.6039 | 0 | Heating | 1.4139 | #N/A | #N/A | #N/A | #N/A | 10.6039 | #N/A | #N/A | 3.188 | #N/A | 0 | 0 | 0 | 0 | 0 | 0 | 0 | 0 | 0.004713% | 1 | 50% | 0% | 0% | 0% | 8.2745 | 0 | 0 | 0 | 8.2745 | #N/A
2007-11-13 06:01 | 11 | 13 | 6 | 317.2088 | 7590 | 26.96 | 37.04 | 995 | 26.96 | 7.8154 | 0 | Heating | 1.0421 | #N/A | #N/A | #N/A | #N/A | 7.8154 | #N/A | #N/A | 3.1163 | #N/A | 0 | 0 | 0 | 0 | 0 | 0 | 0 | 0 | 0.003474% | 1 | 50% | 0% | 0% | 0% | 8.2745 | 0 | 0 | 0 | 8.2745 | #N/A
2007-11-13 07:01 | 11 | 13 | 7 | 317.2504 | 7591 | 28.94 | 35.96 | 995 | 28.94 | 512.7603 | 0 | Heating | 68.368 | #N/A | #N/A | #N/A | #N/A | 512.7603 | #N/A | #N/A | 3.188 | #N/A | 0 | 0 | 0 | 0 | 0 | 0 | 0 | 0 | 0.2279% | 1 | 50% | 0% | 0% | 0% | 8.2745 | 0 | 0 | 0 | 8.2745 | #N/A
2007-11-13 08:01 | 11 | 13 | 8 | 317.2921 | 7592 | 28.94 | 35.06 | 995 | 28.94 | 241.7284 | 0 | Heating | 32.2305 | #N/A | #N/A | #N/A | #N/A | 241.7284 | #N/A | #N/A | 3.188 | #N/A | 0 | 0 | 0 | 0 | 0 | 0 | 0 | 0 | 0.1074% | 1 | 50% | 0% | 0% | 0% | 8.2745 | 0 | 0 | 0 | 8.2745 | #N/A
2007-11-13 09:01 | 11 | 13 | 9 | 317.3338 | 7593 | 35.96 | 35.06 | 995 | 35.96 | 21.0209 | 0 | Heating | 2.8028 | #N/A | #N/A | #N/A | #N/A | 21.0209 | #N/A | #N/A | 3.5052 | #N/A | 0 | 0 | 0 | 0 | 0 | 0 | 0 | 0 | 0.009343% | 1 | 50% | 0% | 0% | 0% | 8.2745 | 0 | 0 | 0 | 8.2745 | #N/A
2007-11-13 10:01 | 11 | 13 | 10 | 317.3754 | 7594 | 37.94 | 33.08 | 995 | 37.94 | 12.9356 | 0 | Heating | 1.7248 | #N/A | #N/A | #N/A | #N/A | 12.9356 | #N/A | #N/A | 3.6146 | #N/A | 0 | 0 | 0 | 0 | 0 | 0 | 0 | 0 | 0.005749% | 1 | 50% | 0% | 0% | 0% | 8.2745 | 0 | 0 | 0 | 8.2745 | #N/A
2007-11-13 11:01 | 11 | 13 | 11 | 317.4171 | 7595 | 37.94 | 33.98 | 994 | 37.94 | 10.961 | 0 | Heating | 1.4615 | #N/A | #N/A | #N/A | #N/A | 10.961 | #N/A | #N/A | 3.6146 | #N/A | 0 | 0 | 0 | 0 | 0 | 0 | 0 | 0 | 0.004872% | 1 | 50% | 0% | 0% | 0% | 8.2745 | 0 | 0 | 0 | 8.2745 | #N/A
2007-11-13 12:01 | 11 | 13 | 12 | 317.4588 | 7596 | 41 | 37.04 | 994 | 41 | 6.7902 | 0 | Heating | 0.90536 | #N/A | #N/A | #N/A | #N/A | 6.7902 | #N/A | #N/A | 3.8033 | #N/A | 0 | 0 | 0 | 0 | 0 | 0 | 0 | 0 | 0.003018% | 1 | 50% | 0% | 0% | 0% | 8.2745 | 0 | 0 | 0 | 8.2745 | #N/A
2007-11-13 13:01 | 11 | 13 | 13 | 317.5004 | 7597 | 42.98 | 33.98 | 993 | 42.98 | 5.8257 | 0 | Heating | 0.77676 | #N/A | #N/A | #N/A | #N/A | 5.8257 | #N/A | #N/A | 3.9388 | #N/A | 0 | 0 | 0 | 0 | 0 | 0 | 0 | 0 | 0.002589% | 1 | 50% | 0% | 0% | 0% | 8.2745 | 0 | 0 | 0 | 8.2745 | #N/A
2007-11-13 14:01 | 11 | 13 | 14 | 317.5421 | 7598 | 42.98 | 35.06 | 993 | 42.98 | 0.20405 | 0 | Heating | 0.027207 | #N/A | #N/A | #N/A | #N/A | 0.20405 | #N/A | #N/A | 3.9388 | #N/A | 0 | 0 | 0 | 0 | 0 | 0 | 0 | 0 | 9.069e-05% | 1 | 50% | 0% | 0% | 0% | 8.2745 | 0 | 0 | 0 | 8.2745 | #N/A
2007-11-13 15:01 | 11 | 13 | 15 | 317.5838 | 7599 | 44.06 | 35.06 | 993 | 44.06 | 0 | 0 | Cooling | 0 | #N/A | #N/A | #N/A | #N/A | 0 | 0 | 0 | 0 | 0 | 0 | #N/A | #N/A | 88 | #N/A | #N/A | #N/A | #N/A | 0% | 1 | 50% | 0% | 0% | 0% | 8.2745 | 0 | 0 | 0 | 8.2745 | #N/A
2007-11-13 16:01 | 11 | 13 | 16 | 317.6254 | 7600 | 44.06 | 35.96 | 993 | 44.06 | 0 | 0 | Cooling | 0 | #N/A | #N/A | #N/A | #N/A | 0 | 0 | 0 | 0 | 0 | 0 | #N/A | #N/A | 88 | #N/A | #N/A | #N/A | #N/A | 0% | 1 | 50% | 0% | 0% | 0% | 8.2745 | 0 | 0 | 0 | 8.2745 | #N/A
2007-11-13 17:01 | 11 | 13 | 17 | 317.6671 | 7601 | 44.06 | 33.98 | 994 | 44.06 | 0 | 0.012642 | Cooling | 0.002107 | #N/A | #N/A | #N/A | #N/A | 0 | 0 | 0 | 0 | 0 | 0.012642 | #N/A | #N/A | 88 | #N/A | #N/A | #N/A | #N/A | 7.023e-06% | 1 | 50% | 0% | 0% | 0% | 8.2745 | 0 | 0 | 0 | 8.2745 | #N/A
2007-11-13 18:01 | 11 | 13 | 18 | 317.7088 | 7602 | 37.94 | 33.98 | 994 | 37.94 | 0 | 0.16501 | Cooling | 0.027502 | #N/A | #N/A | #N/A | #N/A | 0 | 0 | 0 | 0 | 0 | 0.16501 | #N/A | #N/A | 88 | #N/A | #N/A | #N/A | #N/A | 9.167e-05% | 1 | 50% | 0% | 0% | 0% | 8.2745 | 0 | 0 | 0 | 8.2745 | #N/A
2007-11-13 19:01 | 11 | 13 | 19 | 317.7504 | 7603 | 33.08 | 33.08 | 995 | 33.08 | 4.1576 | 0 | Heating | 0.55435 | #N/A | #N/A | #N/A | #N/A | 4.1576 | #N/A | #N/A | 3.3624 | #N/A | 0 | 0 | 0 | 0 | 0 | 0 | 0 | 0 | 0.001848% | 1 | 50% | 0% | 0% | 0% | 8.2745 | 0 | 0 | 0 | 8.2745 | #N/A
2007-11-13 20:01 | 11 | 13 | 20 | 317.7921 | 7604 | 33.08 | 33.08 | 995 | 33.08 | 8.0181 | 0 | Heating | 1.0691 | #N/A | #N/A | #N/A | #N/A | 8.0181 | #N/A | #N/A | 3.3624 | #N/A | 0 | 0 | 0 | 0 | 0 | 0 | 0 | 0 | 0.003564% | 1 | 50% | 0% | 0% | 0% | 8.2745 | 0 | 0 | 0 | 8.2745 | #N/A
2007-11-13 21:01 | 11 | 13 | 21 | 317.8338 | 7605 | 28.94 | 33.98 | 995 | 28.94 | 13.8865 | 0 | Heating | 1.8515 | #N/A | #N/A | #N/A | #N/A | 13.8865 | #N/A | #N/A | 3.188 | #N/A | 0 | 0 | 0 | 0 | 0 | 0 | 0 | 0 | 0.006172% | 1 | 50% | 0% | 0% | 0% | 8.2745 | 0 | 0 | 0 | 8.2745 | #N/A
2007-11-13 22:01 | 11 | 13 | 22 | 317.8754 | 7606 | 30.02 | 33.98 | 996 | 30.02 | 13.1208 | 0 | Heating | 1.7494 | #N/A | #N/A | #N/A | #N/A | 13.1208 | #N/A | #N/A | 3.2302 | #N/A | 0 | 0 | 0 | 0 | 0 | 0 | 0 | 0 | 0.005831% | 1 | 50% | 0% | 0% | 0% | 8.2745 | 0 | 0 | 0 | 8.2745 | #N/A
2007-11-13 23:01 | 11 | 13 | 23 | 317.9171 | 7607 | 30.02 | 33.08 | 996 | 30.02 | 0 | 0 | Cooling | 0 | #N/A | #N/A | #N/A | #N/A | 0 | 0 | 0 | 0 | 0 | 0 | #N/A | #N/A | 88 | #N/A | #N/A | #N/A | #N/A | 0% | 1 | 50% | 0% | 0% | 0% | 8.2745 | 0 | 0 | 0 | 8.2745 | #N/A
2007-11-14 00:01 | 11 | 14 | 0 | 317.9588 | 7608 | 30.92 | 33.08 | 996 | 30.92 | 0 | 0 | Cooling | 0 | #N/A | #N/A | #N/A | #N/A | 0 | 0 | 0 | 0 | 0 | 0 | #N/A | #N/A | 88 | #N/A | #N/A | #N/A | #N/A | 0% | 1 | 50% | 0% | 0% | 0% | 8.2745 | 0 | 0 | 0 | 8.2745 | #N/A
2007-11-14 01:01 | 11 | 14 | 1 | 318.0004 | 7609 | 33.08 | 33.98 | 996 | 33.08 | 0 | 0 | Cooling | 0 | #N/A | #N/A | #N/A | #N/A | 0 | 0 | 0 | 0 | 0 | 0 | #N/A | #N/A | 88 | #N/A | #N/A | #N/A | #N/A | 0% | 1 | 50% | 0% | 0% | 0% | 8.2745 | 0 | 0 | 0 | 8.2745 | #N/A
2007-11-14 02:01 | 11 | 14 | 2 | 318.0421 | 7610 | 33.08 | 33.98 | 997 | 33.08 | 0 | 0 | Cooling | 0 | #N/A | #N/A | #N/A | #N/A | 0 | 0 | 0 | 0 | 0 | 0 | #N/A | #N/A | 88 | #N/A | #N/A | #N/A | #N/A | 0% | 1 | 50% | 0% | 0% | 0% | 8.2745 | 0 | 0 | 0 | 8.2745 | #N/A
2007-11-14 03:01 | 11 | 14 | 3 | 318.0838 | 7611 | 35.96 | 33.98 | 997 | 35.96 | 0 | 0 | Cooling | 0 | #N/A | #N/A | #N/A | #N/A | 0 | 0 | 0 | 0 | 0 | 0 | #N/A | #N/A | 88 | #N/A | #N/A | #N/A | #N/A | 0% | 1 | 50% | 0% | 0% | 0% | 8.2745 | 0 | 0 | 0 | 8.2745 | #N/A
2007-11-14 04:01 | 11 | 14 | 4 | 318.1254 | 7612 | 35.06 | 37.04 | 997 | 35.06 | 0 | 0 | Cooling | 0 | #N/A | #N/A | #N/A | #N/A | 0 | 0 | 0 | 0 | 0 | 0 | #N/A | #N/A | 88 | #N/A | #N/A | #N/A | #N/A | 0% | 1 | 50% | 0% | 0% | 0% | 8.2745 | 0 | 0 | 0 | 8.2745 | #N/A
2007-11-14 05:01 | 11 | 14 | 5 | 318.1671 | 7613 | 35.06 | 39.92 | 998 | 35.06 | 0 | 0 | Cooling | 0 | #N/A | #N/A | #N/A | #N/A | 0 | 0 | 0 | 0 | 0 | 0 | #N/A | #N/A | 88 | #N/A | #N/A | #N/A | #N/A | 0% | 1 | 50% | 0% | 0% | 0% | 8.2745 | 0 | 0 | 0 | 8.2745 | #N/A
2007-11-14 06:01 | 11 | 14 | 6 | 318.2088 | 7614 | 35.06 | 41 | 998 | 35.06 | 0 | 0 | Cooling | 0 | #N/A | #N/A | #N/A | #N/A | 0 | 0 | 0 | 0 | 0 | 0 | #N/A | #N/A | 88 | #N/A | #N/A | #N/A | #N/A | 0% | 1 | 50% | 0% | 0% | 0% | 8.2745 | 0 | 0 | 0 | 8.2745 | #N/A
2007-11-14 07:01 | 11 | 14 | 7 | 318.2504 | 7615 | 35.96 | 42.08 | 999 | 35.96 | 192.0567 | 0 | Heating | 25.6076 | #N/A | #N/A | #N/A | #N/A | 192.0567 | #N/A | #N/A | 3.5052 | #N/A | 0 | 0 | 0 | 0 | 0 | 0 | 0 | 0 | 0.08536% | 1 | 50% | 0% | 0% | 0% | 8.2745 | 0 | 0 | 0 | 8.2745 | #N/A
2007-11-14 08:01 | 11 | 14 | 8 | 318.2921 | 7616 | 35.96 | 42.08 | 1000 | 35.96 | 32.6678 | 0 | Heating | 4.3557 | #N/A | #N/A | #N/A | #N/A | 32.6678 | #N/A | #N/A | 3.5052 | #N/A | 0 | 0 | 0 | 0 | 0 | 0 | 0 | 0 | 0.01452% | 1 | 50% | 0% | 0% | 0% | 8.2745 | 0 | 0 | 0 | 8.2745 | #N/A
2007-11-14 09:01 | 11 | 14 | 9 | 318.3338 | 7617 | 39.92 | 42.08 | 1001 | 39.92 | 0.71661 | 0 | Heating | 0.095548 | #N/A | #N/A | #N/A | #N/A | 0.71661 | #N/A | #N/A | 3.7339 | #N/A | 0 | 0 | 0 | 0 | 0 | 0 | 0 | 0 | 0.0003185% | 1 | 50% | 0% | 0% | 0% | 8.2745 | 0 | 0 | 0 | 8.2745 | #N/A
2007-11-14 10:01 | 11 | 14 | 10 | 318.3754 | 7618 | 46.94 | 44.06 | 1001 | 46.94 | 0 | 0.066288 | Cooling | 0.011048 | #N/A | #N/A | #N/A | #N/A | 0 | 0 | 0 | 0 | 0 | 0.066288 | #N/A | #N/A | 88 | #N/A | #N/A | #N/A | #N/A | 3.683e-05% | 1 | 50% | 0% | 0% | 0% | 8.2745 | 0 | 0 | 0 | 8.2745 | #N/A
2007-11-14 11:01 | 11 | 14 | 11 | 318.4171 | 7619 | 46.94 | 44.96 | 1002 | 46.94 | 0 | 0.067425 | Cooling | 0.011238 | #N/A | #N/A | #N/A | #N/A | 0 | 0 | 0 | 0 | 0 | 0.067425 | #N/A | #N/A | 88 | #N/A | #N/A | #N/A | #N/A | 3.746e-05% | 1 | 50% | 0% | 0% | 0% | 8.2745 | 0 | 0 | 0 | 8.2745 | #N/A
2007-11-14 12:01 | 11 | 14 | 12 | 318.4588 | 7620 | 53.96 | 44.06 | 1003 | 53.96 | 0 | 0.13185 | Cooling | 0.021974 | #N/A | #N/A | #N/A | #N/A | 0 | 0 | 0 | 0 | 0 | 0.13185 | #N/A | #N/A | 88 | #N/A | #N/A | #N/A | #N/A | 7.325e-05% | 1 | 50% | 0% | 0% | 0% | 8.2745 | 0 | 0 | 0 | 8.2745 | #N/A
2007-11-14 13:01 | 11 | 14 | 13 | 318.5004 | 7621 | 55.94 | 42.08 | 1003 | 55.94 | 0 | 0.027544 | Cooling | 0.0045906 | #N/A | #N/A | #N/A | #N/A | 0 | 0 | 0 | 0 | 0 | 0.027544 | #N/A | #N/A | 88 | #N/A | #N/A | #N/A | #N/A | 1.53e-05% | 1 | 50% | 0% | 0% | 0% | 8.2745 | 0 | 0 | 0 | 8.2745 | #N/A
2007-11-14 14:01 | 11 | 14 | 14 | 318.5421 | 7622 | 55.94 | 37.94 | 1004 | 55.94 | 0 | 0.26265 | Cooling | 0.043775 | #N/A | #N/A | #N/A | #N/A | 0 | 0 | 0 | 0 | 0 | 0.26265 | #N/A | #N/A | 88 | #N/A | #N/A | #N/A | #N/A | 0.0001459% | 1 | 50% | 0% | 0% | 0% | 8.2745 | 0 | 0 | 0 | 8.2745 | #N/A
2007-11-14 15:01 | 11 | 14 | 15 | 318.5838 | 7623 | 57.92 | 35.06 | 1005 | 57.92 | 0 | 0.48739 | Cooling | 0.081231 | #N/A | #N/A | #N/A | #N/A | 0 | 0 | 0 | 0 | 0 | 0.48739 | #N/A | #N/A | 88 | #N/A | #N/A | #N/A | #N/A | 0.0002708% | 1 | 50% | 0% | 0% | 0% | 8.2745 | 0 | 0 | 0 | 8.2745 | #N/A
2007-11-14 16:01 | 11 | 14 | 16 | 318.6254 | 7624 | 55.04 | 35.96 | 1006 | 55.04 | 0 | 0.50351 | Cooling | 0.083918 | #N/A | #N/A | #N/A | #N/A | 0 | 0 | 0 | 0 | 0 | 0.50351 | #N/A | #N/A | 88 | #N/A | #N/A | #N/A | #N/A | 0.0002797% | 1 | 50% | 0% | 0% | 0% | 8.2745 | 0 | 0 | 0 | 8.2745 | #N/A
2007-11-14 17:01 | 11 | 14 | 17 | 318.6671 | 7625 | 55.04 | 35.96 | 1007 | 55.04 | 0 | 0.5822 | Cooling | 0.097034 | #N/A | #N/A | #N/A | #N/A | 0 | 0 | 0 | 0 | 0 | 0.5822 | #N/A | #N/A | 88 | #N/A | #N/A | #N/A | #N/A | 0.0003234% | 1 | 50% | 0% | 0% | 0% | 8.2745 | 0 | 0 | 0 | 8.2745 | #N/A
2007-11-14 18:01 | 11 | 14 | 18 | 318.7088 | 7626 | 42.98 | 35.06 | 1008 | 42.98 | 0 | 0.34801 | Cooling | 0.058002 | #N/A | #N/A | #N/A | #N/A | 0 | 0 | 0 | 0 | 0 | 0.34801 | #N/A | #N/A | 88 | #N/A | #N/A | #N/A | #N/A | 0.0001933% | 1 | 50% | 0% | 0% | 0% | 8.2745 | 0 | 0 | 0 | 8.2745 | #N/A
2007-11-14 19:01 | 11 | 14 | 19 | 318.7504 | 7627 | 39.92 | 35.96 | 1008 | 39.92 | 4.5435 | 0 | Heating | 0.6058 | #N/A | #N/A | #N/A | #N/A | 4.5435 | #N/A | #N/A | 3.7339 | #N/A | 0 | 0 | 0 | 0 | 0 | 0 | 0 | 0 | 0.002019% | 1 | 50% | 0% | 0% | 0% | 8.2745 | 0 | 0 | 0 | 8.2745 | #N/A
2007-11-14 20:01 | 11 | 14 | 20 | 318.7921 | 7628 | 39.92 | 33.08 | 1010 | 39.92 | 9.5394 | 0 | Heating | 1.2719 | #N/A | #N/A | #N/A | #N/A | 9.5394 | #N/A | #N/A | 3.7339 | #N/A | 0 | 0 | 0 | 0 | 0 | 0 | 0 | 0 | 0.00424% | 1 | 50% | 0% | 0% | 0% | 8.2745 | 0 | 0 | 0 | 8.2745 | #N/A
2007-11-14 21:01 | 11 | 14 | 21 | 318.8338 | 7629 | 35.96 | 32 | 1011 | 35.96 | 22.677 | 0 | Heating | 3.0236 | #N/A | #N/A | #N/A | #N/A | 22.677 | #N/A | #N/A | 3.5052 | #N/A | 0 | 0 | 0 | 0 | 0 | 0 | 0 | 0 | 0.01008% | 1 | 50% | 0% | 0% | 0% | 8.2745 | 0 | 0 | 0 | 8.2745 | #N/A
2007-11-14 22:01 | 11 | 14 | 22 | 318.8754 | 7630 | 33.08 | 30.92 | 1012 | 33.08 | 68.9968 | 0 | Heating | 9.1996 | #N/A | #N/A | #N/A | #N/A | 68.9968 | #N/A | #N/A | 3.3624 | #N/A | 0 | 0 | 0 | 0 | 0 | 0 | 0 | 0 | 0.03067% | 1 | 50% | 0% | 0% | 0% | 8.2745 | 0 | 0 | 0 | 8.2745 | #N/A
2007-11-14 23:01 | 11 | 14 | 23 | 318.9171 | 7631 | 33.08 | 30.02 | 1012 | 33.08 | 0 | 0 | Cooling | 0 | #N/A | #N/A | #N/A | #N/A | 0 | 0 | 0 | 0 | 0 | 0 | #N/A | #N/A | 88 | #N/A | #N/A | #N/A | #N/A | 0% | 1 | 50% | 0% | 0% | 0% | 8.2745 | 0 | 0 | 0 | 8.2745 | #N/A
2007-11-15 00:01 | 11 | 15 | 0 | 318.9588 | 7632 | 33.98 | 28.04 | 1012 | 33.98 | 0 | 0 | Cooling | 0 | #N/A | #N/A | #N/A | #N/A | 0 | 0 | 0 | 0 | 0 | 0 | #N/A | #N/A | 88 | #N/A | #N/A | #N/A | #N/A | 0% | 1 | 50% | 0% | 0% | 0% | 8.2745 | 0 | 0 | 0 | 8.2745 | #N/A
2007-11-15 01:01 | 11 | 15 | 1 | 319.0004 | 7633 | 32 | 30.02 | 1013 | 32 | 0 | 0 | Cooling | 0 | #N/A | #N/A | #N/A | #N/A | 0 | 0 | 0 | 0 | 0 | 0 | #N/A | #N/A | 88 | #N/A | #N/A | #N/A | #N/A | 0% | 1 | 50% | 0% | 0% | 0% | 8.2745 | 0 | 0 | 0 | 8.2745 | #N/A
2007-11-15 02:01 | 11 | 15 | 2 | 319.0421 | 7634 | 32 | 28.94 | 1013 | 32 | 2.7055 | 0 | Heating | 0.36074 | #N/A | #N/A | #N/A | #N/A | 2.7055 | #N/A | #N/A | 3.3135 | #N/A | 0 | 0 | 0 | 0 | 0 | 0 | 0 | 0 | 0.001202% | 1 | 50% | 0% | 0% | 0% | 8.2745 | 0 | 0 | 0 | 8.2745 | #N/A
2007-11-15 03:01 | 11 | 15 | 3 | 319.0838 | 7635 | 32 | 28.94 | 1014 | 32 | 7.6373 | 0 | Heating | 1.0183 | #N/A | #N/A | #N/A | #N/A | 7.6373 | #N/A | #N/A | 3.3135 | #N/A | 0 | 0 | 0 | 0 | 0 | 0 | 0 | 0 | 0.003394% | 1 | 50% | 0% | 0% | 0% | 8.2745 | 0 | 0 | 0 | 8.2745 | #N/A
2007-11-15 04:01 | 11 | 15 | 4 | 319.1254 | 7636 | 30.02 | 28.04 | 1015 | 30.02 | 11.9924 | 0 | Heating | 1.599 | #N/A | #N/A | #N/A | #N/A | 11.9924 | #N/A | #N/A | 3.2302 | #N/A | 0 | 0 | 0 | 0 | 0 | 0 | 0 | 0 | 0.00533% | 1 | 50% | 0% | 0% | 0% | 8.2745 | 0 | 0 | 0 | 8.2745 | #N/A
2007-11-15 05:01 | 11 | 15 | 5 | 319.1671 | 7637 | 30.02 | 26.96 | 1016 | 30.02 | 17.7595 | 0 | Heating | 2.3679 | #N/A | #N/A | #N/A | #N/A | 17.7595 | #N/A | #N/A | 3.2302 | #N/A | 0 | 0 | 0 | 0 | 0 | 0 | 0 | 0 | 0.007893% | 1 | 50% | 0% | 0% | 0% | 8.2745 | 0 | 0 | 0 | 8.2745 | #N/A
2007-11-15 06:01 | 11 | 15 | 6 | 319.2088 | 7638 | 26.06 | 28.04 | 1016 | 26.06 | 18.7256 | 0 | Heating | 2.4967 | #N/A | #N/A | #N/A | #N/A | 18.7256 | #N/A | #N/A | 3.0859 | #N/A | 0 | 0 | 0 | 0 | 0 | 0 | 0 | 0 | 0.008322% | 1 | 50% | 0% | 0% | 0% | 8.2745 | 0 | 0 | 0 | 8.2745 | #N/A
2007-11-15 07:01 | 11 | 15 | 7 | 319.2504 | 7639 | 26.06 | 24.08 | 1017 | 26.06 | 602.9586 | 0 | Heating | 80.3945 | #N/A | #N/A | #N/A | #N/A | 602.9586 | #N/A | #N/A | 3.0859 | #N/A | 0 | 0 | 0 | 0 | 0 | 0 | 0 | 0 | 0.268% | 1 | 50% | 0% | 0% | 0% | 8.2745 | 0 | 0 | 0 | 8.2745 | #N/A
2007-11-15 08:01 | 11 | 15 | 8 | 319.2921 | 7640 | 26.06 | 28.04 | 1018 | 26.06 | 282.1144 | 0 | Heating | 37.6153 | #N/A | #N/A | #N/A | #N/A | 282.1144 | #N/A | #N/A | 3.0859 | #N/A | 0 | 0 | 0 | 0 | 0 | 0 | 0 | 0 | 0.1254% | 1 | 50% | 0% | 0% | 0% | 8.2745 | 0 | 0 | 0 | 8.2745 | #N/A
2007-11-15 09:01 | 11 | 15 | 9 | 319.3338 | 7641 | 42.98 | 32 | 1019 | 42.98 | 34.3687 | 0 | Heating | 4.5825 | #N/A | #N/A | #N/A | #N/A | 34.3687 | #N/A | #N/A | 3.9388 | #N/A | 0 | 0 | 0 | 0 | 0 | 0 | 0 | 0 | 0.01527% | 1 | 50% | 0% | 0% | 0% | 8.2745 | 0 | 0 | 0 | 8.2745 | #N/A
2007-11-15 10:01 | 11 | 15 | 10 | 319.3754 | 7642 | 46.94 | 35.96 | 1019 | 46.94 | 10.2413 | 0 | Heating | 1.3655 | #N/A | #N/A | #N/A | #N/A | 10.2413 | #N/A | #N/A | 4.2441 | #N/A | 0 | 0 | 0 | 0 | 0 | 0 | 0 | 0 | 0.004552% | 1 | 50% | 0% | 0% | 0% | 8.2745 | 0 | 0 | 0 | 8.2745 | #N/A
2007-11-15 11:01 | 11 | 15 | 11 | 319.4171 | 7643 | 46.94 | 37.04 | 1019 | 46.94 | 7.3367 | 0 | Heating | 0.97823 | #N/A | #N/A | #N/A | #N/A | 7.3367 | #N/A | #N/A | 4.2441 | #N/A | 0 | 0 | 0 | 0 | 0 | 0 | 0 | 0 | 0.003261% | 1 | 50% | 0% | 0% | 0% | 8.2745 | 0 | 0 | 0 | 8.2745 | #N/A
2007-11-15 12:01 | 11 | 15 | 12 | 319.4588 | 7644 | 53.96 | 37.04 | 1019 | 53.96 | 3.5814 | 0 | Heating | 0.47752 | #N/A | #N/A | #N/A | #N/A | 3.5814 | #N/A | #N/A | 4.9089 | #N/A | 0 | 0 | 0 | 0 | 0 | 0 | 0 | 0 | 0.001592% | 1 | 50% | 0% | 0% | 0% | 8.2745 | 0 | 0 | 0 | 8.2745 | #N/A
2007-11-15 13:01 | 11 | 15 | 13 | 319.5004 | 7645 | 57.02 | 35.96 | 1018 | 57.02 | 2.3187 | 0 | Heating | 0.30915 | #N/A | #N/A | #N/A | #N/A | 2.3187 | #N/A | #N/A | 5.2534 | #N/A | 0 | 0 | 0 | 0 | 0 | 0 | 0 | 0 | 0.001031% | 1 | 50% | 0% | 0% | 0% | 8.2745 | 0 | 0 | 0 | 8.2745 | #N/A
2007-11-15 14:01 | 11 | 15 | 14 | 319.5421 | 7646 | 57.02 | 37.04 | 1018 | 57.02 | 0 | 0.070367 | Cooling | 0.011728 | #N/A | #N/A | #N/A | #N/A | 0 | 0 | 0 | 0 | 0 | 0.070367 | #N/A | #N/A | 88 | #N/A | #N/A | #N/A | #N/A | 3.909e-05% | 1 | 50% | 0% | 0% | 0% | 8.2745 | 0 | 0 | 0 | 8.2745 | #N/A
2007-11-15 15:01 | 11 | 15 | 15 | 319.5838 | 7647 | 57.02 | 35.06 | 1018 | 57.02 | 0 | 0.16506 | Cooling | 0.027509 | #N/A | #N/A | #N/A | #N/A | 0 | 0 | 0 | 0 | 0 | 0.16506 | #N/A | #N/A | 88 | #N/A | #N/A | #N/A | #N/A | 9.17e-05% | 1 | 50% | 0% | 0% | 0% | 8.2745 | 0 | 0 | 0 | 8.2745 | #N/A
2007-11-15 16:01 | 11 | 15 | 16 | 319.6254 | 7648 | 57.02 | 33.08 | 1018 | 57.02 | 0 | 0.35091 | Cooling | 0.058485 | #N/A | #N/A | #N/A | #N/A | 0 | 0 | 0 | 0 | 0 | 0.35091 | #N/A | #N/A | 88 | #N/A | #N/A | #N/A | #N/A | 0.000195% | 1 | 50% | 0% | 0% | 0% | 8.2745 | 0 | 0 | 0 | 8.2745 | #N/A
2007-11-15 17:01 | 11 | 15 | 17 | 319.6671 | 7649 | 53.06 | 33.08 | 1017 | 53.06 | 0 | 0.64972 | Cooling | 0.10829 | #N/A | #N/A | #N/A | #N/A | 0 | 0 | 0 | 0 | 0 | 0.64972 | #N/A | #N/A | 88 | #N/A | #N/A | #N/A | #N/A | 0.000361% | 1 | 50% | 0% | 0% | 0% | 8.2745 | 0 | 0 | 0 | 8.2745 | #N/A
2007-11-15 18:01 | 11 | 15 | 18 | 319.7088 | 7650 | 46.04 | 33.08 | 1017 | 46.04 | 0 | 0.073009 | Cooling | 0.012168 | #N/A | #N/A | #N/A | #N/A | 0 | 0 | 0 | 0 | 0 | 0.073009 | #N/A | #N/A | 88 | #N/A | #N/A | #N/A | #N/A | 4.056e-05% | 1 | 50% | 0% | 0% | 0% | 8.2745 | 0 | 0 | 0 | 8.2745 | #N/A
2007-11-15 19:01 | 11 | 15 | 19 | 319.7504 | 7651 | 39.92 | 33.08 | 1017 | 39.92 | 4.8921 | 0 | Heating | 0.65228 | #N/A | #N/A | #N/A | #N/A | 4.8921 | #N/A | #N/A | 3.7339 | #N/A | 0 | 0 | 0 | 0 | 0 | 0 | 0 | 0 | 0.002174% | 1 | 50% | 0% | 0% | 0% | 8.2745 | 0 | 0 | 0 | 8.2745 | #N/A
2007-11-15 20:01 | 11 | 15 | 20 | 319.7921 | 7652 | 39.92 | 33.08 | 1018 | 39.92 | 8.2119 | 0 | Heating | 1.0949 | #N/A | #N/A | #N/A | #N/A | 8.2119 | #N/A | #N/A | 3.7339 | #N/A | 0 | 0 | 0 | 0 | 0 | 0 | 0 | 0 | 0.00365% | 1 | 50% | 0% | 0% | 0% | 8.2745 | 0 | 0 | 0 | 8.2745 | #N/A
2007-11-15 21:01 | 11 | 15 | 21 | 319.8338 | 7653 | 41 | 33.08 | 1018 | 41 | 20.3266 | 0 | Heating | 2.7102 | #N/A | #N/A | #N/A | #N/A | 20.3266 | #N/A | #N/A | 3.8033 | #N/A | 0 | 0 | 0 | 0 | 0 | 0 | 0 | 0 | 0.009034% | 1 | 50% | 0% | 0% | 0% | 8.2745 | 0 | 0 | 0 | 8.2745 | #N/A
2007-11-15 22:01 | 11 | 15 | 22 | 319.8754 | 7654 | 39.92 | 32 | 1018 | 39.92 | 45.9921 | 0 | Heating | 6.1323 | #N/A | #N/A | #N/A | #N/A | 45.9921 | #N/A | #N/A | 3.7339 | #N/A | 0 | 0 | 0 | 0 | 0 | 0 | 0 | 0 | 0.02044% | 1 | 50% | 0% | 0% | 0% | 8.2745 | 0 | 0 | 0 | 8.2745 | #N/A
2007-11-15 23:01 | 11 | 15 | 23 | 319.9171 | 7655 | 39.92 | 33.08 | 1018 | 39.92 | 0 | 0 | Cooling | 0 | #N/A | #N/A | #N/A | #N/A | 0 | 0 | 0 | 0 | 0 | 0 | #N/A | #N/A | 88 | #N/A | #N/A | #N/A | #N/A | 0% | 1 | 50% | 0% | 0% | 0% | 8.2745 | 0 | 0 | 0 | 8.2745 | #N/A
2007-11-16 00:01 | 11 | 16 | 0 | 319.9588 | 7656 | 39.92 | 33.08 | 1018 | 39.92 | 0 | 0 | Cooling | 0 | #N/A | #N/A | #N/A | #N/A | 0 | 0 | 0 | 0 | 0 | 0 | #N/A | #N/A | 88 | #N/A | #N/A | #N/A | #N/A | 0% | 1 | 50% | 0% | 0% | 0% | 8.2745 | 0 | 0 | 0 | 8.2745 | #N/A
2007-11-16 01:01 | 11 | 16 | 1 | 320.0004 | 7657 | 35.06 | 32 | 1017 | 35.06 | 0 | 0 | Cooling | 0 | #N/A | #N/A | #N/A | #N/A | 0 | 0 | 0 | 0 | 0 | 0 | #N/A | #N/A | 88 | #N/A | #N/A | #N/A | #N/A | 0% | 1 | 50% | 0% | 0% | 0% | 8.2745 | 0 | 0 | 0 | 8.2745 | #N/A
2007-11-16 02:01 | 11 | 16 | 2 | 320.0421 | 7658 | 35.06 | 32 | 1017 | 35.06 | 0 | 0 | Cooling | 0 | #N/A | #N/A | #N/A | #N/A | 0 | 0 | 0 | 0 | 0 | 0 | #N/A | #N/A | 88 | #N/A | #N/A | #N/A | #N/A | 0% | 1 | 50% | 0% | 0% | 0% | 8.2745 | 0 | 0 | 0 | 8.2745 | #N/A
2007-11-16 03:01 | 11 | 16 | 3 | 320.0838 | 7659 | 37.04 | 30.92 | 1017 | 37.04 | 0.27077 | 0 | Heating | 0.036102 | #N/A | #N/A | #N/A | #N/A | 0.27077 | #N/A | #N/A | 3.5637 | #N/A | 0 | 0 | 0 | 0 | 0 | 0 | 0 | 0 | 0.0001203% | 1 | 50% | 0% | 0% | 0% | 8.2745 | 0 | 0 | 0 | 8.2745 | #N/A
2007-11-16 04:01 | 11 | 16 | 4 | 320.1254 | 7660 | 37.94 | 30.92 | 1016 | 37.94 | 2.5114 | 0 | Heating | 0.33485 | #N/A | #N/A | #N/A | #N/A | 2.5114 | #N/A | #N/A | 3.6146 | #N/A | 0 | 0 | 0 | 0 | 0 | 0 | 0 | 0 | 0.001116% | 1 | 50% | 0% | 0% | 0% | 8.2745 | 0 | 0 | 0 | 8.2745 | #N/A
2007-11-16 05:01 | 11 | 16 | 5 | 320.1671 | 7661 | 37.94 | 30.92 | 1017 | 37.94 | 5.2034 | 0 | Heating | 0.69379 | #N/A | #N/A | #N/A | #N/A | 5.2034 | #N/A | #N/A | 3.6146 | #N/A | 0 | 0 | 0 | 0 | 0 | 0 | 0 | 0 | 0.002313% | 1 | 50% | 0% | 0% | 0% | 8.2745 | 0 | 0 | 0 | 8.2745 | #N/A
2007-11-16 06:01 | 11 | 16 | 6 | 320.2088 | 7662 | 37.94 | 30.02 | 1017 | 37.94 | 6.0539 | 0 | Heating | 0.80718 | #N/A | #N/A | #N/A | #N/A | 6.0539 | #N/A | #N/A | 3.6146 | #N/A | 0 | 0 | 0 | 0 | 0 | 0 | 0 | 0 | 0.002691% | 1 | 50% | 0% | 0% | 0% | 8.2745 | 0 | 0 | 0 | 8.2745 | #N/A
2007-11-16 07:01 | 11 | 16 | 7 | 320.2504 | 7663 | 35.96 | 30.02 | 1017 | 35.96 | 439.6628 | 0 | Heating | 58.6217 | #N/A | #N/A | #N/A | #N/A | 439.6628 | #N/A | #N/A | 3.5052 | #N/A | 0 | 0 | 0 | 0 | 0 | 0 | 0 | 0 | 0.1954% | 1 | 50% | 0% | 0% | 0% | 8.2745 | 0 | 0 | 0 | 8.2745 | #N/A
2007-11-16 08:01 | 11 | 16 | 8 | 320.2921 | 7664 | 35.96 | 30.02 | 1018 | 35.96 | 183.0096 | 0 | Heating | 24.4013 | #N/A | #N/A | #N/A | #N/A | 183.0096 | #N/A | #N/A | 3.5052 | #N/A | 0 | 0 | 0 | 0 | 0 | 0 | 0 | 0 | 0.08134% | 1 | 50% | 0% | 0% | 0% | 8.2745 | 0 | 0 | 0 | 8.2745 | #N/A
2007-11-16 09:01 | 11 | 16 | 9 | 320.3338 | 7665 | 39.02 | 33.98 | 1018 | 39.02 | 53.896 | 0 | Heating | 7.1861 | #N/A | #N/A | #N/A | #N/A | 53.896 | #N/A | #N/A | 3.6785 | #N/A | 0 | 0 | 0 | 0 | 0 | 0 | 0 | 0 | 0.02395% | 1 | 50% | 0% | 0% | 0% | 8.2745 | 0 | 0 | 0 | 8.2745 | #N/A
2007-11-16 10:01 | 11 | 16 | 10 | 320.3754 | 7666 | 42.08 | 39.02 | 1017 | 42.08 | 11.7127 | 0 | Heating | 1.5617 | #N/A | #N/A | #N/A | #N/A | 11.7127 | #N/A | #N/A | 3.8759 | #N/A | 0 | 0 | 0 | 0 | 0 | 0 | 0 | 0 | 0.005206% | 1 | 50% | 0% | 0% | 0% | 8.2745 | 0 | 0 | 0 | 8.2745 | #N/A
2007-11-16 11:01 | 11 | 16 | 11 | 320.4171 | 7667 | 42.08 | 39.02 | 1017 | 42.08 | 8.0459 | 0 | Heating | 1.0728 | #N/A | #N/A | #N/A | #N/A | 8.0459 | #N/A | #N/A | 3.8759 | #N/A | 0 | 0 | 0 | 0 | 0 | 0 | 0 | 0 | 0.003576% | 1 | 50% | 0% | 0% | 0% | 8.2745 | 0 | 0 | 0 | 8.2745 | #N/A
2007-11-16 12:01 | 11 | 16 | 12 | 320.4588 | 7668 | 42.08 | 37.94 | 1016 | 42.08 | 0 | 2.7897 | Cooling | 0.46495 | #N/A | #N/A | #N/A | #N/A | 0 | 0 | 0 | 0 | 0 | 2.7897 | #N/A | #N/A | 88 | #N/A | #N/A | #N/A | #N/A | 0.00155% | 1 | 50% | 0% | 0% | 0% | 8.2745 | 0 | 0 | 0 | 8.2745 | #N/A
2007-11-16 13:01 | 11 | 16 | 13 | 320.5004 | 7669 | 42.98 | 39.02 | 1016 | 42.98 | 0 | 23.4141 | Cooling | 3.9024 | #N/A | #N/A | #N/A | #N/A | 0 | 0 | 0 | 0 | 0 | 23.4141 | #N/A | #N/A | 88 | #N/A | #N/A | #N/A | #N/A | 0.01301% | 1 | 50% | 0% | 0% | 0% | 8.2745 | 0 | 0 | 0 | 8.2745 | #N/A
2007-11-16 14:01 | 11 | 16 | 14 | 320.5421 | 7670 | 42.98 | 39.02 | 1015 | 42.98 | 0 | 28.6179 | Cooling | 4.7697 | #N/A | #N/A | #N/A | #N/A | 0 | 0 | 0 | 0 | 0 | 28.6179 | #N/A | #N/A | 88 | #N/A | #N/A | #N/A | #N/A | 0.0159% | 1 | 50% | 0% | 0% | 0% | 8.2745 | 0 | 0 | 0 | 8.2745 | #N/A
2007-11-16 15:01 | 11 | 16 | 15 | 320.5838 | 7671 | 41 | 39.02 | 1015 | 41 | 0 | 30.7575 | Cooling | 5.1262 | #N/A | #N/A | #N/A | #N/A | 0 | 0 | 0 | 0 | 0 | 30.7575 | #N/A | #N/A | 88 | #N/A | #N/A | #N/A | #N/A | 0.01709% | 1 | 50% | 0% | 0% | 0% | 8.2745 | 0 | 0 | 0 | 8.2745 | #N/A
2007-11-16 16:01 | 11 | 16 | 16 | 320.6254 | 7672 | 42.08 | 37.94 | 1014 | 42.08 | 0 | 18.3267 | Cooling | 3.0544 | #N/A | #N/A | #N/A | #N/A | 0 | 0 | 0 | 0 | 0 | 18.3267 | #N/A | #N/A | 88 | #N/A | #N/A | #N/A | #N/A | 0.01018% | 1 | 50% | 0% | 0% | 0% | 8.2745 | 0 | 0 | 0 | 8.2745 | #N/A
2007-11-16 17:01 | 11 | 16 | 17 | 320.6671 | 7673 | 42.08 | 37.04 | 1014 | 42.08 | 2.2113 | 0 | Heating | 0.29484 | #N/A | #N/A | #N/A | #N/A | 2.2113 | #N/A | #N/A | 3.8759 | #N/A | 0 | 0 | 0 | 0 | 0 | 0 | 0 | 0 | 0.0009828% | 1 | 50% | 0% | 0% | 0% | 8.2745 | 0 | 0 | 0 | 8.2745 | #N/A
2007-11-16 18:01 | 11 | 16 | 18 | 320.7088 | 7674 | 44.06 | 35.96 | 1014 | 44.06 | 4.0571 | 0 | Heating | 0.54095 | #N/A | #N/A | #N/A | #N/A | 4.0571 | #N/A | #N/A | 4.0174 | #N/A | 0 | 0 | 0 | 0 | 0 | 0 | 0 | 0 | 0.001803% | 1 | 50% | 0% | 0% | 0% | 8.2745 | 0 | 0 | 0 | 8.2745 | #N/A
2007-11-16 19:01 | 11 | 16 | 19 | 320.7504 | 7675 | 44.96 | 35.96 | 1014 | 44.96 | 0 | 0 | Cooling | 0 | #N/A | #N/A | #N/A | #N/A | 0 | 0 | 0 | 0 | 0 | 0 | #N/A | #N/A | 88 | #N/A | #N/A | #N/A | #N/A | 0% | 1 | 50% | 0% | 0% | 0% | 8.2745 | 0 | 0 | 0 | 8.2745 | #N/A
2007-11-16 20:01 | 11 | 16 | 20 | 320.7921 | 7676 | 46.04 | 35.06 | 1013 | 46.04 | 0 | 0 | Cooling | 0 | #N/A | #N/A | #N/A | #N/A | 0 | 0 | 0 | 0 | 0 | 0 | #N/A | #N/A | 88 | #N/A | #N/A | #N/A | #N/A | 0% | 1 | 50% | 0% | 0% | 0% | 8.2745 | 0 | 0 | 0 | 8.2745 | #N/A
2007-11-16 21:01 | 11 | 16 | 21 | 320.8338 | 7677 | 46.04 | 35.06 | 1013 | 46.04 | 0 | 0 | Cooling | 0 | #N/A | #N/A | #N/A | #N/A | 0 | 0 | 0 | 0 | 0 | 0 | #N/A | #N/A | 88 | #N/A | #N/A | #N/A | #N/A | 0% | 1 | 50% | 0% | 0% | 0% | 8.2745 | 0 | 0 | 0 | 8.2745 | #N/A
2007-11-16 22:01 | 11 | 16 | 22 | 320.8754 | 7678 | 46.04 | 35.06 | 1013 | 46.04 | 0 | 0 | Cooling | 0 | #N/A | #N/A | #N/A | #N/A | 0 | 0 | 0 | 0 | 0 | 0 | #N/A | #N/A | 88 | #N/A | #N/A | #N/A | #N/A | 0% | 1 | 50% | 0% | 0% | 0% | 8.2745 | 0 | 0 | 0 | 8.2745 | #N/A
2007-11-16 23:01 | 11 | 16 | 23 | 320.9171 | 7679 | 46.04 | 37.04 | 1013 | 46.04 | 0 | 0 | Cooling | 0 | #N/A | #N/A | #N/A | #N/A | 0 | 0 | 0 | 0 | 0 | 0 | #N/A | #N/A | 88 | #N/A | #N/A | #N/A | #N/A | 0% | 1 | 50% | 0% | 0% | 0% | 8.2745 | 0 | 0 | 0 | 8.2745 | #N/A
2007-11-17 00:01 | 11 | 17 | 0 | 320.9588 | 7680 | 46.04 | 37.94 | 1012 | 46.04 | 0 | 0 | Cooling | 0 | #N/A | #N/A | #N/A | #N/A | 0 | 0 | 0 | 0 | 0 | 0 | #N/A | #N/A | 88 | #N/A | #N/A | #N/A | #N/A | 0% | 1 | 50% | 0% | 0% | 0% | 8.2745 | 0 | 0 | 0 | 8.2745 | #N/A
2007-11-17 01:01 | 11 | 17 | 1 | 321.0004 | 7681 | 46.04 | 39.92 | 1012 | 46.04 | 0 | 0 | Cooling | 0 | #N/A | #N/A | #N/A | #N/A | 0 | 0 | 0 | 0 | 0 | 0 | #N/A | #N/A | 88 | #N/A | #N/A | #N/A | #N/A | 0% | 1 | 50% | 0% | 0% | 0% | 8.2745 | 0 | 0 | 0 | 8.2745 | #N/A
2007-11-17 02:01 | 11 | 17 | 2 | 321.0421 | 7682 | 46.04 | 42.08 | 1011 | 46.04 | 0 | 0 | Cooling | 0 | #N/A | #N/A | #N/A | #N/A | 0 | 0 | 0 | 0 | 0 | 0 | #N/A | #N/A | 88 | #N/A | #N/A | #N/A | #N/A | 0% | 1 | 50% | 0% | 0% | 0% | 8.2745 | 0 | 0 | 0 | 8.2745 | #N/A
2007-11-17 03:01 | 11 | 17 | 3 | 321.0838 | 7683 | 46.4 | 44.06 | 1011 | 46.4 | 0 | 0 | Cooling | 0 | #N/A | #N/A | #N/A | #N/A | 0 | 0 | 0 | 0 | 0 | 0 | #N/A | #N/A | 88 | #N/A | #N/A | #N/A | #N/A | 0% | 1 | 50% | 0% | 0% | 0% | 8.2745 | 0 | 0 | 0 | 8.2745 | #N/A
2007-11-17 04:01 | 11 | 17 | 4 | 321.1254 | 7684 | 46.4 | 46.04 | 1010 | 46.4 | 0 | 0 | Cooling | 0 | #N/A | #N/A | #N/A | #N/A | 0 | 0 | 0 | 0 | 0 | 0 | #N/A | #N/A | 88 | #N/A | #N/A | #N/A | #N/A | 0% | 1 | 50% | 0% | 0% | 0% | 8.2745 | 0 | 0 | 0 | 8.2745 | #N/A
2007-11-17 05:01 | 11 | 17 | 5 | 321.1671 | 7685 | 46.04 | 48.02 | 1009 | 46.04 | 0 | 0 | Cooling | 0 | #N/A | #N/A | #N/A | #N/A | 0 | 0 | 0 | 0 | 0 | 0 | #N/A | #N/A | 88 | #N/A | #N/A | #N/A | #N/A | 0% | 1 | 50% | 0% | 0% | 0% | 8.2745 | 0 | 0 | 0 | 8.2745 | #N/A
2007-11-17 06:01 | 11 | 17 | 6 | 321.2088 | 7686 | 46.04 | 50 | 1009 | 46.04 | 0 | 0 | Cooling | 0 | #N/A | #N/A | #N/A | #N/A | 0 | 0 | 0 | 0 | 0 | 0 | #N/A | #N/A | 88 | #N/A | #N/A | #N/A | #N/A | 0% | 1 | 50% | 0% | 0% | 0% | 8.2745 | 0 | 0 | 0 | 8.2745 | #N/A
2007-11-17 07:01 | 11 | 17 | 7 | 321.2504 | 7687 | 46.04 | 50 | 1007 | 46.04 | 0 | 0 | Cooling | 0 | #N/A | #N/A | #N/A | #N/A | 0 | 0 | 0 | 0 | 0 | 0 | #N/A | #N/A | 88 | #N/A | #N/A | #N/A | #N/A | 0% | 1 | 50% | 0% | 0% | 0% | 8.2745 | 0 | 0 | 0 | 8.2745 | #N/A
2007-11-17 08:01 | 11 | 17 | 8 | 321.2921 | 7688 | 46.04 | 48.92 | 1007 | 46.04 | 0 | 0 | Cooling | 0 | #N/A | #N/A | #N/A | #N/A | 0 | 0 | 0 | 0 | 0 | 0 | #N/A | #N/A | 88 | #N/A | #N/A | #N/A | #N/A | 0% | 1 | 50% | 0% | 0% | 0% | 8.2745 | 0 | 0 | 0 | 8.2745 | #N/A
2007-11-17 09:01 | 11 | 17 | 9 | 321.3338 | 7689 | 48.02 | 48.02 | 1005 | 48.02 | 0 | 0 | Cooling | 0 | #N/A | #N/A | #N/A | #N/A | 0 | 0 | 0 | 0 | 0 | 0 | #N/A | #N/A | 88 | #N/A | #N/A | #N/A | #N/A | 0% | 1 | 50% | 0% | 0% | 0% | 8.2745 | 0 | 0 | 0 | 8.2745 | #N/A
2007-11-17 10:01 | 11 | 17 | 10 | 321.3754 | 7690 | 48.92 | 46.94 | 1004 | 48.92 | 0 | 0 | Cooling | 0 | #N/A | #N/A | #N/A | #N/A | 0 | 0 | 0 | 0 | 0 | 0 | #N/A | #N/A | 88 | #N/A | #N/A | #N/A | #N/A | 0% | 1 | 50% | 0% | 0% | 0% | 8.2745 | 0 | 0 | 0 | 8.2745 | #N/A
2007-11-17 11:01 | 11 | 17 | 11 | 321.4171 | 7691 | 48.92 | 46.94 | 1003 | 48.92 | 0 | 0 | Cooling | 0 | #N/A | #N/A | #N/A | #N/A | 0 | 0 | 0 | 0 | 0 | 0 | #N/A | #N/A | 88 | #N/A | #N/A | #N/A | #N/A | 0% | 1 | 50% | 0% | 0% | 0% | 8.2745 | 0 | 0 | 0 | 8.2745 | #N/A
2007-11-17 12:01 | 11 | 17 | 12 | 321.4588 | 7692 | 51.98 | 48.02 | 1002 | 51.98 | 0 | 0 | Cooling | 0 | #N/A | #N/A | #N/A | #N/A | 0 | 0 | 0 | 0 | 0 | 0 | #N/A | #N/A | 88 | #N/A | #N/A | #N/A | #N/A | 0% | 1 | 50% | 0% | 0% | 0% | 8.2745 | 0 | 0 | 0 | 8.2745 | #N/A
2007-11-17 13:01 | 11 | 17 | 13 | 321.5004 | 7693 | 51.98 | 51.08 | 1001 | 51.98 | 0 | 0 | Cooling | 0 | #N/A | #N/A | #N/A | #N/A | 0 | 0 | 0 | 0 | 0 | 0 | #N/A | #N/A | 88 | #N/A | #N/A | #N/A | #N/A | 0% | 1 | 50% | 0% | 0% | 0% | 8.2745 | 0 | 0 | 0 | 8.2745 | #N/A
2007-11-17 14:01 | 11 | 17 | 14 | 321.5421 | 7694 | 51.98 | 51.98 | 1001 | 51.98 | 0 | 0 | Cooling | 0 | #N/A | #N/A | #N/A | #N/A | 0 | 0 | 0 | 0 | 0 | 0 | #N/A | #N/A | 88 | #N/A | #N/A | #N/A | #N/A | 0% | 1 | 50% | 0% | 0% | 0% | 8.2745 | 0 | 0 | 0 | 8.2745 | #N/A
2007-11-17 15:01 | 11 | 17 | 15 | 321.5838 | 7695 | 53.96 | 51.98 | 1001 | 53.96 | 0 | 0 | Cooling | 0 | #N/A | #N/A | #N/A | #N/A | 0 | 0 | 0 | 0 | 0 | 0 | #N/A | #N/A | 88 | #N/A | #N/A | #N/A | #N/A | 0% | 1 | 50% | 0% | 0% | 0% | 8.2745 | 0 | 0 | 0 | 8.2745 | #N/A
2007-11-17 16:01 | 11 | 17 | 16 | 321.6254 | 7696 | 53.06 | 51.98 | 1000 | 53.06 | 0 | 0 | Cooling | 0 | #N/A | #N/A | #N/A | #N/A | 0 | 0 | 0 | 0 | 0 | 0 | #N/A | #N/A | 88 | #N/A | #N/A | #N/A | #N/A | 0% | 1 | 50% | 0% | 0% | 0% | 8.2745 | 0 | 0 | 0 | 8.2745 | #N/A
2007-11-17 17:01 | 11 | 17 | 17 | 321.6671 | 7697 | 53.06 | 51.08 | 999 | 53.06 | 0 | 0 | Cooling | 0 | #N/A | #N/A | #N/A | #N/A | 0 | 0 | 0 | 0 | 0 | 0 | #N/A | #N/A | 88 | #N/A | #N/A | #N/A | #N/A | 0% | 1 | 50% | 0% | 0% | 0% | 8.2745 | 0 | 0 | 0 | 8.2745 | #N/A
2007-11-17 18:01 | 11 | 17 | 18 | 321.7088 | 7698 | 48.02 | 51.08 | 998 | 48.02 | 0 | 0 | Cooling | 0 | #N/A | #N/A | #N/A | #N/A | 0 | 0 | 0 | 0 | 0 | 0 | #N/A | #N/A | 88 | #N/A | #N/A | #N/A | #N/A | 0% | 1 | 50% | 0% | 0% | 0% | 8.2745 | 0 | 0 | 0 | 8.2745 | #N/A
2007-11-17 19:01 | 11 | 17 | 19 | 321.7504 | 7699 | 46.94 | 51.08 | 997 | 46.94 | 0 | 0 | Cooling | 0 | #N/A | #N/A | #N/A | #N/A | 0 | 0 | 0 | 0 | 0 | 0 | #N/A | #N/A | 88 | #N/A | #N/A | #N/A | #N/A | 0% | 1 | 50% | 0% | 0% | 0% | 8.2745 | 0 | 0 | 0 | 8.2745 | #N/A
2007-11-17 20:01 | 11 | 17 | 20 | 321.7921 | 7700 | 46.94 | 53.06 | 996 | 46.94 | 0 | 0 | Cooling | 0 | #N/A | #N/A | #N/A | #N/A | 0 | 0 | 0 | 0 | 0 | 0 | #N/A | #N/A | 88 | #N/A | #N/A | #N/A | #N/A | 0% | 1 | 50% | 0% | 0% | 0% | 8.2745 | 0 | 0 | 0 | 8.2745 | #N/A
2007-11-17 21:01 | 11 | 17 | 21 | 321.8338 | 7701 | 39.92 | 53.96 | 995 | 39.92 | 0 | 0 | Cooling | 0 | #N/A | #N/A | #N/A | #N/A | 0 | 0 | 0 | 0 | 0 | 0 | #N/A | #N/A | 88 | #N/A | #N/A | #N/A | #N/A | 0% | 1 | 50% | 0% | 0% | 0% | 8.2745 | 0 | 0 | 0 | 8.2745 | #N/A
2007-11-17 22:01 | 11 | 17 | 22 | 321.8754 | 7702 | 42.98 | 53.96 | 993 | 42.98 | 0 | 0 | Cooling | 0 | #N/A | #N/A | #N/A | #N/A | 0 | 0 | 0 | 0 | 0 | 0 | #N/A | #N/A | 88 | #N/A | #N/A | #N/A | #N/A | 0% | 1 | 50% | 0% | 0% | 0% | 8.2745 | 0 | 0 | 0 | 8.2745 | #N/A
2007-11-17 23:01 | 11 | 17 | 23 | 321.9171 | 7703 | 42.98 | 55.04 | 992 | 42.98 | 0 | 0 | Cooling | 0 | #N/A | #N/A | #N/A | #N/A | 0 | 0 | 0 | 0 | 0 | 0 | #N/A | #N/A | 88 | #N/A | #N/A | #N/A | #N/A | 0% | 1 | 50% | 0% | 0% | 0% | 8.2745 | 0 | 0 | 0 | 8.2745 | #N/A
2007-11-18 00:01 | 11 | 18 | 0 | 321.9588 | 7704 | 41 | 57.02 | 992 | 41 | 0 | 0 | Cooling | 0 | #N/A | #N/A | #N/A | #N/A | 0 | 0 | 0 | 0 | 0 | 0 | #N/A | #N/A | 88 | #N/A | #N/A | #N/A | #N/A | 0% | 1 | 50% | 0% | 0% | 0% | 8.2745 | 0 | 0 | 0 | 8.2745 | #N/A
2007-11-18 01:01 | 11 | 18 | 1 | 322.0004 | 7705 | 41 | 53.06 | 994 | 41 | 0 | 0 | Cooling | 0 | #N/A | #N/A | #N/A | #N/A | 0 | 0 | 0 | 0 | 0 | 0 | #N/A | #N/A | 88 | #N/A | #N/A | #N/A | #N/A | 0% | 1 | 50% | 0% | 0% | 0% | 8.2745 | 0 | 0 | 0 | 8.2745 | #N/A
2007-11-18 02:01 | 11 | 18 | 2 | 322.0421 | 7706 | 41 | 51.98 | 994 | 41 | 0 | 0 | Cooling | 0 | #N/A | #N/A | #N/A | #N/A | 0 | 0 | 0 | 0 | 0 | 0 | #N/A | #N/A | 88 | #N/A | #N/A | #N/A | #N/A | 0% | 1 | 50% | 0% | 0% | 0% | 8.2745 | 0 | 0 | 0 | 8.2745 | #N/A
2007-11-18 03:01 | 11 | 18 | 3 | 322.0838 | 7707 | 37.04 | 50 | 995 | 37.04 | 0 | 0 | Cooling | 0 | #N/A | #N/A | #N/A | #N/A | 0 | 0 | 0 | 0 | 0 | 0 | #N/A | #N/A | 88 | #N/A | #N/A | #N/A | #N/A | 0% | 1 | 50% | 0% | 0% | 0% | 8.2745 | 0 | 0 | 0 | 8.2745 | #N/A
2007-11-18 04:01 | 11 | 18 | 4 | 322.1254 | 7708 | 39.02 | 48.92 | 995 | 39.02 | 0 | 0 | Cooling | 0 | #N/A | #N/A | #N/A | #N/A | 0 | 0 | 0 | 0 | 0 | 0 | #N/A | #N/A | 88 | #N/A | #N/A | #N/A | #N/A | 0% | 1 | 50% | 0% | 0% | 0% | 8.2745 | 0 | 0 | 0 | 8.2745 | #N/A
2007-11-18 05:01 | 11 | 18 | 5 | 322.1671 | 7709 | 39.02 | 48.02 | 996 | 39.02 | 0 | 0 | Cooling | 0 | #N/A | #N/A | #N/A | #N/A | 0 | 0 | 0 | 0 | 0 | 0 | #N/A | #N/A | 88 | #N/A | #N/A | #N/A | #N/A | 0% | 1 | 50% | 0% | 0% | 0% | 8.2745 | 0 | 0 | 0 | 8.2745 | #N/A
2007-11-18 06:01 | 11 | 18 | 6 | 322.2088 | 7710 | 44.96 | 44.96 | 997 | 44.96 | 0 | 0 | Cooling | 0 | #N/A | #N/A | #N/A | #N/A | 0 | 0 | 0 | 0 | 0 | 0 | #N/A | #N/A | 88 | #N/A | #N/A | #N/A | #N/A | 0% | 1 | 50% | 0% | 0% | 0% | 8.2745 | 0 | 0 | 0 | 8.2745 | #N/A
2007-11-18 07:01 | 11 | 18 | 7 | 322.2504 | 7711 | 39.02 | 44.06 | 997 | 39.02 | 0 | 12.1574 | Cooling | 2.0262 | #N/A | #N/A | #N/A | #N/A | 0 | 0 | 0 | 0 | 0 | 12.1574 | #N/A | #N/A | 88 | #N/A | #N/A | #N/A | #N/A | 0.006754% | 1 | 50% | 0% | 0% | 0% | 8.2745 | 0 | 0 | 0 | 8.2745 | #N/A
2007-11-18 08:01 | 11 | 18 | 8 | 322.2921 | 7712 | 39.02 | 44.06 | 998 | 39.02 | 0 | 0 | Cooling | 0 | #N/A | #N/A | #N/A | #N/A | 0 | 0 | 0 | 0 | 0 | 0 | #N/A | #N/A | 88 | #N/A | #N/A | #N/A | #N/A | 0% | 1 | 50% | 0% | 0% | 0% | 8.2745 | 0 | 0 | 0 | 8.2745 | #N/A
2007-11-18 09:01 | 11 | 18 | 9 | 322.3338 | 7713 | 50 | 44.96 | 999 | 50 | 0 | 0 | Cooling | 0 | #N/A | #N/A | #N/A | #N/A | 0 | 0 | 0 | 0 | 0 | 0 | #N/A | #N/A | 88 | #N/A | #N/A | #N/A | #N/A | 0% | 1 | 50% | 0% | 0% | 0% | 8.2745 | 0 | 0 | 0 | 8.2745 | #N/A
2007-11-18 10:01 | 11 | 18 | 10 | 322.3754 | 7714 | 53.06 | 44.06 | 1000 | 53.06 | 0 | 0.0077075 | Cooling | 0.0012846 | #N/A | #N/A | #N/A | #N/A | 0 | 0 | 0 | 0 | 0 | 0.0077075 | #N/A | #N/A | 88 | #N/A | #N/A | #N/A | #N/A | 4.282e-06% | 1 | 50% | 0% | 0% | 0% | 8.2745 | 0 | 0 | 0 | 8.2745 | #N/A
2007-11-18 11:01 | 11 | 18 | 11 | 322.4171 | 7715 | 53.06 | 41 | 1000 | 53.06 | 0 | 0.10379 | Cooling | 0.017299 | #N/A | #N/A | #N/A | #N/A | 0 | 0 | 0 | 0 | 0 | 0.10379 | #N/A | #N/A | 88 | #N/A | #N/A | #N/A | #N/A | 5.766e-05% | 1 | 50% | 0% | 0% | 0% | 8.2745 | 0 | 0 | 0 | 8.2745 | #N/A
2007-11-18 12:01 | 11 | 18 | 12 | 322.4588 | 7716 | 51.08 | 37.04 | 1001 | 51.08 | 0 | 0.19667 | Cooling | 0.032779 | #N/A | #N/A | #N/A | #N/A | 0 | 0 | 0 | 0 | 0 | 0.19667 | #N/A | #N/A | 88 | #N/A | #N/A | #N/A | #N/A | 0.0001093% | 1 | 50% | 0% | 0% | 0% | 8.2745 | 0 | 0 | 0 | 8.2745 | #N/A
2007-11-18 13:01 | 11 | 18 | 13 | 322.5004 | 7717 | 51.98 | 35.06 | 1001 | 51.98 | 0 | 0.166 | Cooling | 0.027667 | #N/A | #N/A | #N/A | #N/A | 0 | 0 | 0 | 0 | 0 | 0.166 | #N/A | #N/A | 88 | #N/A | #N/A | #N/A | #N/A | 9.222e-05% | 1 | 50% | 0% | 0% | 0% | 8.2745 | 0 | 0 | 0 | 8.2745 | #N/A
2007-11-18 14:01 | 11 | 18 | 14 | 322.5421 | 7718 | 51.98 | 30.02 | 1002 | 51.98 | 0 | 0.26569 | Cooling | 0.044281 | #N/A | #N/A | #N/A | #N/A | 0 | 0 | 0 | 0 | 0 | 0.26569 | #N/A | #N/A | 88 | #N/A | #N/A | #N/A | #N/A | 0.0001476% | 1 | 50% | 0% | 0% | 0% | 8.2745 | 0 | 0 | 0 | 8.2745 | #N/A
2007-11-18 15:01 | 11 | 18 | 15 | 322.5838 | 7719 | 55.94 | 30.02 | 1002 | 55.94 | 0 | 0.34484 | Cooling | 0.057473 | #N/A | #N/A | #N/A | #N/A | 0 | 0 | 0 | 0 | 0 | 0.34484 | #N/A | #N/A | 88 | #N/A | #N/A | #N/A | #N/A | 0.0001916% | 1 | 50% | 0% | 0% | 0% | 8.2745 | 0 | 0 | 0 | 8.2745 | #N/A
2007-11-18 16:01 | 11 | 18 | 16 | 322.6254 | 7720 | 53.96 | 30.92 | 1003 | 53.96 | 0 | 0.35705 | Cooling | 0.059509 | #N/A | #N/A | #N/A | #N/A | 0 | 0 | 0 | 0 | 0 | 0.35705 | #N/A | #N/A | 88 | #N/A | #N/A | #N/A | #N/A | 0.0001984% | 1 | 50% | 0% | 0% | 0% | 8.2745 | 0 | 0 | 0 | 8.2745 | #N/A
2007-11-18 17:01 | 11 | 18 | 17 | 322.6671 | 7721 | 53.96 | 30.92 | 1004 | 53.96 | 0 | 0.50437 | Cooling | 0.084061 | #N/A | #N/A | #N/A | #N/A | 0 | 0 | 0 | 0 | 0 | 0.50437 | #N/A | #N/A | 88 | #N/A | #N/A | #N/A | #N/A | 0.0002802% | 1 | 50% | 0% | 0% | 0% | 8.2745 | 0 | 0 | 0 | 8.2745 | #N/A
2007-11-18 18:01 | 11 | 18 | 18 | 322.7088 | 7722 | 46.94 | 30.92 | 1005 | 46.94 | 0 | 0.4653 | Cooling | 0.07755 | #N/A | #N/A | #N/A | #N/A | 0 | 0 | 0 | 0 | 0 | 0.4653 | #N/A | #N/A | 88 | #N/A | #N/A | #N/A | #N/A | 0.0002585% | 1 | 50% | 0% | 0% | 0% | 8.2745 | 0 | 0 | 0 | 8.2745 | #N/A
2007-11-18 19:01 | 11 | 18 | 19 | 322.7504 | 7723 | 44.06 | 32 | 1005 | 44.06 | 0 | 0.27668 | Cooling | 0.046114 | #N/A | #N/A | #N/A | #N/A | 0 | 0 | 0 | 0 | 0 | 0.27668 | #N/A | #N/A | 88 | #N/A | #N/A | #N/A | #N/A | 0.0001537% | 1 | 50% | 0% | 0% | 0% | 8.2745 | 0 | 0 | 0 | 8.2745 | #N/A
2007-11-18 20:01 | 11 | 18 | 20 | 322.7921 | 7724 | 44.06 | 33.08 | 1006 | 44.06 | 0 | 0.19098 | Cooling | 0.03183 | #N/A | #N/A | #N/A | #N/A | 0 | 0 | 0 | 0 | 0 | 0.19098 | #N/A | #N/A | 88 | #N/A | #N/A | #N/A | #N/A | 0.0001061% | 1 | 50% | 0% | 0% | 0% | 8.2745 | 0 | 0 | 0 | 8.2745 | #N/A
2007-11-18 21:01 | 11 | 18 | 21 | 322.8338 | 7725 | 42.08 | 33.98 | 1007 | 42.08 | 0.20619 | 0 | Heating | 0.027491 | #N/A | #N/A | #N/A | #N/A | 0.20619 | #N/A | #N/A | 3.8759 | #N/A | 0 | 0 | 0 | 0 | 0 | 0 | 0 | 0 | 9.164e-05% | 1 | 50% | 0% | 0% | 0% | 8.2745 | 0 | 0 | 0 | 8.2745 | #N/A
2007-11-18 22:01 | 11 | 18 | 22 | 322.8754 | 7726 | 41 | 33.08 | 1008 | 41 | 2.6926 | 0 | Heating | 0.35902 | #N/A | #N/A | #N/A | #N/A | 2.6926 | #N/A | #N/A | 3.8033 | #N/A | 0 | 0 | 0 | 0 | 0 | 0 | 0 | 0 | 0.001197% | 1 | 50% | 0% | 0% | 0% | 8.2745 | 0 | 0 | 0 | 8.2745 | #N/A
2007-11-18 23:01 | 11 | 18 | 23 | 322.9171 | 7727 | 41 | 35.06 | 1008 | 41 | 0 | 0 | Cooling | 0 | #N/A | #N/A | #N/A | #N/A | 0 | 0 | 0 | 0 | 0 | 0 | #N/A | #N/A | 88 | #N/A | #N/A | #N/A | #N/A | 0% | 1 | 50% | 0% | 0% | 0% | 8.2745 | 0 | 0 | 0 | 8.2745 | #N/A
2007-11-19 00:01 | 11 | 19 | 0 | 322.9588 | 7728 | 37.94 | 35.06 | 1009 | 37.94 | 0 | 0 | Cooling | 0 | #N/A | #N/A | #N/A | #N/A | 0 | 0 | 0 | 0 | 0 | 0 | #N/A | #N/A | 88 | #N/A | #N/A | #N/A | #N/A | 0% | 1 | 50% | 0% | 0% | 0% | 8.2745 | 0 | 0 | 0 | 8.2745 | #N/A
2007-11-19 01:01 | 11 | 19 | 1 | 323.0004 | 7729 | 35.96 | 33.98 | 1009 | 35.96 | 0 | 0 | Cooling | 0 | #N/A | #N/A | #N/A | #N/A | 0 | 0 | 0 | 0 | 0 | 0 | #N/A | #N/A | 88 | #N/A | #N/A | #N/A | #N/A | 0% | 1 | 50% | 0% | 0% | 0% | 8.2745 | 0 | 0 | 0 | 8.2745 | #N/A
2007-11-19 02:01 | 11 | 19 | 2 | 323.0421 | 7730 | 35.96 | 30.02 | 1009 | 35.96 | 0 | 0 | Cooling | 0 | #N/A | #N/A | #N/A | #N/A | 0 | 0 | 0 | 0 | 0 | 0 | #N/A | #N/A | 88 | #N/A | #N/A | #N/A | #N/A | 0% | 1 | 50% | 0% | 0% | 0% | 8.2745 | 0 | 0 | 0 | 8.2745 | #N/A
2007-11-19 03:01 | 11 | 19 | 3 | 323.0838 | 7731 | 33.98 | 28.04 | 1009 | 33.98 | 0 | 0 | Cooling | 0 | #N/A | #N/A | #N/A | #N/A | 0 | 0 | 0 | 0 | 0 | 0 | #N/A | #N/A | 88 | #N/A | #N/A | #N/A | #N/A | 0% | 1 | 50% | 0% | 0% | 0% | 8.2745 | 0 | 0 | 0 | 8.2745 | #N/A
2007-11-19 04:01 | 11 | 19 | 4 | 323.1254 | 7732 | 33.08 | 28.04 | 1009 | 33.08 | 0 | 0 | Cooling | 0 | #N/A | #N/A | #N/A | #N/A | 0 | 0 | 0 | 0 | 0 | 0 | #N/A | #N/A | 88 | #N/A | #N/A | #N/A | #N/A | 0% | 1 | 50% | 0% | 0% | 0% | 8.2745 | 0 | 0 | 0 | 8.2745 | #N/A
2007-11-19 05:01 | 11 | 19 | 5 | 323.1671 | 7733 | 33.08 | 28.04 | 1009 | 33.08 | 0 | 0 | Cooling | 0 | #N/A | #N/A | #N/A | #N/A | 0 | 0 | 0 | 0 | 0 | 0 | #N/A | #N/A | 88 | #N/A | #N/A | #N/A | #N/A | 0% | 1 | 50% | 0% | 0% | 0% | 8.2745 | 0 | 0 | 0 | 8.2745 | #N/A
2007-11-19 06:01 | 11 | 19 | 6 | 323.2088 | 7734 | 32 | 28.04 | 1008 | 32 | 0 | 0 | Cooling | 0 | #N/A | #N/A | #N/A | #N/A | 0 | 0 | 0 | 0 | 0 | 0 | #N/A | #N/A | 88 | #N/A | #N/A | #N/A | #N/A | 0% | 1 | 50% | 0% | 0% | 0% | 8.2745 | 0 | 0 | 0 | 8.2745 | #N/A
2007-11-19 07:01 | 11 | 19 | 7 | 323.2504 | 7735 | 30.92 | 28.04 | 1008 | 30.92 | 212.1194 | 0 | Heating | 28.2826 | #N/A | #N/A | #N/A | #N/A | 212.1194 | #N/A | #N/A | 3.2671 | #N/A | 0 | 0 | 0 | 0 | 0 | 0 | 0 | 0 | 0.09428% | 1 | 50% | 0% | 0% | 0% | 8.2745 | 0 | 0 | 0 | 8.2745 | #N/A
2007-11-19 08:01 | 11 | 19 | 8 | 323.2921 | 7736 | 30.92 | 30.02 | 1008 | 30.92 | 56.804 | 0 | Heating | 7.5739 | #N/A | #N/A | #N/A | #N/A | 56.804 | #N/A | #N/A | 3.2671 | #N/A | 0 | 0 | 0 | 0 | 0 | 0 | 0 | 0 | 0.02525% | 1 | 50% | 0% | 0% | 0% | 8.2745 | 0 | 0 | 0 | 8.2745 | #N/A
2007-11-19 09:01 | 11 | 19 | 9 | 323.3338 | 7737 | 39.02 | 33.08 | 1007 | 39.02 | 0.68926 | 0 | Heating | 0.091902 | #N/A | #N/A | #N/A | #N/A | 0.68926 | #N/A | #N/A | 3.6785 | #N/A | 0 | 0 | 0 | 0 | 0 | 0 | 0 | 0 | 0.0003063% | 1 | 50% | 0% | 0% | 0% | 8.2745 | 0 | 0 | 0 | 8.2745 | #N/A
2007-11-19 10:01 | 11 | 19 | 10 | 323.3754 | 7738 | 44.06 | 32 | 1007 | 44.06 | 0 | 0.27998 | Cooling | 0.046663 | #N/A | #N/A | #N/A | #N/A | 0 | 0 | 0 | 0 | 0 | 0.27998 | #N/A | #N/A | 88 | #N/A | #N/A | #N/A | #N/A | 0.0001555% | 1 | 50% | 0% | 0% | 0% | 8.2745 | 0 | 0 | 0 | 8.2745 | #N/A
2007-11-19 11:01 | 11 | 19 | 11 | 323.4171 | 7739 | 44.06 | 30.92 | 1006 | 44.06 | 0 | 0.37751 | Cooling | 0.062918 | #N/A | #N/A | #N/A | #N/A | 0 | 0 | 0 | 0 | 0 | 0.37751 | #N/A | #N/A | 88 | #N/A | #N/A | #N/A | #N/A | 0.0002097% | 1 | 50% | 0% | 0% | 0% | 8.2745 | 0 | 0 | 0 | 8.2745 | #N/A
2007-11-19 12:01 | 11 | 19 | 12 | 323.4588 | 7740 | 51.08 | 30.02 | 1005 | 51.08 | 0 | 0.45408 | Cooling | 0.07568 | #N/A | #N/A | #N/A | #N/A | 0 | 0 | 0 | 0 | 0 | 0.45408 | #N/A | #N/A | 88 | #N/A | #N/A | #N/A | #N/A | 0.0002523% | 1 | 50% | 0% | 0% | 0% | 8.2745 | 0 | 0 | 0 | 8.2745 | #N/A
2007-11-19 13:01 | 11 | 19 | 13 | 323.5004 | 7741 | 53.06 | 28.04 | 1003 | 53.06 | 0 | 0.38361 | Cooling | 0.063935 | #N/A | #N/A | #N/A | #N/A | 0 | 0 | 0 | 0 | 0 | 0.38361 | #N/A | #N/A | 88 | #N/A | #N/A | #N/A | #N/A | 0.0002131% | 1 | 50% | 0% | 0% | 0% | 8.2745 | 0 | 0 | 0 | 8.2745 | #N/A
2007-11-19 14:01 | 11 | 19 | 14 | 323.5421 | 7742 | 53.06 | 24.98 | 1002 | 53.06 | 0 | 0.362 | Cooling | 0.060334 | #N/A | #N/A | #N/A | #N/A | 0 | 0 | 0 | 0 | 0 | 0.362 | #N/A | #N/A | 88 | #N/A | #N/A | #N/A | #N/A | 0.0002011% | 1 | 50% | 0% | 0% | 0% | 8.2745 | 0 | 0 | 0 | 8.2745 | #N/A
2007-11-19 15:01 | 11 | 19 | 15 | 323.5838 | 7743 | 55.94 | 24.08 | 1001 | 55.94 | 0 | 0.33584 | Cooling | 0.055974 | #N/A | #N/A | #N/A | #N/A | 0 | 0 | 0 | 0 | 0 | 0.33584 | #N/A | #N/A | 88 | #N/A | #N/A | #N/A | #N/A | 0.0001866% | 1 | 50% | 0% | 0% | 0% | 8.2745 | 0 | 0 | 0 | 8.2745 | #N/A
2007-11-19 16:01 | 11 | 19 | 16 | 323.6254 | 7744 | 53.96 | 21.92 | 1001 | 53.96 | 0 | 0.39568 | Cooling | 0.065947 | #N/A | #N/A | #N/A | #N/A | 0 | 0 | 0 | 0 | 0 | 0.39568 | #N/A | #N/A | 88 | #N/A | #N/A | #N/A | #N/A | 0.0002198% | 1 | 50% | 0% | 0% | 0% | 8.2745 | 0 | 0 | 0 | 8.2745 | #N/A
2007-11-19 17:01 | 11 | 19 | 17 | 323.6671 | 7745 | 53.96 | 21.92 | 1000 | 53.96 | 0 | 0.12035 | Cooling | 0.020058 | #N/A | #N/A | #N/A | #N/A | 0 | 0 | 0 | 0 | 0 | 0.12035 | #N/A | #N/A | 88 | #N/A | #N/A | #N/A | #N/A | 6.686e-05% | 1 | 50% | 0% | 0% | 0% | 8.2745 | 0 | 0 | 0 | 8.2745 | #N/A
2007-11-19 18:01 | 11 | 19 | 18 | 323.7088 | 7746 | 41 | 21.92 | 1000 | 41 | 0 | 0.52101 | Cooling | 0.086834 | #N/A | #N/A | #N/A | #N/A | 0 | 0 | 0 | 0 | 0 | 0.52101 | #N/A | #N/A | 88 | #N/A | #N/A | #N/A | #N/A | 0.0002894% | 1 | 50% | 0% | 0% | 0% | 8.2745 | 0 | 0 | 0 | 8.2745 | #N/A
2007-11-19 19:01 | 11 | 19 | 19 | 323.7504 | 7747 | 42.08 | 21.92 | 1000 | 42.08 | 0 | 0.36618 | Cooling | 0.061029 | #N/A | #N/A | #N/A | #N/A | 0 | 0 | 0 | 0 | 0 | 0.36618 | #N/A | #N/A | 88 | #N/A | #N/A | #N/A | #N/A | 0.0002034% | 1 | 50% | 0% | 0% | 0% | 8.2745 | 0 | 0 | 0 | 8.2745 | #N/A
2007-11-19 20:01 | 11 | 19 | 20 | 323.7921 | 7748 | 42.08 | 21.02 | 998 | 42.08 | 0 | 0.37933 | Cooling | 0.063222 | #N/A | #N/A | #N/A | #N/A | 0 | 0 | 0 | 0 | 0 | 0.37933 | #N/A | #N/A | 88 | #N/A | #N/A | #N/A | #N/A | 0.0002107% | 1 | 50% | 0% | 0% | 0% | 8.2745 | 0 | 0 | 0 | 8.2745 | #N/A
2007-11-19 21:01 | 11 | 19 | 21 | 323.8338 | 7749 | 37.04 | 21.02 | 998 | 37.04 | 2.3878 | 0 | Heating | 0.31838 | #N/A | #N/A | #N/A | #N/A | 2.3878 | #N/A | #N/A | 3.5637 | #N/A | 0 | 0 | 0 | 0 | 0 | 0 | 0 | 0 | 0.001061% | 1 | 50% | 0% | 0% | 0% | 8.2745 | 0 | 0 | 0 | 8.2745 | #N/A
2007-11-19 22:01 | 11 | 19 | 22 | 323.8754 | 7750 | 35.96 | 23 | 997 | 35.96 | 3.9376 | 0 | Heating | 0.52502 | #N/A | #N/A | #N/A | #N/A | 3.9376 | #N/A | #N/A | 3.5052 | #N/A | 0 | 0 | 0 | 0 | 0 | 0 | 0 | 0 | 0.00175% | 1 | 50% | 0% | 0% | 0% | 8.2745 | 0 | 0 | 0 | 8.2745 | #N/A
2007-11-19 23:01 | 11 | 19 | 23 | 323.9171 | 7751 | 35.96 | 23 | 997 | 35.96 | 0 | 0 | Cooling | 0 | #N/A | #N/A | #N/A | #N/A | 0 | 0 | 0 | 0 | 0 | 0 | #N/A | #N/A | 88 | #N/A | #N/A | #N/A | #N/A | 0% | 1 | 50% | 0% | 0% | 0% | 8.2745 | 0 | 0 | 0 | 8.2745 | #N/A
2007-11-20 00:01 | 11 | 20 | 0 | 323.9588 | 7752 | 35.06 | 21.92 | 996 | 35.06 | 0 | 0 | Cooling | 0 | #N/A | #N/A | #N/A | #N/A | 0 | 0 | 0 | 0 | 0 | 0 | #N/A | #N/A | 88 | #N/A | #N/A | #N/A | #N/A | 0% | 1 | 50% | 0% | 0% | 0% | 8.2745 | 0 | 0 | 0 | 8.2745 | #N/A
2007-11-20 01:01 | 11 | 20 | 1 | 324.0004 | 7753 | 33.98 | 23 | 995 | 33.98 | 0 | 0 | Cooling | 0 | #N/A | #N/A | #N/A | #N/A | 0 | 0 | 0 | 0 | 0 | 0 | #N/A | #N/A | 88 | #N/A | #N/A | #N/A | #N/A | 0% | 1 | 50% | 0% | 0% | 0% | 8.2745 | 0 | 0 | 0 | 8.2745 | #N/A
2007-11-20 02:01 | 11 | 20 | 2 | 324.0421 | 7754 | 33.98 | 24.08 | 995 | 33.98 | 0 | 0 | Cooling | 0 | #N/A | #N/A | #N/A | #N/A | 0 | 0 | 0 | 0 | 0 | 0 | #N/A | #N/A | 88 | #N/A | #N/A | #N/A | #N/A | 0% | 1 | 50% | 0% | 0% | 0% | 8.2745 | 0 | 0 | 0 | 8.2745 | #N/A
2007-11-20 03:01 | 11 | 20 | 3 | 324.0838 | 7755 | 33.08 | 26.06 | 994 | 33.08 | 0 | 0 | Cooling | 0 | #N/A | #N/A | #N/A | #N/A | 0 | 0 | 0 | 0 | 0 | 0 | #N/A | #N/A | 88 | #N/A | #N/A | #N/A | #N/A | 0% | 1 | 50% | 0% | 0% | 0% | 8.2745 | 0 | 0 | 0 | 8.2745 | #N/A
2007-11-20 04:01 | 11 | 20 | 4 | 324.1254 | 7756 | 30.92 | 26.96 | 993 | 30.92 | 0 | 0 | Cooling | 0 | #N/A | #N/A | #N/A | #N/A | 0 | 0 | 0 | 0 | 0 | 0 | #N/A | #N/A | 88 | #N/A | #N/A | #N/A | #N/A | 0% | 1 | 50% | 0% | 0% | 0% | 8.2745 | 0 | 0 | 0 | 8.2745 | #N/A
2007-11-20 05:01 | 11 | 20 | 5 | 324.1671 | 7757 | 30.92 | 28.94 | 993 | 30.92 | 0 | 0 | Cooling | 0 | #N/A | #N/A | #N/A | #N/A | 0 | 0 | 0 | 0 | 0 | 0 | #N/A | #N/A | 88 | #N/A | #N/A | #N/A | #N/A | 0% | 1 | 50% | 0% | 0% | 0% | 8.2745 | 0 | 0 | 0 | 8.2745 | #N/A
2007-11-20 06:01 | 11 | 20 | 6 | 324.2088 | 7758 | 30.92 | 32 | 992 | 30.92 | 0 | 0 | Cooling | 0 | #N/A | #N/A | #N/A | #N/A | 0 | 0 | 0 | 0 | 0 | 0 | #N/A | #N/A | 88 | #N/A | #N/A | #N/A | #N/A | 0% | 1 | 50% | 0% | 0% | 0% | 8.2745 | 0 | 0 | 0 | 8.2745 | #N/A
2007-11-20 07:01 | 11 | 20 | 7 | 324.2504 | 7759 | 30.02 | 32 | 992 | 30.02 | 205.1114 | 0 | Heating | 27.3482 | #N/A | #N/A | #N/A | #N/A | 205.1114 | #N/A | #N/A | 3.2302 | #N/A | 0 | 0 | 0 | 0 | 0 | 0 | 0 | 0 | 0.09116% | 1 | 50% | 0% | 0% | 0% | 8.2745 | 0 | 0 | 0 | 8.2745 | #N/A
2007-11-20 08:01 | 11 | 20 | 8 | 324.2921 | 7760 | 30.02 | 32 | 992 | 30.02 | 58.64 | 0 | Heating | 7.8187 | #N/A | #N/A | #N/A | #N/A | 58.64 | #N/A | #N/A | 3.2302 | #N/A | 0 | 0 | 0 | 0 | 0 | 0 | 0 | 0 | 0.02606% | 1 | 50% | 0% | 0% | 0% | 8.2745 | 0 | 0 | 0 | 8.2745 | #N/A
2007-11-20 09:01 | 11 | 20 | 9 | 324.3338 | 7761 | 32 | 28.94 | 992 | 32 | 4.0231 | 0 | Heating | 0.53642 | #N/A | #N/A | #N/A | #N/A | 4.0231 | #N/A | #N/A | 3.3135 | #N/A | 0 | 0 | 0 | 0 | 0 | 0 | 0 | 0 | 0.001788% | 1 | 50% | 0% | 0% | 0% | 8.2745 | 0 | 0 | 0 | 8.2745 | #N/A
2007-11-20 10:01 | 11 | 20 | 10 | 324.3754 | 7762 | 37.04 | 32 | 992 | 37.04 | 2.3548 | 0 | Heating | 0.31397 | #N/A | #N/A | #N/A | #N/A | 2.3548 | #N/A | #N/A | 3.5637 | #N/A | 0 | 0 | 0 | 0 | 0 | 0 | 0 | 0 | 0.001047% | 1 | 50% | 0% | 0% | 0% | 8.2745 | 0 | 0 | 0 | 8.2745 | #N/A
2007-11-20 11:01 | 11 | 20 | 11 | 324.4171 | 7763 | 44.06 | 28.04 | 992 | 44.06 | 5.0595 | 0 | Heating | 0.67459 | #N/A | #N/A | #N/A | #N/A | 5.0595 | #N/A | #N/A | 4.0174 | #N/A | 0 | 0 | 0 | 0 | 0 | 0 | 0 | 0 | 0.002249% | 1 | 50% | 0% | 0% | 0% | 8.2745 | 0 | 0 | 0 | 8.2745 | #N/A
2007-11-20 12:01 | 11 | 20 | 12 | 324.4588 | 7764 | 55.94 | 26.96 | 991 | 55.94 | 2.1581 | 0 | Heating | 0.28775 | #N/A | #N/A | #N/A | #N/A | 2.1581 | #N/A | #N/A | 5.1278 | #N/A | 0 | 0 | 0 | 0 | 0 | 0 | 0 | 0 | 0.0009592% | 1 | 50% | 0% | 0% | 0% | 8.2745 | 0 | 0 | 0 | 8.2745 | #N/A
2007-11-20 13:01 | 11 | 20 | 13 | 324.5004 | 7765 | 60.98 | 26.96 | 991 | 60.98 | 5.9919 | 0 | Heating | 0.79891 | #N/A | #N/A | #N/A | #N/A | 5.9919 | #N/A | #N/A | 5.753 | #N/A | 0 | 0 | 0 | 0 | 0 | 0 | 0 | 0 | 0.002663% | 1 | 50% | 0% | 0% | 0% | 8.2745 | 0 | 0 | 0 | 8.2745 | #N/A
2007-11-20 14:01 | 11 | 20 | 14 | 324.5421 | 7766 | 60.98 | 30.02 | 991 | 60.98 | 4.3711 | 0 | Heating | 0.58281 | #N/A | #N/A | #N/A | #N/A | 4.3711 | #N/A | #N/A | 5.753 | #N/A | 0 | 0 | 0 | 0 | 0 | 0 | 0 | 0 | 0.001943% | 1 | 50% | 0% | 0% | 0% | 8.2745 | 0 | 0 | 0 | 8.2745 | #N/A
2007-11-20 15:01 | 11 | 20 | 15 | 324.5838 | 7767 | 64.04 | 28.04 | 991 | 64.04 | 7.0101 | 0 | Heating | 0.93468 | #N/A | #N/A | #N/A | #N/A | 7.0101 | #N/A | #N/A | 6.1832 | #N/A | 0 | 0 | 0 | 0 | 0 | 0 | 0 | 0 | 0.003116% | 1 | 50% | 0% | 0% | 0% | 8.2745 | 0 | 0 | 0 | 8.2745 | #N/A
2007-11-20 16:01 | 11 | 20 | 16 | 324.6254 | 7768 | 60.98 | 23 | 992 | 60.98 | 9.0596 | 0 | Heating | 1.2079 | #N/A | #N/A | #N/A | #N/A | 9.0596 | #N/A | #N/A | 5.753 | #N/A | 0 | 0 | 0 | 0 | 0 | 0 | 0 | 0 | 0.004026% | 1 | 50% | 0% | 0% | 0% | 8.2745 | 0 | 0 | 0 | 8.2745 | #N/A
2007-11-20 17:01 | 11 | 20 | 17 | 324.6671 | 7769 | 60.98 | 19.04 | 992 | 60.98 | 5.874 | 0 | Heating | 0.78321 | #N/A | #N/A | #N/A | #N/A | 5.874 | #N/A | #N/A | 5.753 | #N/A | 0 | 0 | 0 | 0 | 0 | 0 | 0 | 0 | 0.002611% | 1 | 50% | 0% | 0% | 0% | 8.2745 | 0 | 0 | 0 | 8.2745 | #N/A
2007-11-20 18:01 | 11 | 20 | 18 | 324.7088 | 7770 | 57.92 | 17.06 | 993 | 57.92 | 12.6944 | 0 | Heating | 1.6926 | #N/A | #N/A | #N/A | #N/A | 12.6944 | #N/A | #N/A | 5.3615 | #N/A | 0 | 0 | 0 | 0 | 0 | 0 | 0 | 0 | 0.005642% | 1 | 50% | 0% | 0% | 0% | 8.2745 | 0 | 0 | 0 | 8.2745 | #N/A
2007-11-20 19:01 | 11 | 20 | 19 | 324.7504 | 7771 | 57.02 | 14 | 993 | 57.02 | 42.6281 | 0 | Heating | 5.6838 | #N/A | #N/A | #N/A | #N/A | 42.6281 | #N/A | #N/A | 5.2534 | #N/A | 0 | 0 | 0 | 0 | 0 | 0 | 0 | 0 | 0.01895% | 1 | 50% | 0% | 0% | 0% | 8.2745 | 0 | 0 | 0 | 8.2745 | #N/A
2007-11-20 20:01 | 11 | 20 | 20 | 324.7921 | 7772 | 57.02 | 21.92 | 994 | 57.02 | 121.4892 | 0 | Heating | 16.1986 | #N/A | #N/A | #N/A | #N/A | 121.4892 | #N/A | #N/A | 5.2534 | #N/A | 0 | 0 | 0 | 0 | 0 | 0 | 0 | 0 | 0.054% | 1 | 50% | 0% | 0% | 0% | 8.2745 | 0 | 0 | 0 | 8.2745 | #N/A
2007-11-20 21:01 | 11 | 20 | 21 | 324.8338 | 7773 | 48.92 | 21.92 | 994 | 48.92 | 227.2721 | 0 | Heating | 30.303 | #N/A | #N/A | #N/A | #N/A | 227.2721 | #N/A | #N/A | 4.4149 | #N/A | 0 | 0 | 0 | 0 | 0 | 0 | 0 | 0 | 0.101% | 1 | 50% | 0% | 0% | 0% | 8.2745 | 0 | 0 | 0 | 8.2745 | #N/A
2007-11-20 22:01 | 11 | 20 | 22 | 324.8754 | 7774 | 46.94 | 19.04 | 994 | 46.94 | 296.4818 | 0 | Heating | 39.5309 | #N/A | #N/A | #N/A | #N/A | 296.4818 | #N/A | #N/A | 4.2441 | #N/A | 0 | 0 | 0 | 0 | 0 | 0 | 0 | 0 | 0.1318% | 1 | 50% | 0% | 0% | 0% | 8.2745 | 0 | 0 | 0 | 8.2745 | #N/A
2007-11-20 23:01 | 11 | 20 | 23 | 324.9171 | 7775 | 46.94 | 17.06 | 995 | 46.94 | 4.8715 | 0 | Heating | 0.64954 | #N/A | #N/A | #N/A | #N/A | 4.8715 | #N/A | #N/A | 4.2441 | #N/A | 0 | 0 | 0 | 0 | 0 | 0 | 0 | 0 | 0.002165% | 1 | 50% | 0% | 0% | 0% | 8.2745 | 0 | 0 | 0 | 8.2745 | #N/A
2007-11-21 00:01 | 11 | 21 | 0 | 324.9588 | 7776 | 42.08 | 15.98 | 995 | 42.08 | 21.9813 | 0 | Heating | 2.9308 | #N/A | #N/A | #N/A | #N/A | 21.9813 | #N/A | #N/A | 3.8759 | #N/A | 0 | 0 | 0 | 0 | 0 | 0 | 0 | 0 | 0.009769% | 1 | 50% | 0% | 0% | 0% | 8.2745 | 0 | 0 | 0 | 8.2745 | #N/A
2007-11-21 01:01 | 11 | 21 | 1 | 325.0004 | 7777 | 41 | 15.08 | 995 | 41 | 31.3914 | 0 | Heating | 4.1855 | #N/A | #N/A | #N/A | #N/A | 31.3914 | #N/A | #N/A | 3.8033 | #N/A | 0 | 0 | 0 | 0 | 0 | 0 | 0 | 0 | 0.01395% | 1 | 50% | 0% | 0% | 0% | 8.2745 | 0 | 0 | 0 | 8.2745 | #N/A
2007-11-21 02:01 | 11 | 21 | 2 | 325.0421 | 7778 | 41 | 12.02 | 995 | 41 | 124.1623 | 0 | Heating | 16.555 | #N/A | #N/A | #N/A | #N/A | 124.1623 | #N/A | #N/A | 3.8033 | #N/A | 0 | 0 | 0 | 0 | 0 | 0 | 0 | 0 | 0.05518% | 1 | 50% | 0% | 0% | 0% | 8.2745 | 0 | 0 | 0 | 8.2745 | #N/A
2007-11-21 03:01 | 11 | 21 | 3 | 325.0838 | 7779 | 35.96 | 10.94 | 995 | 35.96 | 238.6279 | 0 | Heating | 31.8171 | #N/A | #N/A | #N/A | #N/A | 238.6279 | #N/A | #N/A | 3.5052 | #N/A | 0 | 0 | 0 | 0 | 0 | 0 | 0 | 0 | 0.1061% | 1 | 50% | 0% | 0% | 0% | 8.2745 | 0 | 0 | 0 | 8.2745 | #N/A
2007-11-21 04:01 | 11 | 21 | 4 | 325.1255 | 7780 | 33.98 | 8.96 | 996 | 33.98 | 337.6532 | 0 | Heating | 45.0204 | #N/A | #N/A | #N/A | #N/A | 337.6532 | #N/A | #N/A | 3.405 | #N/A | 0 | 0 | 0 | 0 | 0 | 0 | 0 | 0 | 0.1501% | 1 | 50% | 0% | 0% | 0% | 8.2745 | 0 | 0 | 0 | 8.2745 | #N/A
2007-11-21 05:01 | 11 | 21 | 5 | 325.1671 | 7781 | 33.98 | 8.06 | 996 | 33.98 | 417.26 | 0 | Heating | 55.6347 | #N/A | #N/A | #N/A | #N/A | 417.26 | #N/A | #N/A | 3.405 | #N/A | 0 | 0 | 0 | 0 | 0 | 0 | 0 | 0 | 0.1854% | 1 | 50% | 0% | 0% | 0% | 8.2745 | 0 | 0 | 0 | 8.2745 | #N/A
2007-11-21 06:01 | 11 | 21 | 6 | 325.2088 | 7782 | 33.08 | 6.98 | 997 | 33.08 | 444.9485 | 0 | Heating | 59.3265 | #N/A | #N/A | #N/A | #N/A | 444.9485 | #N/A | #N/A | 3.3624 | #N/A | 0 | 0 | 0 | 0 | 0 | 0 | 0 | 0 | 0.1978% | 1 | 50% | 0% | 0% | 0% | 8.2745 | 0 | 0 | 0 | 8.2745 | #N/A
2007-11-21 07:01 | 11 | 21 | 7 | 325.2505 | 7783 | 33.98 | 8.96 | 997 | 33.98 | 1042.3939 | 0 | Heating | 138.9858 | #N/A | #N/A | #N/A | #N/A | 1042.3939 | #N/A | #N/A | 3.405 | #N/A | 0 | 0 | 0 | 0 | 0 | 0 | 0 | 0 | 0.4633% | 1 | 50% | 0% | 0% | 0% | 8.2745 | 0 | 0 | 0 | 8.2745 | #N/A
2007-11-21 08:01 | 11 | 21 | 8 | 325.2921 | 7784 | 33.98 | 8.06 | 999 | 33.98 | 749.6497 | 0 | Heating | 99.9533 | #N/A | #N/A | #N/A | #N/A | 749.6497 | #N/A | #N/A | 3.405 | #N/A | 0 | 0 | 0 | 0 | 0 | 0 | 0 | 0 | 0.3332% | 1 | 50% | 0% | 0% | 0% | 8.2745 | 0 | 0 | 0 | 8.2745 | #N/A
2007-11-21 09:01 | 11 | 21 | 9 | 325.3338 | 7785 | 33.98 | 6.08 | 999 | 33.98 | 504.6782 | 0 | Heating | 67.2904 | #N/A | #N/A | #N/A | #N/A | 504.6782 | #N/A | #N/A | 3.405 | #N/A | 0 | 0 | 0 | 0 | 0 | 0 | 0 | 0 | 0.2243% | 1 | 50% | 0% | 0% | 0% | 8.2745 | 0 | 0 | 0 | 8.2745 | #N/A
2007-11-21 10:01 | 11 | 21 | 10 | 325.3755 | 7786 | 33.98 | 6.08 | 999 | 33.98 | 480.4842 | 0 | Heating | 64.0646 | #N/A | #N/A | #N/A | #N/A | 480.4842 | #N/A | #N/A | 3.405 | #N/A | 0 | 0 | 0 | 0 | 0 | 0 | 0 | 0 | 0.2135% | 1 | 50% | 0% | 0% | 0% | 8.2745 | 0 | 0 | 0 | 8.2745 | #N/A
2007-11-21 11:01 | 11 | 21 | 11 | 325.4171 | 7787 | 33.98 | 6.98 | 999 | 33.98 | 490.4137 | 0 | Heating | 65.3885 | #N/A | #N/A | #N/A | #N/A | 490.4137 | #N/A | #N/A | 3.405 | #N/A | 0 | 0 | 0 | 0 | 0 | 0 | 0 | 0 | 0.218% | 1 | 50% | 0% | 0% | 0% | 8.2745 | 0 | 0 | 0 | 8.2745 | #N/A
2007-11-21 12:01 | 11 | 21 | 12 | 325.4588 | 7788 | 33.98 | 8.96 | 999 | 33.98 | 455.7123 | 0 | Heating | 60.7616 | #N/A | #N/A | #N/A | #N/A | 455.7123 | #N/A | #N/A | 3.405 | #N/A | 0 | 0 | 0 | 0 | 0 | 0 | 0 | 0 | 0.2025% | 1 | 50% | 0% | 0% | 0% | 8.2745 | 0 | 0 | 0 | 8.2745 | #N/A
2007-11-21 13:01 | 11 | 21 | 13 | 325.5005 | 7789 | 35.96 | 8.96 | 999 | 35.96 | 500.3535 | 0 | Heating | 66.7138 | #N/A | #N/A | #N/A | #N/A | 500.3535 | #N/A | #N/A | 3.5052 | #N/A | 0 | 0 | 0 | 0 | 0 | 0 | 0 | 0 | 0.2224% | 1 | 50% | 0% | 0% | 0% | 8.2745 | 0 | 0 | 0 | 8.2745 | #N/A
2007-11-21 14:01 | 11 | 21 | 14 | 325.5421 | 7790 | 37.04 | 8.96 | 999 | 37.04 | 431.9413 | 0 | Heating | 57.5922 | #N/A | #N/A | #N/A | #N/A | 431.9413 | #N/A | #N/A | 3.5637 | #N/A | 0 | 0 | 0 | 0 | 0 | 0 | 0 | 0 | 0.192% | 1 | 50% | 0% | 0% | 0% | 8.2745 | 0 | 0 | 0 | 8.2745 | #N/A
2007-11-21 15:01 | 11 | 21 | 15 | 325.5838 | 7791 | 35.96 | 10.04 | 1000 | 35.96 | 422.6316 | 0 | Heating | 56.3509 | #N/A | #N/A | #N/A | #N/A | 422.6316 | #N/A | #N/A | 3.5052 | #N/A | 0 | 0 | 0 | 0 | 0 | 0 | 0 | 0 | 0.1878% | 1 | 50% | 0% | 0% | 0% | 8.2745 | 0 | 0 | 0 | 8.2745 | #N/A
2007-11-21 16:01 | 11 | 21 | 16 | 325.6255 | 7792 | 35.06 | 8.96 | 1001 | 35.06 | 429.435 | 0 | Heating | 57.258 | #N/A | #N/A | #N/A | #N/A | 429.435 | #N/A | #N/A | 3.4585 | #N/A | 0 | 0 | 0 | 0 | 0 | 0 | 0 | 0 | 0.1909% | 1 | 50% | 0% | 0% | 0% | 8.2745 | 0 | 0 | 0 | 8.2745 | #N/A
2007-11-21 17:01 | 11 | 21 | 17 | 325.6671 | 7793 | 35.06 | 10.94 | 1001 | 35.06 | 390.7774 | 0 | Heating | 52.1037 | #N/A | #N/A | #N/A | #N/A | 390.7774 | #N/A | #N/A | 3.4585 | #N/A | 0 | 0 | 0 | 0 | 0 | 0 | 0 | 0 | 0.1737% | 1 | 50% | 0% | 0% | 0% | 8.2745 | 0 | 0 | 0 | 8.2745 | #N/A
2007-11-21 18:01 | 11 | 21 | 18 | 325.7088 | 7794 | 33.08 | 10.94 | 1002 | 33.08 | 421.9927 | 0 | Heating | 56.2657 | #N/A | #N/A | #N/A | #N/A | 421.9927 | #N/A | #N/A | 3.3624 | #N/A | 0 | 0 | 0 | 0 | 0 | 0 | 0 | 0 | 0.1876% | 1 | 50% | 0% | 0% | 0% | 8.2745 | 0 | 0 | 0 | 8.2745 | #N/A
2007-11-21 19:01 | 11 | 21 | 19 | 325.7505 | 7795 | 32 | 10.94 | 1002 | 32 | 508.8995 | 0 | Heating | 67.8533 | #N/A | #N/A | #N/A | #N/A | 508.8995 | #N/A | #N/A | 3.3135 | #N/A | 0 | 0 | 0 | 0 | 0 | 0 | 0 | 0 | 0.2262% | 1 | 50% | 0% | 0% | 0% | 8.2745 | 0 | 0 | 0 | 8.2745 | #N/A
2007-11-21 20:01 | 11 | 21 | 20 | 325.7921 | 7796 | 32 | 12.02 | 1003 | 32 | 529.1991 | 0 | Heating | 70.5599 | #N/A | #N/A | #N/A | #N/A | 529.1991 | #N/A | #N/A | 3.3135 | #N/A | 0 | 0 | 0 | 0 | 0 | 0 | 0 | 0 | 0.2352% | 1 | 50% | 0% | 0% | 0% | 8.2745 | 0 | 0 | 0 | 8.2745 | #N/A
2007-11-21 21:01 | 11 | 21 | 21 | 325.8338 | 7797 | 30.02 | 12.92 | 1003 | 30.02 | 607.8408 | 0 | Heating | 81.0454 | #N/A | #N/A | #N/A | #N/A | 607.8408 | #N/A | #N/A | 3.2302 | #N/A | 0 | 0 | 0 | 0 | 0 | 0 | 0 | 0 | 0.2702% | 1 | 50% | 0% | 0% | 0% | 8.2745 | 0 | 0 | 0 | 8.2745 | #N/A
2007-11-21 22:01 | 11 | 21 | 22 | 325.8755 | 7798 | 30.02 | 14 | 1004 | 30.02 | 652.4162 | 0 | Heating | 86.9888 | #N/A | #N/A | #N/A | #N/A | 652.4162 | #N/A | #N/A | 3.2302 | #N/A | 0 | 0 | 0 | 0 | 0 | 0 | 0 | 0 | 0.29% | 1 | 50% | 0% | 0% | 0% | 8.2745 | 0 | 0 | 0 | 8.2745 | #N/A
2007-11-21 23:01 | 11 | 21 | 23 | 325.9171 | 7799 | 30.02 | 15.08 | 1004 | 30.02 | 145.5367 | 0 | Heating | 19.4049 | #N/A | #N/A | #N/A | #N/A | 145.5367 | #N/A | #N/A | 3.2302 | #N/A | 0 | 0 | 0 | 0 | 0 | 0 | 0 | 0 | 0.06468% | 1 | 50% | 0% | 0% | 0% | 8.2745 | 0 | 0 | 0 | 8.2745 | #N/A
2007-11-22 00:01 | 11 | 22 | 0 | 325.9588 | 7800 | 30.92 | 12.92 | 1004 | 30.92 | 268.8346 | 0 | Heating | 35.8446 | #N/A | #N/A | #N/A | #N/A | 268.8346 | #N/A | #N/A | 3.2671 | #N/A | 0 | 0 | 0 | 0 | 0 | 0 | 0 | 0 | 0.1195% | 1 | 50% | 0% | 0% | 0% | 8.2745 | 0 | 0 | 0 | 8.2745 | #N/A
2007-11-22 01:01 | 11 | 22 | 1 | 326.0005 | 7801 | 30.92 | 12.02 | 1004 | 30.92 | 334.8953 | 0 | Heating | 44.6527 | #N/A | #N/A | #N/A | #N/A | 334.8953 | #N/A | #N/A | 3.2671 | #N/A | 0 | 0 | 0 | 0 | 0 | 0 | 0 | 0 | 0.1488% | 1 | 50% | 0% | 0% | 0% | 8.2745 | 0 | 0 | 0 | 8.2745 | #N/A
2007-11-22 02:01 | 11 | 22 | 2 | 326.0421 | 7802 | 30.92 | 15.08 | 1004 | 30.92 | 358.2753 | 0 | Heating | 47.77 | #N/A | #N/A | #N/A | #N/A | 358.2753 | #N/A | #N/A | 3.2671 | #N/A | 0 | 0 | 0 | 0 | 0 | 0 | 0 | 0 | 0.1592% | 1 | 50% | 0% | 0% | 0% | 8.2745 | 0 | 0 | 0 | 8.2745 | #N/A
2007-11-22 03:01 | 11 | 22 | 3 | 326.0838 | 7803 | 30.02 | 12.92 | 1005 | 30.02 | 385.2949 | 0 | Heating | 51.3727 | #N/A | #N/A | #N/A | #N/A | 385.2949 | #N/A | #N/A | 3.2302 | #N/A | 0 | 0 | 0 | 0 | 0 | 0 | 0 | 0 | 0.1712% | 1 | 50% | 0% | 0% | 0% | 8.2745 | 0 | 0 | 0 | 8.2745 | #N/A
2007-11-22 04:01 | 11 | 22 | 4 | 326.1255 | 7804 | 30.02 | 12.92 | 1005 | 30.02 | 405.8346 | 0 | Heating | 54.1113 | #N/A | #N/A | #N/A | #N/A | 405.8346 | #N/A | #N/A | 3.2302 | #N/A | 0 | 0 | 0 | 0 | 0 | 0 | 0 | 0 | 0.1804% | 1 | 50% | 0% | 0% | 0% | 8.2745 | 0 | 0 | 0 | 8.2745 | #N/A
2007-11-22 05:01 | 11 | 22 | 5 | 326.1671 | 7805 | 30.02 | 10.04 | 1006 | 30.02 | 498.474 | 0 | Heating | 66.4632 | #N/A | #N/A | #N/A | #N/A | 498.474 | #N/A | #N/A | 3.2302 | #N/A | 0 | 0 | 0 | 0 | 0 | 0 | 0 | 0 | 0.2215% | 1 | 50% | 0% | 0% | 0% | 8.2745 | 0 | 0 | 0 | 8.2745 | #N/A
2007-11-22 06:01 | 11 | 22 | 6 | 326.2088 | 7806 | 30.02 | 8.06 | 1007 | 30.02 | 577.7813 | 0 | Heating | 77.0375 | #N/A | #N/A | #N/A | #N/A | 577.7813 | #N/A | #N/A | 3.2302 | #N/A | 0 | 0 | 0 | 0 | 0 | 0 | 0 | 0 | 0.2568% | 1 | 50% | 0% | 0% | 0% | 8.2745 | 0 | 0 | 0 | 8.2745 | #N/A
2007-11-22 07:01 | 11 | 22 | 7 | 326.2505 | 7807 | 28.94 | 8.06 | 1008 | 28.94 | 1270.8004 | 0 | Heating | 169.4401 | #N/A | #N/A | #N/A | #N/A | 1270.8004 | #N/A | #N/A | 3.188 | #N/A | 0 | 0 | 0 | 0 | 0 | 0 | 0 | 0 | 0.5648% | 1 | 50% | 0% | 0% | 0% | 8.2745 | 0 | 0 | 0 | 8.2745 | #N/A
2007-11-22 08:01 | 11 | 22 | 8 | 326.2921 | 7808 | 28.94 | 10.94 | 1009 | 28.94 | 824.1521 | 0 | Heating | 109.8869 | #N/A | #N/A | #N/A | #N/A | 824.1521 | #N/A | #N/A | 3.188 | #N/A | 0 | 0 | 0 | 0 | 0 | 0 | 0 | 0 | 0.3663% | 1 | 50% | 0% | 0% | 0% | 8.2745 | 0 | 0 | 0 | 8.2745 | #N/A
2007-11-22 09:01 | 11 | 22 | 9 | 326.3338 | 7809 | 30.92 | 14 | 1009 | 30.92 | 353.7454 | 0 | Heating | 47.1661 | #N/A | #N/A | #N/A | #N/A | 353.7454 | #N/A | #N/A | 3.2671 | #N/A | 0 | 0 | 0 | 0 | 0 | 0 | 0 | 0 | 0.1572% | 1 | 50% | 0% | 0% | 0% | 8.2745 | 0 | 0 | 0 | 8.2745 | #N/A
2007-11-22 10:01 | 11 | 22 | 10 | 326.3755 | 7810 | 30.92 | 15.08 | 1010 | 30.92 | 237.7259 | 0 | Heating | 31.6968 | #N/A | #N/A | #N/A | #N/A | 237.7259 | #N/A | #N/A | 3.2671 | #N/A | 0 | 0 | 0 | 0 | 0 | 0 | 0 | 0 | 0.1057% | 1 | 50% | 0% | 0% | 0% | 8.2745 | 0 | 0 | 0 | 8.2745 | #N/A
2007-11-22 11:01 | 11 | 22 | 11 | 326.4171 | 7811 | 30.92 | 15.98 | 1010 | 30.92 | 224.2834 | 0 | Heating | 29.9045 | #N/A | #N/A | #N/A | #N/A | 224.2834 | #N/A | #N/A | 3.2671 | #N/A | 0 | 0 | 0 | 0 | 0 | 0 | 0 | 0 | 0.09968% | 1 | 50% | 0% | 0% | 0% | 8.2745 | 0 | 0 | 0 | 8.2745 | #N/A
2007-11-22 12:01 | 11 | 22 | 12 | 326.4588 | 7812 | 33.08 | 12.92 | 1009 | 33.08 | 190.8819 | 0 | Heating | 25.4509 | #N/A | #N/A | #N/A | #N/A | 190.8819 | #N/A | #N/A | 3.3624 | #N/A | 0 | 0 | 0 | 0 | 0 | 0 | 0 | 0 | 0.08484% | 1 | 50% | 0% | 0% | 0% | 8.2745 | 0 | 0 | 0 | 8.2745 | #N/A
2007-11-22 13:01 | 11 | 22 | 13 | 326.5005 | 7813 | 33.08 | 12.92 | 1009 | 33.08 | 201.6531 | 0 | Heating | 26.8871 | #N/A | #N/A | #N/A | #N/A | 201.6531 | #N/A | #N/A | 3.3624 | #N/A | 0 | 0 | 0 | 0 | 0 | 0 | 0 | 0 | 0.08962% | 1 | 50% | 0% | 0% | 0% | 8.2745 | 0 | 0 | 0 | 8.2745 | #N/A
2007-11-22 14:01 | 11 | 22 | 14 | 326.5421 | 7814 | 33.08 | 12.02 | 1008 | 33.08 | 124.1922 | 0 | Heating | 16.559 | #N/A | #N/A | #N/A | #N/A | 124.1922 | #N/A | #N/A | 3.3624 | #N/A | 0 | 0 | 0 | 0 | 0 | 0 | 0 | 0 | 0.0552% | 1 | 50% | 0% | 0% | 0% | 8.2745 | 0 | 0 | 0 | 8.2745 | #N/A
2007-11-22 15:01 | 11 | 22 | 15 | 326.5838 | 7815 | 33.08 | 14 | 1008 | 33.08 | 128.688 | 0 | Heating | 17.1584 | #N/A | #N/A | #N/A | #N/A | 128.688 | #N/A | #N/A | 3.3624 | #N/A | 0 | 0 | 0 | 0 | 0 | 0 | 0 | 0 | 0.05719% | 1 | 50% | 0% | 0% | 0% | 8.2745 | 0 | 0 | 0 | 8.2745 | #N/A
2007-11-22 16:01 | 11 | 22 | 16 | 326.6255 | 7816 | 30.92 | 17.06 | 1008 | 30.92 | 138.3876 | 0 | Heating | 18.4517 | #N/A | #N/A | #N/A | #N/A | 138.3876 | #N/A | #N/A | 3.2671 | #N/A | 0 | 0 | 0 | 0 | 0 | 0 | 0 | 0 | 0.06151% | 1 | 50% | 0% | 0% | 0% | 8.2745 | 0 | 0 | 0 | 8.2745 | #N/A
2007-11-22 17:01 | 11 | 22 | 17 | 326.6671 | 7817 | 30.92 | 15.98 | 1008 | 30.92 | 128.3694 | 0 | Heating | 17.1159 | #N/A | #N/A | #N/A | #N/A | 128.3694 | #N/A | #N/A | 3.2671 | #N/A | 0 | 0 | 0 | 0 | 0 | 0 | 0 | 0 | 0.05705% | 1 | 50% | 0% | 0% | 0% | 8.2745 | 0 | 0 | 0 | 8.2745 | #N/A
2007-11-22 18:01 | 11 | 22 | 18 | 326.7088 | 7818 | 30.92 | 15.98 | 1008 | 30.92 | 172.7821 | 0 | Heating | 23.0376 | #N/A | #N/A | #N/A | #N/A | 172.7821 | #N/A | #N/A | 3.2671 | #N/A | 0 | 0 | 0 | 0 | 0 | 0 | 0 | 0 | 0.07679% | 1 | 50% | 0% | 0% | 0% | 8.2745 | 0 | 0 | 0 | 8.2745 | #N/A
2007-11-22 19:01 | 11 | 22 | 19 | 326.7505 | 7819 | 30.92 | 15.98 | 1008 | 30.92 | 254.9167 | 0 | Heating | 33.9889 | #N/A | #N/A | #N/A | #N/A | 254.9167 | #N/A | #N/A | 3.2671 | #N/A | 0 | 0 | 0 | 0 | 0 | 0 | 0 | 0 | 0.1133% | 1 | 50% | 0% | 0% | 0% | 8.2745 | 0 | 0 | 0 | 8.2745 | #N/A
2007-11-22 20:01 | 11 | 22 | 20 | 326.7921 | 7820 | 30.92 | 15.98 | 1008 | 30.92 | 326.0835 | 0 | Heating | 43.4778 | #N/A | #N/A | #N/A | #N/A | 326.0835 | #N/A | #N/A | 3.2671 | #N/A | 0 | 0 | 0 | 0 | 0 | 0 | 0 | 0 | 0.1449% | 1 | 50% | 0% | 0% | 0% | 8.2745 | 0 | 0 | 0 | 8.2745 | #N/A
2007-11-22 21:01 | 11 | 22 | 21 | 326.8338 | 7821 | 30.92 | 15.08 | 1007 | 30.92 | 416.0458 | 0 | Heating | 55.4728 | #N/A | #N/A | #N/A | #N/A | 416.0458 | #N/A | #N/A | 3.2671 | #N/A | 0 | 0 | 0 | 0 | 0 | 0 | 0 | 0 | 0.1849% | 1 | 50% | 0% | 0% | 0% | 8.2745 | 0 | 0 | 0 | 8.2745 | #N/A
2007-11-22 22:01 | 11 | 22 | 22 | 326.8755 | 7822 | 30.02 | 14 | 1007 | 30.02 | 487.6296 | 0 | Heating | 65.0173 | #N/A | #N/A | #N/A | #N/A | 487.6296 | #N/A | #N/A | 3.2302 | #N/A | 0 | 0 | 0 | 0 | 0 | 0 | 0 | 0 | 0.2167% | 1 | 50% | 0% | 0% | 0% | 8.2745 | 0 | 0 | 0 | 8.2745 | #N/A
2007-11-22 23:01 | 11 | 22 | 23 | 326.9171 | 7823 | 30.02 | 14 | 1007 | 30.02 | 38.3894 | 0 | Heating | 5.1186 | #N/A | #N/A | #N/A | #N/A | 38.3894 | #N/A | #N/A | 3.2302 | #N/A | 0 | 0 | 0 | 0 | 0 | 0 | 0 | 0 | 0.01706% | 1 | 50% | 0% | 0% | 0% | 8.2745 | 0 | 0 | 0 | 8.2745 | #N/A
2007-11-23 00:01 | 11 | 23 | 0 | 326.9588 | 7824 | 30.92 | 12.02 | 1007 | 30.92 | 113.1131 | 0 | Heating | 15.0818 | #N/A | #N/A | #N/A | #N/A | 113.1131 | #N/A | #N/A | 3.2671 | #N/A | 0 | 0 | 0 | 0 | 0 | 0 | 0 | 0 | 0.05027% | 1 | 50% | 0% | 0% | 0% | 8.2745 | 0 | 0 | 0 | 8.2745 | #N/A
2007-11-23 01:01 | 11 | 23 | 1 | 327.0005 | 7825 | 30.02 | 12.02 | 1007 | 30.02 | 209.0471 | 0 | Heating | 27.8729 | #N/A | #N/A | #N/A | #N/A | 209.0471 | #N/A | #N/A | 3.2302 | #N/A | 0 | 0 | 0 | 0 | 0 | 0 | 0 | 0 | 0.09291% | 1 | 50% | 0% | 0% | 0% | 8.2745 | 0 | 0 | 0 | 8.2745 | #N/A
2007-11-23 02:01 | 11 | 23 | 2 | 327.0421 | 7826 | 30.02 | 12.92 | 1007 | 30.02 | 283.0765 | 0 | Heating | 37.7435 | #N/A | #N/A | #N/A | #N/A | 283.0765 | #N/A | #N/A | 3.2302 | #N/A | 0 | 0 | 0 | 0 | 0 | 0 | 0 | 0 | 0.1258% | 1 | 50% | 0% | 0% | 0% | 8.2745 | 0 | 0 | 0 | 8.2745 | #N/A
2007-11-23 03:01 | 11 | 23 | 3 | 327.0838 | 7827 | 30.02 | 14 | 1007 | 30.02 | 266.4879 | 0 | Heating | 35.5317 | #N/A | #N/A | #N/A | #N/A | 266.4879 | #N/A | #N/A | 3.2302 | #N/A | 0 | 0 | 0 | 0 | 0 | 0 | 0 | 0 | 0.1184% | 1 | 50% | 0% | 0% | 0% | 8.2745 | 0 | 0 | 0 | 8.2745 | #N/A
2007-11-23 04:01 | 11 | 23 | 4 | 327.1255 | 7828 | 30.02 | 15.98 | 1007 | 30.02 | 263.9237 | 0 | Heating | 35.1898 | #N/A | #N/A | #N/A | #N/A | 263.9237 | #N/A | #N/A | 3.2302 | #N/A | 0 | 0 | 0 | 0 | 0 | 0 | 0 | 0 | 0.1173% | 1 | 50% | 0% | 0% | 0% | 8.2745 | 0 | 0 | 0 | 8.2745 | #N/A
2007-11-23 05:01 | 11 | 23 | 5 | 327.1671 | 7829 | 30.02 | 15.98 | 1007 | 30.02 | 282.6309 | 0 | Heating | 37.6841 | #N/A | #N/A | #N/A | #N/A | 282.6309 | #N/A | #N/A | 3.2302 | #N/A | 0 | 0 | 0 | 0 | 0 | 0 | 0 | 0 | 0.1256% | 1 | 50% | 0% | 0% | 0% | 8.2745 | 0 | 0 | 0 | 8.2745 | #N/A
2007-11-23 06:01 | 11 | 23 | 6 | 327.2088 | 7830 | 30.02 | 17.06 | 1007 | 30.02 | 275.1163 | 0 | Heating | 36.6822 | #N/A | #N/A | #N/A | #N/A | 275.1163 | #N/A | #N/A | 3.2302 | #N/A | 0 | 0 | 0 | 0 | 0 | 0 | 0 | 0 | 0.1223% | 1 | 50% | 0% | 0% | 0% | 8.2745 | 0 | 0 | 0 | 8.2745 | #N/A
2007-11-23 07:01 | 11 | 23 | 7 | 327.2505 | 7831 | 30.02 | 17.06 | 1006 | 30.02 | 979.726 | 0 | Heating | 130.6301 | #N/A | #N/A | #N/A | #N/A | 979.726 | #N/A | #N/A | 3.2302 | #N/A | 0 | 0 | 0 | 0 | 0 | 0 | 0 | 0 | 0.4354% | 1 | 50% | 0% | 0% | 0% | 8.2745 | 0 | 0 | 0 | 8.2745 | #N/A
2007-11-23 08:01 | 11 | 23 | 8 | 327.2921 | 7832 | 30.02 | 17.06 | 1006 | 30.02 | 644.2434 | 0 | Heating | 85.8991 | #N/A | #N/A | #N/A | #N/A | 644.2434 | #N/A | #N/A | 3.2302 | #N/A | 0 | 0 | 0 | 0 | 0 | 0 | 0 | 0 | 0.2863% | 1 | 50% | 0% | 0% | 0% | 8.2745 | 0 | 0 | 0 | 8.2745 | #N/A
2007-11-23 09:01 | 11 | 23 | 9 | 327.3338 | 7833 | 32 | 17.06 | 1006 | 32 | 410.8894 | 0 | Heating | 54.7853 | #N/A | #N/A | #N/A | #N/A | 410.8894 | #N/A | #N/A | 3.3135 | #N/A | 0 | 0 | 0 | 0 | 0 | 0 | 0 | 0 | 0.1826% | 1 | 50% | 0% | 0% | 0% | 8.2745 | 0 | 0 | 0 | 8.2745 | #N/A
2007-11-23 10:01 | 11 | 23 | 10 | 327.3755 | 7834 | 32 | 17.96 | 1006 | 32 | 319.6312 | 0 | Heating | 42.6175 | #N/A | #N/A | #N/A | #N/A | 319.6312 | #N/A | #N/A | 3.3135 | #N/A | 0 | 0 | 0 | 0 | 0 | 0 | 0 | 0 | 0.1421% | 1 | 50% | 0% | 0% | 0% | 8.2745 | 0 | 0 | 0 | 8.2745 | #N/A
2007-11-23 11:01 | 11 | 23 | 11 | 327.4171 | 7835 | 32 | 19.94 | 1005 | 32 | 286.0151 | 0 | Heating | 38.1353 | #N/A | #N/A | #N/A | #N/A | 286.0151 | #N/A | #N/A | 3.3135 | #N/A | 0 | 0 | 0 | 0 | 0 | 0 | 0 | 0 | 0.1271% | 1 | 50% | 0% | 0% | 0% | 8.2745 | 0 | 0 | 0 | 8.2745 | #N/A
2007-11-23 12:01 | 11 | 23 | 12 | 327.4588 | 7836 | 37.04 | 21.92 | 1004 | 37.04 | 216.6444 | 0 | Heating | 28.8859 | #N/A | #N/A | #N/A | #N/A | 216.6444 | #N/A | #N/A | 3.5637 | #N/A | 0 | 0 | 0 | 0 | 0 | 0 | 0 | 0 | 0.09629% | 1 | 50% | 0% | 0% | 0% | 8.2745 | 0 | 0 | 0 | 8.2745 | #N/A
2007-11-23 13:01 | 11 | 23 | 13 | 327.5005 | 7837 | 35.96 | 19.94 | 1004 | 35.96 | 153.921 | 0 | Heating | 20.5228 | #N/A | #N/A | #N/A | #N/A | 153.921 | #N/A | #N/A | 3.5052 | #N/A | 0 | 0 | 0 | 0 | 0 | 0 | 0 | 0 | 0.06841% | 1 | 50% | 0% | 0% | 0% | 8.2745 | 0 | 0 | 0 | 8.2745 | #N/A
2007-11-23 14:01 | 11 | 23 | 14 | 327.5421 | 7838 | 35.96 | 19.04 | 1003 | 35.96 | 111.3631 | 0 | Heating | 14.8484 | #N/A | #N/A | #N/A | #N/A | 111.3631 | #N/A | #N/A | 3.5052 | #N/A | 0 | 0 | 0 | 0 | 0 | 0 | 0 | 0 | 0.04949% | 1 | 50% | 0% | 0% | 0% | 8.2745 | 0 | 0 | 0 | 8.2745 | #N/A
2007-11-23 15:01 | 11 | 23 | 15 | 327.5838 | 7839 | 33.98 | 21.92 | 1003 | 33.98 | 205.7423 | 0 | Heating | 27.4323 | #N/A | #N/A | #N/A | #N/A | 205.7423 | #N/A | #N/A | 3.405 | #N/A | 0 | 0 | 0 | 0 | 0 | 0 | 0 | 0 | 0.09144% | 1 | 50% | 0% | 0% | 0% | 8.2745 | 0 | 0 | 0 | 8.2745 | #N/A
2007-11-23 16:01 | 11 | 23 | 16 | 327.6255 | 7840 | 33.98 | 21.02 | 1003 | 33.98 | 203.1519 | 0 | Heating | 27.0869 | #N/A | #N/A | #N/A | #N/A | 203.1519 | #N/A | #N/A | 3.405 | #N/A | 0 | 0 | 0 | 0 | 0 | 0 | 0 | 0 | 0.09029% | 1 | 50% | 0% | 0% | 0% | 8.2745 | 0 | 0 | 0 | 8.2745 | #N/A
2007-11-23 17:01 | 11 | 23 | 17 | 327.6671 | 7841 | 33.98 | 23 | 1003 | 33.98 | 144.4858 | 0 | Heating | 19.2648 | #N/A | #N/A | #N/A | #N/A | 144.4858 | #N/A | #N/A | 3.405 | #N/A | 0 | 0 | 0 | 0 | 0 | 0 | 0 | 0 | 0.06422% | 1 | 50% | 0% | 0% | 0% | 8.2745 | 0 | 0 | 0 | 8.2745 | #N/A
2007-11-23 18:01 | 11 | 23 | 18 | 327.7088 | 7842 | 33.08 | 23 | 1003 | 33.08 | 149.7958 | 0 | Heating | 19.9728 | #N/A | #N/A | #N/A | #N/A | 149.7958 | #N/A | #N/A | 3.3624 | #N/A | 0 | 0 | 0 | 0 | 0 | 0 | 0 | 0 | 0.06658% | 1 | 50% | 0% | 0% | 0% | 8.2745 | 0 | 0 | 0 | 8.2745 | #N/A
2007-11-23 19:01 | 11 | 23 | 19 | 327.7505 | 7843 | 32 | 23 | 1003 | 32 | 0 | 0 | Cooling | 0 | #N/A | #N/A | #N/A | #N/A | 0 | 0 | 0 | 0 | 0 | 0 | #N/A | #N/A | 88 | #N/A | #N/A | #N/A | #N/A | 0% | 1 | 50% | 0% | 0% | 0% | 8.2745 | 0 | 0 | 0 | 8.2745 | #N/A
2007-11-23 20:01 | 11 | 23 | 20 | 327.7921 | 7844 | 32 | 24.08 | 1004 | 32 | 0 | 0 | Cooling | 0 | #N/A | #N/A | #N/A | #N/A | 0 | 0 | 0 | 0 | 0 | 0 | #N/A | #N/A | 88 | #N/A | #N/A | #N/A | #N/A | 0% | 1 | 50% | 0% | 0% | 0% | 8.2745 | 0 | 0 | 0 | 8.2745 | #N/A
2007-11-23 21:01 | 11 | 23 | 21 | 327.8338 | 7845 | 32 | 32 | 1004 | 32 | 0 | 0 | Cooling | 0 | #N/A | #N/A | #N/A | #N/A | 0 | 0 | 0 | 0 | 0 | 0 | #N/A | #N/A | 88 | #N/A | #N/A | #N/A | #N/A | 0% | 1 | 50% | 0% | 0% | 0% | 8.2745 | 0 | 0 | 0 | 8.2745 | #N/A
2007-11-23 22:01 | 11 | 23 | 22 | 327.8755 | 7846 | 32 | 28.04 | 1005 | 32 | 0 | 0 | Cooling | 0 | #N/A | #N/A | #N/A | #N/A | 0 | 0 | 0 | 0 | 0 | 0 | #N/A | #N/A | 88 | #N/A | #N/A | #N/A | #N/A | 0% | 1 | 50% | 0% | 0% | 0% | 8.2745 | 0 | 0 | 0 | 8.2745 | #N/A
2007-11-23 23:01 | 11 | 23 | 23 | 327.9171 | 7847 | 32 | 30.02 | 1005 | 32 | 0 | 0 | Cooling | 0 | #N/A | #N/A | #N/A | #N/A | 0 | 0 | 0 | 0 | 0 | 0 | #N/A | #N/A | 88 | #N/A | #N/A | #N/A | #N/A | 0% | 1 | 50% | 0% | 0% | 0% | 8.2745 | 0 | 0 | 0 | 8.2745 | #N/A
2007-11-24 00:01 | 11 | 24 | 0 | 327.9588 | 7848 | 32 | 30.02 | 1005 | 32 | 0 | 0 | Cooling | 0 | #N/A | #N/A | #N/A | #N/A | 0 | 0 | 0 | 0 | 0 | 0 | #N/A | #N/A | 88 | #N/A | #N/A | #N/A | #N/A | 0% | 1 | 50% | 0% | 0% | 0% | 8.2745 | 0 | 0 | 0 | 8.2745 | #N/A
2007-11-24 01:01 | 11 | 24 | 1 | 328.0005 | 7849 | 30.92 | 32 | 1005 | 30.92 | 0 | 0 | Cooling | 0 | #N/A | #N/A | #N/A | #N/A | 0 | 0 | 0 | 0 | 0 | 0 | #N/A | #N/A | 88 | #N/A | #N/A | #N/A | #N/A | 0% | 1 | 50% | 0% | 0% | 0% | 8.2745 | 0 | 0 | 0 | 8.2745 | #N/A
2007-11-24 02:01 | 11 | 24 | 2 | 328.0421 | 7850 | 30.92 | 33.98 | 1005 | 30.92 | 0 | 0 | Cooling | 0 | #N/A | #N/A | #N/A | #N/A | 0 | 0 | 0 | 0 | 0 | 0 | #N/A | #N/A | 88 | #N/A | #N/A | #N/A | #N/A | 0% | 1 | 50% | 0% | 0% | 0% | 8.2745 | 0 | 0 | 0 | 8.2745 | #N/A
2007-11-24 03:01 | 11 | 24 | 3 | 328.0838 | 7851 | 30.02 | 35.96 | 1006 | 30.02 | 0 | 0 | Cooling | 0 | #N/A | #N/A | #N/A | #N/A | 0 | 0 | 0 | 0 | 0 | 0 | #N/A | #N/A | 88 | #N/A | #N/A | #N/A | #N/A | 0% | 1 | 50% | 0% | 0% | 0% | 8.2745 | 0 | 0 | 0 | 8.2745 | #N/A
2007-11-24 04:01 | 11 | 24 | 4 | 328.1255 | 7852 | 28.94 | 35.96 | 1006 | 28.94 | 0 | 0 | Cooling | 0 | #N/A | #N/A | #N/A | #N/A | 0 | 0 | 0 | 0 | 0 | 0 | #N/A | #N/A | 88 | #N/A | #N/A | #N/A | #N/A | 0% | 1 | 50% | 0% | 0% | 0% | 8.2745 | 0 | 0 | 0 | 8.2745 | #N/A
2007-11-24 05:01 | 11 | 24 | 5 | 328.1671 | 7853 | 28.94 | 37.04 | 1006 | 28.94 | 0 | 0 | Cooling | 0 | #N/A | #N/A | #N/A | #N/A | 0 | 0 | 0 | 0 | 0 | 0 | #N/A | #N/A | 88 | #N/A | #N/A | #N/A | #N/A | 0% | 1 | 50% | 0% | 0% | 0% | 8.2745 | 0 | 0 | 0 | 8.2745 | #N/A
2007-11-24 06:01 | 11 | 24 | 6 | 328.2088 | 7854 | 28.04 | 37.04 | 1007 | 28.04 | 0 | 0 | Cooling | 0 | #N/A | #N/A | #N/A | #N/A | 0 | 0 | 0 | 0 | 0 | 0 | #N/A | #N/A | 88 | #N/A | #N/A | #N/A | #N/A | 0% | 1 | 50% | 0% | 0% | 0% | 8.2745 | 0 | 0 | 0 | 8.2745 | #N/A
2007-11-24 07:01 | 11 | 24 | 7 | 328.2505 | 7855 | 28.4 | 37.94 | 1007 | 28.4 | 0 | 0 | Cooling | 0 | #N/A | #N/A | #N/A | #N/A | 0 | 0 | 0 | 0 | 0 | 0 | #N/A | #N/A | 88 | #N/A | #N/A | #N/A | #N/A | 0% | 1 | 50% | 0% | 0% | 0% | 8.2745 | 0 | 0 | 0 | 8.2745 | #N/A
2007-11-24 08:01 | 11 | 24 | 8 | 328.2921 | 7856 | 28.04 | 37.94 | 1008 | 28.04 | 0 | 0 | Cooling | 0 | #N/A | #N/A | #N/A | #N/A | 0 | 0 | 0 | 0 | 0 | 0 | #N/A | #N/A | 88 | #N/A | #N/A | #N/A | #N/A | 0% | 1 | 50% | 0% | 0% | 0% | 8.2745 | 0 | 0 | 0 | 8.2745 | #N/A
2007-11-24 09:01 | 11 | 24 | 9 | 328.3338 | 7857 | 28.94 | 39.02 | 1009 | 28.94 | 0 | 0 | Cooling | 0 | #N/A | #N/A | #N/A | #N/A | 0 | 0 | 0 | 0 | 0 | 0 | #N/A | #N/A | 88 | #N/A | #N/A | #N/A | #N/A | 0% | 1 | 50% | 0% | 0% | 0% | 8.2745 | 0 | 0 | 0 | 8.2745 | #N/A
2007-11-24 10:01 | 11 | 24 | 10 | 328.3755 | 7858 | 32 | 39.92 | 1010 | 32 | 0 | 0 | Cooling | 0 | #N/A | #N/A | #N/A | #N/A | 0 | 0 | 0 | 0 | 0 | 0 | #N/A | #N/A | 88 | #N/A | #N/A | #N/A | #N/A | 0% | 1 | 50% | 0% | 0% | 0% | 8.2745 | 0 | 0 | 0 | 8.2745 | #N/A
2007-11-24 11:01 | 11 | 24 | 11 | 328.4171 | 7859 | 32 | 39.02 | 1011 | 32 | 0 | 0 | Cooling | 0 | #N/A | #N/A | #N/A | #N/A | 0 | 0 | 0 | 0 | 0 | 0 | #N/A | #N/A | 88 | #N/A | #N/A | #N/A | #N/A | 0% | 1 | 50% | 0% | 0% | 0% | 8.2745 | 0 | 0 | 0 | 8.2745 | #N/A
2007-11-24 12:01 | 11 | 24 | 12 | 328.4588 | 7860 | 35.06 | 37.94 | 1011 | 35.06 | 0 | 0 | Cooling | 0 | #N/A | #N/A | #N/A | #N/A | 0 | 0 | 0 | 0 | 0 | 0 | #N/A | #N/A | 88 | #N/A | #N/A | #N/A | #N/A | 0% | 1 | 50% | 0% | 0% | 0% | 8.2745 | 0 | 0 | 0 | 8.2745 | #N/A
2007-11-24 13:01 | 11 | 24 | 13 | 328.5005 | 7861 | 35.96 | 37.04 | 1011 | 35.96 | 0 | 0 | Cooling | 0 | #N/A | #N/A | #N/A | #N/A | 0 | 0 | 0 | 0 | 0 | 0 | #N/A | #N/A | 88 | #N/A | #N/A | #N/A | #N/A | 0% | 1 | 50% | 0% | 0% | 0% | 8.2745 | 0 | 0 | 0 | 8.2745 | #N/A
2007-11-24 14:01 | 11 | 24 | 14 | 328.5421 | 7862 | 35.96 | 37.04 | 1012 | 35.96 | 0 | 0 | Cooling | 0 | #N/A | #N/A | #N/A | #N/A | 0 | 0 | 0 | 0 | 0 | 0 | #N/A | #N/A | 88 | #N/A | #N/A | #N/A | #N/A | 0% | 1 | 50% | 0% | 0% | 0% | 8.2745 | 0 | 0 | 0 | 8.2745 | #N/A
2007-11-24 15:01 | 11 | 24 | 15 | 328.5838 | 7863 | 37.04 | 37.04 | 1013 | 37.04 | 0 | 0 | Cooling | 0 | #N/A | #N/A | #N/A | #N/A | 0 | 0 | 0 | 0 | 0 | 0 | #N/A | #N/A | 88 | #N/A | #N/A | #N/A | #N/A | 0% | 1 | 50% | 0% | 0% | 0% | 8.2745 | 0 | 0 | 0 | 8.2745 | #N/A
2007-11-24 16:01 | 11 | 24 | 16 | 328.6255 | 7864 | 35.06 | 37.04 | 1014 | 35.06 | 0 | 0 | Cooling | 0 | #N/A | #N/A | #N/A | #N/A | 0 | 0 | 0 | 0 | 0 | 0 | #N/A | #N/A | 88 | #N/A | #N/A | #N/A | #N/A | 0% | 1 | 50% | 0% | 0% | 0% | 8.2745 | 0 | 0 | 0 | 8.2745 | #N/A
2007-11-24 17:01 | 11 | 24 | 17 | 328.6671 | 7865 | 35.06 | 37.04 | 1015 | 35.06 | 0 | 0 | Cooling | 0 | #N/A | #N/A | #N/A | #N/A | 0 | 0 | 0 | 0 | 0 | 0 | #N/A | #N/A | 88 | #N/A | #N/A | #N/A | #N/A | 0% | 1 | 50% | 0% | 0% | 0% | 8.2745 | 0 | 0 | 0 | 8.2745 | #N/A
2007-11-24 18:01 | 11 | 24 | 18 | 328.7088 | 7866 | 30.02 | 37.04 | 1015 | 30.02 | 0 | 0 | Cooling | 0 | #N/A | #N/A | #N/A | #N/A | 0 | 0 | 0 | 0 | 0 | 0 | #N/A | #N/A | 88 | #N/A | #N/A | #N/A | #N/A | 0% | 1 | 50% | 0% | 0% | 0% | 8.2745 | 0 | 0 | 0 | 8.2745 | #N/A
2007-11-24 19:01 | 11 | 24 | 19 | 328.7505 | 7867 | 30.02 | 37.04 | 1015 | 30.02 | 0 | 0 | Cooling | 0 | #N/A | #N/A | #N/A | #N/A | 0 | 0 | 0 | 0 | 0 | 0 | #N/A | #N/A | 88 | #N/A | #N/A | #N/A | #N/A | 0% | 1 | 50% | 0% | 0% | 0% | 8.2745 | 0 | 0 | 0 | 8.2745 | #N/A
2007-11-24 20:01 | 11 | 24 | 20 | 328.7921 | 7868 | 30.02 | 37.94 | 1015 | 30.02 | 0.23699 | 0 | Heating | 0.031599 | #N/A | #N/A | #N/A | #N/A | 0.23699 | #N/A | #N/A | 3.2302 | #N/A | 0 | 0 | 0 | 0 | 0 | 0 | 0 | 0 | 0.0001053% | 1 | 50% | 0% | 0% | 0% | 8.2745 | 0 | 0 | 0 | 8.2745 | #N/A
2007-11-24 21:01 | 11 | 24 | 21 | 328.8338 | 7869 | 28.04 | 37.94 | 1015 | 28.04 | 0.70649 | 0 | Heating | 0.094199 | #N/A | #N/A | #N/A | #N/A | 0.70649 | #N/A | #N/A | 3.1545 | #N/A | 0 | 0 | 0 | 0 | 0 | 0 | 0 | 0 | 0.000314% | 1 | 50% | 0% | 0% | 0% | 8.2745 | 0 | 0 | 0 | 8.2745 | #N/A
2007-11-24 22:01 | 11 | 24 | 22 | 328.8755 | 7870 | 28.04 | 37.94 | 1016 | 28.04 | 5.5776 | 0 | Heating | 0.74368 | #N/A | #N/A | #N/A | #N/A | 5.5776 | #N/A | #N/A | 3.1545 | #N/A | 0 | 0 | 0 | 0 | 0 | 0 | 0 | 0 | 0.002479% | 1 | 50% | 0% | 0% | 0% | 8.2745 | 0 | 0 | 0 | 8.2745 | #N/A
2007-11-24 23:01 | 11 | 24 | 23 | 328.9171 | 7871 | 28.04 | 37.94 | 1016 | 28.04 | 8.6455 | 0 | Heating | 1.1527 | #N/A | #N/A | #N/A | #N/A | 8.6455 | #N/A | #N/A | 3.1545 | #N/A | 0 | 0 | 0 | 0 | 0 | 0 | 0 | 0 | 0.003842% | 1 | 50% | 0% | 0% | 0% | 8.2745 | 0 | 0 | 0 | 8.2745 | #N/A
2007-11-25 00:01 | 11 | 25 | 0 | 328.9588 | 7872 | 30.92 | 37.94 | 1016 | 30.92 | 12.0303 | 0 | Heating | 1.604 | #N/A | #N/A | #N/A | #N/A | 12.0303 | #N/A | #N/A | 3.2671 | #N/A | 0 | 0 | 0 | 0 | 0 | 0 | 0 | 0 | 0.005347% | 1 | 50% | 0% | 0% | 0% | 8.2745 | 0 | 0 | 0 | 8.2745 | #N/A
2007-11-25 01:01 | 11 | 25 | 1 | 329.0005 | 7873 | 30.02 | 37.94 | 1016 | 30.02 | 13.0692 | 0 | Heating | 1.7426 | #N/A | #N/A | #N/A | #N/A | 13.0692 | #N/A | #N/A | 3.2302 | #N/A | 0 | 0 | 0 | 0 | 0 | 0 | 0 | 0 | 0.005809% | 1 | 50% | 0% | 0% | 0% | 8.2745 | 0 | 0 | 0 | 8.2745 | #N/A
2007-11-25 02:01 | 11 | 25 | 2 | 329.0421 | 7874 | 30.02 | 37.94 | 1016 | 30.02 | 13.8261 | 0 | Heating | 1.8435 | #N/A | #N/A | #N/A | #N/A | 13.8261 | #N/A | #N/A | 3.2302 | #N/A | 0 | 0 | 0 | 0 | 0 | 0 | 0 | 0 | 0.006145% | 1 | 50% | 0% | 0% | 0% | 8.2745 | 0 | 0 | 0 | 8.2745 | #N/A
2007-11-25 03:01 | 11 | 25 | 3 | 329.0838 | 7875 | 30.92 | 37.04 | 1016 | 30.92 | 14.218 | 0 | Heating | 1.8957 | #N/A | #N/A | #N/A | #N/A | 14.218 | #N/A | #N/A | 3.2671 | #N/A | 0 | 0 | 0 | 0 | 0 | 0 | 0 | 0 | 0.006319% | 1 | 50% | 0% | 0% | 0% | 8.2745 | 0 | 0 | 0 | 8.2745 | #N/A
2007-11-25 04:01 | 11 | 25 | 4 | 329.1255 | 7876 | 30.92 | 37.94 | 1016 | 30.92 | 16.4434 | 0 | Heating | 2.1925 | #N/A | #N/A | #N/A | #N/A | 16.4434 | #N/A | #N/A | 3.2671 | #N/A | 0 | 0 | 0 | 0 | 0 | 0 | 0 | 0 | 0.007308% | 1 | 50% | 0% | 0% | 0% | 8.2745 | 0 | 0 | 0 | 8.2745 | #N/A
2007-11-25 05:01 | 11 | 25 | 5 | 329.1671 | 7877 | 30.92 | 37.94 | 1015 | 30.92 | 17.4709 | 0 | Heating | 2.3295 | #N/A | #N/A | #N/A | #N/A | 17.4709 | #N/A | #N/A | 3.2671 | #N/A | 0 | 0 | 0 | 0 | 0 | 0 | 0 | 0 | 0.007765% | 1 | 50% | 0% | 0% | 0% | 8.2745 | 0 | 0 | 0 | 8.2745 | #N/A
2007-11-25 06:01 | 11 | 25 | 6 | 329.2088 | 7878 | 32 | 39.02 | 1016 | 32 | 16.8002 | 0 | Heating | 2.24 | #N/A | #N/A | #N/A | #N/A | 16.8002 | #N/A | #N/A | 3.3135 | #N/A | 0 | 0 | 0 | 0 | 0 | 0 | 0 | 0 | 0.007467% | 1 | 50% | 0% | 0% | 0% | 8.2745 | 0 | 0 | 0 | 8.2745 | #N/A
2007-11-25 07:01 | 11 | 25 | 7 | 329.2505 | 7879 | 32 | 39.02 | 1015 | 32 | 684.8394 | 0 | Heating | 91.3119 | #N/A | #N/A | #N/A | #N/A | 684.8394 | #N/A | #N/A | 3.3135 | #N/A | 0 | 0 | 0 | 0 | 0 | 0 | 0 | 0 | 0.3044% | 1 | 50% | 0% | 0% | 0% | 8.2745 | 0 | 0 | 0 | 8.2745 | #N/A
2007-11-25 08:01 | 11 | 25 | 8 | 329.2921 | 7880 | 32 | 39.02 | 1015 | 32 | 410.1871 | 0 | Heating | 54.6916 | #N/A | #N/A | #N/A | #N/A | 410.1871 | #N/A | #N/A | 3.3135 | #N/A | 0 | 0 | 0 | 0 | 0 | 0 | 0 | 0 | 0.1823% | 1 | 50% | 0% | 0% | 0% | 8.2745 | 0 | 0 | 0 | 8.2745 | #N/A
2007-11-25 09:01 | 11 | 25 | 9 | 329.3338 | 7881 | 33.98 | 39.02 | 1014 | 33.98 | 126.3118 | 0 | Heating | 16.8416 | #N/A | #N/A | #N/A | #N/A | 126.3118 | #N/A | #N/A | 3.405 | #N/A | 0 | 0 | 0 | 0 | 0 | 0 | 0 | 0 | 0.05614% | 1 | 50% | 0% | 0% | 0% | 8.2745 | 0 | 0 | 0 | 8.2745 | #N/A
2007-11-25 10:01 | 11 | 25 | 10 | 329.3755 | 7882 | 35.06 | 39.92 | 1013 | 35.06 | 83.6218 | 0 | Heating | 11.1496 | #N/A | #N/A | #N/A | #N/A | 83.6218 | #N/A | #N/A | 3.4585 | #N/A | 0 | 0 | 0 | 0 | 0 | 0 | 0 | 0 | 0.03717% | 1 | 50% | 0% | 0% | 0% | 8.2745 | 0 | 0 | 0 | 8.2745 | #N/A
2007-11-25 11:01 | 11 | 25 | 11 | 329.4171 | 7883 | 35.06 | 39.02 | 1012 | 35.06 | 85.9822 | 0 | Heating | 11.4643 | #N/A | #N/A | #N/A | #N/A | 85.9822 | #N/A | #N/A | 3.4585 | #N/A | 0 | 0 | 0 | 0 | 0 | 0 | 0 | 0 | 0.03821% | 1 | 50% | 0% | 0% | 0% | 8.2745 | 0 | 0 | 0 | 8.2745 | #N/A
2007-11-25 12:01 | 11 | 25 | 12 | 329.4588 | 7884 | 39.02 | 39.92 | 1010 | 39.02 | 50.2537 | 0 | Heating | 6.7005 | #N/A | #N/A | #N/A | #N/A | 50.2537 | #N/A | #N/A | 3.6785 | #N/A | 0 | 0 | 0 | 0 | 0 | 0 | 0 | 0 | 0.02233% | 1 | 50% | 0% | 0% | 0% | 8.2745 | 0 | 0 | 0 | 8.2745 | #N/A
2007-11-25 13:01 | 11 | 25 | 13 | 329.5005 | 7885 | 37.94 | 39.92 | 1008 | 37.94 | 64.5711 | 0 | Heating | 8.6095 | #N/A | #N/A | #N/A | #N/A | 64.5711 | #N/A | #N/A | 3.6146 | #N/A | 0 | 0 | 0 | 0 | 0 | 0 | 0 | 0 | 0.0287% | 1 | 50% | 0% | 0% | 0% | 8.2745 | 0 | 0 | 0 | 8.2745 | #N/A
2007-11-25 14:01 | 11 | 25 | 14 | 329.5421 | 7886 | 35.96 | 39.92 | 1007 | 35.96 | 16.3897 | 0 | Heating | 2.1853 | #N/A | #N/A | #N/A | #N/A | 16.3897 | #N/A | #N/A | 3.5052 | #N/A | 0 | 0 | 0 | 0 | 0 | 0 | 0 | 0 | 0.007284% | 1 | 50% | 0% | 0% | 0% | 8.2745 | 0 | 0 | 0 | 8.2745 | #N/A
2007-11-25 15:01 | 11 | 25 | 15 | 329.5838 | 7887 | 35.06 | 41 | 1006 | 35.06 | 13.4468 | 0 | Heating | 1.7929 | #N/A | #N/A | #N/A | #N/A | 13.4468 | #N/A | #N/A | 3.4585 | #N/A | 0 | 0 | 0 | 0 | 0 | 0 | 0 | 0 | 0.005976% | 1 | 50% | 0% | 0% | 0% | 8.2745 | 0 | 0 | 0 | 8.2745 | #N/A
2007-11-25 16:01 | 11 | 25 | 16 | 329.6255 | 7888 | 35.06 | 41 | 1005 | 35.06 | 12.3222 | 0 | Heating | 1.643 | #N/A | #N/A | #N/A | #N/A | 12.3222 | #N/A | #N/A | 3.4585 | #N/A | 0 | 0 | 0 | 0 | 0 | 0 | 0 | 0 | 0.005477% | 1 | 50% | 0% | 0% | 0% | 8.2745 | 0 | 0 | 0 | 8.2745 | #N/A
2007-11-25 17:01 | 11 | 25 | 17 | 329.6671 | 7889 | 35.06 | 41 | 1005 | 35.06 | 7.5652 | 0 | Heating | 1.0087 | #N/A | #N/A | #N/A | #N/A | 7.5652 | #N/A | #N/A | 3.4585 | #N/A | 0 | 0 | 0 | 0 | 0 | 0 | 0 | 0 | 0.003362% | 1 | 50% | 0% | 0% | 0% | 8.2745 | 0 | 0 | 0 | 8.2745 | #N/A
2007-11-25 18:01 | 11 | 25 | 18 | 329.7088 | 7890 | 33.98 | 41 | 1004 | 33.98 | 7.3644 | 0 | Heating | 0.98193 | #N/A | #N/A | #N/A | #N/A | 7.3644 | #N/A | #N/A | 3.405 | #N/A | 0 | 0 | 0 | 0 | 0 | 0 | 0 | 0 | 0.003273% | 1 | 50% | 0% | 0% | 0% | 8.2745 | 0 | 0 | 0 | 8.2745 | #N/A
2007-11-25 19:01 | 11 | 25 | 19 | 329.7505 | 7891 | 33.98 | 44.96 | 1004 | 33.98 | 7.5682 | 0 | Heating | 1.0091 | #N/A | #N/A | #N/A | #N/A | 7.5682 | #N/A | #N/A | 3.405 | #N/A | 0 | 0 | 0 | 0 | 0 | 0 | 0 | 0 | 0.003364% | 1 | 50% | 0% | 0% | 0% | 8.2745 | 0 | 0 | 0 | 8.2745 | #N/A
2007-11-25 20:01 | 11 | 25 | 20 | 329.7921 | 7892 | 33.98 | 44.96 | 1003 | 33.98 | 6.919 | 0 | Heating | 0.92253 | #N/A | #N/A | #N/A | #N/A | 6.919 | #N/A | #N/A | 3.405 | #N/A | 0 | 0 | 0 | 0 | 0 | 0 | 0 | 0 | 0.003075% | 1 | 50% | 0% | 0% | 0% | 8.2745 | 0 | 0 | 0 | 8.2745 | #N/A
2007-11-25 21:01 | 11 | 25 | 21 | 329.8338 | 7893 | 33.98 | 44.96 | 1003 | 33.98 | 10.3629 | 0 | Heating | 1.3817 | #N/A | #N/A | #N/A | #N/A | 10.3629 | #N/A | #N/A | 3.405 | #N/A | 0 | 0 | 0 | 0 | 0 | 0 | 0 | 0 | 0.004606% | 1 | 50% | 0% | 0% | 0% | 8.2745 | 0 | 0 | 0 | 8.2745 | #N/A
2007-11-25 22:01 | 11 | 25 | 22 | 329.8755 | 7894 | 35.06 | 44.96 | 1003 | 35.06 | 10.4818 | 0 | Heating | 1.3976 | #N/A | #N/A | #N/A | #N/A | 10.4818 | #N/A | #N/A | 3.4585 | #N/A | 0 | 0 | 0 | 0 | 0 | 0 | 0 | 0 | 0.004659% | 1 | 50% | 0% | 0% | 0% | 8.2745 | 0 | 0 | 0 | 8.2745 | #N/A
2007-11-25 23:01 | 11 | 25 | 23 | 329.9171 | 7895 | 35.06 | 48.02 | 1004 | 35.06 | 0 | 0 | Cooling | 0 | #N/A | #N/A | #N/A | #N/A | 0 | 0 | 0 | 0 | 0 | 0 | #N/A | #N/A | 88 | #N/A | #N/A | #N/A | #N/A | 0% | 1 | 50% | 0% | 0% | 0% | 8.2745 | 0 | 0 | 0 | 8.2745 | #N/A
2007-11-26 00:01 | 11 | 26 | 0 | 329.9588 | 7896 | 35.06 | 48.92 | 1004 | 35.06 | 0 | 0 | Cooling | 0 | #N/A | #N/A | #N/A | #N/A | 0 | 0 | 0 | 0 | 0 | 0 | #N/A | #N/A | 88 | #N/A | #N/A | #N/A | #N/A | 0% | 1 | 50% | 0% | 0% | 0% | 8.2745 | 0 | 0 | 0 | 8.2745 | #N/A
2007-11-26 01:01 | 11 | 26 | 1 | 330.0005 | 7897 | 35.06 | 46.94 | 1004 | 35.06 | 0 | 0 | Cooling | 0 | #N/A | #N/A | #N/A | #N/A | 0 | 0 | 0 | 0 | 0 | 0 | #N/A | #N/A | 88 | #N/A | #N/A | #N/A | #N/A | 0% | 1 | 50% | 0% | 0% | 0% | 8.2745 | 0 | 0 | 0 | 8.2745 | #N/A
2007-11-26 02:01 | 11 | 26 | 2 | 330.0421 | 7898 | 35.06 | 46.04 | 1004 | 35.06 | 0 | 0 | Cooling | 0 | #N/A | #N/A | #N/A | #N/A | 0 | 0 | 0 | 0 | 0 | 0 | #N/A | #N/A | 88 | #N/A | #N/A | #N/A | #N/A | 0% | 1 | 50% | 0% | 0% | 0% | 8.2745 | 0 | 0 | 0 | 8.2745 | #N/A
2007-11-26 03:01 | 11 | 26 | 3 | 330.0838 | 7899 | 35.96 | 39.92 | 1005 | 35.96 | 0 | 0 | Cooling | 0 | #N/A | #N/A | #N/A | #N/A | 0 | 0 | 0 | 0 | 0 | 0 | #N/A | #N/A | 88 | #N/A | #N/A | #N/A | #N/A | 0% | 1 | 50% | 0% | 0% | 0% | 8.2745 | 0 | 0 | 0 | 8.2745 | #N/A
2007-11-26 04:01 | 11 | 26 | 4 | 330.1255 | 7900 | 37.04 | 37.94 | 1006 | 37.04 | 0 | 0 | Cooling | 0 | #N/A | #N/A | #N/A | #N/A | 0 | 0 | 0 | 0 | 0 | 0 | #N/A | #N/A | 88 | #N/A | #N/A | #N/A | #N/A | 0% | 1 | 50% | 0% | 0% | 0% | 8.2745 | 0 | 0 | 0 | 8.2745 | #N/A
2007-11-26 05:01 | 11 | 26 | 5 | 330.1671 | 7901 | 37.04 | 37.04 | 1006 | 37.04 | 0.88616 | 0 | Heating | 0.11815 | #N/A | #N/A | #N/A | #N/A | 0.88616 | #N/A | #N/A | 3.5637 | #N/A | 0 | 0 | 0 | 0 | 0 | 0 | 0 | 0 | 0.0003938% | 1 | 50% | 0% | 0% | 0% | 8.2745 | 0 | 0 | 0 | 8.2745 | #N/A
2007-11-26 06:01 | 11 | 26 | 6 | 330.2088 | 7902 | 37.04 | 35.96 | 1008 | 37.04 | 3.2222 | 0 | Heating | 0.42963 | #N/A | #N/A | #N/A | #N/A | 3.2222 | #N/A | #N/A | 3.5637 | #N/A | 0 | 0 | 0 | 0 | 0 | 0 | 0 | 0 | 0.001432% | 1 | 50% | 0% | 0% | 0% | 8.2745 | 0 | 0 | 0 | 8.2745 | #N/A
2007-11-26 07:01 | 11 | 26 | 7 | 330.2505 | 7903 | 37.04 | 35.06 | 1009 | 37.04 | 456.0702 | 0 | Heating | 60.8094 | #N/A | #N/A | #N/A | #N/A | 456.0702 | #N/A | #N/A | 3.5637 | #N/A | 0 | 0 | 0 | 0 | 0 | 0 | 0 | 0 | 0.2027% | 1 | 50% | 0% | 0% | 0% | 8.2745 | 0 | 0 | 0 | 8.2745 | #N/A
2007-11-26 08:01 | 11 | 26 | 8 | 330.2921 | 7904 | 37.04 | 33.98 | 1011 | 37.04 | 274.8552 | 0 | Heating | 36.6474 | #N/A | #N/A | #N/A | #N/A | 274.8552 | #N/A | #N/A | 3.5637 | #N/A | 0 | 0 | 0 | 0 | 0 | 0 | 0 | 0 | 0.1222% | 1 | 50% | 0% | 0% | 0% | 8.2745 | 0 | 0 | 0 | 8.2745 | #N/A
2007-11-26 09:01 | 11 | 26 | 9 | 330.3338 | 7905 | 39.02 | 33.08 | 1012 | 39.02 | 79.7586 | 0 | Heating | 10.6345 | #N/A | #N/A | #N/A | #N/A | 79.7586 | #N/A | #N/A | 3.6785 | #N/A | 0 | 0 | 0 | 0 | 0 | 0 | 0 | 0 | 0.03545% | 1 | 50% | 0% | 0% | 0% | 8.2745 | 0 | 0 | 0 | 8.2745 | #N/A
2007-11-26 10:01 | 11 | 26 | 10 | 330.3755 | 7906 | 39.02 | 32 | 1013 | 39.02 | 77.0656 | 0 | Heating | 10.2754 | #N/A | #N/A | #N/A | #N/A | 77.0656 | #N/A | #N/A | 3.6785 | #N/A | 0 | 0 | 0 | 0 | 0 | 0 | 0 | 0 | 0.03425% | 1 | 50% | 0% | 0% | 0% | 8.2745 | 0 | 0 | 0 | 8.2745 | #N/A
2007-11-26 11:01 | 11 | 26 | 11 | 330.4171 | 7907 | 39.92 | 30.02 | 1013 | 39.92 | 108.3952 | 0 | Heating | 14.4527 | #N/A | #N/A | #N/A | #N/A | 108.3952 | #N/A | #N/A | 3.7339 | #N/A | 0 | 0 | 0 | 0 | 0 | 0 | 0 | 0 | 0.04818% | 1 | 50% | 0% | 0% | 0% | 8.2745 | 0 | 0 | 0 | 8.2745 | #N/A
2007-11-26 12:01 | 11 | 26 | 12 | 330.4588 | 7908 | 42.08 | 30.02 | 1014 | 42.08 | 91.0434 | 0 | Heating | 12.1391 | #N/A | #N/A | #N/A | #N/A | 91.0434 | #N/A | #N/A | 3.8759 | #N/A | 0 | 0 | 0 | 0 | 0 | 0 | 0 | 0 | 0.04046% | 1 | 50% | 0% | 0% | 0% | 8.2745 | 0 | 0 | 0 | 8.2745 | #N/A
2007-11-26 13:01 | 11 | 26 | 13 | 330.5005 | 7909 | 42.08 | 28.04 | 1014 | 42.08 | 135.2102 | 0 | Heating | 18.028 | #N/A | #N/A | #N/A | #N/A | 135.2102 | #N/A | #N/A | 3.8759 | #N/A | 0 | 0 | 0 | 0 | 0 | 0 | 0 | 0 | 0.06009% | 1 | 50% | 0% | 0% | 0% | 8.2745 | 0 | 0 | 0 | 8.2745 | #N/A
2007-11-26 14:01 | 11 | 26 | 14 | 330.5421 | 7910 | 42.98 | 26.96 | 1015 | 42.98 | 61.9772 | 0 | Heating | 8.2636 | #N/A | #N/A | #N/A | #N/A | 61.9772 | #N/A | #N/A | 3.9388 | #N/A | 0 | 0 | 0 | 0 | 0 | 0 | 0 | 0 | 0.02755% | 1 | 50% | 0% | 0% | 0% | 8.2745 | 0 | 0 | 0 | 8.2745 | #N/A
2007-11-26 15:01 | 11 | 26 | 15 | 330.5838 | 7911 | 46.04 | 26.06 | 1015 | 46.04 | 68.7238 | 0 | Heating | 9.1632 | #N/A | #N/A | #N/A | #N/A | 68.7238 | #N/A | #N/A | 4.1705 | #N/A | 0 | 0 | 0 | 0 | 0 | 0 | 0 | 0 | 0.03054% | 1 | 50% | 0% | 0% | 0% | 8.2745 | 0 | 0 | 0 | 8.2745 | #N/A
2007-11-26 16:01 | 11 | 26 | 16 | 330.6255 | 7912 | 44.96 | 26.06 | 1016 | 44.96 | 76.1697 | 0 | Heating | 10.156 | #N/A | #N/A | #N/A | #N/A | 76.1697 | #N/A | #N/A | 4.0856 | #N/A | 0 | 0 | 0 | 0 | 0 | 0 | 0 | 0 | 0.03385% | 1 | 50% | 0% | 0% | 0% | 8.2745 | 0 | 0 | 0 | 8.2745 | #N/A
2007-11-26 17:01 | 11 | 26 | 17 | 330.6671 | 7913 | 44.96 | 26.06 | 1017 | 44.96 | 35.0848 | 0 | Heating | 4.678 | #N/A | #N/A | #N/A | #N/A | 35.0848 | #N/A | #N/A | 4.0856 | #N/A | 0 | 0 | 0 | 0 | 0 | 0 | 0 | 0 | 0.01559% | 1 | 50% | 0% | 0% | 0% | 8.2745 | 0 | 0 | 0 | 8.2745 | #N/A
2007-11-26 18:01 | 11 | 26 | 18 | 330.7088 | 7914 | 37.94 | 26.06 | 1017 | 37.94 | 64.18 | 0 | Heating | 8.5573 | #N/A | #N/A | #N/A | #N/A | 64.18 | #N/A | #N/A | 3.6146 | #N/A | 0 | 0 | 0 | 0 | 0 | 0 | 0 | 0 | 0.02852% | 1 | 50% | 0% | 0% | 0% | 8.2745 | 0 | 0 | 0 | 8.2745 | #N/A
2007-11-26 19:01 | 11 | 26 | 19 | 330.7505 | 7915 | 35.96 | 24.98 | 1018 | 35.96 | 149.7336 | 0 | Heating | 19.9645 | #N/A | #N/A | #N/A | #N/A | 149.7336 | #N/A | #N/A | 3.5052 | #N/A | 0 | 0 | 0 | 0 | 0 | 0 | 0 | 0 | 0.06655% | 1 | 50% | 0% | 0% | 0% | 8.2745 | 0 | 0 | 0 | 8.2745 | #N/A
2007-11-26 20:01 | 11 | 26 | 20 | 330.7921 | 7916 | 37.04 | 24.08 | 1018 | 37.04 | 186.6111 | 0 | Heating | 24.8815 | #N/A | #N/A | #N/A | #N/A | 186.6111 | #N/A | #N/A | 3.5637 | #N/A | 0 | 0 | 0 | 0 | 0 | 0 | 0 | 0 | 0.08294% | 1 | 50% | 0% | 0% | 0% | 8.2745 | 0 | 0 | 0 | 8.2745 | #N/A
2007-11-26 21:01 | 11 | 26 | 21 | 330.8338 | 7917 | 37.04 | 24.08 | 1018 | 37.04 | 256.2539 | 0 | Heating | 34.1672 | #N/A | #N/A | #N/A | #N/A | 256.2539 | #N/A | #N/A | 3.5637 | #N/A | 0 | 0 | 0 | 0 | 0 | 0 | 0 | 0 | 0.1139% | 1 | 50% | 0% | 0% | 0% | 8.2745 | 0 | 0 | 0 | 8.2745 | #N/A
2007-11-26 22:01 | 11 | 26 | 22 | 330.8755 | 7918 | 37.94 | 24.08 | 1019 | 37.94 | 287.8944 | 0 | Heating | 38.3859 | #N/A | #N/A | #N/A | #N/A | 287.8944 | #N/A | #N/A | 3.6146 | #N/A | 0 | 0 | 0 | 0 | 0 | 0 | 0 | 0 | 0.128% | 1 | 50% | 0% | 0% | 0% | 8.2745 | 0 | 0 | 0 | 8.2745 | #N/A
2007-11-26 23:01 | 11 | 26 | 23 | 330.9171 | 7919 | 39.02 | 24.08 | 1019 | 39.02 | 0.62416 | 0 | Heating | 0.083222 | #N/A | #N/A | #N/A | #N/A | 0.62416 | #N/A | #N/A | 3.6785 | #N/A | 0 | 0 | 0 | 0 | 0 | 0 | 0 | 0 | 0.0002774% | 1 | 50% | 0% | 0% | 0% | 8.2745 | 0 | 0 | 0 | 8.2745 | #N/A
2007-11-27 00:01 | 11 | 27 | 0 | 330.9588 | 7920 | 37.94 | 24.08 | 1019 | 37.94 | 7.1705 | 0 | Heating | 0.95607 | #N/A | #N/A | #N/A | #N/A | 7.1705 | #N/A | #N/A | 3.6146 | #N/A | 0 | 0 | 0 | 0 | 0 | 0 | 0 | 0 | 0.003187% | 1 | 50% | 0% | 0% | 0% | 8.2745 | 0 | 0 | 0 | 8.2745 | #N/A
2007-11-27 01:01 | 11 | 27 | 1 | 331.0005 | 7921 | 37.94 | 24.08 | 1019 | 37.94 | 13.9197 | 0 | Heating | 1.856 | #N/A | #N/A | #N/A | #N/A | 13.9197 | #N/A | #N/A | 3.6146 | #N/A | 0 | 0 | 0 | 0 | 0 | 0 | 0 | 0 | 0.006187% | 1 | 50% | 0% | 0% | 0% | 8.2745 | 0 | 0 | 0 | 8.2745 | #N/A
2007-11-27 02:01 | 11 | 27 | 2 | 331.0421 | 7922 | 37.94 | 24.08 | 1019 | 37.94 | 18.2203 | 0 | Heating | 2.4294 | #N/A | #N/A | #N/A | #N/A | 18.2203 | #N/A | #N/A | 3.6146 | #N/A | 0 | 0 | 0 | 0 | 0 | 0 | 0 | 0 | 0.008098% | 1 | 50% | 0% | 0% | 0% | 8.2745 | 0 | 0 | 0 | 8.2745 | #N/A
2007-11-27 03:01 | 11 | 27 | 3 | 331.0838 | 7923 | 37.04 | 23 | 1019 | 37.04 | 21.3303 | 0 | Heating | 2.844 | #N/A | #N/A | #N/A | #N/A | 21.3303 | #N/A | #N/A | 3.5637 | #N/A | 0 | 0 | 0 | 0 | 0 | 0 | 0 | 0 | 0.00948% | 1 | 50% | 0% | 0% | 0% | 8.2745 | 0 | 0 | 0 | 8.2745 | #N/A
2007-11-27 04:01 | 11 | 27 | 4 | 331.1255 | 7924 | 37.4 | 24.08 | 1019 | 37.4 | 24.5386 | 0 | Heating | 3.2718 | #N/A | #N/A | #N/A | #N/A | 24.5386 | #N/A | #N/A | 3.5838 | #N/A | 0 | 0 | 0 | 0 | 0 | 0 | 0 | 0 | 0.01091% | 1 | 50% | 0% | 0% | 0% | 8.2745 | 0 | 0 | 0 | 8.2745 | #N/A
2007-11-27 05:01 | 11 | 27 | 5 | 331.1671 | 7925 | 37.94 | 24.08 | 1018 | 37.94 | 26.6691 | 0 | Heating | 3.5559 | #N/A | #N/A | #N/A | #N/A | 26.6691 | #N/A | #N/A | 3.6146 | #N/A | 0 | 0 | 0 | 0 | 0 | 0 | 0 | 0 | 0.01185% | 1 | 50% | 0% | 0% | 0% | 8.2745 | 0 | 0 | 0 | 8.2745 | #N/A
2007-11-27 06:01 | 11 | 27 | 6 | 331.2088 | 7926 | 35.96 | 24.98 | 1019 | 35.96 | 25.4836 | 0 | Heating | 3.3978 | #N/A | #N/A | #N/A | #N/A | 25.4836 | #N/A | #N/A | 3.5052 | #N/A | 0 | 0 | 0 | 0 | 0 | 0 | 0 | 0 | 0.01133% | 1 | 50% | 0% | 0% | 0% | 8.2745 | 0 | 0 | 0 | 8.2745 | #N/A
2007-11-27 07:01 | 11 | 27 | 7 | 331.2505 | 7927 | 37.04 | 24.98 | 1019 | 37.04 | 687.9214 | 0 | Heating | 91.7228 | #N/A | #N/A | #N/A | #N/A | 687.9214 | #N/A | #N/A | 3.5637 | #N/A | 0 | 0 | 0 | 0 | 0 | 0 | 0 | 0 | 0.3057% | 1 | 50% | 0% | 0% | 0% | 8.2745 | 0 | 0 | 0 | 8.2745 | #N/A
2007-11-27 08:01 | 11 | 27 | 8 | 331.2921 | 7928 | 37.04 | 26.06 | 1019 | 37.04 | 393.8127 | 0 | Heating | 52.5084 | #N/A | #N/A | #N/A | #N/A | 393.8127 | #N/A | #N/A | 3.5637 | #N/A | 0 | 0 | 0 | 0 | 0 | 0 | 0 | 0 | 0.175% | 1 | 50% | 0% | 0% | 0% | 8.2745 | 0 | 0 | 0 | 8.2745 | #N/A
2007-11-27 09:01 | 11 | 27 | 9 | 331.3338 | 7929 | 41 | 26.96 | 1019 | 41 | 121.5036 | 0 | Heating | 16.2005 | #N/A | #N/A | #N/A | #N/A | 121.5036 | #N/A | #N/A | 3.8033 | #N/A | 0 | 0 | 0 | 0 | 0 | 0 | 0 | 0 | 0.054% | 1 | 50% | 0% | 0% | 0% | 8.2745 | 0 | 0 | 0 | 8.2745 | #N/A
2007-11-27 10:01 | 11 | 27 | 10 | 331.3755 | 7930 | 42.08 | 26.96 | 1019 | 42.08 | 90.4331 | 0 | Heating | 12.0578 | #N/A | #N/A | #N/A | #N/A | 90.4331 | #N/A | #N/A | 3.8759 | #N/A | 0 | 0 | 0 | 0 | 0 | 0 | 0 | 0 | 0.04019% | 1 | 50% | 0% | 0% | 0% | 8.2745 | 0 | 0 | 0 | 8.2745 | #N/A
2007-11-27 11:01 | 11 | 27 | 11 | 331.4171 | 7931 | 42.08 | 26.96 | 1019 | 42.08 | 89.2885 | 0 | Heating | 11.9051 | #N/A | #N/A | #N/A | #N/A | 89.2885 | #N/A | #N/A | 3.8759 | #N/A | 0 | 0 | 0 | 0 | 0 | 0 | 0 | 0 | 0.03968% | 1 | 50% | 0% | 0% | 0% | 8.2745 | 0 | 0 | 0 | 8.2745 | #N/A
2007-11-27 12:01 | 11 | 27 | 12 | 331.4588 | 7932 | 42.08 | 26.96 | 1018 | 42.08 | 46.7273 | 0 | Heating | 6.2303 | #N/A | #N/A | #N/A | #N/A | 46.7273 | #N/A | #N/A | 3.8759 | #N/A | 0 | 0 | 0 | 0 | 0 | 0 | 0 | 0 | 0.02077% | 1 | 50% | 0% | 0% | 0% | 8.2745 | 0 | 0 | 0 | 8.2745 | #N/A
2007-11-27 13:01 | 11 | 27 | 13 | 331.5005 | 7933 | 42.08 | 26.96 | 1018 | 42.08 | 82.8022 | 0 | Heating | 11.0403 | #N/A | #N/A | #N/A | #N/A | 82.8022 | #N/A | #N/A | 3.8759 | #N/A | 0 | 0 | 0 | 0 | 0 | 0 | 0 | 0 | 0.0368% | 1 | 50% | 0% | 0% | 0% | 8.2745 | 0 | 0 | 0 | 8.2745 | #N/A
2007-11-27 14:01 | 11 | 27 | 14 | 331.5421 | 7934 | 42.08 | 28.04 | 1017 | 42.08 | 23.4194 | 0 | Heating | 3.1226 | #N/A | #N/A | #N/A | #N/A | 23.4194 | #N/A | #N/A | 3.8759 | #N/A | 0 | 0 | 0 | 0 | 0 | 0 | 0 | 0 | 0.01041% | 1 | 50% | 0% | 0% | 0% | 8.2745 | 0 | 0 | 0 | 8.2745 | #N/A
2007-11-27 15:01 | 11 | 27 | 15 | 331.5838 | 7935 | 42.8 | 28.04 | 1017 | 42.8 | 29.551 | 0 | Heating | 3.9401 | #N/A | #N/A | #N/A | #N/A | 29.551 | #N/A | #N/A | 3.9261 | #N/A | 0 | 0 | 0 | 0 | 0 | 0 | 0 | 0 | 0.01313% | 1 | 50% | 0% | 0% | 0% | 8.2745 | 0 | 0 | 0 | 8.2745 | #N/A
2007-11-27 16:01 | 11 | 27 | 16 | 331.6255 | 7936 | 39.92 | 28.04 | 1017 | 39.92 | 38.6811 | 0 | Heating | 5.1575 | #N/A | #N/A | #N/A | #N/A | 38.6811 | #N/A | #N/A | 3.7339 | #N/A | 0 | 0 | 0 | 0 | 0 | 0 | 0 | 0 | 0.01719% | 1 | 50% | 0% | 0% | 0% | 8.2745 | 0 | 0 | 0 | 8.2745 | #N/A
2007-11-27 17:01 | 11 | 27 | 17 | 331.6671 | 7937 | 39.92 | 26.96 | 1017 | 39.92 | 32.2681 | 0 | Heating | 4.3024 | #N/A | #N/A | #N/A | #N/A | 32.2681 | #N/A | #N/A | 3.7339 | #N/A | 0 | 0 | 0 | 0 | 0 | 0 | 0 | 0 | 0.01434% | 1 | 50% | 0% | 0% | 0% | 8.2745 | 0 | 0 | 0 | 8.2745 | #N/A
2007-11-27 18:01 | 11 | 27 | 18 | 331.7088 | 7938 | 39.02 | 26.06 | 1017 | 39.02 | 78.275 | 0 | Heating | 10.4367 | #N/A | #N/A | #N/A | #N/A | 78.275 | #N/A | #N/A | 3.6785 | #N/A | 0 | 0 | 0 | 0 | 0 | 0 | 0 | 0 | 0.03479% | 1 | 50% | 0% | 0% | 0% | 8.2745 | 0 | 0 | 0 | 8.2745 | #N/A
2007-11-27 19:01 | 11 | 27 | 19 | 331.7505 | 7939 | 39.92 | 26.06 | 1017 | 39.92 | 172.7634 | 0 | Heating | 23.0351 | #N/A | #N/A | #N/A | #N/A | 172.7634 | #N/A | #N/A | 3.7339 | #N/A | 0 | 0 | 0 | 0 | 0 | 0 | 0 | 0 | 0.07678% | 1 | 50% | 0% | 0% | 0% | 8.2745 | 0 | 0 | 0 | 8.2745 | #N/A
2007-11-27 20:01 | 11 | 27 | 20 | 331.7921 | 7940 | 39.92 | 26.96 | 1017 | 39.92 | 196.6973 | 0 | Heating | 26.2263 | #N/A | #N/A | #N/A | #N/A | 196.6973 | #N/A | #N/A | 3.7339 | #N/A | 0 | 0 | 0 | 0 | 0 | 0 | 0 | 0 | 0.08742% | 1 | 50% | 0% | 0% | 0% | 8.2745 | 0 | 0 | 0 | 8.2745 | #N/A
2007-11-27 21:01 | 11 | 27 | 21 | 331.8338 | 7941 | 37.94 | 26.96 | 1017 | 37.94 | 251.2474 | 0 | Heating | 33.4997 | #N/A | #N/A | #N/A | #N/A | 251.2474 | #N/A | #N/A | 3.6146 | #N/A | 0 | 0 | 0 | 0 | 0 | 0 | 0 | 0 | 0.1117% | 1 | 50% | 0% | 0% | 0% | 8.2745 | 0 | 0 | 0 | 8.2745 | #N/A
2007-11-27 22:01 | 11 | 27 | 22 | 331.8755 | 7942 | 37.94 | 28.04 | 1017 | 37.94 | 271.6326 | 0 | Heating | 36.2177 | #N/A | #N/A | #N/A | #N/A | 271.6326 | #N/A | #N/A | 3.6146 | #N/A | 0 | 0 | 0 | 0 | 0 | 0 | 0 | 0 | 0.1207% | 1 | 50% | 0% | 0% | 0% | 8.2745 | 0 | 0 | 0 | 8.2745 | #N/A
2007-11-27 23:01 | 11 | 27 | 23 | 331.9171 | 7943 | 37.94 | 28.04 | 1016 | 37.94 | 0.26186 | 0 | Heating | 0.034915 | #N/A | #N/A | #N/A | #N/A | 0.26186 | #N/A | #N/A | 3.6146 | #N/A | 0 | 0 | 0 | 0 | 0 | 0 | 0 | 0 | 0.0001164% | 1 | 50% | 0% | 0% | 0% | 8.2745 | 0 | 0 | 0 | 8.2745 | #N/A
2007-11-28 00:01 | 11 | 28 | 0 | 331.9588 | 7944 | 37.94 | 28.04 | 1016 | 37.94 | 5.85 | 0 | Heating | 0.78 | #N/A | #N/A | #N/A | #N/A | 5.85 | #N/A | #N/A | 3.6146 | #N/A | 0 | 0 | 0 | 0 | 0 | 0 | 0 | 0 | 0.0026% | 1 | 50% | 0% | 0% | 0% | 8.2745 | 0 | 0 | 0 | 8.2745 | #N/A
2007-11-28 01:01 | 11 | 28 | 1 | 332.0005 | 7945 | 37.94 | 28.04 | 1016 | 37.94 | 12.603 | 0 | Heating | 1.6804 | #N/A | #N/A | #N/A | #N/A | 12.603 | #N/A | #N/A | 3.6146 | #N/A | 0 | 0 | 0 | 0 | 0 | 0 | 0 | 0 | 0.005601% | 1 | 50% | 0% | 0% | 0% | 8.2745 | 0 | 0 | 0 | 8.2745 | #N/A
2007-11-28 02:01 | 11 | 28 | 2 | 332.0421 | 7946 | 37.94 | 28.04 | 1015 | 37.94 | 15.4762 | 0 | Heating | 2.0635 | #N/A | #N/A | #N/A | #N/A | 15.4762 | #N/A | #N/A | 3.6146 | #N/A | 0 | 0 | 0 | 0 | 0 | 0 | 0 | 0 | 0.006878% | 1 | 50% | 0% | 0% | 0% | 8.2745 | 0 | 0 | 0 | 8.2745 | #N/A
2007-11-28 03:01 | 11 | 28 | 3 | 332.0838 | 7947 | 33.98 | 28.04 | 1015 | 33.98 | 17.6467 | 0 | Heating | 2.3529 | #N/A | #N/A | #N/A | #N/A | 17.6467 | #N/A | #N/A | 3.405 | #N/A | 0 | 0 | 0 | 0 | 0 | 0 | 0 | 0 | 0.007843% | 1 | 50% | 0% | 0% | 0% | 8.2745 | 0 | 0 | 0 | 8.2745 | #N/A
2007-11-28 04:01 | 11 | 28 | 4 | 332.1255 | 7948 | 35.06 | 28.04 | 1015 | 35.06 | 19.6001 | 0 | Heating | 2.6133 | #N/A | #N/A | #N/A | #N/A | 19.6001 | #N/A | #N/A | 3.4585 | #N/A | 0 | 0 | 0 | 0 | 0 | 0 | 0 | 0 | 0.008711% | 1 | 50% | 0% | 0% | 0% | 8.2745 | 0 | 0 | 0 | 8.2745 | #N/A
2007-11-28 05:01 | 11 | 28 | 5 | 332.1671 | 7949 | 35.06 | 28.94 | 1015 | 35.06 | 21.8407 | 0 | Heating | 2.9121 | #N/A | #N/A | #N/A | #N/A | 21.8407 | #N/A | #N/A | 3.4585 | #N/A | 0 | 0 | 0 | 0 | 0 | 0 | 0 | 0 | 0.009707% | 1 | 50% | 0% | 0% | 0% | 8.2745 | 0 | 0 | 0 | 8.2745 | #N/A
2007-11-28 06:01 | 11 | 28 | 6 | 332.2088 | 7950 | 35.06 | 28.94 | 1015 | 35.06 | 21.5494 | 0 | Heating | 2.8733 | #N/A | #N/A | #N/A | #N/A | 21.5494 | #N/A | #N/A | 3.4585 | #N/A | 0 | 0 | 0 | 0 | 0 | 0 | 0 | 0 | 0.009578% | 1 | 50% | 0% | 0% | 0% | 8.2745 | 0 | 0 | 0 | 8.2745 | #N/A
2007-11-28 07:01 | 11 | 28 | 7 | 332.2505 | 7951 | 33.98 | 28.94 | 1015 | 33.98 | 626.3998 | 0 | Heating | 83.52 | #N/A | #N/A | #N/A | #N/A | 626.3998 | #N/A | #N/A | 3.405 | #N/A | 0 | 0 | 0 | 0 | 0 | 0 | 0 | 0 | 0.2784% | 1 | 50% | 0% | 0% | 0% | 8.2745 | 0 | 0 | 0 | 8.2745 | #N/A
2007-11-28 08:01 | 11 | 28 | 8 | 332.2921 | 7952 | 33.98 | 28.94 | 1015 | 33.98 | 359.2282 | 0 | Heating | 47.8971 | #N/A | #N/A | #N/A | #N/A | 359.2282 | #N/A | #N/A | 3.405 | #N/A | 0 | 0 | 0 | 0 | 0 | 0 | 0 | 0 | 0.1597% | 1 | 50% | 0% | 0% | 0% | 8.2745 | 0 | 0 | 0 | 8.2745 | #N/A
2007-11-28 09:01 | 11 | 28 | 9 | 332.3338 | 7953 | 37.94 | 30.02 | 1015 | 37.94 | 103.9729 | 0 | Heating | 13.8631 | #N/A | #N/A | #N/A | #N/A | 103.9729 | #N/A | #N/A | 3.6146 | #N/A | 0 | 0 | 0 | 0 | 0 | 0 | 0 | 0 | 0.04621% | 1 | 50% | 0% | 0% | 0% | 8.2745 | 0 | 0 | 0 | 8.2745 | #N/A
2007-11-28 10:01 | 11 | 28 | 10 | 332.3755 | 7954 | 39.02 | 30.02 | 1015 | 39.02 | 77.7691 | 0 | Heating | 10.3692 | #N/A | #N/A | #N/A | #N/A | 77.7691 | #N/A | #N/A | 3.6785 | #N/A | 0 | 0 | 0 | 0 | 0 | 0 | 0 | 0 | 0.03456% | 1 | 50% | 0% | 0% | 0% | 8.2745 | 0 | 0 | 0 | 8.2745 | #N/A
2007-11-28 11:01 | 11 | 28 | 11 | 332.4171 | 7955 | 39.02 | 32 | 1014 | 39.02 | 66.5364 | 0 | Heating | 8.8715 | #N/A | #N/A | #N/A | #N/A | 66.5364 | #N/A | #N/A | 3.6785 | #N/A | 0 | 0 | 0 | 0 | 0 | 0 | 0 | 0 | 0.02957% | 1 | 50% | 0% | 0% | 0% | 8.2745 | 0 | 0 | 0 | 8.2745 | #N/A
2007-11-28 12:01 | 11 | 28 | 12 | 332.4588 | 7956 | 41 | 32 | 1013 | 41 | 26.49 | 0 | Heating | 3.532 | #N/A | #N/A | #N/A | #N/A | 26.49 | #N/A | #N/A | 3.8033 | #N/A | 0 | 0 | 0 | 0 | 0 | 0 | 0 | 0 | 0.01177% | 1 | 50% | 0% | 0% | 0% | 8.2745 | 0 | 0 | 0 | 8.2745 | #N/A
2007-11-28 13:01 | 11 | 28 | 13 | 332.5005 | 7957 | 41 | 33.08 | 1012 | 41 | 35.2257 | 0 | Heating | 4.6968 | #N/A | #N/A | #N/A | #N/A | 35.2257 | #N/A | #N/A | 3.8033 | #N/A | 0 | 0 | 0 | 0 | 0 | 0 | 0 | 0 | 0.01566% | 1 | 50% | 0% | 0% | 0% | 8.2745 | 0 | 0 | 0 | 8.2745 | #N/A
2007-11-28 14:01 | 11 | 28 | 14 | 332.5421 | 7958 | 41 | 33.08 | 1012 | 41 | 17.8748 | 0 | Heating | 2.3833 | #N/A | #N/A | #N/A | #N/A | 17.8748 | #N/A | #N/A | 3.8033 | #N/A | 0 | 0 | 0 | 0 | 0 | 0 | 0 | 0 | 0.007944% | 1 | 50% | 0% | 0% | 0% | 8.2745 | 0 | 0 | 0 | 8.2745 | #N/A
2007-11-28 15:01 | 11 | 28 | 15 | 332.5838 | 7959 | 41 | 32 | 1012 | 41 | 19.9526 | 0 | Heating | 2.6603 | #N/A | #N/A | #N/A | #N/A | 19.9526 | #N/A | #N/A | 3.8033 | #N/A | 0 | 0 | 0 | 0 | 0 | 0 | 0 | 0 | 0.008868% | 1 | 50% | 0% | 0% | 0% | 8.2745 | 0 | 0 | 0 | 8.2745 | #N/A
2007-11-28 16:01 | 11 | 28 | 16 | 332.6255 | 7960 | 39.92 | 32 | 1011 | 39.92 | 18.484 | 0 | Heating | 2.4645 | #N/A | #N/A | #N/A | #N/A | 18.484 | #N/A | #N/A | 3.7339 | #N/A | 0 | 0 | 0 | 0 | 0 | 0 | 0 | 0 | 0.008215% | 1 | 50% | 0% | 0% | 0% | 8.2745 | 0 | 0 | 0 | 8.2745 | #N/A
2007-11-28 17:01 | 11 | 28 | 17 | 332.6671 | 7961 | 39.92 | 32 | 1011 | 39.92 | 14.6129 | 0 | Heating | 1.9484 | #N/A | #N/A | #N/A | #N/A | 14.6129 | #N/A | #N/A | 3.7339 | #N/A | 0 | 0 | 0 | 0 | 0 | 0 | 0 | 0 | 0.006495% | 1 | 50% | 0% | 0% | 0% | 8.2745 | 0 | 0 | 0 | 8.2745 | #N/A
2007-11-28 18:01 | 11 | 28 | 18 | 332.7088 | 7962 | 35.96 | 30.92 | 1011 | 35.96 | 17.1965 | 0 | Heating | 2.2929 | #N/A | #N/A | #N/A | #N/A | 17.1965 | #N/A | #N/A | 3.5052 | #N/A | 0 | 0 | 0 | 0 | 0 | 0 | 0 | 0 | 0.007643% | 1 | 50% | 0% | 0% | 0% | 8.2745 | 0 | 0 | 0 | 8.2745 | #N/A
2007-11-28 19:01 | 11 | 28 | 19 | 332.7505 | 7963 | 33.98 | 30.92 | 1011 | 33.98 | 46.2018 | 0 | Heating | 6.1602 | #N/A | #N/A | #N/A | #N/A | 46.2018 | #N/A | #N/A | 3.405 | #N/A | 0 | 0 | 0 | 0 | 0 | 0 | 0 | 0 | 0.02053% | 1 | 50% | 0% | 0% | 0% | 8.2745 | 0 | 0 | 0 | 8.2745 | #N/A
2007-11-28 20:01 | 11 | 28 | 20 | 332.7921 | 7964 | 33.98 | 30.92 | 1010 | 33.98 | 67.4887 | 0 | Heating | 8.9985 | #N/A | #N/A | #N/A | #N/A | 67.4887 | #N/A | #N/A | 3.405 | #N/A | 0 | 0 | 0 | 0 | 0 | 0 | 0 | 0 | 0.02999% | 1 | 50% | 0% | 0% | 0% | 8.2745 | 0 | 0 | 0 | 8.2745 | #N/A
2007-11-28 21:01 | 11 | 28 | 21 | 332.8338 | 7965 | 35.06 | 30.92 | 1010 | 35.06 | 123.6486 | 0 | Heating | 16.4865 | #N/A | #N/A | #N/A | #N/A | 123.6486 | #N/A | #N/A | 3.4585 | #N/A | 0 | 0 | 0 | 0 | 0 | 0 | 0 | 0 | 0.05495% | 1 | 50% | 0% | 0% | 0% | 8.2745 | 0 | 0 | 0 | 8.2745 | #N/A
2007-11-28 22:01 | 11 | 28 | 22 | 332.8755 | 7966 | 33.08 | 30.02 | 1009 | 33.08 | 156.8324 | 0 | Heating | 20.911 | #N/A | #N/A | #N/A | #N/A | 156.8324 | #N/A | #N/A | 3.3624 | #N/A | 0 | 0 | 0 | 0 | 0 | 0 | 0 | 0 | 0.0697% | 1 | 50% | 0% | 0% | 0% | 8.2745 | 0 | 0 | 0 | 8.2745 | #N/A
2007-11-28 23:01 | 11 | 28 | 23 | 332.9171 | 7967 | 33.08 | 30.02 | 1009 | 33.08 | 0 | 0 | Cooling | 0 | #N/A | #N/A | #N/A | #N/A | 0 | 0 | 0 | 0 | 0 | 0 | #N/A | #N/A | 88 | #N/A | #N/A | #N/A | #N/A | 0% | 1 | 50% | 0% | 0% | 0% | 8.2745 | 0 | 0 | 0 | 8.2745 | #N/A
2007-11-29 00:01 | 11 | 29 | 0 | 332.9588 | 7968 | 30.02 | 32 | 1008 | 30.02 | 0 | 0 | Cooling | 0 | #N/A | #N/A | #N/A | #N/A | 0 | 0 | 0 | 0 | 0 | 0 | #N/A | #N/A | 88 | #N/A | #N/A | #N/A | #N/A | 0% | 1 | 50% | 0% | 0% | 0% | 8.2745 | 0 | 0 | 0 | 8.2745 | #N/A
2007-11-29 01:01 | 11 | 29 | 1 | 333.0005 | 7969 | 26.06 | 32 | 1007 | 26.06 | 0.86635 | 0 | Heating | 0.11551 | #N/A | #N/A | #N/A | #N/A | 0.86635 | #N/A | #N/A | 3.0859 | #N/A | 0 | 0 | 0 | 0 | 0 | 0 | 0 | 0 | 0.000385% | 1 | 50% | 0% | 0% | 0% | 8.2745 | 0 | 0 | 0 | 8.2745 | #N/A
2007-11-29 02:01 | 11 | 29 | 2 | 333.0421 | 7970 | 26.06 | 32 | 1007 | 26.06 | 5.1345 | 0 | Heating | 0.6846 | #N/A | #N/A | #N/A | #N/A | 5.1345 | #N/A | #N/A | 3.0859 | #N/A | 0 | 0 | 0 | 0 | 0 | 0 | 0 | 0 | 0.002282% | 1 | 50% | 0% | 0% | 0% | 8.2745 | 0 | 0 | 0 | 8.2745 | #N/A
2007-11-29 03:01 | 11 | 29 | 3 | 333.0838 | 7971 | 24.98 | 32 | 1006 | 24.98 | 8.5194 | 0 | Heating | 1.1359 | #N/A | #N/A | #N/A | #N/A | 8.5194 | #N/A | #N/A | 3.0513 | #N/A | 0 | 0 | 0 | 0 | 0 | 0 | 0 | 0 | 0.003786% | 1 | 50% | 0% | 0% | 0% | 8.2745 | 0 | 0 | 0 | 8.2745 | #N/A
2007-11-29 04:01 | 11 | 29 | 4 | 333.1255 | 7972 | 24.98 | 30.92 | 1005 | 24.98 | 9.6614 | 0 | Heating | 1.2882 | #N/A | #N/A | #N/A | #N/A | 9.6614 | #N/A | #N/A | 3.0513 | #N/A | 0 | 0 | 0 | 0 | 0 | 0 | 0 | 0 | 0.004294% | 1 | 50% | 0% | 0% | 0% | 8.2745 | 0 | 0 | 0 | 8.2745 | #N/A
2007-11-29 05:01 | 11 | 29 | 5 | 333.1671 | 7973 | 24.98 | 30.92 | 1004 | 24.98 | 12.3757 | 0 | Heating | 1.6501 | #N/A | #N/A | #N/A | #N/A | 12.3757 | #N/A | #N/A | 3.0513 | #N/A | 0 | 0 | 0 | 0 | 0 | 0 | 0 | 0 | 0.0055% | 1 | 50% | 0% | 0% | 0% | 8.2745 | 0 | 0 | 0 | 8.2745 | #N/A
2007-11-29 06:01 | 11 | 29 | 6 | 333.2088 | 7974 | 23 | 30.92 | 1003 | 23 | 11.5497 | 0 | Heating | 1.54 | #N/A | #N/A | #N/A | #N/A | 11.5497 | #N/A | #N/A | 2.9925 | #N/A | 0 | 0 | 0 | 0 | 0 | 0 | 0 | 0 | 0.005133% | 1 | 50% | 0% | 0% | 0% | 8.2745 | 0 | 0 | 0 | 8.2745 | #N/A
2007-11-29 07:01 | 11 | 29 | 7 | 333.2505 | 7975 | 23 | 32 | 1003 | 23 | 498.1109 | 0 | Heating | 66.4148 | #N/A | #N/A | #N/A | #N/A | 498.1109 | #N/A | #N/A | 2.9925 | #N/A | 0 | 0 | 0 | 0 | 0 | 0 | 0 | 0 | 0.2214% | 1 | 50% | 0% | 0% | 0% | 8.2745 | 0 | 0 | 0 | 8.2745 | #N/A
2007-11-29 08:01 | 11 | 29 | 8 | 333.2921 | 7976 | 23 | 32 | 1002 | 23 | 276.5325 | 0 | Heating | 36.871 | #N/A | #N/A | #N/A | #N/A | 276.5325 | #N/A | #N/A | 2.9925 | #N/A | 0 | 0 | 0 | 0 | 0 | 0 | 0 | 0 | 0.1229% | 1 | 50% | 0% | 0% | 0% | 8.2745 | 0 | 0 | 0 | 8.2745 | #N/A
2007-11-29 09:01 | 11 | 29 | 9 | 333.3338 | 7977 | 30.92 | 33.08 | 1001 | 30.92 | 40.7273 | 0 | Heating | 5.4303 | #N/A | #N/A | #N/A | #N/A | 40.7273 | #N/A | #N/A | 3.2671 | #N/A | 0 | 0 | 0 | 0 | 0 | 0 | 0 | 0 | 0.0181% | 1 | 50% | 0% | 0% | 0% | 8.2745 | 0 | 0 | 0 | 8.2745 | #N/A
2007-11-29 10:01 | 11 | 29 | 10 | 333.3755 | 7978 | 35.96 | 32 | 1000 | 35.96 | 28.0806 | 0 | Heating | 3.7441 | #N/A | #N/A | #N/A | #N/A | 28.0806 | #N/A | #N/A | 3.5052 | #N/A | 0 | 0 | 0 | 0 | 0 | 0 | 0 | 0 | 0.01248% | 1 | 50% | 0% | 0% | 0% | 8.2745 | 0 | 0 | 0 | 8.2745 | #N/A
2007-11-29 11:01 | 11 | 29 | 11 | 333.4171 | 7979 | 35.96 | 32 | 999 | 35.96 | 29.0175 | 0 | Heating | 3.869 | #N/A | #N/A | #N/A | #N/A | 29.0175 | #N/A | #N/A | 3.5052 | #N/A | 0 | 0 | 0 | 0 | 0 | 0 | 0 | 0 | 0.0129% | 1 | 50% | 0% | 0% | 0% | 8.2745 | 0 | 0 | 0 | 8.2745 | #N/A
2007-11-29 12:01 | 11 | 29 | 12 | 333.4588 | 7980 | 41 | 33.98 | 998 | 41 | 20.8406 | 0 | Heating | 2.7787 | #N/A | #N/A | #N/A | #N/A | 20.8406 | #N/A | #N/A | 3.8033 | #N/A | 0 | 0 | 0 | 0 | 0 | 0 | 0 | 0 | 0.009262% | 1 | 50% | 0% | 0% | 0% | 8.2745 | 0 | 0 | 0 | 8.2745 | #N/A
2007-11-29 13:01 | 11 | 29 | 13 | 333.5005 | 7981 | 42.08 | 35.96 | 997 | 42.08 | 41.9522 | 0 | Heating | 5.5936 | #N/A | #N/A | #N/A | #N/A | 41.9522 | #N/A | #N/A | 3.8759 | #N/A | 0 | 0 | 0 | 0 | 0 | 0 | 0 | 0 | 0.01865% | 1 | 50% | 0% | 0% | 0% | 8.2745 | 0 | 0 | 0 | 8.2745 | #N/A
2007-11-29 14:01 | 11 | 29 | 14 | 333.5421 | 7982 | 42.08 | 37.94 | 996 | 42.08 | 16.2418 | 0 | Heating | 2.1656 | #N/A | #N/A | #N/A | #N/A | 16.2418 | #N/A | #N/A | 3.8759 | #N/A | 0 | 0 | 0 | 0 | 0 | 0 | 0 | 0 | 0.007219% | 1 | 50% | 0% | 0% | 0% | 8.2745 | 0 | 0 | 0 | 8.2745 | #N/A
2007-11-29 15:01 | 11 | 29 | 15 | 333.5838 | 7983 | 44.06 | 39.02 | 995 | 44.06 | 14.9761 | 0 | Heating | 1.9968 | #N/A | #N/A | #N/A | #N/A | 14.9761 | #N/A | #N/A | 4.0174 | #N/A | 0 | 0 | 0 | 0 | 0 | 0 | 0 | 0 | 0.006656% | 1 | 50% | 0% | 0% | 0% | 8.2745 | 0 | 0 | 0 | 8.2745 | #N/A
2007-11-29 16:01 | 11 | 29 | 16 | 333.6255 | 7984 | 42.98 | 39.02 | 995 | 42.98 | 15.9974 | 0 | Heating | 2.133 | #N/A | #N/A | #N/A | #N/A | 15.9974 | #N/A | #N/A | 3.9388 | #N/A | 0 | 0 | 0 | 0 | 0 | 0 | 0 | 0 | 0.00711% | 1 | 50% | 0% | 0% | 0% | 8.2745 | 0 | 0 | 0 | 8.2745 | #N/A
2007-11-29 17:01 | 11 | 29 | 17 | 333.6671 | 7985 | 42.98 | 39.02 | 994 | 42.98 | 10.2284 | 0 | Heating | 1.3638 | #N/A | #N/A | #N/A | #N/A | 10.2284 | #N/A | #N/A | 3.9388 | #N/A | 0 | 0 | 0 | 0 | 0 | 0 | 0 | 0 | 0.004546% | 1 | 50% | 0% | 0% | 0% | 8.2745 | 0 | 0 | 0 | 8.2745 | #N/A
2007-11-29 18:01 | 11 | 29 | 18 | 333.7088 | 7986 | 35.06 | 39.02 | 992 | 35.06 | 15.9528 | 0 | Heating | 2.127 | #N/A | #N/A | #N/A | #N/A | 15.9528 | #N/A | #N/A | 3.4585 | #N/A | 0 | 0 | 0 | 0 | 0 | 0 | 0 | 0 | 0.00709% | 1 | 50% | 0% | 0% | 0% | 8.2745 | 0 | 0 | 0 | 8.2745 | #N/A
2007-11-29 19:01 | 11 | 29 | 19 | 333.7505 | 7987 | 33.08 | 39.02 | 991 | 33.08 | 21.8375 | 0 | Heating | 2.9117 | #N/A | #N/A | #N/A | #N/A | 21.8375 | #N/A | #N/A | 3.3624 | #N/A | 0 | 0 | 0 | 0 | 0 | 0 | 0 | 0 | 0.009706% | 1 | 50% | 0% | 0% | 0% | 8.2745 | 0 | 0 | 0 | 8.2745 | #N/A
2007-11-29 20:01 | 11 | 29 | 20 | 333.7921 | 7988 | 33.08 | 39.92 | 990 | 33.08 | 34.2412 | 0 | Heating | 4.5655 | #N/A | #N/A | #N/A | #N/A | 34.2412 | #N/A | #N/A | 3.3624 | #N/A | 0 | 0 | 0 | 0 | 0 | 0 | 0 | 0 | 0.01522% | 1 | 50% | 0% | 0% | 0% | 8.2745 | 0 | 0 | 0 | 8.2745 | #N/A
2007-11-29 21:01 | 11 | 29 | 21 | 333.8338 | 7989 | 30.02 | 41 | 989 | 30.02 | 74.6111 | 0 | Heating | 9.9481 | #N/A | #N/A | #N/A | #N/A | 74.6111 | #N/A | #N/A | 3.2302 | #N/A | 0 | 0 | 0 | 0 | 0 | 0 | 0 | 0 | 0.03316% | 1 | 50% | 0% | 0% | 0% | 8.2745 | 0 | 0 | 0 | 8.2745 | #N/A
2007-11-29 22:01 | 11 | 29 | 22 | 333.8755 | 7990 | 28.04 | 42.08 | 989 | 28.04 | 86.0455 | 0 | Heating | 11.4727 | #N/A | #N/A | #N/A | #N/A | 86.0455 | #N/A | #N/A | 3.1545 | #N/A | 0 | 0 | 0 | 0 | 0 | 0 | 0 | 0 | 0.03824% | 1 | 50% | 0% | 0% | 0% | 8.2745 | 0 | 0 | 0 | 8.2745 | #N/A
2007-11-29 23:01 | 11 | 29 | 23 | 333.9171 | 7991 | 28.04 | 42.08 | 988 | 28.04 | 0 | 0 | Cooling | 0 | #N/A | #N/A | #N/A | #N/A | 0 | 0 | 0 | 0 | 0 | 0 | #N/A | #N/A | 88 | #N/A | #N/A | #N/A | #N/A | 0% | 1 | 50% | 0% | 0% | 0% | 8.2745 | 0 | 0 | 0 | 8.2745 | #N/A
2007-11-30 00:01 | 11 | 30 | 0 | 333.9588 | 7992 | 30.92 | 42.98 | 988 | 30.92 | 0 | 0 | Cooling | 0 | #N/A | #N/A | #N/A | #N/A | 0 | 0 | 0 | 0 | 0 | 0 | #N/A | #N/A | 88 | #N/A | #N/A | #N/A | #N/A | 0% | 1 | 50% | 0% | 0% | 0% | 8.2745 | 0 | 0 | 0 | 8.2745 | #N/A
2007-11-30 01:01 | 11 | 30 | 1 | 334.0005 | 7993 | 32 | 42.98 | 987 | 32 | 0 | 0 | Cooling | 0 | #N/A | #N/A | #N/A | #N/A | 0 | 0 | 0 | 0 | 0 | 0 | #N/A | #N/A | 88 | #N/A | #N/A | #N/A | #N/A | 0% | 1 | 50% | 0% | 0% | 0% | 8.2745 | 0 | 0 | 0 | 8.2745 | #N/A
2007-11-30 02:01 | 11 | 30 | 2 | 334.0421 | 7994 | 32 | 42.98 | 987 | 32 | 0 | 0 | Cooling | 0 | #N/A | #N/A | #N/A | #N/A | 0 | 0 | 0 | 0 | 0 | 0 | #N/A | #N/A | 88 | #N/A | #N/A | #N/A | #N/A | 0% | 1 | 50% | 0% | 0% | 0% | 8.2745 | 0 | 0 | 0 | 8.2745 | #N/A
2007-11-30 03:01 | 11 | 30 | 3 | 334.0838 | 7995 | 32 | 42.98 | 986 | 32 | 0 | 0 | Cooling | 0 | #N/A | #N/A | #N/A | #N/A | 0 | 0 | 0 | 0 | 0 | 0 | #N/A | #N/A | 88 | #N/A | #N/A | #N/A | #N/A | 0% | 1 | 50% | 0% | 0% | 0% | 8.2745 | 0 | 0 | 0 | 8.2745 | #N/A
2007-11-30 04:01 | 11 | 30 | 4 | 334.1255 | 7996 | 33.08 | 44.06 | 986 | 33.08 | 0 | 0 | Cooling | 0 | #N/A | #N/A | #N/A | #N/A | 0 | 0 | 0 | 0 | 0 | 0 | #N/A | #N/A | 88 | #N/A | #N/A | #N/A | #N/A | 0% | 1 | 50% | 0% | 0% | 0% | 8.2745 | 0 | 0 | 0 | 8.2745 | #N/A
2007-11-30 05:01 | 11 | 30 | 5 | 334.1671 | 7997 | 33.08 | 42.98 | 986 | 33.08 | 0 | 0 | Cooling | 0 | #N/A | #N/A | #N/A | #N/A | 0 | 0 | 0 | 0 | 0 | 0 | #N/A | #N/A | 88 | #N/A | #N/A | #N/A | #N/A | 0% | 1 | 50% | 0% | 0% | 0% | 8.2745 | 0 | 0 | 0 | 8.2745 | #N/A
2007-11-30 06:01 | 11 | 30 | 6 | 334.2088 | 7998 | 44.96 | 44.06 | 987 | 44.96 | 0 | 0 | Cooling | 0 | #N/A | #N/A | #N/A | #N/A | 0 | 0 | 0 | 0 | 0 | 0 | #N/A | #N/A | 88 | #N/A | #N/A | #N/A | #N/A | 0% | 1 | 50% | 0% | 0% | 0% | 8.2745 | 0 | 0 | 0 | 8.2745 | #N/A
2007-11-30 07:01 | 11 | 30 | 7 | 334.2505 | 7999 | 44.06 | 42.98 | 988 | 44.06 | 301.701 | 0 | Heating | 40.2268 | #N/A | #N/A | #N/A | #N/A | 301.701 | #N/A | #N/A | 4.0174 | #N/A | 0 | 0 | 0 | 0 | 0 | 0 | 0 | 0 | 0.1341% | 1 | 50% | 0% | 0% | 0% | 8.2745 | 0 | 0 | 0 | 8.2745 | #N/A
2007-11-30 08:01 | 11 | 30 | 8 | 334.2921 | 8000 | 44.06 | 42.08 | 988 | 44.06 | 137.2251 | 0 | Heating | 18.2967 | #N/A | #N/A | #N/A | #N/A | 137.2251 | #N/A | #N/A | 4.0174 | #N/A | 0 | 0 | 0 | 0 | 0 | 0 | 0 | 0 | 0.06099% | 1 | 50% | 0% | 0% | 0% | 8.2745 | 0 | 0 | 0 | 8.2745 | #N/A
2007-11-30 09:01 | 11 | 30 | 9 | 334.3338 | 8001 | 46.04 | 42.08 | 988 | 46.04 | 27.7901 | 0 | Heating | 3.7053 | #N/A | #N/A | #N/A | #N/A | 27.7901 | #N/A | #N/A | 4.1705 | #N/A | 0 | 0 | 0 | 0 | 0 | 0 | 0 | 0 | 0.01235% | 1 | 50% | 0% | 0% | 0% | 8.2745 | 0 | 0 | 0 | 8.2745 | #N/A
2007-11-30 10:01 | 11 | 30 | 10 | 334.3755 | 8002 | 46.04 | 42.08 | 988 | 46.04 | 21.7416 | 0 | Heating | 2.8989 | #N/A | #N/A | #N/A | #N/A | 21.7416 | #N/A | #N/A | 4.1705 | #N/A | 0 | 0 | 0 | 0 | 0 | 0 | 0 | 0 | 0.009663% | 1 | 50% | 0% | 0% | 0% | 8.2745 | 0 | 0 | 0 | 8.2745 | #N/A
2007-11-30 11:01 | 11 | 30 | 11 | 334.4171 | 8003 | 46.04 | 37.04 | 987 | 46.04 | 37.8325 | 0 | Heating | 5.0443 | #N/A | #N/A | #N/A | #N/A | 37.8325 | #N/A | #N/A | 4.1705 | #N/A | 0 | 0 | 0 | 0 | 0 | 0 | 0 | 0 | 0.01681% | 1 | 50% | 0% | 0% | 0% | 8.2745 | 0 | 0 | 0 | 8.2745 | #N/A
2007-11-30 12:01 | 11 | 30 | 12 | 334.4588 | 8004 | 48.92 | 35.96 | 987 | 48.92 | 30.3574 | 0 | Heating | 4.0477 | #N/A | #N/A | #N/A | #N/A | 30.3574 | #N/A | #N/A | 4.4149 | #N/A | 0 | 0 | 0 | 0 | 0 | 0 | 0 | 0 | 0.01349% | 1 | 50% | 0% | 0% | 0% | 8.2745 | 0 | 0 | 0 | 8.2745 | #N/A
2007-11-30 13:01 | 11 | 30 | 13 | 334.5005 | 8005 | 51.98 | 35.06 | 987 | 51.98 | 18.9165 | 0 | Heating | 2.5222 | #N/A | #N/A | #N/A | #N/A | 18.9165 | #N/A | #N/A | 4.7043 | #N/A | 0 | 0 | 0 | 0 | 0 | 0 | 0 | 0 | 0.008407% | 1 | 50% | 0% | 0% | 0% | 8.2745 | 0 | 0 | 0 | 8.2745 | #N/A
2007-11-30 14:01 | 11 | 30 | 14 | 334.5421 | 8006 | 51.98 | 33.08 | 986 | 51.98 | 15.9385 | 0 | Heating | 2.1251 | #N/A | #N/A | #N/A | #N/A | 15.9385 | #N/A | #N/A | 4.7043 | #N/A | 0 | 0 | 0 | 0 | 0 | 0 | 0 | 0 | 0.007084% | 1 | 50% | 0% | 0% | 0% | 8.2745 | 0 | 0 | 0 | 8.2745 | #N/A
2007-11-30 15:01 | 11 | 30 | 15 | 334.5838 | 8007 | 53.06 | 33.08 | 986 | 53.06 | 73.9989 | 0 | Heating | 9.8665 | #N/A | #N/A | #N/A | #N/A | 73.9989 | #N/A | #N/A | 4.8142 | #N/A | 0 | 0 | 0 | 0 | 0 | 0 | 0 | 0 | 0.03289% | 1 | 50% | 0% | 0% | 0% | 8.2745 | 0 | 0 | 0 | 8.2745 | #N/A
2007-11-30 16:01 | 11 | 30 | 16 | 334.6255 | 8008 | 53.06 | 32 | 986 | 53.06 | 108.7029 | 0 | Heating | 14.4937 | #N/A | #N/A | #N/A | #N/A | 108.7029 | #N/A | #N/A | 4.8142 | #N/A | 0 | 0 | 0 | 0 | 0 | 0 | 0 | 0 | 0.04831% | 1 | 50% | 0% | 0% | 0% | 8.2745 | 0 | 0 | 0 | 8.2745 | #N/A
2007-11-30 17:01 | 11 | 30 | 17 | 334.6671 | 8009 | 53.06 | 30.92 | 986 | 53.06 | 98.7897 | 0 | Heating | 13.172 | #N/A | #N/A | #N/A | #N/A | 98.7897 | #N/A | #N/A | 4.8142 | #N/A | 0 | 0 | 0 | 0 | 0 | 0 | 0 | 0 | 0.04391% | 1 | 50% | 0% | 0% | 0% | 8.2745 | 0 | 0 | 0 | 8.2745 | #N/A
2007-11-30 18:01 | 11 | 30 | 18 | 334.7088 | 8010 | 53.06 | 30.02 | 986 | 53.06 | 157.112 | 0 | Heating | 20.9483 | #N/A | #N/A | #N/A | #N/A | 157.112 | #N/A | #N/A | 4.8142 | #N/A | 0 | 0 | 0 | 0 | 0 | 0 | 0 | 0 | 0.06983% | 1 | 50% | 0% | 0% | 0% | 8.2745 | 0 | 0 | 0 | 8.2745 | #N/A
2007-11-30 19:01 | 11 | 30 | 19 | 334.7505 | 8011 | 52.7 | 32 | 985 | 52.7 | 0 | 0 | Cooling | 0 | #N/A | #N/A | #N/A | #N/A | 0 | 0 | 0 | 0 | 0 | 0 | #N/A | #N/A | 88 | #N/A | #N/A | #N/A | #N/A | 0% | 1 | 50% | 0% | 0% | 0% | 8.2745 | 0 | 0 | 0 | 8.2745 | #N/A
2007-11-30 20:01 | 11 | 30 | 20 | 334.7921 | 8012 | 52.52 | 30.92 | 985 | 52.52 | 0 | 0 | Cooling | 0 | #N/A | #N/A | #N/A | #N/A | 0 | 0 | 0 | 0 | 0 | 0 | #N/A | #N/A | 88 | #N/A | #N/A | #N/A | #N/A | 0% | 1 | 50% | 0% | 0% | 0% | 8.2745 | 0 | 0 | 0 | 8.2745 | #N/A
2007-11-30 21:01 | 11 | 30 | 21 | 334.8338 | 8013 | 51.8 | 30.02 | 985 | 51.8 | 0 | 0 | Cooling | 0 | #N/A | #N/A | #N/A | #N/A | 0 | 0 | 0 | 0 | 0 | 0 | #N/A | #N/A | 88 | #N/A | #N/A | #N/A | #N/A | 0% | 1 | 50% | 0% | 0% | 0% | 8.2745 | 0 | 0 | 0 | 8.2745 | #N/A
2007-11-30 22:01 | 11 | 30 | 22 | 334.8755 | 8014 | 50.72 | 31.1 | 985 | 50.72 | 0 | 0 | Cooling | 0 | #N/A | #N/A | #N/A | #N/A | 0 | 0 | 0 | 0 | 0 | 0 | #N/A | #N/A | 88 | #N/A | #N/A | #N/A | #N/A | 0% | 1 | 50% | 0% | 0% | 0% | 8.2745 | 0 | 0 | 0 | 8.2745 | #N/A
2007-11-30 23:01 | 11 | 30 | 23 | 334.9171 | 8015 | 49.82 | 31.82 | 984 | 49.82 | 0 | 0 | Cooling | 0 | #N/A | #N/A | #N/A | #N/A | 0 | 0 | 0 | 0 | 0 | 0 | #N/A | #N/A | 88 | #N/A | #N/A | #N/A | #N/A | 0% | 1 | 50% | 0% | 0% | 0% | 8.2745 | 0 | 0 | 0 | 8.2745 | #N/A
2007-12-01 00:01 | 12 | 1 | 0 | 334.9588 | 8016 | 47.84 | 32.54 | 984 | 47.84 | 2.3226 | 0 | Heating | 0.30968 | #N/A | #N/A | #N/A | #N/A | 2.3226 | #N/A | #N/A | 4.3201 | #N/A | 0 | 0 | 0 | 0 | 0 | 0 | 0 | 0 | 0.001032% | 1 | 50% | 0% | 0% | 0% | 8.2745 | 0 | 0 | 0 | 8.2745 | #N/A
2007-12-01 01:01 | 12 | 1 | 1 | 335.0005 | 8017 | 46.58 | 33.44 | 996 | 46.58 | 6.743 | 0 | Heating | 0.89906 | #N/A | #N/A | #N/A | #N/A | 6.743 | #N/A | #N/A | 4.2143 | #N/A | 0 | 0 | 0 | 0 | 0 | 0 | 0 | 0 | 0.002997% | 1 | 50% | 0% | 0% | 0% | 8.2745 | 0 | 0 | 0 | 8.2745 | #N/A
2007-12-01 02:01 | 12 | 1 | 2 | 335.0421 | 8018 | 45.5 | 34.34 | 994 | 45.5 | 10.6389 | 0 | Heating | 1.4185 | #N/A | #N/A | #N/A | #N/A | 10.6389 | #N/A | #N/A | 4.1276 | #N/A | 0 | 0 | 0 | 0 | 0 | 0 | 0 | 0 | 0.004728% | 1 | 50% | 0% | 0% | 0% | 8.2745 | 0 | 0 | 0 | 8.2745 | #N/A
2007-12-01 03:01 | 12 | 1 | 3 | 335.0838 | 8019 | 44.42 | 35.06 | 993 | 44.42 | 14.1977 | 0 | Heating | 1.893 | #N/A | #N/A | #N/A | #N/A | 14.1977 | #N/A | #N/A | 4.0444 | #N/A | 0 | 0 | 0 | 0 | 0 | 0 | 0 | 0 | 0.00631% | 1 | 50% | 0% | 0% | 0% | 8.2745 | 0 | 0 | 0 | 8.2745 | #N/A
2007-12-01 04:01 | 12 | 1 | 4 | 335.1255 | 8020 | 44.42 | 35.96 | 992 | 44.42 | 17.616 | 0 | Heating | 2.3488 | #N/A | #N/A | #N/A | #N/A | 17.616 | #N/A | #N/A | 4.0444 | #N/A | 0 | 0 | 0 | 0 | 0 | 0 | 0 | 0 | 0.007829% | 1 | 50% | 0% | 0% | 0% | 8.2745 | 0 | 0 | 0 | 8.2745 | #N/A
2007-12-01 05:01 | 12 | 1 | 5 | 335.1671 | 8021 | 44.24 | 36.14 | 990 | 44.24 | 19.6011 | 0 | Heating | 2.6135 | #N/A | #N/A | #N/A | #N/A | 19.6011 | #N/A | #N/A | 4.0309 | #N/A | 0 | 0 | 0 | 0 | 0 | 0 | 0 | 0 | 0.008712% | 1 | 50% | 0% | 0% | 0% | 8.2745 | 0 | 0 | 0 | 8.2745 | #N/A
2007-12-01 06:01 | 12 | 1 | 6 | 335.2088 | 8022 | 44.6 | 36.14 | 989 | 44.6 | 18.5174 | 0 | Heating | 2.469 | #N/A | #N/A | #N/A | #N/A | 18.5174 | #N/A | #N/A | 4.058 | #N/A | 0 | 0 | 0 | 0 | 0 | 0 | 0 | 0 | 0.00823% | 1 | 50% | 0% | 0% | 0% | 8.2745 | 0 | 0 | 0 | 8.2745 | #N/A
2007-12-01 07:01 | 12 | 1 | 7 | 335.2505 | 8023 | 44.06 | 35.96 | 988 | 44.06 | 15.1349 | 0 | Heating | 2.018 | #N/A | #N/A | #N/A | #N/A | 15.1349 | #N/A | #N/A | 4.0174 | #N/A | 0 | 0 | 0 | 0 | 0 | 0 | 0 | 0 | 0.006727% | 1 | 50% | 0% | 0% | 0% | 8.2745 | 0 | 0 | 0 | 8.2745 | #N/A
2007-12-01 08:01 | 12 | 1 | 8 | 335.2921 | 8024 | 44.06 | 37.22 | 987 | 44.06 | 11.3348 | 0 | Heating | 1.5113 | #N/A | #N/A | #N/A | #N/A | 11.3348 | #N/A | #N/A | 4.0174 | #N/A | 0 | 0 | 0 | 0 | 0 | 0 | 0 | 0 | 0.005038% | 1 | 50% | 0% | 0% | 0% | 8.2745 | 0 | 0 | 0 | 8.2745 | #N/A
2007-12-01 09:01 | 12 | 1 | 9 | 335.3338 | 8025 | 46.04 | 38.66 | 986 | 46.04 | 7.5631 | 0 | Heating | 1.0084 | #N/A | #N/A | #N/A | #N/A | 7.5631 | #N/A | #N/A | 4.1705 | #N/A | 0 | 0 | 0 | 0 | 0 | 0 | 0 | 0 | 0.003361% | 1 | 50% | 0% | 0% | 0% | 8.2745 | 0 | 0 | 0 | 8.2745 | #N/A
2007-12-01 10:01 | 12 | 1 | 10 | 335.3755 | 8026 | 48.02 | 39.92 | 985 | 48.02 | 6.7485 | 0 | Heating | 0.8998 | #N/A | #N/A | #N/A | #N/A | 6.7485 | #N/A | #N/A | 4.3357 | #N/A | 0 | 0 | 0 | 0 | 0 | 0 | 0 | 0 | 0.002999% | 1 | 50% | 0% | 0% | 0% | 8.2745 | 0 | 0 | 0 | 8.2745 | #N/A
2007-12-01 11:01 | 12 | 1 | 11 | 335.4171 | 8027 | 48.02 | 43.7 | 984 | 48.02 | 6.0032 | 0 | Heating | 0.80043 | #N/A | #N/A | #N/A | #N/A | 6.0032 | #N/A | #N/A | 4.3357 | #N/A | 0 | 0 | 0 | 0 | 0 | 0 | 0 | 0 | 0.002668% | 1 | 50% | 0% | 0% | 0% | 8.2745 | 0 | 0 | 0 | 8.2745 | #N/A
2007-12-01 12:01 | 12 | 1 | 12 | 335.4588 | 8028 | 48.92 | 46.94 | 983 | 48.92 | 0.36641 | 0 | Heating | 0.048854 | #N/A | #N/A | #N/A | #N/A | 0.36641 | #N/A | #N/A | 4.4149 | #N/A | 0 | 0 | 0 | 0 | 0 | 0 | 0 | 0 | 0.0001628% | 1 | 50% | 0% | 0% | 0% | 8.2745 | 0 | 0 | 0 | 8.2745 | #N/A
2007-12-01 13:01 | 12 | 1 | 13 | 335.5005 | 8029 | 51.08 | 50 | 981 | 51.08 | 0 | 0 | Cooling | 0 | #N/A | #N/A | #N/A | #N/A | 0 | 0 | 0 | 0 | 0 | 0 | #N/A | #N/A | 88 | #N/A | #N/A | #N/A | #N/A | 0% | 1 | 50% | 0% | 0% | 0% | 8.2745 | 0 | 0 | 0 | 8.2745 | #N/A
2007-12-01 14:01 | 12 | 1 | 14 | 335.5421 | 8030 | 51.08 | 50.18 | 981 | 51.08 | 0 | 0 | Cooling | 0 | #N/A | #N/A | #N/A | #N/A | 0 | 0 | 0 | 0 | 0 | 0 | #N/A | #N/A | 88 | #N/A | #N/A | #N/A | #N/A | 0% | 1 | 50% | 0% | 0% | 0% | 8.2745 | 0 | 0 | 0 | 8.2745 | #N/A
2007-12-01 15:01 | 12 | 1 | 15 | 335.5838 | 8031 | 51.08 | 50.18 | 981 | 51.08 | 0 | 0 | Cooling | 0 | #N/A | #N/A | #N/A | #N/A | 0 | 0 | 0 | 0 | 0 | 0 | #N/A | #N/A | 88 | #N/A | #N/A | #N/A | #N/A | 0% | 1 | 50% | 0% | 0% | 0% | 8.2745 | 0 | 0 | 0 | 8.2745 | #N/A
2007-12-01 16:01 | 12 | 1 | 16 | 335.6255 | 8032 | 51.08 | 50 | 981 | 51.08 | 0 | 0 | Cooling | 0 | #N/A | #N/A | #N/A | #N/A | 0 | 0 | 0 | 0 | 0 | 0 | #N/A | #N/A | 88 | #N/A | #N/A | #N/A | #N/A | 0% | 1 | 50% | 0% | 0% | 0% | 8.2745 | 0 | 0 | 0 | 8.2745 | #N/A
2007-12-01 17:01 | 12 | 1 | 17 | 335.6671 | 8033 | 51.08 | 47.84 | 983 | 51.08 | 0 | 0 | Cooling | 0 | #N/A | #N/A | #N/A | #N/A | 0 | 0 | 0 | 0 | 0 | 0 | #N/A | #N/A | 88 | #N/A | #N/A | #N/A | #N/A | 0% | 1 | 50% | 0% | 0% | 0% | 8.2745 | 0 | 0 | 0 | 8.2745 | #N/A
2007-12-01 18:01 | 12 | 1 | 18 | 335.7088 | 8034 | 51.08 | 45.5 | 985 | 51.08 | 0 | 0 | Cooling | 0 | #N/A | #N/A | #N/A | #N/A | 0 | 0 | 0 | 0 | 0 | 0 | #N/A | #N/A | 88 | #N/A | #N/A | #N/A | #N/A | 0% | 1 | 50% | 0% | 0% | 0% | 8.2745 | 0 | 0 | 0 | 8.2745 | #N/A
2007-12-01 19:01 | 12 | 1 | 19 | 335.7505 | 8035 | 50 | 42.98 | 987 | 50 | 0 | 0 | Cooling | 0 | #N/A | #N/A | #N/A | #N/A | 0 | 0 | 0 | 0 | 0 | 0 | #N/A | #N/A | 88 | #N/A | #N/A | #N/A | #N/A | 0% | 1 | 50% | 0% | 0% | 0% | 8.2745 | 0 | 0 | 0 | 8.2745 | #N/A
2007-12-01 20:01 | 12 | 1 | 20 | 335.7921 | 8036 | 50 | 40.46 | 988 | 50 | 0 | 0 | Cooling | 0 | #N/A | #N/A | #N/A | #N/A | 0 | 0 | 0 | 0 | 0 | 0 | #N/A | #N/A | 88 | #N/A | #N/A | #N/A | #N/A | 0% | 1 | 50% | 0% | 0% | 0% | 8.2745 | 0 | 0 | 0 | 8.2745 | #N/A
2007-12-01 21:01 | 12 | 1 | 21 | 335.8338 | 8037 | 51.8 | 37.94 | 988 | 51.8 | 0 | 0 | Cooling | 0 | #N/A | #N/A | #N/A | #N/A | 0 | 0 | 0 | 0 | 0 | 0 | #N/A | #N/A | 88 | #N/A | #N/A | #N/A | #N/A | 0% | 1 | 50% | 0% | 0% | 0% | 8.2745 | 0 | 0 | 0 | 8.2745 | #N/A
2007-12-01 22:01 | 12 | 1 | 22 | 335.8755 | 8038 | 51.08 | 35.06 | 989 | 51.08 | 0 | 0 | Cooling | 0 | #N/A | #N/A | #N/A | #N/A | 0 | 0 | 0 | 0 | 0 | 0 | #N/A | #N/A | 88 | #N/A | #N/A | #N/A | #N/A | 0% | 1 | 50% | 0% | 0% | 0% | 8.2745 | 0 | 0 | 0 | 8.2745 | #N/A
2007-12-01 23:01 | 12 | 1 | 23 | 335.9171 | 8039 | 51.08 | 34.52 | 989 | 51.08 | 2.6 | 0 | Heating | 0.34666 | #N/A | #N/A | #N/A | #N/A | 2.6 | #N/A | #N/A | 4.6159 | #N/A | 0 | 0 | 0 | 0 | 0 | 0 | 0 | 0 | 0.001156% | 1 | 50% | 0% | 0% | 0% | 8.2745 | 0 | 0 | 0 | 8.2745 | #N/A
2007-12-02 00:01 | 12 | 2 | 0 | 335.9588 | 8040 | 50 | 33.98 | 989 | 50 | 9.9559 | 0 | Heating | 1.3274 | #N/A | #N/A | #N/A | #N/A | 9.9559 | #N/A | #N/A | 4.5134 | #N/A | 0 | 0 | 0 | 0 | 0 | 0 | 0 | 0 | 0.004425% | 1 | 50% | 0% | 0% | 0% | 8.2745 | 0 | 0 | 0 | 8.2745 | #N/A
2007-12-02 01:01 | 12 | 2 | 1 | 336.0005 | 8041 | 48.02 | 33.08 | 990 | 48.02 | 14.1316 | 0 | Heating | 1.8842 | #N/A | #N/A | #N/A | #N/A | 14.1316 | #N/A | #N/A | 4.3357 | #N/A | 0 | 0 | 0 | 0 | 0 | 0 | 0 | 0 | 0.006281% | 1 | 50% | 0% | 0% | 0% | 8.2745 | 0 | 0 | 0 | 8.2745 | #N/A
2007-12-02 02:01 | 12 | 2 | 2 | 336.0421 | 8042 | 48.02 | 32.18 | 990 | 48.02 | 15.5091 | 0 | Heating | 2.0679 | #N/A | #N/A | #N/A | #N/A | 15.5091 | #N/A | #N/A | 4.3357 | #N/A | 0 | 0 | 0 | 0 | 0 | 0 | 0 | 0 | 0.006893% | 1 | 50% | 0% | 0% | 0% | 8.2745 | 0 | 0 | 0 | 8.2745 | #N/A
2007-12-02 03:01 | 12 | 2 | 3 | 336.0838 | 8043 | 46.94 | 31.1 | 990 | 46.94 | 14.5481 | 0 | Heating | 1.9397 | #N/A | #N/A | #N/A | #N/A | 14.5481 | #N/A | #N/A | 4.2441 | #N/A | 0 | 0 | 0 | 0 | 0 | 0 | 0 | 0 | 0.006466% | 1 | 50% | 0% | 0% | 0% | 8.2745 | 0 | 0 | 0 | 8.2745 | #N/A
2007-12-02 04:01 | 12 | 2 | 4 | 336.1255 | 8044 | 46.94 | 30.02 | 990 | 46.94 | 13.2598 | 0 | Heating | 1.768 | #N/A | #N/A | #N/A | #N/A | 13.2598 | #N/A | #N/A | 4.2441 | #N/A | 0 | 0 | 0 | 0 | 0 | 0 | 0 | 0 | 0.005893% | 1 | 50% | 0% | 0% | 0% | 8.2745 | 0 | 0 | 0 | 8.2745 | #N/A
2007-12-02 05:01 | 12 | 2 | 5 | 336.1671 | 8045 | 48.92 | 30.2 | 990 | 48.92 | 12.7204 | 0 | Heating | 1.6961 | #N/A | #N/A | #N/A | #N/A | 12.7204 | #N/A | #N/A | 4.4149 | #N/A | 0 | 0 | 0 | 0 | 0 | 0 | 0 | 0 | 0.005654% | 1 | 50% | 0% | 0% | 0% | 8.2745 | 0 | 0 | 0 | 8.2745 | #N/A
2007-12-02 06:01 | 12 | 2 | 6 | 336.2088 | 8046 | 48.02 | 30.2 | 990 | 48.02 | 10.5971 | 0 | Heating | 1.413 | #N/A | #N/A | #N/A | #N/A | 10.5971 | #N/A | #N/A | 4.3357 | #N/A | 0 | 0 | 0 | 0 | 0 | 0 | 0 | 0 | 0.00471% | 1 | 50% | 0% | 0% | 0% | 8.2745 | 0 | 0 | 0 | 8.2745 | #N/A
2007-12-02 07:01 | 12 | 2 | 7 | 336.2505 | 8047 | 44.96 | 30.02 | 990 | 44.96 | 566.7736 | 0 | Heating | 75.5698 | #N/A | #N/A | #N/A | #N/A | 566.7736 | #N/A | #N/A | 4.0856 | #N/A | 0 | 0 | 0 | 0 | 0 | 0 | 0 | 0 | 0.2519% | 1 | 50% | 0% | 0% | 0% | 8.2745 | 0 | 0 | 0 | 8.2745 | #N/A
2007-12-02 08:01 | 12 | 2 | 8 | 336.2921 | 8048 | 44.96 | 29.84 | 990 | 44.96 | 319.2026 | 0 | Heating | 42.5603 | #N/A | #N/A | #N/A | #N/A | 319.2026 | #N/A | #N/A | 4.0856 | #N/A | 0 | 0 | 0 | 0 | 0 | 0 | 0 | 0 | 0.1419% | 1 | 50% | 0% | 0% | 0% | 8.2745 | 0 | 0 | 0 | 8.2745 | #N/A
2007-12-02 09:01 | 12 | 2 | 9 | 336.3338 | 8049 | 48.92 | 30.02 | 991 | 48.92 | 56.6213 | 0 | Heating | 7.5495 | #N/A | #N/A | #N/A | #N/A | 56.6213 | #N/A | #N/A | 4.4149 | #N/A | 0 | 0 | 0 | 0 | 0 | 0 | 0 | 0 | 0.02517% | 1 | 50% | 0% | 0% | 0% | 8.2745 | 0 | 0 | 0 | 8.2745 | #N/A
2007-12-02 10:01 | 12 | 2 | 10 | 336.3755 | 8050 | 48.02 | 30.02 | 992 | 48.02 | 36.9384 | 0 | Heating | 4.9251 | #N/A | #N/A | #N/A | #N/A | 36.9384 | #N/A | #N/A | 4.3357 | #N/A | 0 | 0 | 0 | 0 | 0 | 0 | 0 | 0 | 0.01642% | 1 | 50% | 0% | 0% | 0% | 8.2745 | 0 | 0 | 0 | 8.2745 | #N/A
2007-12-02 11:01 | 12 | 2 | 11 | 336.4171 | 8051 | 48.02 | 29.3 | 992 | 48.02 | 45.8775 | 0 | Heating | 6.117 | #N/A | #N/A | #N/A | #N/A | 45.8775 | #N/A | #N/A | 4.3357 | #N/A | 0 | 0 | 0 | 0 | 0 | 0 | 0 | 0 | 0.02039% | 1 | 50% | 0% | 0% | 0% | 8.2745 | 0 | 0 | 0 | 8.2745 | #N/A
2007-12-02 12:01 | 12 | 2 | 12 | 336.4588 | 8052 | 46.04 | 28.4 | 992 | 46.04 | 25.2875 | 0 | Heating | 3.3717 | #N/A | #N/A | #N/A | #N/A | 25.2875 | #N/A | #N/A | 4.1705 | #N/A | 0 | 0 | 0 | 0 | 0 | 0 | 0 | 0 | 0.01124% | 1 | 50% | 0% | 0% | 0% | 8.2745 | 0 | 0 | 0 | 8.2745 | #N/A
2007-12-02 13:01 | 12 | 2 | 13 | 336.5005 | 8053 | 44.96 | 26.96 | 992 | 44.96 | 54.9152 | 0 | Heating | 7.322 | #N/A | #N/A | #N/A | #N/A | 54.9152 | #N/A | #N/A | 4.0856 | #N/A | 0 | 0 | 0 | 0 | 0 | 0 | 0 | 0 | 0.02441% | 1 | 50% | 0% | 0% | 0% | 8.2745 | 0 | 0 | 0 | 8.2745 | #N/A
2007-12-02 14:01 | 12 | 2 | 14 | 336.5421 | 8054 | 44.96 | 27.5 | 992 | 44.96 | 16.8793 | 0 | Heating | 2.2506 | #N/A | #N/A | #N/A | #N/A | 16.8793 | #N/A | #N/A | 4.0856 | #N/A | 0 | 0 | 0 | 0 | 0 | 0 | 0 | 0 | 0.007502% | 1 | 50% | 0% | 0% | 0% | 8.2745 | 0 | 0 | 0 | 8.2745 | #N/A
2007-12-02 15:01 | 12 | 2 | 15 | 336.5838 | 8055 | 44.96 | 27.86 | 992 | 44.96 | 15.6898 | 0 | Heating | 2.092 | #N/A | #N/A | #N/A | #N/A | 15.6898 | #N/A | #N/A | 4.0856 | #N/A | 0 | 0 | 0 | 0 | 0 | 0 | 0 | 0 | 0.006973% | 1 | 50% | 0% | 0% | 0% | 8.2745 | 0 | 0 | 0 | 8.2745 | #N/A
2007-12-02 16:01 | 12 | 2 | 16 | 336.6255 | 8056 | 44.06 | 28.04 | 992 | 44.06 | 15.7005 | 0 | Heating | 2.0934 | #N/A | #N/A | #N/A | #N/A | 15.7005 | #N/A | #N/A | 4.0174 | #N/A | 0 | 0 | 0 | 0 | 0 | 0 | 0 | 0 | 0.006978% | 1 | 50% | 0% | 0% | 0% | 8.2745 | 0 | 0 | 0 | 8.2745 | #N/A
2007-12-02 17:01 | 12 | 2 | 17 | 336.6671 | 8057 | 44.06 | 27.5 | 992 | 44.06 | 13.8328 | 0 | Heating | 1.8444 | #N/A | #N/A | #N/A | #N/A | 13.8328 | #N/A | #N/A | 4.0174 | #N/A | 0 | 0 | 0 | 0 | 0 | 0 | 0 | 0 | 0.006148% | 1 | 50% | 0% | 0% | 0% | 8.2745 | 0 | 0 | 0 | 8.2745 | #N/A
2007-12-02 18:01 | 12 | 2 | 18 | 336.7088 | 8058 | 41 | 26.78 | 993 | 41 | 18.0228 | 0 | Heating | 2.403 | #N/A | #N/A | #N/A | #N/A | 18.0228 | #N/A | #N/A | 3.8033 | #N/A | 0 | 0 | 0 | 0 | 0 | 0 | 0 | 0 | 0.00801% | 1 | 50% | 0% | 0% | 0% | 8.2745 | 0 | 0 | 0 | 8.2745 | #N/A
2007-12-02 19:01 | 12 | 2 | 19 | 336.7505 | 8059 | 37.04 | 26.06 | 994 | 37.04 | 94.456 | 0 | Heating | 12.5941 | #N/A | #N/A | #N/A | #N/A | 94.456 | #N/A | #N/A | 3.5637 | #N/A | 0 | 0 | 0 | 0 | 0 | 0 | 0 | 0 | 0.04198% | 1 | 50% | 0% | 0% | 0% | 8.2745 | 0 | 0 | 0 | 8.2745 | #N/A
2007-12-02 20:01 | 12 | 2 | 20 | 336.7921 | 8060 | 37.04 | 26.96 | 994 | 37.04 | 130.9247 | 0 | Heating | 17.4566 | #N/A | #N/A | #N/A | #N/A | 130.9247 | #N/A | #N/A | 3.5637 | #N/A | 0 | 0 | 0 | 0 | 0 | 0 | 0 | 0 | 0.05819% | 1 | 50% | 0% | 0% | 0% | 8.2745 | 0 | 0 | 0 | 8.2745 | #N/A
2007-12-02 21:01 | 12 | 2 | 21 | 336.8338 | 8061 | 39.92 | 27.68 | 993 | 39.92 | 193.3986 | 0 | Heating | 25.7865 | #N/A | #N/A | #N/A | #N/A | 193.3986 | #N/A | #N/A | 3.7339 | #N/A | 0 | 0 | 0 | 0 | 0 | 0 | 0 | 0 | 0.08595% | 1 | 50% | 0% | 0% | 0% | 8.2745 | 0 | 0 | 0 | 8.2745 | #N/A
2007-12-02 22:01 | 12 | 2 | 22 | 336.8755 | 8062 | 41 | 28.04 | 993 | 41 | 229.3176 | 0 | Heating | 30.5757 | #N/A | #N/A | #N/A | #N/A | 229.3176 | #N/A | #N/A | 3.8033 | #N/A | 0 | 0 | 0 | 0 | 0 | 0 | 0 | 0 | 0.1019% | 1 | 50% | 0% | 0% | 0% | 8.2745 | 0 | 0 | 0 | 8.2745 | #N/A
2007-12-02 23:01 | 12 | 2 | 23 | 336.9171 | 8063 | 41 | 30.2 | 993 | 41 | 0 | 0 | Cooling | 0 | #N/A | #N/A | #N/A | #N/A | 0 | 0 | 0 | 0 | 0 | 0 | #N/A | #N/A | 88 | #N/A | #N/A | #N/A | #N/A | 0% | 1 | 50% | 0% | 0% | 0% | 8.2745 | 0 | 0 | 0 | 8.2745 | #N/A
2007-12-03 00:01 | 12 | 3 | 0 | 336.9588 | 8064 | 39.92 | 32.18 | 994 | 39.92 | 1.7297 | 0 | Heating | 0.23062 | #N/A | #N/A | #N/A | #N/A | 1.7297 | #N/A | #N/A | 3.7339 | #N/A | 0 | 0 | 0 | 0 | 0 | 0 | 0 | 0 | 0.0007687% | 1 | 50% | 0% | 0% | 0% | 8.2745 | 0 | 0 | 0 | 8.2745 | #N/A
2007-12-03 01:01 | 12 | 3 | 1 | 337.0005 | 8065 | 41 | 33.98 | 994 | 41 | 8.2401 | 0 | Heating | 1.0987 | #N/A | #N/A | #N/A | #N/A | 8.2401 | #N/A | #N/A | 3.8033 | #N/A | 0 | 0 | 0 | 0 | 0 | 0 | 0 | 0 | 0.003662% | 1 | 50% | 0% | 0% | 0% | 8.2745 | 0 | 0 | 0 | 8.2745 | #N/A
2007-12-03 02:01 | 12 | 3 | 2 | 337.0421 | 8066 | 41 | 34.16 | 994 | 41 | 11.1079 | 0 | Heating | 1.481 | #N/A | #N/A | #N/A | #N/A | 11.1079 | #N/A | #N/A | 3.8033 | #N/A | 0 | 0 | 0 | 0 | 0 | 0 | 0 | 0 | 0.004937% | 1 | 50% | 0% | 0% | 0% | 8.2745 | 0 | 0 | 0 | 8.2745 | #N/A
2007-12-03 03:01 | 12 | 3 | 3 | 337.0838 | 8067 | 37.94 | 34.16 | 993 | 37.94 | 11.8865 | 0 | Heating | 1.5849 | #N/A | #N/A | #N/A | #N/A | 11.8865 | #N/A | #N/A | 3.6146 | #N/A | 0 | 0 | 0 | 0 | 0 | 0 | 0 | 0 | 0.005283% | 1 | 50% | 0% | 0% | 0% | 8.2745 | 0 | 0 | 0 | 8.2745 | #N/A
2007-12-03 04:01 | 12 | 3 | 4 | 337.1255 | 8068 | 39.02 | 33.98 | 993 | 39.02 | 12.3725 | 0 | Heating | 1.6497 | #N/A | #N/A | #N/A | #N/A | 12.3725 | #N/A | #N/A | 3.6785 | #N/A | 0 | 0 | 0 | 0 | 0 | 0 | 0 | 0 | 0.005499% | 1 | 50% | 0% | 0% | 0% | 8.2745 | 0 | 0 | 0 | 8.2745 | #N/A
2007-12-03 05:01 | 12 | 3 | 5 | 337.1671 | 8069 | 39.02 | 33.8 | 993 | 39.02 | 14.5407 | 0 | Heating | 1.9388 | #N/A | #N/A | #N/A | #N/A | 14.5407 | #N/A | #N/A | 3.6785 | #N/A | 0 | 0 | 0 | 0 | 0 | 0 | 0 | 0 | 0.006463% | 1 | 50% | 0% | 0% | 0% | 8.2745 | 0 | 0 | 0 | 8.2745 | #N/A
2007-12-03 06:01 | 12 | 3 | 6 | 337.2088 | 8070 | 37.94 | 33.44 | 993 | 37.94 | 15.2433 | 0 | Heating | 2.0324 | #N/A | #N/A | #N/A | #N/A | 15.2433 | #N/A | #N/A | 3.6146 | #N/A | 0 | 0 | 0 | 0 | 0 | 0 | 0 | 0 | 0.006775% | 1 | 50% | 0% | 0% | 0% | 8.2745 | 0 | 0 | 0 | 8.2745 | #N/A
2007-12-03 07:01 | 12 | 3 | 7 | 337.2505 | 8071 | 39.92 | 33.08 | 993 | 39.92 | 594.1294 | 0 | Heating | 79.2172 | #N/A | #N/A | #N/A | #N/A | 594.1294 | #N/A | #N/A | 3.7339 | #N/A | 0 | 0 | 0 | 0 | 0 | 0 | 0 | 0 | 0.2641% | 1 | 50% | 0% | 0% | 0% | 8.2745 | 0 | 0 | 0 | 8.2745 | #N/A
2007-12-03 08:01 | 12 | 3 | 8 | 337.2921 | 8072 | 39.92 | 32 | 993 | 39.92 | 346.5904 | 0 | Heating | 46.2121 | #N/A | #N/A | #N/A | #N/A | 346.5904 | #N/A | #N/A | 3.7339 | #N/A | 0 | 0 | 0 | 0 | 0 | 0 | 0 | 0 | 0.154% | 1 | 50% | 0% | 0% | 0% | 8.2745 | 0 | 0 | 0 | 8.2745 | #N/A
2007-12-03 09:01 | 12 | 3 | 9 | 337.3338 | 8073 | 44.96 | 31.1 | 993 | 44.96 | 98.4933 | 0 | Heating | 13.1324 | #N/A | #N/A | #N/A | #N/A | 98.4933 | #N/A | #N/A | 4.0856 | #N/A | 0 | 0 | 0 | 0 | 0 | 0 | 0 | 0 | 0.04377% | 1 | 50% | 0% | 0% | 0% | 8.2745 | 0 | 0 | 0 | 8.2745 | #N/A
2007-12-03 10:01 | 12 | 3 | 10 | 337.3755 | 8074 | 44.96 | 30.02 | 993 | 44.96 | 75.717 | 0 | Heating | 10.0956 | #N/A | #N/A | #N/A | #N/A | 75.717 | #N/A | #N/A | 4.0856 | #N/A | 0 | 0 | 0 | 0 | 0 | 0 | 0 | 0 | 0.03365% | 1 | 50% | 0% | 0% | 0% | 8.2745 | 0 | 0 | 0 | 8.2745 | #N/A
2007-12-03 11:01 | 12 | 3 | 11 | 337.4171 | 8075 | 44.96 | 30.74 | 992 | 44.96 | 76.3827 | 0 | Heating | 10.1844 | #N/A | #N/A | #N/A | #N/A | 76.3827 | #N/A | #N/A | 4.0856 | #N/A | 0 | 0 | 0 | 0 | 0 | 0 | 0 | 0 | 0.03395% | 1 | 50% | 0% | 0% | 0% | 8.2745 | 0 | 0 | 0 | 8.2745 | #N/A
2007-12-03 12:01 | 12 | 3 | 12 | 337.4588 | 8076 | 48.92 | 30.92 | 992 | 48.92 | 45.8661 | 0 | Heating | 6.1155 | #N/A | #N/A | #N/A | #N/A | 45.8661 | #N/A | #N/A | 4.4149 | #N/A | 0 | 0 | 0 | 0 | 0 | 0 | 0 | 0 | 0.02038% | 1 | 50% | 0% | 0% | 0% | 8.2745 | 0 | 0 | 0 | 8.2745 | #N/A
2007-12-03 13:01 | 12 | 3 | 13 | 337.5005 | 8077 | 46.94 | 30.92 | 991 | 46.94 | 74.4971 | 0 | Heating | 9.933 | #N/A | #N/A | #N/A | #N/A | 74.4971 | #N/A | #N/A | 4.2441 | #N/A | 0 | 0 | 0 | 0 | 0 | 0 | 0 | 0 | 0.03311% | 1 | 50% | 0% | 0% | 0% | 8.2745 | 0 | 0 | 0 | 8.2745 | #N/A
2007-12-03 14:01 | 12 | 3 | 14 | 337.5421 | 8078 | 46.94 | 32.18 | 991 | 46.94 | 20.6015 | 0 | Heating | 2.7469 | #N/A | #N/A | #N/A | #N/A | 20.6015 | #N/A | #N/A | 4.2441 | #N/A | 0 | 0 | 0 | 0 | 0 | 0 | 0 | 0 | 0.009156% | 1 | 50% | 0% | 0% | 0% | 8.2745 | 0 | 0 | 0 | 8.2745 | #N/A
2007-12-03 15:01 | 12 | 3 | 15 | 337.5838 | 8079 | 46.04 | 33.08 | 991 | 46.04 | 29.5515 | 0 | Heating | 3.9402 | #N/A | #N/A | #N/A | #N/A | 29.5515 | #N/A | #N/A | 4.1705 | #N/A | 0 | 0 | 0 | 0 | 0 | 0 | 0 | 0 | 0.01313% | 1 | 50% | 0% | 0% | 0% | 8.2745 | 0 | 0 | 0 | 8.2745 | #N/A
2007-12-03 16:01 | 12 | 3 | 16 | 337.6255 | 8080 | 44.96 | 33.98 | 991 | 44.96 | 52.8714 | 0 | Heating | 7.0495 | #N/A | #N/A | #N/A | #N/A | 52.8714 | #N/A | #N/A | 4.0856 | #N/A | 0 | 0 | 0 | 0 | 0 | 0 | 0 | 0 | 0.0235% | 1 | 50% | 0% | 0% | 0% | 8.2745 | 0 | 0 | 0 | 8.2745 | #N/A
2007-12-03 17:01 | 12 | 3 | 17 | 337.6671 | 8081 | 44.96 | 33.98 | 991 | 44.96 | 30.8691 | 0 | Heating | 4.1159 | #N/A | #N/A | #N/A | #N/A | 30.8691 | #N/A | #N/A | 4.0856 | #N/A | 0 | 0 | 0 | 0 | 0 | 0 | 0 | 0 | 0.01372% | 1 | 50% | 0% | 0% | 0% | 8.2745 | 0 | 0 | 0 | 8.2745 | #N/A
2007-12-03 18:01 | 12 | 3 | 18 | 337.7088 | 8082 | 42.98 | 33.98 | 992 | 42.98 | 68.0778 | 0 | Heating | 9.077 | #N/A | #N/A | #N/A | #N/A | 68.0778 | #N/A | #N/A | 3.9388 | #N/A | 0 | 0 | 0 | 0 | 0 | 0 | 0 | 0 | 0.03026% | 1 | 50% | 0% | 0% | 0% | 8.2745 | 0 | 0 | 0 | 8.2745 | #N/A
2007-12-03 19:01 | 12 | 3 | 19 | 337.7505 | 8083 | 42.08 | 33.98 | 993 | 42.08 | 147.9826 | 0 | Heating | 19.731 | #N/A | #N/A | #N/A | #N/A | 147.9826 | #N/A | #N/A | 3.8759 | #N/A | 0 | 0 | 0 | 0 | 0 | 0 | 0 | 0 | 0.06577% | 1 | 50% | 0% | 0% | 0% | 8.2745 | 0 | 0 | 0 | 8.2745 | #N/A
2007-12-03 20:01 | 12 | 3 | 20 | 337.7921 | 8084 | 42.08 | 32.54 | 994 | 42.08 | 185.4699 | 0 | Heating | 24.7293 | #N/A | #N/A | #N/A | #N/A | 185.4699 | #N/A | #N/A | 3.8759 | #N/A | 0 | 0 | 0 | 0 | 0 | 0 | 0 | 0 | 0.08243% | 1 | 50% | 0% | 0% | 0% | 8.2745 | 0 | 0 | 0 | 8.2745 | #N/A
2007-12-03 21:01 | 12 | 3 | 21 | 337.8338 | 8085 | 42.08 | 30.92 | 994 | 42.08 | 255.435 | 0 | Heating | 34.058 | #N/A | #N/A | #N/A | #N/A | 255.435 | #N/A | #N/A | 3.8759 | #N/A | 0 | 0 | 0 | 0 | 0 | 0 | 0 | 0 | 0.1135% | 1 | 50% | 0% | 0% | 0% | 8.2745 | 0 | 0 | 0 | 8.2745 | #N/A
2007-12-03 22:01 | 12 | 3 | 22 | 337.8755 | 8086 | 39.02 | 28.94 | 995 | 39.02 | 298.9936 | 0 | Heating | 39.8658 | #N/A | #N/A | #N/A | #N/A | 298.9936 | #N/A | #N/A | 3.6785 | #N/A | 0 | 0 | 0 | 0 | 0 | 0 | 0 | 0 | 0.1329% | 1 | 50% | 0% | 0% | 0% | 8.2745 | 0 | 0 | 0 | 8.2745 | #N/A
2007-12-03 23:01 | 12 | 3 | 23 | 337.9171 | 8087 | 39.02 | 28.76 | 995 | 39.02 | 1.4133 | 0 | Heating | 0.18843 | #N/A | #N/A | #N/A | #N/A | 1.4133 | #N/A | #N/A | 3.6785 | #N/A | 0 | 0 | 0 | 0 | 0 | 0 | 0 | 0 | 0.0006281% | 1 | 50% | 0% | 0% | 0% | 8.2745 | 0 | 0 | 0 | 8.2745 | #N/A
2007-12-04 00:01 | 12 | 4 | 0 | 337.9588 | 8088 | 37.04 | 28.58 | 995 | 37.04 | 11.0686 | 0 | Heating | 1.4758 | #N/A | #N/A | #N/A | #N/A | 11.0686 | #N/A | #N/A | 3.5637 | #N/A | 0 | 0 | 0 | 0 | 0 | 0 | 0 | 0 | 0.004919% | 1 | 50% | 0% | 0% | 0% | 8.2745 | 0 | 0 | 0 | 8.2745 | #N/A
2007-12-04 01:01 | 12 | 4 | 1 | 338.0005 | 8089 | 37.04 | 28.04 | 995 | 37.04 | 17.9546 | 0 | Heating | 2.394 | #N/A | #N/A | #N/A | #N/A | 17.9546 | #N/A | #N/A | 3.5637 | #N/A | 0 | 0 | 0 | 0 | 0 | 0 | 0 | 0 | 0.00798% | 1 | 50% | 0% | 0% | 0% | 8.2745 | 0 | 0 | 0 | 8.2745 | #N/A
2007-12-04 02:01 | 12 | 4 | 2 | 338.0421 | 8090 | 37.04 | 26.78 | 995 | 37.04 | 22.8321 | 0 | Heating | 3.0443 | #N/A | #N/A | #N/A | #N/A | 22.8321 | #N/A | #N/A | 3.5637 | #N/A | 0 | 0 | 0 | 0 | 0 | 0 | 0 | 0 | 0.01015% | 1 | 50% | 0% | 0% | 0% | 8.2745 | 0 | 0 | 0 | 8.2745 | #N/A
2007-12-04 03:01 | 12 | 4 | 3 | 338.0838 | 8091 | 37.04 | 25.52 | 996 | 37.04 | 29.9722 | 0 | Heating | 3.9963 | #N/A | #N/A | #N/A | #N/A | 29.9722 | #N/A | #N/A | 3.5637 | #N/A | 0 | 0 | 0 | 0 | 0 | 0 | 0 | 0 | 0.01332% | 1 | 50% | 0% | 0% | 0% | 8.2745 | 0 | 0 | 0 | 8.2745 | #N/A
2007-12-04 04:01 | 12 | 4 | 4 | 338.1255 | 8092 | 37.04 | 24.08 | 996 | 37.04 | 69.0235 | 0 | Heating | 9.2031 | #N/A | #N/A | #N/A | #N/A | 69.0235 | #N/A | #N/A | 3.5637 | #N/A | 0 | 0 | 0 | 0 | 0 | 0 | 0 | 0 | 0.03068% | 1 | 50% | 0% | 0% | 0% | 8.2745 | 0 | 0 | 0 | 8.2745 | #N/A
2007-12-04 05:01 | 12 | 4 | 5 | 338.1671 | 8093 | 37.04 | 24.44 | 997 | 37.04 | 110.9141 | 0 | Heating | 14.7885 | #N/A | #N/A | #N/A | #N/A | 110.9141 | #N/A | #N/A | 3.5637 | #N/A | 0 | 0 | 0 | 0 | 0 | 0 | 0 | 0 | 0.0493% | 1 | 50% | 0% | 0% | 0% | 8.2745 | 0 | 0 | 0 | 8.2745 | #N/A
2007-12-04 06:01 | 12 | 4 | 6 | 338.2088 | 8094 | 37.04 | 24.8 | 997 | 37.04 | 120.1094 | 0 | Heating | 16.0146 | #N/A | #N/A | #N/A | #N/A | 120.1094 | #N/A | #N/A | 3.5637 | #N/A | 0 | 0 | 0 | 0 | 0 | 0 | 0 | 0 | 0.05338% | 1 | 50% | 0% | 0% | 0% | 8.2745 | 0 | 0 | 0 | 8.2745 | #N/A
2007-12-04 07:01 | 12 | 4 | 7 | 338.2505 | 8095 | 37.04 | 24.98 | 997 | 37.04 | 838.8041 | 0 | Heating | 111.8405 | #N/A | #N/A | #N/A | #N/A | 838.8041 | #N/A | #N/A | 3.5637 | #N/A | 0 | 0 | 0 | 0 | 0 | 0 | 0 | 0 | 0.3728% | 1 | 50% | 0% | 0% | 0% | 8.2745 | 0 | 0 | 0 | 8.2745 | #N/A
2007-12-04 08:01 | 12 | 4 | 8 | 338.2921 | 8096 | 37.04 | 25.52 | 997 | 37.04 | 487.4786 | 0 | Heating | 64.9972 | #N/A | #N/A | #N/A | #N/A | 487.4786 | #N/A | #N/A | 3.5637 | #N/A | 0 | 0 | 0 | 0 | 0 | 0 | 0 | 0 | 0.2167% | 1 | 50% | 0% | 0% | 0% | 8.2745 | 0 | 0 | 0 | 8.2745 | #N/A
2007-12-04 09:01 | 12 | 4 | 9 | 338.3338 | 8097 | 37.94 | 26.42 | 998 | 37.94 | 172.9589 | 0 | Heating | 23.0612 | #N/A | #N/A | #N/A | #N/A | 172.9589 | #N/A | #N/A | 3.6146 | #N/A | 0 | 0 | 0 | 0 | 0 | 0 | 0 | 0 | 0.07687% | 1 | 50% | 0% | 0% | 0% | 8.2745 | 0 | 0 | 0 | 8.2745 | #N/A
2007-12-04 10:01 | 12 | 4 | 10 | 338.3755 | 8098 | 39.02 | 26.96 | 998 | 39.02 | 103.7848 | 0 | Heating | 13.838 | #N/A | #N/A | #N/A | #N/A | 103.7848 | #N/A | #N/A | 3.6785 | #N/A | 0 | 0 | 0 | 0 | 0 | 0 | 0 | 0 | 0.04613% | 1 | 50% | 0% | 0% | 0% | 8.2745 | 0 | 0 | 0 | 8.2745 | #N/A
2007-12-04 11:01 | 12 | 4 | 11 | 338.4171 | 8099 | 39.02 | 27.32 | 998 | 39.02 | 121.6364 | 0 | Heating | 16.2182 | #N/A | #N/A | #N/A | #N/A | 121.6364 | #N/A | #N/A | 3.6785 | #N/A | 0 | 0 | 0 | 0 | 0 | 0 | 0 | 0 | 0.05406% | 1 | 50% | 0% | 0% | 0% | 8.2745 | 0 | 0 | 0 | 8.2745 | #N/A
2007-12-04 12:01 | 12 | 4 | 12 | 338.4588 | 8100 | 41 | 27.32 | 998 | 41 | 108.2032 | 0 | Heating | 14.4271 | #N/A | #N/A | #N/A | #N/A | 108.2032 | #N/A | #N/A | 3.8033 | #N/A | 0 | 0 | 0 | 0 | 0 | 0 | 0 | 0 | 0.04809% | 1 | 50% | 0% | 0% | 0% | 8.2745 | 0 | 0 | 0 | 8.2745 | #N/A
2007-12-04 13:01 | 12 | 4 | 13 | 338.5005 | 8101 | 42.08 | 26.96 | 998 | 42.08 | 153.8324 | 0 | Heating | 20.511 | #N/A | #N/A | #N/A | #N/A | 153.8324 | #N/A | #N/A | 3.8759 | #N/A | 0 | 0 | 0 | 0 | 0 | 0 | 0 | 0 | 0.06837% | 1 | 50% | 0% | 0% | 0% | 8.2745 | 0 | 0 | 0 | 8.2745 | #N/A
2007-12-04 14:01 | 12 | 4 | 14 | 338.5421 | 8102 | 42.08 | 26.96 | 999 | 42.08 | 101.0386 | 0 | Heating | 13.4718 | #N/A | #N/A | #N/A | #N/A | 101.0386 | #N/A | #N/A | 3.8759 | #N/A | 0 | 0 | 0 | 0 | 0 | 0 | 0 | 0 | 0.04491% | 1 | 50% | 0% | 0% | 0% | 8.2745 | 0 | 0 | 0 | 8.2745 | #N/A
2007-12-04 15:01 | 12 | 4 | 15 | 338.5838 | 8103 | 37.94 | 26.6 | 999 | 37.94 | 82.1406 | 0 | Heating | 10.9521 | #N/A | #N/A | #N/A | #N/A | 82.1406 | #N/A | #N/A | 3.6146 | #N/A | 0 | 0 | 0 | 0 | 0 | 0 | 0 | 0 | 0.03651% | 1 | 50% | 0% | 0% | 0% | 8.2745 | 0 | 0 | 0 | 8.2745 | #N/A
2007-12-04 16:01 | 12 | 4 | 16 | 338.6255 | 8104 | 37.04 | 26.06 | 1000 | 37.04 | 94.5713 | 0 | Heating | 12.6095 | #N/A | #N/A | #N/A | #N/A | 94.5713 | #N/A | #N/A | 3.5637 | #N/A | 0 | 0 | 0 | 0 | 0 | 0 | 0 | 0 | 0.04203% | 1 | 50% | 0% | 0% | 0% | 8.2745 | 0 | 0 | 0 | 8.2745 | #N/A
2007-12-04 17:01 | 12 | 4 | 17 | 338.6671 | 8105 | 37.04 | 25.52 | 1001 | 37.04 | 82.0265 | 0 | Heating | 10.9369 | #N/A | #N/A | #N/A | #N/A | 82.0265 | #N/A | #N/A | 3.5637 | #N/A | 0 | 0 | 0 | 0 | 0 | 0 | 0 | 0 | 0.03646% | 1 | 50% | 0% | 0% | 0% | 8.2745 | 0 | 0 | 0 | 8.2745 | #N/A
2007-12-04 18:01 | 12 | 4 | 18 | 338.7088 | 8106 | 37.04 | 24.8 | 1001 | 37.04 | 112.669 | 0 | Heating | 15.0225 | #N/A | #N/A | #N/A | #N/A | 112.669 | #N/A | #N/A | 3.5637 | #N/A | 0 | 0 | 0 | 0 | 0 | 0 | 0 | 0 | 0.05008% | 1 | 50% | 0% | 0% | 0% | 8.2745 | 0 | 0 | 0 | 8.2745 | #N/A
2007-12-04 19:01 | 12 | 4 | 19 | 338.7505 | 8107 | 35.96 | 24.08 | 1002 | 35.96 | 192.0399 | 0 | Heating | 25.6053 | #N/A | #N/A | #N/A | #N/A | 192.0399 | #N/A | #N/A | 3.5052 | #N/A | 0 | 0 | 0 | 0 | 0 | 0 | 0 | 0 | 0.08535% | 1 | 50% | 0% | 0% | 0% | 8.2745 | 0 | 0 | 0 | 8.2745 | #N/A
2007-12-04 20:01 | 12 | 4 | 20 | 338.7921 | 8108 | 35.96 | 24.26 | 1003 | 35.96 | 229.0699 | 0 | Heating | 30.5426 | #N/A | #N/A | #N/A | #N/A | 229.0699 | #N/A | #N/A | 3.5052 | #N/A | 0 | 0 | 0 | 0 | 0 | 0 | 0 | 0 | 0.1018% | 1 | 50% | 0% | 0% | 0% | 8.2745 | 0 | 0 | 0 | 8.2745 | #N/A
2007-12-04 21:01 | 12 | 4 | 21 | 338.8338 | 8109 | 35.96 | 24.26 | 1003 | 35.96 | 303.186 | 0 | Heating | 40.4248 | #N/A | #N/A | #N/A | #N/A | 303.186 | #N/A | #N/A | 3.5052 | #N/A | 0 | 0 | 0 | 0 | 0 | 0 | 0 | 0 | 0.1347% | 1 | 50% | 0% | 0% | 0% | 8.2745 | 0 | 0 | 0 | 8.2745 | #N/A
2007-12-04 22:01 | 12 | 4 | 22 | 338.8755 | 8110 | 35.96 | 24.08 | 1003 | 35.96 | 341.6985 | 0 | Heating | 45.5598 | #N/A | #N/A | #N/A | #N/A | 341.6985 | #N/A | #N/A | 3.5052 | #N/A | 0 | 0 | 0 | 0 | 0 | 0 | 0 | 0 | 0.1519% | 1 | 50% | 0% | 0% | 0% | 8.2745 | 0 | 0 | 0 | 8.2745 | #N/A
2007-12-04 23:01 | 12 | 4 | 23 | 338.9171 | 8111 | 35.96 | 24.26 | 1004 | 35.96 | 5.9739 | 0 | Heating | 0.79652 | #N/A | #N/A | #N/A | #N/A | 5.9739 | #N/A | #N/A | 3.5052 | #N/A | 0 | 0 | 0 | 0 | 0 | 0 | 0 | 0 | 0.002655% | 1 | 50% | 0% | 0% | 0% | 8.2745 | 0 | 0 | 0 | 8.2745 | #N/A
2007-12-05 00:01 | 12 | 5 | 0 | 338.9588 | 8112 | 35.06 | 24.26 | 1004 | 35.06 | 21.718 | 0 | Heating | 2.8957 | #N/A | #N/A | #N/A | #N/A | 21.718 | #N/A | #N/A | 3.4585 | #N/A | 0 | 0 | 0 | 0 | 0 | 0 | 0 | 0 | 0.009652% | 1 | 50% | 0% | 0% | 0% | 8.2745 | 0 | 0 | 0 | 8.2745 | #N/A
2007-12-05 01:01 | 12 | 5 | 1 | 339.0005 | 8113 | 33.98 | 24.08 | 1004 | 33.98 | 43.4913 | 0 | Heating | 5.7988 | #N/A | #N/A | #N/A | #N/A | 43.4913 | #N/A | #N/A | 3.405 | #N/A | 0 | 0 | 0 | 0 | 0 | 0 | 0 | 0 | 0.01933% | 1 | 50% | 0% | 0% | 0% | 8.2745 | 0 | 0 | 0 | 8.2745 | #N/A
2007-12-05 02:01 | 12 | 5 | 2 | 339.0421 | 8114 | 33.98 | 23.9 | 1004 | 33.98 | 98.6375 | 0 | Heating | 13.1517 | #N/A | #N/A | #N/A | #N/A | 98.6375 | #N/A | #N/A | 3.405 | #N/A | 0 | 0 | 0 | 0 | 0 | 0 | 0 | 0 | 0.04384% | 1 | 50% | 0% | 0% | 0% | 8.2745 | 0 | 0 | 0 | 8.2745 | #N/A
2007-12-05 03:01 | 12 | 5 | 3 | 339.0838 | 8115 | 33.98 | 23.54 | 1004 | 33.98 | 163.4267 | 0 | Heating | 21.7902 | #N/A | #N/A | #N/A | #N/A | 163.4267 | #N/A | #N/A | 3.405 | #N/A | 0 | 0 | 0 | 0 | 0 | 0 | 0 | 0 | 0.07263% | 1 | 50% | 0% | 0% | 0% | 8.2745 | 0 | 0 | 0 | 8.2745 | #N/A
2007-12-05 04:01 | 12 | 5 | 4 | 339.1255 | 8116 | 33.08 | 23 | 1003 | 33.08 | 224.4314 | 0 | Heating | 29.9242 | #N/A | #N/A | #N/A | #N/A | 224.4314 | #N/A | #N/A | 3.3624 | #N/A | 0 | 0 | 0 | 0 | 0 | 0 | 0 | 0 | 0.09975% | 1 | 50% | 0% | 0% | 0% | 8.2745 | 0 | 0 | 0 | 8.2745 | #N/A
2007-12-05 05:01 | 12 | 5 | 5 | 339.1671 | 8117 | 33.08 | 23.36 | 1003 | 33.08 | 260.0715 | 0 | Heating | 34.6762 | #N/A | #N/A | #N/A | #N/A | 260.0715 | #N/A | #N/A | 3.3624 | #N/A | 0 | 0 | 0 | 0 | 0 | 0 | 0 | 0 | 0.1156% | 1 | 50% | 0% | 0% | 0% | 8.2745 | 0 | 0 | 0 | 8.2745 | #N/A
2007-12-05 06:01 | 12 | 5 | 6 | 339.2088 | 8118 | 28.94 | 23.72 | 1002 | 28.94 | 252.7372 | 0 | Heating | 33.6983 | #N/A | #N/A | #N/A | #N/A | 252.7372 | #N/A | #N/A | 3.188 | #N/A | 0 | 0 | 0 | 0 | 0 | 0 | 0 | 0 | 0.1123% | 1 | 50% | 0% | 0% | 0% | 8.2745 | 0 | 0 | 0 | 8.2745 | #N/A
2007-12-05 07:01 | 12 | 5 | 7 | 339.2505 | 8119 | 30.02 | 24.08 | 1002 | 30.02 | 924.0048 | 0 | Heating | 123.2006 | #N/A | #N/A | #N/A | #N/A | 924.0048 | #N/A | #N/A | 3.2302 | #N/A | 0 | 0 | 0 | 0 | 0 | 0 | 0 | 0 | 0.4107% | 1 | 50% | 0% | 0% | 0% | 8.2745 | 0 | 0 | 0 | 8.2745 | #N/A
2007-12-05 08:01 | 12 | 5 | 8 | 339.2921 | 8120 | 30.02 | 23.54 | 1002 | 30.02 | 609.2791 | 0 | Heating | 81.2372 | #N/A | #N/A | #N/A | #N/A | 609.2791 | #N/A | #N/A | 3.2302 | #N/A | 0 | 0 | 0 | 0 | 0 | 0 | 0 | 0 | 0.2708% | 1 | 50% | 0% | 0% | 0% | 8.2745 | 0 | 0 | 0 | 8.2745 | #N/A
2007-12-05 09:01 | 12 | 5 | 9 | 339.3338 | 8121 | 32 | 23.36 | 1002 | 32 | 328.8878 | 0 | Heating | 43.8517 | #N/A | #N/A | #N/A | #N/A | 328.8878 | #N/A | #N/A | 3.3135 | #N/A | 0 | 0 | 0 | 0 | 0 | 0 | 0 | 0 | 0.1462% | 1 | 50% | 0% | 0% | 0% | 8.2745 | 0 | 0 | 0 | 8.2745 | #N/A
2007-12-05 10:01 | 12 | 5 | 10 | 339.3755 | 8122 | 32 | 23 | 1002 | 32 | 300.3999 | 0 | Heating | 40.0533 | #N/A | #N/A | #N/A | #N/A | 300.3999 | #N/A | #N/A | 3.3135 | #N/A | 0 | 0 | 0 | 0 | 0 | 0 | 0 | 0 | 0.1335% | 1 | 50% | 0% | 0% | 0% | 8.2745 | 0 | 0 | 0 | 8.2745 | #N/A
2007-12-05 11:01 | 12 | 5 | 11 | 339.4171 | 8123 | 32 | 24.08 | 1000 | 32 | 309.8064 | 0 | Heating | 41.3075 | #N/A | #N/A | #N/A | #N/A | 309.8064 | #N/A | #N/A | 3.3135 | #N/A | 0 | 0 | 0 | 0 | 0 | 0 | 0 | 0 | 0.1377% | 1 | 50% | 0% | 0% | 0% | 8.2745 | 0 | 0 | 0 | 8.2745 | #N/A
2007-12-05 12:01 | 12 | 5 | 12 | 339.4588 | 8124 | 33.98 | 24.62 | 998 | 33.98 | 300.177 | 0 | Heating | 40.0236 | #N/A | #N/A | #N/A | #N/A | 300.177 | #N/A | #N/A | 3.405 | #N/A | 0 | 0 | 0 | 0 | 0 | 0 | 0 | 0 | 0.1334% | 1 | 50% | 0% | 0% | 0% | 8.2745 | 0 | 0 | 0 | 8.2745 | #N/A
2007-12-05 13:01 | 12 | 5 | 13 | 339.5005 | 8125 | 33.98 | 24.98 | 996 | 33.98 | 364.1925 | 0 | Heating | 48.559 | #N/A | #N/A | #N/A | #N/A | 364.1925 | #N/A | #N/A | 3.405 | #N/A | 0 | 0 | 0 | 0 | 0 | 0 | 0 | 0 | 0.1619% | 1 | 50% | 0% | 0% | 0% | 8.2745 | 0 | 0 | 0 | 8.2745 | #N/A
2007-12-05 14:01 | 12 | 5 | 14 | 339.5421 | 8126 | 33.98 | 25.16 | 994 | 33.98 | 288.9184 | 0 | Heating | 38.5225 | #N/A | #N/A | #N/A | #N/A | 288.9184 | #N/A | #N/A | 3.405 | #N/A | 0 | 0 | 0 | 0 | 0 | 0 | 0 | 0 | 0.1284% | 1 | 50% | 0% | 0% | 0% | 8.2745 | 0 | 0 | 0 | 8.2745 | #N/A
2007-12-05 15:01 | 12 | 5 | 15 | 339.5838 | 8127 | 35.06 | 25.16 | 992 | 35.06 | 284.6422 | 0 | Heating | 37.9523 | #N/A | #N/A | #N/A | #N/A | 284.6422 | #N/A | #N/A | 3.4585 | #N/A | 0 | 0 | 0 | 0 | 0 | 0 | 0 | 0 | 0.1265% | 1 | 50% | 0% | 0% | 0% | 8.2745 | 0 | 0 | 0 | 8.2745 | #N/A
2007-12-05 16:01 | 12 | 5 | 16 | 339.6255 | 8128 | 33.08 | 24.98 | 991 | 33.08 | 290.6425 | 0 | Heating | 38.7523 | #N/A | #N/A | #N/A | #N/A | 290.6425 | #N/A | #N/A | 3.3624 | #N/A | 0 | 0 | 0 | 0 | 0 | 0 | 0 | 0 | 0.1292% | 1 | 50% | 0% | 0% | 0% | 8.2745 | 0 | 0 | 0 | 8.2745 | #N/A
2007-12-05 17:01 | 12 | 5 | 17 | 339.6671 | 8129 | 33.08 | 25.16 | 988 | 33.08 | 250.9605 | 0 | Heating | 33.4614 | #N/A | #N/A | #N/A | #N/A | 250.9605 | #N/A | #N/A | 3.3624 | #N/A | 0 | 0 | 0 | 0 | 0 | 0 | 0 | 0 | 0.1115% | 1 | 50% | 0% | 0% | 0% | 8.2745 | 0 | 0 | 0 | 8.2745 | #N/A
2007-12-05 18:01 | 12 | 5 | 18 | 339.7088 | 8130 | 28.94 | 25.16 | 986 | 28.94 | 284.4947 | 0 | Heating | 37.9326 | #N/A | #N/A | #N/A | #N/A | 284.4947 | #N/A | #N/A | 3.188 | #N/A | 0 | 0 | 0 | 0 | 0 | 0 | 0 | 0 | 0.1264% | 1 | 50% | 0% | 0% | 0% | 8.2745 | 0 | 0 | 0 | 8.2745 | #N/A
2007-12-05 19:01 | 12 | 5 | 19 | 339.7505 | 8131 | 26.96 | 24.98 | 984 | 26.96 | 363.1342 | 0 | Heating | 48.4179 | #N/A | #N/A | #N/A | #N/A | 363.1342 | #N/A | #N/A | 3.1163 | #N/A | 0 | 0 | 0 | 0 | 0 | 0 | 0 | 0 | 0.1614% | 1 | 50% | 0% | 0% | 0% | 8.2745 | 0 | 0 | 0 | 8.2745 | #N/A
2007-12-05 20:01 | 12 | 5 | 20 | 339.7921 | 8132 | 26.96 | 25.52 | 983 | 26.96 | 385.2039 | 0 | Heating | 51.3605 | #N/A | #N/A | #N/A | #N/A | 385.2039 | #N/A | #N/A | 3.1163 | #N/A | 0 | 0 | 0 | 0 | 0 | 0 | 0 | 0 | 0.1712% | 1 | 50% | 0% | 0% | 0% | 8.2745 | 0 | 0 | 0 | 8.2745 | #N/A
2007-12-05 21:01 | 12 | 5 | 21 | 339.8338 | 8133 | 24.98 | 25.88 | 981 | 24.98 | 447.2454 | 0 | Heating | 59.6327 | #N/A | #N/A | #N/A | #N/A | 447.2454 | #N/A | #N/A | 3.0513 | #N/A | 0 | 0 | 0 | 0 | 0 | 0 | 0 | 0 | 0.1988% | 1 | 50% | 0% | 0% | 0% | 8.2745 | 0 | 0 | 0 | 8.2745 | #N/A
2007-12-05 22:01 | 12 | 5 | 22 | 339.8755 | 8134 | 24.98 | 26.06 | 980 | 24.98 | 476.6805 | 0 | Heating | 63.5574 | #N/A | #N/A | #N/A | #N/A | 476.6805 | #N/A | #N/A | 3.0513 | #N/A | 0 | 0 | 0 | 0 | 0 | 0 | 0 | 0 | 0.2119% | 1 | 50% | 0% | 0% | 0% | 8.2745 | 0 | 0 | 0 | 8.2745 | #N/A
2007-12-05 23:01 | 12 | 5 | 23 | 339.9171 | 8135 | 24.98 | 26.6 | 979 | 24.98 | 15.7423 | 0 | Heating | 2.099 | #N/A | #N/A | #N/A | #N/A | 15.7423 | #N/A | #N/A | 3.0513 | #N/A | 0 | 0 | 0 | 0 | 0 | 0 | 0 | 0 | 0.006997% | 1 | 50% | 0% | 0% | 0% | 8.2745 | 0 | 0 | 0 | 8.2745 | #N/A
2007-12-06 00:01 | 12 | 6 | 0 | 339.9588 | 8136 | 26.06 | 26.96 | 979 | 26.06 | 38.6858 | 0 | Heating | 5.1581 | #N/A | #N/A | #N/A | #N/A | 38.6858 | #N/A | #N/A | 3.0859 | #N/A | 0 | 0 | 0 | 0 | 0 | 0 | 0 | 0 | 0.01719% | 1 | 50% | 0% | 0% | 0% | 8.2745 | 0 | 0 | 0 | 8.2745 | #N/A
2007-12-06 01:01 | 12 | 6 | 1 | 340.0005 | 8137 | 26.06 | 26.96 | 978 | 26.06 | 82.3355 | 0 | Heating | 10.9781 | #N/A | #N/A | #N/A | #N/A | 82.3355 | #N/A | #N/A | 3.0859 | #N/A | 0 | 0 | 0 | 0 | 0 | 0 | 0 | 0 | 0.03659% | 1 | 50% | 0% | 0% | 0% | 8.2745 | 0 | 0 | 0 | 8.2745 | #N/A
2007-12-06 02:01 | 12 | 6 | 2 | 340.0421 | 8138 | 26.06 | 27.5 | 978 | 26.06 | 110.2316 | 0 | Heating | 14.6976 | #N/A | #N/A | #N/A | #N/A | 110.2316 | #N/A | #N/A | 3.0859 | #N/A | 0 | 0 | 0 | 0 | 0 | 0 | 0 | 0 | 0.04899% | 1 | 50% | 0% | 0% | 0% | 8.2745 | 0 | 0 | 0 | 8.2745 | #N/A
2007-12-06 03:01 | 12 | 6 | 3 | 340.0838 | 8139 | 28.04 | 27.86 | 977 | 28.04 | 135.4574 | 0 | Heating | 18.061 | #N/A | #N/A | #N/A | #N/A | 135.4574 | #N/A | #N/A | 3.1545 | #N/A | 0 | 0 | 0 | 0 | 0 | 0 | 0 | 0 | 0.0602% | 1 | 50% | 0% | 0% | 0% | 8.2745 | 0 | 0 | 0 | 8.2745 | #N/A
2007-12-06 04:01 | 12 | 6 | 4 | 340.1255 | 8140 | 28.94 | 28.04 | 977 | 28.94 | 155.7295 | 0 | Heating | 20.7639 | #N/A | #N/A | #N/A | #N/A | 155.7295 | #N/A | #N/A | 3.188 | #N/A | 0 | 0 | 0 | 0 | 0 | 0 | 0 | 0 | 0.06921% | 1 | 50% | 0% | 0% | 0% | 8.2745 | 0 | 0 | 0 | 8.2745 | #N/A
2007-12-06 05:01 | 12 | 6 | 5 | 340.1671 | 8141 | 28.04 | 28.76 | 976 | 28.04 | 167.8439 | 0 | Heating | 22.3792 | #N/A | #N/A | #N/A | #N/A | 167.8439 | #N/A | #N/A | 3.1545 | #N/A | 0 | 0 | 0 | 0 | 0 | 0 | 0 | 0 | 0.0746% | 1 | 50% | 0% | 0% | 0% | 8.2745 | 0 | 0 | 0 | 8.2745 | #N/A
2007-12-06 06:01 | 12 | 6 | 6 | 340.2088 | 8142 | 28.04 | 29.48 | 976 | 28.04 | 148.752 | 0 | Heating | 19.8336 | #N/A | #N/A | #N/A | #N/A | 148.752 | #N/A | #N/A | 3.1545 | #N/A | 0 | 0 | 0 | 0 | 0 | 0 | 0 | 0 | 0.06611% | 1 | 50% | 0% | 0% | 0% | 8.2745 | 0 | 0 | 0 | 8.2745 | #N/A
2007-12-06 07:01 | 12 | 6 | 7 | 340.2505 | 8143 | 28.94 | 30.02 | 976 | 28.94 | 863.2222 | 0 | Heating | 115.0963 | #N/A | #N/A | #N/A | #N/A | 863.2222 | #N/A | #N/A | 3.188 | #N/A | 0 | 0 | 0 | 0 | 0 | 0 | 0 | 0 | 0.3837% | 1 | 50% | 0% | 0% | 0% | 8.2745 | 0 | 0 | 0 | 8.2745 | #N/A
2007-12-06 08:01 | 12 | 6 | 8 | 340.2921 | 8144 | 28.94 | 29.48 | 976 | 28.94 | 541.2762 | 0 | Heating | 72.1702 | #N/A | #N/A | #N/A | #N/A | 541.2762 | #N/A | #N/A | 3.188 | #N/A | 0 | 0 | 0 | 0 | 0 | 0 | 0 | 0 | 0.2406% | 1 | 50% | 0% | 0% | 0% | 8.2745 | 0 | 0 | 0 | 8.2745 | #N/A
2007-12-06 09:01 | 12 | 6 | 9 | 340.3338 | 8145 | 30.92 | 29.3 | 976 | 30.92 | 258.794 | 0 | Heating | 34.5059 | #N/A | #N/A | #N/A | #N/A | 258.794 | #N/A | #N/A | 3.2671 | #N/A | 0 | 0 | 0 | 0 | 0 | 0 | 0 | 0 | 0.115% | 1 | 50% | 0% | 0% | 0% | 8.2745 | 0 | 0 | 0 | 8.2745 | #N/A
2007-12-06 10:01 | 12 | 6 | 10 | 340.3755 | 8146 | 32 | 28.94 | 977 | 32 | 253.4549 | 0 | Heating | 33.794 | #N/A | #N/A | #N/A | #N/A | 253.4549 | #N/A | #N/A | 3.3135 | #N/A | 0 | 0 | 0 | 0 | 0 | 0 | 0 | 0 | 0.1126% | 1 | 50% | 0% | 0% | 0% | 8.2745 | 0 | 0 | 0 | 8.2745 | #N/A
2007-12-06 11:01 | 12 | 6 | 11 | 340.4171 | 8147 | 32 | 28.94 | 976 | 32 | 250.6265 | 0 | Heating | 33.4169 | #N/A | #N/A | #N/A | #N/A | 250.6265 | #N/A | #N/A | 3.3135 | #N/A | 0 | 0 | 0 | 0 | 0 | 0 | 0 | 0 | 0.1114% | 1 | 50% | 0% | 0% | 0% | 8.2745 | 0 | 0 | 0 | 8.2745 | #N/A
2007-12-06 12:01 | 12 | 6 | 12 | 340.4588 | 8148 | 35.06 | 28.76 | 976 | 35.06 | 225.4212 | 0 | Heating | 30.0562 | #N/A | #N/A | #N/A | #N/A | 225.4212 | #N/A | #N/A | 3.4585 | #N/A | 0 | 0 | 0 | 0 | 0 | 0 | 0 | 0 | 0.1002% | 1 | 50% | 0% | 0% | 0% | 8.2745 | 0 | 0 | 0 | 8.2745 | #N/A
2007-12-06 13:01 | 12 | 6 | 13 | 340.5005 | 8149 | 37.94 | 28.04 | 976 | 37.94 | 275.1458 | 0 | Heating | 36.6861 | #N/A | #N/A | #N/A | #N/A | 275.1458 | #N/A | #N/A | 3.6146 | #N/A | 0 | 0 | 0 | 0 | 0 | 0 | 0 | 0 | 0.1223% | 1 | 50% | 0% | 0% | 0% | 8.2745 | 0 | 0 | 0 | 8.2745 | #N/A
2007-12-06 14:01 | 12 | 6 | 14 | 340.5421 | 8150 | 37.94 | 27.68 | 977 | 37.94 | 212.911 | 0 | Heating | 28.3881 | #N/A | #N/A | #N/A | #N/A | 212.911 | #N/A | #N/A | 3.6146 | #N/A | 0 | 0 | 0 | 0 | 0 | 0 | 0 | 0 | 0.09463% | 1 | 50% | 0% | 0% | 0% | 8.2745 | 0 | 0 | 0 | 8.2745 | #N/A
2007-12-06 15:01 | 12 | 6 | 15 | 340.5838 | 8151 | 42.08 | 26.96 | 977 | 42.08 | 227.3312 | 0 | Heating | 30.3108 | #N/A | #N/A | #N/A | #N/A | 227.3312 | #N/A | #N/A | 3.8759 | #N/A | 0 | 0 | 0 | 0 | 0 | 0 | 0 | 0 | 0.101% | 1 | 50% | 0% | 0% | 0% | 8.2745 | 0 | 0 | 0 | 8.2745 | #N/A
2007-12-06 16:01 | 12 | 6 | 16 | 340.6255 | 8152 | 41 | 26.06 | 978 | 41 | 253.364 | 0 | Heating | 33.7819 | #N/A | #N/A | #N/A | #N/A | 253.364 | #N/A | #N/A | 3.8033 | #N/A | 0 | 0 | 0 | 0 | 0 | 0 | 0 | 0 | 0.1126% | 1 | 50% | 0% | 0% | 0% | 8.2745 | 0 | 0 | 0 | 8.2745 | #N/A
2007-12-06 17:01 | 12 | 6 | 17 | 340.6671 | 8153 | 41 | 25.52 | 978 | 41 | 235.1023 | 0 | Heating | 31.347 | #N/A | #N/A | #N/A | #N/A | 235.1023 | #N/A | #N/A | 3.8033 | #N/A | 0 | 0 | 0 | 0 | 0 | 0 | 0 | 0 | 0.1045% | 1 | 50% | 0% | 0% | 0% | 8.2745 | 0 | 0 | 0 | 8.2745 | #N/A
2007-12-06 18:01 | 12 | 6 | 18 | 340.7088 | 8154 | 39.92 | 24.8 | 979 | 39.92 | 289.1532 | 0 | Heating | 38.5538 | #N/A | #N/A | #N/A | #N/A | 289.1532 | #N/A | #N/A | 3.7339 | #N/A | 0 | 0 | 0 | 0 | 0 | 0 | 0 | 0 | 0.1285% | 1 | 50% | 0% | 0% | 0% | 8.2745 | 0 | 0 | 0 | 8.2745 | #N/A
2007-12-06 19:01 | 12 | 6 | 19 | 340.7505 | 8155 | 39.02 | 24.08 | 979 | 39.02 | 386.8459 | 0 | Heating | 51.5795 | #N/A | #N/A | #N/A | #N/A | 386.8459 | #N/A | #N/A | 3.6785 | #N/A | 0 | 0 | 0 | 0 | 0 | 0 | 0 | 0 | 0.1719% | 1 | 50% | 0% | 0% | 0% | 8.2745 | 0 | 0 | 0 | 8.2745 | #N/A
2007-12-06 20:01 | 12 | 6 | 20 | 340.7921 | 8156 | 39.02 | 23.72 | 980 | 39.02 | 426.5387 | 0 | Heating | 56.8718 | #N/A | #N/A | #N/A | #N/A | 426.5387 | #N/A | #N/A | 3.6785 | #N/A | 0 | 0 | 0 | 0 | 0 | 0 | 0 | 0 | 0.1896% | 1 | 50% | 0% | 0% | 0% | 8.2745 | 0 | 0 | 0 | 8.2745 | #N/A
2007-12-06 21:01 | 12 | 6 | 21 | 340.8338 | 8157 | 39.02 | 23.36 | 980 | 39.02 | 509.7019 | 0 | Heating | 67.9603 | #N/A | #N/A | #N/A | #N/A | 509.7019 | #N/A | #N/A | 3.6785 | #N/A | 0 | 0 | 0 | 0 | 0 | 0 | 0 | 0 | 0.2265% | 1 | 50% | 0% | 0% | 0% | 8.2745 | 0 | 0 | 0 | 8.2745 | #N/A
2007-12-06 22:01 | 12 | 6 | 22 | 340.8755 | 8158 | 37.94 | 23 | 980 | 37.94 | 556.9003 | 0 | Heating | 74.2534 | #N/A | #N/A | #N/A | #N/A | 556.9003 | #N/A | #N/A | 3.6146 | #N/A | 0 | 0 | 0 | 0 | 0 | 0 | 0 | 0 | 0.2475% | 1 | 50% | 0% | 0% | 0% | 8.2745 | 0 | 0 | 0 | 8.2745 | #N/A
2007-12-06 23:01 | 12 | 6 | 23 | 340.9171 | 8159 | 37.94 | 23 | 981 | 37.94 | 47.2796 | 0 | Heating | 6.304 | #N/A | #N/A | #N/A | #N/A | 47.2796 | #N/A | #N/A | 3.6146 | #N/A | 0 | 0 | 0 | 0 | 0 | 0 | 0 | 0 | 0.02101% | 1 | 50% | 0% | 0% | 0% | 8.2745 | 0 | 0 | 0 | 8.2745 | #N/A
2007-12-07 00:01 | 12 | 7 | 0 | 340.9588 | 8160 | 39.02 | 23 | 981 | 39.02 | 168.0594 | 0 | Heating | 22.4079 | #N/A | #N/A | #N/A | #N/A | 168.0594 | #N/A | #N/A | 3.6785 | #N/A | 0 | 0 | 0 | 0 | 0 | 0 | 0 | 0 | 0.07469% | 1 | 50% | 0% | 0% | 0% | 8.2745 | 0 | 0 | 0 | 8.2745 | #N/A
2007-12-07 01:01 | 12 | 7 | 1 | 341.0005 | 8161 | 37.04 | 23 | 982 | 37.04 | 241.0448 | 0 | Heating | 32.1393 | #N/A | #N/A | #N/A | #N/A | 241.0448 | #N/A | #N/A | 3.5637 | #N/A | 0 | 0 | 0 | 0 | 0 | 0 | 0 | 0 | 0.1071% | 1 | 50% | 0% | 0% | 0% | 8.2745 | 0 | 0 | 0 | 8.2745 | #N/A
2007-12-07 02:01 | 12 | 7 | 2 | 341.0421 | 8162 | 37.04 | 22.64 | 983 | 37.04 | 291.2728 | 0 | Heating | 38.8364 | #N/A | #N/A | #N/A | #N/A | 291.2728 | #N/A | #N/A | 3.5637 | #N/A | 0 | 0 | 0 | 0 | 0 | 0 | 0 | 0 | 0.1295% | 1 | 50% | 0% | 0% | 0% | 8.2745 | 0 | 0 | 0 | 8.2745 | #N/A
2007-12-07 03:01 | 12 | 7 | 3 | 341.0838 | 8163 | 37.94 | 22.28 | 983 | 37.94 | 336.0962 | 0 | Heating | 44.8128 | #N/A | #N/A | #N/A | #N/A | 336.0962 | #N/A | #N/A | 3.6146 | #N/A | 0 | 0 | 0 | 0 | 0 | 0 | 0 | 0 | 0.1494% | 1 | 50% | 0% | 0% | 0% | 8.2745 | 0 | 0 | 0 | 8.2745 | #N/A
2007-12-07 04:01 | 12 | 7 | 4 | 341.1255 | 8164 | 37.94 | 21.92 | 984 | 37.94 | 380.1471 | 0 | Heating | 50.6863 | #N/A | #N/A | #N/A | #N/A | 380.1471 | #N/A | #N/A | 3.6146 | #N/A | 0 | 0 | 0 | 0 | 0 | 0 | 0 | 0 | 0.169% | 1 | 50% | 0% | 0% | 0% | 8.2745 | 0 | 0 | 0 | 8.2745 | #N/A
2007-12-07 05:01 | 12 | 7 | 5 | 341.1671 | 8165 | 37.94 | 21.2 | 985 | 37.94 | 425.3556 | 0 | Heating | 56.7141 | #N/A | #N/A | #N/A | #N/A | 425.3556 | #N/A | #N/A | 3.6146 | #N/A | 0 | 0 | 0 | 0 | 0 | 0 | 0 | 0 | 0.189% | 1 | 50% | 0% | 0% | 0% | 8.2745 | 0 | 0 | 0 | 8.2745 | #N/A
2007-12-07 06:01 | 12 | 7 | 6 | 341.2088 | 8166 | 33.98 | 20.66 | 986 | 33.98 | 440.5264 | 0 | Heating | 58.7369 | #N/A | #N/A | #N/A | #N/A | 440.5264 | #N/A | #N/A | 3.405 | #N/A | 0 | 0 | 0 | 0 | 0 | 0 | 0 | 0 | 0.1958% | 1 | 50% | 0% | 0% | 0% | 8.2745 | 0 | 0 | 0 | 8.2745 | #N/A
2007-12-07 07:01 | 12 | 7 | 7 | 341.2505 | 8167 | 30.02 | 19.94 | 988 | 30.02 | 1121.3046 | 0 | Heating | 149.5073 | #N/A | #N/A | #N/A | #N/A | 1121.3046 | #N/A | #N/A | 3.2302 | #N/A | 0 | 0 | 0 | 0 | 0 | 0 | 0 | 0 | 0.4984% | 1 | 50% | 0% | 0% | 0% | 8.2745 | 0 | 0 | 0 | 8.2745 | #N/A
2007-12-07 08:01 | 12 | 7 | 8 | 341.2921 | 8168 | 30.02 | 20.12 | 989 | 30.02 | 850.0637 | 0 | Heating | 113.3418 | #N/A | #N/A | #N/A | #N/A | 850.0637 | #N/A | #N/A | 3.2302 | #N/A | 0 | 0 | 0 | 0 | 0 | 0 | 0 | 0 | 0.3778% | 1 | 50% | 0% | 0% | 0% | 8.2745 | 0 | 0 | 0 | 8.2745 | #N/A
2007-12-07 09:01 | 12 | 7 | 9 | 341.3338 | 8169 | 37.04 | 20.66 | 990 | 37.04 | 653.0326 | 0 | Heating | 87.071 | #N/A | #N/A | #N/A | #N/A | 653.0326 | #N/A | #N/A | 3.5637 | #N/A | 0 | 0 | 0 | 0 | 0 | 0 | 0 | 0 | 0.2902% | 1 | 50% | 0% | 0% | 0% | 8.2745 | 0 | 0 | 0 | 8.2745 | #N/A
2007-12-07 10:01 | 12 | 7 | 10 | 341.3755 | 8170 | 39.02 | 21.02 | 992 | 39.02 | 648.1651 | 0 | Heating | 86.422 | #N/A | #N/A | #N/A | #N/A | 648.1651 | #N/A | #N/A | 3.6785 | #N/A | 0 | 0 | 0 | 0 | 0 | 0 | 0 | 0 | 0.2881% | 1 | 50% | 0% | 0% | 0% | 8.2745 | 0 | 0 | 0 | 8.2745 | #N/A
2007-12-07 11:01 | 12 | 7 | 11 | 341.4171 | 8171 | 39.02 | 21.38 | 992 | 39.02 | 686.6387 | 0 | Heating | 91.5518 | #N/A | #N/A | #N/A | #N/A | 686.6387 | #N/A | #N/A | 3.6785 | #N/A | 0 | 0 | 0 | 0 | 0 | 0 | 0 | 0 | 0.3052% | 1 | 50% | 0% | 0% | 0% | 8.2745 | 0 | 0 | 0 | 8.2745 | #N/A
2007-12-07 12:01 | 12 | 7 | 12 | 341.4588 | 8172 | 42.98 | 21.38 | 993 | 42.98 | 669.8839 | 0 | Heating | 89.3178 | #N/A | #N/A | #N/A | #N/A | 669.8839 | #N/A | #N/A | 3.9388 | #N/A | 0 | 0 | 0 | 0 | 0 | 0 | 0 | 0 | 0.2977% | 1 | 50% | 0% | 0% | 0% | 8.2745 | 0 | 0 | 0 | 8.2745 | #N/A
2007-12-07 13:01 | 12 | 7 | 13 | 341.5005 | 8173 | 42.98 | 21.02 | 994 | 42.98 | 639.5265 | 0 | Heating | 85.2702 | #N/A | #N/A | #N/A | #N/A | 639.5265 | #N/A | #N/A | 3.9388 | #N/A | 0 | 0 | 0 | 0 | 0 | 0 | 0 | 0 | 0.2842% | 1 | 50% | 0% | 0% | 0% | 8.2745 | 0 | 0 | 0 | 8.2745 | #N/A
2007-12-07 14:01 | 12 | 7 | 14 | 341.5421 | 8174 | 42.98 | 20.84 | 995 | 42.98 | 620.4312 | 0 | Heating | 82.7242 | #N/A | #N/A | #N/A | #N/A | 620.4312 | #N/A | #N/A | 3.9388 | #N/A | 0 | 0 | 0 | 0 | 0 | 0 | 0 | 0 | 0.2757% | 1 | 50% | 0% | 0% | 0% | 8.2745 | 0 | 0 | 0 | 8.2745 | #N/A
2007-12-07 15:01 | 12 | 7 | 15 | 341.5838 | 8175 | 41 | 20.48 | 996 | 41 | 697.0992 | 0 | Heating | 92.9466 | #N/A | #N/A | #N/A | #N/A | 697.0992 | #N/A | #N/A | 3.8033 | #N/A | 0 | 0 | 0 | 0 | 0 | 0 | 0 | 0 | 0.3098% | 1 | 50% | 0% | 0% | 0% | 8.2745 | 0 | 0 | 0 | 8.2745 | #N/A
2007-12-07 16:01 | 12 | 7 | 16 | 341.6255 | 8176 | 37.94 | 19.94 | 997 | 37.94 | 731.4767 | 0 | Heating | 97.5302 | #N/A | #N/A | #N/A | #N/A | 731.4767 | #N/A | #N/A | 3.6146 | #N/A | 0 | 0 | 0 | 0 | 0 | 0 | 0 | 0 | 0.3251% | 1 | 50% | 0% | 0% | 0% | 8.2745 | 0 | 0 | 0 | 8.2745 | #N/A
2007-12-07 17:01 | 12 | 7 | 17 | 341.6671 | 8177 | 37.94 | 20.48 | 998 | 37.94 | 694.2723 | 0 | Heating | 92.5696 | #N/A | #N/A | #N/A | #N/A | 694.2723 | #N/A | #N/A | 3.6146 | #N/A | 0 | 0 | 0 | 0 | 0 | 0 | 0 | 0 | 0.3086% | 1 | 50% | 0% | 0% | 0% | 8.2745 | 0 | 0 | 0 | 8.2745 | #N/A
2007-12-07 18:01 | 12 | 7 | 18 | 341.7088 | 8178 | 35.06 | 20.84 | 999 | 35.06 | 704.8023 | 0 | Heating | 93.9736 | #N/A | #N/A | #N/A | #N/A | 704.8023 | #N/A | #N/A | 3.4585 | #N/A | 0 | 0 | 0 | 0 | 0 | 0 | 0 | 0 | 0.3132% | 1 | 50% | 0% | 0% | 0% | 8.2745 | 0 | 0 | 0 | 8.2745 | #N/A
2007-12-07 19:01 | 12 | 7 | 19 | 341.7505 | 8179 | 35.06 | 21.02 | 1000 | 35.06 | 95.6837 | 0 | Heating | 12.7578 | #N/A | #N/A | #N/A | #N/A | 95.6837 | #N/A | #N/A | 3.4585 | #N/A | 0 | 0 | 0 | 0 | 0 | 0 | 0 | 0 | 0.04253% | 1 | 50% | 0% | 0% | 0% | 8.2745 | 0 | 0 | 0 | 8.2745 | #N/A
2007-12-07 20:01 | 12 | 7 | 20 | 341.7921 | 8180 | 35.06 | 19.22 | 1001 | 35.06 | 283.6637 | 0 | Heating | 37.8218 | #N/A | #N/A | #N/A | #N/A | 283.6637 | #N/A | #N/A | 3.4585 | #N/A | 0 | 0 | 0 | 0 | 0 | 0 | 0 | 0 | 0.1261% | 1 | 50% | 0% | 0% | 0% | 8.2745 | 0 | 0 | 0 | 8.2745 | #N/A
2007-12-07 21:01 | 12 | 7 | 21 | 341.8338 | 8181 | 33.98 | 17.24 | 1003 | 33.98 | 379.5396 | 0 | Heating | 50.6053 | #N/A | #N/A | #N/A | #N/A | 379.5396 | #N/A | #N/A | 3.405 | #N/A | 0 | 0 | 0 | 0 | 0 | 0 | 0 | 0 | 0.1687% | 1 | 50% | 0% | 0% | 0% | 8.2745 | 0 | 0 | 0 | 8.2745 | #N/A
2007-12-07 22:01 | 12 | 7 | 22 | 341.8755 | 8182 | 33.98 | 15.08 | 1004 | 33.98 | 493.5871 | 0 | Heating | 65.8116 | #N/A | #N/A | #N/A | #N/A | 493.5871 | #N/A | #N/A | 3.405 | #N/A | 0 | 0 | 0 | 0 | 0 | 0 | 0 | 0 | 0.2194% | 1 | 50% | 0% | 0% | 0% | 8.2745 | 0 | 0 | 0 | 8.2745 | #N/A
2007-12-07 23:01 | 12 | 7 | 23 | 341.9171 | 8183 | 33.98 | 15.26 | 1004 | 33.98 | 570.8953 | 0 | Heating | 76.1194 | #N/A | #N/A | #N/A | #N/A | 570.8953 | #N/A | #N/A | 3.405 | #N/A | 0 | 0 | 0 | 0 | 0 | 0 | 0 | 0 | 0.2537% | 1 | 50% | 0% | 0% | 0% | 8.2745 | 0 | 0 | 0 | 8.2745 | #N/A
2007-12-08 00:01 | 12 | 8 | 0 | 341.9588 | 8184 | 33.8 | 15.26 | 1005 | 33.8 | 621.5848 | 0 | Heating | 82.878 | #N/A | #N/A | #N/A | #N/A | 621.5848 | #N/A | #N/A | 3.3963 | #N/A | 0 | 0 | 0 | 0 | 0 | 0 | 0 | 0 | 0.2763% | 1 | 50% | 0% | 0% | 0% | 8.2745 | 0 | 0 | 0 | 8.2745 | #N/A
2007-12-08 01:01 | 12 | 8 | 1 | 342.0005 | 8185 | 33.08 | 15.08 | 1006 | 33.08 | 641.7121 | 0 | Heating | 85.5616 | #N/A | #N/A | #N/A | #N/A | 641.7121 | #N/A | #N/A | 3.3624 | #N/A | 0 | 0 | 0 | 0 | 0 | 0 | 0 | 0 | 0.2852% | 1 | 50% | 0% | 0% | 0% | 8.2745 | 0 | 0 | 0 | 8.2745 | #N/A
2007-12-08 02:01 | 12 | 8 | 2 | 342.0421 | 8186 | 33.08 | 16.52 | 1007 | 33.08 | 649.0647 | 0 | Heating | 86.542 | #N/A | #N/A | #N/A | #N/A | 649.0647 | #N/A | #N/A | 3.3624 | #N/A | 0 | 0 | 0 | 0 | 0 | 0 | 0 | 0 | 0.2885% | 1 | 50% | 0% | 0% | 0% | 8.2745 | 0 | 0 | 0 | 8.2745 | #N/A
2007-12-08 03:01 | 12 | 8 | 3 | 342.0838 | 8187 | 32 | 17.78 | 1007 | 32 | 650.1001 | 0 | Heating | 86.68 | #N/A | #N/A | #N/A | #N/A | 650.1001 | #N/A | #N/A | 3.3135 | #N/A | 0 | 0 | 0 | 0 | 0 | 0 | 0 | 0 | 0.2889% | 1 | 50% | 0% | 0% | 0% | 8.2745 | 0 | 0 | 0 | 8.2745 | #N/A
2007-12-08 04:01 | 12 | 8 | 4 | 342.1255 | 8188 | 32 | 19.04 | 1008 | 32 | 648.4417 | 0 | Heating | 86.4589 | #N/A | #N/A | #N/A | #N/A | 648.4417 | #N/A | #N/A | 3.3135 | #N/A | 0 | 0 | 0 | 0 | 0 | 0 | 0 | 0 | 0.2882% | 1 | 50% | 0% | 0% | 0% | 8.2745 | 0 | 0 | 0 | 8.2745 | #N/A
2007-12-08 05:01 | 12 | 8 | 5 | 342.1671 | 8189 | 32 | 19.4 | 1009 | 32 | 651.6012 | 0 | Heating | 86.8802 | #N/A | #N/A | #N/A | #N/A | 651.6012 | #N/A | #N/A | 3.3135 | #N/A | 0 | 0 | 0 | 0 | 0 | 0 | 0 | 0 | 0.2896% | 1 | 50% | 0% | 0% | 0% | 8.2745 | 0 | 0 | 0 | 8.2745 | #N/A
2007-12-08 06:01 | 12 | 8 | 6 | 342.2088 | 8190 | 33.08 | 19.58 | 1009 | 33.08 | 634.4908 | 0 | Heating | 84.5988 | #N/A | #N/A | #N/A | #N/A | 634.4908 | #N/A | #N/A | 3.3624 | #N/A | 0 | 0 | 0 | 0 | 0 | 0 | 0 | 0 | 0.282% | 1 | 50% | 0% | 0% | 0% | 8.2745 | 0 | 0 | 0 | 8.2745 | #N/A
2007-12-08 07:01 | 12 | 8 | 7 | 342.2505 | 8191 | 33.08 | 19.94 | 1010 | 33.08 | 589.2967 | 0 | Heating | 78.5729 | #N/A | #N/A | #N/A | #N/A | 589.2967 | #N/A | #N/A | 3.3624 | #N/A | 0 | 0 | 0 | 0 | 0 | 0 | 0 | 0 | 0.2619% | 1 | 50% | 0% | 0% | 0% | 8.2745 | 0 | 0 | 0 | 8.2745 | #N/A
2007-12-08 08:01 | 12 | 8 | 8 | 342.2921 | 8192 | 33.08 | 19.76 | 1011 | 33.08 | 557.4592 | 0 | Heating | 74.3279 | #N/A | #N/A | #N/A | #N/A | 557.4592 | #N/A | #N/A | 3.3624 | #N/A | 0 | 0 | 0 | 0 | 0 | 0 | 0 | 0 | 0.2478% | 1 | 50% | 0% | 0% | 0% | 8.2745 | 0 | 0 | 0 | 8.2745 | #N/A
2007-12-08 09:01 | 12 | 8 | 9 | 342.3338 | 8193 | 33.98 | 19.94 | 1011 | 33.98 | 506.7478 | 0 | Heating | 67.5664 | #N/A | #N/A | #N/A | #N/A | 506.7478 | #N/A | #N/A | 3.405 | #N/A | 0 | 0 | 0 | 0 | 0 | 0 | 0 | 0 | 0.2252% | 1 | 50% | 0% | 0% | 0% | 8.2745 | 0 | 0 | 0 | 8.2745 | #N/A
2007-12-08 10:01 | 12 | 8 | 10 | 342.3755 | 8194 | 33.98 | 19.94 | 1012 | 33.98 | 446.5943 | 0 | Heating | 59.5459 | #N/A | #N/A | #N/A | #N/A | 446.5943 | #N/A | #N/A | 3.405 | #N/A | 0 | 0 | 0 | 0 | 0 | 0 | 0 | 0 | 0.1985% | 1 | 50% | 0% | 0% | 0% | 8.2745 | 0 | 0 | 0 | 8.2745 | #N/A
2007-12-08 11:01 | 12 | 8 | 11 | 342.4171 | 8195 | 33.98 | 21.56 | 1012 | 33.98 | 440.4358 | 0 | Heating | 58.7248 | #N/A | #N/A | #N/A | #N/A | 440.4358 | #N/A | #N/A | 3.405 | #N/A | 0 | 0 | 0 | 0 | 0 | 0 | 0 | 0 | 0.1957% | 1 | 50% | 0% | 0% | 0% | 8.2745 | 0 | 0 | 0 | 8.2745 | #N/A
2007-12-08 12:01 | 12 | 8 | 12 | 342.4588 | 8196 | 35.96 | 23 | 1012 | 35.96 | 361.7158 | 0 | Heating | 48.2288 | #N/A | #N/A | #N/A | #N/A | 361.7158 | #N/A | #N/A | 3.5052 | #N/A | 0 | 0 | 0 | 0 | 0 | 0 | 0 | 0 | 0.1608% | 1 | 50% | 0% | 0% | 0% | 8.2745 | 0 | 0 | 0 | 8.2745 | #N/A
2007-12-08 13:01 | 12 | 8 | 13 | 342.5005 | 8197 | 37.94 | 24.08 | 1012 | 37.94 | 335.0075 | 0 | Heating | 44.6677 | #N/A | #N/A | #N/A | #N/A | 335.0075 | #N/A | #N/A | 3.6146 | #N/A | 0 | 0 | 0 | 0 | 0 | 0 | 0 | 0 | 0.1489% | 1 | 50% | 0% | 0% | 0% | 8.2745 | 0 | 0 | 0 | 8.2745 | #N/A
2007-12-08 14:01 | 12 | 8 | 14 | 342.5421 | 8198 | 37.94 | 20.3 | 1010 | 37.94 | 372.4078 | 0 | Heating | 49.6544 | #N/A | #N/A | #N/A | #N/A | 372.4078 | #N/A | #N/A | 3.6146 | #N/A | 0 | 0 | 0 | 0 | 0 | 0 | 0 | 0 | 0.1655% | 1 | 50% | 0% | 0% | 0% | 8.2745 | 0 | 0 | 0 | 8.2745 | #N/A
2007-12-08 15:01 | 12 | 8 | 15 | 342.5838 | 8199 | 39.92 | 16.16 | 1009 | 39.92 | 480.44 | 0 | Heating | 64.0587 | #N/A | #N/A | #N/A | #N/A | 480.44 | #N/A | #N/A | 3.7339 | #N/A | 0 | 0 | 0 | 0 | 0 | 0 | 0 | 0 | 0.2135% | 1 | 50% | 0% | 0% | 0% | 8.2745 | 0 | 0 | 0 | 8.2745 | #N/A
2007-12-08 16:01 | 12 | 8 | 16 | 342.6255 | 8200 | 37.94 | 12.02 | 1008 | 37.94 | 577.9451 | 0 | Heating | 77.0593 | #N/A | #N/A | #N/A | #N/A | 577.9451 | #N/A | #N/A | 3.6146 | #N/A | 0 | 0 | 0 | 0 | 0 | 0 | 0 | 0 | 0.2569% | 1 | 50% | 0% | 0% | 0% | 8.2745 | 0 | 0 | 0 | 8.2745 | #N/A
2007-12-08 17:01 | 12 | 8 | 17 | 342.6671 | 8201 | 37.94 | 12.38 | 1008 | 37.94 | 579.4209 | 0 | Heating | 77.2561 | #N/A | #N/A | #N/A | #N/A | 579.4209 | #N/A | #N/A | 3.6146 | #N/A | 0 | 0 | 0 | 0 | 0 | 0 | 0 | 0 | 0.2575% | 1 | 50% | 0% | 0% | 0% | 8.2745 | 0 | 0 | 0 | 8.2745 | #N/A
2007-12-08 18:01 | 12 | 8 | 18 | 342.7088 | 8202 | 33.08 | 12.74 | 1009 | 33.08 | 574.366 | 0 | Heating | 76.5821 | #N/A | #N/A | #N/A | #N/A | 574.366 | #N/A | #N/A | 3.3624 | #N/A | 0 | 0 | 0 | 0 | 0 | 0 | 0 | 0 | 0.2553% | 1 | 50% | 0% | 0% | 0% | 8.2745 | 0 | 0 | 0 | 8.2745 | #N/A
2007-12-08 19:01 | 12 | 8 | 19 | 342.7505 | 8203 | 33.98 | 12.92 | 1009 | 33.98 | 588.7406 | 0 | Heating | 78.4987 | #N/A | #N/A | #N/A | #N/A | 588.7406 | #N/A | #N/A | 3.405 | #N/A | 0 | 0 | 0 | 0 | 0 | 0 | 0 | 0 | 0.2617% | 1 | 50% | 0% | 0% | 0% | 8.2745 | 0 | 0 | 0 | 8.2745 | #N/A
2007-12-08 20:01 | 12 | 8 | 20 | 342.7921 | 8204 | 33.98 | 15.44 | 1007 | 33.98 | 612.2903 | 0 | Heating | 81.6387 | #N/A | #N/A | #N/A | #N/A | 612.2903 | #N/A | #N/A | 3.405 | #N/A | 0 | 0 | 0 | 0 | 0 | 0 | 0 | 0 | 0.2721% | 1 | 50% | 0% | 0% | 0% | 8.2745 | 0 | 0 | 0 | 8.2745 | #N/A
2007-12-08 21:01 | 12 | 8 | 21 | 342.8338 | 8205 | 33.98 | 17.78 | 1005 | 33.98 | 602.3371 | 0 | Heating | 80.3116 | #N/A | #N/A | #N/A | #N/A | 602.3371 | #N/A | #N/A | 3.405 | #N/A | 0 | 0 | 0 | 0 | 0 | 0 | 0 | 0 | 0.2677% | 1 | 50% | 0% | 0% | 0% | 8.2745 | 0 | 0 | 0 | 8.2745 | #N/A
2007-12-08 22:01 | 12 | 8 | 22 | 342.8755 | 8206 | 33.98 | 19.94 | 1002 | 33.98 | 617.1818 | 0 | Heating | 82.2909 | #N/A | #N/A | #N/A | #N/A | 617.1818 | #N/A | #N/A | 3.405 | #N/A | 0 | 0 | 0 | 0 | 0 | 0 | 0 | 0 | 0.2743% | 1 | 50% | 0% | 0% | 0% | 8.2745 | 0 | 0 | 0 | 8.2745 | #N/A
2007-12-08 23:01 | 12 | 8 | 23 | 342.9171 | 8207 | 33.98 | 19.4 | 1000 | 33.98 | 632.3064 | 0 | Heating | 84.3075 | #N/A | #N/A | #N/A | #N/A | 632.3064 | #N/A | #N/A | 3.405 | #N/A | 0 | 0 | 0 | 0 | 0 | 0 | 0 | 0 | 0.281% | 1 | 50% | 0% | 0% | 0% | 8.2745 | 0 | 0 | 0 | 8.2745 | #N/A
2007-12-09 00:01 | 12 | 9 | 0 | 342.9588 | 8208 | 35.96 | 18.86 | 998 | 35.96 | 645.7074 | 0 | Heating | 86.0943 | #N/A | #N/A | #N/A | #N/A | 645.7074 | #N/A | #N/A | 3.5052 | #N/A | 0 | 0 | 0 | 0 | 0 | 0 | 0 | 0 | 0.287% | 1 | 50% | 0% | 0% | 0% | 8.2745 | 0 | 0 | 0 | 8.2745 | #N/A
2007-12-09 01:01 | 12 | 9 | 1 | 343.0005 | 8209 | 33.98 | 17.96 | 996 | 33.98 | 606.8489 | 0 | Heating | 80.9132 | #N/A | #N/A | #N/A | #N/A | 606.8489 | #N/A | #N/A | 3.405 | #N/A | 0 | 0 | 0 | 0 | 0 | 0 | 0 | 0 | 0.2697% | 1 | 50% | 0% | 0% | 0% | 8.2745 | 0 | 0 | 0 | 8.2745 | #N/A
2007-12-09 02:01 | 12 | 9 | 2 | 343.0421 | 8210 | 33.98 | 20.12 | 994 | 33.98 | 599.3256 | 0 | Heating | 79.9101 | #N/A | #N/A | #N/A | #N/A | 599.3256 | #N/A | #N/A | 3.405 | #N/A | 0 | 0 | 0 | 0 | 0 | 0 | 0 | 0 | 0.2664% | 1 | 50% | 0% | 0% | 0% | 8.2745 | 0 | 0 | 0 | 8.2745 | #N/A
2007-12-09 03:01 | 12 | 9 | 3 | 343.0838 | 8211 | 33.98 | 22.1 | 992 | 33.98 | 598.373 | 0 | Heating | 79.7831 | #N/A | #N/A | #N/A | #N/A | 598.373 | #N/A | #N/A | 3.405 | #N/A | 0 | 0 | 0 | 0 | 0 | 0 | 0 | 0 | 0.2659% | 1 | 50% | 0% | 0% | 0% | 8.2745 | 0 | 0 | 0 | 8.2745 | #N/A
2007-12-09 04:01 | 12 | 9 | 4 | 343.1255 | 8212 | 33.98 | 24.08 | 991 | 33.98 | 593.898 | 0 | Heating | 79.1864 | #N/A | #N/A | #N/A | #N/A | 593.898 | #N/A | #N/A | 3.405 | #N/A | 0 | 0 | 0 | 0 | 0 | 0 | 0 | 0 | 0.264% | 1 | 50% | 0% | 0% | 0% | 8.2745 | 0 | 0 | 0 | 8.2745 | #N/A
2007-12-09 05:01 | 12 | 9 | 5 | 343.1671 | 8213 | 33.98 | 24.26 | 990 | 33.98 | 569.0581 | 0 | Heating | 75.8744 | #N/A | #N/A | #N/A | #N/A | 569.0581 | #N/A | #N/A | 3.405 | #N/A | 0 | 0 | 0 | 0 | 0 | 0 | 0 | 0 | 0.2529% | 1 | 50% | 0% | 0% | 0% | 8.2745 | 0 | 0 | 0 | 8.2745 | #N/A
2007-12-09 06:01 | 12 | 9 | 6 | 343.2088 | 8214 | 32 | 24.26 | 989 | 32 | 498.9956 | 0 | Heating | 66.5327 | #N/A | #N/A | #N/A | #N/A | 498.9956 | #N/A | #N/A | 3.3135 | #N/A | 0 | 0 | 0 | 0 | 0 | 0 | 0 | 0 | 0.2218% | 1 | 50% | 0% | 0% | 0% | 8.2745 | 0 | 0 | 0 | 8.2745 | #N/A
2007-12-09 07:01 | 12 | 9 | 7 | 343.2505 | 8215 | 32 | 24.08 | 988 | 32 | 1721.395 | 0 | Heating | 229.5193 | #N/A | #N/A | #N/A | #N/A | 1721.395 | #N/A | #N/A | 3.3135 | #N/A | 0 | 0 | 0 | 0 | 0 | 0 | 0 | 0 | 0.7651% | 1 | 50% | 0% | 0% | 0% | 8.2745 | 0 | 0 | 0 | 8.2745 | #N/A
2007-12-09 08:01 | 12 | 9 | 8 | 343.2921 | 8216 | 32 | 24.26 | 988 | 32 | 1199.9795 | 0 | Heating | 159.9973 | #N/A | #N/A | #N/A | #N/A | 1199.9795 | #N/A | #N/A | 3.3135 | #N/A | 0 | 0 | 0 | 0 | 0 | 0 | 0 | 0 | 0.5333% | 1 | 50% | 0% | 0% | 0% | 8.2745 | 0 | 0 | 0 | 8.2745 | #N/A
2007-12-09 09:01 | 12 | 9 | 9 | 343.3338 | 8217 | 32 | 24.8 | 988 | 32 | 659.9555 | 0 | Heating | 87.9941 | #N/A | #N/A | #N/A | #N/A | 659.9555 | #N/A | #N/A | 3.3135 | #N/A | 0 | 0 | 0 | 0 | 0 | 0 | 0 | 0 | 0.2933% | 1 | 50% | 0% | 0% | 0% | 8.2745 | 0 | 0 | 0 | 8.2745 | #N/A
2007-12-09 10:01 | 12 | 9 | 10 | 343.3755 | 8218 | 33.8 | 24.98 | 988 | 33.8 | 581.7819 | 0 | Heating | 77.5709 | #N/A | #N/A | #N/A | #N/A | 581.7819 | #N/A | #N/A | 3.3963 | #N/A | 0 | 0 | 0 | 0 | 0 | 0 | 0 | 0 | 0.2586% | 1 | 50% | 0% | 0% | 0% | 8.2745 | 0 | 0 | 0 | 8.2745 | #N/A
2007-12-09 11:01 | 12 | 9 | 11 | 343.4171 | 8219 | 33.98 | 24.08 | 988 | 33.98 | 561.5241 | 0 | Heating | 74.8699 | #N/A | #N/A | #N/A | #N/A | 561.5241 | #N/A | #N/A | 3.405 | #N/A | 0 | 0 | 0 | 0 | 0 | 0 | 0 | 0 | 0.2496% | 1 | 50% | 0% | 0% | 0% | 8.2745 | 0 | 0 | 0 | 8.2745 | #N/A
2007-12-09 12:01 | 12 | 9 | 12 | 343.4588 | 8220 | 39.02 | 22.64 | 988 | 39.02 | 497.2619 | 0 | Heating | 66.3016 | #N/A | #N/A | #N/A | #N/A | 497.2619 | #N/A | #N/A | 3.6785 | #N/A | 0 | 0 | 0 | 0 | 0 | 0 | 0 | 0 | 0.221% | 1 | 50% | 0% | 0% | 0% | 8.2745 | 0 | 0 | 0 | 8.2745 | #N/A
2007-12-09 13:01 | 12 | 9 | 13 | 343.5005 | 8221 | 39.02 | 21.02 | 988 | 39.02 | 563.9864 | 0 | Heating | 75.1982 | #N/A | #N/A | #N/A | #N/A | 563.9864 | #N/A | #N/A | 3.6785 | #N/A | 0 | 0 | 0 | 0 | 0 | 0 | 0 | 0 | 0.2507% | 1 | 50% | 0% | 0% | 0% | 8.2745 | 0 | 0 | 0 | 8.2745 | #N/A
2007-12-09 14:01 | 12 | 9 | 14 | 343.5421 | 8222 | 39.02 | 18.32 | 989 | 39.02 | 478.8423 | 0 | Heating | 63.8456 | #N/A | #N/A | #N/A | #N/A | 478.8423 | #N/A | #N/A | 3.6785 | #N/A | 0 | 0 | 0 | 0 | 0 | 0 | 0 | 0 | 0.2128% | 1 | 50% | 0% | 0% | 0% | 8.2745 | 0 | 0 | 0 | 8.2745 | #N/A
2007-12-09 15:01 | 12 | 9 | 15 | 343.5838 | 8223 | 37.04 | 15.26 | 990 | 37.04 | 504.2231 | 0 | Heating | 67.2298 | #N/A | #N/A | #N/A | #N/A | 504.2231 | #N/A | #N/A | 3.5637 | #N/A | 0 | 0 | 0 | 0 | 0 | 0 | 0 | 0 | 0.2241% | 1 | 50% | 0% | 0% | 0% | 8.2745 | 0 | 0 | 0 | 8.2745 | #N/A
2007-12-09 16:01 | 12 | 9 | 16 | 343.6255 | 8224 | 35.96 | 12.02 | 992 | 35.96 | 528.4297 | 0 | Heating | 70.4573 | #N/A | #N/A | #N/A | #N/A | 528.4297 | #N/A | #N/A | 3.5052 | #N/A | 0 | 0 | 0 | 0 | 0 | 0 | 0 | 0 | 0.2349% | 1 | 50% | 0% | 0% | 0% | 8.2745 | 0 | 0 | 0 | 8.2745 | #N/A
2007-12-09 17:01 | 12 | 9 | 17 | 343.6671 | 8225 | 35.96 | 11.48 | 993 | 35.96 | 519.6958 | 0 | Heating | 69.2928 | #N/A | #N/A | #N/A | #N/A | 519.6958 | #N/A | #N/A | 3.5052 | #N/A | 0 | 0 | 0 | 0 | 0 | 0 | 0 | 0 | 0.231% | 1 | 50% | 0% | 0% | 0% | 8.2745 | 0 | 0 | 0 | 8.2745 | #N/A
2007-12-09 18:01 | 12 | 9 | 18 | 343.7088 | 8226 | 32 | 10.76 | 994 | 32 | 603.4655 | 0 | Heating | 80.4621 | #N/A | #N/A | #N/A | #N/A | 603.4655 | #N/A | #N/A | 3.3135 | #N/A | 0 | 0 | 0 | 0 | 0 | 0 | 0 | 0 | 0.2682% | 1 | 50% | 0% | 0% | 0% | 8.2745 | 0 | 0 | 0 | 8.2745 | #N/A
2007-12-09 19:01 | 12 | 9 | 19 | 343.7505 | 8227 | 32 | 10.04 | 995 | 32 | 750.3688 | 0 | Heating | 100.0492 | #N/A | #N/A | #N/A | #N/A | 750.3688 | #N/A | #N/A | 3.3135 | #N/A | 0 | 0 | 0 | 0 | 0 | 0 | 0 | 0 | 0.3335% | 1 | 50% | 0% | 0% | 0% | 8.2745 | 0 | 0 | 0 | 8.2745 | #N/A
2007-12-09 20:01 | 12 | 9 | 20 | 343.7921 | 8228 | 32 | 11.12 | 995 | 32 | 802.6358 | 0 | Heating | 107.0181 | #N/A | #N/A | #N/A | #N/A | 802.6358 | #N/A | #N/A | 3.3135 | #N/A | 0 | 0 | 0 | 0 | 0 | 0 | 0 | 0 | 0.3567% | 1 | 50% | 0% | 0% | 0% | 8.2745 | 0 | 0 | 0 | 8.2745 | #N/A
2007-12-09 21:01 | 12 | 9 | 21 | 343.8338 | 8229 | 32 | 12.2 | 996 | 32 | 891.1884 | 0 | Heating | 118.8251 | #N/A | #N/A | #N/A | #N/A | 891.1884 | #N/A | #N/A | 3.3135 | #N/A | 0 | 0 | 0 | 0 | 0 | 0 | 0 | 0 | 0.3961% | 1 | 50% | 0% | 0% | 0% | 8.2745 | 0 | 0 | 0 | 8.2745 | #N/A
2007-12-09 22:01 | 12 | 9 | 22 | 343.8755 | 8230 | 32 | 12.92 | 997 | 32 | 972.9747 | 0 | Heating | 129.73 | #N/A | #N/A | #N/A | #N/A | 972.9747 | #N/A | #N/A | 3.3135 | #N/A | 0 | 0 | 0 | 0 | 0 | 0 | 0 | 0 | 0.4324% | 1 | 50% | 0% | 0% | 0% | 8.2745 | 0 | 0 | 0 | 8.2745 | #N/A
2007-12-09 23:01 | 12 | 9 | 23 | 343.9171 | 8231 | 32 | 12.74 | 998 | 32 | 406.6841 | 0 | Heating | 54.2245 | #N/A | #N/A | #N/A | #N/A | 406.6841 | #N/A | #N/A | 3.3135 | #N/A | 0 | 0 | 0 | 0 | 0 | 0 | 0 | 0 | 0.1807% | 1 | 50% | 0% | 0% | 0% | 8.2745 | 0 | 0 | 0 | 8.2745 | #N/A
2007-12-10 00:01 | 12 | 10 | 0 | 343.9588 | 8232 | 30.92 | 12.56 | 1000 | 30.92 | 614.9146 | 0 | Heating | 81.9886 | #N/A | #N/A | #N/A | #N/A | 614.9146 | #N/A | #N/A | 3.2671 | #N/A | 0 | 0 | 0 | 0 | 0 | 0 | 0 | 0 | 0.2733% | 1 | 50% | 0% | 0% | 0% | 8.2745 | 0 | 0 | 0 | 8.2745 | #N/A
2007-12-10 01:01 | 12 | 10 | 1 | 344.0005 | 8233 | 32 | 12.02 | 1002 | 32 | 659.4862 | 0 | Heating | 87.9315 | #N/A | #N/A | #N/A | #N/A | 659.4862 | #N/A | #N/A | 3.3135 | #N/A | 0 | 0 | 0 | 0 | 0 | 0 | 0 | 0 | 0.2931% | 1 | 50% | 0% | 0% | 0% | 8.2745 | 0 | 0 | 0 | 8.2745 | #N/A
2007-12-10 02:01 | 12 | 10 | 2 | 344.0421 | 8234 | 32 | 10.76 | 1003 | 32 | 701.2065 | 0 | Heating | 93.4942 | #N/A | #N/A | #N/A | #N/A | 701.2065 | #N/A | #N/A | 3.3135 | #N/A | 0 | 0 | 0 | 0 | 0 | 0 | 0 | 0 | 0.3116% | 1 | 50% | 0% | 0% | 0% | 8.2745 | 0 | 0 | 0 | 8.2745 | #N/A
2007-12-10 03:01 | 12 | 10 | 3 | 344.0838 | 8235 | 30.02 | 9.5 | 1005 | 30.02 | 745.9255 | 0 | Heating | 99.4567 | #N/A | #N/A | #N/A | #N/A | 745.9255 | #N/A | #N/A | 3.2302 | #N/A | 0 | 0 | 0 | 0 | 0 | 0 | 0 | 0 | 0.3315% | 1 | 50% | 0% | 0% | 0% | 8.2745 | 0 | 0 | 0 | 8.2745 | #N/A
2007-12-10 04:01 | 12 | 10 | 4 | 344.1255 | 8236 | 30.92 | 8.06 | 1006 | 30.92 | 788.8932 | 0 | Heating | 105.1858 | #N/A | #N/A | #N/A | #N/A | 788.8932 | #N/A | #N/A | 3.2671 | #N/A | 0 | 0 | 0 | 0 | 0 | 0 | 0 | 0 | 0.3506% | 1 | 50% | 0% | 0% | 0% | 8.2745 | 0 | 0 | 0 | 8.2745 | #N/A
2007-12-10 05:01 | 12 | 10 | 5 | 344.1671 | 8237 | 30.92 | 7.16 | 1007 | 30.92 | 822.2281 | 0 | Heating | 109.6304 | #N/A | #N/A | #N/A | #N/A | 822.2281 | #N/A | #N/A | 3.2671 | #N/A | 0 | 0 | 0 | 0 | 0 | 0 | 0 | 0 | 0.3654% | 1 | 50% | 0% | 0% | 0% | 8.2745 | 0 | 0 | 0 | 8.2745 | #N/A
2007-12-10 06:01 | 12 | 10 | 6 | 344.2088 | 8238 | 28.04 | 6.08 | 1008 | 28.04 | 819.88 | 0 | Heating | 109.3173 | #N/A | #N/A | #N/A | #N/A | 819.88 | #N/A | #N/A | 3.1545 | #N/A | 0 | 0 | 0 | 0 | 0 | 0 | 0 | 0 | 0.3644% | 1 | 50% | 0% | 0% | 0% | 8.2745 | 0 | 0 | 0 | 8.2745 | #N/A
2007-12-10 07:01 | 12 | 10 | 7 | 344.2505 | 8239 | 26.96 | 5 | 1010 | 26.96 | 1695.5432 | 0 | Heating | 226.0724 | #N/A | #N/A | #N/A | #N/A | 1695.5432 | #N/A | #N/A | 3.1163 | #N/A | 0 | 0 | 0 | 0 | 0 | 0 | 0 | 0 | 0.7536% | 1 | 50% | 0% | 0% | 0% | 8.2745 | 0 | 0 | 0 | 8.2745 | #N/A
2007-12-10 08:01 | 12 | 10 | 8 | 344.2921 | 8240 | 26.96 | 6.26 | 1010 | 26.96 | 1225.1455 | 0 | Heating | 163.3527 | #N/A | #N/A | #N/A | #N/A | 1225.1455 | #N/A | #N/A | 3.1163 | #N/A | 0 | 0 | 0 | 0 | 0 | 0 | 0 | 0 | 0.5445% | 1 | 50% | 0% | 0% | 0% | 8.2745 | 0 | 0 | 0 | 8.2745 | #N/A
2007-12-10 09:01 | 12 | 10 | 9 | 344.3338 | 8241 | 28.94 | 7.7 | 1010 | 28.94 | 795.9448 | 0 | Heating | 106.126 | #N/A | #N/A | #N/A | #N/A | 795.9448 | #N/A | #N/A | 3.188 | #N/A | 0 | 0 | 0 | 0 | 0 | 0 | 0 | 0 | 0.3538% | 1 | 50% | 0% | 0% | 0% | 8.2745 | 0 | 0 | 0 | 8.2745 | #N/A
2007-12-10 10:01 | 12 | 10 | 10 | 344.3755 | 8242 | 30.02 | 8.96 | 1011 | 30.02 | 709.0391 | 0 | Heating | 94.5385 | #N/A | #N/A | #N/A | #N/A | 709.0391 | #N/A | #N/A | 3.2302 | #N/A | 0 | 0 | 0 | 0 | 0 | 0 | 0 | 0 | 0.3151% | 1 | 50% | 0% | 0% | 0% | 8.2745 | 0 | 0 | 0 | 8.2745 | #N/A
2007-12-10 11:01 | 12 | 10 | 11 | 344.4171 | 8243 | 30.02 | 9.68 | 1011 | 30.02 | 702.3078 | 0 | Heating | 93.641 | #N/A | #N/A | #N/A | #N/A | 702.3078 | #N/A | #N/A | 3.2302 | #N/A | 0 | 0 | 0 | 0 | 0 | 0 | 0 | 0 | 0.3121% | 1 | 50% | 0% | 0% | 0% | 8.2745 | 0 | 0 | 0 | 8.2745 | #N/A
2007-12-10 12:01 | 12 | 10 | 12 | 344.4588 | 8244 | 32 | 10.04 | 1012 | 32 | 654.6855 | 0 | Heating | 87.2914 | #N/A | #N/A | #N/A | #N/A | 654.6855 | #N/A | #N/A | 3.3135 | #N/A | 0 | 0 | 0 | 0 | 0 | 0 | 0 | 0 | 0.291% | 1 | 50% | 0% | 0% | 0% | 8.2745 | 0 | 0 | 0 | 8.2745 | #N/A
2007-12-10 13:01 | 12 | 10 | 13 | 344.5005 | 8245 | 30.02 | 10.04 | 1012 | 30.02 | 745.635 | 0 | Heating | 99.418 | #N/A | #N/A | #N/A | #N/A | 745.635 | #N/A | #N/A | 3.2302 | #N/A | 0 | 0 | 0 | 0 | 0 | 0 | 0 | 0 | 0.3314% | 1 | 50% | 0% | 0% | 0% | 8.2745 | 0 | 0 | 0 | 8.2745 | #N/A
2007-12-10 14:01 | 12 | 10 | 14 | 344.5421 | 8246 | 30.02 | 9.68 | 1012 | 30.02 | 651.9596 | 0 | Heating | 86.9279 | #N/A | #N/A | #N/A | #N/A | 651.9596 | #N/A | #N/A | 3.2302 | #N/A | 0 | 0 | 0 | 0 | 0 | 0 | 0 | 0 | 0.2898% | 1 | 50% | 0% | 0% | 0% | 8.2745 | 0 | 0 | 0 | 8.2745 | #N/A
2007-12-10 15:01 | 12 | 10 | 15 | 344.5838 | 8247 | 28.94 | 8.96 | 1013 | 28.94 | 654.8933 | 0 | Heating | 87.3191 | #N/A | #N/A | #N/A | #N/A | 654.8933 | #N/A | #N/A | 3.188 | #N/A | 0 | 0 | 0 | 0 | 0 | 0 | 0 | 0 | 0.2911% | 1 | 50% | 0% | 0% | 0% | 8.2745 | 0 | 0 | 0 | 8.2745 | #N/A
2007-12-10 16:01 | 12 | 10 | 16 | 344.6255 | 8248 | 28.04 | 8.06 | 1014 | 28.04 | 670.6505 | 0 | Heating | 89.4201 | #N/A | #N/A | #N/A | #N/A | 670.6505 | #N/A | #N/A | 3.1545 | #N/A | 0 | 0 | 0 | 0 | 0 | 0 | 0 | 0 | 0.2981% | 1 | 50% | 0% | 0% | 0% | 8.2745 | 0 | 0 | 0 | 8.2745 | #N/A
2007-12-10 17:01 | 12 | 10 | 17 | 344.6671 | 8249 | 28.04 | 4.82 | 1014 | 28.04 | 644.2834 | 0 | Heating | 85.9044 | #N/A | #N/A | #N/A | #N/A | 644.2834 | #N/A | #N/A | 3.1545 | #N/A | 0 | 0 | 0 | 0 | 0 | 0 | 0 | 0 | 0.2863% | 1 | 50% | 0% | 0% | 0% | 8.2745 | 0 | 0 | 0 | 8.2745 | #N/A
2007-12-10 18:01 | 12 | 10 | 18 | 344.7088 | 8250 | 26.96 | 1.4 | 1014 | 26.96 | 698.1268 | 0 | Heating | 93.0836 | #N/A | #N/A | #N/A | #N/A | 698.1268 | #N/A | #N/A | 3.1163 | #N/A | 0 | 0 | 0 | 0 | 0 | 0 | 0 | 0 | 0.3103% | 1 | 50% | 0% | 0% | 0% | 8.2745 | 0 | 0 | 0 | 8.2745 | #N/A
2007-12-10 19:01 | 12 | 10 | 19 | 344.7505 | 8251 | 26.06 | -2.02 | 1015 | 26.06 | 825.6123 | 0 | Heating | 110.0816 | #N/A | #N/A | #N/A | #N/A | 825.6123 | #N/A | #N/A | 3.0859 | #N/A | 0 | 0 | 0 | 0 | 0 | 0 | 0 | 0 | 0.3669% | 1 | 50% | 0% | 0% | 0% | 8.2745 | 0 | 0 | 0 | 8.2745 | #N/A
2007-12-10 20:01 | 12 | 10 | 20 | 344.7921 | 8252 | 26.06 | -3.1 | 1015 | 26.06 | 899.6633 | 0 | Heating | 119.9551 | #N/A | #N/A | #N/A | #N/A | 899.6633 | #N/A | #N/A | 3.0859 | #N/A | 0 | 0 | 0 | 0 | 0 | 0 | 0 | 0 | 0.3999% | 1 | 50% | 0% | 0% | 0% | 8.2745 | 0 | 0 | 0 | 8.2745 | #N/A
2007-12-10 21:01 | 12 | 10 | 21 | 344.8338 | 8253 | 23 | -4.36 | 1015 | 23 | 1020.2978 | 0 | Heating | 136.0397 | #N/A | #N/A | #N/A | #N/A | 1020.2978 | #N/A | #N/A | 2.9925 | #N/A | 0 | 0 | 0 | 0 | 0 | 0 | 0 | 0 | 0.4535% | 1 | 50% | 0% | 0% | 0% | 8.2745 | 0 | 0 | 0 | 8.2745 | #N/A
2007-12-10 22:01 | 12 | 10 | 22 | 344.8755 | 8254 | 21.92 | -5.98 | 1015 | 21.92 | 1144.812 | 0 | Heating | 152.6416 | #N/A | #N/A | #N/A | #N/A | 1144.812 | #N/A | #N/A | 2.9629 | #N/A | 0 | 0 | 0 | 0 | 0 | 0 | 0 | 0 | 0.5088% | 1 | 50% | 0% | 0% | 0% | 8.2745 | 0 | 0 | 0 | 8.2745 | #N/A
2007-12-10 23:01 | 12 | 10 | 23 | 344.9171 | 8255 | 21.92 | -6.52 | 1015 | 21.92 | 694.8841 | 0 | Heating | 92.6512 | #N/A | #N/A | #N/A | #N/A | 694.8841 | #N/A | #N/A | 2.9629 | #N/A | 0 | 0 | 0 | 0 | 0 | 0 | 0 | 0 | 0.3088% | 1 | 50% | 0% | 0% | 0% | 8.2745 | 0 | 0 | 0 | 8.2745 | #N/A
2007-12-11 00:01 | 12 | 11 | 0 | 344.9588 | 8256 | 19.04 | -7.06 | 1015 | 19.04 | 956.4496 | 0 | Heating | 127.5266 | #N/A | #N/A | #N/A | #N/A | 956.4496 | #N/A | #N/A | 2.8915 | #N/A | 0 | 0 | 0 | 0 | 0 | 0 | 0 | 0 | 0.4251% | 1 | 50% | 0% | 0% | 0% | 8.2745 | 0 | 0 | 0 | 8.2745 | #N/A
2007-12-11 01:01 | 12 | 11 | 1 | 345.0005 | 8257 | 19.04 | -7.96 | 1015 | 19.04 | 1027.0824 | 0 | Heating | 136.9443 | #N/A | #N/A | #N/A | #N/A | 1027.0824 | #N/A | #N/A | 2.8915 | #N/A | 0 | 0 | 0 | 0 | 0 | 0 | 0 | 0 | 0.4565% | 1 | 50% | 0% | 0% | 0% | 8.2745 | 0 | 0 | 0 | 8.2745 | #N/A
2007-12-11 02:01 | 12 | 11 | 2 | 345.0421 | 8258 | 19.04 | -8.86 | 1016 | 19.04 | 1086.0295 | 0 | Heating | 144.8039 | #N/A | #N/A | #N/A | #N/A | 1086.0295 | #N/A | #N/A | 2.8915 | #N/A | 0 | 0 | 0 | 0 | 0 | 0 | 0 | 0 | 0.4827% | 1 | 50% | 0% | 0% | 0% | 8.2745 | 0 | 0 | 0 | 8.2745 | #N/A
2007-12-11 03:01 | 12 | 11 | 3 | 345.0838 | 8259 | 17.96 | -9.94 | 1016 | 17.96 | 1147.3799 | 0 | Heating | 152.984 | #N/A | #N/A | #N/A | #N/A | 1147.3799 | #N/A | #N/A | 2.8673 | #N/A | 0 | 0 | 0 | 0 | 0 | 0 | 0 | 0 | 0.5099% | 1 | 50% | 0% | 0% | 0% | 8.2745 | 0 | 0 | 0 | 8.2745 | #N/A
2007-12-11 04:01 | 12 | 11 | 4 | 345.1255 | 8260 | 17.96 | -11.02 | 1017 | 17.96 | 1200.9773 | 0 | Heating | 160.1303 | #N/A | #N/A | #N/A | #N/A | 1200.9773 | #N/A | #N/A | 2.8673 | #N/A | 0 | 0 | 0 | 0 | 0 | 0 | 0 | 0 | 0.5338% | 1 | 50% | 0% | 0% | 0% | 8.2745 | 0 | 0 | 0 | 8.2745 | #N/A
2007-12-11 05:01 | 12 | 11 | 5 | 345.1671 | 8261 | 17.96 | -12.28 | 1017 | 17.96 | 1267.4502 | 0 | Heating | 168.9934 | #N/A | #N/A | #N/A | #N/A | 1267.4502 | #N/A | #N/A | 2.8673 | #N/A | 0 | 0 | 0 | 0 | 0 | 0 | 0 | 0 | 0.5633% | 1 | 50% | 0% | 0% | 0% | 8.2745 | 0 | 0 | 0 | 8.2745 | #N/A
2007-12-11 06:01 | 12 | 11 | 6 | 345.2088 | 8262 | 19.94 | -13.54 | 1017 | 19.94 | 1321.631 | 0 | Heating | 176.2175 | #N/A | #N/A | #N/A | #N/A | 1321.631 | #N/A | #N/A | 2.9127 | #N/A | 0 | 0 | 0 | 0 | 0 | 0 | 0 | 0 | 0.5874% | 1 | 50% | 0% | 0% | 0% | 8.2745 | 0 | 0 | 0 | 8.2745 | #N/A
2007-12-11 07:01 | 12 | 11 | 7 | 345.2505 | 8263 | 19.94 | -14.98 | 1017 | 19.94 | 2175.3067 | 0 | Heating | 290.0409 | #N/A | #N/A | #N/A | #N/A | 2175.3067 | #N/A | #N/A | 2.9127 | #N/A | 0 | 0 | 0 | 0 | 0 | 0 | 0 | 0 | 0.9668% | 1 | 50% | 0% | 0% | 0% | 8.2745 | 0 | 0 | 0 | 8.2745 | #N/A
2007-12-11 08:01 | 12 | 11 | 8 | 345.2921 | 8264 | 19.94 | -11.74 | 1018 | 19.94 | 1685.0218 | 0 | Heating | 224.6696 | #N/A | #N/A | #N/A | #N/A | 1685.0218 | #N/A | #N/A | 2.9127 | #N/A | 0 | 0 | 0 | 0 | 0 | 0 | 0 | 0 | 0.7489% | 1 | 50% | 0% | 0% | 0% | 8.2745 | 0 | 0 | 0 | 8.2745 | #N/A
2007-12-11 09:01 | 12 | 11 | 9 | 345.3338 | 8265 | 21.92 | -8.32 | 1018 | 21.92 | 1059.3155 | 0 | Heating | 141.2421 | #N/A | #N/A | #N/A | #N/A | 1059.3155 | #N/A | #N/A | 2.9629 | #N/A | 0 | 0 | 0 | 0 | 0 | 0 | 0 | 0 | 0.4708% | 1 | 50% | 0% | 0% | 0% | 8.2745 | 0 | 0 | 0 | 8.2745 | #N/A
2007-12-11 10:01 | 12 | 11 | 10 | 345.3755 | 8266 | 24.08 | -5.08 | 1019 | 24.08 | 943.6708 | 0 | Heating | 125.8228 | #N/A | #N/A | #N/A | #N/A | 943.6708 | #N/A | #N/A | 3.0238 | #N/A | 0 | 0 | 0 | 0 | 0 | 0 | 0 | 0 | 0.4194% | 1 | 50% | 0% | 0% | 0% | 8.2745 | 0 | 0 | 0 | 8.2745 | #N/A
2007-12-11 11:01 | 12 | 11 | 11 | 345.4171 | 8267 | 24.08 | -3.1 | 1019 | 24.08 | 853.4368 | 0 | Heating | 113.7916 | #N/A | #N/A | #N/A | #N/A | 853.4368 | #N/A | #N/A | 3.0238 | #N/A | 0 | 0 | 0 | 0 | 0 | 0 | 0 | 0 | 0.3793% | 1 | 50% | 0% | 0% | 0% | 8.2745 | 0 | 0 | 0 | 8.2745 | #N/A
2007-12-11 12:01 | 12 | 11 | 12 | 345.4588 | 8268 | 26.96 | -1.3 | 1018 | 26.96 | 783.2117 | 0 | Heating | 104.4282 | #N/A | #N/A | #N/A | #N/A | 783.2117 | #N/A | #N/A | 3.1163 | #N/A | 0 | 0 | 0 | 0 | 0 | 0 | 0 | 0 | 0.3481% | 1 | 50% | 0% | 0% | 0% | 8.2745 | 0 | 0 | 0 | 8.2745 | #N/A
2007-12-11 13:01 | 12 | 11 | 13 | 345.5005 | 8269 | 26.06 | -0.04 | 1018 | 26.06 | 730.8756 | 0 | Heating | 97.4501 | #N/A | #N/A | #N/A | #N/A | 730.8756 | #N/A | #N/A | 3.0859 | #N/A | 0 | 0 | 0 | 0 | 0 | 0 | 0 | 0 | 0.3248% | 1 | 50% | 0% | 0% | 0% | 8.2745 | 0 | 0 | 0 | 8.2745 | #N/A
2007-12-11 14:01 | 12 | 11 | 14 | 345.5421 | 8270 | 26.06 | 0.5 | 1018 | 26.06 | 606.7724 | 0 | Heating | 80.903 | #N/A | #N/A | #N/A | #N/A | 606.7724 | #N/A | #N/A | 3.0859 | #N/A | 0 | 0 | 0 | 0 | 0 | 0 | 0 | 0 | 0.2697% | 1 | 50% | 0% | 0% | 0% | 8.2745 | 0 | 0 | 0 | 8.2745 | #N/A
2007-12-11 15:01 | 12 | 11 | 15 | 345.5838 | 8271 | 26.96 | 0.86 | 1018 | 26.96 | 576.4733 | 0 | Heating | 76.8631 | #N/A | #N/A | #N/A | #N/A | 576.4733 | #N/A | #N/A | 3.1163 | #N/A | 0 | 0 | 0 | 0 | 0 | 0 | 0 | 0 | 0.2562% | 1 | 50% | 0% | 0% | 0% | 8.2745 | 0 | 0 | 0 | 8.2745 | #N/A
2007-12-11 16:01 | 12 | 11 | 16 | 345.6255 | 8272 | 26.96 | 1.04 | 1018 | 26.96 | 652.5079 | 0 | Heating | 87.0011 | #N/A | #N/A | #N/A | #N/A | 652.5079 | #N/A | #N/A | 3.1163 | #N/A | 0 | 0 | 0 | 0 | 0 | 0 | 0 | 0 | 0.29% | 1 | 50% | 0% | 0% | 0% | 8.2745 | 0 | 0 | 0 | 8.2745 | #N/A
2007-12-11 17:01 | 12 | 11 | 17 | 345.6671 | 8273 | 26.96 | 1.76 | 1018 | 26.96 | 645.9548 | 0 | Heating | 86.1273 | #N/A | #N/A | #N/A | #N/A | 645.9548 | #N/A | #N/A | 3.1163 | #N/A | 0 | 0 | 0 | 0 | 0 | 0 | 0 | 0 | 0.2871% | 1 | 50% | 0% | 0% | 0% | 8.2745 | 0 | 0 | 0 | 8.2745 | #N/A
2007-12-11 18:01 | 12 | 11 | 18 | 345.7088 | 8274 | 23 | 2.48 | 1019 | 23 | 704.3724 | 0 | Heating | 93.9163 | #N/A | #N/A | #N/A | #N/A | 704.3724 | #N/A | #N/A | 2.9925 | #N/A | 0 | 0 | 0 | 0 | 0 | 0 | 0 | 0 | 0.3131% | 1 | 50% | 0% | 0% | 0% | 8.2745 | 0 | 0 | 0 | 8.2745 | #N/A
2007-12-11 19:01 | 12 | 11 | 19 | 345.7505 | 8275 | 19.04 | 3.02 | 1019 | 19.04 | 832.6875 | 0 | Heating | 111.025 | #N/A | #N/A | #N/A | #N/A | 832.6875 | #N/A | #N/A | 2.8915 | #N/A | 0 | 0 | 0 | 0 | 0 | 0 | 0 | 0 | 0.3701% | 1 | 50% | 0% | 0% | 0% | 8.2745 | 0 | 0 | 0 | 8.2745 | #N/A
2007-12-11 20:01 | 12 | 11 | 20 | 345.7921 | 8276 | 19.04 | 3.56 | 1019 | 19.04 | 892.49 | 0 | Heating | 118.9987 | #N/A | #N/A | #N/A | #N/A | 892.49 | #N/A | #N/A | 2.8915 | #N/A | 0 | 0 | 0 | 0 | 0 | 0 | 0 | 0 | 0.3967% | 1 | 50% | 0% | 0% | 0% | 8.2745 | 0 | 0 | 0 | 8.2745 | #N/A
2007-12-11 21:01 | 12 | 11 | 21 | 345.8338 | 8277 | 19.04 | 3.92 | 1018 | 19.04 | 929.4495 | 0 | Heating | 123.9266 | #N/A | #N/A | #N/A | #N/A | 929.4495 | #N/A | #N/A | 2.8915 | #N/A | 0 | 0 | 0 | 0 | 0 | 0 | 0 | 0 | 0.4131% | 1 | 50% | 0% | 0% | 0% | 8.2745 | 0 | 0 | 0 | 8.2745 | #N/A
2007-12-11 22:01 | 12 | 11 | 22 | 345.8755 | 8278 | 17.06 | 3.92 | 1018 | 17.06 | 972.544 | 0 | Heating | 129.6725 | #N/A | #N/A | #N/A | #N/A | 972.544 | #N/A | #N/A | 2.8481 | #N/A | 0 | 0 | 0 | 0 | 0 | 0 | 0 | 0 | 0.4322% | 1 | 50% | 0% | 0% | 0% | 8.2745 | 0 | 0 | 0 | 8.2745 | #N/A
2007-12-11 23:01 | 12 | 11 | 23 | 345.9171 | 8279 | 17.06 | -0.22 | 1018 | 17.06 | 531.4383 | 0 | Heating | 70.8584 | #N/A | #N/A | #N/A | #N/A | 531.4383 | #N/A | #N/A | 2.8481 | #N/A | 0 | 0 | 0 | 0 | 0 | 0 | 0 | 0 | 0.2362% | 1 | 50% | 0% | 0% | 0% | 8.2745 | 0 | 0 | 0 | 8.2745 | #N/A
2007-12-12 00:01 | 12 | 12 | 0 | 345.9588 | 8280 | 17.96 | -4.54 | 1018 | 17.96 | 835.3682 | 0 | Heating | 111.3824 | #N/A | #N/A | #N/A | #N/A | 835.3682 | #N/A | #N/A | 2.8673 | #N/A | 0 | 0 | 0 | 0 | 0 | 0 | 0 | 0 | 0.3713% | 1 | 50% | 0% | 0% | 0% | 8.2745 | 0 | 0 | 0 | 8.2745 | #N/A
2007-12-12 01:01 | 12 | 12 | 1 | 346.0005 | 8281 | 17.96 | -9.04 | 1017 | 17.96 | 1005.5898 | 0 | Heating | 134.0786 | #N/A | #N/A | #N/A | #N/A | 1005.5898 | #N/A | #N/A | 2.8673 | #N/A | 0 | 0 | 0 | 0 | 0 | 0 | 0 | 0 | 0.4469% | 1 | 50% | 0% | 0% | 0% | 8.2745 | 0 | 0 | 0 | 8.2745 | #N/A
2007-12-12 02:01 | 12 | 12 | 2 | 346.0421 | 8282 | 17.96 | -10.66 | 1017 | 17.96 | 1107.9595 | 0 | Heating | 147.7279 | #N/A | #N/A | #N/A | #N/A | 1107.9595 | #N/A | #N/A | 2.8673 | #N/A | 0 | 0 | 0 | 0 | 0 | 0 | 0 | 0 | 0.4924% | 1 | 50% | 0% | 0% | 0% | 8.2745 | 0 | 0 | 0 | 8.2745 | #N/A
2007-12-12 03:01 | 12 | 12 | 3 | 346.0838 | 8283 | 17.06 | -12.28 | 1017 | 17.06 | 1186.7856 | 0 | Heating | 158.2381 | #N/A | #N/A | #N/A | #N/A | 1186.7856 | #N/A | #N/A | 2.8481 | #N/A | 0 | 0 | 0 | 0 | 0 | 0 | 0 | 0 | 0.5275% | 1 | 50% | 0% | 0% | 0% | 8.2745 | 0 | 0 | 0 | 8.2745 | #N/A
2007-12-12 04:01 | 12 | 12 | 4 | 346.1255 | 8284 | 15.08 | -14.08 | 1017 | 15.08 | 1259.4295 | 0 | Heating | 167.9239 | #N/A | #N/A | #N/A | #N/A | 1259.4295 | #N/A | #N/A | 2.8087 | #N/A | 0 | 0 | 0 | 0 | 0 | 0 | 0 | 0 | 0.5597% | 1 | 50% | 0% | 0% | 0% | 8.2745 | 0 | 0 | 0 | 8.2745 | #N/A
2007-12-12 05:01 | 12 | 12 | 5 | 346.1671 | 8285 | 15.08 | -11.2 | 1017 | 15.08 | 1274.847 | 0 | Heating | 169.9796 | #N/A | #N/A | #N/A | #N/A | 1274.847 | #N/A | #N/A | 2.8087 | #N/A | 0 | 0 | 0 | 0 | 0 | 0 | 0 | 0 | 0.5666% | 1 | 50% | 0% | 0% | 0% | 8.2745 | 0 | 0 | 0 | 8.2745 | #N/A
2007-12-12 06:01 | 12 | 12 | 6 | 346.2088 | 8286 | 15.98 | -8.5 | 1016 | 15.98 | 1225.1101 | 0 | Heating | 163.348 | #N/A | #N/A | #N/A | #N/A | 1225.1101 | #N/A | #N/A | 2.8262 | #N/A | 0 | 0 | 0 | 0 | 0 | 0 | 0 | 0 | 0.5445% | 1 | 50% | 0% | 0% | 0% | 8.2745 | 0 | 0 | 0 | 8.2745 | #N/A
2007-12-12 07:01 | 12 | 12 | 7 | 346.2505 | 8287 | 15.08 | -5.98 | 1016 | 15.08 | 1995.2452 | 0 | Heating | 266.0327 | #N/A | #N/A | #N/A | #N/A | 1995.2452 | #N/A | #N/A | 2.8087 | #N/A | 0 | 0 | 0 | 0 | 0 | 0 | 0 | 0 | 0.8868% | 1 | 50% | 0% | 0% | 0% | 8.2745 | 0 | 0 | 0 | 8.2745 | #N/A
2007-12-12 08:01 | 12 | 12 | 8 | 346.2921 | 8288 | 15.08 | -2.74 | 1015 | 15.08 | 1512.9971 | 0 | Heating | 201.733 | #N/A | #N/A | #N/A | #N/A | 1512.9971 | #N/A | #N/A | 2.8087 | #N/A | 0 | 0 | 0 | 0 | 0 | 0 | 0 | 0 | 0.6724% | 1 | 50% | 0% | 0% | 0% | 8.2745 | 0 | 0 | 0 | 8.2745 | #N/A
2007-12-12 09:01 | 12 | 12 | 9 | 346.3338 | 8289 | 21.92 | 0.68 | 1015 | 21.92 | 1058.9092 | 0 | Heating | 141.1879 | #N/A | #N/A | #N/A | #N/A | 1058.9092 | #N/A | #N/A | 2.9629 | #N/A | 0 | 0 | 0 | 0 | 0 | 0 | 0 | 0 | 0.4706% | 1 | 50% | 0% | 0% | 0% | 8.2745 | 0 | 0 | 0 | 8.2745 | #N/A
2007-12-12 10:01 | 12 | 12 | 10 | 346.3755 | 8290 | 24.98 | 3.92 | 1014 | 24.98 | 987.5573 | 0 | Heating | 131.6743 | #N/A | #N/A | #N/A | #N/A | 987.5573 | #N/A | #N/A | 3.0513 | #N/A | 0 | 0 | 0 | 0 | 0 | 0 | 0 | 0 | 0.4389% | 1 | 50% | 0% | 0% | 0% | 8.2745 | 0 | 0 | 0 | 8.2745 | #N/A
2007-12-12 11:01 | 12 | 12 | 11 | 346.4171 | 8291 | 24.98 | 6.62 | 1012 | 24.98 | 978.9031 | 0 | Heating | 130.5204 | #N/A | #N/A | #N/A | #N/A | 978.9031 | #N/A | #N/A | 3.0513 | #N/A | 0 | 0 | 0 | 0 | 0 | 0 | 0 | 0 | 0.4351% | 1 | 50% | 0% | 0% | 0% | 8.2745 | 0 | 0 | 0 | 8.2745 | #N/A
2007-12-12 12:01 | 12 | 12 | 12 | 346.4588 | 8292 | 30.02 | 8.96 | 1011 | 30.02 | 852.6499 | 0 | Heating | 113.6867 | #N/A | #N/A | #N/A | #N/A | 852.6499 | #N/A | #N/A | 3.2302 | #N/A | 0 | 0 | 0 | 0 | 0 | 0 | 0 | 0 | 0.379% | 1 | 50% | 0% | 0% | 0% | 8.2745 | 0 | 0 | 0 | 8.2745 | #N/A
2007-12-12 13:01 | 12 | 12 | 13 | 346.5005 | 8293 | 30.02 | 10.94 | 1010 | 30.02 | 870.4944 | 0 | Heating | 116.0659 | #N/A | #N/A | #N/A | #N/A | 870.4944 | #N/A | #N/A | 3.2302 | #N/A | 0 | 0 | 0 | 0 | 0 | 0 | 0 | 0 | 0.3869% | 1 | 50% | 0% | 0% | 0% | 8.2745 | 0 | 0 | 0 | 8.2745 | #N/A
2007-12-12 14:01 | 12 | 12 | 14 | 346.5421 | 8294 | 30.02 | 12.2 | 1009 | 30.02 | 720.7234 | 0 | Heating | 96.0965 | #N/A | #N/A | #N/A | #N/A | 720.7234 | #N/A | #N/A | 3.2302 | #N/A | 0 | 0 | 0 | 0 | 0 | 0 | 0 | 0 | 0.3203% | 1 | 50% | 0% | 0% | 0% | 8.2745 | 0 | 0 | 0 | 8.2745 | #N/A
2007-12-12 15:01 | 12 | 12 | 15 | 346.5838 | 8295 | 30.02 | 13.1 | 1008 | 30.02 | 699.5827 | 0 | Heating | 93.2777 | #N/A | #N/A | #N/A | #N/A | 699.5827 | #N/A | #N/A | 3.2302 | #N/A | 0 | 0 | 0 | 0 | 0 | 0 | 0 | 0 | 0.3109% | 1 | 50% | 0% | 0% | 0% | 8.2745 | 0 | 0 | 0 | 8.2745 | #N/A
2007-12-12 16:01 | 12 | 12 | 16 | 346.6255 | 8296 | 30.02 | 14 | 1007 | 30.02 | 680.8761 | 0 | Heating | 90.7835 | #N/A | #N/A | #N/A | #N/A | 680.8761 | #N/A | #N/A | 3.2302 | #N/A | 0 | 0 | 0 | 0 | 0 | 0 | 0 | 0 | 0.3026% | 1 | 50% | 0% | 0% | 0% | 8.2745 | 0 | 0 | 0 | 8.2745 | #N/A
2007-12-12 17:01 | 12 | 12 | 17 | 346.6671 | 8297 | 30.02 | 14.18 | 1007 | 30.02 | 618.9468 | 0 | Heating | 82.5262 | #N/A | #N/A | #N/A | #N/A | 618.9468 | #N/A | #N/A | 3.2302 | #N/A | 0 | 0 | 0 | 0 | 0 | 0 | 0 | 0 | 0.2751% | 1 | 50% | 0% | 0% | 0% | 8.2745 | 0 | 0 | 0 | 8.2745 | #N/A
2007-12-12 18:01 | 12 | 12 | 18 | 346.7088 | 8298 | 28.04 | 14.18 | 1006 | 28.04 | 649.1141 | 0 | Heating | 86.5485 | #N/A | #N/A | #N/A | #N/A | 649.1141 | #N/A | #N/A | 3.1545 | #N/A | 0 | 0 | 0 | 0 | 0 | 0 | 0 | 0 | 0.2885% | 1 | 50% | 0% | 0% | 0% | 8.2745 | 0 | 0 | 0 | 8.2745 | #N/A
2007-12-12 19:01 | 12 | 12 | 19 | 346.7505 | 8299 | 26.96 | 14 | 1006 | 26.96 | 731.5672 | 0 | Heating | 97.5423 | #N/A | #N/A | #N/A | #N/A | 731.5672 | #N/A | #N/A | 3.1163 | #N/A | 0 | 0 | 0 | 0 | 0 | 0 | 0 | 0 | 0.3251% | 1 | 50% | 0% | 0% | 0% | 8.2745 | 0 | 0 | 0 | 8.2745 | #N/A
2007-12-12 20:01 | 12 | 12 | 20 | 346.7921 | 8300 | 26.96 | 14.54 | 1006 | 26.96 | 760.2515 | 0 | Heating | 101.3669 | #N/A | #N/A | #N/A | #N/A | 760.2515 | #N/A | #N/A | 3.1163 | #N/A | 0 | 0 | 0 | 0 | 0 | 0 | 0 | 0 | 0.3379% | 1 | 50% | 0% | 0% | 0% | 8.2745 | 0 | 0 | 0 | 8.2745 | #N/A
2007-12-12 21:01 | 12 | 12 | 21 | 346.8338 | 8301 | 26.96 | 14.9 | 1006 | 26.96 | 818.894 | 0 | Heating | 109.1859 | #N/A | #N/A | #N/A | #N/A | 818.894 | #N/A | #N/A | 3.1163 | #N/A | 0 | 0 | 0 | 0 | 0 | 0 | 0 | 0 | 0.364% | 1 | 50% | 0% | 0% | 0% | 8.2745 | 0 | 0 | 0 | 8.2745 | #N/A
2007-12-12 22:01 | 12 | 12 | 22 | 346.8755 | 8302 | 26.96 | 15.08 | 1006 | 26.96 | 845.6322 | 0 | Heating | 112.751 | #N/A | #N/A | #N/A | #N/A | 845.6322 | #N/A | #N/A | 3.1163 | #N/A | 0 | 0 | 0 | 0 | 0 | 0 | 0 | 0 | 0.3758% | 1 | 50% | 0% | 0% | 0% | 8.2745 | 0 | 0 | 0 | 8.2745 | #N/A
2007-12-12 23:01 | 12 | 12 | 23 | 346.9171 | 8303 | 26.96 | 15.62 | 1006 | 26.96 | 270.5775 | 0 | Heating | 36.077 | #N/A | #N/A | #N/A | #N/A | 270.5775 | #N/A | #N/A | 3.1163 | #N/A | 0 | 0 | 0 | 0 | 0 | 0 | 0 | 0 | 0.1203% | 1 | 50% | 0% | 0% | 0% | 8.2745 | 0 | 0 | 0 | 8.2745 | #N/A
2007-12-13 00:01 | 12 | 13 | 0 | 346.9588 | 8304 | 28.4 | 15.98 | 1006 | 28.4 | 461.7773 | 0 | Heating | 61.5703 | #N/A | #N/A | #N/A | #N/A | 461.7773 | #N/A | #N/A | 3.1678 | #N/A | 0 | 0 | 0 | 0 | 0 | 0 | 0 | 0 | 0.2052% | 1 | 50% | 0% | 0% | 0% | 8.2745 | 0 | 0 | 0 | 8.2745 | #N/A
2007-12-13 01:01 | 12 | 13 | 1 | 347.0005 | 8305 | 28.04 | 15.98 | 1006 | 28.04 | 505.0549 | 0 | Heating | 67.3407 | #N/A | #N/A | #N/A | #N/A | 505.0549 | #N/A | #N/A | 3.1545 | #N/A | 0 | 0 | 0 | 0 | 0 | 0 | 0 | 0 | 0.2245% | 1 | 50% | 0% | 0% | 0% | 8.2745 | 0 | 0 | 0 | 8.2745 | #N/A
2007-12-13 02:01 | 12 | 13 | 2 | 347.0421 | 8306 | 28.04 | 16.52 | 1007 | 28.04 | 529.6611 | 0 | Heating | 70.6215 | #N/A | #N/A | #N/A | #N/A | 529.6611 | #N/A | #N/A | 3.1545 | #N/A | 0 | 0 | 0 | 0 | 0 | 0 | 0 | 0 | 0.2354% | 1 | 50% | 0% | 0% | 0% | 8.2745 | 0 | 0 | 0 | 8.2745 | #N/A
2007-12-13 03:01 | 12 | 13 | 3 | 347.0838 | 8307 | 28.94 | 16.88 | 1007 | 28.94 | 551.0291 | 0 | Heating | 73.4706 | #N/A | #N/A | #N/A | #N/A | 551.0291 | #N/A | #N/A | 3.188 | #N/A | 0 | 0 | 0 | 0 | 0 | 0 | 0 | 0 | 0.2449% | 1 | 50% | 0% | 0% | 0% | 8.2745 | 0 | 0 | 0 | 8.2745 | #N/A
2007-12-13 04:01 | 12 | 13 | 4 | 347.1255 | 8308 | 28.04 | 17.06 | 1007 | 28.04 | 568.2102 | 0 | Heating | 75.7614 | #N/A | #N/A | #N/A | #N/A | 568.2102 | #N/A | #N/A | 3.1545 | #N/A | 0 | 0 | 0 | 0 | 0 | 0 | 0 | 0 | 0.2525% | 1 | 50% | 0% | 0% | 0% | 8.2745 | 0 | 0 | 0 | 8.2745 | #N/A
2007-12-13 05:01 | 12 | 13 | 5 | 347.1671 | 8309 | 28.04 | 17.42 | 1007 | 28.04 | 576.345 | 0 | Heating | 76.846 | #N/A | #N/A | #N/A | #N/A | 576.345 | #N/A | #N/A | 3.1545 | #N/A | 0 | 0 | 0 | 0 | 0 | 0 | 0 | 0 | 0.2562% | 1 | 50% | 0% | 0% | 0% | 8.2745 | 0 | 0 | 0 | 8.2745 | #N/A
2007-12-13 06:01 | 12 | 13 | 6 | 347.2088 | 8310 | 30.02 | 17.78 | 1007 | 30.02 | 554.8835 | 0 | Heating | 73.9845 | #N/A | #N/A | #N/A | #N/A | 554.8835 | #N/A | #N/A | 3.2302 | #N/A | 0 | 0 | 0 | 0 | 0 | 0 | 0 | 0 | 0.2466% | 1 | 50% | 0% | 0% | 0% | 8.2745 | 0 | 0 | 0 | 8.2745 | #N/A
2007-12-13 07:01 | 12 | 13 | 7 | 347.2505 | 8311 | 30.92 | 17.96 | 1007 | 30.92 | 1310.9311 | 0 | Heating | 174.7908 | #N/A | #N/A | #N/A | #N/A | 1310.9311 | #N/A | #N/A | 3.2671 | #N/A | 0 | 0 | 0 | 0 | 0 | 0 | 0 | 0 | 0.5826% | 1 | 50% | 0% | 0% | 0% | 8.2745 | 0 | 0 | 0 | 8.2745 | #N/A
2007-12-13 08:01 | 12 | 13 | 8 | 347.2921 | 8312 | 32 | 18.5 | 1007 | 32 | 955.6273 | 0 | Heating | 127.417 | #N/A | #N/A | #N/A | #N/A | 955.6273 | #N/A | #N/A | 3.3135 | #N/A | 0 | 0 | 0 | 0 | 0 | 0 | 0 | 0 | 0.4247% | 1 | 50% | 0% | 0% | 0% | 8.2745 | 0 | 0 | 0 | 8.2745 | #N/A
2007-12-13 09:01 | 12 | 13 | 9 | 347.3338 | 8313 | 33.98 | 19.4 | 1007 | 33.98 | 625.5465 | 0 | Heating | 83.4062 | #N/A | #N/A | #N/A | #N/A | 625.5465 | #N/A | #N/A | 3.405 | #N/A | 0 | 0 | 0 | 0 | 0 | 0 | 0 | 0 | 0.278% | 1 | 50% | 0% | 0% | 0% | 8.2745 | 0 | 0 | 0 | 8.2745 | #N/A
2007-12-13 10:01 | 12 | 13 | 10 | 347.3755 | 8314 | 35.6 | 19.94 | 1007 | 35.6 | 590.0038 | 0 | Heating | 78.6672 | #N/A | #N/A | #N/A | #N/A | 590.0038 | #N/A | #N/A | 3.4863 | #N/A | 0 | 0 | 0 | 0 | 0 | 0 | 0 | 0 | 0.2622% | 1 | 50% | 0% | 0% | 0% | 8.2745 | 0 | 0 | 0 | 8.2745 | #N/A
2007-12-13 11:01 | 12 | 13 | 11 | 347.4171 | 8315 | 35.06 | 20.66 | 1007 | 35.06 | 568.6832 | 0 | Heating | 75.8244 | #N/A | #N/A | #N/A | #N/A | 568.6832 | #N/A | #N/A | 3.4585 | #N/A | 0 | 0 | 0 | 0 | 0 | 0 | 0 | 0 | 0.2527% | 1 | 50% | 0% | 0% | 0% | 8.2745 | 0 | 0 | 0 | 8.2745 | #N/A
2007-12-13 12:01 | 12 | 13 | 12 | 347.4588 | 8316 | 37.04 | 21.02 | 1007 | 37.04 | 513.3464 | 0 | Heating | 68.4462 | #N/A | #N/A | #N/A | #N/A | 513.3464 | #N/A | #N/A | 3.5637 | #N/A | 0 | 0 | 0 | 0 | 0 | 0 | 0 | 0 | 0.2282% | 1 | 50% | 0% | 0% | 0% | 8.2745 | 0 | 0 | 0 | 8.2745 | #N/A
2007-12-13 13:01 | 12 | 13 | 13 | 347.5005 | 8317 | 37.04 | 21.02 | 1006 | 37.04 | 566.7432 | 0 | Heating | 75.5658 | #N/A | #N/A | #N/A | #N/A | 566.7432 | #N/A | #N/A | 3.5637 | #N/A | 0 | 0 | 0 | 0 | 0 | 0 | 0 | 0 | 0.2519% | 1 | 50% | 0% | 0% | 0% | 8.2745 | 0 | 0 | 0 | 8.2745 | #N/A
2007-12-13 14:01 | 12 | 13 | 14 | 347.5421 | 8318 | 37.04 | 21.92 | 1006 | 37.04 | 438.4899 | 0 | Heating | 58.4653 | #N/A | #N/A | #N/A | #N/A | 438.4899 | #N/A | #N/A | 3.5637 | #N/A | 0 | 0 | 0 | 0 | 0 | 0 | 0 | 0 | 0.1949% | 1 | 50% | 0% | 0% | 0% | 8.2745 | 0 | 0 | 0 | 8.2745 | #N/A
2007-12-13 15:01 | 12 | 13 | 15 | 347.5838 | 8319 | 37.94 | 22.46 | 1006 | 37.94 | 418.3013 | 0 | Heating | 55.7735 | #N/A | #N/A | #N/A | #N/A | 418.3013 | #N/A | #N/A | 3.6146 | #N/A | 0 | 0 | 0 | 0 | 0 | 0 | 0 | 0 | 0.1859% | 1 | 50% | 0% | 0% | 0% | 8.2745 | 0 | 0 | 0 | 8.2745 | #N/A
2007-12-13 16:01 | 12 | 13 | 16 | 347.6255 | 8320 | 39.02 | 23 | 1006 | 39.02 | 421.3298 | 0 | Heating | 56.1773 | #N/A | #N/A | #N/A | #N/A | 421.3298 | #N/A | #N/A | 3.6785 | #N/A | 0 | 0 | 0 | 0 | 0 | 0 | 0 | 0 | 0.1873% | 1 | 50% | 0% | 0% | 0% | 8.2745 | 0 | 0 | 0 | 8.2745 | #N/A
2007-12-13 17:01 | 12 | 13 | 17 | 347.6671 | 8321 | 39.02 | 23.54 | 1006 | 39.02 | 354.3899 | 0 | Heating | 47.252 | #N/A | #N/A | #N/A | #N/A | 354.3899 | #N/A | #N/A | 3.6785 | #N/A | 0 | 0 | 0 | 0 | 0 | 0 | 0 | 0 | 0.1575% | 1 | 50% | 0% | 0% | 0% | 8.2745 | 0 | 0 | 0 | 8.2745 | #N/A
2007-12-13 18:01 | 12 | 13 | 18 | 347.7088 | 8322 | 37.04 | 23.9 | 1006 | 37.04 | 386.2775 | 0 | Heating | 51.5037 | #N/A | #N/A | #N/A | #N/A | 386.2775 | #N/A | #N/A | 3.5637 | #N/A | 0 | 0 | 0 | 0 | 0 | 0 | 0 | 0 | 0.1717% | 1 | 50% | 0% | 0% | 0% | 8.2745 | 0 | 0 | 0 | 8.2745 | #N/A
2007-12-13 19:01 | 12 | 13 | 19 | 347.7505 | 8323 | 37.94 | 24.08 | 1006 | 37.94 | 474.2989 | 0 | Heating | 63.2399 | #N/A | #N/A | #N/A | #N/A | 474.2989 | #N/A | #N/A | 3.6146 | #N/A | 0 | 0 | 0 | 0 | 0 | 0 | 0 | 0 | 0.2108% | 1 | 50% | 0% | 0% | 0% | 8.2745 | 0 | 0 | 0 | 8.2745 | #N/A
2007-12-13 20:01 | 12 | 13 | 20 | 347.7921 | 8324 | 37.94 | 25.52 | 1005 | 37.94 | 487.5258 | 0 | Heating | 65.0034 | #N/A | #N/A | #N/A | #N/A | 487.5258 | #N/A | #N/A | 3.6146 | #N/A | 0 | 0 | 0 | 0 | 0 | 0 | 0 | 0 | 0.2167% | 1 | 50% | 0% | 0% | 0% | 8.2745 | 0 | 0 | 0 | 8.2745 | #N/A
2007-12-13 21:01 | 12 | 13 | 21 | 347.8338 | 8325 | 37.94 | 26.96 | 1005 | 37.94 | 529.777 | 0 | Heating | 70.6369 | #N/A | #N/A | #N/A | #N/A | 529.777 | #N/A | #N/A | 3.6146 | #N/A | 0 | 0 | 0 | 0 | 0 | 0 | 0 | 0 | 0.2355% | 1 | 50% | 0% | 0% | 0% | 8.2745 | 0 | 0 | 0 | 8.2745 | #N/A
2007-12-13 22:01 | 12 | 13 | 22 | 347.8755 | 8326 | 37.04 | 28.04 | 1005 | 37.04 | 535.2322 | 0 | Heating | 71.3643 | #N/A | #N/A | #N/A | #N/A | 535.2322 | #N/A | #N/A | 3.5637 | #N/A | 0 | 0 | 0 | 0 | 0 | 0 | 0 | 0 | 0.2379% | 1 | 50% | 0% | 0% | 0% | 8.2745 | 0 | 0 | 0 | 8.2745 | #N/A
2007-12-13 23:01 | 12 | 13 | 23 | 347.9171 | 8327 | 37.04 | 29.48 | 1004 | 37.04 | 15.9434 | 0 | Heating | 2.1258 | #N/A | #N/A | #N/A | #N/A | 15.9434 | #N/A | #N/A | 3.5637 | #N/A | 0 | 0 | 0 | 0 | 0 | 0 | 0 | 0 | 0.007086% | 1 | 50% | 0% | 0% | 0% | 8.2745 | 0 | 0 | 0 | 8.2745 | #N/A
2007-12-14 00:01 | 12 | 14 | 0 | 347.9588 | 8328 | 35.96 | 30.92 | 1003 | 35.96 | 41.9646 | 0 | Heating | 5.5953 | #N/A | #N/A | #N/A | #N/A | 41.9646 | #N/A | #N/A | 3.5052 | #N/A | 0 | 0 | 0 | 0 | 0 | 0 | 0 | 0 | 0.01865% | 1 | 50% | 0% | 0% | 0% | 8.2745 | 0 | 0 | 0 | 8.2745 | #N/A
2007-12-14 01:01 | 12 | 14 | 1 | 348.0005 | 8329 | 35.96 | 32 | 1002 | 35.96 | 73.3121 | 0 | Heating | 9.7749 | #N/A | #N/A | #N/A | #N/A | 73.3121 | #N/A | #N/A | 3.5052 | #N/A | 0 | 0 | 0 | 0 | 0 | 0 | 0 | 0 | 0.03258% | 1 | 50% | 0% | 0% | 0% | 8.2745 | 0 | 0 | 0 | 8.2745 | #N/A
2007-12-14 02:01 | 12 | 14 | 2 | 348.0421 | 8330 | 35.96 | 32.54 | 1002 | 35.96 | 80.1996 | 0 | Heating | 10.6933 | #N/A | #N/A | #N/A | #N/A | 80.1996 | #N/A | #N/A | 3.5052 | #N/A | 0 | 0 | 0 | 0 | 0 | 0 | 0 | 0 | 0.03564% | 1 | 50% | 0% | 0% | 0% | 8.2745 | 0 | 0 | 0 | 8.2745 | #N/A
2007-12-14 03:01 | 12 | 14 | 3 | 348.0838 | 8331 | 35.06 | 32.9 | 1002 | 35.06 | 87.2853 | 0 | Heating | 11.638 | #N/A | #N/A | #N/A | #N/A | 87.2853 | #N/A | #N/A | 3.4585 | #N/A | 0 | 0 | 0 | 0 | 0 | 0 | 0 | 0 | 0.03879% | 1 | 50% | 0% | 0% | 0% | 8.2745 | 0 | 0 | 0 | 8.2745 | #N/A
2007-12-14 04:01 | 12 | 14 | 4 | 348.1255 | 8332 | 33.98 | 33.08 | 1002 | 33.98 | 90.4192 | 0 | Heating | 12.0559 | #N/A | #N/A | #N/A | #N/A | 90.4192 | #N/A | #N/A | 3.405 | #N/A | 0 | 0 | 0 | 0 | 0 | 0 | 0 | 0 | 0.04019% | 1 | 50% | 0% | 0% | 0% | 8.2745 | 0 | 0 | 0 | 8.2745 | #N/A
2007-12-14 05:01 | 12 | 14 | 5 | 348.1671 | 8333 | 33.98 | 32.9 | 1001 | 33.98 | 95.5528 | 0 | Heating | 12.7404 | #N/A | #N/A | #N/A | #N/A | 95.5528 | #N/A | #N/A | 3.405 | #N/A | 0 | 0 | 0 | 0 | 0 | 0 | 0 | 0 | 0.04247% | 1 | 50% | 0% | 0% | 0% | 8.2745 | 0 | 0 | 0 | 8.2745 | #N/A
2007-12-14 06:01 | 12 | 14 | 6 | 348.2088 | 8334 | 32 | 32.54 | 1000 | 32 | 80.8101 | 0 | Heating | 10.7747 | #N/A | #N/A | #N/A | #N/A | 80.8101 | #N/A | #N/A | 3.3135 | #N/A | 0 | 0 | 0 | 0 | 0 | 0 | 0 | 0 | 0.03592% | 1 | 50% | 0% | 0% | 0% | 8.2745 | 0 | 0 | 0 | 8.2745 | #N/A
2007-12-14 07:01 | 12 | 14 | 7 | 348.2505 | 8335 | 32 | 32 | 1000 | 32 | 855.4228 | 0 | Heating | 114.0564 | #N/A | #N/A | #N/A | #N/A | 855.4228 | #N/A | #N/A | 3.3135 | #N/A | 0 | 0 | 0 | 0 | 0 | 0 | 0 | 0 | 0.3802% | 1 | 50% | 0% | 0% | 0% | 8.2745 | 0 | 0 | 0 | 8.2745 | #N/A
2007-12-14 08:01 | 12 | 14 | 8 | 348.2921 | 8336 | 32 | 32.18 | 1000 | 32 | 558.0469 | 0 | Heating | 74.4063 | #N/A | #N/A | #N/A | #N/A | 558.0469 | #N/A | #N/A | 3.3135 | #N/A | 0 | 0 | 0 | 0 | 0 | 0 | 0 | 0 | 0.248% | 1 | 50% | 0% | 0% | 0% | 8.2745 | 0 | 0 | 0 | 8.2745 | #N/A
2007-12-14 09:01 | 12 | 14 | 9 | 348.3338 | 8337 | 33.98 | 32.72 | 999 | 33.98 | 409.1301 | 0 | Heating | 54.5507 | #N/A | #N/A | #N/A | #N/A | 409.1301 | #N/A | #N/A | 3.405 | #N/A | 0 | 0 | 0 | 0 | 0 | 0 | 0 | 0 | 0.1818% | 1 | 50% | 0% | 0% | 0% | 8.2745 | 0 | 0 | 0 | 8.2745 | #N/A
2007-12-14 10:01 | 12 | 14 | 10 | 348.3755 | 8338 | 35.96 | 33.08 | 999 | 35.96 | 403.4462 | 0 | Heating | 53.7928 | #N/A | #N/A | #N/A | #N/A | 403.4462 | #N/A | #N/A | 3.5052 | #N/A | 0 | 0 | 0 | 0 | 0 | 0 | 0 | 0 | 0.1793% | 1 | 50% | 0% | 0% | 0% | 8.2745 | 0 | 0 | 0 | 8.2745 | #N/A
2007-12-14 11:01 | 12 | 14 | 11 | 348.4171 | 8339 | 35.96 | 33.8 | 998 | 35.96 | 400.834 | 0 | Heating | 53.4445 | #N/A | #N/A | #N/A | #N/A | 400.834 | #N/A | #N/A | 3.5052 | #N/A | 0 | 0 | 0 | 0 | 0 | 0 | 0 | 0 | 0.1781% | 1 | 50% | 0% | 0% | 0% | 8.2745 | 0 | 0 | 0 | 8.2745 | #N/A
2007-12-14 12:01 | 12 | 14 | 12 | 348.4588 | 8340 | 37.94 | 33.98 | 996 | 37.94 | 373.1498 | 0 | Heating | 49.7533 | #N/A | #N/A | #N/A | #N/A | 373.1498 | #N/A | #N/A | 3.6146 | #N/A | 0 | 0 | 0 | 0 | 0 | 0 | 0 | 0 | 0.1658% | 1 | 50% | 0% | 0% | 0% | 8.2745 | 0 | 0 | 0 | 8.2745 | #N/A
2007-12-14 13:01 | 12 | 14 | 13 | 348.5005 | 8341 | 37.94 | 33.98 | 995 | 37.94 | 366.152 | 0 | Heating | 48.8203 | #N/A | #N/A | #N/A | #N/A | 366.152 | #N/A | #N/A | 3.6146 | #N/A | 0 | 0 | 0 | 0 | 0 | 0 | 0 | 0 | 0.1627% | 1 | 50% | 0% | 0% | 0% | 8.2745 | 0 | 0 | 0 | 8.2745 | #N/A
2007-12-14 14:01 | 12 | 14 | 14 | 348.5421 | 8342 | 37.94 | 34.16 | 994 | 37.94 | 331.8414 | 0 | Heating | 44.2455 | #N/A | #N/A | #N/A | #N/A | 331.8414 | #N/A | #N/A | 3.6146 | #N/A | 0 | 0 | 0 | 0 | 0 | 0 | 0 | 0 | 0.1475% | 1 | 50% | 0% | 0% | 0% | 8.2745 | 0 | 0 | 0 | 8.2745 | #N/A
2007-12-14 15:01 | 12 | 14 | 15 | 348.5838 | 8343 | 37.94 | 34.16 | 994 | 37.94 | 429.2873 | 0 | Heating | 57.2383 | #N/A | #N/A | #N/A | #N/A | 429.2873 | #N/A | #N/A | 3.6146 | #N/A | 0 | 0 | 0 | 0 | 0 | 0 | 0 | 0 | 0.1908% | 1 | 50% | 0% | 0% | 0% | 8.2745 | 0 | 0 | 0 | 8.2745 | #N/A
2007-12-14 16:01 | 12 | 14 | 16 | 348.6255 | 8344 | 37.04 | 33.98 | 993 | 37.04 | 449.3294 | 0 | Heating | 59.9106 | #N/A | #N/A | #N/A | #N/A | 449.3294 | #N/A | #N/A | 3.5637 | #N/A | 0 | 0 | 0 | 0 | 0 | 0 | 0 | 0 | 0.1997% | 1 | 50% | 0% | 0% | 0% | 8.2745 | 0 | 0 | 0 | 8.2745 | #N/A
2007-12-14 17:01 | 12 | 14 | 17 | 348.6671 | 8345 | 35.96 | 34.16 | 993 | 35.96 | 398.3762 | 0 | Heating | 53.1168 | #N/A | #N/A | #N/A | #N/A | 398.3762 | #N/A | #N/A | 3.5052 | #N/A | 0 | 0 | 0 | 0 | 0 | 0 | 0 | 0 | 0.1771% | 1 | 50% | 0% | 0% | 0% | 8.2745 | 0 | 0 | 0 | 8.2745 | #N/A
2007-12-14 18:01 | 12 | 14 | 18 | 348.7088 | 8346 | 37.04 | 34.16 | 992 | 37.04 | 407.8624 | 0 | Heating | 54.3817 | #N/A | #N/A | #N/A | #N/A | 407.8624 | #N/A | #N/A | 3.5637 | #N/A | 0 | 0 | 0 | 0 | 0 | 0 | 0 | 0 | 0.1813% | 1 | 50% | 0% | 0% | 0% | 8.2745 | 0 | 0 | 0 | 8.2745 | #N/A
2007-12-14 19:01 | 12 | 14 | 19 | 348.7505 | 8347 | 35.96 | 33.98 | 992 | 35.96 | 0.71765 | 0 | Heating | 0.095686 | #N/A | #N/A | #N/A | #N/A | 0.71765 | #N/A | #N/A | 3.5052 | #N/A | 0 | 0 | 0 | 0 | 0 | 0 | 0 | 0 | 0.000319% | 1 | 50% | 0% | 0% | 0% | 8.2745 | 0 | 0 | 0 | 8.2745 | #N/A
2007-12-14 20:01 | 12 | 14 | 20 | 348.7921 | 8348 | 35.96 | 34.16 | 992 | 35.96 | 11.9491 | 0 | Heating | 1.5932 | #N/A | #N/A | #N/A | #N/A | 11.9491 | #N/A | #N/A | 3.5052 | #N/A | 0 | 0 | 0 | 0 | 0 | 0 | 0 | 0 | 0.005311% | 1 | 50% | 0% | 0% | 0% | 8.2745 | 0 | 0 | 0 | 8.2745 | #N/A
2007-12-14 21:01 | 12 | 14 | 21 | 348.8338 | 8349 | 35.96 | 34.16 | 991 | 35.96 | 14.2553 | 0 | Heating | 1.9007 | #N/A | #N/A | #N/A | #N/A | 14.2553 | #N/A | #N/A | 3.5052 | #N/A | 0 | 0 | 0 | 0 | 0 | 0 | 0 | 0 | 0.006336% | 1 | 50% | 0% | 0% | 0% | 8.2745 | 0 | 0 | 0 | 8.2745 | #N/A
2007-12-14 22:01 | 12 | 14 | 22 | 348.8755 | 8350 | 35.06 | 33.98 | 991 | 35.06 | 18.513 | 0 | Heating | 2.4684 | #N/A | #N/A | #N/A | #N/A | 18.513 | #N/A | #N/A | 3.4585 | #N/A | 0 | 0 | 0 | 0 | 0 | 0 | 0 | 0 | 0.008228% | 1 | 50% | 0% | 0% | 0% | 8.2745 | 0 | 0 | 0 | 8.2745 | #N/A
2007-12-14 23:01 | 12 | 14 | 23 | 348.9171 | 8351 | 33.08 | 34.16 | 991 | 33.08 | 27.0607 | 0 | Heating | 3.6081 | #N/A | #N/A | #N/A | #N/A | 27.0607 | #N/A | #N/A | 3.3624 | #N/A | 0 | 0 | 0 | 0 | 0 | 0 | 0 | 0 | 0.01203% | 1 | 50% | 0% | 0% | 0% | 8.2745 | 0 | 0 | 0 | 8.2745 | #N/A
2007-12-15 00:01 | 12 | 15 | 0 | 348.9588 | 8352 | 32 | 34.16 | 991 | 32 | 76.2078 | 0 | Heating | 10.161 | #N/A | #N/A | #N/A | #N/A | 76.2078 | #N/A | #N/A | 3.3135 | #N/A | 0 | 0 | 0 | 0 | 0 | 0 | 0 | 0 | 0.03387% | 1 | 50% | 0% | 0% | 0% | 8.2745 | 0 | 0 | 0 | 8.2745 | #N/A
2007-12-15 01:01 | 12 | 15 | 1 | 349.0005 | 8353 | 30.92 | 33.98 | 992 | 30.92 | 107.6404 | 0 | Heating | 14.3521 | #N/A | #N/A | #N/A | #N/A | 107.6404 | #N/A | #N/A | 3.2671 | #N/A | 0 | 0 | 0 | 0 | 0 | 0 | 0 | 0 | 0.04784% | 1 | 50% | 0% | 0% | 0% | 8.2745 | 0 | 0 | 0 | 8.2745 | #N/A
2007-12-15 02:01 | 12 | 15 | 2 | 349.0422 | 8354 | 30.92 | 33.44 | 992 | 30.92 | 140.2327 | 0 | Heating | 18.6977 | #N/A | #N/A | #N/A | #N/A | 140.2327 | #N/A | #N/A | 3.2671 | #N/A | 0 | 0 | 0 | 0 | 0 | 0 | 0 | 0 | 0.06233% | 1 | 50% | 0% | 0% | 0% | 8.2745 | 0 | 0 | 0 | 8.2745 | #N/A
2007-12-15 03:01 | 12 | 15 | 3 | 349.0838 | 8355 | 32 | 32.72 | 993 | 32 | 172.1923 | 0 | Heating | 22.959 | #N/A | #N/A | #N/A | #N/A | 172.1923 | #N/A | #N/A | 3.3135 | #N/A | 0 | 0 | 0 | 0 | 0 | 0 | 0 | 0 | 0.07653% | 1 | 50% | 0% | 0% | 0% | 8.2745 | 0 | 0 | 0 | 8.2745 | #N/A
2007-12-15 04:01 | 12 | 15 | 4 | 349.1255 | 8356 | 32 | 32 | 994 | 32 | 202.7812 | 0 | Heating | 27.0375 | #N/A | #N/A | #N/A | #N/A | 202.7812 | #N/A | #N/A | 3.3135 | #N/A | 0 | 0 | 0 | 0 | 0 | 0 | 0 | 0 | 0.09012% | 1 | 50% | 0% | 0% | 0% | 8.2745 | 0 | 0 | 0 | 8.2745 | #N/A
2007-12-15 05:01 | 12 | 15 | 5 | 349.1672 | 8357 | 32 | 31.82 | 995 | 32 | 221.1544 | 0 | Heating | 29.4872 | #N/A | #N/A | #N/A | #N/A | 221.1544 | #N/A | #N/A | 3.3135 | #N/A | 0 | 0 | 0 | 0 | 0 | 0 | 0 | 0 | 0.09829% | 1 | 50% | 0% | 0% | 0% | 8.2745 | 0 | 0 | 0 | 8.2745 | #N/A
2007-12-15 06:01 | 12 | 15 | 6 | 349.2088 | 8358 | 30.02 | 31.46 | 996 | 30.02 | 206.7683 | 0 | Heating | 27.5691 | #N/A | #N/A | #N/A | #N/A | 206.7683 | #N/A | #N/A | 3.2302 | #N/A | 0 | 0 | 0 | 0 | 0 | 0 | 0 | 0 | 0.0919% | 1 | 50% | 0% | 0% | 0% | 8.2745 | 0 | 0 | 0 | 8.2745 | #N/A
2007-12-15 07:01 | 12 | 15 | 7 | 349.2505 | 8359 | 32 | 30.92 | 997 | 32 | 164.2278 | 0 | Heating | 21.897 | #N/A | #N/A | #N/A | #N/A | 164.2278 | #N/A | #N/A | 3.3135 | #N/A | 0 | 0 | 0 | 0 | 0 | 0 | 0 | 0 | 0.07299% | 1 | 50% | 0% | 0% | 0% | 8.2745 | 0 | 0 | 0 | 8.2745 | #N/A
2007-12-15 08:01 | 12 | 15 | 8 | 349.2922 | 8360 | 30.92 | 30.74 | 998 | 30.92 | 143.6921 | 0 | Heating | 19.1589 | #N/A | #N/A | #N/A | #N/A | 143.6921 | #N/A | #N/A | 3.2671 | #N/A | 0 | 0 | 0 | 0 | 0 | 0 | 0 | 0 | 0.06386% | 1 | 50% | 0% | 0% | 0% | 8.2745 | 0 | 0 | 0 | 8.2745 | #N/A
2007-12-15 09:01 | 12 | 15 | 9 | 349.3338 | 8361 | 30.02 | 30.92 | 999 | 30.02 | 134.766 | 0 | Heating | 17.9688 | #N/A | #N/A | #N/A | #N/A | 134.766 | #N/A | #N/A | 3.2302 | #N/A | 0 | 0 | 0 | 0 | 0 | 0 | 0 | 0 | 0.0599% | 1 | 50% | 0% | 0% | 0% | 8.2745 | 0 | 0 | 0 | 8.2745 | #N/A
2007-12-15 10:01 | 12 | 15 | 10 | 349.3755 | 8362 | 28.94 | 30.92 | 1000 | 28.94 | 163.2056 | 0 | Heating | 21.7608 | #N/A | #N/A | #N/A | #N/A | 163.2056 | #N/A | #N/A | 3.188 | #N/A | 0 | 0 | 0 | 0 | 0 | 0 | 0 | 0 | 0.07254% | 1 | 50% | 0% | 0% | 0% | 8.2745 | 0 | 0 | 0 | 8.2745 | #N/A
2007-12-15 11:01 | 12 | 15 | 11 | 349.4172 | 8363 | 28.94 | 31.28 | 1000 | 28.94 | 182.9076 | 0 | Heating | 24.3877 | #N/A | #N/A | #N/A | #N/A | 182.9076 | #N/A | #N/A | 3.188 | #N/A | 0 | 0 | 0 | 0 | 0 | 0 | 0 | 0 | 0.08129% | 1 | 50% | 0% | 0% | 0% | 8.2745 | 0 | 0 | 0 | 8.2745 | #N/A
2007-12-15 12:01 | 12 | 15 | 12 | 349.4588 | 8364 | 28.94 | 31.28 | 1000 | 28.94 | 160.9835 | 0 | Heating | 21.4645 | #N/A | #N/A | #N/A | #N/A | 160.9835 | #N/A | #N/A | 3.188 | #N/A | 0 | 0 | 0 | 0 | 0 | 0 | 0 | 0 | 0.07155% | 1 | 50% | 0% | 0% | 0% | 8.2745 | 0 | 0 | 0 | 8.2745 | #N/A
2007-12-15 13:01 | 12 | 15 | 13 | 349.5005 | 8365 | 28.94 | 30.92 | 1000 | 28.94 | 157.4168 | 0 | Heating | 20.9889 | #N/A | #N/A | #N/A | #N/A | 157.4168 | #N/A | #N/A | 3.188 | #N/A | 0 | 0 | 0 | 0 | 0 | 0 | 0 | 0 | 0.06996% | 1 | 50% | 0% | 0% | 0% | 8.2745 | 0 | 0 | 0 | 8.2745 | #N/A
2007-12-15 14:01 | 12 | 15 | 14 | 349.5422 | 8366 | 28.94 | 31.1 | 1000 | 28.94 | 152.5069 | 0 | Heating | 20.3342 | #N/A | #N/A | #N/A | #N/A | 152.5069 | #N/A | #N/A | 3.188 | #N/A | 0 | 0 | 0 | 0 | 0 | 0 | 0 | 0 | 0.06778% | 1 | 50% | 0% | 0% | 0% | 8.2745 | 0 | 0 | 0 | 8.2745 | #N/A
2007-12-15 15:01 | 12 | 15 | 15 | 349.5838 | 8367 | 28.94 | 31.1 | 1001 | 28.94 | 160.6249 | 0 | Heating | 21.4167 | #N/A | #N/A | #N/A | #N/A | 160.6249 | #N/A | #N/A | 3.188 | #N/A | 0 | 0 | 0 | 0 | 0 | 0 | 0 | 0 | 0.07139% | 1 | 50% | 0% | 0% | 0% | 8.2745 | 0 | 0 | 0 | 8.2745 | #N/A
2007-12-15 16:01 | 12 | 15 | 16 | 349.6255 | 8368 | 26.06 | 30.92 | 1001 | 26.06 | 177.2282 | 0 | Heating | 23.6304 | #N/A | #N/A | #N/A | #N/A | 177.2282 | #N/A | #N/A | 3.0859 | #N/A | 0 | 0 | 0 | 0 | 0 | 0 | 0 | 0 | 0.07877% | 1 | 50% | 0% | 0% | 0% | 8.2745 | 0 | 0 | 0 | 8.2745 | #N/A
2007-12-15 17:01 | 12 | 15 | 17 | 349.6672 | 8369 | 26.06 | 31.1 | 1002 | 26.06 | 153.7849 | 0 | Heating | 20.5047 | #N/A | #N/A | #N/A | #N/A | 153.7849 | #N/A | #N/A | 3.0859 | #N/A | 0 | 0 | 0 | 0 | 0 | 0 | 0 | 0 | 0.06835% | 1 | 50% | 0% | 0% | 0% | 8.2745 | 0 | 0 | 0 | 8.2745 | #N/A
2007-12-15 18:01 | 12 | 15 | 18 | 349.7088 | 8370 | 21.92 | 31.1 | 1002 | 21.92 | 143.2195 | 0 | Heating | 19.0959 | #N/A | #N/A | #N/A | #N/A | 143.2195 | #N/A | #N/A | 2.9629 | #N/A | 0 | 0 | 0 | 0 | 0 | 0 | 0 | 0 | 0.06365% | 1 | 50% | 0% | 0% | 0% | 8.2745 | 0 | 0 | 0 | 8.2745 | #N/A
2007-12-15 19:01 | 12 | 15 | 19 | 349.7505 | 8371 | 21.02 | 30.92 | 1002 | 21.02 | 151.5469 | 0 | Heating | 20.2063 | #N/A | #N/A | #N/A | #N/A | 151.5469 | #N/A | #N/A | 2.9394 | #N/A | 0 | 0 | 0 | 0 | 0 | 0 | 0 | 0 | 0.06735% | 1 | 50% | 0% | 0% | 0% | 8.2745 | 0 | 0 | 0 | 8.2745 | #N/A
2007-12-15 20:01 | 12 | 15 | 20 | 349.7922 | 8372 | 21.02 | 31.1 | 1003 | 21.02 | 186.6174 | 0 | Heating | 24.8823 | #N/A | #N/A | #N/A | #N/A | 186.6174 | #N/A | #N/A | 2.9394 | #N/A | 0 | 0 | 0 | 0 | 0 | 0 | 0 | 0 | 0.08294% | 1 | 50% | 0% | 0% | 0% | 8.2745 | 0 | 0 | 0 | 8.2745 | #N/A
2007-12-15 21:01 | 12 | 15 | 21 | 349.8338 | 8373 | 24.08 | 31.1 | 1003 | 24.08 | 197.0674 | 0 | Heating | 26.2757 | #N/A | #N/A | #N/A | #N/A | 197.0674 | #N/A | #N/A | 3.0238 | #N/A | 0 | 0 | 0 | 0 | 0 | 0 | 0 | 0 | 0.08759% | 1 | 50% | 0% | 0% | 0% | 8.2745 | 0 | 0 | 0 | 8.2745 | #N/A
2007-12-15 22:01 | 12 | 15 | 22 | 349.8755 | 8374 | 24.08 | 30.92 | 1004 | 24.08 | 232.1877 | 0 | Heating | 30.9584 | #N/A | #N/A | #N/A | #N/A | 232.1877 | #N/A | #N/A | 3.0238 | #N/A | 0 | 0 | 0 | 0 | 0 | 0 | 0 | 0 | 0.1032% | 1 | 50% | 0% | 0% | 0% | 8.2745 | 0 | 0 | 0 | 8.2745 | #N/A
2007-12-15 23:01 | 12 | 15 | 23 | 349.9172 | 8375 | 24.08 | 31.1 | 1004 | 24.08 | 265.1608 | 0 | Heating | 35.3548 | #N/A | #N/A | #N/A | #N/A | 265.1608 | #N/A | #N/A | 3.0238 | #N/A | 0 | 0 | 0 | 0 | 0 | 0 | 0 | 0 | 0.1178% | 1 | 50% | 0% | 0% | 0% | 8.2745 | 0 | 0 | 0 | 8.2745 | #N/A
2007-12-16 00:01 | 12 | 16 | 0 | 349.9588 | 8376 | 24.08 | 31.1 | 1004 | 24.08 | 296.2238 | 0 | Heating | 39.4965 | #N/A | #N/A | #N/A | #N/A | 296.2238 | #N/A | #N/A | 3.0238 | #N/A | 0 | 0 | 0 | 0 | 0 | 0 | 0 | 0 | 0.1317% | 1 | 50% | 0% | 0% | 0% | 8.2745 | 0 | 0 | 0 | 8.2745 | #N/A
2007-12-16 01:01 | 12 | 16 | 1 | 350.0005 | 8377 | 26.06 | 30.92 | 1004 | 26.06 | 284.2964 | 0 | Heating | 37.9062 | #N/A | #N/A | #N/A | #N/A | 284.2964 | #N/A | #N/A | 3.0859 | #N/A | 0 | 0 | 0 | 0 | 0 | 0 | 0 | 0 | 0.1264% | 1 | 50% | 0% | 0% | 0% | 8.2745 | 0 | 0 | 0 | 8.2745 | #N/A
2007-12-16 02:01 | 12 | 16 | 2 | 350.0422 | 8378 | 26.06 | 31.1 | 1004 | 26.06 | 297.3993 | 0 | Heating | 39.6532 | #N/A | #N/A | #N/A | #N/A | 297.3993 | #N/A | #N/A | 3.0859 | #N/A | 0 | 0 | 0 | 0 | 0 | 0 | 0 | 0 | 0.1322% | 1 | 50% | 0% | 0% | 0% | 8.2745 | 0 | 0 | 0 | 8.2745 | #N/A
2007-12-16 03:01 | 12 | 16 | 3 | 350.0838 | 8379 | 24.98 | 31.1 | 1005 | 24.98 | 313.4539 | 0 | Heating | 41.7938 | #N/A | #N/A | #N/A | #N/A | 313.4539 | #N/A | #N/A | 3.0513 | #N/A | 0 | 0 | 0 | 0 | 0 | 0 | 0 | 0 | 0.1393% | 1 | 50% | 0% | 0% | 0% | 8.2745 | 0 | 0 | 0 | 8.2745 | #N/A
2007-12-16 04:01 | 12 | 16 | 4 | 350.1255 | 8380 | 24.08 | 30.92 | 1005 | 24.08 | 329.5605 | 0 | Heating | 43.9414 | #N/A | #N/A | #N/A | #N/A | 329.5605 | #N/A | #N/A | 3.0238 | #N/A | 0 | 0 | 0 | 0 | 0 | 0 | 0 | 0 | 0.1465% | 1 | 50% | 0% | 0% | 0% | 8.2745 | 0 | 0 | 0 | 8.2745 | #N/A
2007-12-16 05:01 | 12 | 16 | 5 | 350.1672 | 8381 | 24.08 | 30.74 | 1005 | 24.08 | 341.4966 | 0 | Heating | 45.5329 | #N/A | #N/A | #N/A | #N/A | 341.4966 | #N/A | #N/A | 3.0238 | #N/A | 0 | 0 | 0 | 0 | 0 | 0 | 0 | 0 | 0.1518% | 1 | 50% | 0% | 0% | 0% | 8.2745 | 0 | 0 | 0 | 8.2745 | #N/A
2007-12-16 06:01 | 12 | 16 | 6 | 350.2088 | 8382 | 19.94 | 30.38 | 1006 | 19.94 | 324.4538 | 0 | Heating | 43.2605 | #N/A | #N/A | #N/A | #N/A | 324.4538 | #N/A | #N/A | 2.9127 | #N/A | 0 | 0 | 0 | 0 | 0 | 0 | 0 | 0 | 0.1442% | 1 | 50% | 0% | 0% | 0% | 8.2745 | 0 | 0 | 0 | 8.2745 | #N/A
2007-12-16 07:01 | 12 | 16 | 7 | 350.2505 | 8383 | 19.04 | 30.02 | 1006 | 19.04 | 1260.2363 | 0 | Heating | 168.0315 | #N/A | #N/A | #N/A | #N/A | 1260.2363 | #N/A | #N/A | 2.8915 | #N/A | 0 | 0 | 0 | 0 | 0 | 0 | 0 | 0 | 0.5601% | 1 | 50% | 0% | 0% | 0% | 8.2745 | 0 | 0 | 0 | 8.2745 | #N/A
2007-12-16 08:01 | 12 | 16 | 8 | 350.2922 | 8384 | 19.04 | 30.2 | 1006 | 19.04 | 822.6772 | 0 | Heating | 109.6903 | #N/A | #N/A | #N/A | #N/A | 822.6772 | #N/A | #N/A | 2.8915 | #N/A | 0 | 0 | 0 | 0 | 0 | 0 | 0 | 0 | 0.3656% | 1 | 50% | 0% | 0% | 0% | 8.2745 | 0 | 0 | 0 | 8.2745 | #N/A
2007-12-16 09:01 | 12 | 16 | 9 | 350.3338 | 8385 | 19.04 | 30.74 | 1007 | 19.04 | 439.7178 | 0 | Heating | 58.629 | #N/A | #N/A | #N/A | #N/A | 439.7178 | #N/A | #N/A | 2.8915 | #N/A | 0 | 0 | 0 | 0 | 0 | 0 | 0 | 0 | 0.1954% | 1 | 50% | 0% | 0% | 0% | 8.2745 | 0 | 0 | 0 | 8.2745 | #N/A
2007-12-16 10:01 | 12 | 16 | 10 | 350.3755 | 8386 | 17.96 | 30.92 | 1007 | 17.96 | 324.2682 | 0 | Heating | 43.2358 | #N/A | #N/A | #N/A | #N/A | 324.2682 | #N/A | #N/A | 2.8673 | #N/A | 0 | 0 | 0 | 0 | 0 | 0 | 0 | 0 | 0.1441% | 1 | 50% | 0% | 0% | 0% | 8.2745 | 0 | 0 | 0 | 8.2745 | #N/A
2007-12-16 11:01 | 12 | 16 | 11 | 350.4172 | 8387 | 17.96 | 30.38 | 1007 | 17.96 | 287.4984 | 0 | Heating | 38.3331 | #N/A | #N/A | #N/A | #N/A | 287.4984 | #N/A | #N/A | 2.8673 | #N/A | 0 | 0 | 0 | 0 | 0 | 0 | 0 | 0 | 0.1278% | 1 | 50% | 0% | 0% | 0% | 8.2745 | 0 | 0 | 0 | 8.2745 | #N/A
2007-12-16 12:01 | 12 | 16 | 12 | 350.4588 | 8388 | 17.96 | 29.3 | 1006 | 17.96 | 234.7757 | 0 | Heating | 31.3034 | #N/A | #N/A | #N/A | #N/A | 234.7757 | #N/A | #N/A | 2.8673 | #N/A | 0 | 0 | 0 | 0 | 0 | 0 | 0 | 0 | 0.1043% | 1 | 50% | 0% | 0% | 0% | 8.2745 | 0 | 0 | 0 | 8.2745 | #N/A
2007-12-16 13:01 | 12 | 16 | 13 | 350.5005 | 8389 | 19.04 | 28.04 | 1006 | 19.04 | 242.9795 | 0 | Heating | 32.3973 | #N/A | #N/A | #N/A | #N/A | 242.9795 | #N/A | #N/A | 2.8915 | #N/A | 0 | 0 | 0 | 0 | 0 | 0 | 0 | 0 | 0.108% | 1 | 50% | 0% | 0% | 0% | 8.2745 | 0 | 0 | 0 | 8.2745 | #N/A
2007-12-16 14:01 | 12 | 16 | 14 | 350.5422 | 8390 | 19.04 | 28.22 | 1006 | 19.04 | 136.8905 | 0 | Heating | 18.2521 | #N/A | #N/A | #N/A | #N/A | 136.8905 | #N/A | #N/A | 2.8915 | #N/A | 0 | 0 | 0 | 0 | 0 | 0 | 0 | 0 | 0.06084% | 1 | 50% | 0% | 0% | 0% | 8.2745 | 0 | 0 | 0 | 8.2745 | #N/A
2007-12-16 15:01 | 12 | 16 | 15 | 350.5838 | 8391 | 17.96 | 28.22 | 1006 | 17.96 | 113.9408 | 0 | Heating | 15.1921 | #N/A | #N/A | #N/A | #N/A | 113.9408 | #N/A | #N/A | 2.8673 | #N/A | 0 | 0 | 0 | 0 | 0 | 0 | 0 | 0 | 0.05064% | 1 | 50% | 0% | 0% | 0% | 8.2745 | 0 | 0 | 0 | 8.2745 | #N/A
2007-12-16 16:01 | 12 | 16 | 16 | 350.6255 | 8392 | 17.06 | 28.04 | 1006 | 17.06 | 102.5882 | 0 | Heating | 13.6784 | #N/A | #N/A | #N/A | #N/A | 102.5882 | #N/A | #N/A | 2.8481 | #N/A | 0 | 0 | 0 | 0 | 0 | 0 | 0 | 0 | 0.04559% | 1 | 50% | 0% | 0% | 0% | 8.2745 | 0 | 0 | 0 | 8.2745 | #N/A
2007-12-16 17:01 | 12 | 16 | 17 | 350.6672 | 8393 | 15.98 | 27.86 | 1006 | 15.98 | 81.261 | 0 | Heating | 10.8348 | #N/A | #N/A | #N/A | #N/A | 81.261 | #N/A | #N/A | 2.8262 | #N/A | 0 | 0 | 0 | 0 | 0 | 0 | 0 | 0 | 0.03612% | 1 | 50% | 0% | 0% | 0% | 8.2745 | 0 | 0 | 0 | 8.2745 | #N/A
2007-12-16 18:01 | 12 | 16 | 18 | 350.7088 | 8394 | 15.98 | 27.5 | 1006 | 15.98 | 125.4103 | 0 | Heating | 16.7214 | #N/A | #N/A | #N/A | #N/A | 125.4103 | #N/A | #N/A | 2.8262 | #N/A | 0 | 0 | 0 | 0 | 0 | 0 | 0 | 0 | 0.05574% | 1 | 50% | 0% | 0% | 0% | 8.2745 | 0 | 0 | 0 | 8.2745 | #N/A
2007-12-16 19:01 | 12 | 16 | 19 | 350.7505 | 8395 | 15.98 | 26.96 | 1006 | 15.98 | 223.0294 | 0 | Heating | 29.7372 | #N/A | #N/A | #N/A | #N/A | 223.0294 | #N/A | #N/A | 2.8262 | #N/A | 0 | 0 | 0 | 0 | 0 | 0 | 0 | 0 | 0.09912% | 1 | 50% | 0% | 0% | 0% | 8.2745 | 0 | 0 | 0 | 8.2745 | #N/A
2007-12-16 20:01 | 12 | 16 | 20 | 350.7922 | 8396 | 17.96 | 26.78 | 1006 | 17.96 | 276.3337 | 0 | Heating | 36.8445 | #N/A | #N/A | #N/A | #N/A | 276.3337 | #N/A | #N/A | 2.8673 | #N/A | 0 | 0 | 0 | 0 | 0 | 0 | 0 | 0 | 0.1228% | 1 | 50% | 0% | 0% | 0% | 8.2745 | 0 | 0 | 0 | 8.2745 | #N/A
2007-12-16 21:01 | 12 | 16 | 21 | 350.8338 | 8397 | 17.06 | 26.6 | 1007 | 17.06 | 361.7127 | 0 | Heating | 48.2284 | #N/A | #N/A | #N/A | #N/A | 361.7127 | #N/A | #N/A | 2.8481 | #N/A | 0 | 0 | 0 | 0 | 0 | 0 | 0 | 0 | 0.1608% | 1 | 50% | 0% | 0% | 0% | 8.2745 | 0 | 0 | 0 | 8.2745 | #N/A
2007-12-16 22:01 | 12 | 16 | 22 | 350.8755 | 8398 | 12.02 | 26.06 | 1007 | 12.02 | 414.3743 | 0 | Heating | 55.2499 | #N/A | #N/A | #N/A | #N/A | 414.3743 | #N/A | #N/A | 2.7546 | #N/A | 0 | 0 | 0 | 0 | 0 | 0 | 0 | 0 | 0.1842% | 1 | 50% | 0% | 0% | 0% | 8.2745 | 0 | 0 | 0 | 8.2745 | #N/A
2007-12-16 23:01 | 12 | 16 | 23 | 350.9172 | 8399 | 12.02 | 26.24 | 1007 | 12.02 | 8.02 | 0 | Heating | 1.0693 | #N/A | #N/A | #N/A | #N/A | 8.02 | #N/A | #N/A | 2.7546 | #N/A | 0 | 0 | 0 | 0 | 0 | 0 | 0 | 0 | 0.003564% | 1 | 50% | 0% | 0% | 0% | 8.2745 | 0 | 0 | 0 | 8.2745 | #N/A
2007-12-17 00:01 | 12 | 17 | 0 | 350.9588 | 8400 | 6.08 | 26.24 | 1007 | 6.08 | 40.0279 | 0 | Heating | 5.3371 | #N/A | #N/A | #N/A | #N/A | 40.0279 | #N/A | #N/A | 2.6655 | #N/A | 0 | 0 | 0 | 0 | 0 | 0 | 0 | 0 | 0.01779% | 1 | 50% | 0% | 0% | 0% | 8.2745 | 0 | 0 | 0 | 8.2745 | #N/A
2007-12-17 01:01 | 12 | 17 | 1 | 351.0005 | 8401 | 3.92 | 26.06 | 1006 | 3.92 | 77.3198 | 0 | Heating | 10.3093 | #N/A | #N/A | #N/A | #N/A | 77.3198 | #N/A | #N/A | 2.6361 | #N/A | 0 | 0 | 0 | 0 | 0 | 0 | 0 | 0 | 0.03436% | 1 | 50% | 0% | 0% | 0% | 8.2745 | 0 | 0 | 0 | 8.2745 | #N/A
2007-12-17 02:01 | 12 | 17 | 2 | 351.0422 | 8402 | 3.92 | 25.52 | 1006 | 3.92 | 102.1303 | 0 | Heating | 13.6174 | #N/A | #N/A | #N/A | #N/A | 102.1303 | #N/A | #N/A | 2.6361 | #N/A | 0 | 0 | 0 | 0 | 0 | 0 | 0 | 0 | 0.04539% | 1 | 50% | 0% | 0% | 0% | 8.2745 | 0 | 0 | 0 | 8.2745 | #N/A
2007-12-17 03:01 | 12 | 17 | 3 | 351.0838 | 8403 | 1.94 | 24.8 | 1006 | 1.94 | 129.7823 | 0 | Heating | 17.3043 | #N/A | #N/A | #N/A | #N/A | 129.7823 | #N/A | #N/A | 2.6096 | #N/A | 0 | 0 | 0 | 0 | 0 | 0 | 0 | 0 | 0.05768% | 1 | 50% | 0% | 0% | 0% | 8.2745 | 0 | 0 | 0 | 8.2745 | #N/A
2007-12-17 04:01 | 12 | 17 | 4 | 351.1255 | 8404 | 1.94 | 24.08 | 1006 | 1.94 | 156.3756 | 0 | Heating | 20.8501 | #N/A | #N/A | #N/A | #N/A | 156.3756 | #N/A | #N/A | 2.6096 | #N/A | 0 | 0 | 0 | 0 | 0 | 0 | 0 | 0 | 0.0695% | 1 | 50% | 0% | 0% | 0% | 8.2745 | 0 | 0 | 0 | 8.2745 | #N/A
2007-12-17 05:01 | 12 | 17 | 5 | 351.1672 | 8405 | 1.94 | 23.54 | 1007 | 1.94 | 193.2407 | 0 | Heating | 25.7654 | #N/A | #N/A | #N/A | #N/A | 193.2407 | #N/A | #N/A | 2.6096 | #N/A | 0 | 0 | 0 | 0 | 0 | 0 | 0 | 0 | 0.08588% | 1 | 50% | 0% | 0% | 0% | 8.2745 | 0 | 0 | 0 | 8.2745 | #N/A
2007-12-17 06:01 | 12 | 17 | 6 | 351.2088 | 8406 | 1.94 | 22.82 | 1007 | 1.94 | 213.3765 | 0 | Heating | 28.4502 | #N/A | #N/A | #N/A | #N/A | 213.3765 | #N/A | #N/A | 2.6096 | #N/A | 0 | 0 | 0 | 0 | 0 | 0 | 0 | 0 | 0.09483% | 1 | 50% | 0% | 0% | 0% | 8.2745 | 0 | 0 | 0 | 8.2745 | #N/A
2007-12-17 07:01 | 12 | 17 | 7 | 351.2505 | 8407 | 1.04 | 21.92 | 1007 | 1.04 | 965.8626 | 0 | Heating | 128.7817 | #N/A | #N/A | #N/A | #N/A | 965.8626 | #N/A | #N/A | 2.5975 | #N/A | 0 | 0 | 0 | 0 | 0 | 0 | 0 | 0 | 0.4293% | 1 | 50% | 0% | 0% | 0% | 8.2745 | 0 | 0 | 0 | 8.2745 | #N/A
2007-12-17 08:01 | 12 | 17 | 8 | 351.2922 | 8408 | 1.04 | 22.46 | 1007 | 1.04 | 631.4235 | 0 | Heating | 84.1898 | #N/A | #N/A | #N/A | #N/A | 631.4235 | #N/A | #N/A | 2.5975 | #N/A | 0 | 0 | 0 | 0 | 0 | 0 | 0 | 0 | 0.2806% | 1 | 50% | 0% | 0% | 0% | 8.2745 | 0 | 0 | 0 | 8.2745 | #N/A
2007-12-17 09:01 | 12 | 17 | 9 | 351.3338 | 8409 | 3.92 | 23.36 | 1007 | 3.92 | 251.8965 | 0 | Heating | 33.5862 | #N/A | #N/A | #N/A | #N/A | 251.8965 | #N/A | #N/A | 2.6361 | #N/A | 0 | 0 | 0 | 0 | 0 | 0 | 0 | 0 | 0.112% | 1 | 50% | 0% | 0% | 0% | 8.2745 | 0 | 0 | 0 | 8.2745 | #N/A
2007-12-17 10:01 | 12 | 17 | 10 | 351.3755 | 8410 | 6.08 | 24.08 | 1007 | 6.08 | 186.2375 | 0 | Heating | 24.8317 | #N/A | #N/A | #N/A | #N/A | 186.2375 | #N/A | #N/A | 2.6655 | #N/A | 0 | 0 | 0 | 0 | 0 | 0 | 0 | 0 | 0.08277% | 1 | 50% | 0% | 0% | 0% | 8.2745 | 0 | 0 | 0 | 8.2745 | #N/A
2007-12-17 11:01 | 12 | 17 | 11 | 351.4172 | 8411 | 6.08 | 25.16 | 1006 | 6.08 | 195.7635 | 0 | Heating | 26.1018 | #N/A | #N/A | #N/A | #N/A | 195.7635 | #N/A | #N/A | 2.6655 | #N/A | 0 | 0 | 0 | 0 | 0 | 0 | 0 | 0 | 0.08701% | 1 | 50% | 0% | 0% | 0% | 8.2745 | 0 | 0 | 0 | 8.2745 | #N/A
2007-12-17 12:01 | 12 | 17 | 12 | 351.4588 | 8412 | 10.04 | 25.7 | 1006 | 10.04 | 177.065 | 0 | Heating | 23.6087 | #N/A | #N/A | #N/A | #N/A | 177.065 | #N/A | #N/A | 2.723 | #N/A | 0 | 0 | 0 | 0 | 0 | 0 | 0 | 0 | 0.0787% | 1 | 50% | 0% | 0% | 0% | 8.2745 | 0 | 0 | 0 | 8.2745 | #N/A
2007-12-17 13:01 | 12 | 17 | 13 | 351.5005 | 8413 | 12.02 | 26.06 | 1005 | 12.02 | 201.4383 | 0 | Heating | 26.8584 | #N/A | #N/A | #N/A | #N/A | 201.4383 | #N/A | #N/A | 2.7546 | #N/A | 0 | 0 | 0 | 0 | 0 | 0 | 0 | 0 | 0.08953% | 1 | 50% | 0% | 0% | 0% | 8.2745 | 0 | 0 | 0 | 8.2745 | #N/A
2007-12-17 14:01 | 12 | 17 | 14 | 351.5422 | 8414 | 12.02 | 25.88 | 1005 | 12.02 | 111.0187 | 0 | Heating | 14.8025 | #N/A | #N/A | #N/A | #N/A | 111.0187 | #N/A | #N/A | 2.7546 | #N/A | 0 | 0 | 0 | 0 | 0 | 0 | 0 | 0 | 0.04934% | 1 | 50% | 0% | 0% | 0% | 8.2745 | 0 | 0 | 0 | 8.2745 | #N/A
2007-12-17 15:01 | 12 | 17 | 15 | 351.5838 | 8415 | 15.08 | 25.52 | 1005 | 15.08 | 97.5296 | 0 | Heating | 13.0039 | #N/A | #N/A | #N/A | #N/A | 97.5296 | #N/A | #N/A | 2.8087 | #N/A | 0 | 0 | 0 | 0 | 0 | 0 | 0 | 0 | 0.04335% | 1 | 50% | 0% | 0% | 0% | 8.2745 | 0 | 0 | 0 | 8.2745 | #N/A
2007-12-17 16:01 | 12 | 17 | 16 | 351.6255 | 8416 | 15.08 | 24.98 | 1005 | 15.08 | 102.8956 | 0 | Heating | 13.7194 | #N/A | #N/A | #N/A | #N/A | 102.8956 | #N/A | #N/A | 2.8087 | #N/A | 0 | 0 | 0 | 0 | 0 | 0 | 0 | 0 | 0.04573% | 1 | 50% | 0% | 0% | 0% | 8.2745 | 0 | 0 | 0 | 8.2745 | #N/A
2007-12-17 17:01 | 12 | 17 | 17 | 351.6672 | 8417 | 15.08 | 24.44 | 1005 | 15.08 | 94.5156 | 0 | Heating | 12.6021 | #N/A | #N/A | #N/A | #N/A | 94.5156 | #N/A | #N/A | 2.8087 | #N/A | 0 | 0 | 0 | 0 | 0 | 0 | 0 | 0 | 0.04201% | 1 | 50% | 0% | 0% | 0% | 8.2745 | 0 | 0 | 0 | 8.2745 | #N/A
2007-12-17 18:01 | 12 | 17 | 18 | 351.7088 | 8418 | 14 | 23.72 | 1005 | 14 | 133.874 | 0 | Heating | 17.8499 | #N/A | #N/A | #N/A | #N/A | 133.874 | #N/A | #N/A | 2.7888 | #N/A | 0 | 0 | 0 | 0 | 0 | 0 | 0 | 0 | 0.0595% | 1 | 50% | 0% | 0% | 0% | 8.2745 | 0 | 0 | 0 | 8.2745 | #N/A
2007-12-17 19:01 | 12 | 17 | 19 | 351.7505 | 8419 | 12.92 | 23 | 1005 | 12.92 | 212.2948 | 0 | Heating | 28.306 | #N/A | #N/A | #N/A | #N/A | 212.2948 | #N/A | #N/A | 2.7697 | #N/A | 0 | 0 | 0 | 0 | 0 | 0 | 0 | 0 | 0.09435% | 1 | 50% | 0% | 0% | 0% | 8.2745 | 0 | 0 | 0 | 8.2745 | #N/A
2007-12-17 20:01 | 12 | 17 | 20 | 351.7922 | 8420 | 12.92 | 22.82 | 1005 | 12.92 | 266.9008 | 0 | Heating | 35.5868 | #N/A | #N/A | #N/A | #N/A | 266.9008 | #N/A | #N/A | 2.7697 | #N/A | 0 | 0 | 0 | 0 | 0 | 0 | 0 | 0 | 0.1186% | 1 | 50% | 0% | 0% | 0% | 8.2745 | 0 | 0 | 0 | 8.2745 | #N/A
2007-12-17 21:01 | 12 | 17 | 21 | 351.8338 | 8421 | 17.06 | 22.46 | 1004 | 17.06 | 357.404 | 0 | Heating | 47.6539 | #N/A | #N/A | #N/A | #N/A | 357.404 | #N/A | #N/A | 2.8481 | #N/A | 0 | 0 | 0 | 0 | 0 | 0 | 0 | 0 | 0.1588% | 1 | 50% | 0% | 0% | 0% | 8.2745 | 0 | 0 | 0 | 8.2745 | #N/A
2007-12-17 22:01 | 12 | 17 | 22 | 351.8755 | 8422 | 19.04 | 21.92 | 1004 | 19.04 | 416.339 | 0 | Heating | 55.5119 | #N/A | #N/A | #N/A | #N/A | 416.339 | #N/A | #N/A | 2.8915 | #N/A | 0 | 0 | 0 | 0 | 0 | 0 | 0 | 0 | 0.185% | 1 | 50% | 0% | 0% | 0% | 8.2745 | 0 | 0 | 0 | 8.2745 | #N/A
2007-12-17 23:01 | 12 | 17 | 23 | 351.9172 | 8423 | 19.04 | 18.5 | 1003 | 19.04 | 12.4574 | 0 | Heating | 1.661 | #N/A | #N/A | #N/A | #N/A | 12.4574 | #N/A | #N/A | 2.8915 | #N/A | 0 | 0 | 0 | 0 | 0 | 0 | 0 | 0 | 0.005537% | 1 | 50% | 0% | 0% | 0% | 8.2745 | 0 | 0 | 0 | 8.2745 | #N/A
2007-12-18 00:01 | 12 | 18 | 0 | 351.9588 | 8424 | 21.02 | 14.9 | 1003 | 21.02 | 61.6382 | 0 | Heating | 8.2184 | #N/A | #N/A | #N/A | #N/A | 61.6382 | #N/A | #N/A | 2.9394 | #N/A | 0 | 0 | 0 | 0 | 0 | 0 | 0 | 0 | 0.02739% | 1 | 50% | 0% | 0% | 0% | 8.2745 | 0 | 0 | 0 | 8.2745 | #N/A
2007-12-18 01:01 | 12 | 18 | 1 | 352.0005 | 8425 | 21.92 | 10.94 | 1002 | 21.92 | 131.7176 | 0 | Heating | 17.5623 | #N/A | #N/A | #N/A | #N/A | 131.7176 | #N/A | #N/A | 2.9629 | #N/A | 0 | 0 | 0 | 0 | 0 | 0 | 0 | 0 | 0.05854% | 1 | 50% | 0% | 0% | 0% | 8.2745 | 0 | 0 | 0 | 8.2745 | #N/A
2007-12-18 02:01 | 12 | 18 | 2 | 352.0422 | 8426 | 21.02 | 12.02 | 1002 | 21.02 | 195.9035 | 0 | Heating | 26.1205 | #N/A | #N/A | #N/A | #N/A | 195.9035 | #N/A | #N/A | 2.9394 | #N/A | 0 | 0 | 0 | 0 | 0 | 0 | 0 | 0 | 0.08707% | 1 | 50% | 0% | 0% | 0% | 8.2745 | 0 | 0 | 0 | 8.2745 | #N/A
2007-12-18 03:01 | 12 | 18 | 3 | 352.0838 | 8427 | 19.94 | 13.1 | 1002 | 19.94 | 249.0774 | 0 | Heating | 33.2103 | #N/A | #N/A | #N/A | #N/A | 249.0774 | #N/A | #N/A | 2.9127 | #N/A | 0 | 0 | 0 | 0 | 0 | 0 | 0 | 0 | 0.1107% | 1 | 50% | 0% | 0% | 0% | 8.2745 | 0 | 0 | 0 | 8.2745 | #N/A
2007-12-18 04:01 | 12 | 18 | 4 | 352.1255 | 8428 | 19.94 | 14 | 1002 | 19.94 | 298.6766 | 0 | Heating | 39.8236 | #N/A | #N/A | #N/A | #N/A | 298.6766 | #N/A | #N/A | 2.9127 | #N/A | 0 | 0 | 0 | 0 | 0 | 0 | 0 | 0 | 0.1327% | 1 | 50% | 0% | 0% | 0% | 8.2745 | 0 | 0 | 0 | 8.2745 | #N/A
2007-12-18 05:01 | 12 | 18 | 5 | 352.1672 | 8429 | 19.94 | 14.54 | 1001 | 19.94 | 319.5259 | 0 | Heating | 42.6034 | #N/A | #N/A | #N/A | #N/A | 319.5259 | #N/A | #N/A | 2.9127 | #N/A | 0 | 0 | 0 | 0 | 0 | 0 | 0 | 0 | 0.142% | 1 | 50% | 0% | 0% | 0% | 8.2745 | 0 | 0 | 0 | 8.2745 | #N/A
2007-12-18 06:01 | 12 | 18 | 6 | 352.2088 | 8430 | 21.02 | 14.9 | 1001 | 21.02 | 298.1645 | 0 | Heating | 39.7553 | #N/A | #N/A | #N/A | #N/A | 298.1645 | #N/A | #N/A | 2.9394 | #N/A | 0 | 0 | 0 | 0 | 0 | 0 | 0 | 0 | 0.1325% | 1 | 50% | 0% | 0% | 0% | 8.2745 | 0 | 0 | 0 | 8.2745 | #N/A
2007-12-18 07:01 | 12 | 18 | 7 | 352.2505 | 8431 | 21.02 | 15.08 | 1001 | 21.02 | 980.1259 | 0 | Heating | 130.6834 | #N/A | #N/A | #N/A | #N/A | 980.1259 | #N/A | #N/A | 2.9394 | #N/A | 0 | 0 | 0 | 0 | 0 | 0 | 0 | 0 | 0.4356% | 1 | 50% | 0% | 0% | 0% | 8.2745 | 0 | 0 | 0 | 8.2745 | #N/A
2007-12-18 08:01 | 12 | 18 | 8 | 352.2922 | 8432 | 21.02 | 15.26 | 1001 | 21.02 | 655.0824 | 0 | Heating | 87.3443 | #N/A | #N/A | #N/A | #N/A | 655.0824 | #N/A | #N/A | 2.9394 | #N/A | 0 | 0 | 0 | 0 | 0 | 0 | 0 | 0 | 0.2911% | 1 | 50% | 0% | 0% | 0% | 8.2745 | 0 | 0 | 0 | 8.2745 | #N/A
2007-12-18 09:01 | 12 | 18 | 9 | 352.3338 | 8433 | 21.92 | 15.8 | 1000 | 21.92 | 348.9841 | 0 | Heating | 46.5312 | #N/A | #N/A | #N/A | #N/A | 348.9841 | #N/A | #N/A | 2.9629 | #N/A | 0 | 0 | 0 | 0 | 0 | 0 | 0 | 0 | 0.1551% | 1 | 50% | 0% | 0% | 0% | 8.2745 | 0 | 0 | 0 | 8.2745 | #N/A
2007-12-18 10:01 | 12 | 18 | 10 | 352.3755 | 8434 | 24.08 | 15.98 | 1000 | 24.08 | 303.0336 | 0 | Heating | 40.4045 | #N/A | #N/A | #N/A | #N/A | 303.0336 | #N/A | #N/A | 3.0238 | #N/A | 0 | 0 | 0 | 0 | 0 | 0 | 0 | 0 | 0.1347% | 1 | 50% | 0% | 0% | 0% | 8.2745 | 0 | 0 | 0 | 8.2745 | #N/A
2007-12-18 11:01 | 12 | 18 | 11 | 352.4172 | 8435 | 24.08 | 17.06 | 1000 | 24.08 | 317.6594 | 0 | Heating | 42.3546 | #N/A | #N/A | #N/A | #N/A | 317.6594 | #N/A | #N/A | 3.0238 | #N/A | 0 | 0 | 0 | 0 | 0 | 0 | 0 | 0 | 0.1412% | 1 | 50% | 0% | 0% | 0% | 8.2745 | 0 | 0 | 0 | 8.2745 | #N/A
2007-12-18 12:01 | 12 | 18 | 12 | 352.4588 | 8436 | 24.98 | 17.6 | 1000 | 24.98 | 300.7269 | 0 | Heating | 40.0969 | #N/A | #N/A | #N/A | #N/A | 300.7269 | #N/A | #N/A | 3.0513 | #N/A | 0 | 0 | 0 | 0 | 0 | 0 | 0 | 0 | 0.1337% | 1 | 50% | 0% | 0% | 0% | 8.2745 | 0 | 0 | 0 | 8.2745 | #N/A
2007-12-18 13:01 | 12 | 18 | 13 | 352.5005 | 8437 | 26.96 | 17.96 | 999 | 26.96 | 362.6044 | 0 | Heating | 48.3473 | #N/A | #N/A | #N/A | #N/A | 362.6044 | #N/A | #N/A | 3.1163 | #N/A | 0 | 0 | 0 | 0 | 0 | 0 | 0 | 0 | 0.1612% | 1 | 50% | 0% | 0% | 0% | 8.2745 | 0 | 0 | 0 | 8.2745 | #N/A
2007-12-18 14:01 | 12 | 18 | 14 | 352.5422 | 8438 | 28.04 | 19.58 | 1000 | 28.04 | 261.8117 | 0 | Heating | 34.9082 | #N/A | #N/A | #N/A | #N/A | 261.8117 | #N/A | #N/A | 3.1545 | #N/A | 0 | 0 | 0 | 0 | 0 | 0 | 0 | 0 | 0.1164% | 1 | 50% | 0% | 0% | 0% | 8.2745 | 0 | 0 | 0 | 8.2745 | #N/A
2007-12-18 15:01 | 12 | 18 | 15 | 352.5838 | 8439 | 30.02 | 20.84 | 1000 | 30.02 | 251.1344 | 0 | Heating | 33.4846 | #N/A | #N/A | #N/A | #N/A | 251.1344 | #N/A | #N/A | 3.2302 | #N/A | 0 | 0 | 0 | 0 | 0 | 0 | 0 | 0 | 0.1116% | 1 | 50% | 0% | 0% | 0% | 8.2745 | 0 | 0 | 0 | 8.2745 | #N/A
2007-12-18 16:01 | 12 | 18 | 16 | 352.6255 | 8440 | 30.02 | 21.92 | 1000 | 30.02 | 257.8972 | 0 | Heating | 34.3863 | #N/A | #N/A | #N/A | #N/A | 257.8972 | #N/A | #N/A | 3.2302 | #N/A | 0 | 0 | 0 | 0 | 0 | 0 | 0 | 0 | 0.1146% | 1 | 50% | 0% | 0% | 0% | 8.2745 | 0 | 0 | 0 | 8.2745 | #N/A
2007-12-18 17:01 | 12 | 18 | 17 | 352.6672 | 8441 | 30.02 | 22.82 | 1000 | 30.02 | 207.0175 | 0 | Heating | 27.6023 | #N/A | #N/A | #N/A | #N/A | 207.0175 | #N/A | #N/A | 3.2302 | #N/A | 0 | 0 | 0 | 0 | 0 | 0 | 0 | 0 | 0.09201% | 1 | 50% | 0% | 0% | 0% | 8.2745 | 0 | 0 | 0 | 8.2745 | #N/A
2007-12-18 18:01 | 12 | 18 | 18 | 352.7088 | 8442 | 30.02 | 23.54 | 1001 | 30.02 | 237.7253 | 0 | Heating | 31.6967 | #N/A | #N/A | #N/A | #N/A | 237.7253 | #N/A | #N/A | 3.2302 | #N/A | 0 | 0 | 0 | 0 | 0 | 0 | 0 | 0 | 0.1057% | 1 | 50% | 0% | 0% | 0% | 8.2745 | 0 | 0 | 0 | 8.2745 | #N/A
2007-12-18 19:01 | 12 | 18 | 19 | 352.7505 | 8443 | 30.2 | 24.08 | 1001 | 30.2 | 316.0338 | 0 | Heating | 42.1378 | #N/A | #N/A | #N/A | #N/A | 316.0338 | #N/A | #N/A | 3.2375 | #N/A | 0 | 0 | 0 | 0 | 0 | 0 | 0 | 0 | 0.1405% | 1 | 50% | 0% | 0% | 0% | 8.2745 | 0 | 0 | 0 | 8.2745 | #N/A
2007-12-18 20:01 | 12 | 18 | 20 | 352.7922 | 8444 | 30.92 | 24.98 | 1001 | 30.92 | 339.5528 | 0 | Heating | 45.2737 | #N/A | #N/A | #N/A | #N/A | 339.5528 | #N/A | #N/A | 3.2671 | #N/A | 0 | 0 | 0 | 0 | 0 | 0 | 0 | 0 | 0.1509% | 1 | 50% | 0% | 0% | 0% | 8.2745 | 0 | 0 | 0 | 8.2745 | #N/A
2007-12-18 21:01 | 12 | 18 | 21 | 352.8338 | 8445 | 30.92 | 25.7 | 1001 | 30.92 | 408.6654 | 0 | Heating | 54.4887 | #N/A | #N/A | #N/A | #N/A | 408.6654 | #N/A | #N/A | 3.2671 | #N/A | 0 | 0 | 0 | 0 | 0 | 0 | 0 | 0 | 0.1816% | 1 | 50% | 0% | 0% | 0% | 8.2745 | 0 | 0 | 0 | 8.2745 | #N/A
2007-12-18 22:01 | 12 | 18 | 22 | 352.8755 | 8446 | 32 | 26.06 | 1001 | 32 | 442.5548 | 0 | Heating | 59.0073 | #N/A | #N/A | #N/A | #N/A | 442.5548 | #N/A | #N/A | 3.3135 | #N/A | 0 | 0 | 0 | 0 | 0 | 0 | 0 | 0 | 0.1967% | 1 | 50% | 0% | 0% | 0% | 8.2745 | 0 | 0 | 0 | 8.2745 | #N/A
2007-12-18 23:01 | 12 | 18 | 23 | 352.9172 | 8447 | 32 | 26.6 | 1002 | 32 | 11.458 | 0 | Heating | 1.5277 | #N/A | #N/A | #N/A | #N/A | 11.458 | #N/A | #N/A | 3.3135 | #N/A | 0 | 0 | 0 | 0 | 0 | 0 | 0 | 0 | 0.005092% | 1 | 50% | 0% | 0% | 0% | 8.2745 | 0 | 0 | 0 | 8.2745 | #N/A
2007-12-19 00:01 | 12 | 19 | 0 | 352.9588 | 8448 | 33.98 | 26.96 | 1002 | 33.98 | 25.6934 | 0 | Heating | 3.4258 | #N/A | #N/A | #N/A | #N/A | 25.6934 | #N/A | #N/A | 3.405 | #N/A | 0 | 0 | 0 | 0 | 0 | 0 | 0 | 0 | 0.01142% | 1 | 50% | 0% | 0% | 0% | 8.2745 | 0 | 0 | 0 | 8.2745 | #N/A
2007-12-19 01:01 | 12 | 19 | 1 | 353.0005 | 8449 | 35.06 | 26.96 | 1002 | 35.06 | 42.7813 | 0 | Heating | 5.7042 | #N/A | #N/A | #N/A | #N/A | 42.7813 | #N/A | #N/A | 3.4585 | #N/A | 0 | 0 | 0 | 0 | 0 | 0 | 0 | 0 | 0.01901% | 1 | 50% | 0% | 0% | 0% | 8.2745 | 0 | 0 | 0 | 8.2745 | #N/A
2007-12-19 02:01 | 12 | 19 | 2 | 353.0422 | 8450 | 35.06 | 27.14 | 1003 | 35.06 | 70.247 | 0 | Heating | 9.3663 | #N/A | #N/A | #N/A | #N/A | 70.247 | #N/A | #N/A | 3.4585 | #N/A | 0 | 0 | 0 | 0 | 0 | 0 | 0 | 0 | 0.03122% | 1 | 50% | 0% | 0% | 0% | 8.2745 | 0 | 0 | 0 | 8.2745 | #N/A
2007-12-19 03:01 | 12 | 19 | 3 | 353.0838 | 8451 | 37.04 | 27.14 | 1003 | 37.04 | 94.3546 | 0 | Heating | 12.5806 | #N/A | #N/A | #N/A | #N/A | 94.3546 | #N/A | #N/A | 3.5637 | #N/A | 0 | 0 | 0 | 0 | 0 | 0 | 0 | 0 | 0.04194% | 1 | 50% | 0% | 0% | 0% | 8.2745 | 0 | 0 | 0 | 8.2745 | #N/A
2007-12-19 04:01 | 12 | 19 | 4 | 353.1255 | 8452 | 37.94 | 26.96 | 1003 | 37.94 | 113.3639 | 0 | Heating | 15.1152 | #N/A | #N/A | #N/A | #N/A | 113.3639 | #N/A | #N/A | 3.6146 | #N/A | 0 | 0 | 0 | 0 | 0 | 0 | 0 | 0 | 0.05038% | 1 | 50% | 0% | 0% | 0% | 8.2745 | 0 | 0 | 0 | 8.2745 | #N/A
2007-12-19 05:01 | 12 | 19 | 5 | 353.1672 | 8453 | 37.94 | 27.5 | 1003 | 37.94 | 134.0211 | 0 | Heating | 17.8695 | #N/A | #N/A | #N/A | #N/A | 134.0211 | #N/A | #N/A | 3.6146 | #N/A | 0 | 0 | 0 | 0 | 0 | 0 | 0 | 0 | 0.05956% | 1 | 50% | 0% | 0% | 0% | 8.2745 | 0 | 0 | 0 | 8.2745 | #N/A
2007-12-19 06:01 | 12 | 19 | 6 | 353.2088 | 8454 | 41 | 27.86 | 1003 | 41 | 129.732 | 0 | Heating | 17.2976 | #N/A | #N/A | #N/A | #N/A | 129.732 | #N/A | #N/A | 3.8033 | #N/A | 0 | 0 | 0 | 0 | 0 | 0 | 0 | 0 | 0.05766% | 1 | 50% | 0% | 0% | 0% | 8.2745 | 0 | 0 | 0 | 8.2745 | #N/A
2007-12-19 07:01 | 12 | 19 | 7 | 353.2505 | 8455 | 41 | 28.04 | 1003 | 41 | 848.4859 | 0 | Heating | 113.1315 | #N/A | #N/A | #N/A | #N/A | 848.4859 | #N/A | #N/A | 3.8033 | #N/A | 0 | 0 | 0 | 0 | 0 | 0 | 0 | 0 | 0.3771% | 1 | 50% | 0% | 0% | 0% | 8.2745 | 0 | 0 | 0 | 8.2745 | #N/A
2007-12-19 08:01 | 12 | 19 | 8 | 353.2922 | 8456 | 41 | 28.22 | 1004 | 41 | 541.3762 | 0 | Heating | 72.1835 | #N/A | #N/A | #N/A | #N/A | 541.3762 | #N/A | #N/A | 3.8033 | #N/A | 0 | 0 | 0 | 0 | 0 | 0 | 0 | 0 | 0.2406% | 1 | 50% | 0% | 0% | 0% | 8.2745 | 0 | 0 | 0 | 8.2745 | #N/A
2007-12-19 09:01 | 12 | 19 | 9 | 353.3338 | 8457 | 44.06 | 28.76 | 1004 | 44.06 | 238.2504 | 0 | Heating | 31.7667 | #N/A | #N/A | #N/A | #N/A | 238.2504 | #N/A | #N/A | 4.0174 | #N/A | 0 | 0 | 0 | 0 | 0 | 0 | 0 | 0 | 0.1059% | 1 | 50% | 0% | 0% | 0% | 8.2745 | 0 | 0 | 0 | 8.2745 | #N/A
2007-12-19 10:01 | 12 | 19 | 10 | 353.3755 | 8458 | 44.96 | 28.94 | 1004 | 44.96 | 201.5517 | 0 | Heating | 26.8736 | #N/A | #N/A | #N/A | #N/A | 201.5517 | #N/A | #N/A | 4.0856 | #N/A | 0 | 0 | 0 | 0 | 0 | 0 | 0 | 0 | 0.08958% | 1 | 50% | 0% | 0% | 0% | 8.2745 | 0 | 0 | 0 | 8.2745 | #N/A
2007-12-19 11:01 | 12 | 19 | 11 | 353.4172 | 8459 | 44.96 | 28.58 | 1003 | 44.96 | 206.1529 | 0 | Heating | 27.4871 | #N/A | #N/A | #N/A | #N/A | 206.1529 | #N/A | #N/A | 4.0856 | #N/A | 0 | 0 | 0 | 0 | 0 | 0 | 0 | 0 | 0.09162% | 1 | 50% | 0% | 0% | 0% | 8.2745 | 0 | 0 | 0 | 8.2745 | #N/A
2007-12-19 12:01 | 12 | 19 | 12 | 353.4588 | 8460 | 42.98 | 28.04 | 1003 | 42.98 | 175.9118 | 0 | Heating | 23.4549 | #N/A | #N/A | #N/A | #N/A | 175.9118 | #N/A | #N/A | 3.9388 | #N/A | 0 | 0 | 0 | 0 | 0 | 0 | 0 | 0 | 0.07818% | 1 | 50% | 0% | 0% | 0% | 8.2745 | 0 | 0 | 0 | 8.2745 | #N/A
2007-12-19 13:01 | 12 | 19 | 13 | 353.5005 | 8461 | 37.4 | 26.96 | 1003 | 37.4 | 216.4537 | 0 | Heating | 28.8605 | #N/A | #N/A | #N/A | #N/A | 216.4537 | #N/A | #N/A | 3.5838 | #N/A | 0 | 0 | 0 | 0 | 0 | 0 | 0 | 0 | 0.0962% | 1 | 50% | 0% | 0% | 0% | 8.2745 | 0 | 0 | 0 | 8.2745 | #N/A
2007-12-19 14:01 | 12 | 19 | 14 | 353.5422 | 8462 | 37.04 | 27.14 | 1003 | 37.04 | 132.0093 | 0 | Heating | 17.6012 | #N/A | #N/A | #N/A | #N/A | 132.0093 | #N/A | #N/A | 3.5637 | #N/A | 0 | 0 | 0 | 0 | 0 | 0 | 0 | 0 | 0.05867% | 1 | 50% | 0% | 0% | 0% | 8.2745 | 0 | 0 | 0 | 8.2745 | #N/A
2007-12-19 15:01 | 12 | 19 | 15 | 353.5838 | 8463 | 35.06 | 27.14 | 1004 | 35.06 | 127.303 | 0 | Heating | 16.9737 | #N/A | #N/A | #N/A | #N/A | 127.303 | #N/A | #N/A | 3.4585 | #N/A | 0 | 0 | 0 | 0 | 0 | 0 | 0 | 0 | 0.05658% | 1 | 50% | 0% | 0% | 0% | 8.2745 | 0 | 0 | 0 | 8.2745 | #N/A
2007-12-19 16:01 | 12 | 19 | 16 | 353.6255 | 8464 | 33.08 | 26.96 | 1004 | 33.08 | 130.6298 | 0 | Heating | 17.4173 | #N/A | #N/A | #N/A | #N/A | 130.6298 | #N/A | #N/A | 3.3624 | #N/A | 0 | 0 | 0 | 0 | 0 | 0 | 0 | 0 | 0.05806% | 1 | 50% | 0% | 0% | 0% | 8.2745 | 0 | 0 | 0 | 8.2745 | #N/A
2007-12-19 17:01 | 12 | 19 | 17 | 353.6672 | 8465 | 33.08 | 27.68 | 1005 | 33.08 | 95.8149 | 0 | Heating | 12.7753 | #N/A | #N/A | #N/A | #N/A | 95.8149 | #N/A | #N/A | 3.3624 | #N/A | 0 | 0 | 0 | 0 | 0 | 0 | 0 | 0 | 0.04258% | 1 | 50% | 0% | 0% | 0% | 8.2745 | 0 | 0 | 0 | 8.2745 | #N/A
2007-12-19 18:01 | 12 | 19 | 18 | 353.7088 | 8466 | 30.92 | 28.4 | 1005 | 30.92 | 133.3567 | 0 | Heating | 17.7809 | #N/A | #N/A | #N/A | #N/A | 133.3567 | #N/A | #N/A | 3.2671 | #N/A | 0 | 0 | 0 | 0 | 0 | 0 | 0 | 0 | 0.05927% | 1 | 50% | 0% | 0% | 0% | 8.2745 | 0 | 0 | 0 | 8.2745 | #N/A
2007-12-19 19:01 | 12 | 19 | 19 | 353.7505 | 8467 | 28.94 | 28.94 | 1006 | 28.94 | 215.09 | 0 | Heating | 28.6787 | #N/A | #N/A | #N/A | #N/A | 215.09 | #N/A | #N/A | 3.188 | #N/A | 0 | 0 | 0 | 0 | 0 | 0 | 0 | 0 | 0.0956% | 1 | 50% | 0% | 0% | 0% | 8.2745 | 0 | 0 | 0 | 8.2745 | #N/A
2007-12-19 20:01 | 12 | 19 | 20 | 353.7922 | 8468 | 28.94 | 28.76 | 1006 | 28.94 | 252.0135 | 0 | Heating | 33.6018 | #N/A | #N/A | #N/A | #N/A | 252.0135 | #N/A | #N/A | 3.188 | #N/A | 0 | 0 | 0 | 0 | 0 | 0 | 0 | 0 | 0.112% | 1 | 50% | 0% | 0% | 0% | 8.2745 | 0 | 0 | 0 | 8.2745 | #N/A
2007-12-19 21:01 | 12 | 19 | 21 | 353.8338 | 8469 | 26.96 | 28.58 | 1006 | 26.96 | 325.1052 | 0 | Heating | 43.3474 | #N/A | #N/A | #N/A | #N/A | 325.1052 | #N/A | #N/A | 3.1163 | #N/A | 0 | 0 | 0 | 0 | 0 | 0 | 0 | 0 | 0.1445% | 1 | 50% | 0% | 0% | 0% | 8.2745 | 0 | 0 | 0 | 8.2745 | #N/A
2007-12-19 22:01 | 12 | 19 | 22 | 353.8755 | 8470 | 24.08 | 28.04 | 1006 | 24.08 | 372.354 | 0 | Heating | 49.6472 | #N/A | #N/A | #N/A | #N/A | 372.354 | #N/A | #N/A | 3.0238 | #N/A | 0 | 0 | 0 | 0 | 0 | 0 | 0 | 0 | 0.1655% | 1 | 50% | 0% | 0% | 0% | 8.2745 | 0 | 0 | 0 | 8.2745 | #N/A
2007-12-19 23:01 | 12 | 19 | 23 | 353.9172 | 8471 | 24.08 | 27.14 | 1006 | 24.08 | 5.8128 | 0 | Heating | 0.77504 | #N/A | #N/A | #N/A | #N/A | 5.8128 | #N/A | #N/A | 3.0238 | #N/A | 0 | 0 | 0 | 0 | 0 | 0 | 0 | 0 | 0.002583% | 1 | 50% | 0% | 0% | 0% | 8.2745 | 0 | 0 | 0 | 8.2745 | #N/A
2007-12-20 00:01 | 12 | 20 | 0 | 353.9588 | 8472 | 19.94 | 26.24 | 1006 | 19.94 | 18.643 | 0 | Heating | 2.4857 | #N/A | #N/A | #N/A | #N/A | 18.643 | #N/A | #N/A | 2.9127 | #N/A | 0 | 0 | 0 | 0 | 0 | 0 | 0 | 0 | 0.008286% | 1 | 50% | 0% | 0% | 0% | 8.2745 | 0 | 0 | 0 | 8.2745 | #N/A
2007-12-20 01:01 | 12 | 20 | 1 | 354.0005 | 8473 | 19.04 | 24.98 | 1005 | 19.04 | 23.1022 | 0 | Heating | 3.0803 | #N/A | #N/A | #N/A | #N/A | 23.1022 | #N/A | #N/A | 2.8915 | #N/A | 0 | 0 | 0 | 0 | 0 | 0 | 0 | 0 | 0.01027% | 1 | 50% | 0% | 0% | 0% | 8.2745 | 0 | 0 | 0 | 8.2745 | #N/A
2007-12-20 02:01 | 12 | 20 | 2 | 354.0422 | 8474 | 19.04 | 24.44 | 1005 | 19.04 | 30.0184 | 0 | Heating | 4.0024 | #N/A | #N/A | #N/A | #N/A | 30.0184 | #N/A | #N/A | 2.8915 | #N/A | 0 | 0 | 0 | 0 | 0 | 0 | 0 | 0 | 0.01334% | 1 | 50% | 0% | 0% | 0% | 8.2745 | 0 | 0 | 0 | 8.2745 | #N/A
2007-12-20 03:01 | 12 | 20 | 3 | 354.0838 | 8475 | 17.06 | 23.72 | 1005 | 17.06 | 61.8315 | 0 | Heating | 8.2442 | #N/A | #N/A | #N/A | #N/A | 61.8315 | #N/A | #N/A | 2.8481 | #N/A | 0 | 0 | 0 | 0 | 0 | 0 | 0 | 0 | 0.02748% | 1 | 50% | 0% | 0% | 0% | 8.2745 | 0 | 0 | 0 | 8.2745 | #N/A
2007-12-20 04:01 | 12 | 20 | 4 | 354.1255 | 8476 | 15.98 | 23 | 1005 | 15.98 | 103.438 | 0 | Heating | 13.7917 | #N/A | #N/A | #N/A | #N/A | 103.438 | #N/A | #N/A | 2.8262 | #N/A | 0 | 0 | 0 | 0 | 0 | 0 | 0 | 0 | 0.04597% | 1 | 50% | 0% | 0% | 0% | 8.2745 | 0 | 0 | 0 | 8.2745 | #N/A
2007-12-20 05:01 | 12 | 20 | 5 | 354.1672 | 8477 | 15.98 | 23.54 | 1005 | 15.98 | 124.9184 | 0 | Heating | 16.6558 | #N/A | #N/A | #N/A | #N/A | 124.9184 | #N/A | #N/A | 2.8262 | #N/A | 0 | 0 | 0 | 0 | 0 | 0 | 0 | 0 | 0.05552% | 1 | 50% | 0% | 0% | 0% | 8.2745 | 0 | 0 | 0 | 8.2745 | #N/A
2007-12-20 06:01 | 12 | 20 | 6 | 354.2088 | 8478 | 12.92 | 23.9 | 1005 | 12.92 | 109.7634 | 0 | Heating | 14.6351 | #N/A | #N/A | #N/A | #N/A | 109.7634 | #N/A | #N/A | 2.7697 | #N/A | 0 | 0 | 0 | 0 | 0 | 0 | 0 | 0 | 0.04878% | 1 | 50% | 0% | 0% | 0% | 8.2745 | 0 | 0 | 0 | 8.2745 | #N/A
2007-12-20 07:01 | 12 | 20 | 7 | 354.2505 | 8479 | 12.92 | 24.08 | 1005 | 12.92 | 812.4919 | 0 | Heating | 108.3322 | #N/A | #N/A | #N/A | #N/A | 812.4919 | #N/A | #N/A | 2.7697 | #N/A | 0 | 0 | 0 | 0 | 0 | 0 | 0 | 0 | 0.3611% | 1 | 50% | 0% | 0% | 0% | 8.2745 | 0 | 0 | 0 | 8.2745 | #N/A
2007-12-20 08:01 | 12 | 20 | 8 | 354.2922 | 8480 | 12.92 | 24.26 | 1005 | 12.92 | 503.5099 | 0 | Heating | 67.1347 | #N/A | #N/A | #N/A | #N/A | 503.5099 | #N/A | #N/A | 2.7697 | #N/A | 0 | 0 | 0 | 0 | 0 | 0 | 0 | 0 | 0.2238% | 1 | 50% | 0% | 0% | 0% | 8.2745 | 0 | 0 | 0 | 8.2745 | #N/A
2007-12-20 09:01 | 12 | 20 | 9 | 354.3338 | 8481 | 14 | 24.8 | 1005 | 14 | 214.5097 | 0 | Heating | 28.6013 | #N/A | #N/A | #N/A | #N/A | 214.5097 | #N/A | #N/A | 2.7888 | #N/A | 0 | 0 | 0 | 0 | 0 | 0 | 0 | 0 | 0.09534% | 1 | 50% | 0% | 0% | 0% | 8.2745 | 0 | 0 | 0 | 8.2745 | #N/A
2007-12-20 10:01 | 12 | 20 | 10 | 354.3755 | 8482 | 15.98 | 24.98 | 1005 | 15.98 | 176.9444 | 0 | Heating | 23.5926 | #N/A | #N/A | #N/A | #N/A | 176.9444 | #N/A | #N/A | 2.8262 | #N/A | 0 | 0 | 0 | 0 | 0 | 0 | 0 | 0 | 0.07864% | 1 | 50% | 0% | 0% | 0% | 8.2745 | 0 | 0 | 0 | 8.2745 | #N/A
2007-12-20 11:01 | 12 | 20 | 11 | 354.4172 | 8483 | 15.98 | 24.98 | 1004 | 15.98 | 174.6388 | 0 | Heating | 23.2852 | #N/A | #N/A | #N/A | #N/A | 174.6388 | #N/A | #N/A | 2.8262 | #N/A | 0 | 0 | 0 | 0 | 0 | 0 | 0 | 0 | 0.07762% | 1 | 50% | 0% | 0% | 0% | 8.2745 | 0 | 0 | 0 | 8.2745 | #N/A
2007-12-20 12:01 | 12 | 20 | 12 | 354.4588 | 8484 | 19.94 | 24.8 | 1003 | 19.94 | 134.62 | 0 | Heating | 17.9493 | #N/A | #N/A | #N/A | #N/A | 134.62 | #N/A | #N/A | 2.9127 | #N/A | 0 | 0 | 0 | 0 | 0 | 0 | 0 | 0 | 0.05983% | 1 | 50% | 0% | 0% | 0% | 8.2745 | 0 | 0 | 0 | 8.2745 | #N/A
2007-12-20 13:01 | 12 | 20 | 13 | 354.5005 | 8485 | 21.02 | 24.08 | 1002 | 21.02 | 169.2712 | 0 | Heating | 22.5695 | #N/A | #N/A | #N/A | #N/A | 169.2712 | #N/A | #N/A | 2.9394 | #N/A | 0 | 0 | 0 | 0 | 0 | 0 | 0 | 0 | 0.07523% | 1 | 50% | 0% | 0% | 0% | 8.2745 | 0 | 0 | 0 | 8.2745 | #N/A
2007-12-20 14:01 | 12 | 20 | 14 | 354.5422 | 8486 | 21.02 | 25.34 | 1002 | 21.02 | 88.0104 | 0 | Heating | 11.7347 | #N/A | #N/A | #N/A | #N/A | 88.0104 | #N/A | #N/A | 2.9394 | #N/A | 0 | 0 | 0 | 0 | 0 | 0 | 0 | 0 | 0.03912% | 1 | 50% | 0% | 0% | 0% | 8.2745 | 0 | 0 | 0 | 8.2745 | #N/A
2007-12-20 15:01 | 12 | 20 | 15 | 354.5838 | 8487 | 21.92 | 26.24 | 1001 | 21.92 | 82.7583 | 0 | Heating | 11.0344 | #N/A | #N/A | #N/A | #N/A | 82.7583 | #N/A | #N/A | 2.9629 | #N/A | 0 | 0 | 0 | 0 | 0 | 0 | 0 | 0 | 0.03678% | 1 | 50% | 0% | 0% | 0% | 8.2745 | 0 | 0 | 0 | 8.2745 | #N/A
2007-12-20 16:01 | 12 | 20 | 16 | 354.6255 | 8488 | 19.94 | 26.96 | 1001 | 19.94 | 85.5201 | 0 | Heating | 11.4027 | #N/A | #N/A | #N/A | #N/A | 85.5201 | #N/A | #N/A | 2.9127 | #N/A | 0 | 0 | 0 | 0 | 0 | 0 | 0 | 0 | 0.03801% | 1 | 50% | 0% | 0% | 0% | 8.2745 | 0 | 0 | 0 | 8.2745 | #N/A
2007-12-20 17:01 | 12 | 20 | 17 | 354.6672 | 8489 | 19.94 | 27.68 | 1001 | 19.94 | 60.3487 | 0 | Heating | 8.0465 | #N/A | #N/A | #N/A | #N/A | 60.3487 | #N/A | #N/A | 2.9127 | #N/A | 0 | 0 | 0 | 0 | 0 | 0 | 0 | 0 | 0.02682% | 1 | 50% | 0% | 0% | 0% | 8.2745 | 0 | 0 | 0 | 8.2745 | #N/A
2007-12-20 18:01 | 12 | 20 | 18 | 354.7088 | 8490 | 15.98 | 28.4 | 1001 | 15.98 | 109.4853 | 0 | Heating | 14.598 | #N/A | #N/A | #N/A | #N/A | 109.4853 | #N/A | #N/A | 2.8262 | #N/A | 0 | 0 | 0 | 0 | 0 | 0 | 0 | 0 | 0.04866% | 1 | 50% | 0% | 0% | 0% | 8.2745 | 0 | 0 | 0 | 8.2745 | #N/A
2007-12-20 19:01 | 12 | 20 | 19 | 354.7505 | 8491 | 15.08 | 28.94 | 1001 | 15.08 | 201.2874 | 0 | Heating | 26.8383 | #N/A | #N/A | #N/A | #N/A | 201.2874 | #N/A | #N/A | 2.8087 | #N/A | 0 | 0 | 0 | 0 | 0 | 0 | 0 | 0 | 0.08946% | 1 | 50% | 0% | 0% | 0% | 8.2745 | 0 | 0 | 0 | 8.2745 | #N/A
2007-12-20 20:01 | 12 | 20 | 20 | 354.7922 | 8492 | 15.08 | 28.76 | 1001 | 15.08 | 235.3767 | 0 | Heating | 31.3836 | #N/A | #N/A | #N/A | #N/A | 235.3767 | #N/A | #N/A | 2.8087 | #N/A | 0 | 0 | 0 | 0 | 0 | 0 | 0 | 0 | 0.1046% | 1 | 50% | 0% | 0% | 0% | 8.2745 | 0 | 0 | 0 | 8.2745 | #N/A
2007-12-20 21:01 | 12 | 20 | 21 | 354.8338 | 8493 | 12.02 | 28.58 | 1000 | 12.02 | 301.1892 | 0 | Heating | 40.1586 | #N/A | #N/A | #N/A | #N/A | 301.1892 | #N/A | #N/A | 2.7546 | #N/A | 0 | 0 | 0 | 0 | 0 | 0 | 0 | 0 | 0.1339% | 1 | 50% | 0% | 0% | 0% | 8.2745 | 0 | 0 | 0 | 8.2745 | #N/A
2007-12-20 22:01 | 12 | 20 | 22 | 354.8755 | 8494 | 10.94 | 28.04 | 1000 | 10.94 | 330.9857 | 0 | Heating | 44.1314 | #N/A | #N/A | #N/A | #N/A | 330.9857 | #N/A | #N/A | 2.737 | #N/A | 0 | 0 | 0 | 0 | 0 | 0 | 0 | 0 | 0.1471% | 1 | 50% | 0% | 0% | 0% | 8.2745 | 0 | 0 | 0 | 8.2745 | #N/A
2007-12-20 23:01 | 12 | 20 | 23 | 354.9172 | 8495 | 10.94 | 28.22 | 999 | 10.94 | 2.724 | 0 | Heating | 0.36319 | #N/A | #N/A | #N/A | #N/A | 2.724 | #N/A | #N/A | 2.737 | #N/A | 0 | 0 | 0 | 0 | 0 | 0 | 0 | 0 | 0.001211% | 1 | 50% | 0% | 0% | 0% | 8.2745 | 0 | 0 | 0 | 8.2745 | #N/A
2007-12-21 00:01 | 12 | 21 | 0 | 354.9588 | 8496 | 8.96 | 28.22 | 999 | 8.96 | 13.4686 | 0 | Heating | 1.7958 | #N/A | #N/A | #N/A | #N/A | 13.4686 | #N/A | #N/A | 2.7067 | #N/A | 0 | 0 | 0 | 0 | 0 | 0 | 0 | 0 | 0.005986% | 1 | 50% | 0% | 0% | 0% | 8.2745 | 0 | 0 | 0 | 8.2745 | #N/A
2007-12-21 01:01 | 12 | 21 | 1 | 355.0005 | 8497 | 8.06 | 28.04 | 998 | 8.06 | 20.2208 | 0 | Heating | 2.6961 | #N/A | #N/A | #N/A | #N/A | 20.2208 | #N/A | #N/A | 2.6935 | #N/A | 0 | 0 | 0 | 0 | 0 | 0 | 0 | 0 | 0.008987% | 1 | 50% | 0% | 0% | 0% | 8.2745 | 0 | 0 | 0 | 8.2745 | #N/A
2007-12-21 02:01 | 12 | 21 | 2 | 355.0422 | 8498 | 8.06 | 28.4 | 998 | 8.06 | 22.8501 | 0 | Heating | 3.0467 | #N/A | #N/A | #N/A | #N/A | 22.8501 | #N/A | #N/A | 2.6935 | #N/A | 0 | 0 | 0 | 0 | 0 | 0 | 0 | 0 | 0.01016% | 1 | 50% | 0% | 0% | 0% | 8.2745 | 0 | 0 | 0 | 8.2745 | #N/A
2007-12-21 03:01 | 12 | 21 | 3 | 355.0838 | 8499 | 8.06 | 28.76 | 997 | 8.06 | 24.6378 | 0 | Heating | 3.285 | #N/A | #N/A | #N/A | #N/A | 24.6378 | #N/A | #N/A | 2.6935 | #N/A | 0 | 0 | 0 | 0 | 0 | 0 | 0 | 0 | 0.01095% | 1 | 50% | 0% | 0% | 0% | 8.2745 | 0 | 0 | 0 | 8.2745 | #N/A
2007-12-21 04:01 | 12 | 21 | 4 | 355.1255 | 8500 | 6.98 | 28.94 | 997 | 6.98 | 27.0064 | 0 | Heating | 3.6008 | #N/A | #N/A | #N/A | #N/A | 27.0064 | #N/A | #N/A | 2.6781 | #N/A | 0 | 0 | 0 | 0 | 0 | 0 | 0 | 0 | 0.012% | 1 | 50% | 0% | 0% | 0% | 8.2745 | 0 | 0 | 0 | 8.2745 | #N/A
2007-12-21 05:01 | 12 | 21 | 5 | 355.1672 | 8501 | 6.98 | 29.66 | 996 | 6.98 | 38.2505 | 0 | Heating | 5.1001 | #N/A | #N/A | #N/A | #N/A | 38.2505 | #N/A | #N/A | 2.6781 | #N/A | 0 | 0 | 0 | 0 | 0 | 0 | 0 | 0 | 0.017% | 1 | 50% | 0% | 0% | 0% | 8.2745 | 0 | 0 | 0 | 8.2745 | #N/A
2007-12-21 06:01 | 12 | 21 | 6 | 355.2088 | 8502 | 6.98 | 30.38 | 995 | 6.98 | 35.3594 | 0 | Heating | 4.7146 | #N/A | #N/A | #N/A | #N/A | 35.3594 | #N/A | #N/A | 2.6781 | #N/A | 0 | 0 | 0 | 0 | 0 | 0 | 0 | 0 | 0.01572% | 1 | 50% | 0% | 0% | 0% | 8.2745 | 0 | 0 | 0 | 8.2745 | #N/A
2007-12-21 07:01 | 12 | 21 | 7 | 355.2505 | 8503 | 6.98 | 30.92 | 994 | 6.98 | 733.8575 | 0 | Heating | 97.8477 | #N/A | #N/A | #N/A | #N/A | 733.8575 | #N/A | #N/A | 2.6781 | #N/A | 0 | 0 | 0 | 0 | 0 | 0 | 0 | 0 | 0.3262% | 1 | 50% | 0% | 0% | 0% | 8.2745 | 0 | 0 | 0 | 8.2745 | #N/A
2007-12-21 08:01 | 12 | 21 | 8 | 355.2922 | 8504 | 6.98 | 30.74 | 993 | 6.98 | 479.4341 | 0 | Heating | 63.9246 | #N/A | #N/A | #N/A | #N/A | 479.4341 | #N/A | #N/A | 2.6781 | #N/A | 0 | 0 | 0 | 0 | 0 | 0 | 0 | 0 | 0.2131% | 1 | 50% | 0% | 0% | 0% | 8.2745 | 0 | 0 | 0 | 8.2745 | #N/A
2007-12-21 09:01 | 12 | 21 | 9 | 355.3338 | 8505 | 12.02 | 30.92 | 993 | 12.02 | 343.5355 | 0 | Heating | 45.8047 | #N/A | #N/A | #N/A | #N/A | 343.5355 | #N/A | #N/A | 2.7546 | #N/A | 0 | 0 | 0 | 0 | 0 | 0 | 0 | 0 | 0.1527% | 1 | 50% | 0% | 0% | 0% | 8.2745 | 0 | 0 | 0 | 8.2745 | #N/A
2007-12-21 10:01 | 12 | 21 | 10 | 355.3755 | 8506 | 15.98 | 30.92 | 992 | 15.98 | 329.5015 | 0 | Heating | 43.9335 | #N/A | #N/A | #N/A | #N/A | 329.5015 | #N/A | #N/A | 2.8262 | #N/A | 0 | 0 | 0 | 0 | 0 | 0 | 0 | 0 | 0.1464% | 1 | 50% | 0% | 0% | 0% | 8.2745 | 0 | 0 | 0 | 8.2745 | #N/A
2007-12-21 11:01 | 12 | 21 | 11 | 355.4172 | 8507 | 15.98 | 31.28 | 991 | 15.98 | 348.6239 | 0 | Heating | 46.4832 | #N/A | #N/A | #N/A | #N/A | 348.6239 | #N/A | #N/A | 2.8262 | #N/A | 0 | 0 | 0 | 0 | 0 | 0 | 0 | 0 | 0.1549% | 1 | 50% | 0% | 0% | 0% | 8.2745 | 0 | 0 | 0 | 8.2745 | #N/A
2007-12-21 12:01 | 12 | 21 | 12 | 355.4588 | 8508 | 21.02 | 31.28 | 989 | 21.02 | 321.8988 | 0 | Heating | 42.9198 | #N/A | #N/A | #N/A | #N/A | 321.8988 | #N/A | #N/A | 2.9394 | #N/A | 0 | 0 | 0 | 0 | 0 | 0 | 0 | 0 | 0.1431% | 1 | 50% | 0% | 0% | 0% | 8.2745 | 0 | 0 | 0 | 8.2745 | #N/A
2007-12-21 13:01 | 12 | 21 | 13 | 355.5005 | 8509 | 24.08 | 30.92 | 988 | 24.08 | 296.0062 | 0 | Heating | 39.4675 | #N/A | #N/A | #N/A | #N/A | 296.0062 | #N/A | #N/A | 3.0238 | #N/A | 0 | 0 | 0 | 0 | 0 | 0 | 0 | 0 | 0.1316% | 1 | 50% | 0% | 0% | 0% | 8.2745 | 0 | 0 | 0 | 8.2745 | #N/A
2007-12-21 14:01 | 12 | 21 | 14 | 355.5422 | 8510 | 24.08 | 30.92 | 988 | 24.08 | 289.4324 | 0 | Heating | 38.591 | #N/A | #N/A | #N/A | #N/A | 289.4324 | #N/A | #N/A | 3.0238 | #N/A | 0 | 0 | 0 | 0 | 0 | 0 | 0 | 0 | 0.1286% | 1 | 50% | 0% | 0% | 0% | 8.2745 | 0 | 0 | 0 | 8.2745 | #N/A
2007-12-21 15:01 | 12 | 21 | 15 | 355.5838 | 8511 | 26.06 | 30.56 | 988 | 26.06 | 396.3498 | 0 | Heating | 52.8466 | #N/A | #N/A | #N/A | #N/A | 396.3498 | #N/A | #N/A | 3.0859 | #N/A | 0 | 0 | 0 | 0 | 0 | 0 | 0 | 0 | 0.1762% | 1 | 50% | 0% | 0% | 0% | 8.2745 | 0 | 0 | 0 | 8.2745 | #N/A
2007-12-21 16:01 | 12 | 21 | 16 | 355.6255 | 8512 | 26.06 | 30.02 | 988 | 26.06 | 423.0411 | 0 | Heating | 56.4055 | #N/A | #N/A | #N/A | #N/A | 423.0411 | #N/A | #N/A | 3.0859 | #N/A | 0 | 0 | 0 | 0 | 0 | 0 | 0 | 0 | 0.188% | 1 | 50% | 0% | 0% | 0% | 8.2745 | 0 | 0 | 0 | 8.2745 | #N/A
2007-12-21 17:01 | 12 | 21 | 17 | 355.6672 | 8513 | 26.06 | 29.84 | 989 | 26.06 | 380.8441 | 0 | Heating | 50.7792 | #N/A | #N/A | #N/A | #N/A | 380.8441 | #N/A | #N/A | 3.0859 | #N/A | 0 | 0 | 0 | 0 | 0 | 0 | 0 | 0 | 0.1693% | 1 | 50% | 0% | 0% | 0% | 8.2745 | 0 | 0 | 0 | 8.2745 | #N/A
2007-12-21 18:01 | 12 | 21 | 18 | 355.7088 | 8514 | 26.96 | 29.48 | 989 | 26.96 | 396.4829 | 0 | Heating | 52.8644 | #N/A | #N/A | #N/A | #N/A | 396.4829 | #N/A | #N/A | 3.1163 | #N/A | 0 | 0 | 0 | 0 | 0 | 0 | 0 | 0 | 0.1762% | 1 | 50% | 0% | 0% | 0% | 8.2745 | 0 | 0 | 0 | 8.2745 | #N/A
2007-12-21 19:01 | 12 | 21 | 19 | 355.7505 | 8515 | 26.96 | 28.94 | 989 | 26.96 | 1.5642 | 0 | Heating | 0.20856 | #N/A | #N/A | #N/A | #N/A | 1.5642 | #N/A | #N/A | 3.1163 | #N/A | 0 | 0 | 0 | 0 | 0 | 0 | 0 | 0 | 0.0006952% | 1 | 50% | 0% | 0% | 0% | 8.2745 | 0 | 0 | 0 | 8.2745 | #N/A
2007-12-21 20:01 | 12 | 21 | 20 | 355.7922 | 8516 | 26.96 | 27.86 | 990 | 26.96 | 13.6955 | 0 | Heating | 1.8261 | #N/A | #N/A | #N/A | #N/A | 13.6955 | #N/A | #N/A | 3.1163 | #N/A | 0 | 0 | 0 | 0 | 0 | 0 | 0 | 0 | 0.006087% | 1 | 50% | 0% | 0% | 0% | 8.2745 | 0 | 0 | 0 | 8.2745 | #N/A
2007-12-21 21:01 | 12 | 21 | 21 | 355.8338 | 8517 | 26.96 | 26.6 | 990 | 26.8203 | 17.0861 | 0 | Heating | 2.2782 | #N/A | #N/A | #N/A | #N/A | 17.0861 | #N/A | #N/A | 3.1163 | #N/A | 0 | 0 | 0 | 0 | 0 | 0 | 0 | 0 | 0.007594% | 1 | 50% | 0% | 0% | 0% | 8.2745 | 0 | 0 | 0 | 8.2745 | #N/A
2007-12-21 22:01 | 12 | 21 | 22 | 355.8755 | 8518 | 26.96 | 24.98 | 990 | 26.2137 | 22.2044 | 0 | Heating | 2.9606 | #N/A | #N/A | #N/A | #N/A | 22.2044 | #N/A | #N/A | 3.1163 | #N/A | 0 | 0 | 0 | 0 | 0 | 0 | 0 | 0 | 0.009869% | 1 | 50% | 0% | 0% | 0% | 8.2745 | 0 | 0 | 0 | 8.2745 | #N/A
2007-12-21 23:01 | 12 | 21 | 23 | 355.9172 | 8519 | 26.96 | 25.16 | 991 | 26.2797 | 56.9671 | 0 | Heating | 7.5956 | #N/A | #N/A | #N/A | #N/A | 56.9671 | #N/A | #N/A | 3.1163 | #N/A | 0 | 0 | 0 | 0 | 0 | 0 | 0 | 0 | 0.02532% | 1 | 50% | 0% | 0% | 0% | 8.2745 | 0 | 0 | 0 | 8.2745 | #N/A
2007-12-22 00:01 | 12 | 22 | 0 | 355.9588 | 8520 | 26.96 | 25.16 | 991 | 26.2797 | 128.284 | 0 | Heating | 17.1045 | #N/A | #N/A | #N/A | #N/A | 128.284 | #N/A | #N/A | 3.1163 | #N/A | 0 | 0 | 0 | 0 | 0 | 0 | 0 | 0 | 0.05702% | 1 | 50% | 0% | 0% | 0% | 8.2745 | 0 | 0 | 0 | 8.2745 | #N/A
2007-12-22 01:01 | 12 | 22 | 1 | 356.0005 | 8521 | 26.96 | 24.98 | 991 | 26.2141 | 172.9663 | 0 | Heating | 23.0622 | #N/A | #N/A | #N/A | #N/A | 172.9663 | #N/A | #N/A | 3.1163 | #N/A | 0 | 0 | 0 | 0 | 0 | 0 | 0 | 0 | 0.07687% | 1 | 50% | 0% | 0% | 0% | 8.2745 | 0 | 0 | 0 | 8.2745 | #N/A
2007-12-22 02:01 | 12 | 22 | 2 | 356.0422 | 8522 | 26.96 | 23.36 | 992 | 25.6439 | 212.7967 | 0 | Heating | 28.3729 | #N/A | #N/A | #N/A | #N/A | 212.7967 | #N/A | #N/A | 3.1163 | #N/A | 0 | 0 | 0 | 0 | 0 | 0 | 0 | 0 | 0.09458% | 1 | 50% | 0% | 0% | 0% | 8.2745 | 0 | 0 | 0 | 8.2745 | #N/A
2007-12-22 03:01 | 12 | 22 | 3 | 356.0838 | 8523 | 23 | 21.74 | 992 | 22.5684 | 247.1355 | 0 | Heating | 32.9514 | #N/A | #N/A | #N/A | #N/A | 247.1355 | #N/A | #N/A | 2.9925 | #N/A | 0 | 0 | 0 | 0 | 0 | 0 | 0 | 0 | 0.1098% | 1 | 50% | 0% | 0% | 0% | 8.2745 | 0 | 0 | 0 | 8.2745 | #N/A
2007-12-22 04:01 | 12 | 22 | 4 | 356.1255 | 8524 | 21.02 | 19.94 | 992 | 20.6693 | 280.3134 | 0 | Heating | 37.3751 | #N/A | #N/A | #N/A | #N/A | 280.3134 | #N/A | #N/A | 2.9394 | #N/A | 0 | 0 | 0 | 0 | 0 | 0 | 0 | 0 | 0.1246% | 1 | 50% | 0% | 0% | 0% | 8.2745 | 0 | 0 | 0 | 8.2745 | #N/A
2007-12-22 05:01 | 12 | 22 | 5 | 356.1672 | 8525 | 21.02 | 19.4 | 993 | 20.4997 | 317.7275 | 0 | Heating | 42.3637 | #N/A | #N/A | #N/A | #N/A | 317.7275 | #N/A | #N/A | 2.9394 | #N/A | 0 | 0 | 0 | 0 | 0 | 0 | 0 | 0 | 0.1412% | 1 | 50% | 0% | 0% | 0% | 8.2745 | 0 | 0 | 0 | 8.2745 | #N/A
2007-12-22 06:01 | 12 | 22 | 6 | 356.2088 | 8526 | 24.08 | 18.68 | 993 | 22.317 | 326.1108 | 0 | Heating | 43.4814 | #N/A | #N/A | #N/A | #N/A | 326.1108 | #N/A | #N/A | 3.0238 | #N/A | 0 | 0 | 0 | 0 | 0 | 0 | 0 | 0 | 0.1449% | 1 | 50% | 0% | 0% | 0% | 8.2745 | 0 | 0 | 0 | 8.2745 | #N/A
2007-12-22 07:01 | 12 | 22 | 7 | 356.2505 | 8527 | 21.02 | 17.96 | 994 | 20.065 | 309.0775 | 0 | Heating | 41.2103 | #N/A | #N/A | #N/A | #N/A | 309.0775 | #N/A | #N/A | 2.9394 | #N/A | 0 | 0 | 0 | 0 | 0 | 0 | 0 | 0 | 0.1374% | 1 | 50% | 0% | 0% | 0% | 8.2745 | 0 | 0 | 0 | 8.2745 | #N/A
2007-12-22 08:01 | 12 | 22 | 8 | 356.2922 | 8528 | 21.02 | 18.5 | 995 | 20.2258 | 279.2626 | 0 | Heating | 37.235 | #N/A | #N/A | #N/A | #N/A | 279.2626 | #N/A | #N/A | 2.9394 | #N/A | 0 | 0 | 0 | 0 | 0 | 0 | 0 | 0 | 0.1241% | 1 | 50% | 0% | 0% | 0% | 8.2745 | 0 | 0 | 0 | 8.2745 | #N/A
2007-12-22 09:01 | 12 | 22 | 9 | 356.3338 | 8529 | 26.06 | 19.4 | 996 | 23.8186 | 224.5389 | 0 | Heating | 29.9385 | #N/A | #N/A | #N/A | #N/A | 224.5389 | #N/A | #N/A | 3.0859 | #N/A | 0 | 0 | 0 | 0 | 0 | 0 | 0 | 0 | 0.0998% | 1 | 50% | 0% | 0% | 0% | 8.2745 | 0 | 0 | 0 | 8.2745 | #N/A
2007-12-22 10:01 | 12 | 22 | 10 | 356.3755 | 8530 | 30.02 | 19.94 | 996 | 26.4683 | 169.5084 | 0 | Heating | 22.6011 | #N/A | #N/A | #N/A | #N/A | 169.5084 | #N/A | #N/A | 3.2302 | #N/A | 0 | 0 | 0 | 0 | 0 | 0 | 0 | 0 | 0.07534% | 1 | 50% | 0% | 0% | 0% | 8.2745 | 0 | 0 | 0 | 8.2745 | #N/A
2007-12-22 11:01 | 12 | 22 | 11 | 356.4172 | 8531 | 30.02 | 20.66 | 996 | 26.68 | 222.6512 | 0 | Heating | 29.6868 | #N/A | #N/A | #N/A | #N/A | 222.6512 | #N/A | #N/A | 3.2302 | #N/A | 0 | 0 | 0 | 0 | 0 | 0 | 0 | 0 | 0.09896% | 1 | 50% | 0% | 0% | 0% | 8.2745 | 0 | 0 | 0 | 8.2745 | #N/A
2007-12-22 12:01 | 12 | 22 | 12 | 356.4588 | 8532 | 35.96 | 21.02 | 996 | 30.322 | 222.4381 | 0 | Heating | 29.6584 | #N/A | #N/A | #N/A | #N/A | 222.4381 | #N/A | #N/A | 3.5052 | #N/A | 0 | 0 | 0 | 0 | 0 | 0 | 0 | 0 | 0.09886% | 1 | 50% | 0% | 0% | 0% | 8.2745 | 0 | 0 | 0 | 8.2745 | #N/A
2007-12-22 13:01 | 12 | 22 | 13 | 356.5005 | 8533 | 37.04 | 21.02 | 996 | 30.942 | 221.7783 | 0 | Heating | 29.5704 | #N/A | #N/A | #N/A | #N/A | 221.7783 | #N/A | #N/A | 3.5637 | #N/A | 0 | 0 | 0 | 0 | 0 | 0 | 0 | 0 | 0.09857% | 1 | 50% | 0% | 0% | 0% | 8.2745 | 0 | 0 | 0 | 8.2745 | #N/A
2007-12-22 14:01 | 12 | 22 | 14 | 356.5422 | 8534 | 37.04 | 21.92 | 997 | 31.203 | 211.2449 | 0 | Heating | 28.166 | #N/A | #N/A | #N/A | #N/A | 211.2449 | #N/A | #N/A | 3.5637 | #N/A | 0 | 0 | 0 | 0 | 0 | 0 | 0 | 0 | 0.09389% | 1 | 50% | 0% | 0% | 0% | 8.2745 | 0 | 0 | 0 | 8.2745 | #N/A
2007-12-22 15:01 | 12 | 22 | 15 | 356.5838 | 8535 | 37.04 | 22.46 | 998 | 31.3651 | 210.2967 | 0 | Heating | 28.0396 | #N/A | #N/A | #N/A | #N/A | 210.2967 | #N/A | #N/A | 3.5637 | #N/A | 0 | 0 | 0 | 0 | 0 | 0 | 0 | 0 | 0.09347% | 1 | 50% | 0% | 0% | 0% | 8.2745 | 0 | 0 | 0 | 8.2745 | #N/A
2007-12-22 16:01 | 12 | 22 | 16 | 356.6255 | 8536 | 35.06 | 23 | 998 | 30.3962 | 229.1217 | 0 | Heating | 30.5496 | #N/A | #N/A | #N/A | #N/A | 229.1217 | #N/A | #N/A | 3.4585 | #N/A | 0 | 0 | 0 | 0 | 0 | 0 | 0 | 0 | 0.1018% | 1 | 50% | 0% | 0% | 0% | 8.2745 | 0 | 0 | 0 | 8.2745 | #N/A
2007-12-22 17:01 | 12 | 22 | 17 | 356.6672 | 8537 | 35.06 | 23.18 | 999 | 30.4547 | 209.1265 | 0 | Heating | 27.8835 | #N/A | #N/A | #N/A | #N/A | 209.1265 | #N/A | #N/A | 3.4585 | #N/A | 0 | 0 | 0 | 0 | 0 | 0 | 0 | 0 | 0.09295% | 1 | 50% | 0% | 0% | 0% | 8.2745 | 0 | 0 | 0 | 8.2745 | #N/A
2007-12-22 18:01 | 12 | 22 | 18 | 356.7088 | 8538 | 28.94 | 23.18 | 1000 | 26.8161 | 209.3235 | 0 | Heating | 27.9098 | #N/A | #N/A | #N/A | #N/A | 209.3235 | #N/A | #N/A | 3.188 | #N/A | 0 | 0 | 0 | 0 | 0 | 0 | 0 | 0 | 0.09303% | 1 | 50% | 0% | 0% | 0% | 8.2745 | 0 | 0 | 0 | 8.2745 | #N/A
2007-12-22 19:01 | 12 | 22 | 19 | 356.7505 | 8539 | 26.96 | 23 | 1001 | 25.5298 | 229.8492 | 0 | Heating | 30.6466 | #N/A | #N/A | #N/A | #N/A | 229.8492 | #N/A | #N/A | 3.1163 | #N/A | 0 | 0 | 0 | 0 | 0 | 0 | 0 | 0 | 0.1022% | 1 | 50% | 0% | 0% | 0% | 8.2745 | 0 | 0 | 0 | 8.2745 | #N/A
2007-12-22 20:01 | 12 | 22 | 20 | 356.7922 | 8540 | 26.96 | 22.46 | 1002 | 25.3516 | 268.8098 | 0 | Heating | 35.8413 | #N/A | #N/A | #N/A | #N/A | 268.8098 | #N/A | #N/A | 3.1163 | #N/A | 0 | 0 | 0 | 0 | 0 | 0 | 0 | 0 | 0.1195% | 1 | 50% | 0% | 0% | 0% | 8.2745 | 0 | 0 | 0 | 8.2745 | #N/A
2007-12-22 21:01 | 12 | 22 | 21 | 356.8338 | 8541 | 26.06 | 21.92 | 1002 | 24.6064 | 276.9879 | 0 | Heating | 36.9317 | #N/A | #N/A | #N/A | #N/A | 276.9879 | #N/A | #N/A | 3.0859 | #N/A | 0 | 0 | 0 | 0 | 0 | 0 | 0 | 0 | 0.1231% | 1 | 50% | 0% | 0% | 0% | 8.2745 | 0 | 0 | 0 | 8.2745 | #N/A
2007-12-22 22:01 | 12 | 22 | 22 | 356.8755 | 8542 | 26.06 | 21.02 | 1003 | 24.3205 | 309.8243 | 0 | Heating | 41.3099 | #N/A | #N/A | #N/A | #N/A | 309.8243 | #N/A | #N/A | 3.0859 | #N/A | 0 | 0 | 0 | 0 | 0 | 0 | 0 | 0 | 0.1377% | 1 | 50% | 0% | 0% | 0% | 8.2745 | 0 | 0 | 0 | 8.2745 | #N/A
2007-12-22 23:01 | 12 | 22 | 23 | 356.9172 | 8543 | 26.06 | 20.12 | 1003 | 24.0435 | 362.0129 | 0 | Heating | 48.2684 | #N/A | #N/A | #N/A | #N/A | 362.0129 | #N/A | #N/A | 3.0859 | #N/A | 0 | 0 | 0 | 0 | 0 | 0 | 0 | 0 | 0.1609% | 1 | 50% | 0% | 0% | 0% | 8.2745 | 0 | 0 | 0 | 8.2745 | #N/A
2007-12-23 00:01 | 12 | 23 | 0 | 356.9588 | 8544 | 28.94 | 19.22 | 1003 | 25.6059 | 427.5349 | 0 | Heating | 57.0047 | #N/A | #N/A | #N/A | #N/A | 427.5349 | #N/A | #N/A | 3.188 | #N/A | 0 | 0 | 0 | 0 | 0 | 0 | 0 | 0 | 0.19% | 1 | 50% | 0% | 0% | 0% | 8.2745 | 0 | 0 | 0 | 8.2745 | #N/A
2007-12-23 01:01 | 12 | 23 | 1 | 357.0005 | 8545 | 30.02 | 17.96 | 1003 | 25.9339 | 447.5578 | 0 | Heating | 59.6744 | #N/A | #N/A | #N/A | #N/A | 447.5578 | #N/A | #N/A | 3.2302 | #N/A | 0 | 0 | 0 | 0 | 0 | 0 | 0 | 0 | 0.1989% | 1 | 50% | 0% | 0% | 0% | 8.2745 | 0 | 0 | 0 | 8.2745 | #N/A
2007-12-23 02:01 | 12 | 23 | 2 | 357.0422 | 8546 | 30.02 | 18.5 | 1002 | 26.0771 | 467.0852 | 0 | Heating | 62.278 | #N/A | #N/A | #N/A | #N/A | 467.0852 | #N/A | #N/A | 3.2302 | #N/A | 0 | 0 | 0 | 0 | 0 | 0 | 0 | 0 | 0.2076% | 1 | 50% | 0% | 0% | 0% | 8.2745 | 0 | 0 | 0 | 8.2745 | #N/A
2007-12-23 03:01 | 12 | 23 | 3 | 357.0838 | 8547 | 30.92 | 18.86 | 1002 | 26.732 | 477.7416 | 0 | Heating | 63.6989 | #N/A | #N/A | #N/A | #N/A | 477.7416 | #N/A | #N/A | 3.2671 | #N/A | 0 | 0 | 0 | 0 | 0 | 0 | 0 | 0 | 0.2123% | 1 | 50% | 0% | 0% | 0% | 8.2745 | 0 | 0 | 0 | 8.2745 | #N/A
2007-12-23 04:01 | 12 | 23 | 4 | 357.1255 | 8548 | 30.92 | 19.04 | 1002 | 26.7816 | 488.3172 | 0 | Heating | 65.109 | #N/A | #N/A | #N/A | #N/A | 488.3172 | #N/A | #N/A | 3.2671 | #N/A | 0 | 0 | 0 | 0 | 0 | 0 | 0 | 0 | 0.217% | 1 | 50% | 0% | 0% | 0% | 8.2745 | 0 | 0 | 0 | 8.2745 | #N/A
2007-12-23 05:01 | 12 | 23 | 5 | 357.1672 | 8549 | 30.02 | 18.86 | 1001 | 26.1737 | 483.698 | 0 | Heating | 64.4931 | #N/A | #N/A | #N/A | #N/A | 483.698 | #N/A | #N/A | 3.2302 | #N/A | 0 | 0 | 0 | 0 | 0 | 0 | 0 | 0 | 0.215% | 1 | 50% | 0% | 0% | 0% | 8.2745 | 0 | 0 | 0 | 8.2745 | #N/A
2007-12-23 06:01 | 12 | 23 | 6 | 357.2088 | 8550 | 28.94 | 18.5 | 1001 | 25.4001 | 442.7437 | 0 | Heating | 59.0325 | #N/A | #N/A | #N/A | #N/A | 442.7437 | #N/A | #N/A | 3.188 | #N/A | 0 | 0 | 0 | 0 | 0 | 0 | 0 | 0 | 0.1968% | 1 | 50% | 0% | 0% | 0% | 8.2745 | 0 | 0 | 0 | 8.2745 | #N/A
2007-12-23 07:01 | 12 | 23 | 7 | 357.2505 | 8551 | 30.02 | 17.96 | 1000 | 25.9262 | 1368.5286 | 0 | Heating | 182.4705 | #N/A | #N/A | #N/A | #N/A | 1368.5286 | #N/A | #N/A | 3.2302 | #N/A | 0 | 0 | 0 | 0 | 0 | 0 | 0 | 0 | 0.6082% | 1 | 50% | 0% | 0% | 0% | 8.2745 | 0 | 0 | 0 | 8.2745 | #N/A
2007-12-23 08:01 | 12 | 23 | 8 | 357.2922 | 8552 | 28.94 | 17.6 | 1000 | 25.1536 | 911.5859 | 0 | Heating | 121.5448 | #N/A | #N/A | #N/A | #N/A | 911.5859 | #N/A | #N/A | 3.188 | #N/A | 0 | 0 | 0 | 0 | 0 | 0 | 0 | 0 | 0.4051% | 1 | 50% | 0% | 0% | 0% | 8.2745 | 0 | 0 | 0 | 8.2745 | #N/A
2007-12-23 09:01 | 12 | 23 | 9 | 357.3338 | 8553 | 28.94 | 17.42 | 1000 | 25.1058 | 559.3904 | 0 | Heating | 74.5854 | #N/A | #N/A | #N/A | #N/A | 559.3904 | #N/A | #N/A | 3.188 | #N/A | 0 | 0 | 0 | 0 | 0 | 0 | 0 | 0 | 0.2486% | 1 | 50% | 0% | 0% | 0% | 8.2745 | 0 | 0 | 0 | 8.2745 | #N/A
2007-12-23 10:01 | 12 | 23 | 10 | 357.3755 | 8554 | 28.94 | 17.06 | 1000 | 25.0112 | 479.3204 | 0 | Heating | 63.9094 | #N/A | #N/A | #N/A | #N/A | 479.3204 | #N/A | #N/A | 3.188 | #N/A | 0 | 0 | 0 | 0 | 0 | 0 | 0 | 0 | 0.213% | 1 | 50% | 0% | 0% | 0% | 8.2745 | 0 | 0 | 0 | 8.2745 | #N/A
2007-12-23 11:01 | 12 | 23 | 11 | 357.4172 | 8555 | 30.92 | 17.42 | 999 | 26.3396 | 435.5779 | 0 | Heating | 58.0771 | #N/A | #N/A | #N/A | #N/A | 435.5779 | #N/A | #N/A | 3.2671 | #N/A | 0 | 0 | 0 | 0 | 0 | 0 | 0 | 0 | 0.1936% | 1 | 50% | 0% | 0% | 0% | 8.2745 | 0 | 0 | 0 | 8.2745 | #N/A
2007-12-23 12:01 | 12 | 23 | 12 | 357.4588 | 8556 | 33.08 | 17.42 | 998 | 27.6574 | 372.4562 | 0 | Heating | 49.6608 | #N/A | #N/A | #N/A | #N/A | 372.4562 | #N/A | #N/A | 3.3624 | #N/A | 0 | 0 | 0 | 0 | 0 | 0 | 0 | 0 | 0.1655% | 1 | 50% | 0% | 0% | 0% | 8.2745 | 0 | 0 | 0 | 8.2745 | #N/A
2007-12-23 13:01 | 12 | 23 | 13 | 357.5005 | 8557 | 35.06 | 17.06 | 997 | 28.7502 | 392.8838 | 0 | Heating | 52.3845 | #N/A | #N/A | #N/A | #N/A | 392.8838 | #N/A | #N/A | 3.4585 | #N/A | 0 | 0 | 0 | 0 | 0 | 0 | 0 | 0 | 0.1746% | 1 | 50% | 0% | 0% | 0% | 8.2745 | 0 | 0 | 0 | 8.2745 | #N/A
2007-12-23 14:01 | 12 | 23 | 14 | 357.5422 | 8558 | 35.06 | 17.96 | 997 | 28.9753 | 268.692 | 0 | Heating | 35.8256 | #N/A | #N/A | #N/A | #N/A | 268.692 | #N/A | #N/A | 3.4585 | #N/A | 0 | 0 | 0 | 0 | 0 | 0 | 0 | 0 | 0.1194% | 1 | 50% | 0% | 0% | 0% | 8.2745 | 0 | 0 | 0 | 8.2745 | #N/A
2007-12-23 15:01 | 12 | 23 | 15 | 357.5838 | 8559 | 39.02 | 18.5 | 996 | 31.3993 | 202.4015 | 0 | Heating | 26.9869 | #N/A | #N/A | #N/A | #N/A | 202.4015 | #N/A | #N/A | 3.6785 | #N/A | 0 | 0 | 0 | 0 | 0 | 0 | 0 | 0 | 0.08996% | 1 | 50% | 0% | 0% | 0% | 8.2745 | 0 | 0 | 0 | 8.2745 | #N/A
2007-12-23 16:01 | 12 | 23 | 16 | 357.6255 | 8560 | 37.94 | 19.04 | 996 | 30.9222 | 189.5746 | 0 | Heating | 25.2766 | #N/A | #N/A | #N/A | #N/A | 189.5746 | #N/A | #N/A | 3.6146 | #N/A | 0 | 0 | 0 | 0 | 0 | 0 | 0 | 0 | 0.08426% | 1 | 50% | 0% | 0% | 0% | 8.2745 | 0 | 0 | 0 | 8.2745 | #N/A
2007-12-23 17:01 | 12 | 23 | 17 | 357.6672 | 8561 | 37.94 | 19.22 | 997 | 30.9728 | 161.307 | 0 | Heating | 21.5076 | #N/A | #N/A | #N/A | #N/A | 161.307 | #N/A | #N/A | 3.6146 | #N/A | 0 | 0 | 0 | 0 | 0 | 0 | 0 | 0 | 0.07169% | 1 | 50% | 0% | 0% | 0% | 8.2745 | 0 | 0 | 0 | 8.2745 | #N/A
2007-12-23 18:01 | 12 | 23 | 18 | 357.7088 | 8562 | 35.96 | 19.22 | 997 | 29.8309 | 218.4977 | 0 | Heating | 29.133 | #N/A | #N/A | #N/A | #N/A | 218.4977 | #N/A | #N/A | 3.5052 | #N/A | 0 | 0 | 0 | 0 | 0 | 0 | 0 | 0 | 0.09711% | 1 | 50% | 0% | 0% | 0% | 8.2745 | 0 | 0 | 0 | 8.2745 | #N/A
2007-12-23 19:01 | 12 | 23 | 19 | 357.7505 | 8563 | 35.06 | 19.04 | 998 | 29.2597 | 327.8471 | 0 | Heating | 43.7129 | #N/A | #N/A | #N/A | #N/A | 327.8471 | #N/A | #N/A | 3.4585 | #N/A | 0 | 0 | 0 | 0 | 0 | 0 | 0 | 0 | 0.1457% | 1 | 50% | 0% | 0% | 0% | 8.2745 | 0 | 0 | 0 | 8.2745 | #N/A
2007-12-23 20:01 | 12 | 23 | 20 | 357.7922 | 8564 | 35.06 | 20.12 | 998 | 29.5526 | 355.4691 | 0 | Heating | 47.3959 | #N/A | #N/A | #N/A | #N/A | 355.4691 | #N/A | #N/A | 3.4585 | #N/A | 0 | 0 | 0 | 0 | 0 | 0 | 0 | 0 | 0.158% | 1 | 50% | 0% | 0% | 0% | 8.2745 | 0 | 0 | 0 | 8.2745 | #N/A
2007-12-23 21:01 | 12 | 23 | 21 | 357.8338 | 8565 | 35.6 | 21.2 | 999 | 30.1749 | 411.4696 | 0 | Heating | 54.8626 | #N/A | #N/A | #N/A | #N/A | 411.4696 | #N/A | #N/A | 3.4863 | #N/A | 0 | 0 | 0 | 0 | 0 | 0 | 0 | 0 | 0.1829% | 1 | 50% | 0% | 0% | 0% | 8.2745 | 0 | 0 | 0 | 8.2745 | #N/A
2007-12-23 22:01 | 12 | 23 | 22 | 357.8755 | 8566 | 35.96 | 21.92 | 999 | 30.5919 | 427.5905 | 0 | Heating | 57.0121 | #N/A | #N/A | #N/A | #N/A | 427.5905 | #N/A | #N/A | 3.5052 | #N/A | 0 | 0 | 0 | 0 | 0 | 0 | 0 | 0 | 0.19% | 1 | 50% | 0% | 0% | 0% | 8.2745 | 0 | 0 | 0 | 8.2745 | #N/A
2007-12-23 23:01 | 12 | 23 | 23 | 357.9172 | 8567 | 35.06 | 22.46 | 999 | 30.2337 | 6.1713 | 0 | Heating | 0.82283 | #N/A | #N/A | #N/A | #N/A | 6.1713 | #N/A | #N/A | 3.4585 | #N/A | 0 | 0 | 0 | 0 | 0 | 0 | 0 | 0 | 0.002743% | 1 | 50% | 0% | 0% | 0% | 8.2745 | 0 | 0 | 0 | 8.2745 | #N/A
2007-12-24 00:01 | 12 | 24 | 0 | 357.9588 | 8568 | 35.96 | 22.82 | 999 | 30.861 | 18.7361 | 0 | Heating | 2.4981 | #N/A | #N/A | #N/A | #N/A | 18.7361 | #N/A | #N/A | 3.5052 | #N/A | 0 | 0 | 0 | 0 | 0 | 0 | 0 | 0 | 0.008327% | 1 | 50% | 0% | 0% | 0% | 8.2745 | 0 | 0 | 0 | 8.2745 | #N/A
2007-12-24 01:01 | 12 | 24 | 1 | 358.0005 | 8569 | 35.96 | 23 | 999 | 30.916 | 22.5136 | 0 | Heating | 3.0018 | #N/A | #N/A | #N/A | #N/A | 22.5136 | #N/A | #N/A | 3.5052 | #N/A | 0 | 0 | 0 | 0 | 0 | 0 | 0 | 0 | 0.01001% | 1 | 50% | 0% | 0% | 0% | 8.2745 | 0 | 0 | 0 | 8.2745 | #N/A
2007-12-24 02:01 | 12 | 24 | 2 | 358.0422 | 8570 | 35.96 | 22.82 | 999 | 30.861 | 39.812 | 0 | Heating | 5.3083 | #N/A | #N/A | #N/A | #N/A | 39.812 | #N/A | #N/A | 3.5052 | #N/A | 0 | 0 | 0 | 0 | 0 | 0 | 0 | 0 | 0.01769% | 1 | 50% | 0% | 0% | 0% | 8.2745 | 0 | 0 | 0 | 8.2745 | #N/A
2007-12-24 03:01 | 12 | 24 | 3 | 358.0838 | 8571 | 35.06 | 22.46 | 1000 | 30.2365 | 81.8657 | 0 | Heating | 10.9154 | #N/A | #N/A | #N/A | #N/A | 81.8657 | #N/A | #N/A | 3.4585 | #N/A | 0 | 0 | 0 | 0 | 0 | 0 | 0 | 0 | 0.03638% | 1 | 50% | 0% | 0% | 0% | 8.2745 | 0 | 0 | 0 | 8.2745 | #N/A
2007-12-24 04:01 | 12 | 24 | 4 | 358.1255 | 8572 | 33.98 | 21.92 | 1000 | 29.4441 | 122.7995 | 0 | Heating | 16.3733 | #N/A | #N/A | #N/A | #N/A | 122.7995 | #N/A | #N/A | 3.405 | #N/A | 0 | 0 | 0 | 0 | 0 | 0 | 0 | 0 | 0.05458% | 1 | 50% | 0% | 0% | 0% | 8.2745 | 0 | 0 | 0 | 8.2745 | #N/A
2007-12-24 05:01 | 12 | 24 | 5 | 358.1672 | 8573 | 33.98 | 21.02 | 1000 | 29.1789 | 164.8295 | 0 | Heating | 21.9773 | #N/A | #N/A | #N/A | #N/A | 164.8295 | #N/A | #N/A | 3.405 | #N/A | 0 | 0 | 0 | 0 | 0 | 0 | 0 | 0 | 0.07326% | 1 | 50% | 0% | 0% | 0% | 8.2745 | 0 | 0 | 0 | 8.2745 | #N/A
2007-12-24 06:01 | 12 | 24 | 6 | 358.2088 | 8574 | 35.96 | 20.12 | 1001 | 30.0875 | 187.66 | 0 | Heating | 25.0213 | #N/A | #N/A | #N/A | #N/A | 187.66 | #N/A | #N/A | 3.5052 | #N/A | 0 | 0 | 0 | 0 | 0 | 0 | 0 | 0 | 0.0834% | 1 | 50% | 0% | 0% | 0% | 8.2745 | 0 | 0 | 0 | 8.2745 | #N/A
2007-12-24 07:01 | 12 | 24 | 7 | 358.2505 | 8575 | 33.98 | 19.04 | 1001 | 28.6301 | 976.4776 | 0 | Heating | 130.197 | #N/A | #N/A | #N/A | #N/A | 976.4776 | #N/A | #N/A | 3.405 | #N/A | 0 | 0 | 0 | 0 | 0 | 0 | 0 | 0 | 0.434% | 1 | 50% | 0% | 0% | 0% | 8.2745 | 0 | 0 | 0 | 8.2745 | #N/A
2007-12-24 08:01 | 12 | 24 | 8 | 358.2922 | 8576 | 33.98 | 19.94 | 1002 | 28.8786 | 615.2105 | 0 | Heating | 82.0281 | #N/A | #N/A | #N/A | #N/A | 615.2105 | #N/A | #N/A | 3.405 | #N/A | 0 | 0 | 0 | 0 | 0 | 0 | 0 | 0 | 0.2734% | 1 | 50% | 0% | 0% | 0% | 8.2745 | 0 | 0 | 0 | 8.2745 | #N/A
2007-12-24 09:01 | 12 | 24 | 9 | 358.3338 | 8577 | 33.98 | 21.02 | 1002 | 29.1846 | 216.813 | 0 | Heating | 28.9084 | #N/A | #N/A | #N/A | #N/A | 216.813 | #N/A | #N/A | 3.405 | #N/A | 0 | 0 | 0 | 0 | 0 | 0 | 0 | 0 | 0.09636% | 1 | 50% | 0% | 0% | 0% | 8.2745 | 0 | 0 | 0 | 8.2745 | #N/A
2007-12-24 10:01 | 12 | 24 | 10 | 358.3755 | 8578 | 39.92 | 21.92 | 1002 | 32.8821 | 154.7359 | 0 | Heating | 20.6314 | #N/A | #N/A | #N/A | #N/A | 154.7359 | #N/A | #N/A | 3.7339 | #N/A | 0 | 0 | 0 | 0 | 0 | 0 | 0 | 0 | 0.06877% | 1 | 50% | 0% | 0% | 0% | 8.2745 | 0 | 0 | 0 | 8.2745 | #N/A
2007-12-24 11:01 | 12 | 24 | 11 | 358.4172 | 8579 | 39.92 | 23.9 | 1001 | 33.4912 | 154.0292 | 0 | Heating | 20.5372 | #N/A | #N/A | #N/A | #N/A | 154.0292 | #N/A | #N/A | 3.7339 | #N/A | 0 | 0 | 0 | 0 | 0 | 0 | 0 | 0 | 0.06846% | 1 | 50% | 0% | 0% | 0% | 8.2745 | 0 | 0 | 0 | 8.2745 | #N/A
2007-12-24 12:01 | 12 | 24 | 12 | 358.4588 | 8580 | 42.98 | 25.7 | 1000 | 35.82 | 116.183 | 0 | Heating | 15.4911 | #N/A | #N/A | #N/A | #N/A | 116.183 | #N/A | #N/A | 3.9388 | #N/A | 0 | 0 | 0 | 0 | 0 | 0 | 0 | 0 | 0.05164% | 1 | 50% | 0% | 0% | 0% | 8.2745 | 0 | 0 | 0 | 8.2745 | #N/A
2007-12-24 13:01 | 12 | 24 | 13 | 358.5005 | 8581 | 44.06 | 26.96 | 999 | 36.8456 | 134.3277 | 0 | Heating | 17.9104 | #N/A | #N/A | #N/A | #N/A | 134.3277 | #N/A | #N/A | 4.0174 | #N/A | 0 | 0 | 0 | 0 | 0 | 0 | 0 | 0 | 0.0597% | 1 | 50% | 0% | 0% | 0% | 8.2745 | 0 | 0 | 0 | 8.2745 | #N/A
2007-12-24 14:01 | 12 | 24 | 14 | 358.5422 | 8582 | 44.06 | 27.86 | 998 | 37.1607 | 56.8479 | 0 | Heating | 7.5797 | #N/A | #N/A | #N/A | #N/A | 56.8479 | #N/A | #N/A | 4.0174 | #N/A | 0 | 0 | 0 | 0 | 0 | 0 | 0 | 0 | 0.02527% | 1 | 50% | 0% | 0% | 0% | 8.2745 | 0 | 0 | 0 | 8.2745 | #N/A
2007-12-24 15:01 | 12 | 24 | 15 | 358.5838 | 8583 | 44.06 | 28.4 | 998 | 37.3573 | 48.7712 | 0 | Heating | 6.5028 | #N/A | #N/A | #N/A | #N/A | 48.7712 | #N/A | #N/A | 4.0174 | #N/A | 0 | 0 | 0 | 0 | 0 | 0 | 0 | 0 | 0.02168% | 1 | 50% | 0% | 0% | 0% | 8.2745 | 0 | 0 | 0 | 8.2745 | #N/A
2007-12-24 16:01 | 12 | 24 | 16 | 358.6255 | 8584 | 41 | 28.94 | 997 | 35.87 | 42.7793 | 0 | Heating | 5.7039 | #N/A | #N/A | #N/A | #N/A | 42.7793 | #N/A | #N/A | 3.8033 | #N/A | 0 | 0 | 0 | 0 | 0 | 0 | 0 | 0 | 0.01901% | 1 | 50% | 0% | 0% | 0% | 8.2745 | 0 | 0 | 0 | 8.2745 | #N/A
2007-12-24 17:01 | 12 | 24 | 17 | 358.6672 | 8585 | 41 | 29.48 | 996 | 36.0773 | 24.1661 | 0 | Heating | 3.2221 | #N/A | #N/A | #N/A | #N/A | 24.1661 | #N/A | #N/A | 3.8033 | #N/A | 0 | 0 | 0 | 0 | 0 | 0 | 0 | 0 | 0.01074% | 1 | 50% | 0% | 0% | 0% | 8.2745 | 0 | 0 | 0 | 8.2745 | #N/A
2007-12-24 18:01 | 12 | 24 | 18 | 358.7088 | 8586 | 33.08 | 29.84 | 995 | 31.6935 | 42.2842 | 0 | Heating | 5.6379 | #N/A | #N/A | #N/A | #N/A | 42.2842 | #N/A | #N/A | 3.3624 | #N/A | 0 | 0 | 0 | 0 | 0 | 0 | 0 | 0 | 0.01879% | 1 | 50% | 0% | 0% | 0% | 8.2745 | 0 | 0 | 0 | 8.2745 | #N/A
2007-12-24 19:01 | 12 | 24 | 19 | 358.7505 | 8587 | 33.98 | 30.02 | 994 | 32.283 | 94.5001 | 0 | Heating | 12.6 | #N/A | #N/A | #N/A | #N/A | 94.5001 | #N/A | #N/A | 3.405 | #N/A | 0 | 0 | 0 | 0 | 0 | 0 | 0 | 0 | 0.042% | 1 | 50% | 0% | 0% | 0% | 8.2745 | 0 | 0 | 0 | 8.2745 | #N/A
2007-12-24 20:01 | 12 | 24 | 20 | 358.7922 | 8588 | 33.98 | 30.2 | 992 | 32.358 | 115.7091 | 0 | Heating | 15.4279 | #N/A | #N/A | #N/A | #N/A | 115.7091 | #N/A | #N/A | 3.405 | #N/A | 0 | 0 | 0 | 0 | 0 | 0 | 0 | 0 | 0.05143% | 1 | 50% | 0% | 0% | 0% | 8.2745 | 0 | 0 | 0 | 8.2745 | #N/A
2007-12-24 21:01 | 12 | 24 | 21 | 358.8338 | 8589 | 32 | 30.2 | 990 | 31.2285 | 165.1932 | 0 | Heating | 22.0258 | #N/A | #N/A | #N/A | #N/A | 165.1932 | #N/A | #N/A | 3.3135 | #N/A | 0 | 0 | 0 | 0 | 0 | 0 | 0 | 0 | 0.07342% | 1 | 50% | 0% | 0% | 0% | 8.2745 | 0 | 0 | 0 | 8.2745 | #N/A
2007-12-24 22:01 | 12 | 24 | 22 | 358.8755 | 8590 | 35.96 | 30.02 | 989 | 33.4292 | 184.3036 | 0 | Heating | 24.5738 | #N/A | #N/A | #N/A | #N/A | 184.3036 | #N/A | #N/A | 3.5052 | #N/A | 0 | 0 | 0 | 0 | 0 | 0 | 0 | 0 | 0.08191% | 1 | 50% | 0% | 0% | 0% | 8.2745 | 0 | 0 | 0 | 8.2745 | #N/A
2007-12-24 23:01 | 12 | 24 | 23 | 358.9172 | 8591 | 35.96 | 31.28 | 987 | 33.9684 | 0 | 0 | Cooling | 0 | #N/A | #N/A | #N/A | #N/A | 0 | 0 | 0 | 0 | 0 | 0 | #N/A | #N/A | 88 | #N/A | #N/A | #N/A | #N/A | 0% | 1 | 50% | 0% | 0% | 0% | 8.2745 | 0 | 0 | 0 | 8.2745 | #N/A
2007-12-25 00:01 | 12 | 25 | 0 | 358.9588 | 8592 | 35.96 | 32.36 | 984 | 34.4314 | 0 | 0 | Cooling | 0 | #N/A | #N/A | #N/A | #N/A | 0 | 0 | 0 | 0 | 0 | 0 | #N/A | #N/A | 88 | #N/A | #N/A | #N/A | #N/A | 0% | 1 | 50% | 0% | 0% | 0% | 8.2745 | 0 | 0 | 0 | 8.2745 | #N/A
2007-12-25 01:01 | 12 | 25 | 1 | 359.0005 | 8593 | 35.96 | 33.08 | 982 | 34.7232 | 0.88059 | 0 | Heating | 0.11741 | #N/A | #N/A | #N/A | #N/A | 0.88059 | #N/A | #N/A | 3.5052 | #N/A | 0 | 0 | 0 | 0 | 0 | 0 | 0 | 0 | 0.0003914% | 1 | 50% | 0% | 0% | 0% | 8.2745 | 0 | 0 | 0 | 8.2745 | #N/A
2007-12-25 02:01 | 12 | 25 | 2 | 359.0422 | 8594 | 35.96 | 34.16 | 981 | 35.1747 | 1.8646 | 0 | Heating | 0.24861 | #N/A | #N/A | #N/A | #N/A | 1.8646 | #N/A | #N/A | 3.5052 | #N/A | 0 | 0 | 0 | 0 | 0 | 0 | 0 | 0 | 0.0008287% | 1 | 50% | 0% | 0% | 0% | 8.2745 | 0 | 0 | 0 | 8.2745 | #N/A
2007-12-25 03:01 | 12 | 25 | 3 | 359.0838 | 8595 | 35.96 | 35.06 | 980 | 35.5621 | 1.5489 | 0 | Heating | 0.20652 | #N/A | #N/A | #N/A | #N/A | 1.5489 | #N/A | #N/A | 3.5052 | #N/A | 0 | 0 | 0 | 0 | 0 | 0 | 0 | 0 | 0.0006884% | 1 | 50% | 0% | 0% | 0% | 8.2745 | 0 | 0 | 0 | 8.2745 | #N/A
2007-12-25 04:01 | 12 | 25 | 4 | 359.1255 | 8596 | 35.96 | 35.96 | 979 | 35.96 | 1.0458 | 0 | Heating | 0.13944 | #N/A | #N/A | #N/A | #N/A | 1.0458 | #N/A | #N/A | 3.5052 | #N/A | 0 | 0 | 0 | 0 | 0 | 0 | 0 | 0 | 0.0004648% | 1 | 50% | 0% | 0% | 0% | 8.2745 | 0 | 0 | 0 | 8.2745 | #N/A
2007-12-25 05:01 | 12 | 25 | 5 | 359.1672 | 8597 | 35.96 | 35.06 | 980 | 35.5621 | 3.1304 | 0 | Heating | 0.41738 | #N/A | #N/A | #N/A | #N/A | 3.1304 | #N/A | #N/A | 3.5052 | #N/A | 0 | 0 | 0 | 0 | 0 | 0 | 0 | 0 | 0.001391% | 1 | 50% | 0% | 0% | 0% | 8.2745 | 0 | 0 | 0 | 8.2745 | #N/A
2007-12-25 06:01 | 12 | 25 | 6 | 359.2088 | 8598 | 37.94 | 34.16 | 982 | 36.2738 | 5.587 | 0 | Heating | 0.74494 | #N/A | #N/A | #N/A | #N/A | 5.587 | #N/A | #N/A | 3.6146 | #N/A | 0 | 0 | 0 | 0 | 0 | 0 | 0 | 0 | 0.002483% | 1 | 50% | 0% | 0% | 0% | 8.2745 | 0 | 0 | 0 | 8.2745 | #N/A
2007-12-25 07:01 | 12 | 25 | 7 | 359.2505 | 8599 | 39.02 | 33.08 | 983 | 36.4266 | 502.601 | 0 | Heating | 67.0135 | #N/A | #N/A | #N/A | #N/A | 502.601 | #N/A | #N/A | 3.6785 | #N/A | 0 | 0 | 0 | 0 | 0 | 0 | 0 | 0 | 0.2234% | 1 | 50% | 0% | 0% | 0% | 8.2745 | 0 | 0 | 0 | 8.2745 | #N/A
2007-12-25 08:01 | 12 | 25 | 8 | 359.2922 | 8600 | 39.02 | 30.02 | 984 | 35.1594 | 312.2025 | 0 | Heating | 41.627 | #N/A | #N/A | #N/A | #N/A | 312.2025 | #N/A | #N/A | 3.6785 | #N/A | 0 | 0 | 0 | 0 | 0 | 0 | 0 | 0 | 0.1388% | 1 | 50% | 0% | 0% | 0% | 8.2745 | 0 | 0 | 0 | 8.2745 | #N/A
2007-12-25 09:01 | 12 | 25 | 9 | 359.3338 | 8601 | 37.94 | 27.14 | 986 | 33.4228 | 102.2177 | 0 | Heating | 13.629 | #N/A | #N/A | #N/A | #N/A | 102.2177 | #N/A | #N/A | 3.6146 | #N/A | 0 | 0 | 0 | 0 | 0 | 0 | 0 | 0 | 0.04543% | 1 | 50% | 0% | 0% | 0% | 8.2745 | 0 | 0 | 0 | 8.2745 | #N/A
2007-12-25 10:01 | 12 | 25 | 10 | 359.3755 | 8602 | 37.04 | 24.08 | 987 | 31.8286 | 104.8585 | 0 | Heating | 13.9811 | #N/A | #N/A | #N/A | #N/A | 104.8585 | #N/A | #N/A | 3.5637 | #N/A | 0 | 0 | 0 | 0 | 0 | 0 | 0 | 0 | 0.0466% | 1 | 50% | 0% | 0% | 0% | 8.2745 | 0 | 0 | 0 | 8.2745 | #N/A
2007-12-25 11:01 | 12 | 25 | 11 | 359.4172 | 8603 | 37.04 | 24.08 | 987 | 31.8286 | 112.736 | 0 | Heating | 15.0315 | #N/A | #N/A | #N/A | #N/A | 112.736 | #N/A | #N/A | 3.5637 | #N/A | 0 | 0 | 0 | 0 | 0 | 0 | 0 | 0 | 0.0501% | 1 | 50% | 0% | 0% | 0% | 8.2745 | 0 | 0 | 0 | 8.2745 | #N/A
2007-12-25 12:01 | 12 | 25 | 12 | 359.4588 | 8604 | 35.96 | 23.72 | 987 | 31.1061 | 82.9352 | 0 | Heating | 11.058 | #N/A | #N/A | #N/A | #N/A | 82.9352 | #N/A | #N/A | 3.5052 | #N/A | 0 | 0 | 0 | 0 | 0 | 0 | 0 | 0 | 0.03686% | 1 | 50% | 0% | 0% | 0% | 8.2745 | 0 | 0 | 0 | 8.2745 | #N/A
2007-12-25 13:01 | 12 | 25 | 13 | 359.5005 | 8605 | 37.4 | 23 | 987 | 31.6946 | 124.4032 | 0 | Heating | 16.5871 | #N/A | #N/A | #N/A | #N/A | 124.4032 | #N/A | #N/A | 3.5838 | #N/A | 0 | 0 | 0 | 0 | 0 | 0 | 0 | 0 | 0.05529% | 1 | 50% | 0% | 0% | 0% | 8.2745 | 0 | 0 | 0 | 8.2745 | #N/A
2007-12-25 14:01 | 12 | 25 | 14 | 359.5422 | 8606 | 37.94 | 22.28 | 987 | 31.782 | 71.8438 | 0 | Heating | 9.5792 | #N/A | #N/A | #N/A | #N/A | 71.8438 | #N/A | #N/A | 3.6146 | #N/A | 0 | 0 | 0 | 0 | 0 | 0 | 0 | 0 | 0.03193% | 1 | 50% | 0% | 0% | 0% | 8.2745 | 0 | 0 | 0 | 8.2745 | #N/A
2007-12-25 15:01 | 12 | 25 | 15 | 359.5838 | 8607 | 39.02 | 21.2 | 987 | 32.0789 | 89.9506 | 0 | Heating | 11.9934 | #N/A | #N/A | #N/A | #N/A | 89.9506 | #N/A | #N/A | 3.6785 | #N/A | 0 | 0 | 0 | 0 | 0 | 0 | 0 | 0 | 0.03998% | 1 | 50% | 0% | 0% | 0% | 8.2745 | 0 | 0 | 0 | 8.2745 | #N/A
2007-12-25 16:01 | 12 | 25 | 16 | 359.6255 | 8608 | 39.02 | 19.94 | 988 | 31.7364 | 122.3319 | 0 | Heating | 16.3109 | #N/A | #N/A | #N/A | #N/A | 122.3319 | #N/A | #N/A | 3.6785 | #N/A | 0 | 0 | 0 | 0 | 0 | 0 | 0 | 0 | 0.05437% | 1 | 50% | 0% | 0% | 0% | 8.2745 | 0 | 0 | 0 | 8.2745 | #N/A
2007-12-25 17:01 | 12 | 25 | 17 | 359.6672 | 8609 | 39.92 | 17.78 | 988 | 31.6936 | 123.9407 | 0 | Heating | 16.5254 | #N/A | #N/A | #N/A | #N/A | 123.9407 | #N/A | #N/A | 3.7339 | #N/A | 0 | 0 | 0 | 0 | 0 | 0 | 0 | 0 | 0.05508% | 1 | 50% | 0% | 0% | 0% | 8.2745 | 0 | 0 | 0 | 8.2745 | #N/A
2007-12-25 18:01 | 12 | 25 | 18 | 359.7088 | 8610 | 41 | 15.44 | 989 | 31.7676 | 190.5209 | 0 | Heating | 25.4028 | #N/A | #N/A | #N/A | #N/A | 190.5209 | #N/A | #N/A | 3.8033 | #N/A | 0 | 0 | 0 | 0 | 0 | 0 | 0 | 0 | 0.08468% | 1 | 50% | 0% | 0% | 0% | 8.2745 | 0 | 0 | 0 | 8.2745 | #N/A
2007-12-25 19:01 | 12 | 25 | 19 | 359.7505 | 8611 | 41 | 12.92 | 989 | 31.2467 | 300.1587 | 0 | Heating | 40.0212 | #N/A | #N/A | #N/A | #N/A | 300.1587 | #N/A | #N/A | 3.8033 | #N/A | 0 | 0 | 0 | 0 | 0 | 0 | 0 | 0 | 0.1334% | 1 | 50% | 0% | 0% | 0% | 8.2745 | 0 | 0 | 0 | 8.2745 | #N/A
2007-12-25 20:01 | 12 | 25 | 20 | 359.7922 | 8612 | 41 | 12.74 | 989 | 31.2115 | 355.5855 | 0 | Heating | 47.4114 | #N/A | #N/A | #N/A | #N/A | 355.5855 | #N/A | #N/A | 3.8033 | #N/A | 0 | 0 | 0 | 0 | 0 | 0 | 0 | 0 | 0.158% | 1 | 50% | 0% | 0% | 0% | 8.2745 | 0 | 0 | 0 | 8.2745 | #N/A
2007-12-25 21:01 | 12 | 25 | 21 | 359.8338 | 8613 | 41 | 12.56 | 990 | 31.1823 | 441.0221 | 0 | Heating | 58.8029 | #N/A | #N/A | #N/A | #N/A | 441.0221 | #N/A | #N/A | 3.8033 | #N/A | 0 | 0 | 0 | 0 | 0 | 0 | 0 | 0 | 0.196% | 1 | 50% | 0% | 0% | 0% | 8.2745 | 0 | 0 | 0 | 8.2745 | #N/A
2007-12-25 22:01 | 12 | 25 | 22 | 359.8755 | 8614 | 39.92 | 12.02 | 990 | 30.462 | 501.5743 | 0 | Heating | 66.8766 | #N/A | #N/A | #N/A | #N/A | 501.5743 | #N/A | #N/A | 3.7339 | #N/A | 0 | 0 | 0 | 0 | 0 | 0 | 0 | 0 | 0.2229% | 1 | 50% | 0% | 0% | 0% | 8.2745 | 0 | 0 | 0 | 8.2745 | #N/A
2007-12-25 23:01 | 12 | 25 | 23 | 359.9172 | 8615 | 39.92 | 9.86 | 990 | 30.068 | 47.8007 | 0 | Heating | 6.3734 | #N/A | #N/A | #N/A | #N/A | 47.8007 | #N/A | #N/A | 3.7339 | #N/A | 0 | 0 | 0 | 0 | 0 | 0 | 0 | 0 | 0.02124% | 1 | 50% | 0% | 0% | 0% | 8.2745 | 0 | 0 | 0 | 8.2745 | #N/A
2007-12-26 00:01 | 12 | 26 | 0 | 359.9588 | 8616 | 39.02 | 7.52 | 990 | 29.1535 | 177.3662 | 0 | Heating | 23.6488 | #N/A | #N/A | #N/A | #N/A | 177.3662 | #N/A | #N/A | 3.6785 | #N/A | 0 | 0 | 0 | 0 | 0 | 0 | 0 | 0 | 0.07883% | 1 | 50% | 0% | 0% | 0% | 8.2745 | 0 | 0 | 0 | 8.2745 | #N/A
2007-12-26 01:01 | 12 | 26 | 1 | 360.0005 | 8617 | 39.92 | 5 | 991 | 29.311 | 285.477 | 0 | Heating | 38.0636 | #N/A | #N/A | #N/A | #N/A | 285.477 | #N/A | #N/A | 3.7339 | #N/A | 0 | 0 | 0 | 0 | 0 | 0 | 0 | 0 | 0.1269% | 1 | 50% | 0% | 0% | 0% | 8.2745 | 0 | 0 | 0 | 8.2745 | #N/A
2007-12-26 02:01 | 12 | 26 | 2 | 360.0422 | 8618 | 39.92 | 4.82 | 991 | 29.2858 | 362.4977 | 0 | Heating | 48.333 | #N/A | #N/A | #N/A | #N/A | 362.4977 | #N/A | #N/A | 3.7339 | #N/A | 0 | 0 | 0 | 0 | 0 | 0 | 0 | 0 | 0.1611% | 1 | 50% | 0% | 0% | 0% | 8.2745 | 0 | 0 | 0 | 8.2745 | #N/A
2007-12-26 03:01 | 12 | 26 | 3 | 360.0838 | 8619 | 39.92 | 4.46 | 991 | 29.2359 | 434.4262 | 0 | Heating | 57.9235 | #N/A | #N/A | #N/A | #N/A | 434.4262 | #N/A | #N/A | 3.7339 | #N/A | 0 | 0 | 0 | 0 | 0 | 0 | 0 | 0 | 0.1931% | 1 | 50% | 0% | 0% | 0% | 8.2745 | 0 | 0 | 0 | 8.2745 | #N/A
2007-12-26 04:01 | 12 | 26 | 4 | 360.1255 | 8620 | 39.02 | 3.92 | 991 | 28.6307 | 504.1436 | 0 | Heating | 67.2191 | #N/A | #N/A | #N/A | #N/A | 504.1436 | #N/A | #N/A | 3.6785 | #N/A | 0 | 0 | 0 | 0 | 0 | 0 | 0 | 0 | 0.2241% | 1 | 50% | 0% | 0% | 0% | 8.2745 | 0 | 0 | 0 | 8.2745 | #N/A
2007-12-26 05:01 | 12 | 26 | 5 | 360.1672 | 8621 | 39.02 | 3.74 | 991 | 28.6064 | 542.5823 | 0 | Heating | 72.3443 | #N/A | #N/A | #N/A | #N/A | 542.5823 | #N/A | #N/A | 3.6785 | #N/A | 0 | 0 | 0 | 0 | 0 | 0 | 0 | 0 | 0.2411% | 1 | 50% | 0% | 0% | 0% | 8.2745 | 0 | 0 | 0 | 8.2745 | #N/A
2007-12-26 06:01 | 12 | 26 | 6 | 360.2088 | 8622 | 39.02 | 3.38 | 991 | 28.5584 | 539.4451 | 0 | Heating | 71.926 | #N/A | #N/A | #N/A | #N/A | 539.4451 | #N/A | #N/A | 3.6785 | #N/A | 0 | 0 | 0 | 0 | 0 | 0 | 0 | 0 | 0.2398% | 1 | 50% | 0% | 0% | 0% | 8.2745 | 0 | 0 | 0 | 8.2745 | #N/A
2007-12-26 07:01 | 12 | 26 | 7 | 360.2505 | 8623 | 37.94 | 3.02 | 991 | 27.8652 | 1250.8848 | 0 | Heating | 166.7846 | #N/A | #N/A | #N/A | #N/A | 1250.8848 | #N/A | #N/A | 3.6146 | #N/A | 0 | 0 | 0 | 0 | 0 | 0 | 0 | 0 | 0.5559% | 1 | 50% | 0% | 0% | 0% | 8.2745 | 0 | 0 | 0 | 8.2745 | #N/A
2007-12-26 08:01 | 12 | 26 | 8 | 360.2922 | 8624 | 37.94 | 2.84 | 992 | 27.8478 | 861.8786 | 0 | Heating | 114.9171 | #N/A | #N/A | #N/A | #N/A | 861.8786 | #N/A | #N/A | 3.6146 | #N/A | 0 | 0 | 0 | 0 | 0 | 0 | 0 | 0 | 0.3831% | 1 | 50% | 0% | 0% | 0% | 8.2745 | 0 | 0 | 0 | 8.2745 | #N/A
2007-12-26 09:01 | 12 | 26 | 9 | 360.3338 | 8625 | 39.92 | 3.02 | 992 | 29.0506 | 542.4995 | 0 | Heating | 72.3333 | #N/A | #N/A | #N/A | #N/A | 542.4995 | #N/A | #N/A | 3.7339 | #N/A | 0 | 0 | 0 | 0 | 0 | 0 | 0 | 0 | 0.2411% | 1 | 50% | 0% | 0% | 0% | 8.2745 | 0 | 0 | 0 | 8.2745 | #N/A
2007-12-26 10:01 | 12 | 26 | 10 | 360.3755 | 8626 | 41 | 3.02 | 993 | 29.6907 | 469.6472 | 0 | Heating | 62.6196 | #N/A | #N/A | #N/A | #N/A | 469.6472 | #N/A | #N/A | 3.8033 | #N/A | 0 | 0 | 0 | 0 | 0 | 0 | 0 | 0 | 0.2087% | 1 | 50% | 0% | 0% | 0% | 8.2745 | 0 | 0 | 0 | 8.2745 | #N/A
2007-12-26 11:01 | 12 | 26 | 11 | 360.4172 | 8627 | 41 | 4.1 | 993 | 29.8315 | 466.2542 | 0 | Heating | 62.1672 | #N/A | #N/A | #N/A | #N/A | 466.2542 | #N/A | #N/A | 3.8033 | #N/A | 0 | 0 | 0 | 0 | 0 | 0 | 0 | 0 | 0.2072% | 1 | 50% | 0% | 0% | 0% | 8.2745 | 0 | 0 | 0 | 8.2745 | #N/A
2007-12-26 12:01 | 12 | 26 | 12 | 360.4588 | 8628 | 39.92 | 4.64 | 994 | 29.2797 | 396.95 | 0 | Heating | 52.9267 | #N/A | #N/A | #N/A | #N/A | 396.95 | #N/A | #N/A | 3.7339 | #N/A | 0 | 0 | 0 | 0 | 0 | 0 | 0 | 0 | 0.1764% | 1 | 50% | 0% | 0% | 0% | 8.2745 | 0 | 0 | 0 | 8.2745 | #N/A
2007-12-26 13:01 | 12 | 26 | 13 | 360.5005 | 8629 | 39.92 | 5 | 994 | 29.3299 | 405.4859 | 0 | Heating | 54.0648 | #N/A | #N/A | #N/A | #N/A | 405.4859 | #N/A | #N/A | 3.7339 | #N/A | 0 | 0 | 0 | 0 | 0 | 0 | 0 | 0 | 0.1802% | 1 | 50% | 0% | 0% | 0% | 8.2745 | 0 | 0 | 0 | 8.2745 | #N/A
2007-12-26 14:01 | 12 | 26 | 14 | 360.5422 | 8630 | 39.92 | 4.28 | 994 | 29.2303 | 321.7585 | 0 | Heating | 42.9011 | #N/A | #N/A | #N/A | #N/A | 321.7585 | #N/A | #N/A | 3.7339 | #N/A | 0 | 0 | 0 | 0 | 0 | 0 | 0 | 0 | 0.143% | 1 | 50% | 0% | 0% | 0% | 8.2745 | 0 | 0 | 0 | 8.2745 | #N/A
2007-12-26 15:01 | 12 | 26 | 15 | 360.5838 | 8631 | 37.94 | 3.2 | 995 | 27.9134 | 317.1621 | 0 | Heating | 42.2883 | #N/A | #N/A | #N/A | #N/A | 317.1621 | #N/A | #N/A | 3.6146 | #N/A | 0 | 0 | 0 | 0 | 0 | 0 | 0 | 0 | 0.141% | 1 | 50% | 0% | 0% | 0% | 8.2745 | 0 | 0 | 0 | 8.2745 | #N/A
2007-12-26 16:01 | 12 | 26 | 16 | 360.6255 | 8632 | 35.06 | 1.94 | 995 | 25.9878 | 352.8963 | 0 | Heating | 47.0528 | #N/A | #N/A | #N/A | #N/A | 352.8963 | #N/A | #N/A | 3.4585 | #N/A | 0 | 0 | 0 | 0 | 0 | 0 | 0 | 0 | 0.1568% | 1 | 50% | 0% | 0% | 0% | 8.2745 | 0 | 0 | 0 | 8.2745 | #N/A
2007-12-26 17:01 | 12 | 26 | 17 | 360.6672 | 8633 | 35.06 | 2.12 | 996 | 26.0168 | 382.2727 | 0 | Heating | 50.9697 | #N/A | #N/A | #N/A | #N/A | 382.2727 | #N/A | #N/A | 3.4585 | #N/A | 0 | 0 | 0 | 0 | 0 | 0 | 0 | 0 | 0.1699% | 1 | 50% | 0% | 0% | 0% | 8.2745 | 0 | 0 | 0 | 8.2745 | #N/A
2007-12-26 18:01 | 12 | 26 | 18 | 360.7088 | 8634 | 28.94 | 2.12 | 996 | 22.0974 | 446.1692 | 0 | Heating | 59.4892 | #N/A | #N/A | #N/A | #N/A | 446.1692 | #N/A | #N/A | 3.188 | #N/A | 0 | 0 | 0 | 0 | 0 | 0 | 0 | 0 | 0.1983% | 1 | 50% | 0% | 0% | 0% | 8.2745 | 0 | 0 | 0 | 8.2745 | #N/A
2007-12-26 19:01 | 12 | 26 | 19 | 360.7505 | 8635 | 26.96 | 1.94 | 997 | 20.7575 | 553.9188 | 0 | Heating | 73.8558 | #N/A | #N/A | #N/A | #N/A | 553.9188 | #N/A | #N/A | 3.1163 | #N/A | 0 | 0 | 0 | 0 | 0 | 0 | 0 | 0 | 0.2462% | 1 | 50% | 0% | 0% | 0% | 8.2745 | 0 | 0 | 0 | 8.2745 | #N/A
2007-12-26 20:01 | 12 | 26 | 20 | 360.7922 | 8636 | 26.96 | 2.48 | 997 | 20.8336 | 602.0722 | 0 | Heating | 80.2763 | #N/A | #N/A | #N/A | #N/A | 602.0722 | #N/A | #N/A | 3.1163 | #N/A | 0 | 0 | 0 | 0 | 0 | 0 | 0 | 0 | 0.2676% | 1 | 50% | 0% | 0% | 0% | 8.2745 | 0 | 0 | 0 | 8.2745 | #N/A
2007-12-26 21:01 | 12 | 26 | 21 | 360.8338 | 8637 | 24.08 | 2.84 | 998 | 18.928 | 687.0157 | 0 | Heating | 91.6021 | #N/A | #N/A | #N/A | #N/A | 687.0157 | #N/A | #N/A | 3.0238 | #N/A | 0 | 0 | 0 | 0 | 0 | 0 | 0 | 0 | 0.3053% | 1 | 50% | 0% | 0% | 0% | 8.2745 | 0 | 0 | 0 | 8.2745 | #N/A
2007-12-26 22:01 | 12 | 26 | 22 | 360.8755 | 8638 | 21.92 | 3.02 | 998 | 17.4493 | 782.4315 | 0 | Heating | 104.3242 | #N/A | #N/A | #N/A | #N/A | 782.4315 | #N/A | #N/A | 2.9629 | #N/A | 0 | 0 | 0 | 0 | 0 | 0 | 0 | 0 | 0.3477% | 1 | 50% | 0% | 0% | 0% | 8.2745 | 0 | 0 | 0 | 8.2745 | #N/A
2007-12-26 23:01 | 12 | 26 | 23 | 360.9172 | 8639 | 21.92 | 2.84 | 998 | 17.4218 | 290.7694 | 0 | Heating | 38.7693 | #N/A | #N/A | #N/A | #N/A | 290.7694 | #N/A | #N/A | 2.9629 | #N/A | 0 | 0 | 0 | 0 | 0 | 0 | 0 | 0 | 0.1292% | 1 | 50% | 0% | 0% | 0% | 8.2745 | 0 | 0 | 0 | 8.2745 | #N/A
2007-12-27 00:01 | 12 | 27 | 0 | 360.9588 | 8640 | 21.02 | 2.48 | 998 | 16.7305 | 418.8035 | 0 | Heating | 55.8405 | #N/A | #N/A | #N/A | #N/A | 418.8035 | #N/A | #N/A | 2.9394 | #N/A | 0 | 0 | 0 | 0 | 0 | 0 | 0 | 0 | 0.1861% | 1 | 50% | 0% | 0% | 0% | 8.2745 | 0 | 0 | 0 | 8.2745 | #N/A
2007-12-27 01:01 | 12 | 27 | 1 | 361.0005 | 8641 | 19.94 | 1.94 | 998 | 15.8781 | 506.4582 | 0 | Heating | 67.5278 | #N/A | #N/A | #N/A | #N/A | 506.4582 | #N/A | #N/A | 2.9127 | #N/A | 0 | 0 | 0 | 0 | 0 | 0 | 0 | 0 | 0.2251% | 1 | 50% | 0% | 0% | 0% | 8.2745 | 0 | 0 | 0 | 8.2745 | #N/A
2007-12-27 02:01 | 12 | 27 | 2 | 361.0422 | 8642 | 19.94 | 2.12 | 999 | 15.9079 | 560.8538 | 0 | Heating | 74.7805 | #N/A | #N/A | #N/A | #N/A | 560.8538 | #N/A | #N/A | 2.9127 | #N/A | 0 | 0 | 0 | 0 | 0 | 0 | 0 | 0 | 0.2493% | 1 | 50% | 0% | 0% | 0% | 8.2745 | 0 | 0 | 0 | 8.2745 | #N/A
2007-12-27 03:01 | 12 | 27 | 3 | 361.0838 | 8643 | 19.04 | 2.12 | 999 | 15.2589 | 608.2001 | 0 | Heating | 81.0933 | #N/A | #N/A | #N/A | #N/A | 608.2001 | #N/A | #N/A | 2.8915 | #N/A | 0 | 0 | 0 | 0 | 0 | 0 | 0 | 0 | 0.2703% | 1 | 50% | 0% | 0% | 0% | 8.2745 | 0 | 0 | 0 | 8.2745 | #N/A
2007-12-27 04:01 | 12 | 27 | 4 | 361.1255 | 8644 | 17.96 | 1.94 | 1000 | 14.4485 | 651.3565 | 0 | Heating | 86.8475 | #N/A | #N/A | #N/A | #N/A | 651.3565 | #N/A | #N/A | 2.8673 | #N/A | 0 | 0 | 0 | 0 | 0 | 0 | 0 | 0 | 0.2895% | 1 | 50% | 0% | 0% | 0% | 8.2745 | 0 | 0 | 0 | 8.2745 | #N/A
2007-12-27 05:01 | 12 | 27 | 5 | 361.1672 | 8645 | 17.96 | 2.48 | 1000 | 14.5311 | 687.4412 | 0 | Heating | 91.6588 | #N/A | #N/A | #N/A | #N/A | 687.4412 | #N/A | #N/A | 2.8673 | #N/A | 0 | 0 | 0 | 0 | 0 | 0 | 0 | 0 | 0.3055% | 1 | 50% | 0% | 0% | 0% | 8.2745 | 0 | 0 | 0 | 8.2745 | #N/A
2007-12-27 06:01 | 12 | 27 | 6 | 361.2088 | 8646 | 17.06 | 2.84 | 1001 | 13.9301 | 690.2407 | 0 | Heating | 92.0321 | #N/A | #N/A | #N/A | #N/A | 690.2407 | #N/A | #N/A | 2.8481 | #N/A | 0 | 0 | 0 | 0 | 0 | 0 | 0 | 0 | 0.3068% | 1 | 50% | 0% | 0% | 0% | 8.2745 | 0 | 0 | 0 | 8.2745 | #N/A
2007-12-27 07:01 | 12 | 27 | 7 | 361.2505 | 8647 | 15.98 | 3.02 | 1001 | 13.1605 | 1413.4534 | 0 | Heating | 188.4605 | #N/A | #N/A | #N/A | #N/A | 1413.4534 | #N/A | #N/A | 2.8262 | #N/A | 0 | 0 | 0 | 0 | 0 | 0 | 0 | 0 | 0.6282% | 1 | 50% | 0% | 0% | 0% | 8.2745 | 0 | 0 | 0 | 8.2745 | #N/A
2007-12-27 08:01 | 12 | 27 | 8 | 361.2922 | 8648 | 15.98 | 3.56 | 1002 | 13.2508 | 1014.9725 | 0 | Heating | 135.3297 | #N/A | #N/A | #N/A | #N/A | 1014.9725 | #N/A | #N/A | 2.8262 | #N/A | 0 | 0 | 0 | 0 | 0 | 0 | 0 | 0 | 0.4511% | 1 | 50% | 0% | 0% | 0% | 8.2745 | 0 | 0 | 0 | 8.2745 | #N/A
2007-12-27 09:01 | 12 | 27 | 9 | 361.3338 | 8649 | 19.04 | 4.46 | 1002 | 15.6392 | 612.3874 | 0 | Heating | 81.6516 | #N/A | #N/A | #N/A | #N/A | 612.3874 | #N/A | #N/A | 2.8915 | #N/A | 0 | 0 | 0 | 0 | 0 | 0 | 0 | 0 | 0.2722% | 1 | 50% | 0% | 0% | 0% | 8.2745 | 0 | 0 | 0 | 8.2745 | #N/A
2007-12-27 10:01 | 12 | 27 | 10 | 361.3755 | 8650 | 24.98 | 5 | 1003 | 19.8993 | 499.8958 | 0 | Heating | 66.6528 | #N/A | #N/A | #N/A | #N/A | 499.8958 | #N/A | #N/A | 3.0513 | #N/A | 0 | 0 | 0 | 0 | 0 | 0 | 0 | 0 | 0.2222% | 1 | 50% | 0% | 0% | 0% | 8.2745 | 0 | 0 | 0 | 8.2745 | #N/A
2007-12-27 11:01 | 12 | 27 | 11 | 361.4172 | 8651 | 24.98 | 6.44 | 1003 | 20.1405 | 470.3279 | 0 | Heating | 62.7104 | #N/A | #N/A | #N/A | #N/A | 470.3279 | #N/A | #N/A | 3.0513 | #N/A | 0 | 0 | 0 | 0 | 0 | 0 | 0 | 0 | 0.209% | 1 | 50% | 0% | 0% | 0% | 8.2745 | 0 | 0 | 0 | 8.2745 | #N/A
2007-12-27 12:01 | 12 | 27 | 12 | 361.4588 | 8652 | 28.94 | 7.34 | 1002 | 22.9316 | 431.1051 | 0 | Heating | 57.4807 | #N/A | #N/A | #N/A | #N/A | 431.1051 | #N/A | #N/A | 3.188 | #N/A | 0 | 0 | 0 | 0 | 0 | 0 | 0 | 0 | 0.1916% | 1 | 50% | 0% | 0% | 0% | 8.2745 | 0 | 0 | 0 | 8.2745 | #N/A
2007-12-27 13:01 | 12 | 27 | 13 | 361.5005 | 8653 | 28.04 | 8.06 | 1002 | 22.4692 | 431.3912 | 0 | Heating | 57.5188 | #N/A | #N/A | #N/A | #N/A | 431.3912 | #N/A | #N/A | 3.1545 | #N/A | 0 | 0 | 0 | 0 | 0 | 0 | 0 | 0 | 0.1917% | 1 | 50% | 0% | 0% | 0% | 8.2745 | 0 | 0 | 0 | 8.2745 | #N/A
2007-12-27 14:01 | 12 | 27 | 14 | 361.5422 | 8654 | 28.94 | 8.96 | 1003 | 23.2259 | 351.9529 | 0 | Heating | 46.9271 | #N/A | #N/A | #N/A | #N/A | 351.9529 | #N/A | #N/A | 3.188 | #N/A | 0 | 0 | 0 | 0 | 0 | 0 | 0 | 0 | 0.1564% | 1 | 50% | 0% | 0% | 0% | 8.2745 | 0 | 0 | 0 | 8.2745 | #N/A
2007-12-27 15:01 | 12 | 27 | 15 | 361.5838 | 8655 | 28.94 | 9.5 | 1003 | 23.3274 | 347.0311 | 0 | Heating | 46.2708 | #N/A | #N/A | #N/A | #N/A | 347.0311 | #N/A | #N/A | 3.188 | #N/A | 0 | 0 | 0 | 0 | 0 | 0 | 0 | 0 | 0.1542% | 1 | 50% | 0% | 0% | 0% | 8.2745 | 0 | 0 | 0 | 8.2745 | #N/A
2007-12-27 16:01 | 12 | 27 | 16 | 361.6255 | 8656 | 32 | 10.04 | 1003 | 25.3851 | 342.1755 | 0 | Heating | 45.6234 | #N/A | #N/A | #N/A | #N/A | 342.1755 | #N/A | #N/A | 3.3135 | #N/A | 0 | 0 | 0 | 0 | 0 | 0 | 0 | 0 | 0.1521% | 1 | 50% | 0% | 0% | 0% | 8.2745 | 0 | 0 | 0 | 8.2745 | #N/A
2007-12-27 17:01 | 12 | 27 | 17 | 361.6672 | 8657 | 32 | 10.76 | 1004 | 25.5271 | 328.4255 | 0 | Heating | 43.7901 | #N/A | #N/A | #N/A | #N/A | 328.4255 | #N/A | #N/A | 3.3135 | #N/A | 0 | 0 | 0 | 0 | 0 | 0 | 0 | 0 | 0.146% | 1 | 50% | 0% | 0% | 0% | 8.2745 | 0 | 0 | 0 | 8.2745 | #N/A
2007-12-27 18:01 | 12 | 27 | 18 | 361.7088 | 8658 | 33.8 | 11.48 | 1005 | 26.7908 | 390.4125 | 0 | Heating | 52.055 | #N/A | #N/A | #N/A | #N/A | 390.4125 | #N/A | #N/A | 3.3963 | #N/A | 0 | 0 | 0 | 0 | 0 | 0 | 0 | 0 | 0.1735% | 1 | 50% | 0% | 0% | 0% | 8.2745 | 0 | 0 | 0 | 8.2745 | #N/A
2007-12-27 19:01 | 12 | 27 | 19 | 361.7505 | 8659 | 33.98 | 12.02 | 1005 | 27.0087 | 499.8867 | 0 | Heating | 66.6516 | #N/A | #N/A | #N/A | #N/A | 499.8867 | #N/A | #N/A | 3.405 | #N/A | 0 | 0 | 0 | 0 | 0 | 0 | 0 | 0 | 0.2222% | 1 | 50% | 0% | 0% | 0% | 8.2745 | 0 | 0 | 0 | 8.2745 | #N/A
2007-12-27 20:01 | 12 | 27 | 20 | 361.7922 | 8660 | 33.98 | 11.12 | 1006 | 26.8357 | 556.8106 | 0 | Heating | 74.2414 | #N/A | #N/A | #N/A | #N/A | 556.8106 | #N/A | #N/A | 3.405 | #N/A | 0 | 0 | 0 | 0 | 0 | 0 | 0 | 0 | 0.2475% | 1 | 50% | 0% | 0% | 0% | 8.2745 | 0 | 0 | 0 | 8.2745 | #N/A
2007-12-27 21:01 | 12 | 27 | 21 | 361.8338 | 8661 | 35.96 | 10.22 | 1006 | 27.8746 | 660.4319 | 0 | Heating | 88.0576 | #N/A | #N/A | #N/A | #N/A | 660.4319 | #N/A | #N/A | 3.5052 | #N/A | 0 | 0 | 0 | 0 | 0 | 0 | 0 | 0 | 0.2935% | 1 | 50% | 0% | 0% | 0% | 8.2745 | 0 | 0 | 0 | 8.2745 | #N/A
2007-12-27 22:01 | 12 | 27 | 22 | 361.8755 | 8662 | 37.94 | 8.96 | 1007 | 28.8466 | 735.732 | 0 | Heating | 98.0976 | #N/A | #N/A | #N/A | #N/A | 735.732 | #N/A | #N/A | 3.6146 | #N/A | 0 | 0 | 0 | 0 | 0 | 0 | 0 | 0 | 0.327% | 1 | 50% | 0% | 0% | 0% | 8.2745 | 0 | 0 | 0 | 8.2745 | #N/A
2007-12-27 23:01 | 12 | 27 | 23 | 361.9172 | 8663 | 37.94 | 7.88 | 1007 | 28.6682 | 234.5794 | 0 | Heating | 31.2773 | #N/A | #N/A | #N/A | #N/A | 234.5794 | #N/A | #N/A | 3.6146 | #N/A | 0 | 0 | 0 | 0 | 0 | 0 | 0 | 0 | 0.1043% | 1 | 50% | 0% | 0% | 0% | 8.2745 | 0 | 0 | 0 | 8.2745 | #N/A
2007-12-28 00:01 | 12 | 28 | 0 | 361.9588 | 8664 | 39.92 | 6.62 | 1007 | 29.6449 | 414.5773 | 0 | Heating | 55.277 | #N/A | #N/A | #N/A | #N/A | 414.5773 | #N/A | #N/A | 3.7339 | #N/A | 0 | 0 | 0 | 0 | 0 | 0 | 0 | 0 | 0.1843% | 1 | 50% | 0% | 0% | 0% | 8.2745 | 0 | 0 | 0 | 8.2745 | #N/A
2007-12-28 01:01 | 12 | 28 | 1 | 362.0005 | 8665 | 41 | 5 | 1007 | 30.0443 | 504.2394 | 0 | Heating | 67.2319 | #N/A | #N/A | #N/A | #N/A | 504.2394 | #N/A | #N/A | 3.8033 | #N/A | 0 | 0 | 0 | 0 | 0 | 0 | 0 | 0 | 0.2241% | 1 | 50% | 0% | 0% | 0% | 8.2745 | 0 | 0 | 0 | 8.2745 | #N/A
2007-12-28 02:01 | 12 | 28 | 2 | 362.0422 | 8666 | 41 | 5.18 | 1007 | 30.0692 | 562.8589 | 0 | Heating | 75.0478 | #N/A | #N/A | #N/A | #N/A | 562.8589 | #N/A | #N/A | 3.8033 | #N/A | 0 | 0 | 0 | 0 | 0 | 0 | 0 | 0 | 0.2502% | 1 | 50% | 0% | 0% | 0% | 8.2745 | 0 | 0 | 0 | 8.2745 | #N/A
2007-12-28 03:01 | 12 | 28 | 3 | 362.0838 | 8667 | 44.06 | 5.18 | 1007 | 31.8254 | 621.1054 | 0 | Heating | 82.8141 | #N/A | #N/A | #N/A | #N/A | 621.1054 | #N/A | #N/A | 4.0174 | #N/A | 0 | 0 | 0 | 0 | 0 | 0 | 0 | 0 | 0.276% | 1 | 50% | 0% | 0% | 0% | 8.2745 | 0 | 0 | 0 | 8.2745 | #N/A
2007-12-28 04:01 | 12 | 28 | 4 | 362.1255 | 8668 | 44.96 | 5 | 1007 | 32.3237 | 674.3941 | 0 | Heating | 89.9192 | #N/A | #N/A | #N/A | #N/A | 674.3941 | #N/A | #N/A | 4.0856 | #N/A | 0 | 0 | 0 | 0 | 0 | 0 | 0 | 0 | 0.2997% | 1 | 50% | 0% | 0% | 0% | 8.2745 | 0 | 0 | 0 | 8.2745 | #N/A
2007-12-28 05:01 | 12 | 28 | 5 | 362.1672 | 8669 | 44.96 | 4.1 | 1008 | 32.2082 | 725.298 | 0 | Heating | 96.7064 | #N/A | #N/A | #N/A | #N/A | 725.298 | #N/A | #N/A | 4.0856 | #N/A | 0 | 0 | 0 | 0 | 0 | 0 | 0 | 0 | 0.3224% | 1 | 50% | 0% | 0% | 0% | 8.2745 | 0 | 0 | 0 | 8.2745 | #N/A
2007-12-28 06:01 | 12 | 28 | 6 | 362.2088 | 8670 | 46.04 | 3.02 | 1008 | 32.7053 | 750.3666 | 0 | Heating | 100.0489 | #N/A | #N/A | #N/A | #N/A | 750.3666 | #N/A | #N/A | 4.1705 | #N/A | 0 | 0 | 0 | 0 | 0 | 0 | 0 | 0 | 0.3335% | 1 | 50% | 0% | 0% | 0% | 8.2745 | 0 | 0 | 0 | 8.2745 | #N/A
2007-12-28 07:01 | 12 | 28 | 7 | 362.2505 | 8671 | 46.04 | 1.94 | 1008 | 32.5721 | 1457.6239 | 0 | Heating | 194.3498 | #N/A | #N/A | #N/A | #N/A | 1457.6239 | #N/A | #N/A | 4.1705 | #N/A | 0 | 0 | 0 | 0 | 0 | 0 | 0 | 0 | 0.6478% | 1 | 50% | 0% | 0% | 0% | 8.2745 | 0 | 0 | 0 | 8.2745 | #N/A
2007-12-28 08:01 | 12 | 28 | 8 | 362.2922 | 8672 | 46.04 | 3.56 | 1008 | 32.7744 | 1094.0081 | 0 | Heating | 145.8677 | #N/A | #N/A | #N/A | #N/A | 1094.0081 | #N/A | #N/A | 4.1705 | #N/A | 0 | 0 | 0 | 0 | 0 | 0 | 0 | 0 | 0.4862% | 1 | 50% | 0% | 0% | 0% | 8.2745 | 0 | 0 | 0 | 8.2745 | #N/A
2007-12-28 09:01 | 12 | 28 | 9 | 362.3338 | 8673 | 42.98 | 5.36 | 1008 | 31.2431 | 865.9295 | 0 | Heating | 115.4573 | #N/A | #N/A | #N/A | #N/A | 865.9295 | #N/A | #N/A | 3.9388 | #N/A | 0 | 0 | 0 | 0 | 0 | 0 | 0 | 0 | 0.3849% | 1 | 50% | 0% | 0% | 0% | 8.2745 | 0 | 0 | 0 | 8.2745 | #N/A
2007-12-28 10:01 | 12 | 28 | 10 | 362.3755 | 8674 | 48.02 | 6.98 | 1009 | 34.4063 | 754.6011 | 0 | Heating | 100.6135 | #N/A | #N/A | #N/A | #N/A | 754.6011 | #N/A | #N/A | 4.3357 | #N/A | 0 | 0 | 0 | 0 | 0 | 0 | 0 | 0 | 0.3354% | 1 | 50% | 0% | 0% | 0% | 8.2745 | 0 | 0 | 0 | 8.2745 | #N/A
2007-12-28 11:01 | 12 | 28 | 11 | 362.4172 | 8675 | 48.02 | 7.7 | 1008 | 34.507 | 702.8048 | 0 | Heating | 93.7073 | #N/A | #N/A | #N/A | #N/A | 702.8048 | #N/A | #N/A | 4.3357 | #N/A | 0 | 0 | 0 | 0 | 0 | 0 | 0 | 0 | 0.3124% | 1 | 50% | 0% | 0% | 0% | 8.2745 | 0 | 0 | 0 | 8.2745 | #N/A
2007-12-28 12:01 | 12 | 28 | 12 | 362.4588 | 8676 | 46.04 | 8.06 | 1006 | 33.4052 | 633.7488 | 0 | Heating | 84.4998 | #N/A | #N/A | #N/A | #N/A | 633.7488 | #N/A | #N/A | 4.1705 | #N/A | 0 | 0 | 0 | 0 | 0 | 0 | 0 | 0 | 0.2817% | 1 | 50% | 0% | 0% | 0% | 8.2745 | 0 | 0 | 0 | 8.2745 | #N/A
2007-12-28 13:01 | 12 | 28 | 13 | 362.5005 | 8677 | 42.98 | 8.06 | 1005 | 31.6166 | 571.2712 | 0 | Heating | 76.1695 | #N/A | #N/A | #N/A | #N/A | 571.2712 | #N/A | #N/A | 3.9388 | #N/A | 0 | 0 | 0 | 0 | 0 | 0 | 0 | 0 | 0.2539% | 1 | 50% | 0% | 0% | 0% | 8.2745 | 0 | 0 | 0 | 8.2745 | #N/A
2007-12-28 14:01 | 12 | 28 | 14 | 362.5422 | 8678 | 42.98 | 6.98 | 1005 | 31.4536 | 528.3548 | 0 | Heating | 70.4473 | #N/A | #N/A | #N/A | #N/A | 528.3548 | #N/A | #N/A | 3.9388 | #N/A | 0 | 0 | 0 | 0 | 0 | 0 | 0 | 0 | 0.2348% | 1 | 50% | 0% | 0% | 0% | 8.2745 | 0 | 0 | 0 | 8.2745 | #N/A
2007-12-28 15:01 | 12 | 28 | 15 | 362.5838 | 8679 | 39.02 | 5.54 | 1005 | 28.9428 | 688.3001 | 0 | Heating | 91.7734 | #N/A | #N/A | #N/A | #N/A | 688.3001 | #N/A | #N/A | 3.6785 | #N/A | 0 | 0 | 0 | 0 | 0 | 0 | 0 | 0 | 0.3059% | 1 | 50% | 0% | 0% | 0% | 8.2745 | 0 | 0 | 0 | 8.2745 | #N/A
2007-12-28 16:01 | 12 | 28 | 16 | 362.6255 | 8680 | 39.02 | 3.92 | 1004 | 28.7113 | 750.6711 | 0 | Heating | 100.0895 | #N/A | #N/A | #N/A | #N/A | 750.6711 | #N/A | #N/A | 3.6785 | #N/A | 0 | 0 | 0 | 0 | 0 | 0 | 0 | 0 | 0.3336% | 1 | 50% | 0% | 0% | 0% | 8.2745 | 0 | 0 | 0 | 8.2745 | #N/A
2007-12-28 17:01 | 12 | 28 | 17 | 362.6672 | 8681 | 39.02 | 3.74 | 1005 | 28.6934 | 738.2021 | 0 | Heating | 98.4269 | #N/A | #N/A | #N/A | #N/A | 738.2021 | #N/A | #N/A | 3.6785 | #N/A | 0 | 0 | 0 | 0 | 0 | 0 | 0 | 0 | 0.3281% | 1 | 50% | 0% | 0% | 0% | 8.2745 | 0 | 0 | 0 | 8.2745 | #N/A
2007-12-28 18:01 | 12 | 28 | 18 | 362.7088 | 8682 | 37.04 | 3.38 | 1005 | 27.4522 | 784.919 | 0 | Heating | 104.6559 | #N/A | #N/A | #N/A | #N/A | 784.919 | #N/A | #N/A | 3.5637 | #N/A | 0 | 0 | 0 | 0 | 0 | 0 | 0 | 0 | 0.3489% | 1 | 50% | 0% | 0% | 0% | 8.2745 | 0 | 0 | 0 | 8.2745 | #N/A
2007-12-28 19:01 | 12 | 28 | 19 | 362.7505 | 8683 | 37.04 | 3.02 | 1005 | 27.4044 | 178.129 | 0 | Heating | 23.7505 | #N/A | #N/A | #N/A | #N/A | 178.129 | #N/A | #N/A | 3.5637 | #N/A | 0 | 0 | 0 | 0 | 0 | 0 | 0 | 0 | 0.07917% | 1 | 50% | 0% | 0% | 0% | 8.2745 | 0 | 0 | 0 | 8.2745 | #N/A
2007-12-28 20:01 | 12 | 28 | 20 | 362.7922 | 8684 | 37.04 | 3.2 | 1005 | 27.4282 | 374.0516 | 0 | Heating | 49.8736 | #N/A | #N/A | #N/A | #N/A | 374.0516 | #N/A | #N/A | 3.5637 | #N/A | 0 | 0 | 0 | 0 | 0 | 0 | 0 | 0 | 0.1662% | 1 | 50% | 0% | 0% | 0% | 8.2745 | 0 | 0 | 0 | 8.2745 | #N/A
2007-12-28 21:01 | 12 | 28 | 21 | 362.8338 | 8685 | 35.96 | 3.2 | 1005 | 26.7667 | 466.5497 | 0 | Heating | 62.2066 | #N/A | #N/A | #N/A | #N/A | 466.5497 | #N/A | #N/A | 3.5052 | #N/A | 0 | 0 | 0 | 0 | 0 | 0 | 0 | 0 | 0.2074% | 1 | 50% | 0% | 0% | 0% | 8.2745 | 0 | 0 | 0 | 8.2745 | #N/A
2007-12-28 22:01 | 12 | 28 | 22 | 362.8755 | 8686 | 35.96 | 3.02 | 1005 | 26.7427 | 565.2544 | 0 | Heating | 75.3673 | #N/A | #N/A | #N/A | #N/A | 565.2544 | #N/A | #N/A | 3.5052 | #N/A | 0 | 0 | 0 | 0 | 0 | 0 | 0 | 0 | 0.2512% | 1 | 50% | 0% | 0% | 0% | 8.2745 | 0 | 0 | 0 | 8.2745 | #N/A
2007-12-28 23:01 | 12 | 28 | 23 | 362.9172 | 8687 | 35.06 | 3.92 | 1005 | 26.3089 | 625.3447 | 0 | Heating | 83.3793 | #N/A | #N/A | #N/A | #N/A | 625.3447 | #N/A | #N/A | 3.4585 | #N/A | 0 | 0 | 0 | 0 | 0 | 0 | 0 | 0 | 0.2779% | 1 | 50% | 0% | 0% | 0% | 8.2745 | 0 | 0 | 0 | 8.2745 | #N/A
2007-12-29 00:01 | 12 | 29 | 0 | 362.9588 | 8688 | 35.6 | 4.64 | 1005 | 26.7446 | 663.7634 | 0 | Heating | 88.5018 | #N/A | #N/A | #N/A | #N/A | 663.7634 | #N/A | #N/A | 3.4863 | #N/A | 0 | 0 | 0 | 0 | 0 | 0 | 0 | 0 | 0.295% | 1 | 50% | 0% | 0% | 0% | 8.2745 | 0 | 0 | 0 | 8.2745 | #N/A
2007-12-29 01:01 | 12 | 29 | 1 | 363.0005 | 8689 | 35.06 | 5 | 1004 | 26.4581 | 670.3198 | 0 | Heating | 89.376 | #N/A | #N/A | #N/A | #N/A | 670.3198 | #N/A | #N/A | 3.4585 | #N/A | 0 | 0 | 0 | 0 | 0 | 0 | 0 | 0 | 0.2979% | 1 | 50% | 0% | 0% | 0% | 8.2745 | 0 | 0 | 0 | 8.2745 | #N/A
2007-12-29 02:01 | 12 | 29 | 2 | 363.0422 | 8690 | 35.06 | 5.18 | 1004 | 26.4846 | 695.2567 | 0 | Heating | 92.7009 | #N/A | #N/A | #N/A | #N/A | 695.2567 | #N/A | #N/A | 3.4585 | #N/A | 0 | 0 | 0 | 0 | 0 | 0 | 0 | 0 | 0.309% | 1 | 50% | 0% | 0% | 0% | 8.2745 | 0 | 0 | 0 | 8.2745 | #N/A
2007-12-29 03:01 | 12 | 29 | 3 | 363.0838 | 8691 | 35.06 | 5.18 | 1004 | 26.4846 | 728.8948 | 0 | Heating | 97.186 | #N/A | #N/A | #N/A | #N/A | 728.8948 | #N/A | #N/A | 3.4585 | #N/A | 0 | 0 | 0 | 0 | 0 | 0 | 0 | 0 | 0.324% | 1 | 50% | 0% | 0% | 0% | 8.2745 | 0 | 0 | 0 | 8.2745 | #N/A
2007-12-29 04:01 | 12 | 29 | 4 | 363.1255 | 8692 | 35.06 | 5 | 1004 | 26.4581 | 762.385 | 0 | Heating | 101.6513 | #N/A | #N/A | #N/A | #N/A | 762.385 | #N/A | #N/A | 3.4585 | #N/A | 0 | 0 | 0 | 0 | 0 | 0 | 0 | 0 | 0.3388% | 1 | 50% | 0% | 0% | 0% | 8.2745 | 0 | 0 | 0 | 8.2745 | #N/A
2007-12-29 05:01 | 12 | 29 | 5 | 363.1672 | 8693 | 33.98 | 6.8 | 1004 | 26.0642 | 759.3555 | 0 | Heating | 101.2474 | #N/A | #N/A | #N/A | #N/A | 759.3555 | #N/A | #N/A | 3.405 | #N/A | 0 | 0 | 0 | 0 | 0 | 0 | 0 | 0 | 0.3375% | 1 | 50% | 0% | 0% | 0% | 8.2745 | 0 | 0 | 0 | 8.2745 | #N/A
2007-12-29 06:01 | 12 | 29 | 6 | 363.2088 | 8694 | 33.08 | 8.42 | 1004 | 25.7734 | 713.052 | 0 | Heating | 95.0736 | #N/A | #N/A | #N/A | #N/A | 713.052 | #N/A | #N/A | 3.3624 | #N/A | 0 | 0 | 0 | 0 | 0 | 0 | 0 | 0 | 0.3169% | 1 | 50% | 0% | 0% | 0% | 8.2745 | 0 | 0 | 0 | 8.2745 | #N/A
2007-12-29 07:01 | 12 | 29 | 7 | 363.2505 | 8695 | 33.08 | 10.04 | 1004 | 26.0651 | 638.7741 | 0 | Heating | 85.1699 | #N/A | #N/A | #N/A | #N/A | 638.7741 | #N/A | #N/A | 3.3624 | #N/A | 0 | 0 | 0 | 0 | 0 | 0 | 0 | 0 | 0.2839% | 1 | 50% | 0% | 0% | 0% | 8.2745 | 0 | 0 | 0 | 8.2745 | #N/A
2007-12-29 08:01 | 12 | 29 | 8 | 363.2922 | 8696 | 33.08 | 10.58 | 1004 | 26.1669 | 577.3383 | 0 | Heating | 76.9784 | #N/A | #N/A | #N/A | #N/A | 577.3383 | #N/A | #N/A | 3.3624 | #N/A | 0 | 0 | 0 | 0 | 0 | 0 | 0 | 0 | 0.2566% | 1 | 50% | 0% | 0% | 0% | 8.2745 | 0 | 0 | 0 | 8.2745 | #N/A
2007-12-29 09:01 | 12 | 29 | 9 | 363.3338 | 8697 | 30.92 | 11.48 | 1004 | 24.9891 | 452.3224 | 0 | Heating | 60.3097 | #N/A | #N/A | #N/A | #N/A | 452.3224 | #N/A | #N/A | 3.2671 | #N/A | 0 | 0 | 0 | 0 | 0 | 0 | 0 | 0 | 0.201% | 1 | 50% | 0% | 0% | 0% | 8.2745 | 0 | 0 | 0 | 8.2745 | #N/A
2007-12-29 10:01 | 12 | 29 | 10 | 363.3755 | 8698 | 32 | 12.02 | 1004 | 25.7786 | 381.0265 | 0 | Heating | 50.8035 | #N/A | #N/A | #N/A | #N/A | 381.0265 | #N/A | #N/A | 3.3135 | #N/A | 0 | 0 | 0 | 0 | 0 | 0 | 0 | 0 | 0.1693% | 1 | 50% | 0% | 0% | 0% | 8.2745 | 0 | 0 | 0 | 8.2745 | #N/A
2007-12-29 11:01 | 12 | 29 | 11 | 363.4172 | 8699 | 33.08 | 12.74 | 1004 | 26.5984 | 376.6898 | 0 | Heating | 50.2253 | #N/A | #N/A | #N/A | #N/A | 376.6898 | #N/A | #N/A | 3.3624 | #N/A | 0 | 0 | 0 | 0 | 0 | 0 | 0 | 0 | 0.1674% | 1 | 50% | 0% | 0% | 0% | 8.2745 | 0 | 0 | 0 | 8.2745 | #N/A
2007-12-29 12:01 | 12 | 29 | 12 | 363.4588 | 8700 | 35.06 | 12.92 | 1004 | 27.8451 | 361.3592 | 0 | Heating | 48.1812 | #N/A | #N/A | #N/A | #N/A | 361.3592 | #N/A | #N/A | 3.4585 | #N/A | 0 | 0 | 0 | 0 | 0 | 0 | 0 | 0 | 0.1606% | 1 | 50% | 0% | 0% | 0% | 8.2745 | 0 | 0 | 0 | 8.2745 | #N/A
2007-12-29 13:01 | 12 | 29 | 13 | 363.5005 | 8701 | 35.96 | 12.92 | 1004 | 28.3867 | 346.7865 | 0 | Heating | 46.2382 | #N/A | #N/A | #N/A | #N/A | 346.7865 | #N/A | #N/A | 3.5052 | #N/A | 0 | 0 | 0 | 0 | 0 | 0 | 0 | 0 | 0.1541% | 1 | 50% | 0% | 0% | 0% | 8.2745 | 0 | 0 | 0 | 8.2745 | #N/A
2007-12-29 14:01 | 12 | 29 | 14 | 363.5422 | 8702 | 35.96 | 12.2 | 1004 | 28.2417 | 317.3611 | 0 | Heating | 42.3148 | #N/A | #N/A | #N/A | #N/A | 317.3611 | #N/A | #N/A | 3.5052 | #N/A | 0 | 0 | 0 | 0 | 0 | 0 | 0 | 0 | 0.141% | 1 | 50% | 0% | 0% | 0% | 8.2745 | 0 | 0 | 0 | 8.2745 | #N/A
2007-12-29 15:01 | 12 | 29 | 15 | 363.5838 | 8703 | 33.98 | 11.12 | 1005 | 26.8313 | 332.5871 | 0 | Heating | 44.3449 | #N/A | #N/A | #N/A | #N/A | 332.5871 | #N/A | #N/A | 3.405 | #N/A | 0 | 0 | 0 | 0 | 0 | 0 | 0 | 0 | 0.1478% | 1 | 50% | 0% | 0% | 0% | 8.2745 | 0 | 0 | 0 | 8.2745 | #N/A
2007-12-29 16:01 | 12 | 29 | 16 | 363.6255 | 8704 | 33.08 | 10.04 | 1005 | 26.0695 | 369.1886 | 0 | Heating | 49.2251 | #N/A | #N/A | #N/A | #N/A | 369.1886 | #N/A | #N/A | 3.3624 | #N/A | 0 | 0 | 0 | 0 | 0 | 0 | 0 | 0 | 0.1641% | 1 | 50% | 0% | 0% | 0% | 8.2745 | 0 | 0 | 0 | 8.2745 | #N/A
2007-12-29 17:01 | 12 | 29 | 17 | 363.6672 | 8705 | 33.08 | 11.48 | 1005 | 26.3461 | 389.0746 | 0 | Heating | 51.8766 | #N/A | #N/A | #N/A | #N/A | 389.0746 | #N/A | #N/A | 3.3624 | #N/A | 0 | 0 | 0 | 0 | 0 | 0 | 0 | 0 | 0.1729% | 1 | 50% | 0% | 0% | 0% | 8.2745 | 0 | 0 | 0 | 8.2745 | #N/A
2007-12-29 18:01 | 12 | 29 | 18 | 363.7088 | 8706 | 32 | 12.74 | 1006 | 25.936 | 399.8752 | 0 | Heating | 53.3167 | #N/A | #N/A | #N/A | #N/A | 399.8752 | #N/A | #N/A | 3.3135 | #N/A | 0 | 0 | 0 | 0 | 0 | 0 | 0 | 0 | 0.1777% | 1 | 50% | 0% | 0% | 0% | 8.2745 | 0 | 0 | 0 | 8.2745 | #N/A
2007-12-29 19:01 | 12 | 29 | 19 | 363.7505 | 8707 | 32 | 14 | 1006 | 26.209 | 422.9079 | 0 | Heating | 56.3877 | #N/A | #N/A | #N/A | #N/A | 422.9079 | #N/A | #N/A | 3.3135 | #N/A | 0 | 0 | 0 | 0 | 0 | 0 | 0 | 0 | 0.188% | 1 | 50% | 0% | 0% | 0% | 8.2745 | 0 | 0 | 0 | 8.2745 | #N/A
2007-12-29 20:01 | 12 | 29 | 20 | 363.7922 | 8708 | 32 | 14.18 | 1006 | 26.2491 | 461.2045 | 0 | Heating | 61.4939 | #N/A | #N/A | #N/A | #N/A | 461.2045 | #N/A | #N/A | 3.3135 | #N/A | 0 | 0 | 0 | 0 | 0 | 0 | 0 | 0 | 0.205% | 1 | 50% | 0% | 0% | 0% | 8.2745 | 0 | 0 | 0 | 8.2745 | #N/A
2007-12-29 21:01 | 12 | 29 | 21 | 363.8338 | 8709 | 32 | 14.18 | 1006 | 26.2491 | 464.8225 | 0 | Heating | 61.9763 | #N/A | #N/A | #N/A | #N/A | 464.8225 | #N/A | #N/A | 3.3135 | #N/A | 0 | 0 | 0 | 0 | 0 | 0 | 0 | 0 | 0.2066% | 1 | 50% | 0% | 0% | 0% | 8.2745 | 0 | 0 | 0 | 8.2745 | #N/A
2007-12-29 22:01 | 12 | 29 | 22 | 363.8755 | 8710 | 30.92 | 14 | 1006 | 25.5343 | 495.8291 | 0 | Heating | 66.1105 | #N/A | #N/A | #N/A | #N/A | 495.8291 | #N/A | #N/A | 3.2671 | #N/A | 0 | 0 | 0 | 0 | 0 | 0 | 0 | 0 | 0.2204% | 1 | 50% | 0% | 0% | 0% | 8.2745 | 0 | 0 | 0 | 8.2745 | #N/A
2007-12-29 23:01 | 12 | 29 | 23 | 363.9172 | 8711 | 30.92 | 15.44 | 1006 | 25.8678 | 533.6402 | 0 | Heating | 71.152 | #N/A | #N/A | #N/A | #N/A | 533.6402 | #N/A | #N/A | 3.2671 | #N/A | 0 | 0 | 0 | 0 | 0 | 0 | 0 | 0 | 0.2372% | 1 | 50% | 0% | 0% | 0% | 8.2745 | 0 | 0 | 0 | 8.2745 | #N/A
2007-12-30 00:01 | 12 | 30 | 0 | 363.9588 | 8712 | 30.92 | 16.88 | 1006 | 26.2214 | 576.0703 | 0 | Heating | 76.8094 | #N/A | #N/A | #N/A | #N/A | 576.0703 | #N/A | #N/A | 3.2671 | #N/A | 0 | 0 | 0 | 0 | 0 | 0 | 0 | 0 | 0.256% | 1 | 50% | 0% | 0% | 0% | 8.2745 | 0 | 0 | 0 | 8.2745 | #N/A
2007-12-30 01:01 | 12 | 30 | 1 | 364.0005 | 8713 | 30.02 | 17.96 | 1006 | 25.9415 | 565.3712 | 0 | Heating | 75.3828 | #N/A | #N/A | #N/A | #N/A | 565.3712 | #N/A | #N/A | 3.2302 | #N/A | 0 | 0 | 0 | 0 | 0 | 0 | 0 | 0 | 0.2513% | 1 | 50% | 0% | 0% | 0% | 8.2745 | 0 | 0 | 0 | 8.2745 | #N/A
2007-12-30 02:01 | 12 | 30 | 2 | 364.0422 | 8714 | 30.02 | 18.5 | 1007 | 26.0894 | 566.8713 | 0 | Heating | 75.5828 | #N/A | #N/A | #N/A | #N/A | 566.8713 | #N/A | #N/A | 3.2302 | #N/A | 0 | 0 | 0 | 0 | 0 | 0 | 0 | 0 | 0.2519% | 1 | 50% | 0% | 0% | 0% | 8.2745 | 0 | 0 | 0 | 8.2745 | #N/A
2007-12-30 03:01 | 12 | 30 | 3 | 364.0838 | 8715 | 28.94 | 18.86 | 1007 | 25.5131 | 565.8614 | 0 | Heating | 75.4482 | #N/A | #N/A | #N/A | #N/A | 565.8614 | #N/A | #N/A | 3.188 | #N/A | 0 | 0 | 0 | 0 | 0 | 0 | 0 | 0 | 0.2515% | 1 | 50% | 0% | 0% | 0% | 8.2745 | 0 | 0 | 0 | 8.2745 | #N/A
2007-12-30 04:01 | 12 | 30 | 4 | 364.1255 | 8716 | 28.94 | 19.04 | 1007 | 25.5635 | 562.3747 | 0 | Heating | 74.9833 | #N/A | #N/A | #N/A | #N/A | 562.3747 | #N/A | #N/A | 3.188 | #N/A | 0 | 0 | 0 | 0 | 0 | 0 | 0 | 0 | 0.2499% | 1 | 50% | 0% | 0% | 0% | 8.2745 | 0 | 0 | 0 | 8.2745 | #N/A
2007-12-30 05:01 | 12 | 30 | 5 | 364.1672 | 8717 | 28.94 | 19.76 | 1007 | 25.7686 | 569.0567 | 0 | Heating | 75.8742 | #N/A | #N/A | #N/A | #N/A | 569.0567 | #N/A | #N/A | 3.188 | #N/A | 0 | 0 | 0 | 0 | 0 | 0 | 0 | 0 | 0.2529% | 1 | 50% | 0% | 0% | 0% | 8.2745 | 0 | 0 | 0 | 8.2745 | #N/A
2007-12-30 06:01 | 12 | 30 | 6 | 364.2088 | 8718 | 28.94 | 20.48 | 1007 | 25.9796 | 549.4237 | 0 | Heating | 73.2565 | #N/A | #N/A | #N/A | #N/A | 549.4237 | #N/A | #N/A | 3.188 | #N/A | 0 | 0 | 0 | 0 | 0 | 0 | 0 | 0 | 0.2442% | 1 | 50% | 0% | 0% | 0% | 8.2745 | 0 | 0 | 0 | 8.2745 | #N/A
2007-12-30 07:01 | 12 | 30 | 7 | 364.2505 | 8719 | 30.02 | 21.02 | 1007 | 26.8099 | 1839.0951 | 0 | Heating | 245.2127 | #N/A | #N/A | #N/A | #N/A | 1839.0951 | #N/A | #N/A | 3.2302 | #N/A | 0 | 0 | 0 | 0 | 0 | 0 | 0 | 0 | 0.8174% | 1 | 50% | 0% | 0% | 0% | 8.2745 | 0 | 0 | 0 | 8.2745 | #N/A
2007-12-30 08:01 | 12 | 30 | 8 | 364.2922 | 8720 | 30.02 | 21.92 | 1007 | 27.0848 | 1334.7261 | 0 | Heating | 177.9635 | #N/A | #N/A | #N/A | #N/A | 1334.7261 | #N/A | #N/A | 3.2302 | #N/A | 0 | 0 | 0 | 0 | 0 | 0 | 0 | 0 | 0.5932% | 1 | 50% | 0% | 0% | 0% | 8.2745 | 0 | 0 | 0 | 8.2745 | #N/A
2007-12-30 09:01 | 12 | 30 | 9 | 364.3338 | 8721 | 30.92 | 23.18 | 1007 | 28.031 | 751.5015 | 0 | Heating | 100.2002 | #N/A | #N/A | #N/A | #N/A | 751.5015 | #N/A | #N/A | 3.2671 | #N/A | 0 | 0 | 0 | 0 | 0 | 0 | 0 | 0 | 0.334% | 1 | 50% | 0% | 0% | 0% | 8.2745 | 0 | 0 | 0 | 8.2745 | #N/A
2007-12-30 10:01 | 12 | 30 | 10 | 364.3755 | 8722 | 32 | 24.08 | 1006 | 28.9694 | 679.5713 | 0 | Heating | 90.6095 | #N/A | #N/A | #N/A | #N/A | 679.5713 | #N/A | #N/A | 3.3135 | #N/A | 0 | 0 | 0 | 0 | 0 | 0 | 0 | 0 | 0.302% | 1 | 50% | 0% | 0% | 0% | 8.2745 | 0 | 0 | 0 | 8.2745 | #N/A
2007-12-30 11:01 | 12 | 30 | 11 | 364.4172 | 8723 | 32 | 23.36 | 1006 | 28.7345 | 660.7488 | 0 | Heating | 88.0998 | #N/A | #N/A | #N/A | #N/A | 660.7488 | #N/A | #N/A | 3.3135 | #N/A | 0 | 0 | 0 | 0 | 0 | 0 | 0 | 0 | 0.2937% | 1 | 50% | 0% | 0% | 0% | 8.2745 | 0 | 0 | 0 | 8.2745 | #N/A
2007-12-30 12:01 | 12 | 30 | 12 | 364.4588 | 8724 | 32 | 22.46 | 1005 | 28.4475 | 555.8017 | 0 | Heating | 74.1069 | #N/A | #N/A | #N/A | #N/A | 555.8017 | #N/A | #N/A | 3.3135 | #N/A | 0 | 0 | 0 | 0 | 0 | 0 | 0 | 0 | 0.247% | 1 | 50% | 0% | 0% | 0% | 8.2745 | 0 | 0 | 0 | 8.2745 | #N/A
2007-12-30 13:01 | 12 | 30 | 13 | 364.5005 | 8725 | 30.92 | 21.02 | 1005 | 27.3568 | 560.9051 | 0 | Heating | 74.7873 | #N/A | #N/A | #N/A | #N/A | 560.9051 | #N/A | #N/A | 3.2671 | #N/A | 0 | 0 | 0 | 0 | 0 | 0 | 0 | 0 | 0.2493% | 1 | 50% | 0% | 0% | 0% | 8.2745 | 0 | 0 | 0 | 8.2745 | #N/A
2007-12-30 14:01 | 12 | 30 | 14 | 364.5422 | 8726 | 32 | 21.92 | 1005 | 28.2812 | 412.7761 | 0 | Heating | 55.0368 | #N/A | #N/A | #N/A | #N/A | 412.7761 | #N/A | #N/A | 3.3135 | #N/A | 0 | 0 | 0 | 0 | 0 | 0 | 0 | 0 | 0.1835% | 1 | 50% | 0% | 0% | 0% | 8.2745 | 0 | 0 | 0 | 8.2745 | #N/A
2007-12-30 15:01 | 12 | 30 | 15 | 364.5838 | 8727 | 33.08 | 22.46 | 1005 | 29.0902 | 375.3328 | 0 | Heating | 50.0444 | #N/A | #N/A | #N/A | #N/A | 375.3328 | #N/A | #N/A | 3.3624 | #N/A | 0 | 0 | 0 | 0 | 0 | 0 | 0 | 0 | 0.1668% | 1 | 50% | 0% | 0% | 0% | 8.2745 | 0 | 0 | 0 | 8.2745 | #N/A
2007-12-30 16:01 | 12 | 30 | 16 | 364.6255 | 8728 | 33.08 | 23 | 1005 | 29.2582 | 366.9069 | 0 | Heating | 48.9209 | #N/A | #N/A | #N/A | #N/A | 366.9069 | #N/A | #N/A | 3.3624 | #N/A | 0 | 0 | 0 | 0 | 0 | 0 | 0 | 0 | 0.1631% | 1 | 50% | 0% | 0% | 0% | 8.2745 | 0 | 0 | 0 | 8.2745 | #N/A
2007-12-30 17:01 | 12 | 30 | 17 | 364.6672 | 8729 | 33.08 | 23.54 | 1006 | 29.4318 | 303.4714 | 0 | Heating | 40.4629 | #N/A | #N/A | #N/A | #N/A | 303.4714 | #N/A | #N/A | 3.3624 | #N/A | 0 | 0 | 0 | 0 | 0 | 0 | 0 | 0 | 0.1349% | 1 | 50% | 0% | 0% | 0% | 8.2745 | 0 | 0 | 0 | 8.2745 | #N/A
2007-12-30 18:01 | 12 | 30 | 18 | 364.7088 | 8730 | 33.08 | 23.9 | 1007 | 29.55 | 335.6177 | 0 | Heating | 44.749 | #N/A | #N/A | #N/A | #N/A | 335.6177 | #N/A | #N/A | 3.3624 | #N/A | 0 | 0 | 0 | 0 | 0 | 0 | 0 | 0 | 0.1492% | 1 | 50% | 0% | 0% | 0% | 8.2745 | 0 | 0 | 0 | 8.2745 | #N/A
2007-12-30 19:01 | 12 | 30 | 19 | 364.7505 | 8731 | 33.08 | 24.08 | 1007 | 29.6086 | 420.0845 | 0 | Heating | 56.0113 | #N/A | #N/A | #N/A | #N/A | 420.0845 | #N/A | #N/A | 3.3624 | #N/A | 0 | 0 | 0 | 0 | 0 | 0 | 0 | 0 | 0.1867% | 1 | 50% | 0% | 0% | 0% | 8.2745 | 0 | 0 | 0 | 8.2745 | #N/A
2007-12-30 20:01 | 12 | 30 | 20 | 364.7922 | 8732 | 32 | 24.26 | 1007 | 29.0308 | 448.1867 | 0 | Heating | 59.7582 | #N/A | #N/A | #N/A | #N/A | 448.1867 | #N/A | #N/A | 3.3135 | #N/A | 0 | 0 | 0 | 0 | 0 | 0 | 0 | 0 | 0.1992% | 1 | 50% | 0% | 0% | 0% | 8.2745 | 0 | 0 | 0 | 8.2745 | #N/A
2007-12-30 21:01 | 12 | 30 | 21 | 364.8338 | 8733 | 24.8 | 24.26 | 1008 | 24.605 | 545.3222 | 0 | Heating | 72.7096 | #N/A | #N/A | #N/A | #N/A | 545.3222 | #N/A | #N/A | 3.0457 | #N/A | 0 | 0 | 0 | 0 | 0 | 0 | 0 | 0 | 0.2424% | 1 | 50% | 0% | 0% | 0% | 8.2745 | 0 | 0 | 0 | 8.2745 | #N/A
2007-12-30 22:01 | 12 | 30 | 22 | 364.8755 | 8734 | 24.08 | 24.08 | 1008 | 24.08 | 553.1349 | 0 | Heating | 73.7513 | #N/A | #N/A | #N/A | #N/A | 553.1349 | #N/A | #N/A | 3.0238 | #N/A | 0 | 0 | 0 | 0 | 0 | 0 | 0 | 0 | 0.2458% | 1 | 50% | 0% | 0% | 0% | 8.2745 | 0 | 0 | 0 | 8.2745 | #N/A
2007-12-30 23:01 | 12 | 30 | 23 | 364.9172 | 8735 | 28.94 | 24.62 | 1008 | 27.3139 | 16.3368 | 0 | Heating | 2.1782 | #N/A | #N/A | #N/A | #N/A | 16.3368 | #N/A | #N/A | 3.188 | #N/A | 0 | 0 | 0 | 0 | 0 | 0 | 0 | 0 | 0.007261% | 1 | 50% | 0% | 0% | 0% | 8.2745 | 0 | 0 | 0 | 8.2745 | #N/A
2007-12-31 00:01 | 12 | 31 | 0 | 364.9588 | 8736 | 30.92 | 24.98 | 1008 | 28.6339 | 105.2636 | 0 | Heating | 14.0352 | #N/A | #N/A | #N/A | #N/A | 105.2636 | #N/A | #N/A | 3.2671 | #N/A | 0 | 0 | 0 | 0 | 0 | 0 | 0 | 0 | 0.04678% | 1 | 50% | 0% | 0% | 0% | 8.2745 | 0 | 0 | 0 | 8.2745 | #N/A
2007-12-31 01:01 | 12 | 31 | 1 | 365.0005 | 8737 | 32 | 24.98 | 1009 | 29.2768 | 142.281 | 0 | Heating | 18.9708 | #N/A | #N/A | #N/A | #N/A | 142.281 | #N/A | #N/A | 3.3135 | #N/A | 0 | 0 | 0 | 0 | 0 | 0 | 0 | 0 | 0.06324% | 1 | 50% | 0% | 0% | 0% | 8.2745 | 0 | 0 | 0 | 8.2745 | #N/A
2007-12-31 02:01 | 12 | 31 | 2 | 365.0422 | 8738 | 32 | 24.8 | 1009 | 29.2156 | 176.2329 | 0 | Heating | 23.4977 | #N/A | #N/A | #N/A | #N/A | 176.2329 | #N/A | #N/A | 3.3135 | #N/A | 0 | 0 | 0 | 0 | 0 | 0 | 0 | 0 | 0.07833% | 1 | 50% | 0% | 0% | 0% | 8.2745 | 0 | 0 | 0 | 8.2745 | #N/A
2007-12-31 03:01 | 12 | 31 | 3 | 365.0838 | 8739 | 33.08 | 24.44 | 1009 | 29.731 | 212.4184 | 0 | Heating | 28.3225 | #N/A | #N/A | #N/A | #N/A | 212.4184 | #N/A | #N/A | 3.3624 | #N/A | 0 | 0 | 0 | 0 | 0 | 0 | 0 | 0 | 0.09441% | 1 | 50% | 0% | 0% | 0% | 8.2745 | 0 | 0 | 0 | 8.2745 | #N/A
2007-12-31 04:01 | 12 | 31 | 4 | 365.1255 | 8740 | 33.08 | 24.08 | 1010 | 29.6147 | 247.7033 | 0 | Heating | 33.0271 | #N/A | #N/A | #N/A | #N/A | 247.7033 | #N/A | #N/A | 3.3624 | #N/A | 0 | 0 | 0 | 0 | 0 | 0 | 0 | 0 | 0.1101% | 1 | 50% | 0% | 0% | 0% | 8.2745 | 0 | 0 | 0 | 8.2745 | #N/A
2007-12-31 05:01 | 12 | 31 | 5 | 365.1672 | 8741 | 33.08 | 24.26 | 1010 | 29.6736 | 283.1413 | 0 | Heating | 37.7522 | #N/A | #N/A | #N/A | #N/A | 283.1413 | #N/A | #N/A | 3.3624 | #N/A | 0 | 0 | 0 | 0 | 0 | 0 | 0 | 0 | 0.1258% | 1 | 50% | 0% | 0% | 0% | 8.2745 | 0 | 0 | 0 | 8.2745 | #N/A
2007-12-31 06:01 | 12 | 31 | 6 | 365.2088 | 8742 | 32 | 24.26 | 1010 | 29.0361 | 290.2953 | 0 | Heating | 38.706 | #N/A | #N/A | #N/A | #N/A | 290.2953 | #N/A | #N/A | 3.3135 | #N/A | 0 | 0 | 0 | 0 | 0 | 0 | 0 | 0 | 0.129% | 1 | 50% | 0% | 0% | 0% | 8.2745 | 0 | 0 | 0 | 8.2745 | #N/A
2007-12-31 07:01 | 12 | 31 | 7 | 365.2505 | 8743 | 30.92 | 24.08 | 1011 | 28.3329 | 1071.5169 | 0 | Heating | 142.8689 | #N/A | #N/A | #N/A | #N/A | 1071.5169 | #N/A | #N/A | 3.2671 | #N/A | 0 | 0 | 0 | 0 | 0 | 0 | 0 | 0 | 0.4762% | 1 | 50% | 0% | 0% | 0% | 8.2745 | 0 | 0 | 0 | 8.2745 | #N/A
2007-12-31 08:01 | 12 | 31 | 8 | 365.2922 | 8744 | 30.92 | 22.64 | 1012 | 27.8676 | 744.3142 | 0 | Heating | 99.2419 | #N/A | #N/A | #N/A | #N/A | 744.3142 | #N/A | #N/A | 3.2671 | #N/A | 0 | 0 | 0 | 0 | 0 | 0 | 0 | 0 | 0.3308% | 1 | 50% | 0% | 0% | 0% | 8.2745 | 0 | 0 | 0 | 8.2745 | #N/A
2007-12-31 09:01 | 12 | 31 | 9 | 365.3338 | 8745 | 33.08 | 21.38 | 1012 | 28.7824 | 431.7953 | 0 | Heating | 57.5727 | #N/A | #N/A | #N/A | #N/A | 431.7953 | #N/A | #N/A | 3.3624 | #N/A | 0 | 0 | 0 | 0 | 0 | 0 | 0 | 0 | 0.1919% | 1 | 50% | 0% | 0% | 0% | 8.2745 | 0 | 0 | 0 | 8.2745 | #N/A
2007-12-31 10:01 | 12 | 31 | 10 | 365.3755 | 8746 | 33.98 | 19.94 | 1013 | 28.9118 | 391.1408 | 0 | Heating | 52.1521 | #N/A | #N/A | #N/A | #N/A | 391.1408 | #N/A | #N/A | 3.405 | #N/A | 0 | 0 | 0 | 0 | 0 | 0 | 0 | 0 | 0.1738% | 1 | 50% | 0% | 0% | 0% | 8.2745 | 0 | 0 | 0 | 8.2745 | #N/A
2007-12-31 11:01 | 12 | 31 | 11 | 365.4172 | 8747 | 33.98 | 19.04 | 1013 | 28.6682 | 383.3803 | 0 | Heating | 51.1174 | #N/A | #N/A | #N/A | #N/A | 383.3803 | #N/A | #N/A | 3.405 | #N/A | 0 | 0 | 0 | 0 | 0 | 0 | 0 | 0 | 0.1704% | 1 | 50% | 0% | 0% | 0% | 8.2745 | 0 | 0 | 0 | 8.2745 | #N/A
2007-12-31 12:01 | 12 | 31 | 12 | 365.4588 | 8748 | 33.98 | 17.6 | 1012 | 28.2927 | 331.4382 | 0 | Heating | 44.1918 | #N/A | #N/A | #N/A | #N/A | 331.4382 | #N/A | #N/A | 3.405 | #N/A | 0 | 0 | 0 | 0 | 0 | 0 | 0 | 0 | 0.1473% | 1 | 50% | 0% | 0% | 0% | 8.2745 | 0 | 0 | 0 | 8.2745 | #N/A
2007-12-31 13:01 | 12 | 31 | 13 | 365.5005 | 8749 | 33.98 | 15.98 | 1012 | 27.8986 | 357.7139 | 0 | Heating | 47.6952 | #N/A | #N/A | #N/A | #N/A | 357.7139 | #N/A | #N/A | 3.405 | #N/A | 0 | 0 | 0 | 0 | 0 | 0 | 0 | 0 | 0.159% | 1 | 50% | 0% | 0% | 0% | 8.2745 | 0 | 0 | 0 | 8.2745 | #N/A
2007-12-31 14:01 | 12 | 31 | 14 | 365.5422 | 8750 | 33.98 | 15.26 | 1012 | 27.7316 | 242.4255 | 0 | Heating | 32.3234 | #N/A | #N/A | #N/A | #N/A | 242.4255 | #N/A | #N/A | 3.405 | #N/A | 0 | 0 | 0 | 0 | 0 | 0 | 0 | 0 | 0.1077% | 1 | 50% | 0% | 0% | 0% | 8.2745 | 0 | 0 | 0 | 8.2745 | #N/A
2007-12-31 15:01 | 12 | 31 | 15 | 365.5838 | 8751 | 32 | 14.18 | 1012 | 26.2704 | 228.9339 | 0 | Heating | 30.5245 | #N/A | #N/A | #N/A | #N/A | 228.9339 | #N/A | #N/A | 3.3135 | #N/A | 0 | 0 | 0 | 0 | 0 | 0 | 0 | 0 | 0.1017% | 1 | 50% | 0% | 0% | 0% | 8.2745 | 0 | 0 | 0 | 8.2745 | #N/A
2007-12-31 16:01 | 12 | 31 | 16 | 365.6255 | 8752 | 32 | 12.92 | 1012 | 25.9966 | 253.0249 | 0 | Heating | 33.7367 | #N/A | #N/A | #N/A | #N/A | 253.0249 | #N/A | #N/A | 3.3135 | #N/A | 0 | 0 | 0 | 0 | 0 | 0 | 0 | 0 | 0.1125% | 1 | 50% | 0% | 0% | 0% | 8.2745 | 0 | 0 | 0 | 8.2745 | #N/A
2007-12-31 17:01 | 12 | 31 | 17 | 365.6672 | 8753 | 32 | 12.02 | 1012 | 25.8096 | 253.304 | 0 | Heating | 33.7739 | #N/A | #N/A | #N/A | #N/A | 253.304 | #N/A | #N/A | 3.3135 | #N/A | 0 | 0 | 0 | 0 | 0 | 0 | 0 | 0 | 0.1126% | 1 | 50% | 0% | 0% | 0% | 8.2745 | 0 | 0 | 0 | 8.2745 | #N/A
2007-12-31 18:01 | 12 | 31 | 18 | 365.7088 | 8754 | 28.94 | 11.12 | 1012 | 23.6768 | 326.0723 | 0 | Heating | 43.4763 | #N/A | #N/A | #N/A | #N/A | 326.0723 | #N/A | #N/A | 3.188 | #N/A | 0 | 0 | 0 | 0 | 0 | 0 | 0 | 0 | 0.1449% | 1 | 50% | 0% | 0% | 0% | 8.2745 | 0 | 0 | 0 | 8.2745 | #N/A
2007-12-31 19:01 | 12 | 31 | 19 | 365.7505 | 8755 | 26.96 | 10.04 | 1012 | 22.1639 | 442.2266 | 0 | Heating | 58.9635 | #N/A | #N/A | #N/A | #N/A | 442.2266 | #N/A | #N/A | 3.1163 | #N/A | 0 | 0 | 0 | 0 | 0 | 0 | 0 | 0 | 0.1965% | 1 | 50% | 0% | 0% | 0% | 8.2745 | 0 | 0 | 0 | 8.2745 | #N/A
2007-12-31 20:01 | 12 | 31 | 20 | 365.7922 | 8756 | 26.96 | 10.22 | 1011 | 22.1964 | 508.1187 | 0 | Heating | 67.7492 | #N/A | #N/A | #N/A | #N/A | 508.1187 | #N/A | #N/A | 3.1163 | #N/A | 0 | 0 | 0 | 0 | 0 | 0 | 0 | 0 | 0.2258% | 1 | 50% | 0% | 0% | 0% | 8.2745 | 0 | 0 | 0 | 8.2745 | #N/A
2007-12-31 21:01 | 12 | 31 | 21 | 365.8338 | 8757 | 26.06 | 10.22 | 1011 | 21.598 | 628.4664 | 0 | Heating | 83.7955 | #N/A | #N/A | #N/A | #N/A | 628.4664 | #N/A | #N/A | 3.0859 | #N/A | 0 | 0 | 0 | 0 | 0 | 0 | 0 | 0 | 0.2793% | 1 | 50% | 0% | 0% | 0% | 8.2745 | 0 | 0 | 0 | 8.2745 | #N/A
2007-12-31 22:01 | 12 | 31 | 22 | 365.8755 | 8758 | 24.98 | 10.04 | 1011 | 20.8369 | 687.5064 | 0 | Heating | 91.6675 | #N/A | #N/A | #N/A | #N/A | 687.5064 | #N/A | #N/A | 3.0513 | #N/A | 0 | 0 | 0 | 0 | 0 | 0 | 0 | 0 | 0.3056% | 1 | 50% | 0% | 0% | 0% | 8.2745 | 0 | 0 | 0 | 8.2745 | #N/A
2007-12-31 23:01 | 12 | 31 | 23 | 365.9172 | 8759 | 24.98 | 9.5 | 1010 | 20.7267 | 218.6654 | 0 | Heating | 29.1554 | #N/A | #N/A | #N/A | #N/A | 218.6654 | #N/A | #N/A | 3.0513 | #N/A | 0 | 0 | 0 | 0 | 0 | 0 | 0 | 0 | 0.09718% | 1 | 50% | 0% | 0% | 0% | 8.2745 | 0 | 0 | 0 | 8.2745 | #N/A
2008-01-01 00:01 | 1 | 1 | 0 | 365 | 8760 | 24.08 | 8.96 | 1010 | 20.0101 | 415.2173 | 0 | Heating | 55.3623 | 47448.6479 | 53.0371 | 63.0371 | 232498.3749 | 415.2173 | 415.2173 | 0 | 3.0238 | 0 | 0 | 0 | 0 | 0 | 0 | 0 | 0 | 0 | 0.1845% | 1 | 50% | 0% | 0% | 0% | 8.2745 | 0 | 0 | 0 | 8.2745 | 8.2745
Formulas:
Day of Year = DAYS([Date],A8)+1

## Hrly Calcs - Cooling Tower
[10 empty] | MBH | MBH | [6 empty] | MBH | MBH | MBH |  | kW | MBH | MBH | MBH |  |  |  |  | kW | kW | [6 empty] | kW | kW | kW | kW | kW | kW
Pick (Max) |  |  |  |  | Max |  |  |  |  | 2659.4345 | 4139.2797 | [6 empty] | 2659.4345 | #N/A | #N/A |  | #N/A | 4139.2797 | #N/A | #N/A |  |  |  |  | #N/A | 12.7971 | [6 empty] | 8.2745 | 0 | 0 | 0 | 8.2745 | #N/A
Average | [9 empty] | 123.7861 | 537.3098 | [6 empty] | 123.7861 | #N/A | #N/A |  | #N/A | 537.3098 | #N/A | #N/A |  |  |  |  | #N/A | 1.6612 | [6 empty] | 8.2745 | 0 | 0 | 0 | 8.2745 | #N/A
Annual Energy |  |  |  |  | Sum |  |  |  |  | 1084366.3735 | 4706833.5758 | [6 empty] | 1084366.3735 | #N/A | #N/A |  | #N/A | 4706833.5758 | #N/A | #N/A |  |  |  |  | #N/A | 14551.7653 | [6 empty] | 72485.0044 | 0 | 0 | 0 | 72485.0044 | #N/A
Max Case | [9 empty] | 2659.4345 | 4139.2797 |  | 689.8799 | [19 empty] | 1 | 50% | 0% |  |  | 8.2745 | 0 |  |  | 8.2745
Date | Month | Day | Hour | Day of Year | Hour of Year | Dry Bulb Temperature (°F) | Dew-point (F) | Pressure (mbar) | Wet-Bulb (°F) | Heating Load (MBH) | Cooling Load (MBH) | Mode (Heating/ Cooling) | Loop Flow (GPM) | Maximum Available WWTP Outfall Flow (GPM) | WWTP Outfall HX EWT (°F) | WWTP Outfall HX Max LWT (°F) | Max. Avail. Heat Transfer from WWTP HX (MBH) | Heat Required from Loop (MBH) | Heat Absorbed from WWTP Outfall (MBH) | Heat Required from Central Plant (MBH) | Avg. Bldg. Heat Pump Heating COP | Bldg. Heat Pump Heating Electric Demand (kW) | Heat Rejected to District Loop (MBH) | Heat Rejected to Cooling Tower (MBH) | Heat Rejection Required from Central Plant (MBH) | Avg. Bldg. CWLT (°F) | Avg. Bldg. CWET (°F) | Bldg. Chiller EIR | Avg. Bldg. Chiller kW/Ton | Loop Heat Pump Electric Demand (kW) | Cooling Tower Fan Electric Demand (kW) | % Loop Design Flow | Loop No. Pumps Operating | Loop Pump 1 Speed | Loop Pump 2 Speed | Looop Pump 3 Speed | Looop Pump 4 Speed | Loop Pump 1 Demand (kW) | Loop Pump 2 Demand (kW) | Loop Pump 3 Demand (kW) | Loop Pump 4 Demand (kW) | Total Loop Pump Demand (kW) | Total Electric Demand (kW)
2007-01-01 01:00 | 1 | 1 | 1 | 1 | 1 | 35.96 | 24.98 | 1000 | 31.5478 | 19.7168 | 0 | Heating | 2.6289 | 45873.5988 | 52.7965 | 62.7965 | 224780.6342 | 19.7168 | 19.7168 | 0 | 3.5052 | 0 | 0 | 0 | 0 | 0 | 0 | 0 | 0 | 0 | 0 | 0.008763% | 1 | 50% | 0% | 0% | 0% | 8.2745 | 0 | 0 | 0 | 8.2745 | 8.2745
2007-01-01 02:00 | 1 | 1 | 2 | 1.0417 | 2 | 35.96 | 26.06 | 1000 | 31.9108 | 22.6505 | 0 | Heating | 3.0201 | #N/A | #N/A | #N/A | #N/A | 22.6505 | #N/A | #N/A | 3.5052 | #N/A | 0 | 0 | 0 | 0 | 0 | 0 | 0 | 0 | 0 | 0.01007% | 1 | 50% | 0% | 0% | 0% | 8.2745 | 0 | 0 | 0 | 8.2745 | #N/A
2007-01-01 03:00 | 1 | 1 | 3 | 1.0833 | 3 | 35.96 | 27.32 | 1000 | 32.3711 | 25.4554 | 0 | Heating | 3.3941 | #N/A | #N/A | #N/A | #N/A | 25.4554 | #N/A | #N/A | 3.5052 | #N/A | 0 | 0 | 0 | 0 | 0 | 0 | 0 | 0 | 0 | 0.01131% | 1 | 50% | 0% | 0% | 0% | 8.2745 | 0 | 0 | 0 | 8.2745 | #N/A
2007-01-01 04:00 | 1 | 1 | 4 | 1.125 | 4 | 37.4 | 28.94 | 1000 | 33.8374 | 27.9298 | 0 | Heating | 3.724 | #N/A | #N/A | #N/A | #N/A | 27.9298 | #N/A | #N/A | 3.5838 | #N/A | 0 | 0 | 0 | 0 | 0 | 0 | 0 | 0 | 0 | 0.01241% | 1 | 50% | 0% | 0% | 0% | 8.2745 | 0 | 0 | 0 | 8.2745 | #N/A
2007-01-01 05:00 | 1 | 1 | 5 | 1.1667 | 5 | 37.04 | 28.76 | 1000 | 33.5584 | 38.6139 | 0 | Heating | 5.1485 | #N/A | #N/A | #N/A | #N/A | 38.6139 | #N/A | #N/A | 3.5637 | #N/A | 0 | 0 | 0 | 0 | 0 | 0 | 0 | 0 | 0 | 0.01716% | 1 | 50% | 0% | 0% | 0% | 8.2745 | 0 | 0 | 0 | 8.2745 | #N/A
2007-01-01 06:00 | 1 | 1 | 6 | 1.2083 | 6 | 37.4 | 28.76 | 1000 | 33.7662 | 33.4299 | 0 | Heating | 4.4573 | #N/A | #N/A | #N/A | #N/A | 33.4299 | #N/A | #N/A | 3.5838 | #N/A | 0 | 0 | 0 | 0 | 0 | 0 | 0 | 0 | 0 | 0.01486% | 1 | 50% | 0% | 0% | 0% | 8.2745 | 0 | 0 | 0 | 8.2745 | #N/A
2007-01-01 07:00 | 1 | 1 | 7 | 1.25 | 7 | 37.94 | 28.94 | 1000 | 34.1476 | 764.0129 | 0 | Heating | 101.8684 | #N/A | #N/A | #N/A | #N/A | 764.0129 | #N/A | #N/A | 3.6146 | #N/A | 0 | 0 | 0 | 0 | 0 | 0 | 0 | 0 | 0 | 0.3396% | 1 | 50% | 0% | 0% | 0% | 8.2745 | 0 | 0 | 0 | 8.2745 | #N/A
2007-01-01 08:00 | 1 | 1 | 8 | 1.2917 | 8 | 37.94 | 28.22 | 1000 | 33.867 | 438.6383 | 0 | Heating | 58.4851 | #N/A | #N/A | #N/A | #N/A | 438.6383 | #N/A | #N/A | 3.6146 | #N/A | 0 | 0 | 0 | 0 | 0 | 0 | 0 | 0 | 0 | 0.195% | 1 | 50% | 0% | 0% | 0% | 8.2745 | 0 | 0 | 0 | 8.2745 | #N/A
2007-01-01 09:00 | 1 | 1 | 9 | 1.3333 | 9 | 39.02 | 28.22 | 1000 | 34.4858 | 159.2598 | 0 | Heating | 21.2346 | #N/A | #N/A | #N/A | #N/A | 159.2598 | #N/A | #N/A | 3.6785 | #N/A | 0 | 0 | 0 | 0 | 0 | 0 | 0 | 0 | 0 | 0.07078% | 1 | 50% | 0% | 0% | 0% | 8.2745 | 0 | 0 | 0 | 8.2745 | #N/A
2007-01-01 10:00 | 1 | 1 | 10 | 1.375 | 10 | 39.2 | 28.94 | 1000 | 34.8659 | 121.8154 | 0 | Heating | 16.2421 | #N/A | #N/A | #N/A | #N/A | 121.8154 | #N/A | #N/A | 3.6894 | #N/A | 0 | 0 | 0 | 0 | 0 | 0 | 0 | 0 | 0 | 0.05414% | 1 | 50% | 0% | 0% | 0% | 8.2745 | 0 | 0 | 0 | 8.2745 | #N/A
2007-01-01 11:00 | 1 | 1 | 11 | 1.4167 | 11 | 41 | 29.12 | 999 | 35.9452 | 117.0646 | 0 | Heating | 15.6086 | #N/A | #N/A | #N/A | #N/A | 117.0646 | #N/A | #N/A | 3.8033 | #N/A | 0 | 0 | 0 | 0 | 0 | 0 | 0 | 0 | 0 | 0.05203% | 1 | 50% | 0% | 0% | 0% | 8.2745 | 0 | 0 | 0 | 8.2745 | #N/A
2007-01-01 12:00 | 1 | 1 | 12 | 1.4583 | 12 | 44.6 | 28.94 | 999 | 37.8542 | 84.4586 | 0 | Heating | 11.2611 | #N/A | #N/A | #N/A | #N/A | 84.4586 | #N/A | #N/A | 4.058 | #N/A | 0 | 0 | 0 | 0 | 0 | 0 | 0 | 0 | 0 | 0.03754% | 1 | 50% | 0% | 0% | 0% | 8.2745 | 0 | 0 | 0 | 8.2745 | #N/A
2007-01-01 13:00 | 1 | 1 | 13 | 1.5 | 13 | 44.96 | 28.94 | 998 | 38.0449 | 109.0799 | 0 | Heating | 14.544 | #N/A | #N/A | #N/A | #N/A | 109.0799 | #N/A | #N/A | 4.0856 | #N/A | 0 | 0 | 0 | 0 | 0 | 0 | 0 | 0 | 0 | 0.04848% | 1 | 50% | 0% | 0% | 0% | 8.2745 | 0 | 0 | 0 | 8.2745 | #N/A
2007-01-01 14:00 | 1 | 1 | 14 | 1.5417 | 14 | 44.96 | 29.12 | 998 | 38.1121 | 39.8677 | 0 | Heating | 5.3157 | #N/A | #N/A | #N/A | #N/A | 39.8677 | #N/A | #N/A | 4.0856 | #N/A | 0 | 0 | 0 | 0 | 0 | 0 | 0 | 0 | 0 | 0.01772% | 1 | 50% | 0% | 0% | 0% | 8.2745 | 0 | 0 | 0 | 8.2745 | #N/A
2007-01-01 15:00 | 1 | 1 | 15 | 1.5833 | 15 | 46.94 | 29.3 | 998 | 39.2361 | 46.4831 | 0 | Heating | 6.1977 | #N/A | #N/A | #N/A | #N/A | 46.4831 | #N/A | #N/A | 4.2441 | #N/A | 0 | 0 | 0 | 0 | 0 | 0 | 0 | 0 | 0 | 0.02066% | 1 | 50% | 0% | 0% | 0% | 8.2745 | 0 | 0 | 0 | 8.2745 | #N/A
2007-01-01 16:00 | 1 | 1 | 16 | 1.625 | 16 | 46.04 | 28.94 | 998 | 38.6247 | 60.1098 | 0 | Heating | 8.0146 | #N/A | #N/A | #N/A | #N/A | 60.1098 | #N/A | #N/A | 4.1705 | #N/A | 0 | 0 | 0 | 0 | 0 | 0 | 0 | 0 | 0 | 0.02672% | 1 | 50% | 0% | 0% | 0% | 8.2745 | 0 | 0 | 0 | 8.2745 | #N/A
2007-01-01 17:00 | 1 | 1 | 17 | 1.6667 | 17 | 46.04 | 28.22 | 998 | 38.3628 | 43.4807 | 0 | Heating | 5.7974 | #N/A | #N/A | #N/A | #N/A | 43.4807 | #N/A | #N/A | 4.1705 | #N/A | 0 | 0 | 0 | 0 | 0 | 0 | 0 | 0 | 0 | 0.01932% | 1 | 50% | 0% | 0% | 0% | 8.2745 | 0 | 0 | 0 | 8.2745 | #N/A
2007-01-01 18:00 | 1 | 1 | 18 | 1.7083 | 18 | 44.6 | 27.68 | 998 | 37.391 | 97.9323 | 0 | Heating | 13.0576 | #N/A | #N/A | #N/A | #N/A | 97.9323 | #N/A | #N/A | 4.058 | #N/A | 0 | 0 | 0 | 0 | 0 | 0 | 0 | 0 | 0 | 0.04353% | 1 | 50% | 0% | 0% | 0% | 8.2745 | 0 | 0 | 0 | 8.2745 | #N/A
2007-01-01 19:00 | 1 | 1 | 19 | 1.75 | 19 | 41 | 26.96 | 998 | 35.1375 | 200.4354 | 0 | Heating | 26.7247 | #N/A | #N/A | #N/A | #N/A | 200.4354 | #N/A | #N/A | 3.8033 | #N/A | 0 | 0 | 0 | 0 | 0 | 0 | 0 | 0 | 0 | 0.08908% | 1 | 50% | 0% | 0% | 0% | 8.2745 | 0 | 0 | 0 | 8.2745 | #N/A
2007-01-01 20:00 | 1 | 1 | 20 | 1.7917 | 20 | 41 | 27.32 | 998 | 35.2673 | 235.3194 | 0 | Heating | 31.3759 | #N/A | #N/A | #N/A | #N/A | 235.3194 | #N/A | #N/A | 3.8033 | #N/A | 0 | 0 | 0 | 0 | 0 | 0 | 0 | 0 | 0 | 0.1046% | 1 | 50% | 0% | 0% | 0% | 8.2745 | 0 | 0 | 0 | 8.2745 | #N/A
2007-01-01 21:00 | 1 | 1 | 21 | 1.8333 | 21 | 41 | 27.68 | 998 | 35.3988 | 294.9436 | 0 | Heating | 39.3258 | #N/A | #N/A | #N/A | #N/A | 294.9436 | #N/A | #N/A | 3.8033 | #N/A | 0 | 0 | 0 | 0 | 0 | 0 | 0 | 0 | 0 | 0.1311% | 1 | 50% | 0% | 0% | 0% | 8.2745 | 0 | 0 | 0 | 8.2745 | #N/A
2007-01-01 22:00 | 1 | 1 | 22 | 1.875 | 22 | 42.98 | 28.04 | 998 | 36.6331 | 317.2385 | 0 | Heating | 42.2985 | #N/A | #N/A | #N/A | #N/A | 317.2385 | #N/A | #N/A | 3.9388 | #N/A | 0 | 0 | 0 | 0 | 0 | 0 | 0 | 0 | 0 | 0.141% | 1 | 50% | 0% | 0% | 0% | 8.2745 | 0 | 0 | 0 | 8.2745 | #N/A
2007-01-01 23:00 | 1 | 1 | 23 | 1.9167 | 23 | 42.98 | 27.86 | 998 | 36.5674 | 3.1834 | 0 | Heating | 0.42445 | #N/A | #N/A | #N/A | #N/A | 3.1834 | #N/A | #N/A | 3.9388 | #N/A | 0 | 0 | 0 | 0 | 0 | 0 | 0 | 0 | 0 | 0.001415% | 1 | 50% | 0% | 0% | 0% | 8.2745 | 0 | 0 | 0 | 8.2745 | #N/A
2007-01-02 | 1 | 2 | 0 | 1.9583 | 24 | 42.98 | 27.86 | 998 | 36.5674 | 14.7251 | 0 | Heating | 1.9633 | #N/A | #N/A | #N/A | #N/A | 14.7251 | #N/A | #N/A | 3.9388 | #N/A | 0 | 0 | 0 | 0 | 0 | 0 | 0 | 0 | 0 | 0.006544% | 1 | 50% | 0% | 0% | 0% | 8.2745 | 0 | 0 | 0 | 8.2745 | #N/A
2007-01-02 01:00 | 1 | 2 | 1 | 2 | 25 | 42.8 | 28.04 | 998 | 36.5338 | 19.935 | 0 | Heating | 2.658 | #N/A | #N/A | #N/A | #N/A | 19.935 | #N/A | #N/A | 3.9261 | #N/A | 0 | 0 | 0 | 0 | 0 | 0 | 0 | 0 | 0 | 0.00886% | 1 | 50% | 0% | 0% | 0% | 8.2745 | 0 | 0 | 0 | 8.2745 | #N/A
2007-01-02 02:00 | 1 | 2 | 2 | 2.0417 | 26 | 42.98 | 27.86 | 998 | 36.5674 | 22.7243 | 0 | Heating | 3.0299 | #N/A | #N/A | #N/A | #N/A | 22.7243 | #N/A | #N/A | 3.9388 | #N/A | 0 | 0 | 0 | 0 | 0 | 0 | 0 | 0 | 0 | 0.0101% | 1 | 50% | 0% | 0% | 0% | 8.2745 | 0 | 0 | 0 | 8.2745 | #N/A
2007-01-02 03:00 | 1 | 2 | 3 | 2.0833 | 27 | 42.98 | 27.68 | 998 | 36.5021 | 24.948 | 0 | Heating | 3.3264 | #N/A | #N/A | #N/A | #N/A | 24.948 | #N/A | #N/A | 3.9388 | #N/A | 0 | 0 | 0 | 0 | 0 | 0 | 0 | 0 | 0 | 0.01109% | 1 | 50% | 0% | 0% | 0% | 8.2745 | 0 | 0 | 0 | 8.2745 | #N/A
2007-01-02 04:00 | 1 | 2 | 4 | 2.125 | 28 | 42.08 | 28.04 | 998 | 36.1349 | 26.7135 | 0 | Heating | 3.5618 | #N/A | #N/A | #N/A | #N/A | 26.7135 | #N/A | #N/A | 3.8759 | #N/A | 0 | 0 | 0 | 0 | 0 | 0 | 0 | 0 | 0 | 0.01187% | 1 | 50% | 0% | 0% | 0% | 8.2745 | 0 | 0 | 0 | 8.2745 | #N/A
2007-01-02 05:00 | 1 | 2 | 5 | 2.1667 | 29 | 42.08 | 28.4 | 998 | 36.2687 | 37.2438 | 0 | Heating | 4.9658 | #N/A | #N/A | #N/A | #N/A | 37.2438 | #N/A | #N/A | 3.8759 | #N/A | 0 | 0 | 0 | 0 | 0 | 0 | 0 | 0 | 0 | 0.01655% | 1 | 50% | 0% | 0% | 0% | 8.2745 | 0 | 0 | 0 | 8.2745 | #N/A
2007-01-02 06:00 | 1 | 2 | 6 | 2.2083 | 30 | 37.94 | 29.12 | 998 | 34.2146 | 45.4097 | 0 | Heating | 6.0546 | #N/A | #N/A | #N/A | #N/A | 45.4097 | #N/A | #N/A | 3.6146 | #N/A | 0 | 0 | 0 | 0 | 0 | 0 | 0 | 0 | 0 | 0.02018% | 1 | 50% | 0% | 0% | 0% | 8.2745 | 0 | 0 | 0 | 8.2745 | #N/A
2007-01-02 07:00 | 1 | 2 | 7 | 2.25 | 31 | 35.96 | 30.02 | 999 | 33.4439 | 788.8377 | 0 | Heating | 105.1784 | #N/A | #N/A | #N/A | #N/A | 788.8377 | #N/A | #N/A | 3.5052 | #N/A | 0 | 0 | 0 | 0 | 0 | 0 | 0 | 0 | 0 | 0.3506% | 1 | 50% | 0% | 0% | 0% | 8.2745 | 0 | 0 | 0 | 8.2745 | #N/A
2007-01-02 08:00 | 1 | 2 | 8 | 2.2917 | 32 | 35.96 | 29.66 | 999 | 33.2945 | 476.7779 | 0 | Heating | 63.5704 | #N/A | #N/A | #N/A | #N/A | 476.7779 | #N/A | #N/A | 3.5052 | #N/A | 0 | 0 | 0 | 0 | 0 | 0 | 0 | 0 | 0 | 0.2119% | 1 | 50% | 0% | 0% | 0% | 8.2745 | 0 | 0 | 0 | 8.2745 | #N/A
2007-01-02 09:00 | 1 | 2 | 9 | 2.3333 | 33 | 35.96 | 29.84 | 999 | 33.369 | 208.3847 | 0 | Heating | 27.7846 | #N/A | #N/A | #N/A | #N/A | 208.3847 | #N/A | #N/A | 3.5052 | #N/A | 0 | 0 | 0 | 0 | 0 | 0 | 0 | 0 | 0 | 0.09262% | 1 | 50% | 0% | 0% | 0% | 8.2745 | 0 | 0 | 0 | 8.2745 | #N/A
2007-01-02 10:00 | 1 | 2 | 10 | 2.375 | 34 | 37.04 | 30.92 | 999 | 34.4447 | 181.5775 | 0 | Heating | 24.2103 | #N/A | #N/A | #N/A | #N/A | 181.5775 | #N/A | #N/A | 3.5637 | #N/A | 0 | 0 | 0 | 0 | 0 | 0 | 0 | 0 | 0 | 0.0807% | 1 | 50% | 0% | 0% | 0% | 8.2745 | 0 | 0 | 0 | 8.2745 | #N/A
2007-01-02 11:00 | 1 | 2 | 11 | 2.4167 | 35 | 37.04 | 31.1 | 999 | 34.5219 | 201.8218 | 0 | Heating | 26.9096 | #N/A | #N/A | #N/A | #N/A | 201.8218 | #N/A | #N/A | 3.5637 | #N/A | 0 | 0 | 0 | 0 | 0 | 0 | 0 | 0 | 0 | 0.0897% | 1 | 50% | 0% | 0% | 0% | 8.2745 | 0 | 0 | 0 | 8.2745 | #N/A
2007-01-02 12:00 | 1 | 2 | 12 | 2.4583 | 36 | 39.02 | 30.92 | 999 | 35.5643 | 187.5402 | 0 | Heating | 25.0054 | #N/A | #N/A | #N/A | #N/A | 187.5402 | #N/A | #N/A | 3.6785 | #N/A | 0 | 0 | 0 | 0 | 0 | 0 | 0 | 0 | 0 | 0.08335% | 1 | 50% | 0% | 0% | 0% | 8.2745 | 0 | 0 | 0 | 8.2745 | #N/A
2007-01-02 13:00 | 1 | 2 | 13 | 2.5 | 37 | 39.02 | 30.92 | 999 | 35.5643 | 249.7832 | 0 | Heating | 33.3044 | #N/A | #N/A | #N/A | #N/A | 249.7832 | #N/A | #N/A | 3.6785 | #N/A | 0 | 0 | 0 | 0 | 0 | 0 | 0 | 0 | 0 | 0.111% | 1 | 50% | 0% | 0% | 0% | 8.2745 | 0 | 0 | 0 | 8.2745 | #N/A
2007-01-02 14:00 | 1 | 2 | 14 | 2.5417 | 38 | 39.02 | 29.84 | 999 | 35.1193 | 174.9803 | 0 | Heating | 23.3307 | #N/A | #N/A | #N/A | #N/A | 174.9803 | #N/A | #N/A | 3.6785 | #N/A | 0 | 0 | 0 | 0 | 0 | 0 | 0 | 0 | 0 | 0.07777% | 1 | 50% | 0% | 0% | 0% | 8.2745 | 0 | 0 | 0 | 8.2745 | #N/A
2007-01-02 15:00 | 1 | 2 | 15 | 2.5833 | 39 | 39.92 | 28.58 | 1000 | 35.1341 | 176.6138 | 0 | Heating | 23.5485 | #N/A | #N/A | #N/A | #N/A | 176.6138 | #N/A | #N/A | 3.7339 | #N/A | 0 | 0 | 0 | 0 | 0 | 0 | 0 | 0 | 0 | 0.0785% | 1 | 50% | 0% | 0% | 0% | 8.2745 | 0 | 0 | 0 | 8.2745 | #N/A
2007-01-02 16:00 | 1 | 2 | 16 | 2.625 | 40 | 39.02 | 26.96 | 1000 | 34.0165 | 185.8398 | 0 | Heating | 24.7786 | #N/A | #N/A | #N/A | #N/A | 185.8398 | #N/A | #N/A | 3.6785 | #N/A | 0 | 0 | 0 | 0 | 0 | 0 | 0 | 0 | 0 | 0.0826% | 1 | 50% | 0% | 0% | 0% | 8.2745 | 0 | 0 | 0 | 8.2745 | #N/A
2007-01-02 17:00 | 1 | 2 | 17 | 2.6667 | 41 | 39.02 | 24.62 | 1001 | 33.2045 | 159.7071 | 0 | Heating | 21.2943 | #N/A | #N/A | #N/A | #N/A | 159.7071 | #N/A | #N/A | 3.6785 | #N/A | 0 | 0 | 0 | 0 | 0 | 0 | 0 | 0 | 0 | 0.07098% | 1 | 50% | 0% | 0% | 0% | 8.2745 | 0 | 0 | 0 | 8.2745 | #N/A
2007-01-02 18:00 | 1 | 2 | 18 | 2.7083 | 42 | 35.96 | 22.28 | 1002 | 30.7075 | 216.4252 | 0 | Heating | 28.8567 | #N/A | #N/A | #N/A | #N/A | 216.4252 | #N/A | #N/A | 3.5052 | #N/A | 0 | 0 | 0 | 0 | 0 | 0 | 0 | 0 | 0 | 0.09619% | 1 | 50% | 0% | 0% | 0% | 8.2745 | 0 | 0 | 0 | 8.2745 | #N/A
2007-01-02 19:00 | 1 | 2 | 19 | 2.75 | 43 | 35.06 | 19.94 | 1002 | 29.516 | 315.1301 | 0 | Heating | 42.0173 | #N/A | #N/A | #N/A | #N/A | 315.1301 | #N/A | #N/A | 3.4585 | #N/A | 0 | 0 | 0 | 0 | 0 | 0 | 0 | 0 | 0 | 0.1401% | 1 | 50% | 0% | 0% | 0% | 8.2745 | 0 | 0 | 0 | 8.2745 | #N/A
2007-01-02 20:00 | 1 | 2 | 20 | 2.7917 | 44 | 35.06 | 18.68 | 1003 | 29.1822 | 372.0946 | 0 | Heating | 49.6126 | #N/A | #N/A | #N/A | #N/A | 372.0946 | #N/A | #N/A | 3.4585 | #N/A | 0 | 0 | 0 | 0 | 0 | 0 | 0 | 0 | 0 | 0.1654% | 1 | 50% | 0% | 0% | 0% | 8.2745 | 0 | 0 | 0 | 8.2745 | #N/A
2007-01-02 21:00 | 1 | 2 | 21 | 2.8333 | 45 | 30.02 | 17.24 | 1003 | 25.7444 | 468.745 | 0 | Heating | 62.4993 | #N/A | #N/A | #N/A | #N/A | 468.745 | #N/A | #N/A | 3.2302 | #N/A | 0 | 0 | 0 | 0 | 0 | 0 | 0 | 0 | 0 | 0.2083% | 1 | 50% | 0% | 0% | 0% | 8.2745 | 0 | 0 | 0 | 8.2745 | #N/A
2007-01-02 22:00 | 1 | 2 | 22 | 2.875 | 46 | 28.94 | 15.98 | 1003 | 24.7436 | 537.1705 | 0 | Heating | 71.6227 | #N/A | #N/A | #N/A | #N/A | 537.1705 | #N/A | #N/A | 3.188 | #N/A | 0 | 0 | 0 | 0 | 0 | 0 | 0 | 0 | 0 | 0.2387% | 1 | 50% | 0% | 0% | 0% | 8.2745 | 0 | 0 | 0 | 8.2745 | #N/A
2007-01-02 23:00 | 1 | 2 | 23 | 2.9167 | 47 | 28.94 | 15.08 | 1004 | 24.5262 | 74.3648 | 0 | Heating | 9.9153 | #N/A | #N/A | #N/A | #N/A | 74.3648 | #N/A | #N/A | 3.188 | #N/A | 0 | 0 | 0 | 0 | 0 | 0 | 0 | 0 | 0 | 0.03305% | 1 | 50% | 0% | 0% | 0% | 8.2745 | 0 | 0 | 0 | 8.2745 | #N/A
2007-01-03 | 1 | 3 | 0 | 2.9583 | 48 | 26.06 | 14.36 | 1004 | 22.4889 | 219.6905 | 0 | Heating | 29.2921 | #N/A | #N/A | #N/A | #N/A | 219.6905 | #N/A | #N/A | 3.0859 | #N/A | 0 | 0 | 0 | 0 | 0 | 0 | 0 | 0 | 0 | 0.09764% | 1 | 50% | 0% | 0% | 0% | 8.2745 | 0 | 0 | 0 | 8.2745 | #N/A
2007-01-03 01:00 | 1 | 3 | 1 | 3 | 49 | 26.96 | 14 | 1004 | 22.993 | 306.2702 | 0 | Heating | 40.836 | #N/A | #N/A | #N/A | #N/A | 306.2702 | #N/A | #N/A | 3.1163 | #N/A | 0 | 0 | 0 | 0 | 0 | 0 | 0 | 0 | 0 | 0.1361% | 1 | 50% | 0% | 0% | 0% | 8.2745 | 0 | 0 | 0 | 8.2745 | #N/A
2007-01-03 02:00 | 1 | 3 | 2 | 3.0417 | 50 | 26.96 | 12.74 | 1004 | 22.7056 | 373.3951 | 0 | Heating | 49.786 | #N/A | #N/A | #N/A | #N/A | 373.3951 | #N/A | #N/A | 3.1163 | #N/A | 0 | 0 | 0 | 0 | 0 | 0 | 0 | 0 | 0 | 0.166% | 1 | 50% | 0% | 0% | 0% | 8.2745 | 0 | 0 | 0 | 8.2745 | #N/A
2007-01-03 03:00 | 1 | 3 | 3 | 3.0833 | 51 | 26.96 | 11.66 | 1005 | 22.4739 | 440.1871 | 0 | Heating | 58.6916 | #N/A | #N/A | #N/A | #N/A | 440.1871 | #N/A | #N/A | 3.1163 | #N/A | 0 | 0 | 0 | 0 | 0 | 0 | 0 | 0 | 0 | 0.1956% | 1 | 50% | 0% | 0% | 0% | 8.2745 | 0 | 0 | 0 | 8.2745 | #N/A
2007-01-03 04:00 | 1 | 3 | 4 | 3.125 | 52 | 28.04 | 10.94 | 1005 | 23.0318 | 502.5292 | 0 | Heating | 67.0039 | #N/A | #N/A | #N/A | #N/A | 502.5292 | #N/A | #N/A | 3.1545 | #N/A | 0 | 0 | 0 | 0 | 0 | 0 | 0 | 0 | 0 | 0.2233% | 1 | 50% | 0% | 0% | 0% | 8.2745 | 0 | 0 | 0 | 8.2745 | #N/A
2007-01-03 05:00 | 1 | 3 | 5 | 3.1667 | 53 | 28.04 | 11.12 | 1006 | 23.0719 | 538.8737 | 0 | Heating | 71.8498 | #N/A | #N/A | #N/A | #N/A | 538.8737 | #N/A | #N/A | 3.1545 | #N/A | 0 | 0 | 0 | 0 | 0 | 0 | 0 | 0 | 0 | 0.2395% | 1 | 50% | 0% | 0% | 0% | 8.2745 | 0 | 0 | 0 | 8.2745 | #N/A
2007-01-03 06:00 | 1 | 3 | 6 | 3.2083 | 54 | 28.94 | 11.48 | 1006 | 23.7301 | 535.1659 | 0 | Heating | 71.3555 | #N/A | #N/A | #N/A | #N/A | 535.1659 | #N/A | #N/A | 3.188 | #N/A | 0 | 0 | 0 | 0 | 0 | 0 | 0 | 0 | 0 | 0.2379% | 1 | 50% | 0% | 0% | 0% | 8.2745 | 0 | 0 | 0 | 8.2745 | #N/A
2007-01-03 07:00 | 1 | 3 | 7 | 3.25 | 55 | 28.94 | 12.02 | 1007 | 23.8461 | 1208.2587 | 0 | Heating | 161.1012 | #N/A | #N/A | #N/A | #N/A | 1208.2587 | #N/A | #N/A | 3.188 | #N/A | 0 | 0 | 0 | 0 | 0 | 0 | 0 | 0 | 0 | 0.537% | 1 | 50% | 0% | 0% | 0% | 8.2745 | 0 | 0 | 0 | 8.2745 | #N/A
2007-01-03 08:00 | 1 | 3 | 8 | 3.2917 | 56 | 28.94 | 11.3 | 1008 | 23.6999 | 829.2576 | 0 | Heating | 110.5677 | #N/A | #N/A | #N/A | #N/A | 829.2576 | #N/A | #N/A | 3.188 | #N/A | 0 | 0 | 0 | 0 | 0 | 0 | 0 | 0 | 0 | 0.3686% | 1 | 50% | 0% | 0% | 0% | 8.2745 | 0 | 0 | 0 | 8.2745 | #N/A
2007-01-03 09:00 | 1 | 3 | 9 | 3.3333 | 57 | 30.92 | 11.3 | 1008 | 24.9679 | 434.2946 | 0 | Heating | 57.9059 | #N/A | #N/A | #N/A | #N/A | 434.2946 | #N/A | #N/A | 3.2671 | #N/A | 0 | 0 | 0 | 0 | 0 | 0 | 0 | 0 | 0 | 0.193% | 1 | 50% | 0% | 0% | 0% | 8.2745 | 0 | 0 | 0 | 8.2745 | #N/A
2007-01-03 10:00 | 1 | 3 | 10 | 3.375 | 58 | 33.98 | 12.02 | 1009 | 27.0257 | 326.0549 | 0 | Heating | 43.474 | #N/A | #N/A | #N/A | #N/A | 326.0549 | #N/A | #N/A | 3.405 | #N/A | 0 | 0 | 0 | 0 | 0 | 0 | 0 | 0 | 0 | 0.1449% | 1 | 50% | 0% | 0% | 0% | 8.2745 | 0 | 0 | 0 | 8.2745 | #N/A
2007-01-03 11:00 | 1 | 3 | 11 | 3.4167 | 59 | 33.98 | 12.38 | 1009 | 27.0983 | 328.7078 | 0 | Heating | 43.8277 | #N/A | #N/A | #N/A | #N/A | 328.7078 | #N/A | #N/A | 3.405 | #N/A | 0 | 0 | 0 | 0 | 0 | 0 | 0 | 0 | 0 | 0.1461% | 1 | 50% | 0% | 0% | 0% | 8.2745 | 0 | 0 | 0 | 8.2745 | #N/A
2007-01-03 12:00 | 1 | 3 | 12 | 3.4583 | 60 | 39.02 | 12.56 | 1009 | 30.1467 | 307.4898 | 0 | Heating | 40.9986 | #N/A | #N/A | #N/A | #N/A | 307.4898 | #N/A | #N/A | 3.6785 | #N/A | 0 | 0 | 0 | 0 | 0 | 0 | 0 | 0 | 0 | 0.1367% | 1 | 50% | 0% | 0% | 0% | 8.2745 | 0 | 0 | 0 | 8.2745 | #N/A
2007-01-03 13:00 | 1 | 3 | 13 | 3.5 | 61 | 42.98 | 12.92 | 1009 | 32.5005 | 366.04 | 0 | Heating | 48.8053 | #N/A | #N/A | #N/A | #N/A | 366.04 | #N/A | #N/A | 3.9388 | #N/A | 0 | 0 | 0 | 0 | 0 | 0 | 0 | 0 | 0 | 0.1627% | 1 | 50% | 0% | 0% | 0% | 8.2745 | 0 | 0 | 0 | 8.2745 | #N/A
2007-01-03 14:00 | 1 | 3 | 14 | 3.5417 | 62 | 42.98 | 13.1 | 1009 | 32.5367 | 292.7001 | 0 | Heating | 39.0267 | #N/A | #N/A | #N/A | #N/A | 292.7001 | #N/A | #N/A | 3.9388 | #N/A | 0 | 0 | 0 | 0 | 0 | 0 | 0 | 0 | 0 | 0.1301% | 1 | 50% | 0% | 0% | 0% | 8.2745 | 0 | 0 | 0 | 8.2745 | #N/A
2007-01-03 15:00 | 1 | 3 | 15 | 3.5833 | 63 | 46.94 | 13.28 | 1009 | 34.868 | 300.1367 | 0 | Heating | 40.0182 | #N/A | #N/A | #N/A | #N/A | 300.1367 | #N/A | #N/A | 4.2441 | #N/A | 0 | 0 | 0 | 0 | 0 | 0 | 0 | 0 | 0 | 0.1334% | 1 | 50% | 0% | 0% | 0% | 8.2745 | 0 | 0 | 0 | 8.2745 | #N/A
2007-01-03 16:00 | 1 | 3 | 16 | 3.625 | 64 | 44.96 | 12.92 | 1009 | 33.659 | 306.8682 | 0 | Heating | 40.9158 | #N/A | #N/A | #N/A | #N/A | 306.8682 | #N/A | #N/A | 4.0856 | #N/A | 0 | 0 | 0 | 0 | 0 | 0 | 0 | 0 | 0 | 0.1364% | 1 | 50% | 0% | 0% | 0% | 8.2745 | 0 | 0 | 0 | 8.2745 | #N/A
2007-01-03 17:00 | 1 | 3 | 17 | 3.6667 | 65 | 44.96 | 12.56 | 1010 | 33.5952 | 309.4244 | 0 | Heating | 41.2566 | #N/A | #N/A | #N/A | #N/A | 309.4244 | #N/A | #N/A | 4.0856 | #N/A | 0 | 0 | 0 | 0 | 0 | 0 | 0 | 0 | 0 | 0.1375% | 1 | 50% | 0% | 0% | 0% | 8.2745 | 0 | 0 | 0 | 8.2745 | #N/A
2007-01-03 18:00 | 1 | 3 | 18 | 3.7083 | 66 | 42.98 | 12.38 | 1010 | 32.3999 | 379.3732 | 0 | Heating | 50.5831 | #N/A | #N/A | #N/A | #N/A | 379.3732 | #N/A | #N/A | 3.9388 | #N/A | 0 | 0 | 0 | 0 | 0 | 0 | 0 | 0 | 0 | 0.1686% | 1 | 50% | 0% | 0% | 0% | 8.2745 | 0 | 0 | 0 | 8.2745 | #N/A
2007-01-03 19:00 | 1 | 3 | 19 | 3.75 | 67 | 42.98 | 12.02 | 1011 | 32.3363 | 486.4409 | 0 | Heating | 64.8588 | #N/A | #N/A | #N/A | #N/A | 486.4409 | #N/A | #N/A | 3.9388 | #N/A | 0 | 0 | 0 | 0 | 0 | 0 | 0 | 0 | 0 | 0.2162% | 1 | 50% | 0% | 0% | 0% | 8.2745 | 0 | 0 | 0 | 8.2745 | #N/A
2007-01-03 20:00 | 1 | 3 | 20 | 3.7917 | 68 | 42.98 | 11.66 | 1011 | 32.2675 | 541.0841 | 0 | Heating | 72.1445 | #N/A | #N/A | #N/A | #N/A | 541.0841 | #N/A | #N/A | 3.9388 | #N/A | 0 | 0 | 0 | 0 | 0 | 0 | 0 | 0 | 0 | 0.2405% | 1 | 50% | 0% | 0% | 0% | 8.2745 | 0 | 0 | 0 | 8.2745 | #N/A
2007-01-03 21:00 | 1 | 3 | 21 | 3.8333 | 69 | 41 | 11.3 | 1012 | 31.0716 | 632.6374 | 0 | Heating | 84.3517 | #N/A | #N/A | #N/A | #N/A | 632.6374 | #N/A | #N/A | 3.8033 | #N/A | 0 | 0 | 0 | 0 | 0 | 0 | 0 | 0 | 0 | 0.2812% | 1 | 50% | 0% | 0% | 0% | 8.2745 | 0 | 0 | 0 | 8.2745 | #N/A
2007-01-03 22:00 | 1 | 3 | 22 | 3.875 | 70 | 39.02 | 10.94 | 1012 | 29.8581 | 706.8861 | 0 | Heating | 94.2515 | #N/A | #N/A | #N/A | #N/A | 706.8861 | #N/A | #N/A | 3.6785 | #N/A | 0 | 0 | 0 | 0 | 0 | 0 | 0 | 0 | 0 | 0.3142% | 1 | 50% | 0% | 0% | 0% | 8.2745 | 0 | 0 | 0 | 8.2745 | #N/A
2007-01-03 23:00 | 1 | 3 | 23 | 3.9167 | 71 | 39.02 | 9.86 | 1012 | 29.6667 | 234.8303 | 0 | Heating | 31.3107 | #N/A | #N/A | #N/A | #N/A | 234.8303 | #N/A | #N/A | 3.6785 | #N/A | 0 | 0 | 0 | 0 | 0 | 0 | 0 | 0 | 0 | 0.1044% | 1 | 50% | 0% | 0% | 0% | 8.2745 | 0 | 0 | 0 | 8.2745 | #N/A
2007-01-04 | 1 | 4 | 0 | 3.9583 | 72 | 33.98 | 8.78 | 1013 | 26.4382 | 440.5848 | 0 | Heating | 58.7446 | #N/A | #N/A | #N/A | #N/A | 440.5848 | #N/A | #N/A | 3.405 | #N/A | 0 | 0 | 0 | 0 | 0 | 0 | 0 | 0 | 0 | 0.1958% | 1 | 50% | 0% | 0% | 0% | 8.2745 | 0 | 0 | 0 | 8.2745 | #N/A
2007-01-04 01:00 | 1 | 4 | 1 | 4 | 73 | 33.98 | 8.06 | 1013 | 26.3149 | 546.149 | 0 | Heating | 72.8199 | #N/A | #N/A | #N/A | #N/A | 546.149 | #N/A | #N/A | 3.405 | #N/A | 0 | 0 | 0 | 0 | 0 | 0 | 0 | 0 | 0 | 0.2427% | 1 | 50% | 0% | 0% | 0% | 8.2745 | 0 | 0 | 0 | 8.2745 | #N/A
2007-01-04 02:00 | 1 | 4 | 2 | 4.0417 | 74 | 33.98 | 7.52 | 1013 | 26.225 | 594.1676 | 0 | Heating | 79.2224 | #N/A | #N/A | #N/A | #N/A | 594.1676 | #N/A | #N/A | 3.405 | #N/A | 0 | 0 | 0 | 0 | 0 | 0 | 0 | 0 | 0 | 0.2641% | 1 | 50% | 0% | 0% | 0% | 8.2745 | 0 | 0 | 0 | 8.2745 | #N/A
2007-01-04 03:00 | 1 | 4 | 3 | 4.0833 | 75 | 37.94 | 6.98 | 1013 | 28.5595 | 616.7694 | 0 | Heating | 82.2359 | #N/A | #N/A | #N/A | #N/A | 616.7694 | #N/A | #N/A | 3.6146 | #N/A | 0 | 0 | 0 | 0 | 0 | 0 | 0 | 0 | 0 | 0.2741% | 1 | 50% | 0% | 0% | 0% | 8.2745 | 0 | 0 | 0 | 8.2745 | #N/A
2007-01-04 04:00 | 1 | 4 | 4 | 4.125 | 76 | 37.94 | 6.98 | 1013 | 28.5595 | 632.6512 | 0 | Heating | 84.3535 | #N/A | #N/A | #N/A | #N/A | 632.6512 | #N/A | #N/A | 3.6146 | #N/A | 0 | 0 | 0 | 0 | 0 | 0 | 0 | 0 | 0 | 0.2812% | 1 | 50% | 0% | 0% | 0% | 8.2745 | 0 | 0 | 0 | 8.2745 | #N/A
2007-01-04 05:00 | 1 | 4 | 5 | 4.1667 | 77 | 37.94 | 6.44 | 1013 | 28.4771 | 674.8053 | 0 | Heating | 89.974 | #N/A | #N/A | #N/A | #N/A | 674.8053 | #N/A | #N/A | 3.6146 | #N/A | 0 | 0 | 0 | 0 | 0 | 0 | 0 | 0 | 0 | 0.2999% | 1 | 50% | 0% | 0% | 0% | 8.2745 | 0 | 0 | 0 | 8.2745 | #N/A
2007-01-04 06:00 | 1 | 4 | 6 | 4.2083 | 78 | 32 | 6.08 | 1014 | 24.7494 | 702.1498 | 0 | Heating | 93.62 | #N/A | #N/A | #N/A | #N/A | 702.1498 | #N/A | #N/A | 3.3135 | #N/A | 0 | 0 | 0 | 0 | 0 | 0 | 0 | 0 | 0 | 0.3121% | 1 | 50% | 0% | 0% | 0% | 8.2745 | 0 | 0 | 0 | 8.2745 | #N/A
2007-01-04 07:00 | 1 | 4 | 7 | 4.25 | 79 | 32 | 6.08 | 1014 | 24.7494 | 1431.5648 | 0 | Heating | 190.8753 | #N/A | #N/A | #N/A | #N/A | 1431.5648 | #N/A | #N/A | 3.3135 | #N/A | 0 | 0 | 0 | 0 | 0 | 0 | 0 | 0 | 0 | 0.6363% | 1 | 50% | 0% | 0% | 0% | 8.2745 | 0 | 0 | 0 | 8.2745 | #N/A
2007-01-04 08:00 | 1 | 4 | 8 | 4.2917 | 80 | 32 | 6.26 | 1014 | 24.7779 | 1009.887 | 0 | Heating | 134.6516 | #N/A | #N/A | #N/A | #N/A | 1009.887 | #N/A | #N/A | 3.3135 | #N/A | 0 | 0 | 0 | 0 | 0 | 0 | 0 | 0 | 0 | 0.4488% | 1 | 50% | 0% | 0% | 0% | 8.2745 | 0 | 0 | 0 | 8.2745 | #N/A
2007-01-04 09:00 | 1 | 4 | 9 | 4.3333 | 81 | 35.96 | 7.34 | 1014 | 27.4227 | 603.2966 | 0 | Heating | 80.4396 | #N/A | #N/A | #N/A | #N/A | 603.2966 | #N/A | #N/A | 3.5052 | #N/A | 0 | 0 | 0 | 0 | 0 | 0 | 0 | 0 | 0 | 0.2681% | 1 | 50% | 0% | 0% | 0% | 8.2745 | 0 | 0 | 0 | 8.2745 | #N/A
2007-01-04 10:00 | 1 | 4 | 10 | 4.375 | 82 | 39.92 | 8.96 | 1014 | 30.0536 | 508.0006 | 0 | Heating | 67.7334 | #N/A | #N/A | #N/A | #N/A | 508.0006 | #N/A | #N/A | 3.7339 | #N/A | 0 | 0 | 0 | 0 | 0 | 0 | 0 | 0 | 0 | 0.2258% | 1 | 50% | 0% | 0% | 0% | 8.2745 | 0 | 0 | 0 | 8.2745 | #N/A
2007-01-04 11:00 | 1 | 4 | 11 | 4.4167 | 83 | 39.92 | 8.78 | 1013 | 30.0183 | 443.8255 | 0 | Heating | 59.1767 | #N/A | #N/A | #N/A | #N/A | 443.8255 | #N/A | #N/A | 3.7339 | #N/A | 0 | 0 | 0 | 0 | 0 | 0 | 0 | 0 | 0 | 0.1973% | 1 | 50% | 0% | 0% | 0% | 8.2745 | 0 | 0 | 0 | 8.2745 | #N/A
2007-01-04 12:00 | 1 | 4 | 12 | 4.4583 | 84 | 44.06 | 8.42 | 1012 | 32.3437 | 386.3103 | 0 | Heating | 51.508 | #N/A | #N/A | #N/A | #N/A | 386.3103 | #N/A | #N/A | 4.0174 | #N/A | 0 | 0 | 0 | 0 | 0 | 0 | 0 | 0 | 0 | 0.1717% | 1 | 50% | 0% | 0% | 0% | 8.2745 | 0 | 0 | 0 | 8.2745 | #N/A
2007-01-04 13:00 | 1 | 4 | 13 | 4.5 | 85 | 46.94 | 8.06 | 1011 | 33.9641 | 394.5296 | 0 | Heating | 52.6039 | #N/A | #N/A | #N/A | #N/A | 394.5296 | #N/A | #N/A | 4.2441 | #N/A | 0 | 0 | 0 | 0 | 0 | 0 | 0 | 0 | 0 | 0.1753% | 1 | 50% | 0% | 0% | 0% | 8.2745 | 0 | 0 | 0 | 8.2745 | #N/A
2007-01-04 14:00 | 1 | 4 | 14 | 4.5417 | 86 | 46.94 | 8.24 | 1011 | 33.9925 | 289.613 | 0 | Heating | 38.6151 | #N/A | #N/A | #N/A | #N/A | 289.613 | #N/A | #N/A | 4.2441 | #N/A | 0 | 0 | 0 | 0 | 0 | 0 | 0 | 0 | 0 | 0.1287% | 1 | 50% | 0% | 0% | 0% | 8.2745 | 0 | 0 | 0 | 8.2745 | #N/A
2007-01-04 15:00 | 1 | 4 | 15 | 4.5833 | 87 | 50 | 8.42 | 1010 | 35.7574 | 256.4225 | 0 | Heating | 34.1897 | #N/A | #N/A | #N/A | #N/A | 256.4225 | #N/A | #N/A | 4.5134 | #N/A | 0 | 0 | 0 | 0 | 0 | 0 | 0 | 0 | 0 | 0.114% | 1 | 50% | 0% | 0% | 0% | 8.2745 | 0 | 0 | 0 | 8.2745 | #N/A
2007-01-04 16:00 | 1 | 4 | 16 | 4.625 | 88 | 48.02 | 8.06 | 1009 | 34.5702 | 261.0637 | 0 | Heating | 34.8085 | #N/A | #N/A | #N/A | #N/A | 261.0637 | #N/A | #N/A | 4.3357 | #N/A | 0 | 0 | 0 | 0 | 0 | 0 | 0 | 0 | 0 | 0.116% | 1 | 50% | 0% | 0% | 0% | 8.2745 | 0 | 0 | 0 | 8.2745 | #N/A
2007-01-04 17:00 | 1 | 4 | 17 | 4.6667 | 89 | 48.02 | 8.78 | 1009 | 34.6839 | 233.8847 | 0 | Heating | 31.1846 | #N/A | #N/A | #N/A | #N/A | 233.8847 | #N/A | #N/A | 4.3357 | #N/A | 0 | 0 | 0 | 0 | 0 | 0 | 0 | 0 | 0 | 0.1039% | 1 | 50% | 0% | 0% | 0% | 8.2745 | 0 | 0 | 0 | 8.2745 | #N/A
2007-01-04 18:00 | 1 | 4 | 18 | 4.7083 | 90 | 44.96 | 9.32 | 1008 | 32.9953 | 290.212 | 0 | Heating | 38.6949 | #N/A | #N/A | #N/A | #N/A | 290.212 | #N/A | #N/A | 4.0856 | #N/A | 0 | 0 | 0 | 0 | 0 | 0 | 0 | 0 | 0 | 0.129% | 1 | 50% | 0% | 0% | 0% | 8.2745 | 0 | 0 | 0 | 8.2745 | #N/A
2007-01-04 19:00 | 1 | 4 | 19 | 4.75 | 91 | 44.06 | 10.04 | 1008 | 32.5905 | 392.5815 | 0 | Heating | 52.3442 | #N/A | #N/A | #N/A | #N/A | 392.5815 | #N/A | #N/A | 4.0174 | #N/A | 0 | 0 | 0 | 0 | 0 | 0 | 0 | 0 | 0 | 0.1745% | 1 | 50% | 0% | 0% | 0% | 8.2745 | 0 | 0 | 0 | 8.2745 | #N/A
2007-01-04 20:00 | 1 | 4 | 20 | 4.7917 | 92 | 44.06 | 10.04 | 1008 | 32.5905 | 445.1932 | 0 | Heating | 59.3591 | #N/A | #N/A | #N/A | #N/A | 445.1932 | #N/A | #N/A | 4.0174 | #N/A | 0 | 0 | 0 | 0 | 0 | 0 | 0 | 0 | 0 | 0.1979% | 1 | 50% | 0% | 0% | 0% | 8.2745 | 0 | 0 | 0 | 8.2745 | #N/A
2007-01-04 21:00 | 1 | 4 | 21 | 4.8333 | 93 | 46.94 | 10.04 | 1008 | 34.2664 | 543.6431 | 0 | Heating | 72.4857 | #N/A | #N/A | #N/A | #N/A | 543.6431 | #N/A | #N/A | 4.2441 | #N/A | 0 | 0 | 0 | 0 | 0 | 0 | 0 | 0 | 0 | 0.2416% | 1 | 50% | 0% | 0% | 0% | 8.2745 | 0 | 0 | 0 | 8.2745 | #N/A
2007-01-04 22:00 | 1 | 4 | 22 | 4.875 | 94 | 48.02 | 10.04 | 1007 | 34.8767 | 606.0839 | 0 | Heating | 80.8112 | #N/A | #N/A | #N/A | #N/A | 606.0839 | #N/A | #N/A | 4.3357 | #N/A | 0 | 0 | 0 | 0 | 0 | 0 | 0 | 0 | 0 | 0.2694% | 1 | 50% | 0% | 0% | 0% | 8.2745 | 0 | 0 | 0 | 8.2745 | #N/A
2007-01-04 23:00 | 1 | 4 | 23 | 4.9167 | 95 | 48.02 | 10.22 | 1006 | 34.8999 | 94.513 | 0 | Heating | 12.6017 | #N/A | #N/A | #N/A | #N/A | 94.513 | #N/A | #N/A | 4.3357 | #N/A | 0 | 0 | 0 | 0 | 0 | 0 | 0 | 0 | 0 | 0.04201% | 1 | 50% | 0% | 0% | 0% | 8.2745 | 0 | 0 | 0 | 8.2745 | #N/A
2007-01-05 | 1 | 5 | 0 | 4.9583 | 96 | 50 | 10.4 | 1004 | 36.0313 | 217.8014 | 0 | Heating | 29.0402 | #N/A | #N/A | #N/A | #N/A | 217.8014 | #N/A | #N/A | 4.5134 | #N/A | 0 | 0 | 0 | 0 | 0 | 0 | 0 | 0 | 0 | 0.0968% | 1 | 50% | 0% | 0% | 0% | 8.2745 | 0 | 0 | 0 | 8.2745 | #N/A
2007-01-05 01:00 | 1 | 5 | 1 | 5 | 97 | 50 | 10.94 | 1003 | 36.1162 | 285.1095 | 0 | Heating | 38.0146 | #N/A | #N/A | #N/A | #N/A | 285.1095 | #N/A | #N/A | 4.5134 | #N/A | 0 | 0 | 0 | 0 | 0 | 0 | 0 | 0 | 0 | 0.1267% | 1 | 50% | 0% | 0% | 0% | 8.2745 | 0 | 0 | 0 | 8.2745 | #N/A
2007-01-05 02:00 | 1 | 5 | 2 | 5.0417 | 98 | 50 | 10.04 | 1003 | 35.9628 | 333.944 | 0 | Heating | 44.5259 | #N/A | #N/A | #N/A | #N/A | 333.944 | #N/A | #N/A | 4.5134 | #N/A | 0 | 0 | 0 | 0 | 0 | 0 | 0 | 0 | 0 | 0.1484% | 1 | 50% | 0% | 0% | 0% | 8.2745 | 0 | 0 | 0 | 8.2745 | #N/A
2007-01-05 03:00 | 1 | 5 | 3 | 5.0833 | 99 | 50 | 9.32 | 1003 | 35.8443 | 386.673 | 0 | Heating | 51.5564 | #N/A | #N/A | #N/A | #N/A | 386.673 | #N/A | #N/A | 4.5134 | #N/A | 0 | 0 | 0 | 0 | 0 | 0 | 0 | 0 | 0 | 0.1719% | 1 | 50% | 0% | 0% | 0% | 8.2745 | 0 | 0 | 0 | 8.2745 | #N/A
2007-01-05 04:00 | 1 | 5 | 4 | 5.125 | 100 | 50 | 8.96 | 1003 | 35.7864 | 435.6723 | 0 | Heating | 58.0896 | #N/A | #N/A | #N/A | #N/A | 435.6723 | #N/A | #N/A | 4.5134 | #N/A | 0 | 0 | 0 | 0 | 0 | 0 | 0 | 0 | 0 | 0.1936% | 1 | 50% | 0% | 0% | 0% | 8.2745 | 0 | 0 | 0 | 8.2745 | #N/A
2007-01-05 05:00 | 1 | 5 | 5 | 5.1667 | 101 | 50 | 9.14 | 1003 | 35.8152 | 470.3224 | 0 | Heating | 62.7097 | #N/A | #N/A | #N/A | #N/A | 470.3224 | #N/A | #N/A | 4.5134 | #N/A | 0 | 0 | 0 | 0 | 0 | 0 | 0 | 0 | 0 | 0.209% | 1 | 50% | 0% | 0% | 0% | 8.2745 | 0 | 0 | 0 | 8.2745 | #N/A
2007-01-05 06:00 | 1 | 5 | 6 | 5.2083 | 102 | 50 | 9.5 | 1003 | 35.8735 | 465.3648 | 0 | Heating | 62.0486 | #N/A | #N/A | #N/A | #N/A | 465.3648 | #N/A | #N/A | 4.5134 | #N/A | 0 | 0 | 0 | 0 | 0 | 0 | 0 | 0 | 0 | 0.2068% | 1 | 50% | 0% | 0% | 0% | 8.2745 | 0 | 0 | 0 | 8.2745 | #N/A
2007-01-05 07:00 | 1 | 5 | 7 | 5.25 | 103 | 51.98 | 10.04 | 1002 | 37.0517 | 1169.6447 | 0 | Heating | 155.9526 | #N/A | #N/A | #N/A | #N/A | 1169.6447 | #N/A | #N/A | 4.7043 | #N/A | 0 | 0 | 0 | 0 | 0 | 0 | 0 | 0 | 0 | 0.5198% | 1 | 50% | 0% | 0% | 0% | 8.2745 | 0 | 0 | 0 | 8.2745 | #N/A
2007-01-05 08:00 | 1 | 5 | 8 | 5.2917 | 104 | 51.98 | 8.96 | 1002 | 36.8782 | 831.3092 | 0 | Heating | 110.8412 | #N/A | #N/A | #N/A | #N/A | 831.3092 | #N/A | #N/A | 4.7043 | #N/A | 0 | 0 | 0 | 0 | 0 | 0 | 0 | 0 | 0 | 0.3695% | 1 | 50% | 0% | 0% | 0% | 8.2745 | 0 | 0 | 0 | 8.2745 | #N/A
2007-01-05 09:00 | 1 | 5 | 9 | 5.3333 | 105 | 53.06 | 8.6 | 1002 | 37.4147 | 665.2802 | 0 | Heating | 88.704 | #N/A | #N/A | #N/A | #N/A | 665.2802 | #N/A | #N/A | 4.8142 | #N/A | 0 | 0 | 0 | 0 | 0 | 0 | 0 | 0 | 0 | 0.2957% | 1 | 50% | 0% | 0% | 0% | 8.2745 | 0 | 0 | 0 | 8.2745 | #N/A
2007-01-05 10:00 | 1 | 5 | 10 | 5.375 | 106 | 53.96 | 8.96 | 1002 | 37.9594 | 614.3501 | 0 | Heating | 81.9134 | #N/A | #N/A | #N/A | #N/A | 614.3501 | #N/A | #N/A | 4.9089 | #N/A | 0 | 0 | 0 | 0 | 0 | 0 | 0 | 0 | 0 | 0.273% | 1 | 50% | 0% | 0% | 0% | 8.2745 | 0 | 0 | 0 | 8.2745 | #N/A
2007-01-05 11:00 | 1 | 5 | 11 | 5.4167 | 107 | 53.96 | 10.04 | 1001 | 38.1214 | 612.9121 | 0 | Heating | 81.7216 | #N/A | #N/A | #N/A | #N/A | 612.9121 | #N/A | #N/A | 4.9089 | #N/A | 0 | 0 | 0 | 0 | 0 | 0 | 0 | 0 | 0 | 0.2724% | 1 | 50% | 0% | 0% | 0% | 8.2745 | 0 | 0 | 0 | 8.2745 | #N/A
2007-01-05 12:00 | 1 | 5 | 12 | 5.4583 | 108 | 55.94 | 10.94 | 1000 | 39.3181 | 550.1177 | 0 | Heating | 73.349 | #N/A | #N/A | #N/A | #N/A | 550.1177 | #N/A | #N/A | 5.1278 | #N/A | 0 | 0 | 0 | 0 | 0 | 0 | 0 | 0 | 0 | 0.2445% | 1 | 50% | 0% | 0% | 0% | 8.2745 | 0 | 0 | 0 | 8.2745 | #N/A
2007-01-05 13:00 | 1 | 5 | 13 | 5.5 | 109 | 57.02 | 12.02 | 999 | 40.0592 | 472.3647 | 0 | Heating | 62.982 | #N/A | #N/A | #N/A | #N/A | 472.3647 | #N/A | #N/A | 5.2534 | #N/A | 0 | 0 | 0 | 0 | 0 | 0 | 0 | 0 | 0 | 0.2099% | 1 | 50% | 0% | 0% | 0% | 8.2745 | 0 | 0 | 0 | 8.2745 | #N/A
2007-01-05 14:00 | 1 | 5 | 14 | 5.5417 | 110 | 57.02 | 10.22 | 999 | 39.7617 | 420.2149 | 0 | Heating | 56.0286 | #N/A | #N/A | #N/A | #N/A | 420.2149 | #N/A | #N/A | 5.2534 | #N/A | 0 | 0 | 0 | 0 | 0 | 0 | 0 | 0 | 0 | 0.1868% | 1 | 50% | 0% | 0% | 0% | 8.2745 | 0 | 0 | 0 | 8.2745 | #N/A
2007-01-05 15:00 | 1 | 5 | 15 | 5.5833 | 111 | 57.02 | 8.42 | 999 | 39.4865 | 497.8048 | 0 | Heating | 66.374 | #N/A | #N/A | #N/A | #N/A | 497.8048 | #N/A | #N/A | 5.2534 | #N/A | 0 | 0 | 0 | 0 | 0 | 0 | 0 | 0 | 0 | 0.2212% | 1 | 50% | 0% | 0% | 0% | 8.2745 | 0 | 0 | 0 | 8.2745 | #N/A
2007-01-05 16:00 | 1 | 5 | 16 | 5.625 | 112 | 57.02 | 6.08 | 999 | 39.1597 | 543.5778 | 0 | Heating | 72.477 | #N/A | #N/A | #N/A | #N/A | 543.5778 | #N/A | #N/A | 5.2534 | #N/A | 0 | 0 | 0 | 0 | 0 | 0 | 0 | 0 | 0 | 0.2416% | 1 | 50% | 0% | 0% | 0% | 8.2745 | 0 | 0 | 0 | 8.2745 | #N/A
2007-01-05 17:00 | 1 | 5 | 17 | 5.6667 | 113 | 57.02 | 6.8 | 1000 | 39.2661 | 582.4756 | 0 | Heating | 77.6634 | #N/A | #N/A | #N/A | #N/A | 582.4756 | #N/A | #N/A | 5.2534 | #N/A | 0 | 0 | 0 | 0 | 0 | 0 | 0 | 0 | 0 | 0.2589% | 1 | 50% | 0% | 0% | 0% | 8.2745 | 0 | 0 | 0 | 8.2745 | #N/A
2007-01-05 18:00 | 1 | 5 | 18 | 5.7083 | 114 | 55.4 | 7.34 | 1001 | 38.4869 | 675.4987 | 0 | Heating | 90.0665 | #N/A | #N/A | #N/A | #N/A | 675.4987 | #N/A | #N/A | 5.0667 | #N/A | 0 | 0 | 0 | 0 | 0 | 0 | 0 | 0 | 0 | 0.3002% | 1 | 50% | 0% | 0% | 0% | 8.2745 | 0 | 0 | 0 | 8.2745 | #N/A
2007-01-05 19:00 | 1 | 5 | 19 | 5.75 | 115 | 55.4 | 8.06 | 1002 | 38.5999 | 141.6012 | 0 | Heating | 18.8802 | #N/A | #N/A | #N/A | #N/A | 141.6012 | #N/A | #N/A | 5.0667 | #N/A | 0 | 0 | 0 | 0 | 0 | 0 | 0 | 0 | 0 | 0.06293% | 1 | 50% | 0% | 0% | 0% | 8.2745 | 0 | 0 | 0 | 8.2745 | #N/A
2007-01-05 20:00 | 1 | 5 | 20 | 5.7917 | 116 | 55.94 | 7.34 | 1003 | 38.7945 | 346.518 | 0 | Heating | 46.2024 | #N/A | #N/A | #N/A | #N/A | 346.518 | #N/A | #N/A | 5.1278 | #N/A | 0 | 0 | 0 | 0 | 0 | 0 | 0 | 0 | 0 | 0.154% | 1 | 50% | 0% | 0% | 0% | 8.2745 | 0 | 0 | 0 | 8.2745 | #N/A
2007-01-05 21:00 | 1 | 5 | 21 | 5.8333 | 117 | 57.02 | 6.62 | 1003 | 39.2701 | 418.6545 | 0 | Heating | 55.8206 | #N/A | #N/A | #N/A | #N/A | 418.6545 | #N/A | #N/A | 5.2534 | #N/A | 0 | 0 | 0 | 0 | 0 | 0 | 0 | 0 | 0 | 0.1861% | 1 | 50% | 0% | 0% | 0% | 8.2745 | 0 | 0 | 0 | 8.2745 | #N/A
2007-01-05 22:00 | 1 | 5 | 22 | 5.875 | 118 | 57.02 | 6.08 | 1004 | 39.2073 | 506.7474 | 0 | Heating | 67.5663 | #N/A | #N/A | #N/A | #N/A | 506.7474 | #N/A | #N/A | 5.2534 | #N/A | 0 | 0 | 0 | 0 | 0 | 0 | 0 | 0 | 0 | 0.2252% | 1 | 50% | 0% | 0% | 0% | 8.2745 | 0 | 0 | 0 | 8.2745 | #N/A
2007-01-05 23:00 | 1 | 5 | 23 | 5.9167 | 119 | 57.02 | 6.26 | 1004 | 39.2312 | 598.1564 | 0 | Heating | 79.7542 | #N/A | #N/A | #N/A | #N/A | 598.1564 | #N/A | #N/A | 5.2534 | #N/A | 0 | 0 | 0 | 0 | 0 | 0 | 0 | 0 | 0 | 0.2658% | 1 | 50% | 0% | 0% | 0% | 8.2745 | 0 | 0 | 0 | 8.2745 | #N/A
2007-01-06 | 1 | 6 | 0 | 5.9583 | 120 | 57.2 | 6.44 | 1005 | 39.3602 | 693.5378 | 0 | Heating | 92.4717 | #N/A | #N/A | #N/A | #N/A | 693.5378 | #N/A | #N/A | 5.2747 | #N/A | 0 | 0 | 0 | 0 | 0 | 0 | 0 | 0 | 0 | 0.3082% | 1 | 50% | 0% | 0% | 0% | 8.2745 | 0 | 0 | 0 | 8.2745 | #N/A
2007-01-06 01:00 | 1 | 6 | 1 | 6 | 121 | 59 | 6.98 | 1005 | 40.3793 | 759.2287 | 0 | Heating | 101.2305 | #N/A | #N/A | #N/A | #N/A | 759.2287 | #N/A | #N/A | 5.4953 | #N/A | 0 | 0 | 0 | 0 | 0 | 0 | 0 | 0 | 0 | 0.3374% | 1 | 50% | 0% | 0% | 0% | 8.2745 | 0 | 0 | 0 | 8.2745 | #N/A
2007-01-06 02:00 | 1 | 6 | 2 | 6.0417 | 122 | 59 | 6.08 | 1006 | 40.2699 | 814.2162 | 0 | Heating | 108.5622 | #N/A | #N/A | #N/A | #N/A | 814.2162 | #N/A | #N/A | 5.4953 | #N/A | 0 | 0 | 0 | 0 | 0 | 0 | 0 | 0 | 0 | 0.3619% | 1 | 50% | 0% | 0% | 0% | 8.2745 | 0 | 0 | 0 | 8.2745 | #N/A
2007-01-06 03:00 | 1 | 6 | 3 | 6.0833 | 123 | 59 | 5.36 | 1006 | 40.178 | 859.3306 | 0 | Heating | 114.5774 | #N/A | #N/A | #N/A | #N/A | 859.3306 | #N/A | #N/A | 5.4953 | #N/A | 0 | 0 | 0 | 0 | 0 | 0 | 0 | 0 | 0 | 0.3819% | 1 | 50% | 0% | 0% | 0% | 8.2745 | 0 | 0 | 0 | 8.2745 | #N/A
2007-01-06 04:00 | 1 | 6 | 4 | 6.125 | 124 | 59 | 5 | 1007 | 40.1431 | 907.3012 | 0 | Heating | 120.9735 | #N/A | #N/A | #N/A | #N/A | 907.3012 | #N/A | #N/A | 5.4953 | #N/A | 0 | 0 | 0 | 0 | 0 | 0 | 0 | 0 | 0 | 0.4032% | 1 | 50% | 0% | 0% | 0% | 8.2745 | 0 | 0 | 0 | 8.2745 | #N/A
2007-01-06 05:00 | 1 | 6 | 5 | 6.1667 | 125 | 59 | 4.1 | 1007 | 40.0341 | 954.7283 | 0 | Heating | 127.2971 | #N/A | #N/A | #N/A | #N/A | 954.7283 | #N/A | #N/A | 5.4953 | #N/A | 0 | 0 | 0 | 0 | 0 | 0 | 0 | 0 | 0 | 0.4243% | 1 | 50% | 0% | 0% | 0% | 8.2745 | 0 | 0 | 0 | 8.2745 | #N/A
2007-01-06 06:00 | 1 | 6 | 6 | 6.2083 | 126 | 60.08 | 3.38 | 1008 | 40.5254 | 978.9916 | 0 | Heating | 130.5322 | #N/A | #N/A | #N/A | #N/A | 978.9916 | #N/A | #N/A | 5.6339 | #N/A | 0 | 0 | 0 | 0 | 0 | 0 | 0 | 0 | 0 | 0.4351% | 1 | 50% | 0% | 0% | 0% | 8.2745 | 0 | 0 | 0 | 8.2745 | #N/A
2007-01-06 07:00 | 1 | 6 | 7 | 6.25 | 127 | 60.08 | 3.02 | 1008 | 40.4848 | 974.6642 | 0 | Heating | 129.9552 | #N/A | #N/A | #N/A | #N/A | 974.6642 | #N/A | #N/A | 5.6339 | #N/A | 0 | 0 | 0 | 0 | 0 | 0 | 0 | 0 | 0 | 0.4332% | 1 | 50% | 0% | 0% | 0% | 8.2745 | 0 | 0 | 0 | 8.2745 | #N/A
2007-01-06 08:00 | 1 | 6 | 8 | 6.2917 | 128 | 60.08 | 3.92 | 1008 | 40.5875 | 883.9118 | 0 | Heating | 117.8549 | #N/A | #N/A | #N/A | #N/A | 883.9118 | #N/A | #N/A | 5.6339 | #N/A | 0 | 0 | 0 | 0 | 0 | 0 | 0 | 0 | 0 | 0.3928% | 1 | 50% | 0% | 0% | 0% | 8.2745 | 0 | 0 | 0 | 8.2745 | #N/A
2007-01-06 09:00 | 1 | 6 | 9 | 6.3333 | 129 | 60.8 | 5.72 | 1009 | 41.1882 | 677.7166 | 0 | Heating | 90.3622 | #N/A | #N/A | #N/A | #N/A | 677.7166 | #N/A | #N/A | 5.7289 | #N/A | 0 | 0 | 0 | 0 | 0 | 0 | 0 | 0 | 0 | 0.3012% | 1 | 50% | 0% | 0% | 0% | 8.2745 | 0 | 0 | 0 | 8.2745 | #N/A
2007-01-06 10:00 | 1 | 6 | 10 | 6.375 | 130 | 62.06 | 8.06 | 1009 | 42.1401 | 546.9018 | 0 | Heating | 72.9202 | #N/A | #N/A | #N/A | #N/A | 546.9018 | #N/A | #N/A | 5.9003 | #N/A | 0 | 0 | 0 | 0 | 0 | 0 | 0 | 0 | 0 | 0.2431% | 1 | 50% | 0% | 0% | 0% | 8.2745 | 0 | 0 | 0 | 8.2745 | #N/A
2007-01-06 11:00 | 1 | 6 | 11 | 6.4167 | 131 | 62.06 | 8.78 | 1009 | 42.2408 | 487.7678 | 0 | Heating | 65.0357 | #N/A | #N/A | #N/A | #N/A | 487.7678 | #N/A | #N/A | 5.9003 | #N/A | 0 | 0 | 0 | 0 | 0 | 0 | 0 | 0 | 0 | 0.2168% | 1 | 50% | 0% | 0% | 0% | 8.2745 | 0 | 0 | 0 | 8.2745 | #N/A
2007-01-06 12:00 | 1 | 6 | 12 | 6.4583 | 132 | 66.02 | 9.32 | 1009 | 44.2882 | 446.2903 | 0 | Heating | 59.5054 | #N/A | #N/A | #N/A | #N/A | 446.2903 | #N/A | #N/A | 6.4831 | #N/A | 0 | 0 | 0 | 0 | 0 | 0 | 0 | 0 | 0 | 0.1984% | 1 | 50% | 0% | 0% | 0% | 8.2745 | 0 | 0 | 0 | 8.2745 | #N/A
2007-01-06 13:00 | 1 | 6 | 13 | 6.5 | 133 | 69.98 | 10.04 | 1009 | 46.2927 | 394.2363 | 0 | Heating | 52.5648 | #N/A | #N/A | #N/A | #N/A | 394.2363 | #N/A | #N/A | 7.1363 | #N/A | 0 | 0 | 0 | 0 | 0 | 0 | 0 | 0 | 0 | 0.1752% | 1 | 50% | 0% | 0% | 0% | 8.2745 | 0 | 0 | 0 | 8.2745 | #N/A
2007-01-06 14:00 | 1 | 6 | 14 | 6.5417 | 134 | 69.98 | 10.22 | 1008 | 46.3069 | 353.2452 | 0 | Heating | 47.0994 | #N/A | #N/A | #N/A | #N/A | 353.2452 | #N/A | #N/A | 7.1363 | #N/A | 0 | 0 | 0 | 0 | 0 | 0 | 0 | 0 | 0 | 0.157% | 1 | 50% | 0% | 0% | 0% | 8.2745 | 0 | 0 | 0 | 8.2745 | #N/A
2007-01-06 15:00 | 1 | 6 | 15 | 6.5833 | 135 | 57.92 | 10.4 | 1008 | 40.3442 | 346.2335 | 0 | Heating | 46.1645 | #N/A | #N/A | #N/A | #N/A | 346.2335 | #N/A | #N/A | 5.3615 | #N/A | 0 | 0 | 0 | 0 | 0 | 0 | 0 | 0 | 0 | 0.1539% | 1 | 50% | 0% | 0% | 0% | 8.2745 | 0 | 0 | 0 | 8.2745 | #N/A
2007-01-06 16:00 | 1 | 6 | 16 | 6.625 | 136 | 59 | 10.04 | 1008 | 40.8499 | 354.8447 | 0 | Heating | 47.3126 | #N/A | #N/A | #N/A | #N/A | 354.8447 | #N/A | #N/A | 5.4953 | #N/A | 0 | 0 | 0 | 0 | 0 | 0 | 0 | 0 | 0 | 0.1577% | 1 | 50% | 0% | 0% | 0% | 8.2745 | 0 | 0 | 0 | 8.2745 | #N/A
2007-01-06 17:00 | 1 | 6 | 17 | 6.6667 | 137 | 59 | 10.04 | 1007 | 40.8405 | 392.7569 | 0 | Heating | 52.3676 | #N/A | #N/A | #N/A | #N/A | 392.7569 | #N/A | #N/A | 5.4953 | #N/A | 0 | 0 | 0 | 0 | 0 | 0 | 0 | 0 | 0 | 0.1746% | 1 | 50% | 0% | 0% | 0% | 8.2745 | 0 | 0 | 0 | 8.2745 | #N/A
2007-01-06 18:00 | 1 | 6 | 18 | 6.7083 | 138 | 55.94 | 10.04 | 1007 | 39.2346 | 478.0005 | 0 | Heating | 63.7334 | #N/A | #N/A | #N/A | #N/A | 478.0005 | #N/A | #N/A | 5.1278 | #N/A | 0 | 0 | 0 | 0 | 0 | 0 | 0 | 0 | 0 | 0.2124% | 1 | 50% | 0% | 0% | 0% | 8.2745 | 0 | 0 | 0 | 8.2745 | #N/A
2007-01-06 19:00 | 1 | 6 | 19 | 6.75 | 139 | 53.06 | 10.04 | 1006 | 37.6758 | 574.7748 | 0 | Heating | 76.6366 | #N/A | #N/A | #N/A | #N/A | 574.7748 | #N/A | #N/A | 4.8142 | #N/A | 0 | 0 | 0 | 0 | 0 | 0 | 0 | 0 | 0 | 0.2555% | 1 | 50% | 0% | 0% | 0% | 8.2745 | 0 | 0 | 0 | 8.2745 | #N/A
2007-01-06 20:00 | 1 | 6 | 20 | 6.7917 | 140 | 53.06 | 10.76 | 1005 | 37.7863 | 646.1189 | 0 | Heating | 86.1492 | #N/A | #N/A | #N/A | #N/A | 646.1189 | #N/A | #N/A | 4.8142 | #N/A | 0 | 0 | 0 | 0 | 0 | 0 | 0 | 0 | 0 | 0.2872% | 1 | 50% | 0% | 0% | 0% | 8.2745 | 0 | 0 | 0 | 8.2745 | #N/A
2007-01-06 21:00 | 1 | 6 | 21 | 6.8333 | 141 | 46.94 | 11.3 | 1004 | 34.4594 | 648.2215 | 0 | Heating | 86.4295 | #N/A | #N/A | #N/A | #N/A | 648.2215 | #N/A | #N/A | 4.2441 | #N/A | 0 | 0 | 0 | 0 | 0 | 0 | 0 | 0 | 0 | 0.2881% | 1 | 50% | 0% | 0% | 0% | 8.2745 | 0 | 0 | 0 | 8.2745 | #N/A
2007-01-06 22:00 | 1 | 6 | 22 | 6.875 | 142 | 44.96 | 12.02 | 1002 | 33.4384 | 677.097 | 0 | Heating | 90.2796 | #N/A | #N/A | #N/A | #N/A | 677.097 | #N/A | #N/A | 4.0856 | #N/A | 0 | 0 | 0 | 0 | 0 | 0 | 0 | 0 | 0 | 0.3009% | 1 | 50% | 0% | 0% | 0% | 8.2745 | 0 | 0 | 0 | 8.2745 | #N/A
2007-01-06 23:00 | 1 | 6 | 23 | 6.9167 | 143 | 44.96 | 12.2 | 1001 | 33.4661 | 670.3477 | 0 | Heating | 89.3797 | #N/A | #N/A | #N/A | #N/A | 670.3477 | #N/A | #N/A | 4.0856 | #N/A | 0 | 0 | 0 | 0 | 0 | 0 | 0 | 0 | 0 | 0.2979% | 1 | 50% | 0% | 0% | 0% | 8.2745 | 0 | 0 | 0 | 8.2745 | #N/A
2007-01-07 | 1 | 7 | 0 | 6.9583 | 144 | 44.06 | 12.38 | 1000 | 32.9707 | 642.4416 | 0 | Heating | 85.6589 | #N/A | #N/A | #N/A | #N/A | 642.4416 | #N/A | #N/A | 4.0174 | #N/A | 0 | 0 | 0 | 0 | 0 | 0 | 0 | 0 | 0 | 0.2855% | 1 | 50% | 0% | 0% | 0% | 8.2745 | 0 | 0 | 0 | 8.2745 | #N/A
2007-01-07 01:00 | 1 | 7 | 1 | 7 | 145 | 44.06 | 12.92 | 999 | 33.0707 | 560.0566 | 0 | Heating | 74.6742 | #N/A | #N/A | #N/A | #N/A | 560.0566 | #N/A | #N/A | 4.0174 | #N/A | 0 | 0 | 0 | 0 | 0 | 0 | 0 | 0 | 0 | 0.2489% | 1 | 50% | 0% | 0% | 0% | 8.2745 | 0 | 0 | 0 | 8.2745 | #N/A
2007-01-07 02:00 | 1 | 7 | 2 | 7.0417 | 146 | 44.06 | 12.02 | 997 | 32.8813 | 536.7506 | 0 | Heating | 71.5667 | #N/A | #N/A | #N/A | #N/A | 536.7506 | #N/A | #N/A | 4.0174 | #N/A | 0 | 0 | 0 | 0 | 0 | 0 | 0 | 0 | 0 | 0.2386% | 1 | 50% | 0% | 0% | 0% | 8.2745 | 0 | 0 | 0 | 8.2745 | #N/A
2007-01-07 03:00 | 1 | 7 | 3 | 7.0833 | 147 | 41 | 11.3 | 995 | 30.9743 | 537.3848 | 0 | Heating | 71.6513 | #N/A | #N/A | #N/A | #N/A | 537.3848 | #N/A | #N/A | 3.8033 | #N/A | 0 | 0 | 0 | 0 | 0 | 0 | 0 | 0 | 0 | 0.2388% | 1 | 50% | 0% | 0% | 0% | 8.2745 | 0 | 0 | 0 | 8.2745 | #N/A
2007-01-07 04:00 | 1 | 7 | 4 | 7.125 | 148 | 41 | 10.94 | 993 | 30.8975 | 533.8572 | 0 | Heating | 71.181 | #N/A | #N/A | #N/A | #N/A | 533.8572 | #N/A | #N/A | 3.8033 | #N/A | 0 | 0 | 0 | 0 | 0 | 0 | 0 | 0 | 0 | 0.2373% | 1 | 50% | 0% | 0% | 0% | 8.2745 | 0 | 0 | 0 | 8.2745 | #N/A
2007-01-07 05:00 | 1 | 7 | 5 | 7.1667 | 149 | 41 | 12.02 | 991 | 31.0849 | 529.2101 | 0 | Heating | 70.5614 | #N/A | #N/A | #N/A | #N/A | 529.2101 | #N/A | #N/A | 3.8033 | #N/A | 0 | 0 | 0 | 0 | 0 | 0 | 0 | 0 | 0 | 0.2352% | 1 | 50% | 0% | 0% | 0% | 8.2745 | 0 | 0 | 0 | 8.2745 | #N/A
2007-01-07 06:00 | 1 | 7 | 6 | 7.2083 | 150 | 39.92 | 13.46 | 990 | 30.7453 | 493.8747 | 0 | Heating | 65.85 | #N/A | #N/A | #N/A | #N/A | 493.8747 | #N/A | #N/A | 3.7339 | #N/A | 0 | 0 | 0 | 0 | 0 | 0 | 0 | 0 | 0 | 0.2195% | 1 | 50% | 0% | 0% | 0% | 8.2745 | 0 | 0 | 0 | 8.2745 | #N/A
2007-01-07 07:00 | 1 | 7 | 7 | 7.25 | 151 | 41 | 15.08 | 989 | 31.6898 | 1762.7793 | 0 | Heating | 235.0372 | #N/A | #N/A | #N/A | #N/A | 1762.7793 | #N/A | #N/A | 3.8033 | #N/A | 0 | 0 | 0 | 0 | 0 | 0 | 0 | 0 | 0 | 0.7835% | 1 | 50% | 0% | 0% | 0% | 8.2745 | 0 | 0 | 0 | 8.2745 | #N/A
2007-01-07 08:00 | 1 | 7 | 8 | 7.2917 | 152 | 41 | 17.42 | 989 | 32.227 | 1254.8609 | 0 | Heating | 167.3148 | #N/A | #N/A | #N/A | #N/A | 1254.8609 | #N/A | #N/A | 3.8033 | #N/A | 0 | 0 | 0 | 0 | 0 | 0 | 0 | 0 | 0 | 0.5577% | 1 | 50% | 0% | 0% | 0% | 8.2745 | 0 | 0 | 0 | 8.2745 | #N/A
2007-01-07 09:00 | 1 | 7 | 9 | 7.3333 | 153 | 42.08 | 20.3 | 988 | 33.606 | 697.5188 | 0 | Heating | 93.0025 | #N/A | #N/A | #N/A | #N/A | 697.5188 | #N/A | #N/A | 3.8759 | #N/A | 0 | 0 | 0 | 0 | 0 | 0 | 0 | 0 | 0 | 0.31% | 1 | 50% | 0% | 0% | 0% | 8.2745 | 0 | 0 | 0 | 8.2745 | #N/A
2007-01-07 10:00 | 1 | 7 | 10 | 7.375 | 154 | 42.98 | 24.08 | 987 | 35.2357 | 625.3244 | 0 | Heating | 83.3766 | #N/A | #N/A | #N/A | #N/A | 625.3244 | #N/A | #N/A | 3.9388 | #N/A | 0 | 0 | 0 | 0 | 0 | 0 | 0 | 0 | 0 | 0.2779% | 1 | 50% | 0% | 0% | 0% | 8.2745 | 0 | 0 | 0 | 8.2745 | #N/A
2007-01-07 11:00 | 1 | 7 | 11 | 7.4167 | 155 | 42.98 | 25.52 | 986 | 35.7025 | 599.1295 | 0 | Heating | 79.8839 | #N/A | #N/A | #N/A | #N/A | 599.1295 | #N/A | #N/A | 3.9388 | #N/A | 0 | 0 | 0 | 0 | 0 | 0 | 0 | 0 | 0 | 0.2663% | 1 | 50% | 0% | 0% | 0% | 8.2745 | 0 | 0 | 0 | 8.2745 | #N/A
2007-01-07 12:00 | 1 | 7 | 12 | 7.4583 | 156 | 44.96 | 26.78 | 986 | 37.2212 | 516.4628 | 0 | Heating | 68.8617 | #N/A | #N/A | #N/A | #N/A | 516.4628 | #N/A | #N/A | 4.0856 | #N/A | 0 | 0 | 0 | 0 | 0 | 0 | 0 | 0 | 0 | 0.2295% | 1 | 50% | 0% | 0% | 0% | 8.2745 | 0 | 0 | 0 | 8.2745 | #N/A
2007-01-07 13:00 | 1 | 7 | 13 | 7.5 | 157 | 46.04 | 28.04 | 985 | 38.2434 | 513.8607 | 0 | Heating | 68.5148 | #N/A | #N/A | #N/A | #N/A | 513.8607 | #N/A | #N/A | 4.1705 | #N/A | 0 | 0 | 0 | 0 | 0 | 0 | 0 | 0 | 0 | 0.2284% | 1 | 50% | 0% | 0% | 0% | 8.2745 | 0 | 0 | 0 | 8.2745 | #N/A
2007-01-07 14:00 | 1 | 7 | 14 | 7.5417 | 158 | 46.04 | 24.62 | 986 | 37.0933 | 373.9092 | 0 | Heating | 49.8546 | #N/A | #N/A | #N/A | #N/A | 373.9092 | #N/A | #N/A | 4.1705 | #N/A | 0 | 0 | 0 | 0 | 0 | 0 | 0 | 0 | 0 | 0.1662% | 1 | 50% | 0% | 0% | 0% | 8.2745 | 0 | 0 | 0 | 8.2745 | #N/A
2007-01-07 15:00 | 1 | 7 | 15 | 7.5833 | 159 | 46.04 | 21.02 | 987 | 36.0349 | 304.048 | 0 | Heating | 40.5397 | #N/A | #N/A | #N/A | #N/A | 304.048 | #N/A | #N/A | 4.1705 | #N/A | 0 | 0 | 0 | 0 | 0 | 0 | 0 | 0 | 0 | 0.1351% | 1 | 50% | 0% | 0% | 0% | 8.2745 | 0 | 0 | 0 | 8.2745 | #N/A
2007-01-07 16:00 | 1 | 7 | 16 | 7.625 | 160 | 44.96 | 17.06 | 988 | 34.4219 | 267.6585 | 0 | Heating | 35.6878 | #N/A | #N/A | #N/A | #N/A | 267.6585 | #N/A | #N/A | 4.0856 | #N/A | 0 | 0 | 0 | 0 | 0 | 0 | 0 | 0 | 0 | 0.119% | 1 | 50% | 0% | 0% | 0% | 8.2745 | 0 | 0 | 0 | 8.2745 | #N/A
2007-01-07 17:00 | 1 | 7 | 17 | 7.6667 | 161 | 44.96 | 16.7 | 990 | 34.3495 | 256.8799 | 0 | Heating | 34.2506 | #N/A | #N/A | #N/A | #N/A | 256.8799 | #N/A | #N/A | 4.0856 | #N/A | 0 | 0 | 0 | 0 | 0 | 0 | 0 | 0 | 0 | 0.1142% | 1 | 50% | 0% | 0% | 0% | 8.2745 | 0 | 0 | 0 | 8.2745 | #N/A
2007-01-07 18:00 | 1 | 7 | 18 | 7.7083 | 162 | 44.06 | 16.34 | 991 | 33.757 | 346.8557 | 0 | Heating | 46.2474 | #N/A | #N/A | #N/A | #N/A | 346.8557 | #N/A | #N/A | 4.0174 | #N/A | 0 | 0 | 0 | 0 | 0 | 0 | 0 | 0 | 0 | 0.1542% | 1 | 50% | 0% | 0% | 0% | 8.2745 | 0 | 0 | 0 | 8.2745 | #N/A
2007-01-07 19:00 | 1 | 7 | 19 | 7.75 | 163 | 42.98 | 15.98 | 993 | 33.0616 | 477.2445 | 0 | Heating | 63.6326 | #N/A | #N/A | #N/A | #N/A | 477.2445 | #N/A | #N/A | 3.9388 | #N/A | 0 | 0 | 0 | 0 | 0 | 0 | 0 | 0 | 0 | 0.2121% | 1 | 50% | 0% | 0% | 0% | 8.2745 | 0 | 0 | 0 | 8.2745 | #N/A
2007-01-07 20:00 | 1 | 7 | 20 | 7.7917 | 164 | 42.98 | 14.9 | 994 | 32.8248 | 517.2149 | 0 | Heating | 68.962 | #N/A | #N/A | #N/A | #N/A | 517.2149 | #N/A | #N/A | 3.9388 | #N/A | 0 | 0 | 0 | 0 | 0 | 0 | 0 | 0 | 0 | 0.2299% | 1 | 50% | 0% | 0% | 0% | 8.2745 | 0 | 0 | 0 | 8.2745 | #N/A
2007-01-07 21:00 | 1 | 7 | 21 | 7.8333 | 165 | 44.06 | 13.82 | 994 | 33.2222 | 600.0122 | 0 | Heating | 80.0016 | #N/A | #N/A | #N/A | #N/A | 600.0122 | #N/A | #N/A | 4.0174 | #N/A | 0 | 0 | 0 | 0 | 0 | 0 | 0 | 0 | 0 | 0.2667% | 1 | 50% | 0% | 0% | 0% | 8.2745 | 0 | 0 | 0 | 8.2745 | #N/A
2007-01-07 22:00 | 1 | 7 | 22 | 7.875 | 166 | 44.96 | 12.92 | 995 | 33.5666 | 603.4127 | 0 | Heating | 80.455 | #N/A | #N/A | #N/A | #N/A | 603.4127 | #N/A | #N/A | 4.0856 | #N/A | 0 | 0 | 0 | 0 | 0 | 0 | 0 | 0 | 0 | 0.2682% | 1 | 50% | 0% | 0% | 0% | 8.2745 | 0 | 0 | 0 | 8.2745 | #N/A
2007-01-07 23:00 | 1 | 7 | 23 | 7.9167 | 167 | 44.96 | 15.08 | 996 | 34.0221 | 41.1437 | 0 | Heating | 5.4858 | #N/A | #N/A | #N/A | #N/A | 41.1437 | #N/A | #N/A | 4.0856 | #N/A | 0 | 0 | 0 | 0 | 0 | 0 | 0 | 0 | 0 | 0.01829% | 1 | 50% | 0% | 0% | 0% | 8.2745 | 0 | 0 | 0 | 8.2745 | #N/A
2007-01-08 | 1 | 8 | 0 | 7.9583 | 168 | 42.08 | 17.42 | 997 | 32.9019 | 201.95 | 0 | Heating | 26.9267 | #N/A | #N/A | #N/A | #N/A | 201.95 | #N/A | #N/A | 3.8759 | #N/A | 0 | 0 | 0 | 0 | 0 | 0 | 0 | 0 | 0 | 0.08976% | 1 | 50% | 0% | 0% | 0% | 8.2745 | 0 | 0 | 0 | 8.2745 | #N/A
2007-01-08 01:00 | 1 | 8 | 1 | 8 | 169 | 39.02 | 19.94 | 998 | 31.7778 | 285.1979 | 0 | Heating | 38.0264 | #N/A | #N/A | #N/A | #N/A | 285.1979 | #N/A | #N/A | 3.6785 | #N/A | 0 | 0 | 0 | 0 | 0 | 0 | 0 | 0 | 0 | 0.1268% | 1 | 50% | 0% | 0% | 0% | 8.2745 | 0 | 0 | 0 | 8.2745 | #N/A
2007-01-08 02:00 | 1 | 8 | 2 | 8.0417 | 170 | 39.02 | 19.04 | 999 | 31.5485 | 341.2153 | 0 | Heating | 45.4954 | #N/A | #N/A | #N/A | #N/A | 341.2153 | #N/A | #N/A | 3.6785 | #N/A | 0 | 0 | 0 | 0 | 0 | 0 | 0 | 0 | 0 | 0.1517% | 1 | 50% | 0% | 0% | 0% | 8.2745 | 0 | 0 | 0 | 8.2745 | #N/A
2007-01-08 03:00 | 1 | 8 | 3 | 8.0833 | 171 | 39.2 | 18.32 | 1000 | 31.4741 | 384.684 | 0 | Heating | 51.2912 | #N/A | #N/A | #N/A | #N/A | 384.684 | #N/A | #N/A | 3.6894 | #N/A | 0 | 0 | 0 | 0 | 0 | 0 | 0 | 0 | 0 | 0.171% | 1 | 50% | 0% | 0% | 0% | 8.2745 | 0 | 0 | 0 | 8.2745 | #N/A
2007-01-08 04:00 | 1 | 8 | 4 | 8.125 | 172 | 39.2 | 17.96 | 1001 | 31.3903 | 426.4772 | 0 | Heating | 56.8636 | #N/A | #N/A | #N/A | #N/A | 426.4772 | #N/A | #N/A | 3.6894 | #N/A | 0 | 0 | 0 | 0 | 0 | 0 | 0 | 0 | 0 | 0.1895% | 1 | 50% | 0% | 0% | 0% | 8.2745 | 0 | 0 | 0 | 8.2745 | #N/A
2007-01-08 05:00 | 1 | 8 | 5 | 8.1667 | 173 | 39.02 | 17.06 | 1002 | 31.077 | 460.35 | 0 | Heating | 61.38 | #N/A | #N/A | #N/A | #N/A | 460.35 | #N/A | #N/A | 3.6785 | #N/A | 0 | 0 | 0 | 0 | 0 | 0 | 0 | 0 | 0 | 0.2046% | 1 | 50% | 0% | 0% | 0% | 8.2745 | 0 | 0 | 0 | 8.2745 | #N/A
2007-01-08 06:00 | 1 | 8 | 6 | 8.2083 | 174 | 39.92 | 16.34 | 1003 | 31.4283 | 459.6808 | 0 | Heating | 61.2908 | #N/A | #N/A | #N/A | #N/A | 459.6808 | #N/A | #N/A | 3.7339 | #N/A | 0 | 0 | 0 | 0 | 0 | 0 | 0 | 0 | 0 | 0.2043% | 1 | 50% | 0% | 0% | 0% | 8.2745 | 0 | 0 | 0 | 8.2745 | #N/A
2007-01-08 07:00 | 1 | 8 | 7 | 8.25 | 175 | 41 | 15.98 | 1003 | 31.9583 | 1209.2097 | 0 | Heating | 161.228 | #N/A | #N/A | #N/A | #N/A | 1209.2097 | #N/A | #N/A | 3.8033 | #N/A | 0 | 0 | 0 | 0 | 0 | 0 | 0 | 0 | 0 | 0.5374% | 1 | 50% | 0% | 0% | 0% | 8.2745 | 0 | 0 | 0 | 8.2745 | #N/A
2007-01-08 08:00 | 1 | 8 | 8 | 8.2917 | 176 | 41 | 14.9 | 1004 | 31.7308 | 888.3934 | 0 | Heating | 118.4525 | #N/A | #N/A | #N/A | #N/A | 888.3934 | #N/A | #N/A | 3.8033 | #N/A | 0 | 0 | 0 | 0 | 0 | 0 | 0 | 0 | 0 | 0.3948% | 1 | 50% | 0% | 0% | 0% | 8.2745 | 0 | 0 | 0 | 8.2745 | #N/A
2007-01-08 09:00 | 1 | 8 | 9 | 8.3333 | 177 | 42.8 | 14.72 | 1005 | 32.7456 | 583.396 | 0 | Heating | 77.7861 | #N/A | #N/A | #N/A | #N/A | 583.396 | #N/A | #N/A | 3.9261 | #N/A | 0 | 0 | 0 | 0 | 0 | 0 | 0 | 0 | 0 | 0.2593% | 1 | 50% | 0% | 0% | 0% | 8.2745 | 0 | 0 | 0 | 8.2745 | #N/A
2007-01-08 10:00 | 1 | 8 | 10 | 8.375 | 178 | 44.6 | 15.08 | 1006 | 33.8776 | 539.3969 | 0 | Heating | 71.9196 | #N/A | #N/A | #N/A | #N/A | 539.3969 | #N/A | #N/A | 4.058 | #N/A | 0 | 0 | 0 | 0 | 0 | 0 | 0 | 0 | 0 | 0.2397% | 1 | 50% | 0% | 0% | 0% | 8.2745 | 0 | 0 | 0 | 8.2745 | #N/A
2007-01-08 11:00 | 1 | 8 | 11 | 8.4167 | 179 | 44.06 | 15.26 | 1006 | 33.6043 | 527.2997 | 0 | Heating | 70.3066 | #N/A | #N/A | #N/A | #N/A | 527.2997 | #N/A | #N/A | 4.0174 | #N/A | 0 | 0 | 0 | 0 | 0 | 0 | 0 | 0 | 0 | 0.2344% | 1 | 50% | 0% | 0% | 0% | 8.2745 | 0 | 0 | 0 | 8.2745 | #N/A
2007-01-08 12:00 | 1 | 8 | 12 | 8.4583 | 180 | 44.6 | 15.08 | 1006 | 33.8776 | 483.219 | 0 | Heating | 64.4292 | #N/A | #N/A | #N/A | #N/A | 483.219 | #N/A | #N/A | 4.058 | #N/A | 0 | 0 | 0 | 0 | 0 | 0 | 0 | 0 | 0 | 0.2148% | 1 | 50% | 0% | 0% | 0% | 8.2745 | 0 | 0 | 0 | 8.2745 | #N/A
2007-01-08 13:00 | 1 | 8 | 13 | 8.5 | 181 | 44.6 | 15.08 | 1006 | 33.8776 | 518.4975 | 0 | Heating | 69.133 | #N/A | #N/A | #N/A | #N/A | 518.4975 | #N/A | #N/A | 4.058 | #N/A | 0 | 0 | 0 | 0 | 0 | 0 | 0 | 0 | 0 | 0.2304% | 1 | 50% | 0% | 0% | 0% | 8.2745 | 0 | 0 | 0 | 8.2745 | #N/A
2007-01-08 14:00 | 1 | 8 | 14 | 8.5417 | 182 | 44.06 | 15.26 | 1006 | 33.6043 | 382.3634 | 0 | Heating | 50.9818 | #N/A | #N/A | #N/A | #N/A | 382.3634 | #N/A | #N/A | 4.0174 | #N/A | 0 | 0 | 0 | 0 | 0 | 0 | 0 | 0 | 0 | 0.1699% | 1 | 50% | 0% | 0% | 0% | 8.2745 | 0 | 0 | 0 | 8.2745 | #N/A
2007-01-08 15:00 | 1 | 8 | 15 | 8.5833 | 183 | 46.04 | 15.44 | 1007 | 34.7879 | 324.1898 | 0 | Heating | 43.2253 | #N/A | #N/A | #N/A | #N/A | 324.1898 | #N/A | #N/A | 4.1705 | #N/A | 0 | 0 | 0 | 0 | 0 | 0 | 0 | 0 | 0 | 0.1441% | 1 | 50% | 0% | 0% | 0% | 8.2745 | 0 | 0 | 0 | 8.2745 | #N/A
2007-01-08 16:00 | 1 | 8 | 16 | 8.625 | 184 | 44.06 | 15.08 | 1007 | 33.5711 | 292.0687 | 0 | Heating | 38.9425 | #N/A | #N/A | #N/A | #N/A | 292.0687 | #N/A | #N/A | 4.0174 | #N/A | 0 | 0 | 0 | 0 | 0 | 0 | 0 | 0 | 0 | 0.1298% | 1 | 50% | 0% | 0% | 0% | 8.2745 | 0 | 0 | 0 | 8.2745 | #N/A
2007-01-08 17:00 | 1 | 8 | 17 | 8.6667 | 185 | 44.06 | 16.34 | 1007 | 33.8523 | 268.7777 | 0 | Heating | 35.837 | #N/A | #N/A | #N/A | #N/A | 268.7777 | #N/A | #N/A | 4.0174 | #N/A | 0 | 0 | 0 | 0 | 0 | 0 | 0 | 0 | 0 | 0.1195% | 1 | 50% | 0% | 0% | 0% | 8.2745 | 0 | 0 | 0 | 8.2745 | #N/A
2007-01-08 18:00 | 1 | 8 | 18 | 8.7083 | 186 | 39.92 | 17.78 | 1008 | 31.7864 | 331.4897 | 0 | Heating | 44.1986 | #N/A | #N/A | #N/A | #N/A | 331.4897 | #N/A | #N/A | 3.7339 | #N/A | 0 | 0 | 0 | 0 | 0 | 0 | 0 | 0 | 0 | 0.1473% | 1 | 50% | 0% | 0% | 0% | 8.2745 | 0 | 0 | 0 | 8.2745 | #N/A
2007-01-08 19:00 | 1 | 8 | 19 | 8.75 | 187 | 39.02 | 19.04 | 1009 | 31.5908 | 429.0484 | 0 | Heating | 57.2065 | #N/A | #N/A | #N/A | #N/A | 429.0484 | #N/A | #N/A | 3.6785 | #N/A | 0 | 0 | 0 | 0 | 0 | 0 | 0 | 0 | 0 | 0.1907% | 1 | 50% | 0% | 0% | 0% | 8.2745 | 0 | 0 | 0 | 8.2745 | #N/A
2007-01-08 20:00 | 1 | 8 | 20 | 8.7917 | 188 | 39.02 | 17.78 | 1009 | 31.2796 | 467.2265 | 0 | Heating | 62.2969 | #N/A | #N/A | #N/A | #N/A | 467.2265 | #N/A | #N/A | 3.6785 | #N/A | 0 | 0 | 0 | 0 | 0 | 0 | 0 | 0 | 0 | 0.2077% | 1 | 50% | 0% | 0% | 0% | 8.2745 | 0 | 0 | 0 | 8.2745 | #N/A
2007-01-08 21:00 | 1 | 8 | 21 | 8.8333 | 189 | 37.04 | 16.34 | 1009 | 29.7941 | 546.345 | 0 | Heating | 72.846 | #N/A | #N/A | #N/A | #N/A | 546.345 | #N/A | #N/A | 3.5637 | #N/A | 0 | 0 | 0 | 0 | 0 | 0 | 0 | 0 | 0 | 0.2428% | 1 | 50% | 0% | 0% | 0% | 8.2745 | 0 | 0 | 0 | 8.2745 | #N/A
2007-01-08 22:00 | 1 | 8 | 22 | 8.875 | 190 | 37.04 | 15.08 | 1009 | 29.5092 | 613.524 | 0 | Heating | 81.8032 | #N/A | #N/A | #N/A | #N/A | 613.524 | #N/A | #N/A | 3.5637 | #N/A | 0 | 0 | 0 | 0 | 0 | 0 | 0 | 0 | 0 | 0.2727% | 1 | 50% | 0% | 0% | 0% | 8.2745 | 0 | 0 | 0 | 8.2745 | #N/A
2007-01-08 23:00 | 1 | 8 | 23 | 8.9167 | 191 | 37.04 | 15.26 | 1009 | 29.549 | 64.6651 | 0 | Heating | 8.622 | #N/A | #N/A | #N/A | #N/A | 64.6651 | #N/A | #N/A | 3.5637 | #N/A | 0 | 0 | 0 | 0 | 0 | 0 | 0 | 0 | 0 | 0.02874% | 1 | 50% | 0% | 0% | 0% | 8.2745 | 0 | 0 | 0 | 8.2745 | #N/A
2007-01-09 | 1 | 9 | 0 | 8.9583 | 192 | 35.96 | 15.44 | 1009 | 28.9506 | 241.4351 | 0 | Heating | 32.1913 | #N/A | #N/A | #N/A | #N/A | 241.4351 | #N/A | #N/A | 3.5052 | #N/A | 0 | 0 | 0 | 0 | 0 | 0 | 0 | 0 | 0 | 0.1073% | 1 | 50% | 0% | 0% | 0% | 8.2745 | 0 | 0 | 0 | 8.2745 | #N/A
2007-01-09 01:00 | 1 | 9 | 1 | 9 | 193 | 35.06 | 15.98 | 1009 | 28.5377 | 331.2892 | 0 | Heating | 44.1719 | #N/A | #N/A | #N/A | #N/A | 331.2892 | #N/A | #N/A | 3.4585 | #N/A | 0 | 0 | 0 | 0 | 0 | 0 | 0 | 0 | 0 | 0.1472% | 1 | 50% | 0% | 0% | 0% | 8.2745 | 0 | 0 | 0 | 8.2745 | #N/A
2007-01-09 02:00 | 1 | 9 | 2 | 9.0417 | 194 | 35.06 | 15.8 | 1009 | 28.4958 | 372.7024 | 0 | Heating | 49.6937 | #N/A | #N/A | #N/A | #N/A | 372.7024 | #N/A | #N/A | 3.4585 | #N/A | 0 | 0 | 0 | 0 | 0 | 0 | 0 | 0 | 0 | 0.1656% | 1 | 50% | 0% | 0% | 0% | 8.2745 | 0 | 0 | 0 | 8.2745 | #N/A
2007-01-09 03:00 | 1 | 9 | 3 | 9.0833 | 195 | 33.08 | 15.62 | 1010 | 27.259 | 395.6288 | 0 | Heating | 52.7505 | #N/A | #N/A | #N/A | #N/A | 395.6288 | #N/A | #N/A | 3.3624 | #N/A | 0 | 0 | 0 | 0 | 0 | 0 | 0 | 0 | 0 | 0.1758% | 1 | 50% | 0% | 0% | 0% | 8.2745 | 0 | 0 | 0 | 8.2745 | #N/A
2007-01-09 04:00 | 1 | 9 | 4 | 9.125 | 196 | 32 | 15.98 | 1010 | 26.6807 | 414.9398 | 0 | Heating | 55.3253 | #N/A | #N/A | #N/A | #N/A | 414.9398 | #N/A | #N/A | 3.3135 | #N/A | 0 | 0 | 0 | 0 | 0 | 0 | 0 | 0 | 0 | 0.1844% | 1 | 50% | 0% | 0% | 0% | 8.2745 | 0 | 0 | 0 | 8.2745 | #N/A
2007-01-09 05:00 | 1 | 9 | 5 | 9.1667 | 197 | 32 | 14.36 | 1010 | 26.3037 | 444.7552 | 0 | Heating | 59.3007 | #N/A | #N/A | #N/A | #N/A | 444.7552 | #N/A | #N/A | 3.3135 | #N/A | 0 | 0 | 0 | 0 | 0 | 0 | 0 | 0 | 0 | 0.1977% | 1 | 50% | 0% | 0% | 0% | 8.2745 | 0 | 0 | 0 | 8.2745 | #N/A
2007-01-09 06:00 | 1 | 9 | 6 | 9.2083 | 198 | 30.92 | 13.1 | 1011 | 25.3532 | 451.8051 | 0 | Heating | 60.2407 | #N/A | #N/A | #N/A | #N/A | 451.8051 | #N/A | #N/A | 3.2671 | #N/A | 0 | 0 | 0 | 0 | 0 | 0 | 0 | 0 | 0 | 0.2008% | 1 | 50% | 0% | 0% | 0% | 8.2745 | 0 | 0 | 0 | 8.2745 | #N/A
2007-01-09 07:00 | 1 | 9 | 7 | 9.25 | 199 | 30.92 | 12.02 | 1011 | 25.1254 | 1191.4972 | 0 | Heating | 158.8663 | #N/A | #N/A | #N/A | #N/A | 1191.4972 | #N/A | #N/A | 3.2671 | #N/A | 0 | 0 | 0 | 0 | 0 | 0 | 0 | 0 | 0 | 0.5296% | 1 | 50% | 0% | 0% | 0% | 8.2745 | 0 | 0 | 0 | 8.2745 | #N/A
2007-01-09 08:00 | 1 | 9 | 8 | 9.2917 | 200 | 30.92 | 10.58 | 1011 | 24.8373 | 874.0195 | 0 | Heating | 116.5359 | #N/A | #N/A | #N/A | #N/A | 874.0195 | #N/A | #N/A | 3.2671 | #N/A | 0 | 0 | 0 | 0 | 0 | 0 | 0 | 0 | 0 | 0.3885% | 1 | 50% | 0% | 0% | 0% | 8.2745 | 0 | 0 | 0 | 8.2745 | #N/A
2007-01-09 09:00 | 1 | 9 | 9 | 9.3333 | 201 | 35.06 | 10.04 | 1012 | 27.3232 | 549.2984 | 0 | Heating | 73.2398 | #N/A | #N/A | #N/A | #N/A | 549.2984 | #N/A | #N/A | 3.4585 | #N/A | 0 | 0 | 0 | 0 | 0 | 0 | 0 | 0 | 0 | 0.2441% | 1 | 50% | 0% | 0% | 0% | 8.2745 | 0 | 0 | 0 | 8.2745 | #N/A
2007-01-09 10:00 | 1 | 9 | 10 | 9.375 | 202 | 35.96 | 10.04 | 1012 | 27.8713 | 522.6881 | 0 | Heating | 69.6918 | #N/A | #N/A | #N/A | #N/A | 522.6881 | #N/A | #N/A | 3.5052 | #N/A | 0 | 0 | 0 | 0 | 0 | 0 | 0 | 0 | 0 | 0.2323% | 1 | 50% | 0% | 0% | 0% | 8.2745 | 0 | 0 | 0 | 8.2745 | #N/A
2007-01-09 11:00 | 1 | 9 | 11 | 9.4167 | 203 | 35.96 | 13.1 | 1012 | 28.4596 | 547.111 | 0 | Heating | 72.9481 | #N/A | #N/A | #N/A | #N/A | 547.111 | #N/A | #N/A | 3.5052 | #N/A | 0 | 0 | 0 | 0 | 0 | 0 | 0 | 0 | 0 | 0.2432% | 1 | 50% | 0% | 0% | 0% | 8.2745 | 0 | 0 | 0 | 8.2745 | #N/A
2007-01-09 12:00 | 1 | 9 | 12 | 9.4583 | 204 | 39.02 | 15.98 | 1011 | 30.8708 | 505.48 | 0 | Heating | 67.3973 | #N/A | #N/A | #N/A | #N/A | 505.48 | #N/A | #N/A | 3.6785 | #N/A | 0 | 0 | 0 | 0 | 0 | 0 | 0 | 0 | 0 | 0.2247% | 1 | 50% | 0% | 0% | 0% | 8.2745 | 0 | 0 | 0 | 8.2745 | #N/A
2007-01-09 13:00 | 1 | 9 | 13 | 9.5 | 205 | 39.02 | 19.04 | 1011 | 31.5992 | 551.4839 | 0 | Heating | 73.5312 | #N/A | #N/A | #N/A | #N/A | 551.4839 | #N/A | #N/A | 3.6785 | #N/A | 0 | 0 | 0 | 0 | 0 | 0 | 0 | 0 | 0 | 0.2451% | 1 | 50% | 0% | 0% | 0% | 8.2745 | 0 | 0 | 0 | 8.2745 | #N/A
2007-01-09 14:00 | 1 | 9 | 14 | 9.5417 | 206 | 39.02 | 18.68 | 1010 | 31.5045 | 413.9333 | 0 | Heating | 55.1911 | #N/A | #N/A | #N/A | #N/A | 413.9333 | #N/A | #N/A | 3.6785 | #N/A | 0 | 0 | 0 | 0 | 0 | 0 | 0 | 0 | 0 | 0.184% | 1 | 50% | 0% | 0% | 0% | 8.2745 | 0 | 0 | 0 | 8.2745 | #N/A
2007-01-09 15:00 | 1 | 9 | 15 | 9.5833 | 207 | 39.02 | 17.96 | 1010 | 31.3275 | 368.4353 | 0 | Heating | 49.1247 | #N/A | #N/A | #N/A | #N/A | 368.4353 | #N/A | #N/A | 3.6785 | #N/A | 0 | 0 | 0 | 0 | 0 | 0 | 0 | 0 | 0 | 0.1637% | 1 | 50% | 0% | 0% | 0% | 8.2745 | 0 | 0 | 0 | 8.2745 | #N/A
2007-01-09 16:00 | 1 | 9 | 16 | 9.625 | 208 | 37.94 | 17.06 | 1010 | 30.4912 | 367.9028 | 0 | Heating | 49.0537 | #N/A | #N/A | #N/A | #N/A | 367.9028 | #N/A | #N/A | 3.6146 | #N/A | 0 | 0 | 0 | 0 | 0 | 0 | 0 | 0 | 0 | 0.1635% | 1 | 50% | 0% | 0% | 0% | 8.2745 | 0 | 0 | 0 | 8.2745 | #N/A
2007-01-09 17:00 | 1 | 9 | 17 | 9.6667 | 209 | 37.94 | 16.7 | 1011 | 30.4111 | 336.3427 | 0 | Heating | 44.8457 | #N/A | #N/A | #N/A | #N/A | 336.3427 | #N/A | #N/A | 3.6146 | #N/A | 0 | 0 | 0 | 0 | 0 | 0 | 0 | 0 | 0 | 0.1495% | 1 | 50% | 0% | 0% | 0% | 8.2745 | 0 | 0 | 0 | 8.2745 | #N/A
2007-01-09 18:00 | 1 | 9 | 18 | 9.7083 | 210 | 33.98 | 16.34 | 1012 | 27.984 | 386.9062 | 0 | Heating | 51.5875 | #N/A | #N/A | #N/A | #N/A | 386.9062 | #N/A | #N/A | 3.405 | #N/A | 0 | 0 | 0 | 0 | 0 | 0 | 0 | 0 | 0 | 0.172% | 1 | 50% | 0% | 0% | 0% | 8.2745 | 0 | 0 | 0 | 8.2745 | #N/A
2007-01-09 19:00 | 1 | 9 | 19 | 9.75 | 211 | 33.98 | 15.98 | 1012 | 27.8986 | 489.2666 | 0 | Heating | 65.2355 | #N/A | #N/A | #N/A | #N/A | 489.2666 | #N/A | #N/A | 3.405 | #N/A | 0 | 0 | 0 | 0 | 0 | 0 | 0 | 0 | 0 | 0.2175% | 1 | 50% | 0% | 0% | 0% | 8.2745 | 0 | 0 | 0 | 8.2745 | #N/A
2007-01-09 20:00 | 1 | 9 | 20 | 9.7917 | 212 | 33.98 | 15.26 | 1013 | 27.7354 | 537.3254 | 0 | Heating | 71.6434 | #N/A | #N/A | #N/A | #N/A | 537.3254 | #N/A | #N/A | 3.405 | #N/A | 0 | 0 | 0 | 0 | 0 | 0 | 0 | 0 | 0 | 0.2388% | 1 | 50% | 0% | 0% | 0% | 8.2745 | 0 | 0 | 0 | 8.2745 | #N/A
2007-01-09 21:00 | 1 | 9 | 21 | 9.8333 | 213 | 30.02 | 14.54 | 1014 | 25.1152 | 626.9252 | 0 | Heating | 83.59 | #N/A | #N/A | #N/A | #N/A | 626.9252 | #N/A | #N/A | 3.2302 | #N/A | 0 | 0 | 0 | 0 | 0 | 0 | 0 | 0 | 0 | 0.2786% | 1 | 50% | 0% | 0% | 0% | 8.2745 | 0 | 0 | 0 | 8.2745 | #N/A
2007-01-09 22:00 | 1 | 9 | 22 | 9.875 | 214 | 30.92 | 14 | 1015 | 25.5645 | 699.9605 | 0 | Heating | 93.3281 | #N/A | #N/A | #N/A | #N/A | 699.9605 | #N/A | #N/A | 3.2671 | #N/A | 0 | 0 | 0 | 0 | 0 | 0 | 0 | 0 | 0 | 0.3111% | 1 | 50% | 0% | 0% | 0% | 8.2745 | 0 | 0 | 0 | 8.2745 | #N/A
2007-01-09 23:00 | 1 | 9 | 23 | 9.9167 | 215 | 30.92 | 13.82 | 1015 | 25.5245 | 163.2359 | 0 | Heating | 21.7648 | #N/A | #N/A | #N/A | #N/A | 163.2359 | #N/A | #N/A | 3.2671 | #N/A | 0 | 0 | 0 | 0 | 0 | 0 | 0 | 0 | 0 | 0.07255% | 1 | 50% | 0% | 0% | 0% | 8.2745 | 0 | 0 | 0 | 8.2745 | #N/A
2007-01-10 | 1 | 10 | 0 | 9.9583 | 216 | 30.2 | 13.82 | 1016 | 25.0723 | 339.1822 | 0 | Heating | 45.2243 | #N/A | #N/A | #N/A | #N/A | 339.1822 | #N/A | #N/A | 3.2375 | #N/A | 0 | 0 | 0 | 0 | 0 | 0 | 0 | 0 | 0 | 0.1507% | 1 | 50% | 0% | 0% | 0% | 8.2745 | 0 | 0 | 0 | 8.2745 | #N/A
2007-01-10 01:00 | 1 | 10 | 1 | 10 | 217 | 30.2 | 14 | 1017 | 25.1158 | 404.8641 | 0 | Heating | 53.9819 | #N/A | #N/A | #N/A | #N/A | 404.8641 | #N/A | #N/A | 3.2375 | #N/A | 0 | 0 | 0 | 0 | 0 | 0 | 0 | 0 | 0 | 0.1799% | 1 | 50% | 0% | 0% | 0% | 8.2745 | 0 | 0 | 0 | 8.2745 | #N/A
2007-01-10 02:00 | 1 | 10 | 2 | 10.0417 | 218 | 28.94 | 13.1 | 1017 | 24.1101 | 458.0982 | 0 | Heating | 61.0798 | #N/A | #N/A | #N/A | #N/A | 458.0982 | #N/A | #N/A | 3.188 | #N/A | 0 | 0 | 0 | 0 | 0 | 0 | 0 | 0 | 0 | 0.2036% | 1 | 50% | 0% | 0% | 0% | 8.2745 | 0 | 0 | 0 | 8.2745 | #N/A
2007-01-10 03:00 | 1 | 10 | 3 | 10.0833 | 219 | 28.04 | 12.38 | 1018 | 23.3735 | 508.5917 | 0 | Heating | 67.8122 | #N/A | #N/A | #N/A | #N/A | 508.5917 | #N/A | #N/A | 3.1545 | #N/A | 0 | 0 | 0 | 0 | 0 | 0 | 0 | 0 | 0 | 0.226% | 1 | 50% | 0% | 0% | 0% | 8.2745 | 0 | 0 | 0 | 8.2745 | #N/A
2007-01-10 04:00 | 1 | 10 | 4 | 10.125 | 220 | 28.04 | 12.02 | 1019 | 23.2999 | 557.2692 | 0 | Heating | 74.3026 | #N/A | #N/A | #N/A | #N/A | 557.2692 | #N/A | #N/A | 3.1545 | #N/A | 0 | 0 | 0 | 0 | 0 | 0 | 0 | 0 | 0 | 0.2477% | 1 | 50% | 0% | 0% | 0% | 8.2745 | 0 | 0 | 0 | 8.2745 | #N/A
2007-01-10 05:00 | 1 | 10 | 5 | 10.1667 | 221 | 28.04 | 10.76 | 1020 | 23.0442 | 600.5328 | 0 | Heating | 80.071 | #N/A | #N/A | #N/A | #N/A | 600.5328 | #N/A | #N/A | 3.1545 | #N/A | 0 | 0 | 0 | 0 | 0 | 0 | 0 | 0 | 0 | 0.2669% | 1 | 50% | 0% | 0% | 0% | 8.2745 | 0 | 0 | 0 | 8.2745 | #N/A
2007-01-10 06:00 | 1 | 10 | 6 | 10.2083 | 222 | 28.4 | 9.68 | 1020 | 23.0695 | 606.9653 | 0 | Heating | 80.9287 | #N/A | #N/A | #N/A | #N/A | 606.9653 | #N/A | #N/A | 3.1678 | #N/A | 0 | 0 | 0 | 0 | 0 | 0 | 0 | 0 | 0 | 0.2698% | 1 | 50% | 0% | 0% | 0% | 8.2745 | 0 | 0 | 0 | 8.2745 | #N/A
2007-01-10 07:00 | 1 | 10 | 7 | 10.25 | 223 | 28.04 | 8.96 | 1020 | 22.6978 | 1320.8891 | 0 | Heating | 176.1185 | #N/A | #N/A | #N/A | #N/A | 1320.8891 | #N/A | #N/A | 3.1545 | #N/A | 0 | 0 | 0 | 0 | 0 | 0 | 0 | 0 | 0 | 0.5871% | 1 | 50% | 0% | 0% | 0% | 8.2745 | 0 | 0 | 0 | 8.2745 | #N/A
2007-01-10 08:00 | 1 | 10 | 8 | 10.2917 | 224 | 28.04 | 8.96 | 1021 | 22.7012 | 937.4126 | 0 | Heating | 124.9884 | #N/A | #N/A | #N/A | #N/A | 937.4126 | #N/A | #N/A | 3.1545 | #N/A | 0 | 0 | 0 | 0 | 0 | 0 | 0 | 0 | 0 | 0.4166% | 1 | 50% | 0% | 0% | 0% | 8.2745 | 0 | 0 | 0 | 8.2745 | #N/A
2007-01-10 09:00 | 1 | 10 | 9 | 10.3333 | 225 | 26.06 | 9.5 | 1021 | 21.4863 | 564.9223 | 0 | Heating | 75.323 | #N/A | #N/A | #N/A | #N/A | 564.9223 | #N/A | #N/A | 3.0859 | #N/A | 0 | 0 | 0 | 0 | 0 | 0 | 0 | 0 | 0 | 0.2511% | 1 | 50% | 0% | 0% | 0% | 8.2745 | 0 | 0 | 0 | 8.2745 | #N/A
2007-01-10 10:00 | 1 | 10 | 10 | 10.375 | 226 | 26.96 | 10.94 | 1021 | 22.3718 | 439.6031 | 0 | Heating | 58.6137 | #N/A | #N/A | #N/A | #N/A | 439.6031 | #N/A | #N/A | 3.1163 | #N/A | 0 | 0 | 0 | 0 | 0 | 0 | 0 | 0 | 0 | 0.1954% | 1 | 50% | 0% | 0% | 0% | 8.2745 | 0 | 0 | 0 | 8.2745 | #N/A
2007-01-10 11:00 | 1 | 10 | 11 | 10.4167 | 227 | 26.96 | 11.48 | 1020 | 22.48 | 404.9633 | 0 | Heating | 53.9951 | #N/A | #N/A | #N/A | #N/A | 404.9633 | #N/A | #N/A | 3.1163 | #N/A | 0 | 0 | 0 | 0 | 0 | 0 | 0 | 0 | 0 | 0.18% | 1 | 50% | 0% | 0% | 0% | 8.2745 | 0 | 0 | 0 | 8.2745 | #N/A
2007-01-10 12:00 | 1 | 10 | 12 | 10.4583 | 228 | 28.04 | 11.66 | 1020 | 23.2276 | 325.2985 | 0 | Heating | 43.3731 | #N/A | #N/A | #N/A | #N/A | 325.2985 | #N/A | #N/A | 3.1545 | #N/A | 0 | 0 | 0 | 0 | 0 | 0 | 0 | 0 | 0 | 0.1446% | 1 | 50% | 0% | 0% | 0% | 8.2745 | 0 | 0 | 0 | 8.2745 | #N/A
2007-01-10 13:00 | 1 | 10 | 13 | 10.5 | 229 | 28.04 | 12.02 | 1019 | 23.2999 | 330.3063 | 0 | Heating | 44.0408 | #N/A | #N/A | #N/A | #N/A | 330.3063 | #N/A | #N/A | 3.1545 | #N/A | 0 | 0 | 0 | 0 | 0 | 0 | 0 | 0 | 0 | 0.1468% | 1 | 50% | 0% | 0% | 0% | 8.2745 | 0 | 0 | 0 | 8.2745 | #N/A
2007-01-10 14:00 | 1 | 10 | 14 | 10.5417 | 230 | 28.04 | 11.3 | 1018 | 23.1471 | 218.383 | 0 | Heating | 29.1177 | #N/A | #N/A | #N/A | #N/A | 218.383 | #N/A | #N/A | 3.1545 | #N/A | 0 | 0 | 0 | 0 | 0 | 0 | 0 | 0 | 0 | 0.09706% | 1 | 50% | 0% | 0% | 0% | 8.2745 | 0 | 0 | 0 | 8.2745 | #N/A
2007-01-10 15:00 | 1 | 10 | 15 | 10.5833 | 231 | 28.04 | 10.22 | 1018 | 22.9308 | 191.3274 | 0 | Heating | 25.5103 | #N/A | #N/A | #N/A | #N/A | 191.3274 | #N/A | #N/A | 3.1545 | #N/A | 0 | 0 | 0 | 0 | 0 | 0 | 0 | 0 | 0 | 0.08503% | 1 | 50% | 0% | 0% | 0% | 8.2745 | 0 | 0 | 0 | 8.2745 | #N/A
2007-01-10 16:00 | 1 | 10 | 16 | 10.625 | 232 | 26.06 | 8.96 | 1017 | 21.3708 | 188.5561 | 0 | Heating | 25.1408 | #N/A | #N/A | #N/A | #N/A | 188.5561 | #N/A | #N/A | 3.0859 | #N/A | 0 | 0 | 0 | 0 | 0 | 0 | 0 | 0 | 0 | 0.0838% | 1 | 50% | 0% | 0% | 0% | 8.2745 | 0 | 0 | 0 | 8.2745 | #N/A
2007-01-10 17:00 | 1 | 10 | 17 | 10.6667 | 233 | 26.06 | 10.04 | 1017 | 21.5799 | 164.0007 | 0 | Heating | 21.8668 | #N/A | #N/A | #N/A | #N/A | 164.0007 | #N/A | #N/A | 3.0859 | #N/A | 0 | 0 | 0 | 0 | 0 | 0 | 0 | 0 | 0 | 0.07289% | 1 | 50% | 0% | 0% | 0% | 8.2745 | 0 | 0 | 0 | 8.2745 | #N/A
2007-01-10 18:00 | 1 | 10 | 18 | 10.7083 | 234 | 24.08 | 10.94 | 1016 | 20.4253 | 204.6764 | 0 | Heating | 27.2902 | #N/A | #N/A | #N/A | #N/A | 204.6764 | #N/A | #N/A | 3.0238 | #N/A | 0 | 0 | 0 | 0 | 0 | 0 | 0 | 0 | 0 | 0.09097% | 1 | 50% | 0% | 0% | 0% | 8.2745 | 0 | 0 | 0 | 8.2745 | #N/A
2007-01-10 19:00 | 1 | 10 | 19 | 10.75 | 235 | 23 | 12.02 | 1015 | 19.9197 | 294.3412 | 0 | Heating | 39.2455 | #N/A | #N/A | #N/A | #N/A | 294.3412 | #N/A | #N/A | 2.9925 | #N/A | 0 | 0 | 0 | 0 | 0 | 0 | 0 | 0 | 0 | 0.1308% | 1 | 50% | 0% | 0% | 0% | 8.2745 | 0 | 0 | 0 | 8.2745 | #N/A
2007-01-10 20:00 | 1 | 10 | 20 | 10.7917 | 236 | 23 | 12.74 | 1014 | 20.0803 | 326.7958 | 0 | Heating | 43.5728 | #N/A | #N/A | #N/A | #N/A | 326.7958 | #N/A | #N/A | 2.9925 | #N/A | 0 | 0 | 0 | 0 | 0 | 0 | 0 | 0 | 0 | 0.1452% | 1 | 50% | 0% | 0% | 0% | 8.2745 | 0 | 0 | 0 | 8.2745 | #N/A
2007-01-10 21:00 | 1 | 10 | 21 | 10.8333 | 237 | 21.02 | 13.28 | 1014 | 18.8438 | 397.2863 | 0 | Heating | 52.9715 | #N/A | #N/A | #N/A | #N/A | 397.2863 | #N/A | #N/A | 2.9394 | #N/A | 0 | 0 | 0 | 0 | 0 | 0 | 0 | 0 | 0 | 0.1766% | 1 | 50% | 0% | 0% | 0% | 8.2745 | 0 | 0 | 0 | 8.2745 | #N/A
2007-01-10 22:00 | 1 | 10 | 22 | 10.875 | 238 | 21.02 | 14 | 1013 | 19.0172 | 429.1274 | 0 | Heating | 57.217 | #N/A | #N/A | #N/A | #N/A | 429.1274 | #N/A | #N/A | 2.9394 | #N/A | 0 | 0 | 0 | 0 | 0 | 0 | 0 | 0 | 0 | 0.1907% | 1 | 50% | 0% | 0% | 0% | 8.2745 | 0 | 0 | 0 | 8.2745 | #N/A
2007-01-10 23:00 | 1 | 10 | 23 | 10.9167 | 239 | 21.02 | 14.54 | 1012 | 19.1505 | 10.9888 | 0 | Heating | 1.4652 | #N/A | #N/A | #N/A | #N/A | 10.9888 | #N/A | #N/A | 2.9394 | #N/A | 0 | 0 | 0 | 0 | 0 | 0 | 0 | 0 | 0 | 0.004884% | 1 | 50% | 0% | 0% | 0% | 8.2745 | 0 | 0 | 0 | 8.2745 | #N/A
2007-01-11 | 1 | 11 | 0 | 10.9583 | 240 | 19.04 | 15.08 | 1011 | 17.9098 | 33.7226 | 0 | Heating | 4.4963 | #N/A | #N/A | #N/A | #N/A | 33.7226 | #N/A | #N/A | 2.8915 | #N/A | 0 | 0 | 0 | 0 | 0 | 0 | 0 | 0 | 0 | 0.01499% | 1 | 50% | 0% | 0% | 0% | 8.2745 | 0 | 0 | 0 | 8.2745 | #N/A
2007-01-11 01:00 | 1 | 11 | 1 | 11 | 241 | 19.04 | 15.98 | 1010 | 18.1503 | 71.2362 | 0 | Heating | 9.4982 | #N/A | #N/A | #N/A | #N/A | 71.2362 | #N/A | #N/A | 2.8915 | #N/A | 0 | 0 | 0 | 0 | 0 | 0 | 0 | 0 | 0 | 0.03166% | 1 | 50% | 0% | 0% | 0% | 8.2745 | 0 | 0 | 0 | 8.2745 | #N/A
2007-01-11 02:00 | 1 | 11 | 2 | 11.0417 | 242 | 19.04 | 19.04 | 1009 | 19.04 | 86.6532 | 0 | Heating | 11.5538 | #N/A | #N/A | #N/A | #N/A | 86.6532 | #N/A | #N/A | 2.8915 | #N/A | 0 | 0 | 0 | 0 | 0 | 0 | 0 | 0 | 0 | 0.03851% | 1 | 50% | 0% | 0% | 0% | 8.2745 | 0 | 0 | 0 | 8.2745 | #N/A
2007-01-11 03:00 | 1 | 11 | 3 | 11.0833 | 243 | 17.06 | 22.46 | 1008 | 17.06 | 92.3747 | 0 | Heating | 12.3166 | #N/A | #N/A | #N/A | #N/A | 92.3747 | #N/A | #N/A | 2.8481 | #N/A | 0 | 0 | 0 | 0 | 0 | 0 | 0 | 0 | 0 | 0.04106% | 1 | 50% | 0% | 0% | 0% | 8.2745 | 0 | 0 | 0 | 8.2745 | #N/A
2007-01-11 04:00 | 1 | 11 | 4 | 11.125 | 244 | 14 | 26.06 | 1007 | 14 | 92.7164 | 0 | Heating | 12.3622 | #N/A | #N/A | #N/A | #N/A | 92.7164 | #N/A | #N/A | 2.7888 | #N/A | 0 | 0 | 0 | 0 | 0 | 0 | 0 | 0 | 0 | 0.04121% | 1 | 50% | 0% | 0% | 0% | 8.2745 | 0 | 0 | 0 | 8.2745 | #N/A
2007-01-11 05:00 | 1 | 11 | 5 | 11.1667 | 245 | 14 | 28.22 | 1005 | 14 | 72.8622 | 0 | Heating | 9.715 | #N/A | #N/A | #N/A | #N/A | 72.8622 | #N/A | #N/A | 2.7888 | #N/A | 0 | 0 | 0 | 0 | 0 | 0 | 0 | 0 | 0 | 0.03238% | 1 | 50% | 0% | 0% | 0% | 8.2745 | 0 | 0 | 0 | 8.2745 | #N/A
2007-01-11 06:00 | 1 | 11 | 6 | 11.2083 | 246 | 14 | 30.56 | 1004 | 14 | 30.5053 | 0 | Heating | 4.0674 | #N/A | #N/A | #N/A | #N/A | 30.5053 | #N/A | #N/A | 2.7888 | #N/A | 0 | 0 | 0 | 0 | 0 | 0 | 0 | 0 | 0 | 0.01356% | 1 | 50% | 0% | 0% | 0% | 8.2745 | 0 | 0 | 0 | 8.2745 | #N/A
2007-01-11 07:00 | 1 | 11 | 7 | 11.25 | 247 | 17.96 | 33.08 | 1002 | 17.96 | 730.8743 | 0 | Heating | 97.4499 | #N/A | #N/A | #N/A | #N/A | 730.8743 | #N/A | #N/A | 2.8673 | #N/A | 0 | 0 | 0 | 0 | 0 | 0 | 0 | 0 | 0 | 0.3248% | 1 | 50% | 0% | 0% | 0% | 8.2745 | 0 | 0 | 0 | 8.2745 | #N/A
2007-01-11 08:00 | 1 | 11 | 8 | 11.2917 | 248 | 19.04 | 33.98 | 1001 | 19.04 | 413.121 | 0 | Heating | 55.0828 | #N/A | #N/A | #N/A | #N/A | 413.121 | #N/A | #N/A | 2.8915 | #N/A | 0 | 0 | 0 | 0 | 0 | 0 | 0 | 0 | 0 | 0.1836% | 1 | 50% | 0% | 0% | 0% | 8.2745 | 0 | 0 | 0 | 8.2745 | #N/A
2007-01-11 09:00 | 1 | 11 | 9 | 11.3333 | 249 | 21.92 | 35.6 | 1001 | 21.92 | 115.0086 | 0 | Heating | 15.3345 | #N/A | #N/A | #N/A | #N/A | 115.0086 | #N/A | #N/A | 2.9629 | #N/A | 0 | 0 | 0 | 0 | 0 | 0 | 0 | 0 | 0 | 0.05111% | 1 | 50% | 0% | 0% | 0% | 8.2745 | 0 | 0 | 0 | 8.2745 | #N/A
2007-01-11 10:00 | 1 | 11 | 10 | 11.375 | 250 | 21.92 | 37.94 | 1000 | 21.92 | 78.9474 | 0 | Heating | 10.5263 | #N/A | #N/A | #N/A | #N/A | 78.9474 | #N/A | #N/A | 2.9629 | #N/A | 0 | 0 | 0 | 0 | 0 | 0 | 0 | 0 | 0 | 0.03509% | 1 | 50% | 0% | 0% | 0% | 8.2745 | 0 | 0 | 0 | 8.2745 | #N/A
2007-01-11 11:00 | 1 | 11 | 11 | 11.4167 | 251 | 21.92 | 40.1 | 998 | 21.92 | 64.7322 | 0 | Heating | 8.631 | #N/A | #N/A | #N/A | #N/A | 64.7322 | #N/A | #N/A | 2.9629 | #N/A | 0 | 0 | 0 | 0 | 0 | 0 | 0 | 0 | 0 | 0.02877% | 1 | 50% | 0% | 0% | 0% | 8.2745 | 0 | 0 | 0 | 8.2745 | #N/A
2007-01-11 12:00 | 1 | 11 | 12 | 11.4583 | 252 | 28.04 | 42.08 | 996 | 28.04 | 26.3597 | 0 | Heating | 3.5146 | #N/A | #N/A | #N/A | #N/A | 26.3597 | #N/A | #N/A | 3.1545 | #N/A | 0 | 0 | 0 | 0 | 0 | 0 | 0 | 0 | 0 | 0.01172% | 1 | 50% | 0% | 0% | 0% | 8.2745 | 0 | 0 | 0 | 8.2745 | #N/A
2007-01-11 13:00 | 1 | 11 | 13 | 11.5 | 253 | 28.94 | 44.06 | 994 | 28.94 | 25.8231 | 0 | Heating | 3.4431 | #N/A | #N/A | #N/A | #N/A | 25.8231 | #N/A | #N/A | 3.188 | #N/A | 0 | 0 | 0 | 0 | 0 | 0 | 0 | 0 | 0 | 0.01148% | 1 | 50% | 0% | 0% | 0% | 8.2745 | 0 | 0 | 0 | 8.2745 | #N/A
2007-01-11 14:00 | 1 | 11 | 14 | 11.5417 | 254 | 28.94 | 45.32 | 992 | 28.94 | 14.4488 | 0 | Heating | 1.9265 | #N/A | #N/A | #N/A | #N/A | 14.4488 | #N/A | #N/A | 3.188 | #N/A | 0 | 0 | 0 | 0 | 0 | 0 | 0 | 0 | 0 | 0.006422% | 1 | 50% | 0% | 0% | 0% | 8.2745 | 0 | 0 | 0 | 8.2745 | #N/A
2007-01-11 15:00 | 1 | 11 | 15 | 11.5833 | 255 | 32 | 46.22 | 990 | 32 | 10.3777 | 0 | Heating | 1.3837 | #N/A | #N/A | #N/A | #N/A | 10.3777 | #N/A | #N/A | 3.3135 | #N/A | 0 | 0 | 0 | 0 | 0 | 0 | 0 | 0 | 0 | 0.004612% | 1 | 50% | 0% | 0% | 0% | 8.2745 | 0 | 0 | 0 | 8.2745 | #N/A
2007-01-11 16:00 | 1 | 11 | 16 | 11.625 | 256 | 33.08 | 46.94 | 988 | 33.08 | 6.9442 | 0 | Heating | 0.92589 | #N/A | #N/A | #N/A | #N/A | 6.9442 | #N/A | #N/A | 3.3624 | #N/A | 0 | 0 | 0 | 0 | 0 | 0 | 0 | 0 | 0 | 0.003086% | 1 | 50% | 0% | 0% | 0% | 8.2745 | 0 | 0 | 0 | 8.2745 | #N/A
2007-01-11 17:00 | 1 | 11 | 17 | 11.6667 | 257 | 33.08 | 47.3 | 987 | 33.08 | 0.58523 | 0 | Heating | 0.078031 | #N/A | #N/A | #N/A | #N/A | 0.58523 | #N/A | #N/A | 3.3624 | #N/A | 0 | 0 | 0 | 0 | 0 | 0 | 0 | 0 | 0 | 0.0002601% | 1 | 50% | 0% | 0% | 0% | 8.2745 | 0 | 0 | 0 | 8.2745 | #N/A
2007-01-11 18:00 | 1 | 11 | 18 | 11.7083 | 258 | 33.08 | 47.66 | 985 | 33.08 | 1.5566 | 0 | Heating | 0.20754 | #N/A | #N/A | #N/A | #N/A | 1.5566 | #N/A | #N/A | 3.3624 | #N/A | 0 | 0 | 0 | 0 | 0 | 0 | 0 | 0 | 0 | 0.0006918% | 1 | 50% | 0% | 0% | 0% | 8.2745 | 0 | 0 | 0 | 8.2745 | #N/A
2007-01-11 19:00 | 1 | 11 | 19 | 11.75 | 259 | 33.98 | 48.02 | 984 | 33.98 | 6.3353 | 0 | Heating | 0.84471 | #N/A | #N/A | #N/A | #N/A | 6.3353 | #N/A | #N/A | 3.405 | #N/A | 0 | 0 | 0 | 0 | 0 | 0 | 0 | 0 | 0 | 0.002816% | 1 | 50% | 0% | 0% | 0% | 8.2745 | 0 | 0 | 0 | 8.2745 | #N/A
2007-01-11 20:00 | 1 | 11 | 20 | 11.7917 | 260 | 33.98 | 42.98 | 985 | 33.98 | 11.1234 | 0 | Heating | 1.4831 | #N/A | #N/A | #N/A | #N/A | 11.1234 | #N/A | #N/A | 3.405 | #N/A | 0 | 0 | 0 | 0 | 0 | 0 | 0 | 0 | 0 | 0.004944% | 1 | 50% | 0% | 0% | 0% | 8.2745 | 0 | 0 | 0 | 8.2745 | #N/A
2007-01-11 21:00 | 1 | 11 | 21 | 11.8333 | 261 | 33.08 | 37.94 | 985 | 33.08 | 47.7447 | 0 | Heating | 6.366 | #N/A | #N/A | #N/A | #N/A | 47.7447 | #N/A | #N/A | 3.3624 | #N/A | 0 | 0 | 0 | 0 | 0 | 0 | 0 | 0 | 0 | 0.02122% | 1 | 50% | 0% | 0% | 0% | 8.2745 | 0 | 0 | 0 | 8.2745 | #N/A
2007-01-11 22:00 | 1 | 11 | 22 | 11.875 | 262 | 33.98 | 33.08 | 986 | 33.98 | 149.6092 | 0 | Heating | 19.9479 | #N/A | #N/A | #N/A | #N/A | 149.6092 | #N/A | #N/A | 3.405 | #N/A | 0 | 0 | 0 | 0 | 0 | 0 | 0 | 0 | 0 | 0.06649% | 1 | 50% | 0% | 0% | 0% | 8.2745 | 0 | 0 | 0 | 8.2745 | #N/A
2007-01-11 23:00 | 1 | 11 | 23 | 11.9167 | 263 | 33.98 | 28.58 | 987 | 33.98 | 0 | 0 | Cooling | 0 | #N/A | #N/A | #N/A | #N/A | 0 | 0 | 0 | 0 | 0 | 0 | #N/A | #N/A | 88 | 48.98 | 0.64288 | 0.39215 | #N/A | 0 | 0% | 1 | 50% | 0% | 0% | 0% | 8.2745 | 0 | 0 | 0 | 8.2745 | #N/A
2007-01-12 | 1 | 12 | 0 | 11.9583 | 264 | 33.08 | 24.08 | 988 | 33.08 | 0.071585 | 0 | Heating | 0.0095446 | #N/A | #N/A | #N/A | #N/A | 0.071585 | #N/A | #N/A | 3.3624 | #N/A | 0 | 0 | 0 | 0 | 0 | 0 | 0 | 0 | 0 | 3.182e-05% | 1 | 50% | 0% | 0% | 0% | 8.2745 | 0 | 0 | 0 | 8.2745 | #N/A
2007-01-12 01:00 | 1 | 12 | 1 | 12 | 265 | 33.08 | 19.94 | 989 | 33.08 | 8.2273 | 0 | Heating | 1.097 | #N/A | #N/A | #N/A | #N/A | 8.2273 | #N/A | #N/A | 3.3624 | #N/A | 0 | 0 | 0 | 0 | 0 | 0 | 0 | 0 | 0 | 0.003657% | 1 | 50% | 0% | 0% | 0% | 8.2745 | 0 | 0 | 0 | 8.2745 | #N/A
2007-01-12 02:00 | 1 | 12 | 2 | 12.0417 | 266 | 33.08 | 21.02 | 991 | 33.08 | 16.2547 | 0 | Heating | 2.1673 | #N/A | #N/A | #N/A | #N/A | 16.2547 | #N/A | #N/A | 3.3624 | #N/A | 0 | 0 | 0 | 0 | 0 | 0 | 0 | 0 | 0 | 0.007224% | 1 | 50% | 0% | 0% | 0% | 8.2745 | 0 | 0 | 0 | 8.2745 | #N/A
2007-01-12 03:00 | 1 | 12 | 3 | 12.0833 | 267 | 33.08 | 22.46 | 992 | 33.08 | 25.2138 | 0 | Heating | 3.3618 | #N/A | #N/A | #N/A | #N/A | 25.2138 | #N/A | #N/A | 3.3624 | #N/A | 0 | 0 | 0 | 0 | 0 | 0 | 0 | 0 | 0 | 0.01121% | 1 | 50% | 0% | 0% | 0% | 8.2745 | 0 | 0 | 0 | 8.2745 | #N/A
2007-01-12 04:00 | 1 | 12 | 4 | 12.125 | 268 | 33.98 | 24.08 | 994 | 33.98 | 91.4576 | 0 | Heating | 12.1943 | #N/A | #N/A | #N/A | #N/A | 91.4576 | #N/A | #N/A | 3.405 | #N/A | 0 | 0 | 0 | 0 | 0 | 0 | 0 | 0 | 0 | 0.04065% | 1 | 50% | 0% | 0% | 0% | 8.2745 | 0 | 0 | 0 | 8.2745 | #N/A
2007-01-12 05:00 | 1 | 12 | 5 | 12.1667 | 269 | 33.98 | 19.22 | 995 | 33.98 | 181.1212 | 0 | Heating | 24.1495 | #N/A | #N/A | #N/A | #N/A | 181.1212 | #N/A | #N/A | 3.405 | #N/A | 0 | 0 | 0 | 0 | 0 | 0 | 0 | 0 | 0 | 0.0805% | 1 | 50% | 0% | 0% | 0% | 8.2745 | 0 | 0 | 0 | 8.2745 | #N/A
2007-01-12 06:00 | 1 | 12 | 6 | 12.2083 | 270 | 33.98 | 14.54 | 997 | 33.98 | 233.3354 | 0 | Heating | 31.1114 | #N/A | #N/A | #N/A | #N/A | 233.3354 | #N/A | #N/A | 3.405 | #N/A | 0 | 0 | 0 | 0 | 0 | 0 | 0 | 0 | 0 | 0.1037% | 1 | 50% | 0% | 0% | 0% | 8.2745 | 0 | 0 | 0 | 8.2745 | #N/A
2007-01-12 07:00 | 1 | 12 | 7 | 12.25 | 271 | 33.98 | 10.04 | 998 | 33.98 | 931.1505 | 0 | Heating | 124.1534 | #N/A | #N/A | #N/A | #N/A | 931.1505 | #N/A | #N/A | 3.405 | #N/A | 0 | 0 | 0 | 0 | 0 | 0 | 0 | 0 | 0 | 0.4138% | 1 | 50% | 0% | 0% | 0% | 8.2745 | 0 | 0 | 0 | 8.2745 | #N/A
2007-01-12 08:00 | 1 | 12 | 8 | 12.2917 | 272 | 33.98 | 8.24 | 1000 | 33.98 | 699.7324 | 0 | Heating | 93.2977 | #N/A | #N/A | #N/A | #N/A | 699.7324 | #N/A | #N/A | 3.405 | #N/A | 0 | 0 | 0 | 0 | 0 | 0 | 0 | 0 | 0 | 0.311% | 1 | 50% | 0% | 0% | 0% | 8.2745 | 0 | 0 | 0 | 8.2745 | #N/A
2007-01-12 09:00 | 1 | 12 | 9 | 12.3333 | 273 | 33.8 | 7.34 | 1002 | 33.8 | 600.8053 | 0 | Heating | 80.1074 | #N/A | #N/A | #N/A | #N/A | 600.8053 | #N/A | #N/A | 3.3963 | #N/A | 0 | 0 | 0 | 0 | 0 | 0 | 0 | 0 | 0 | 0.267% | 1 | 50% | 0% | 0% | 0% | 8.2745 | 0 | 0 | 0 | 8.2745 | #N/A
2007-01-12 10:00 | 1 | 12 | 10 | 12.375 | 274 | 35.96 | 6.98 | 1004 | 35.96 | 638.3665 | 0 | Heating | 85.1155 | #N/A | #N/A | #N/A | #N/A | 638.3665 | #N/A | #N/A | 3.5052 | #N/A | 0 | 0 | 0 | 0 | 0 | 0 | 0 | 0 | 0 | 0.2837% | 1 | 50% | 0% | 0% | 0% | 8.2745 | 0 | 0 | 0 | 8.2745 | #N/A
2007-01-12 11:00 | 1 | 12 | 11 | 12.4167 | 275 | 35.96 | 5.36 | 1005 | 35.96 | 646.5093 | 0 | Heating | 86.2012 | #N/A | #N/A | #N/A | #N/A | 646.5093 | #N/A | #N/A | 3.5052 | #N/A | 0 | 0 | 0 | 0 | 0 | 0 | 0 | 0 | 0 | 0.2873% | 1 | 50% | 0% | 0% | 0% | 8.2745 | 0 | 0 | 0 | 8.2745 | #N/A
2007-01-12 12:00 | 1 | 12 | 12 | 12.4583 | 276 | 37.94 | 3.56 | 1006 | 37.94 | 572.061 | 0 | Heating | 76.2748 | #N/A | #N/A | #N/A | #N/A | 572.061 | #N/A | #N/A | 3.6146 | #N/A | 0 | 0 | 0 | 0 | 0 | 0 | 0 | 0 | 0 | 0.2542% | 1 | 50% | 0% | 0% | 0% | 8.2745 | 0 | 0 | 0 | 8.2745 | #N/A
2007-01-12 13:00 | 1 | 12 | 13 | 12.5 | 277 | 41 | 1.94 | 1007 | 41 | 510.99 | 0 | Heating | 68.132 | #N/A | #N/A | #N/A | #N/A | 510.99 | #N/A | #N/A | 3.8033 | #N/A | 0 | 0 | 0 | 0 | 0 | 0 | 0 | 0 | 0 | 0.2271% | 1 | 50% | 0% | 0% | 0% | 8.2745 | 0 | 0 | 0 | 8.2745 | #N/A
2007-01-12 14:00 | 1 | 12 | 14 | 12.5417 | 278 | 41 | 3.2 | 1008 | 41 | 493.6376 | 0 | Heating | 65.8183 | #N/A | #N/A | #N/A | #N/A | 493.6376 | #N/A | #N/A | 3.8033 | #N/A | 0 | 0 | 0 | 0 | 0 | 0 | 0 | 0 | 0 | 0.2194% | 1 | 50% | 0% | 0% | 0% | 8.2745 | 0 | 0 | 0 | 8.2745 | #N/A
2007-01-12 15:00 | 1 | 12 | 15 | 12.5833 | 279 | 44.06 | 4.28 | 1008 | 44.06 | 552.7488 | 0 | Heating | 73.6998 | #N/A | #N/A | #N/A | #N/A | 552.7488 | #N/A | #N/A | 4.0174 | #N/A | 0 | 0 | 0 | 0 | 0 | 0 | 0 | 0 | 0 | 0.2457% | 1 | 50% | 0% | 0% | 0% | 8.2745 | 0 | 0 | 0 | 8.2745 | #N/A
2007-01-12 16:00 | 1 | 12 | 16 | 12.625 | 280 | 44.06 | 5 | 1009 | 44.06 | 585.3749 | 0 | Heating | 78.05 | #N/A | #N/A | #N/A | #N/A | 585.3749 | #N/A | #N/A | 4.0174 | #N/A | 0 | 0 | 0 | 0 | 0 | 0 | 0 | 0 | 0 | 0.2602% | 1 | 50% | 0% | 0% | 0% | 8.2745 | 0 | 0 | 0 | 8.2745 | #N/A
2007-01-12 17:00 | 1 | 12 | 17 | 12.6667 | 281 | 44.06 | 6.26 | 1010 | 44.06 | 594.3292 | 0 | Heating | 79.2439 | #N/A | #N/A | #N/A | #N/A | 594.3292 | #N/A | #N/A | 4.0174 | #N/A | 0 | 0 | 0 | 0 | 0 | 0 | 0 | 0 | 0 | 0.2641% | 1 | 50% | 0% | 0% | 0% | 8.2745 | 0 | 0 | 0 | 8.2745 | #N/A
2007-01-12 18:00 | 1 | 12 | 18 | 12.7083 | 282 | 42.98 | 7.7 | 1012 | 42.98 | 649.6929 | 0 | Heating | 86.6257 | #N/A | #N/A | #N/A | #N/A | 649.6929 | #N/A | #N/A | 3.9388 | #N/A | 0 | 0 | 0 | 0 | 0 | 0 | 0 | 0 | 0 | 0.2888% | 1 | 50% | 0% | 0% | 0% | 8.2745 | 0 | 0 | 0 | 8.2745 | #N/A
2007-01-12 19:00 | 1 | 12 | 19 | 12.75 | 283 | 44.06 | 8.96 | 1013 | 44.06 | 82.1544 | 0 | Heating | 10.9539 | #N/A | #N/A | #N/A | #N/A | 82.1544 | #N/A | #N/A | 4.0174 | #N/A | 0 | 0 | 0 | 0 | 0 | 0 | 0 | 0 | 0 | 0.03651% | 1 | 50% | 0% | 0% | 0% | 8.2745 | 0 | 0 | 0 | 8.2745 | #N/A
2007-01-12 20:00 | 1 | 12 | 20 | 12.7917 | 284 | 44.06 | 9.68 | 1014 | 44.06 | 198.3162 | 0 | Heating | 26.4422 | #N/A | #N/A | #N/A | #N/A | 198.3162 | #N/A | #N/A | 4.0174 | #N/A | 0 | 0 | 0 | 0 | 0 | 0 | 0 | 0 | 0 | 0.08814% | 1 | 50% | 0% | 0% | 0% | 8.2745 | 0 | 0 | 0 | 8.2745 | #N/A
2007-01-12 21:00 | 1 | 12 | 21 | 12.8333 | 285 | 44.96 | 10.22 | 1015 | 44.96 | 261.7162 | 0 | Heating | 34.8955 | #N/A | #N/A | #N/A | #N/A | 261.7162 | #N/A | #N/A | 4.0856 | #N/A | 0 | 0 | 0 | 0 | 0 | 0 | 0 | 0 | 0 | 0.1163% | 1 | 50% | 0% | 0% | 0% | 8.2745 | 0 | 0 | 0 | 8.2745 | #N/A
2007-01-12 22:00 | 1 | 12 | 22 | 12.875 | 286 | 44.96 | 10.94 | 1016 | 44.96 | 346.5123 | 0 | Heating | 46.2016 | #N/A | #N/A | #N/A | #N/A | 346.5123 | #N/A | #N/A | 4.0856 | #N/A | 0 | 0 | 0 | 0 | 0 | 0 | 0 | 0 | 0 | 0.154% | 1 | 50% | 0% | 0% | 0% | 8.2745 | 0 | 0 | 0 | 8.2745 | #N/A
2007-01-12 23:00 | 1 | 12 | 23 | 12.9167 | 287 | 44.96 | 11.48 | 1016 | 44.96 | 402.6017 | 0 | Heating | 53.6802 | #N/A | #N/A | #N/A | #N/A | 402.6017 | #N/A | #N/A | 4.0856 | #N/A | 0 | 0 | 0 | 0 | 0 | 0 | 0 | 0 | 0 | 0.1789% | 1 | 50% | 0% | 0% | 0% | 8.2745 | 0 | 0 | 0 | 8.2745 | #N/A
2007-01-13 | 1 | 13 | 0 | 12.9583 | 288 | 44.06 | 12.02 | 1016 | 44.06 | 441.1022 | 0 | Heating | 58.8136 | #N/A | #N/A | #N/A | #N/A | 441.1022 | #N/A | #N/A | 4.0174 | #N/A | 0 | 0 | 0 | 0 | 0 | 0 | 0 | 0 | 0 | 0.196% | 1 | 50% | 0% | 0% | 0% | 8.2745 | 0 | 0 | 0 | 8.2745 | #N/A
2007-01-13 01:00 | 1 | 13 | 1 | 13 | 289 | 44.06 | 12.92 | 1017 | 44.06 | 448.7738 | 0 | Heating | 59.8365 | #N/A | #N/A | #N/A | #N/A | 448.7738 | #N/A | #N/A | 4.0174 | #N/A | 0 | 0 | 0 | 0 | 0 | 0 | 0 | 0 | 0 | 0.1995% | 1 | 50% | 0% | 0% | 0% | 8.2745 | 0 | 0 | 0 | 8.2745 | #N/A
2007-01-13 02:00 | 1 | 13 | 2 | 13.0417 | 290 | 44.06 | 12.38 | 1017 | 44.06 | 468.0674 | 0 | Heating | 62.409 | #N/A | #N/A | #N/A | #N/A | 468.0674 | #N/A | #N/A | 4.0174 | #N/A | 0 | 0 | 0 | 0 | 0 | 0 | 0 | 0 | 0 | 0.208% | 1 | 50% | 0% | 0% | 0% | 8.2745 | 0 | 0 | 0 | 8.2745 | #N/A
2007-01-13 03:00 | 1 | 13 | 3 | 13.0834 | 291 | 42.08 | 12.02 | 1017 | 42.08 | 494.7989 | 0 | Heating | 65.9732 | #N/A | #N/A | #N/A | #N/A | 494.7989 | #N/A | #N/A | 3.8759 | #N/A | 0 | 0 | 0 | 0 | 0 | 0 | 0 | 0 | 0 | 0.2199% | 1 | 50% | 0% | 0% | 0% | 8.2745 | 0 | 0 | 0 | 8.2745 | #N/A
2007-01-13 04:00 | 1 | 13 | 4 | 13.125 | 292 | 42.08 | 12.02 | 1018 | 42.08 | 519.2335 | 0 | Heating | 69.2311 | #N/A | #N/A | #N/A | #N/A | 519.2335 | #N/A | #N/A | 3.8759 | #N/A | 0 | 0 | 0 | 0 | 0 | 0 | 0 | 0 | 0 | 0.2308% | 1 | 50% | 0% | 0% | 0% | 8.2745 | 0 | 0 | 0 | 8.2745 | #N/A
2007-01-13 05:00 | 1 | 13 | 5 | 13.1667 | 293 | 42.08 | 12.02 | 1018 | 42.08 | 538.0517 | 0 | Heating | 71.7402 | #N/A | #N/A | #N/A | #N/A | 538.0517 | #N/A | #N/A | 3.8759 | #N/A | 0 | 0 | 0 | 0 | 0 | 0 | 0 | 0 | 0 | 0.2391% | 1 | 50% | 0% | 0% | 0% | 8.2745 | 0 | 0 | 0 | 8.2745 | #N/A
2007-01-13 06:00 | 1 | 13 | 6 | 13.2084 | 294 | 44.06 | 12.38 | 1018 | 44.06 | 528.2005 | 0 | Heating | 70.4267 | #N/A | #N/A | #N/A | #N/A | 528.2005 | #N/A | #N/A | 4.0174 | #N/A | 0 | 0 | 0 | 0 | 0 | 0 | 0 | 0 | 0 | 0.2348% | 1 | 50% | 0% | 0% | 0% | 8.2745 | 0 | 0 | 0 | 8.2745 | #N/A
2007-01-13 07:00 | 1 | 13 | 7 | 13.25 | 295 | 44.06 | 12.92 | 1018 | 44.06 | 490.1677 | 0 | Heating | 65.3557 | #N/A | #N/A | #N/A | #N/A | 490.1677 | #N/A | #N/A | 4.0174 | #N/A | 0 | 0 | 0 | 0 | 0 | 0 | 0 | 0 | 0 | 0.2179% | 1 | 50% | 0% | 0% | 0% | 8.2745 | 0 | 0 | 0 | 8.2745 | #N/A
2007-01-13 08:00 | 1 | 13 | 8 | 13.2917 | 296 | 44.06 | 12.56 | 1018 | 44.06 | 446.3418 | 0 | Heating | 59.5122 | #N/A | #N/A | #N/A | #N/A | 446.3418 | #N/A | #N/A | 4.0174 | #N/A | 0 | 0 | 0 | 0 | 0 | 0 | 0 | 0 | 0 | 0.1984% | 1 | 50% | 0% | 0% | 0% | 8.2745 | 0 | 0 | 0 | 8.2745 | #N/A
2007-01-13 09:00 | 1 | 13 | 9 | 13.3334 | 297 | 42.8 | 12.92 | 1018 | 42.8 | 379.2578 | 0 | Heating | 50.5677 | #N/A | #N/A | #N/A | #N/A | 379.2578 | #N/A | #N/A | 3.9261 | #N/A | 0 | 0 | 0 | 0 | 0 | 0 | 0 | 0 | 0 | 0.1686% | 1 | 50% | 0% | 0% | 0% | 8.2745 | 0 | 0 | 0 | 8.2745 | #N/A
2007-01-13 10:00 | 1 | 13 | 10 | 13.375 | 298 | 42.98 | 14 | 1017 | 42.98 | 353.2816 | 0 | Heating | 47.1042 | #N/A | #N/A | #N/A | #N/A | 353.2816 | #N/A | #N/A | 3.9388 | #N/A | 0 | 0 | 0 | 0 | 0 | 0 | 0 | 0 | 0 | 0.157% | 1 | 50% | 0% | 0% | 0% | 8.2745 | 0 | 0 | 0 | 8.2745 | #N/A
2007-01-13 11:00 | 1 | 13 | 11 | 13.4167 | 299 | 42.98 | 14.18 | 1016 | 42.98 | 321.4902 | 0 | Heating | 42.8654 | #N/A | #N/A | #N/A | #N/A | 321.4902 | #N/A | #N/A | 3.9388 | #N/A | 0 | 0 | 0 | 0 | 0 | 0 | 0 | 0 | 0 | 0.1429% | 1 | 50% | 0% | 0% | 0% | 8.2745 | 0 | 0 | 0 | 8.2745 | #N/A
2007-01-13 12:00 | 1 | 13 | 12 | 13.4584 | 300 | 42.8 | 14 | 1015 | 42.8 | 272.6702 | 0 | Heating | 36.356 | #N/A | #N/A | #N/A | #N/A | 272.6702 | #N/A | #N/A | 3.9261 | #N/A | 0 | 0 | 0 | 0 | 0 | 0 | 0 | 0 | 0 | 0.1212% | 1 | 50% | 0% | 0% | 0% | 8.2745 | 0 | 0 | 0 | 8.2745 | #N/A
2007-01-13 13:00 | 1 | 13 | 13 | 13.5 | 301 | 39.2 | 14 | 1014 | 39.2 | 258.9403 | 0 | Heating | 34.5254 | #N/A | #N/A | #N/A | #N/A | 258.9403 | #N/A | #N/A | 3.6894 | #N/A | 0 | 0 | 0 | 0 | 0 | 0 | 0 | 0 | 0 | 0.1151% | 1 | 50% | 0% | 0% | 0% | 8.2745 | 0 | 0 | 0 | 8.2745 | #N/A
2007-01-13 14:00 | 1 | 13 | 14 | 13.5417 | 302 | 37.04 | 13.28 | 1013 | 37.04 | 245.6335 | 0 | Heating | 32.7511 | #N/A | #N/A | #N/A | #N/A | 245.6335 | #N/A | #N/A | 3.5637 | #N/A | 0 | 0 | 0 | 0 | 0 | 0 | 0 | 0 | 0 | 0.1092% | 1 | 50% | 0% | 0% | 0% | 8.2745 | 0 | 0 | 0 | 8.2745 | #N/A
2007-01-13 15:00 | 1 | 13 | 15 | 13.5834 | 303 | 33.98 | 12.2 | 1012 | 33.98 | 214.5276 | 0 | Heating | 28.6037 | #N/A | #N/A | #N/A | #N/A | 214.5276 | #N/A | #N/A | 3.405 | #N/A | 0 | 0 | 0 | 0 | 0 | 0 | 0 | 0 | 0 | 0.09535% | 1 | 50% | 0% | 0% | 0% | 8.2745 | 0 | 0 | 0 | 8.2745 | #N/A
2007-01-13 16:00 | 1 | 13 | 16 | 13.625 | 304 | 33.8 | 10.94 | 1011 | 33.8 | 199.4494 | 0 | Heating | 26.5933 | #N/A | #N/A | #N/A | #N/A | 199.4494 | #N/A | #N/A | 3.3963 | #N/A | 0 | 0 | 0 | 0 | 0 | 0 | 0 | 0 | 0 | 0.08864% | 1 | 50% | 0% | 0% | 0% | 8.2745 | 0 | 0 | 0 | 8.2745 | #N/A
2007-01-13 17:00 | 1 | 13 | 17 | 13.6667 | 305 | 32 | 9.32 | 1011 | 32 | 199.2551 | 0 | Heating | 26.5673 | #N/A | #N/A | #N/A | #N/A | 199.2551 | #N/A | #N/A | 3.3135 | #N/A | 0 | 0 | 0 | 0 | 0 | 0 | 0 | 0 | 0 | 0.08856% | 1 | 50% | 0% | 0% | 0% | 8.2745 | 0 | 0 | 0 | 8.2745 | #N/A
2007-01-13 18:00 | 1 | 13 | 18 | 13.7084 | 306 | 30.2 | 7.7 | 1010 | 30.2 | 228.8755 | 0 | Heating | 30.5167 | #N/A | #N/A | #N/A | #N/A | 228.8755 | #N/A | #N/A | 3.2375 | #N/A | 0 | 0 | 0 | 0 | 0 | 0 | 0 | 0 | 0 | 0.1017% | 1 | 50% | 0% | 0% | 0% | 8.2745 | 0 | 0 | 0 | 8.2745 | #N/A
2007-01-13 19:00 | 1 | 13 | 19 | 13.75 | 307 | 28.94 | 6.08 | 1010 | 28.94 | 264.6741 | 0 | Heating | 35.2899 | #N/A | #N/A | #N/A | #N/A | 264.6741 | #N/A | #N/A | 3.188 | #N/A | 0 | 0 | 0 | 0 | 0 | 0 | 0 | 0 | 0 | 0.1176% | 1 | 50% | 0% | 0% | 0% | 8.2745 | 0 | 0 | 0 | 8.2745 | #N/A
2007-01-13 20:00 | 1 | 13 | 20 | 13.7917 | 308 | 28.94 | 10.4 | 1009 | 28.94 | 298.0053 | 0 | Heating | 39.734 | #N/A | #N/A | #N/A | #N/A | 298.0053 | #N/A | #N/A | 3.188 | #N/A | 0 | 0 | 0 | 0 | 0 | 0 | 0 | 0 | 0 | 0.1324% | 1 | 50% | 0% | 0% | 0% | 8.2745 | 0 | 0 | 0 | 8.2745 | #N/A
2007-01-13 21:00 | 1 | 13 | 21 | 13.8334 | 309 | 28.04 | 14.72 | 1008 | 28.04 | 288.6404 | 0 | Heating | 38.4854 | #N/A | #N/A | #N/A | #N/A | 288.6404 | #N/A | #N/A | 3.1545 | #N/A | 0 | 0 | 0 | 0 | 0 | 0 | 0 | 0 | 0 | 0.1283% | 1 | 50% | 0% | 0% | 0% | 8.2745 | 0 | 0 | 0 | 8.2745 | #N/A
2007-01-13 22:00 | 1 | 13 | 22 | 13.875 | 310 | 28.04 | 19.04 | 1007 | 28.04 | 302.5435 | 0 | Heating | 40.3391 | #N/A | #N/A | #N/A | #N/A | 302.5435 | #N/A | #N/A | 3.1545 | #N/A | 0 | 0 | 0 | 0 | 0 | 0 | 0 | 0 | 0 | 0.1345% | 1 | 50% | 0% | 0% | 0% | 8.2745 | 0 | 0 | 0 | 8.2745 | #N/A
2007-01-13 23:00 | 1 | 13 | 23 | 13.9167 | 311 | 28.04 | 21.2 | 1007 | 28.04 | 317.0601 | 0 | Heating | 42.2747 | #N/A | #N/A | #N/A | #N/A | 317.0601 | #N/A | #N/A | 3.1545 | #N/A | 0 | 0 | 0 | 0 | 0 | 0 | 0 | 0 | 0 | 0.1409% | 1 | 50% | 0% | 0% | 0% | 8.2745 | 0 | 0 | 0 | 8.2745 | #N/A
2007-01-14 | 1 | 14 | 0 | 13.9584 | 312 | 26.6 | 23.54 | 1007 | 26.6 | 330.4218 | 0 | Heating | 44.0562 | #N/A | #N/A | #N/A | #N/A | 330.4218 | #N/A | #N/A | 3.104 | #N/A | 0 | 0 | 0 | 0 | 0 | 0 | 0 | 0 | 0 | 0.1469% | 1 | 50% | 0% | 0% | 0% | 8.2745 | 0 | 0 | 0 | 8.2745 | #N/A
2007-01-14 01:00 | 1 | 14 | 1 | 14 | 313 | 26.6 | 26.06 | 1007 | 26.6 | 299.5221 | 0 | Heating | 39.9363 | #N/A | #N/A | #N/A | #N/A | 299.5221 | #N/A | #N/A | 3.104 | #N/A | 0 | 0 | 0 | 0 | 0 | 0 | 0 | 0 | 0 | 0.1331% | 1 | 50% | 0% | 0% | 0% | 8.2745 | 0 | 0 | 0 | 8.2745 | #N/A
2007-01-14 02:00 | 1 | 14 | 2 | 14.0417 | 314 | 26.96 | 26.78 | 1007 | 26.96 | 295.1952 | 0 | Heating | 39.3594 | #N/A | #N/A | #N/A | #N/A | 295.1952 | #N/A | #N/A | 3.1163 | #N/A | 0 | 0 | 0 | 0 | 0 | 0 | 0 | 0 | 0 | 0.1312% | 1 | 50% | 0% | 0% | 0% | 8.2745 | 0 | 0 | 0 | 8.2745 | #N/A
2007-01-14 03:00 | 1 | 14 | 3 | 14.0834 | 315 | 26.6 | 27.68 | 1007 | 26.6 | 296.467 | 0 | Heating | 39.5289 | #N/A | #N/A | #N/A | #N/A | 296.467 | #N/A | #N/A | 3.104 | #N/A | 0 | 0 | 0 | 0 | 0 | 0 | 0 | 0 | 0 | 0.1318% | 1 | 50% | 0% | 0% | 0% | 8.2745 | 0 | 0 | 0 | 8.2745 | #N/A
2007-01-14 04:00 | 1 | 14 | 4 | 14.125 | 316 | 26.6 | 28.94 | 1006 | 26.6 | 296.2269 | 0 | Heating | 39.4969 | #N/A | #N/A | #N/A | #N/A | 296.2269 | #N/A | #N/A | 3.104 | #N/A | 0 | 0 | 0 | 0 | 0 | 0 | 0 | 0 | 0 | 0.1317% | 1 | 50% | 0% | 0% | 0% | 8.2745 | 0 | 0 | 0 | 8.2745 | #N/A
2007-01-14 05:00 | 1 | 14 | 5 | 14.1667 | 317 | 26.06 | 30.02 | 1006 | 26.06 | 303.3032 | 0 | Heating | 40.4404 | #N/A | #N/A | #N/A | #N/A | 303.3032 | #N/A | #N/A | 3.0859 | #N/A | 0 | 0 | 0 | 0 | 0 | 0 | 0 | 0 | 0 | 0.1348% | 1 | 50% | 0% | 0% | 0% | 8.2745 | 0 | 0 | 0 | 8.2745 | #N/A
2007-01-14 06:00 | 1 | 14 | 6 | 14.2084 | 318 | 26.6 | 31.46 | 1006 | 26.6 | 287.0738 | 0 | Heating | 38.2765 | #N/A | #N/A | #N/A | #N/A | 287.0738 | #N/A | #N/A | 3.104 | #N/A | 0 | 0 | 0 | 0 | 0 | 0 | 0 | 0 | 0 | 0.1276% | 1 | 50% | 0% | 0% | 0% | 8.2745 | 0 | 0 | 0 | 8.2745 | #N/A
2007-01-14 07:00 | 1 | 14 | 7 | 14.25 | 319 | 26.6 | 33.08 | 1006 | 26.6 | 1306.8455 | 0 | Heating | 174.2461 | #N/A | #N/A | #N/A | #N/A | 1306.8455 | #N/A | #N/A | 3.104 | #N/A | 0 | 0 | 0 | 0 | 0 | 0 | 0 | 0 | 0 | 0.5808% | 1 | 50% | 0% | 0% | 0% | 8.2745 | 0 | 0 | 0 | 8.2745 | #N/A
2007-01-14 08:00 | 1 | 14 | 8 | 14.2917 | 320 | 26.96 | 32 | 1007 | 26.96 | 881.4103 | 0 | Heating | 117.5214 | #N/A | #N/A | #N/A | #N/A | 881.4103 | #N/A | #N/A | 3.1163 | #N/A | 0 | 0 | 0 | 0 | 0 | 0 | 0 | 0 | 0 | 0.3917% | 1 | 50% | 0% | 0% | 0% | 8.2745 | 0 | 0 | 0 | 8.2745 | #N/A
2007-01-14 09:00 | 1 | 14 | 9 | 14.3334 | 321 | 26.6 | 31.64 | 1007 | 26.6 | 534.4284 | 0 | Heating | 71.2571 | #N/A | #N/A | #N/A | #N/A | 534.4284 | #N/A | #N/A | 3.104 | #N/A | 0 | 0 | 0 | 0 | 0 | 0 | 0 | 0 | 0 | 0.2375% | 1 | 50% | 0% | 0% | 0% | 8.2745 | 0 | 0 | 0 | 8.2745 | #N/A
2007-01-14 10:00 | 1 | 14 | 10 | 14.375 | 322 | 28.4 | 32 | 1007 | 28.4 | 509.4931 | 0 | Heating | 67.9324 | #N/A | #N/A | #N/A | #N/A | 509.4931 | #N/A | #N/A | 3.1678 | #N/A | 0 | 0 | 0 | 0 | 0 | 0 | 0 | 0 | 0 | 0.2264% | 1 | 50% | 0% | 0% | 0% | 8.2745 | 0 | 0 | 0 | 8.2745 | #N/A
2007-01-14 11:00 | 1 | 14 | 11 | 14.4167 | 323 | 28.04 | 33.44 | 1007 | 28.04 | 492.0126 | 0 | Heating | 65.6017 | #N/A | #N/A | #N/A | #N/A | 492.0126 | #N/A | #N/A | 3.1545 | #N/A | 0 | 0 | 0 | 0 | 0 | 0 | 0 | 0 | 0 | 0.2187% | 1 | 50% | 0% | 0% | 0% | 8.2745 | 0 | 0 | 0 | 8.2745 | #N/A
2007-01-14 12:00 | 1 | 14 | 12 | 14.4584 | 324 | 28.4 | 34.7 | 1007 | 28.4 | 416.5573 | 0 | Heating | 55.541 | #N/A | #N/A | #N/A | #N/A | 416.5573 | #N/A | #N/A | 3.1678 | #N/A | 0 | 0 | 0 | 0 | 0 | 0 | 0 | 0 | 0 | 0.1851% | 1 | 50% | 0% | 0% | 0% | 8.2745 | 0 | 0 | 0 | 8.2745 | #N/A
2007-01-14 13:00 | 1 | 14 | 13 | 14.5 | 325 | 30.2 | 35.96 | 1006 | 30.2 | 435.9781 | 0 | Heating | 58.1304 | #N/A | #N/A | #N/A | #N/A | 435.9781 | #N/A | #N/A | 3.2375 | #N/A | 0 | 0 | 0 | 0 | 0 | 0 | 0 | 0 | 0 | 0.1938% | 1 | 50% | 0% | 0% | 0% | 8.2745 | 0 | 0 | 0 | 8.2745 | #N/A
2007-01-14 14:00 | 1 | 14 | 14 | 14.5417 | 326 | 30.02 | 36.5 | 1006 | 30.02 | 297.73 | 0 | Heating | 39.6973 | #N/A | #N/A | #N/A | #N/A | 297.73 | #N/A | #N/A | 3.2302 | #N/A | 0 | 0 | 0 | 0 | 0 | 0 | 0 | 0 | 0 | 0.1323% | 1 | 50% | 0% | 0% | 0% | 8.2745 | 0 | 0 | 0 | 8.2745 | #N/A
2007-01-14 15:00 | 1 | 14 | 15 | 14.5834 | 327 | 30.2 | 37.04 | 1007 | 30.2 | 255.7538 | 0 | Heating | 34.1005 | #N/A | #N/A | #N/A | #N/A | 255.7538 | #N/A | #N/A | 3.2375 | #N/A | 0 | 0 | 0 | 0 | 0 | 0 | 0 | 0 | 0 | 0.1137% | 1 | 50% | 0% | 0% | 0% | 8.2745 | 0 | 0 | 0 | 8.2745 | #N/A
2007-01-14 16:00 | 1 | 14 | 16 | 14.625 | 328 | 32 | 37.04 | 1007 | 32 | 226.8231 | 0 | Heating | 30.2431 | #N/A | #N/A | #N/A | #N/A | 226.8231 | #N/A | #N/A | 3.3135 | #N/A | 0 | 0 | 0 | 0 | 0 | 0 | 0 | 0 | 0 | 0.1008% | 1 | 50% | 0% | 0% | 0% | 8.2745 | 0 | 0 | 0 | 8.2745 | #N/A
2007-01-14 17:00 | 1 | 14 | 17 | 14.6667 | 329 | 32 | 35.96 | 1008 | 32 | 167.4665 | 0 | Heating | 22.3289 | #N/A | #N/A | #N/A | #N/A | 167.4665 | #N/A | #N/A | 3.3135 | #N/A | 0 | 0 | 0 | 0 | 0 | 0 | 0 | 0 | 0 | 0.07443% | 1 | 50% | 0% | 0% | 0% | 8.2745 | 0 | 0 | 0 | 8.2745 | #N/A
2007-01-14 18:00 | 1 | 14 | 18 | 14.7084 | 330 | 32 | 35.06 | 1008 | 32 | 212.2621 | 0 | Heating | 28.3016 | #N/A | #N/A | #N/A | #N/A | 212.2621 | #N/A | #N/A | 3.3135 | #N/A | 0 | 0 | 0 | 0 | 0 | 0 | 0 | 0 | 0 | 0.09434% | 1 | 50% | 0% | 0% | 0% | 8.2745 | 0 | 0 | 0 | 8.2745 | #N/A
2007-01-14 19:00 | 1 | 14 | 19 | 14.75 | 331 | 32 | 33.98 | 1009 | 32 | 305.4473 | 0 | Heating | 40.7263 | #N/A | #N/A | #N/A | #N/A | 305.4473 | #N/A | #N/A | 3.3135 | #N/A | 0 | 0 | 0 | 0 | 0 | 0 | 0 | 0 | 0 | 0.1358% | 1 | 50% | 0% | 0% | 0% | 8.2745 | 0 | 0 | 0 | 8.2745 | #N/A
2007-01-14 20:00 | 1 | 14 | 20 | 14.7917 | 332 | 30.92 | 34.34 | 1010 | 30.92 | 335.6315 | 0 | Heating | 44.7509 | #N/A | #N/A | #N/A | #N/A | 335.6315 | #N/A | #N/A | 3.2671 | #N/A | 0 | 0 | 0 | 0 | 0 | 0 | 0 | 0 | 0 | 0.1492% | 1 | 50% | 0% | 0% | 0% | 8.2745 | 0 | 0 | 0 | 8.2745 | #N/A
2007-01-14 21:00 | 1 | 14 | 21 | 14.8334 | 333 | 28.94 | 34.7 | 1010 | 28.94 | 406.7651 | 0 | Heating | 54.2353 | #N/A | #N/A | #N/A | #N/A | 406.7651 | #N/A | #N/A | 3.188 | #N/A | 0 | 0 | 0 | 0 | 0 | 0 | 0 | 0 | 0 | 0.1808% | 1 | 50% | 0% | 0% | 0% | 8.2745 | 0 | 0 | 0 | 8.2745 | #N/A
2007-01-14 22:00 | 1 | 14 | 22 | 14.875 | 334 | 28.94 | 35.06 | 1011 | 28.94 | 445.4897 | 0 | Heating | 59.3986 | #N/A | #N/A | #N/A | #N/A | 445.4897 | #N/A | #N/A | 3.188 | #N/A | 0 | 0 | 0 | 0 | 0 | 0 | 0 | 0 | 0 | 0.198% | 1 | 50% | 0% | 0% | 0% | 8.2745 | 0 | 0 | 0 | 8.2745 | #N/A
2007-01-14 23:00 | 1 | 14 | 23 | 14.9167 | 335 | 28.94 | 35.24 | 1011 | 28.94 | 7.7637 | 0 | Heating | 1.0352 | #N/A | #N/A | #N/A | #N/A | 7.7637 | #N/A | #N/A | 3.188 | #N/A | 0 | 0 | 0 | 0 | 0 | 0 | 0 | 0 | 0 | 0.003451% | 1 | 50% | 0% | 0% | 0% | 8.2745 | 0 | 0 | 0 | 8.2745 | #N/A
2007-01-15 | 1 | 15 | 0 | 14.9584 | 336 | 28.04 | 35.42 | 1011 | 28.04 | 20.9466 | 0 | Heating | 2.7929 | #N/A | #N/A | #N/A | #N/A | 20.9466 | #N/A | #N/A | 3.1545 | #N/A | 0 | 0 | 0 | 0 | 0 | 0 | 0 | 0 | 0 | 0.00931% | 1 | 50% | 0% | 0% | 0% | 8.2745 | 0 | 0 | 0 | 8.2745 | #N/A
2007-01-15 01:00 | 1 | 15 | 1 | 15 | 337 | 28.04 | 35.96 | 1011 | 28.04 | 27.6858 | 0 | Heating | 3.6914 | #N/A | #N/A | #N/A | #N/A | 27.6858 | #N/A | #N/A | 3.1545 | #N/A | 0 | 0 | 0 | 0 | 0 | 0 | 0 | 0 | 0 | 0.0123% | 1 | 50% | 0% | 0% | 0% | 8.2745 | 0 | 0 | 0 | 8.2745 | #N/A
2007-01-15 02:00 | 1 | 15 | 2 | 15.0417 | 338 | 28.04 | 35.42 | 1011 | 28.04 | 48.293 | 0 | Heating | 6.4391 | #N/A | #N/A | #N/A | #N/A | 48.293 | #N/A | #N/A | 3.1545 | #N/A | 0 | 0 | 0 | 0 | 0 | 0 | 0 | 0 | 0 | 0.02146% | 1 | 50% | 0% | 0% | 0% | 8.2745 | 0 | 0 | 0 | 8.2745 | #N/A
2007-01-15 03:00 | 1 | 15 | 3 | 15.0834 | 339 | 26.06 | 35.06 | 1011 | 26.06 | 70.0692 | 0 | Heating | 9.3426 | #N/A | #N/A | #N/A | #N/A | 70.0692 | #N/A | #N/A | 3.0859 | #N/A | 0 | 0 | 0 | 0 | 0 | 0 | 0 | 0 | 0 | 0.03114% | 1 | 50% | 0% | 0% | 0% | 8.2745 | 0 | 0 | 0 | 8.2745 | #N/A
2007-01-15 04:00 | 1 | 15 | 4 | 15.125 | 340 | 26.6 | 35.06 | 1011 | 26.6 | 88.6362 | 0 | Heating | 11.8182 | #N/A | #N/A | #N/A | #N/A | 88.6362 | #N/A | #N/A | 3.104 | #N/A | 0 | 0 | 0 | 0 | 0 | 0 | 0 | 0 | 0 | 0.03939% | 1 | 50% | 0% | 0% | 0% | 8.2745 | 0 | 0 | 0 | 8.2745 | #N/A
2007-01-15 05:00 | 1 | 15 | 5 | 15.1667 | 341 | 26.06 | 34.52 | 1011 | 26.06 | 108.7995 | 0 | Heating | 14.5066 | #N/A | #N/A | #N/A | #N/A | 108.7995 | #N/A | #N/A | 3.0859 | #N/A | 0 | 0 | 0 | 0 | 0 | 0 | 0 | 0 | 0 | 0.04836% | 1 | 50% | 0% | 0% | 0% | 8.2745 | 0 | 0 | 0 | 8.2745 | #N/A
2007-01-15 06:00 | 1 | 15 | 6 | 15.2084 | 342 | 26.6 | 34.16 | 1011 | 26.6 | 103.1458 | 0 | Heating | 13.7528 | #N/A | #N/A | #N/A | #N/A | 103.1458 | #N/A | #N/A | 3.104 | #N/A | 0 | 0 | 0 | 0 | 0 | 0 | 0 | 0 | 0 | 0.04584% | 1 | 50% | 0% | 0% | 0% | 8.2745 | 0 | 0 | 0 | 8.2745 | #N/A
2007-01-15 07:00 | 1 | 15 | 7 | 15.25 | 343 | 26.96 | 33.98 | 1011 | 26.96 | 877.5615 | 0 | Heating | 117.0082 | #N/A | #N/A | #N/A | #N/A | 877.5615 | #N/A | #N/A | 3.1163 | #N/A | 0 | 0 | 0 | 0 | 0 | 0 | 0 | 0 | 0 | 0.39% | 1 | 50% | 0% | 0% | 0% | 8.2745 | 0 | 0 | 0 | 8.2745 | #N/A
2007-01-15 08:00 | 1 | 15 | 8 | 15.2917 | 344 | 26.96 | 32.9 | 1012 | 26.96 | 560.3697 | 0 | Heating | 74.716 | #N/A | #N/A | #N/A | #N/A | 560.3697 | #N/A | #N/A | 3.1163 | #N/A | 0 | 0 | 0 | 0 | 0 | 0 | 0 | 0 | 0 | 0.2491% | 1 | 50% | 0% | 0% | 0% | 8.2745 | 0 | 0 | 0 | 8.2745 | #N/A
2007-01-15 09:00 | 1 | 15 | 9 | 15.3334 | 345 | 28.4 | 32.72 | 1013 | 28.4 | 259.3847 | 0 | Heating | 34.5846 | #N/A | #N/A | #N/A | #N/A | 259.3847 | #N/A | #N/A | 3.1678 | #N/A | 0 | 0 | 0 | 0 | 0 | 0 | 0 | 0 | 0 | 0.1153% | 1 | 50% | 0% | 0% | 0% | 8.2745 | 0 | 0 | 0 | 8.2745 | #N/A
2007-01-15 10:00 | 1 | 15 | 10 | 15.375 | 346 | 28.4 | 33.08 | 1013 | 28.4 | 233.4884 | 0 | Heating | 31.1318 | #N/A | #N/A | #N/A | #N/A | 233.4884 | #N/A | #N/A | 3.1678 | #N/A | 0 | 0 | 0 | 0 | 0 | 0 | 0 | 0 | 0 | 0.1038% | 1 | 50% | 0% | 0% | 0% | 8.2745 | 0 | 0 | 0 | 8.2745 | #N/A
2007-01-15 11:00 | 1 | 15 | 11 | 15.4167 | 347 | 30.2 | 33.44 | 1013 | 30.2 | 182.0239 | 0 | Heating | 24.2699 | #N/A | #N/A | #N/A | #N/A | 182.0239 | #N/A | #N/A | 3.2375 | #N/A | 0 | 0 | 0 | 0 | 0 | 0 | 0 | 0 | 0 | 0.0809% | 1 | 50% | 0% | 0% | 0% | 8.2745 | 0 | 0 | 0 | 8.2745 | #N/A
2007-01-15 12:00 | 1 | 15 | 12 | 15.4584 | 348 | 33.8 | 33.62 | 1013 | 33.8 | 104.6234 | 0 | Heating | 13.9498 | #N/A | #N/A | #N/A | #N/A | 104.6234 | #N/A | #N/A | 3.3963 | #N/A | 0 | 0 | 0 | 0 | 0 | 0 | 0 | 0 | 0 | 0.0465% | 1 | 50% | 0% | 0% | 0% | 8.2745 | 0 | 0 | 0 | 8.2745 | #N/A
2007-01-15 13:00 | 1 | 15 | 13 | 15.5 | 349 | 33.08 | 33.98 | 1012 | 33.08 | 101.1276 | 0 | Heating | 13.4837 | #N/A | #N/A | #N/A | #N/A | 101.1276 | #N/A | #N/A | 3.3624 | #N/A | 0 | 0 | 0 | 0 | 0 | 0 | 0 | 0 | 0 | 0.04495% | 1 | 50% | 0% | 0% | 0% | 8.2745 | 0 | 0 | 0 | 8.2745 | #N/A
2007-01-15 14:00 | 1 | 15 | 14 | 15.5417 | 350 | 33.08 | 32.9 | 1012 | 33.08 | 34.7477 | 0 | Heating | 4.633 | #N/A | #N/A | #N/A | #N/A | 34.7477 | #N/A | #N/A | 3.3624 | #N/A | 0 | 0 | 0 | 0 | 0 | 0 | 0 | 0 | 0 | 0.01544% | 1 | 50% | 0% | 0% | 0% | 8.2745 | 0 | 0 | 0 | 8.2745 | #N/A
2007-01-15 15:00 | 1 | 15 | 15 | 15.5834 | 351 | 35.06 | 31.64 | 1012 | 35.06 | 38.668 | 0 | Heating | 5.1557 | #N/A | #N/A | #N/A | #N/A | 38.668 | #N/A | #N/A | 3.4585 | #N/A | 0 | 0 | 0 | 0 | 0 | 0 | 0 | 0 | 0 | 0.01719% | 1 | 50% | 0% | 0% | 0% | 8.2745 | 0 | 0 | 0 | 8.2745 | #N/A
2007-01-15 16:00 | 1 | 15 | 16 | 15.625 | 352 | 35.06 | 30.02 | 1013 | 35.06 | 49.7152 | 0 | Heating | 6.6287 | #N/A | #N/A | #N/A | #N/A | 49.7152 | #N/A | #N/A | 3.4585 | #N/A | 0 | 0 | 0 | 0 | 0 | 0 | 0 | 0 | 0 | 0.0221% | 1 | 50% | 0% | 0% | 0% | 8.2745 | 0 | 0 | 0 | 8.2745 | #N/A
2007-01-15 17:00 | 1 | 15 | 17 | 15.6667 | 353 | 35.06 | 28.76 | 1013 | 35.06 | 45.966 | 0 | Heating | 6.1288 | #N/A | #N/A | #N/A | #N/A | 45.966 | #N/A | #N/A | 3.4585 | #N/A | 0 | 0 | 0 | 0 | 0 | 0 | 0 | 0 | 0 | 0.02043% | 1 | 50% | 0% | 0% | 0% | 8.2745 | 0 | 0 | 0 | 8.2745 | #N/A
2007-01-15 18:00 | 1 | 15 | 18 | 15.7084 | 354 | 35.96 | 27.32 | 1014 | 35.96 | 102.6331 | 0 | Heating | 13.6844 | #N/A | #N/A | #N/A | #N/A | 102.6331 | #N/A | #N/A | 3.5052 | #N/A | 0 | 0 | 0 | 0 | 0 | 0 | 0 | 0 | 0 | 0.04561% | 1 | 50% | 0% | 0% | 0% | 8.2745 | 0 | 0 | 0 | 8.2745 | #N/A
2007-01-15 19:00 | 1 | 15 | 19 | 15.75 | 355 | 37.4 | 26.06 | 1014 | 37.4 | 208.7025 | 0 | Heating | 27.827 | #N/A | #N/A | #N/A | #N/A | 208.7025 | #N/A | #N/A | 3.5838 | #N/A | 0 | 0 | 0 | 0 | 0 | 0 | 0 | 0 | 0 | 0.09276% | 1 | 50% | 0% | 0% | 0% | 8.2745 | 0 | 0 | 0 | 8.2745 | #N/A
2007-01-15 20:00 | 1 | 15 | 20 | 15.7917 | 356 | 37.04 | 25.7 | 1014 | 37.04 | 272.982 | 0 | Heating | 36.3976 | #N/A | #N/A | #N/A | #N/A | 272.982 | #N/A | #N/A | 3.5637 | #N/A | 0 | 0 | 0 | 0 | 0 | 0 | 0 | 0 | 0 | 0.1213% | 1 | 50% | 0% | 0% | 0% | 8.2745 | 0 | 0 | 0 | 8.2745 | #N/A
2007-01-15 21:00 | 1 | 15 | 21 | 15.8334 | 357 | 37.04 | 25.34 | 1014 | 37.04 | 356.9806 | 0 | Heating | 47.5974 | #N/A | #N/A | #N/A | #N/A | 356.9806 | #N/A | #N/A | 3.5637 | #N/A | 0 | 0 | 0 | 0 | 0 | 0 | 0 | 0 | 0 | 0.1587% | 1 | 50% | 0% | 0% | 0% | 8.2745 | 0 | 0 | 0 | 8.2745 | #N/A
2007-01-15 22:00 | 1 | 15 | 22 | 15.875 | 358 | 37.4 | 24.98 | 1014 | 37.4 | 413.2196 | 0 | Heating | 55.096 | #N/A | #N/A | #N/A | #N/A | 413.2196 | #N/A | #N/A | 3.5838 | #N/A | 0 | 0 | 0 | 0 | 0 | 0 | 0 | 0 | 0 | 0.1837% | 1 | 50% | 0% | 0% | 0% | 8.2745 | 0 | 0 | 0 | 8.2745 | #N/A
2007-01-15 23:00 | 1 | 15 | 23 | 15.9167 | 359 | 37.04 | 24.08 | 1014 | 37.04 | 11.3227 | 0 | Heating | 1.5097 | #N/A | #N/A | #N/A | #N/A | 11.3227 | #N/A | #N/A | 3.5637 | #N/A | 0 | 0 | 0 | 0 | 0 | 0 | 0 | 0 | 0 | 0.005032% | 1 | 50% | 0% | 0% | 0% | 8.2745 | 0 | 0 | 0 | 8.2745 | #N/A
2007-01-16 | 1 | 16 | 0 | 15.9584 | 360 | 37.04 | 23.36 | 1014 | 37.04 | 55.49 | 0 | Heating | 7.3987 | #N/A | #N/A | #N/A | #N/A | 55.49 | #N/A | #N/A | 3.5637 | #N/A | 0 | 0 | 0 | 0 | 0 | 0 | 0 | 0 | 0 | 0.02466% | 1 | 50% | 0% | 0% | 0% | 8.2745 | 0 | 0 | 0 | 8.2745 | #N/A
2007-01-16 01:00 | 1 | 16 | 1 | 16 | 361 | 37.04 | 23 | 1014 | 37.04 | 109.5547 | 0 | Heating | 14.6073 | #N/A | #N/A | #N/A | #N/A | 109.5547 | #N/A | #N/A | 3.5637 | #N/A | 0 | 0 | 0 | 0 | 0 | 0 | 0 | 0 | 0 | 0.04869% | 1 | 50% | 0% | 0% | 0% | 8.2745 | 0 | 0 | 0 | 8.2745 | #N/A
2007-01-16 02:00 | 1 | 16 | 2 | 16.0417 | 362 | 37.04 | 22.82 | 1013 | 37.04 | 160.9893 | 0 | Heating | 21.4652 | #N/A | #N/A | #N/A | #N/A | 160.9893 | #N/A | #N/A | 3.5637 | #N/A | 0 | 0 | 0 | 0 | 0 | 0 | 0 | 0 | 0 | 0.07155% | 1 | 50% | 0% | 0% | 0% | 8.2745 | 0 | 0 | 0 | 8.2745 | #N/A
2007-01-16 03:00 | 1 | 16 | 3 | 16.0834 | 363 | 35.6 | 22.64 | 1013 | 35.6 | 206.7061 | 0 | Heating | 27.5608 | #N/A | #N/A | #N/A | #N/A | 206.7061 | #N/A | #N/A | 3.4863 | #N/A | 0 | 0 | 0 | 0 | 0 | 0 | 0 | 0 | 0 | 0.09187% | 1 | 50% | 0% | 0% | 0% | 8.2745 | 0 | 0 | 0 | 8.2745 | #N/A
2007-01-16 04:00 | 1 | 16 | 4 | 16.125 | 364 | 30.92 | 23 | 1013 | 30.92 | 249.2789 | 0 | Heating | 33.2372 | #N/A | #N/A | #N/A | #N/A | 249.2789 | #N/A | #N/A | 3.2671 | #N/A | 0 | 0 | 0 | 0 | 0 | 0 | 0 | 0 | 0 | 0.1108% | 1 | 50% | 0% | 0% | 0% | 8.2745 | 0 | 0 | 0 | 8.2745 | #N/A
2007-01-16 05:00 | 1 | 16 | 5 | 16.1667 | 365 | 30.92 | 22.1 | 1013 | 30.92 | 283.7414 | 0 | Heating | 37.8322 | #N/A | #N/A | #N/A | #N/A | 283.7414 | #N/A | #N/A | 3.2671 | #N/A | 0 | 0 | 0 | 0 | 0 | 0 | 0 | 0 | 0 | 0.1261% | 1 | 50% | 0% | 0% | 0% | 8.2745 | 0 | 0 | 0 | 8.2745 | #N/A
2007-01-16 06:00 | 1 | 16 | 6 | 16.2084 | 366 | 28.04 | 21.38 | 1014 | 28.04 | 286.5032 | 0 | Heating | 38.2004 | #N/A | #N/A | #N/A | #N/A | 286.5032 | #N/A | #N/A | 3.1545 | #N/A | 0 | 0 | 0 | 0 | 0 | 0 | 0 | 0 | 0 | 0.1273% | 1 | 50% | 0% | 0% | 0% | 8.2745 | 0 | 0 | 0 | 8.2745 | #N/A
2007-01-16 07:00 | 1 | 16 | 7 | 16.25 | 367 | 26.6 | 21.02 | 1014 | 26.6 | 972.506 | 0 | Heating | 129.6675 | #N/A | #N/A | #N/A | #N/A | 972.506 | #N/A | #N/A | 3.104 | #N/A | 0 | 0 | 0 | 0 | 0 | 0 | 0 | 0 | 0 | 0.4322% | 1 | 50% | 0% | 0% | 0% | 8.2745 | 0 | 0 | 0 | 8.2745 | #N/A
2007-01-16 08:00 | 1 | 16 | 8 | 16.2917 | 368 | 26.96 | 22.64 | 1015 | 26.96 | 615.7461 | 0 | Heating | 82.0995 | #N/A | #N/A | #N/A | #N/A | 615.7461 | #N/A | #N/A | 3.1163 | #N/A | 0 | 0 | 0 | 0 | 0 | 0 | 0 | 0 | 0 | 0.2737% | 1 | 50% | 0% | 0% | 0% | 8.2745 | 0 | 0 | 0 | 8.2745 | #N/A
2007-01-16 09:00 | 1 | 16 | 9 | 16.3334 | 369 | 26.6 | 24.98 | 1015 | 26.6 | 220.7266 | 0 | Heating | 29.4302 | #N/A | #N/A | #N/A | #N/A | 220.7266 | #N/A | #N/A | 3.104 | #N/A | 0 | 0 | 0 | 0 | 0 | 0 | 0 | 0 | 0 | 0.0981% | 1 | 50% | 0% | 0% | 0% | 8.2745 | 0 | 0 | 0 | 8.2745 | #N/A
2007-01-16 10:00 | 1 | 16 | 10 | 16.375 | 370 | 24.98 | 28.04 | 1016 | 24.98 | 149.502 | 0 | Heating | 19.9336 | #N/A | #N/A | #N/A | #N/A | 149.502 | #N/A | #N/A | 3.0513 | #N/A | 0 | 0 | 0 | 0 | 0 | 0 | 0 | 0 | 0 | 0.06645% | 1 | 50% | 0% | 0% | 0% | 8.2745 | 0 | 0 | 0 | 8.2745 | #N/A
2007-01-16 11:00 | 1 | 16 | 11 | 16.4167 | 371 | 24.98 | 28.4 | 1015 | 24.98 | 137.3427 | 0 | Heating | 18.3124 | #N/A | #N/A | #N/A | #N/A | 137.3427 | #N/A | #N/A | 3.0513 | #N/A | 0 | 0 | 0 | 0 | 0 | 0 | 0 | 0 | 0 | 0.06104% | 1 | 50% | 0% | 0% | 0% | 8.2745 | 0 | 0 | 0 | 8.2745 | #N/A
2007-01-16 12:00 | 1 | 16 | 12 | 16.4584 | 372 | 24.8 | 28.58 | 1014 | 24.8 | 104.8188 | 0 | Heating | 13.9758 | #N/A | #N/A | #N/A | #N/A | 104.8188 | #N/A | #N/A | 3.0457 | #N/A | 0 | 0 | 0 | 0 | 0 | 0 | 0 | 0 | 0 | 0.04659% | 1 | 50% | 0% | 0% | 0% | 8.2745 | 0 | 0 | 0 | 8.2745 | #N/A
2007-01-16 13:00 | 1 | 16 | 13 | 16.5 | 373 | 24.8 | 28.94 | 1013 | 24.8 | 116.8261 | 0 | Heating | 15.5768 | #N/A | #N/A | #N/A | #N/A | 116.8261 | #N/A | #N/A | 3.0457 | #N/A | 0 | 0 | 0 | 0 | 0 | 0 | 0 | 0 | 0 | 0.05192% | 1 | 50% | 0% | 0% | 0% | 8.2745 | 0 | 0 | 0 | 8.2745 | #N/A
2007-01-16 14:00 | 1 | 16 | 14 | 16.5417 | 374 | 24.98 | 28.22 | 1012 | 24.98 | 40.284 | 0 | Heating | 5.3712 | #N/A | #N/A | #N/A | #N/A | 40.284 | #N/A | #N/A | 3.0513 | #N/A | 0 | 0 | 0 | 0 | 0 | 0 | 0 | 0 | 0 | 0.0179% | 1 | 50% | 0% | 0% | 0% | 8.2745 | 0 | 0 | 0 | 8.2745 | #N/A
2007-01-16 15:00 | 1 | 16 | 15 | 16.5834 | 375 | 21.92 | 27.32 | 1011 | 21.92 | 31.6163 | 0 | Heating | 4.2155 | #N/A | #N/A | #N/A | #N/A | 31.6163 | #N/A | #N/A | 2.9629 | #N/A | 0 | 0 | 0 | 0 | 0 | 0 | 0 | 0 | 0 | 0.01405% | 1 | 50% | 0% | 0% | 0% | 8.2745 | 0 | 0 | 0 | 8.2745 | #N/A
2007-01-16 16:00 | 1 | 16 | 16 | 16.625 | 376 | 21.2 | 26.06 | 1011 | 21.2 | 27.2018 | 0 | Heating | 3.6269 | #N/A | #N/A | #N/A | #N/A | 27.2018 | #N/A | #N/A | 2.944 | #N/A | 0 | 0 | 0 | 0 | 0 | 0 | 0 | 0 | 0 | 0.01209% | 1 | 50% | 0% | 0% | 0% | 8.2745 | 0 | 0 | 0 | 8.2745 | #N/A
2007-01-16 17:00 | 1 | 16 | 17 | 16.6667 | 377 | 21.92 | 24.62 | 1011 | 21.92 | 15.9526 | 0 | Heating | 2.127 | #N/A | #N/A | #N/A | #N/A | 15.9526 | #N/A | #N/A | 2.9629 | #N/A | 0 | 0 | 0 | 0 | 0 | 0 | 0 | 0 | 0 | 0.00709% | 1 | 50% | 0% | 0% | 0% | 8.2745 | 0 | 0 | 0 | 8.2745 | #N/A
2007-01-16 18:00 | 1 | 16 | 18 | 16.7084 | 378 | 19.04 | 23.36 | 1011 | 19.04 | 38.3024 | 0 | Heating | 5.107 | #N/A | #N/A | #N/A | #N/A | 38.3024 | #N/A | #N/A | 2.8915 | #N/A | 0 | 0 | 0 | 0 | 0 | 0 | 0 | 0 | 0 | 0.01702% | 1 | 50% | 0% | 0% | 0% | 8.2745 | 0 | 0 | 0 | 8.2745 | #N/A
2007-01-16 19:00 | 1 | 16 | 19 | 16.75 | 379 | 19.04 | 21.92 | 1011 | 19.04 | 102.2354 | 0 | Heating | 13.6314 | #N/A | #N/A | #N/A | #N/A | 102.2354 | #N/A | #N/A | 2.8915 | #N/A | 0 | 0 | 0 | 0 | 0 | 0 | 0 | 0 | 0 | 0.04544% | 1 | 50% | 0% | 0% | 0% | 8.2745 | 0 | 0 | 0 | 8.2745 | #N/A
2007-01-16 20:00 | 1 | 16 | 20 | 16.7917 | 380 | 19.04 | 21.02 | 1011 | 19.04 | 137.8428 | 0 | Heating | 18.379 | #N/A | #N/A | #N/A | #N/A | 137.8428 | #N/A | #N/A | 2.8915 | #N/A | 0 | 0 | 0 | 0 | 0 | 0 | 0 | 0 | 0 | 0.06126% | 1 | 50% | 0% | 0% | 0% | 8.2745 | 0 | 0 | 0 | 8.2745 | #N/A
2007-01-16 21:00 | 1 | 16 | 21 | 16.8334 | 381 | 17.06 | 19.94 | 1011 | 17.06 | 202.5884 | 0 | Heating | 27.0118 | #N/A | #N/A | #N/A | #N/A | 202.5884 | #N/A | #N/A | 2.8481 | #N/A | 0 | 0 | 0 | 0 | 0 | 0 | 0 | 0 | 0 | 0.09004% | 1 | 50% | 0% | 0% | 0% | 8.2745 | 0 | 0 | 0 | 8.2745 | #N/A
2007-01-16 22:00 | 1 | 16 | 22 | 16.875 | 382 | 15.08 | 19.04 | 1010 | 15.08 | 266.0883 | 0 | Heating | 35.4784 | #N/A | #N/A | #N/A | #N/A | 266.0883 | #N/A | #N/A | 2.8087 | #N/A | 0 | 0 | 0 | 0 | 0 | 0 | 0 | 0 | 0 | 0.1183% | 1 | 50% | 0% | 0% | 0% | 8.2745 | 0 | 0 | 0 | 8.2745 | #N/A
2007-01-16 23:00 | 1 | 16 | 23 | 16.9167 | 383 | 15.08 | 18.5 | 1010 | 15.08 | 1.6728 | 0 | Heating | 0.22304 | #N/A | #N/A | #N/A | #N/A | 1.6728 | #N/A | #N/A | 2.8087 | #N/A | 0 | 0 | 0 | 0 | 0 | 0 | 0 | 0 | 0 | 0.0007435% | 1 | 50% | 0% | 0% | 0% | 8.2745 | 0 | 0 | 0 | 8.2745 | #N/A
2007-01-17 | 1 | 17 | 0 | 16.9584 | 384 | 12.92 | 18.14 | 1009 | 12.92 | 7.9963 | 0 | Heating | 1.0662 | #N/A | #N/A | #N/A | #N/A | 7.9963 | #N/A | #N/A | 2.7697 | #N/A | 0 | 0 | 0 | 0 | 0 | 0 | 0 | 0 | 0 | 0.003554% | 1 | 50% | 0% | 0% | 0% | 8.2745 | 0 | 0 | 0 | 8.2745 | #N/A
2007-01-17 01:00 | 1 | 17 | 1 | 17 | 385 | 12.02 | 17.96 | 1009 | 12.02 | 11.613 | 0 | Heating | 1.5484 | #N/A | #N/A | #N/A | #N/A | 11.613 | #N/A | #N/A | 2.7546 | #N/A | 0 | 0 | 0 | 0 | 0 | 0 | 0 | 0 | 0 | 0.005161% | 1 | 50% | 0% | 0% | 0% | 8.2745 | 0 | 0 | 0 | 8.2745 | #N/A
2007-01-17 02:00 | 1 | 17 | 2 | 17.0417 | 386 | 12.02 | 18.14 | 1009 | 12.02 | 14.8839 | 0 | Heating | 1.9845 | #N/A | #N/A | #N/A | #N/A | 14.8839 | #N/A | #N/A | 2.7546 | #N/A | 0 | 0 | 0 | 0 | 0 | 0 | 0 | 0 | 0 | 0.006615% | 1 | 50% | 0% | 0% | 0% | 8.2745 | 0 | 0 | 0 | 8.2745 | #N/A
2007-01-17 03:00 | 1 | 17 | 3 | 17.0834 | 387 | 8.96 | 18.32 | 1009 | 8.96 | 18.4433 | 0 | Heating | 2.4591 | #N/A | #N/A | #N/A | #N/A | 18.4433 | #N/A | #N/A | 2.7067 | #N/A | 0 | 0 | 0 | 0 | 0 | 0 | 0 | 0 | 0 | 0.008197% | 1 | 50% | 0% | 0% | 0% | 8.2745 | 0 | 0 | 0 | 8.2745 | #N/A
2007-01-17 04:00 | 1 | 17 | 4 | 17.125 | 388 | 6.08 | 19.04 | 1009 | 6.08 | 21.5755 | 0 | Heating | 2.8767 | #N/A | #N/A | #N/A | #N/A | 21.5755 | #N/A | #N/A | 2.6655 | #N/A | 0 | 0 | 0 | 0 | 0 | 0 | 0 | 0 | 0 | 0.009589% | 1 | 50% | 0% | 0% | 0% | 8.2745 | 0 | 0 | 0 | 8.2745 | #N/A
2007-01-17 05:00 | 1 | 17 | 5 | 17.1667 | 389 | 6.08 | 19.4 | 1008 | 6.08 | 26.0502 | 0 | Heating | 3.4734 | #N/A | #N/A | #N/A | #N/A | 26.0502 | #N/A | #N/A | 2.6655 | #N/A | 0 | 0 | 0 | 0 | 0 | 0 | 0 | 0 | 0 | 0.01158% | 1 | 50% | 0% | 0% | 0% | 8.2745 | 0 | 0 | 0 | 8.2745 | #N/A
2007-01-17 06:00 | 1 | 17 | 6 | 17.2084 | 390 | 3.92 | 20.12 | 1008 | 3.92 | 38.3499 | 0 | Heating | 5.1133 | #N/A | #N/A | #N/A | #N/A | 38.3499 | #N/A | #N/A | 2.6361 | #N/A | 0 | 0 | 0 | 0 | 0 | 0 | 0 | 0 | 0 | 0.01704% | 1 | 50% | 0% | 0% | 0% | 8.2745 | 0 | 0 | 0 | 8.2745 | #N/A
2007-01-17 07:00 | 1 | 17 | 7 | 17.25 | 391 | 3.02 | 21.02 | 1007 | 3.02 | 782.1957 | 0 | Heating | 104.2928 | #N/A | #N/A | #N/A | #N/A | 782.1957 | #N/A | #N/A | 2.6241 | #N/A | 0 | 0 | 0 | 0 | 0 | 0 | 0 | 0 | 0 | 0.3476% | 1 | 50% | 0% | 0% | 0% | 8.2745 | 0 | 0 | 0 | 8.2745 | #N/A
2007-01-17 08:00 | 1 | 17 | 8 | 17.2917 | 392 | 3.02 | 22.28 | 1008 | 3.02 | 453.3456 | 0 | Heating | 60.4461 | #N/A | #N/A | #N/A | #N/A | 453.3456 | #N/A | #N/A | 2.6241 | #N/A | 0 | 0 | 0 | 0 | 0 | 0 | 0 | 0 | 0 | 0.2015% | 1 | 50% | 0% | 0% | 0% | 8.2745 | 0 | 0 | 0 | 8.2745 | #N/A
2007-01-17 09:00 | 1 | 17 | 9 | 17.3334 | 393 | 6.08 | 24.26 | 1008 | 6.08 | 124.8542 | 0 | Heating | 16.6472 | #N/A | #N/A | #N/A | #N/A | 124.8542 | #N/A | #N/A | 2.6655 | #N/A | 0 | 0 | 0 | 0 | 0 | 0 | 0 | 0 | 0 | 0.05549% | 1 | 50% | 0% | 0% | 0% | 8.2745 | 0 | 0 | 0 | 8.2745 | #N/A
2007-01-17 10:00 | 1 | 17 | 10 | 17.375 | 394 | 8.06 | 26.96 | 1008 | 8.06 | 73.4915 | 0 | Heating | 9.7989 | #N/A | #N/A | #N/A | #N/A | 73.4915 | #N/A | #N/A | 2.6935 | #N/A | 0 | 0 | 0 | 0 | 0 | 0 | 0 | 0 | 0 | 0.03266% | 1 | 50% | 0% | 0% | 0% | 8.2745 | 0 | 0 | 0 | 8.2745 | #N/A
2007-01-17 11:00 | 1 | 17 | 11 | 17.4167 | 395 | 8.06 | 27.5 | 1007 | 8.06 | 52.1512 | 0 | Heating | 6.9535 | #N/A | #N/A | #N/A | #N/A | 52.1512 | #N/A | #N/A | 2.6935 | #N/A | 0 | 0 | 0 | 0 | 0 | 0 | 0 | 0 | 0 | 0.02318% | 1 | 50% | 0% | 0% | 0% | 8.2745 | 0 | 0 | 0 | 8.2745 | #N/A
2007-01-17 12:00 | 1 | 17 | 12 | 17.4584 | 396 | 12.92 | 27.68 | 1006 | 12.92 | 15.7225 | 0 | Heating | 2.0963 | #N/A | #N/A | #N/A | #N/A | 15.7225 | #N/A | #N/A | 2.7697 | #N/A | 0 | 0 | 0 | 0 | 0 | 0 | 0 | 0 | 0 | 0.006988% | 1 | 50% | 0% | 0% | 0% | 8.2745 | 0 | 0 | 0 | 8.2745 | #N/A
2007-01-17 13:00 | 1 | 17 | 13 | 17.5 | 397 | 15.98 | 28.04 | 1005 | 15.98 | 14.4249 | 0 | Heating | 1.9233 | #N/A | #N/A | #N/A | #N/A | 14.4249 | #N/A | #N/A | 2.8262 | #N/A | 0 | 0 | 0 | 0 | 0 | 0 | 0 | 0 | 0 | 0.006411% | 1 | 50% | 0% | 0% | 0% | 8.2745 | 0 | 0 | 0 | 8.2745 | #N/A
2007-01-17 14:00 | 1 | 17 | 14 | 17.5417 | 398 | 15.98 | 28.58 | 1005 | 15.98 | 7.449 | 0 | Heating | 0.99321 | #N/A | #N/A | #N/A | #N/A | 7.449 | #N/A | #N/A | 2.8262 | #N/A | 0 | 0 | 0 | 0 | 0 | 0 | 0 | 0 | 0 | 0.003311% | 1 | 50% | 0% | 0% | 0% | 8.2745 | 0 | 0 | 0 | 8.2745 | #N/A
2007-01-17 15:00 | 1 | 17 | 15 | 17.5834 | 399 | 17.96 | 28.94 | 1005 | 17.96 | 6.2067 | 0 | Heating | 0.82755 | #N/A | #N/A | #N/A | #N/A | 6.2067 | #N/A | #N/A | 2.8673 | #N/A | 0 | 0 | 0 | 0 | 0 | 0 | 0 | 0 | 0 | 0.002759% | 1 | 50% | 0% | 0% | 0% | 8.2745 | 0 | 0 | 0 | 8.2745 | #N/A
2007-01-17 16:00 | 1 | 17 | 16 | 17.625 | 400 | 17.96 | 28.94 | 1005 | 17.96 | 6.3012 | 0 | Heating | 0.84016 | #N/A | #N/A | #N/A | #N/A | 6.3012 | #N/A | #N/A | 2.8673 | #N/A | 0 | 0 | 0 | 0 | 0 | 0 | 0 | 0 | 0 | 0.002801% | 1 | 50% | 0% | 0% | 0% | 8.2745 | 0 | 0 | 0 | 8.2745 | #N/A
2007-01-17 17:00 | 1 | 17 | 17 | 17.6667 | 401 | 17.96 | 30.56 | 1005 | 17.96 | 4.1532 | 0 | Heating | 0.55376 | #N/A | #N/A | #N/A | #N/A | 4.1532 | #N/A | #N/A | 2.8673 | #N/A | 0 | 0 | 0 | 0 | 0 | 0 | 0 | 0 | 0 | 0.001846% | 1 | 50% | 0% | 0% | 0% | 8.2745 | 0 | 0 | 0 | 8.2745 | #N/A
2007-01-17 18:00 | 1 | 17 | 18 | 17.7084 | 402 | 15.08 | 32.36 | 1004 | 15.08 | 8.7259 | 0 | Heating | 1.1635 | #N/A | #N/A | #N/A | #N/A | 8.7259 | #N/A | #N/A | 2.8087 | #N/A | 0 | 0 | 0 | 0 | 0 | 0 | 0 | 0 | 0 | 0.003878% | 1 | 50% | 0% | 0% | 0% | 8.2745 | 0 | 0 | 0 | 8.2745 | #N/A
2007-01-17 19:00 | 1 | 17 | 19 | 17.75 | 403 | 15.08 | 33.98 | 1004 | 15.08 | 17.1572 | 0 | Heating | 2.2876 | #N/A | #N/A | #N/A | #N/A | 17.1572 | #N/A | #N/A | 2.8087 | #N/A | 0 | 0 | 0 | 0 | 0 | 0 | 0 | 0 | 0 | 0.007625% | 1 | 50% | 0% | 0% | 0% | 8.2745 | 0 | 0 | 0 | 8.2745 | #N/A
2007-01-17 20:00 | 1 | 17 | 20 | 17.7917 | 404 | 15.08 | 33.62 | 1004 | 15.08 | 26.9204 | 0 | Heating | 3.5894 | #N/A | #N/A | #N/A | #N/A | 26.9204 | #N/A | #N/A | 2.8087 | #N/A | 0 | 0 | 0 | 0 | 0 | 0 | 0 | 0 | 0 | 0.01196% | 1 | 50% | 0% | 0% | 0% | 8.2745 | 0 | 0 | 0 | 8.2745 | #N/A
2007-01-17 21:00 | 1 | 17 | 21 | 17.8334 | 405 | 14 | 33.26 | 1004 | 14 | 64.5044 | 0 | Heating | 8.6006 | #N/A | #N/A | #N/A | #N/A | 64.5044 | #N/A | #N/A | 2.7888 | #N/A | 0 | 0 | 0 | 0 | 0 | 0 | 0 | 0 | 0 | 0.02867% | 1 | 50% | 0% | 0% | 0% | 8.2745 | 0 | 0 | 0 | 8.2745 | #N/A
2007-01-17 22:00 | 1 | 17 | 22 | 17.875 | 406 | 14 | 33.08 | 1004 | 14 | 91.8842 | 0 | Heating | 12.2512 | #N/A | #N/A | #N/A | #N/A | 91.8842 | #N/A | #N/A | 2.7888 | #N/A | 0 | 0 | 0 | 0 | 0 | 0 | 0 | 0 | 0 | 0.04084% | 1 | 50% | 0% | 0% | 0% | 8.2745 | 0 | 0 | 0 | 8.2745 | #N/A
2007-01-17 23:00 | 1 | 17 | 23 | 17.9167 | 407 | 14 | 32.18 | 1004 | 14 | 0 | 0 | Cooling | 0 | #N/A | #N/A | #N/A | #N/A | 0 | 0 | 0 | 0 | 0 | 0 | #N/A | #N/A | 88 | 29 | 0.51016 | 0.3112 | #N/A | 0 | 0% | 1 | 50% | 0% | 0% | 0% | 8.2745 | 0 | 0 | 0 | 8.2745 | #N/A
2007-01-18 | 1 | 18 | 0 | 17.9584 | 408 | 12.92 | 31.46 | 1004 | 12.92 | 0 | 0 | Cooling | 0 | #N/A | #N/A | #N/A | #N/A | 0 | 0 | 0 | 0 | 0 | 0 | #N/A | #N/A | 88 | 27.92 | 0.50419 | 0.30755 | #N/A | 0 | 0% | 1 | 50% | 0% | 0% | 0% | 8.2745 | 0 | 0 | 0 | 8.2745 | #N/A
2007-01-18 01:00 | 1 | 18 | 1 | 18 | 409 | 12.92 | 30.92 | 1004 | 12.92 | 0 | 0 | Cooling | 0 | #N/A | #N/A | #N/A | #N/A | 0 | 0 | 0 | 0 | 0 | 0 | #N/A | #N/A | 88 | 27.92 | 0.50419 | 0.30755 | #N/A | 0 | 0% | 1 | 50% | 0% | 0% | 0% | 8.2745 | 0 | 0 | 0 | 8.2745 | #N/A
2007-01-18 02:00 | 1 | 18 | 2 | 18.0417 | 410 | 12.92 | 31.64 | 1004 | 12.92 | 0 | 0 | Cooling | 0 | #N/A | #N/A | #N/A | #N/A | 0 | 0 | 0 | 0 | 0 | 0 | #N/A | #N/A | 88 | 27.92 | 0.50419 | 0.30755 | #N/A | 0 | 0% | 1 | 50% | 0% | 0% | 0% | 8.2745 | 0 | 0 | 0 | 8.2745 | #N/A
2007-01-18 03:00 | 1 | 18 | 3 | 18.0834 | 411 | 14 | 32.72 | 1004 | 14 | 0 | 0 | Cooling | 0 | #N/A | #N/A | #N/A | #N/A | 0 | 0 | 0 | 0 | 0 | 0 | #N/A | #N/A | 88 | 29 | 0.51016 | 0.3112 | #N/A | 0 | 0% | 1 | 50% | 0% | 0% | 0% | 8.2745 | 0 | 0 | 0 | 8.2745 | #N/A
2007-01-18 04:00 | 1 | 18 | 4 | 18.125 | 412 | 15.08 | 33.98 | 1004 | 15.08 | 0 | 0 | Cooling | 0 | #N/A | #N/A | #N/A | #N/A | 0 | 0 | 0 | 0 | 0 | 0 | #N/A | #N/A | 88 | 30.08 | 0.51626 | 0.31492 | #N/A | 0 | 0% | 1 | 50% | 0% | 0% | 0% | 8.2745 | 0 | 0 | 0 | 8.2745 | #N/A
2007-01-18 05:00 | 1 | 18 | 5 | 18.1667 | 413 | 15.08 | 33.8 | 1004 | 15.08 | 0.55808 | 0 | Heating | 0.07441 | #N/A | #N/A | #N/A | #N/A | 0.55808 | #N/A | #N/A | 2.8087 | #N/A | 0 | 0 | 0 | 0 | 0 | 0 | 0 | 0 | 0 | 0.000248% | 1 | 50% | 0% | 0% | 0% | 8.2745 | 0 | 0 | 0 | 8.2745 | #N/A
2007-01-18 06:00 | 1 | 18 | 6 | 18.2084 | 414 | 15.98 | 33.8 | 1004 | 15.98 | 0.8056 | 0 | Heating | 0.10741 | #N/A | #N/A | #N/A | #N/A | 0.8056 | #N/A | #N/A | 2.8262 | #N/A | 0 | 0 | 0 | 0 | 0 | 0 | 0 | 0 | 0 | 0.000358% | 1 | 50% | 0% | 0% | 0% | 8.2745 | 0 | 0 | 0 | 8.2745 | #N/A
2007-01-18 07:00 | 1 | 18 | 7 | 18.25 | 415 | 17.06 | 33.98 | 1004 | 17.06 | 396.2059 | 0 | Heating | 52.8274 | #N/A | #N/A | #N/A | #N/A | 396.2059 | #N/A | #N/A | 2.8481 | #N/A | 0 | 0 | 0 | 0 | 0 | 0 | 0 | 0 | 0 | 0.1761% | 1 | 50% | 0% | 0% | 0% | 8.2745 | 0 | 0 | 0 | 8.2745 | #N/A
2007-01-18 08:00 | 1 | 18 | 8 | 18.2917 | 416 | 17.96 | 33.62 | 1005 | 17.96 | 193.5497 | 0 | Heating | 25.8066 | #N/A | #N/A | #N/A | #N/A | 193.5497 | #N/A | #N/A | 2.8673 | #N/A | 0 | 0 | 0 | 0 | 0 | 0 | 0 | 0 | 0 | 0.08602% | 1 | 50% | 0% | 0% | 0% | 8.2745 | 0 | 0 | 0 | 8.2745 | #N/A
2007-01-18 09:00 | 1 | 18 | 9 | 18.3334 | 417 | 21.92 | 33.98 | 1005 | 21.92 | 20.305 | 0 | Heating | 2.7073 | #N/A | #N/A | #N/A | #N/A | 20.305 | #N/A | #N/A | 2.9629 | #N/A | 0 | 0 | 0 | 0 | 0 | 0 | 0 | 0 | 0 | 0.009024% | 1 | 50% | 0% | 0% | 0% | 8.2745 | 0 | 0 | 0 | 8.2745 | #N/A
2007-01-18 10:00 | 1 | 18 | 10 | 18.375 | 418 | 24.08 | 35.06 | 1005 | 24.08 | 18.2523 | 0 | Heating | 2.4336 | #N/A | #N/A | #N/A | #N/A | 18.2523 | #N/A | #N/A | 3.0238 | #N/A | 0 | 0 | 0 | 0 | 0 | 0 | 0 | 0 | 0 | 0.008112% | 1 | 50% | 0% | 0% | 0% | 8.2745 | 0 | 0 | 0 | 8.2745 | #N/A
2007-01-18 11:00 | 1 | 18 | 11 | 18.4167 | 419 | 24.08 | 35.24 | 1005 | 24.08 | 17.3221 | 0 | Heating | 2.3096 | #N/A | #N/A | #N/A | #N/A | 17.3221 | #N/A | #N/A | 3.0238 | #N/A | 0 | 0 | 0 | 0 | 0 | 0 | 0 | 0 | 0 | 0.007699% | 1 | 50% | 0% | 0% | 0% | 8.2745 | 0 | 0 | 0 | 8.2745 | #N/A
2007-01-18 12:00 | 1 | 18 | 12 | 18.4584 | 420 | 28.94 | 35.06 | 1004 | 28.94 | 14.2507 | 0 | Heating | 1.9001 | #N/A | #N/A | #N/A | #N/A | 14.2507 | #N/A | #N/A | 3.188 | #N/A | 0 | 0 | 0 | 0 | 0 | 0 | 0 | 0 | 0 | 0.006334% | 1 | 50% | 0% | 0% | 0% | 8.2745 | 0 | 0 | 0 | 8.2745 | #N/A
2007-01-18 13:00 | 1 | 18 | 13 | 18.5 | 421 | 28.94 | 35.06 | 1004 | 28.94 | 15.9865 | 0 | Heating | 2.1315 | #N/A | #N/A | #N/A | #N/A | 15.9865 | #N/A | #N/A | 3.188 | #N/A | 0 | 0 | 0 | 0 | 0 | 0 | 0 | 0 | 0 | 0.007105% | 1 | 50% | 0% | 0% | 0% | 8.2745 | 0 | 0 | 0 | 8.2745 | #N/A
2007-01-18 14:00 | 1 | 18 | 14 | 18.5417 | 422 | 28.94 | 34.88 | 1004 | 28.94 | 7.8944 | 0 | Heating | 1.0526 | #N/A | #N/A | #N/A | #N/A | 7.8944 | #N/A | #N/A | 3.188 | #N/A | 0 | 0 | 0 | 0 | 0 | 0 | 0 | 0 | 0 | 0.003509% | 1 | 50% | 0% | 0% | 0% | 8.2745 | 0 | 0 | 0 | 8.2745 | #N/A
2007-01-18 15:00 | 1 | 18 | 15 | 18.5834 | 423 | 32 | 34.7 | 1003 | 32 | 8.1432 | 0 | Heating | 1.0858 | #N/A | #N/A | #N/A | #N/A | 8.1432 | #N/A | #N/A | 3.3135 | #N/A | 0 | 0 | 0 | 0 | 0 | 0 | 0 | 0 | 0 | 0.003619% | 1 | 50% | 0% | 0% | 0% | 8.2745 | 0 | 0 | 0 | 8.2745 | #N/A
2007-01-18 16:00 | 1 | 18 | 16 | 18.625 | 424 | 33.98 | 33.98 | 1003 | 33.98 | 8.8439 | 0 | Heating | 1.1792 | #N/A | #N/A | #N/A | #N/A | 8.8439 | #N/A | #N/A | 3.405 | #N/A | 0 | 0 | 0 | 0 | 0 | 0 | 0 | 0 | 0 | 0.003931% | 1 | 50% | 0% | 0% | 0% | 8.2745 | 0 | 0 | 0 | 8.2745 | #N/A
2007-01-18 17:00 | 1 | 18 | 17 | 18.6667 | 425 | 33.98 | 33.26 | 1003 | 33.98 | 6.7641 | 0 | Heating | 0.90188 | #N/A | #N/A | #N/A | #N/A | 6.7641 | #N/A | #N/A | 3.405 | #N/A | 0 | 0 | 0 | 0 | 0 | 0 | 0 | 0 | 0 | 0.003006% | 1 | 50% | 0% | 0% | 0% | 8.2745 | 0 | 0 | 0 | 8.2745 | #N/A
2007-01-18 18:00 | 1 | 18 | 18 | 18.7084 | 426 | 33.98 | 32.72 | 1004 | 33.98 | 11.3481 | 0 | Heating | 1.5131 | #N/A | #N/A | #N/A | #N/A | 11.3481 | #N/A | #N/A | 3.405 | #N/A | 0 | 0 | 0 | 0 | 0 | 0 | 0 | 0 | 0 | 0.005044% | 1 | 50% | 0% | 0% | 0% | 8.2745 | 0 | 0 | 0 | 8.2745 | #N/A
2007-01-18 19:00 | 1 | 18 | 19 | 18.75 | 427 | 33.08 | 32 | 1004 | 33.08 | 19.4842 | 0 | Heating | 2.5979 | #N/A | #N/A | #N/A | #N/A | 19.4842 | #N/A | #N/A | 3.3624 | #N/A | 0 | 0 | 0 | 0 | 0 | 0 | 0 | 0 | 0 | 0.00866% | 1 | 50% | 0% | 0% | 0% | 8.2745 | 0 | 0 | 0 | 8.2745 | #N/A
2007-01-18 20:00 | 1 | 18 | 20 | 18.7917 | 428 | 33.08 | 31.64 | 1004 | 33.08 | 47.9333 | 0 | Heating | 6.3911 | #N/A | #N/A | #N/A | #N/A | 47.9333 | #N/A | #N/A | 3.3624 | #N/A | 0 | 0 | 0 | 0 | 0 | 0 | 0 | 0 | 0 | 0.0213% | 1 | 50% | 0% | 0% | 0% | 8.2745 | 0 | 0 | 0 | 8.2745 | #N/A
2007-01-18 21:00 | 1 | 18 | 21 | 18.8334 | 429 | 33.08 | 31.28 | 1004 | 33.08 | 113.7987 | 0 | Heating | 15.1732 | #N/A | #N/A | #N/A | #N/A | 113.7987 | #N/A | #N/A | 3.3624 | #N/A | 0 | 0 | 0 | 0 | 0 | 0 | 0 | 0 | 0 | 0.05058% | 1 | 50% | 0% | 0% | 0% | 8.2745 | 0 | 0 | 0 | 8.2745 | #N/A
2007-01-18 22:00 | 1 | 18 | 22 | 18.875 | 430 | 32 | 30.92 | 1004 | 32 | 154.0484 | 0 | Heating | 20.5398 | #N/A | #N/A | #N/A | #N/A | 154.0484 | #N/A | #N/A | 3.3135 | #N/A | 0 | 0 | 0 | 0 | 0 | 0 | 0 | 0 | 0 | 0.06847% | 1 | 50% | 0% | 0% | 0% | 8.2745 | 0 | 0 | 0 | 8.2745 | #N/A
2007-01-18 23:00 | 1 | 18 | 23 | 18.9167 | 431 | 32 | 30.74 | 1004 | 32 | 0 | 0 | Cooling | 0 | #N/A | #N/A | #N/A | #N/A | 0 | 0 | 0 | 0 | 0 | 0 | #N/A | #N/A | 88 | 47 | 0.62784 | 0.38298 | #N/A | 0 | 0% | 1 | 50% | 0% | 0% | 0% | 8.2745 | 0 | 0 | 0 | 8.2745 | #N/A
2007-01-19 | 1 | 19 | 0 | 18.9584 | 432 | 32 | 30.74 | 1003 | 32 | 0 | 0 | Cooling | 0 | #N/A | #N/A | #N/A | #N/A | 0 | 0 | 0 | 0 | 0 | 0 | #N/A | #N/A | 88 | 47 | 0.62784 | 0.38298 | #N/A | 0 | 0% | 1 | 50% | 0% | 0% | 0% | 8.2745 | 0 | 0 | 0 | 8.2745 | #N/A
2007-01-19 01:00 | 1 | 19 | 1 | 19 | 433 | 30.92 | 30.92 | 1003 | 30.92 | 0.55584 | 0 | Heating | 0.074112 | #N/A | #N/A | #N/A | #N/A | 0.55584 | #N/A | #N/A | 3.2671 | #N/A | 0 | 0 | 0 | 0 | 0 | 0 | 0 | 0 | 0 | 0.000247% | 1 | 50% | 0% | 0% | 0% | 8.2745 | 0 | 0 | 0 | 8.2745 | #N/A
2007-01-19 02:00 | 1 | 19 | 2 | 19.0417 | 434 | 30.92 | 30.38 | 1003 | 30.92 | 4.083 | 0 | Heating | 0.5444 | #N/A | #N/A | #N/A | #N/A | 4.083 | #N/A | #N/A | 3.2671 | #N/A | 0 | 0 | 0 | 0 | 0 | 0 | 0 | 0 | 0 | 0.001815% | 1 | 50% | 0% | 0% | 0% | 8.2745 | 0 | 0 | 0 | 8.2745 | #N/A
2007-01-19 03:00 | 1 | 19 | 3 | 19.0834 | 435 | 30.02 | 30.02 | 1003 | 30.02 | 7.6359 | 0 | Heating | 1.0181 | #N/A | #N/A | #N/A | #N/A | 7.6359 | #N/A | #N/A | 3.2302 | #N/A | 0 | 0 | 0 | 0 | 0 | 0 | 0 | 0 | 0 | 0.003394% | 1 | 50% | 0% | 0% | 0% | 8.2745 | 0 | 0 | 0 | 8.2745 | #N/A
2007-01-19 04:00 | 1 | 19 | 4 | 19.125 | 436 | 30.2 | 30.02 | 1003 | 30.2 | 10.6893 | 0 | Heating | 1.4252 | #N/A | #N/A | #N/A | #N/A | 10.6893 | #N/A | #N/A | 3.2375 | #N/A | 0 | 0 | 0 | 0 | 0 | 0 | 0 | 0 | 0 | 0.004751% | 1 | 50% | 0% | 0% | 0% | 8.2745 | 0 | 0 | 0 | 8.2745 | #N/A
2007-01-19 05:00 | 1 | 19 | 5 | 19.1667 | 437 | 30.02 | 30.02 | 1003 | 30.02 | 13.7271 | 0 | Heating | 1.8303 | #N/A | #N/A | #N/A | #N/A | 13.7271 | #N/A | #N/A | 3.2302 | #N/A | 0 | 0 | 0 | 0 | 0 | 0 | 0 | 0 | 0 | 0.006101% | 1 | 50% | 0% | 0% | 0% | 8.2745 | 0 | 0 | 0 | 8.2745 | #N/A
2007-01-19 06:00 | 1 | 19 | 6 | 19.2084 | 438 | 28.4 | 30.38 | 1004 | 28.4 | 14.3423 | 0 | Heating | 1.9123 | #N/A | #N/A | #N/A | #N/A | 14.3423 | #N/A | #N/A | 3.1678 | #N/A | 0 | 0 | 0 | 0 | 0 | 0 | 0 | 0 | 0 | 0.006374% | 1 | 50% | 0% | 0% | 0% | 8.2745 | 0 | 0 | 0 | 8.2745 | #N/A
2007-01-19 07:00 | 1 | 19 | 7 | 19.25 | 439 | 28.4 | 30.92 | 1004 | 28.4 | 530.2649 | 0 | Heating | 70.702 | #N/A | #N/A | #N/A | #N/A | 530.2649 | #N/A | #N/A | 3.1678 | #N/A | 0 | 0 | 0 | 0 | 0 | 0 | 0 | 0 | 0 | 0.2357% | 1 | 50% | 0% | 0% | 0% | 8.2745 | 0 | 0 | 0 | 8.2745 | #N/A
2007-01-19 08:00 | 1 | 19 | 8 | 19.2917 | 440 | 28.94 | 30.92 | 1004 | 28.94 | 337.6696 | 0 | Heating | 45.0226 | #N/A | #N/A | #N/A | #N/A | 337.6696 | #N/A | #N/A | 3.188 | #N/A | 0 | 0 | 0 | 0 | 0 | 0 | 0 | 0 | 0 | 0.1501% | 1 | 50% | 0% | 0% | 0% | 8.2745 | 0 | 0 | 0 | 8.2745 | #N/A
2007-01-19 09:00 | 1 | 19 | 9 | 19.3334 | 441 | 28.4 | 31.64 | 1005 | 28.4 | 232.0419 | 0 | Heating | 30.9389 | #N/A | #N/A | #N/A | #N/A | 232.0419 | #N/A | #N/A | 3.1678 | #N/A | 0 | 0 | 0 | 0 | 0 | 0 | 0 | 0 | 0 | 0.1031% | 1 | 50% | 0% | 0% | 0% | 8.2745 | 0 | 0 | 0 | 8.2745 | #N/A
2007-01-19 10:00 | 1 | 19 | 10 | 19.375 | 442 | 28.4 | 33.08 | 1005 | 28.4 | 229.0755 | 0 | Heating | 30.5434 | #N/A | #N/A | #N/A | #N/A | 229.0755 | #N/A | #N/A | 3.1678 | #N/A | 0 | 0 | 0 | 0 | 0 | 0 | 0 | 0 | 0 | 0.1018% | 1 | 50% | 0% | 0% | 0% | 8.2745 | 0 | 0 | 0 | 8.2745 | #N/A
2007-01-19 11:00 | 1 | 19 | 11 | 19.4167 | 443 | 28.94 | 32.18 | 1005 | 28.94 | 252.4647 | 0 | Heating | 33.662 | #N/A | #N/A | #N/A | #N/A | 252.4647 | #N/A | #N/A | 3.188 | #N/A | 0 | 0 | 0 | 0 | 0 | 0 | 0 | 0 | 0 | 0.1122% | 1 | 50% | 0% | 0% | 0% | 8.2745 | 0 | 0 | 0 | 8.2745 | #N/A
2007-01-19 12:00 | 1 | 19 | 12 | 19.4584 | 444 | 32 | 31.1 | 1005 | 32 | 227.7931 | 0 | Heating | 30.3724 | #N/A | #N/A | #N/A | #N/A | 227.7931 | #N/A | #N/A | 3.3135 | #N/A | 0 | 0 | 0 | 0 | 0 | 0 | 0 | 0 | 0 | 0.1012% | 1 | 50% | 0% | 0% | 0% | 8.2745 | 0 | 0 | 0 | 8.2745 | #N/A
2007-01-19 13:00 | 1 | 19 | 13 | 19.5 | 445 | 35.96 | 30.02 | 1005 | 35.96 | 211.2334 | 0 | Heating | 28.1645 | #N/A | #N/A | #N/A | #N/A | 211.2334 | #N/A | #N/A | 3.5052 | #N/A | 0 | 0 | 0 | 0 | 0 | 0 | 0 | 0 | 0 | 0.09388% | 1 | 50% | 0% | 0% | 0% | 8.2745 | 0 | 0 | 0 | 8.2745 | #N/A
2007-01-19 14:00 | 1 | 19 | 14 | 19.5417 | 446 | 35.96 | 30.2 | 1005 | 35.96 | 204.4419 | 0 | Heating | 27.2589 | #N/A | #N/A | #N/A | #N/A | 204.4419 | #N/A | #N/A | 3.5052 | #N/A | 0 | 0 | 0 | 0 | 0 | 0 | 0 | 0 | 0 | 0.09086% | 1 | 50% | 0% | 0% | 0% | 8.2745 | 0 | 0 | 0 | 8.2745 | #N/A
2007-01-19 15:00 | 1 | 19 | 15 | 19.5834 | 447 | 35.06 | 30.38 | 1006 | 35.06 | 294.7621 | 0 | Heating | 39.3016 | #N/A | #N/A | #N/A | #N/A | 294.7621 | #N/A | #N/A | 3.4585 | #N/A | 0 | 0 | 0 | 0 | 0 | 0 | 0 | 0 | 0 | 0.131% | 1 | 50% | 0% | 0% | 0% | 8.2745 | 0 | 0 | 0 | 8.2745 | #N/A
2007-01-19 16:00 | 1 | 19 | 16 | 19.625 | 448 | 35.06 | 30.02 | 1006 | 35.06 | 311.5719 | 0 | Heating | 41.5429 | #N/A | #N/A | #N/A | #N/A | 311.5719 | #N/A | #N/A | 3.4585 | #N/A | 0 | 0 | 0 | 0 | 0 | 0 | 0 | 0 | 0 | 0.1385% | 1 | 50% | 0% | 0% | 0% | 8.2745 | 0 | 0 | 0 | 8.2745 | #N/A
2007-01-19 17:00 | 1 | 19 | 17 | 19.6667 | 449 | 35.06 | 29.3 | 1006 | 35.06 | 278.0578 | 0 | Heating | 37.0744 | #N/A | #N/A | #N/A | #N/A | 278.0578 | #N/A | #N/A | 3.4585 | #N/A | 0 | 0 | 0 | 0 | 0 | 0 | 0 | 0 | 0 | 0.1236% | 1 | 50% | 0% | 0% | 0% | 8.2745 | 0 | 0 | 0 | 8.2745 | #N/A
2007-01-19 18:00 | 1 | 19 | 18 | 19.7084 | 450 | 33.08 | 28.76 | 1006 | 33.08 | 308.8326 | 0 | Heating | 41.1777 | #N/A | #N/A | #N/A | #N/A | 308.8326 | #N/A | #N/A | 3.3624 | #N/A | 0 | 0 | 0 | 0 | 0 | 0 | 0 | 0 | 0 | 0.1373% | 1 | 50% | 0% | 0% | 0% | 8.2745 | 0 | 0 | 0 | 8.2745 | #N/A
2007-01-19 19:00 | 1 | 19 | 19 | 19.75 | 451 | 30.92 | 28.04 | 1006 | 30.92 | 0 | 0 | Cooling | 0 | #N/A | #N/A | #N/A | #N/A | 0 | 0 | 0 | 0 | 0 | 0 | #N/A | #N/A | 88 | 45.92 | 0.61982 | 0.37809 | #N/A | 0 | 0% | 1 | 50% | 0% | 0% | 0% | 8.2745 | 0 | 0 | 0 | 8.2745 | #N/A
2007-01-19 20:00 | 1 | 19 | 20 | 19.7917 | 452 | 30.92 | 27.32 | 1006 | 30.92 | 5.5479 | 0 | Heating | 0.73972 | #N/A | #N/A | #N/A | #N/A | 5.5479 | #N/A | #N/A | 3.2671 | #N/A | 0 | 0 | 0 | 0 | 0 | 0 | 0 | 0 | 0 | 0.002466% | 1 | 50% | 0% | 0% | 0% | 8.2745 | 0 | 0 | 0 | 8.2745 | #N/A
2007-01-19 21:00 | 1 | 19 | 21 | 19.8334 | 453 | 30.2 | 26.6 | 1006 | 30.2 | 8.2711 | 0 | Heating | 1.1028 | #N/A | #N/A | #N/A | #N/A | 8.2711 | #N/A | #N/A | 3.2375 | #N/A | 0 | 0 | 0 | 0 | 0 | 0 | 0 | 0 | 0 | 0.003676% | 1 | 50% | 0% | 0% | 0% | 8.2745 | 0 | 0 | 0 | 8.2745 | #N/A
2007-01-19 22:00 | 1 | 19 | 22 | 19.875 | 454 | 30.2 | 26.06 | 1006 | 30.2 | 13.31 | 0 | Heating | 1.7747 | #N/A | #N/A | #N/A | #N/A | 13.31 | #N/A | #N/A | 3.2375 | #N/A | 0 | 0 | 0 | 0 | 0 | 0 | 0 | 0 | 0 | 0.005916% | 1 | 50% | 0% | 0% | 0% | 8.2745 | 0 | 0 | 0 | 8.2745 | #N/A
2007-01-19 23:00 | 1 | 19 | 23 | 19.9167 | 455 | 30.02 | 26.6 | 1006 | 30.02 | 18.401 | 0 | Heating | 2.4535 | #N/A | #N/A | #N/A | #N/A | 18.401 | #N/A | #N/A | 3.2302 | #N/A | 0 | 0 | 0 | 0 | 0 | 0 | 0 | 0 | 0 | 0.008178% | 1 | 50% | 0% | 0% | 0% | 8.2745 | 0 | 0 | 0 | 8.2745 | #N/A
2007-01-20 | 1 | 20 | 0 | 19.9584 | 456 | 28.94 | 27.14 | 1006 | 28.94 | 23.4323 | 0 | Heating | 3.1243 | #N/A | #N/A | #N/A | #N/A | 23.4323 | #N/A | #N/A | 3.188 | #N/A | 0 | 0 | 0 | 0 | 0 | 0 | 0 | 0 | 0 | 0.01041% | 1 | 50% | 0% | 0% | 0% | 8.2745 | 0 | 0 | 0 | 8.2745 | #N/A
2007-01-20 01:00 | 1 | 20 | 1 | 20 | 457 | 28.04 | 28.04 | 1005 | 28.04 | 27.8274 | 0 | Heating | 3.7103 | #N/A | #N/A | #N/A | #N/A | 27.8274 | #N/A | #N/A | 3.1545 | #N/A | 0 | 0 | 0 | 0 | 0 | 0 | 0 | 0 | 0 | 0.01237% | 1 | 50% | 0% | 0% | 0% | 8.2745 | 0 | 0 | 0 | 8.2745 | #N/A
2007-01-20 02:00 | 1 | 20 | 2 | 20.0417 | 458 | 28.04 | 27.14 | 1005 | 28.04 | 48.9868 | 0 | Heating | 6.5316 | #N/A | #N/A | #N/A | #N/A | 48.9868 | #N/A | #N/A | 3.1545 | #N/A | 0 | 0 | 0 | 0 | 0 | 0 | 0 | 0 | 0 | 0.02177% | 1 | 50% | 0% | 0% | 0% | 8.2745 | 0 | 0 | 0 | 8.2745 | #N/A
2007-01-20 03:00 | 1 | 20 | 3 | 20.0834 | 459 | 26.96 | 26.42 | 1005 | 26.96 | 72.19 | 0 | Heating | 9.6253 | #N/A | #N/A | #N/A | #N/A | 72.19 | #N/A | #N/A | 3.1163 | #N/A | 0 | 0 | 0 | 0 | 0 | 0 | 0 | 0 | 0 | 0.03208% | 1 | 50% | 0% | 0% | 0% | 8.2745 | 0 | 0 | 0 | 8.2745 | #N/A
2007-01-20 04:00 | 1 | 20 | 4 | 20.125 | 460 | 26.96 | 26.06 | 1004 | 26.96 | 94.3365 | 0 | Heating | 12.5782 | #N/A | #N/A | #N/A | #N/A | 94.3365 | #N/A | #N/A | 3.1163 | #N/A | 0 | 0 | 0 | 0 | 0 | 0 | 0 | 0 | 0 | 0.04193% | 1 | 50% | 0% | 0% | 0% | 8.2745 | 0 | 0 | 0 | 8.2745 | #N/A
2007-01-20 05:00 | 1 | 20 | 5 | 20.1667 | 461 | 26.96 | 23.72 | 1005 | 26.96 | 130.3121 | 0 | Heating | 17.3749 | #N/A | #N/A | #N/A | #N/A | 130.3121 | #N/A | #N/A | 3.1163 | #N/A | 0 | 0 | 0 | 0 | 0 | 0 | 0 | 0 | 0 | 0.05792% | 1 | 50% | 0% | 0% | 0% | 8.2745 | 0 | 0 | 0 | 8.2745 | #N/A
2007-01-20 06:00 | 1 | 20 | 6 | 20.2084 | 462 | 24.98 | 21.74 | 1005 | 24.98 | 146.7987 | 0 | Heating | 19.5732 | #N/A | #N/A | #N/A | #N/A | 146.7987 | #N/A | #N/A | 3.0513 | #N/A | 0 | 0 | 0 | 0 | 0 | 0 | 0 | 0 | 0 | 0.06524% | 1 | 50% | 0% | 0% | 0% | 8.2745 | 0 | 0 | 0 | 8.2745 | #N/A
2007-01-20 07:00 | 1 | 20 | 7 | 20.25 | 463 | 24.98 | 19.94 | 1005 | 24.98 | 137.3806 | 0 | Heating | 18.3174 | #N/A | #N/A | #N/A | #N/A | 137.3806 | #N/A | #N/A | 3.0513 | #N/A | 0 | 0 | 0 | 0 | 0 | 0 | 0 | 0 | 0 | 0.06106% | 1 | 50% | 0% | 0% | 0% | 8.2745 | 0 | 0 | 0 | 8.2745 | #N/A
2007-01-20 08:00 | 1 | 20 | 8 | 20.2917 | 464 | 24.98 | 19.58 | 1006 | 24.98 | 119.1555 | 0 | Heating | 15.8874 | #N/A | #N/A | #N/A | #N/A | 119.1555 | #N/A | #N/A | 3.0513 | #N/A | 0 | 0 | 0 | 0 | 0 | 0 | 0 | 0 | 0 | 0.05296% | 1 | 50% | 0% | 0% | 0% | 8.2745 | 0 | 0 | 0 | 8.2745 | #N/A
2007-01-20 09:00 | 1 | 20 | 9 | 20.3334 | 465 | 23 | 19.94 | 1006 | 23 | 91.8787 | 0 | Heating | 12.2505 | #N/A | #N/A | #N/A | #N/A | 91.8787 | #N/A | #N/A | 2.9925 | #N/A | 0 | 0 | 0 | 0 | 0 | 0 | 0 | 0 | 0 | 0.04083% | 1 | 50% | 0% | 0% | 0% | 8.2745 | 0 | 0 | 0 | 8.2745 | #N/A
2007-01-20 10:00 | 1 | 20 | 10 | 20.375 | 466 | 21.02 | 21.02 | 1006 | 21.02 | 88.1164 | 0 | Heating | 11.7489 | #N/A | #N/A | #N/A | #N/A | 88.1164 | #N/A | #N/A | 2.9394 | #N/A | 0 | 0 | 0 | 0 | 0 | 0 | 0 | 0 | 0 | 0.03916% | 1 | 50% | 0% | 0% | 0% | 8.2745 | 0 | 0 | 0 | 8.2745 | #N/A
2007-01-20 11:00 | 1 | 20 | 11 | 20.4167 | 467 | 21.02 | 21.74 | 1006 | 21.02 | 123.6339 | 0 | Heating | 16.4845 | #N/A | #N/A | #N/A | #N/A | 123.6339 | #N/A | #N/A | 2.9394 | #N/A | 0 | 0 | 0 | 0 | 0 | 0 | 0 | 0 | 0 | 0.05495% | 1 | 50% | 0% | 0% | 0% | 8.2745 | 0 | 0 | 0 | 8.2745 | #N/A
2007-01-20 12:00 | 1 | 20 | 12 | 20.4584 | 468 | 19.94 | 22.28 | 1005 | 19.94 | 99.7111 | 0 | Heating | 13.2948 | #N/A | #N/A | #N/A | #N/A | 99.7111 | #N/A | #N/A | 2.9127 | #N/A | 0 | 0 | 0 | 0 | 0 | 0 | 0 | 0 | 0 | 0.04432% | 1 | 50% | 0% | 0% | 0% | 8.2745 | 0 | 0 | 0 | 8.2745 | #N/A
2007-01-20 13:00 | 1 | 20 | 13 | 20.5 | 469 | 19.94 | 23 | 1005 | 19.94 | 90.7637 | 0 | Heating | 12.1018 | #N/A | #N/A | #N/A | #N/A | 90.7637 | #N/A | #N/A | 2.9127 | #N/A | 0 | 0 | 0 | 0 | 0 | 0 | 0 | 0 | 0 | 0.04034% | 1 | 50% | 0% | 0% | 0% | 8.2745 | 0 | 0 | 0 | 8.2745 | #N/A
2007-01-20 14:00 | 1 | 20 | 14 | 20.5417 | 470 | 19.94 | 20.84 | 1005 | 19.94 | 99.6922 | 0 | Heating | 13.2923 | #N/A | #N/A | #N/A | #N/A | 99.6922 | #N/A | #N/A | 2.9127 | #N/A | 0 | 0 | 0 | 0 | 0 | 0 | 0 | 0 | 0 | 0.04431% | 1 | 50% | 0% | 0% | 0% | 8.2745 | 0 | 0 | 0 | 8.2745 | #N/A
2007-01-20 15:00 | 1 | 20 | 15 | 20.5834 | 471 | 19.04 | 18.68 | 1005 | 19.04 | 105.8681 | 0 | Heating | 14.1158 | #N/A | #N/A | #N/A | #N/A | 105.8681 | #N/A | #N/A | 2.8915 | #N/A | 0 | 0 | 0 | 0 | 0 | 0 | 0 | 0 | 0 | 0.04705% | 1 | 50% | 0% | 0% | 0% | 8.2745 | 0 | 0 | 0 | 8.2745 | #N/A
2007-01-20 16:00 | 1 | 20 | 16 | 20.625 | 472 | 17.96 | 15.98 | 1005 | 17.96 | 135.0742 | 0 | Heating | 18.0099 | #N/A | #N/A | #N/A | #N/A | 135.0742 | #N/A | #N/A | 2.8673 | #N/A | 0 | 0 | 0 | 0 | 0 | 0 | 0 | 0 | 0 | 0.06003% | 1 | 50% | 0% | 0% | 0% | 8.2745 | 0 | 0 | 0 | 8.2745 | #N/A
2007-01-20 17:00 | 1 | 20 | 17 | 20.6667 | 473 | 17.96 | 15.26 | 1005 | 17.96 | 165.7844 | 0 | Heating | 22.1046 | #N/A | #N/A | #N/A | #N/A | 165.7844 | #N/A | #N/A | 2.8673 | #N/A | 0 | 0 | 0 | 0 | 0 | 0 | 0 | 0 | 0 | 0.07368% | 1 | 50% | 0% | 0% | 0% | 8.2745 | 0 | 0 | 0 | 8.2745 | #N/A
2007-01-20 18:00 | 1 | 20 | 18 | 20.7084 | 474 | 15.98 | 14.72 | 1005 | 15.98 | 229.2247 | 0 | Heating | 30.5633 | #N/A | #N/A | #N/A | #N/A | 229.2247 | #N/A | #N/A | 2.8262 | #N/A | 0 | 0 | 0 | 0 | 0 | 0 | 0 | 0 | 0 | 0.1019% | 1 | 50% | 0% | 0% | 0% | 8.2745 | 0 | 0 | 0 | 8.2745 | #N/A
2007-01-20 19:00 | 1 | 20 | 19 | 20.75 | 475 | 15.08 | 14 | 1005 | 15.08 | 303.056 | 0 | Heating | 40.4075 | #N/A | #N/A | #N/A | #N/A | 303.056 | #N/A | #N/A | 2.8087 | #N/A | 0 | 0 | 0 | 0 | 0 | 0 | 0 | 0 | 0 | 0.1347% | 1 | 50% | 0% | 0% | 0% | 8.2745 | 0 | 0 | 0 | 8.2745 | #N/A
2007-01-20 20:00 | 1 | 20 | 20 | 20.7917 | 476 | 15.08 | 14 | 1004 | 15.08 | 373.1168 | 0 | Heating | 49.7489 | #N/A | #N/A | #N/A | #N/A | 373.1168 | #N/A | #N/A | 2.8087 | #N/A | 0 | 0 | 0 | 0 | 0 | 0 | 0 | 0 | 0 | 0.1658% | 1 | 50% | 0% | 0% | 0% | 8.2745 | 0 | 0 | 0 | 8.2745 | #N/A
2007-01-20 21:00 | 1 | 20 | 21 | 20.8334 | 477 | 14 | 14 | 1004 | 14 | 399.4263 | 0 | Heating | 53.2568 | #N/A | #N/A | #N/A | #N/A | 399.4263 | #N/A | #N/A | 2.7888 | #N/A | 0 | 0 | 0 | 0 | 0 | 0 | 0 | 0 | 0 | 0.1775% | 1 | 50% | 0% | 0% | 0% | 8.2745 | 0 | 0 | 0 | 8.2745 | #N/A
2007-01-20 22:00 | 1 | 20 | 22 | 20.875 | 478 | 12.92 | 14 | 1004 | 12.92 | 448.0909 | 0 | Heating | 59.7454 | #N/A | #N/A | #N/A | #N/A | 448.0909 | #N/A | #N/A | 2.7697 | #N/A | 0 | 0 | 0 | 0 | 0 | 0 | 0 | 0 | 0 | 0.1992% | 1 | 50% | 0% | 0% | 0% | 8.2745 | 0 | 0 | 0 | 8.2745 | #N/A
2007-01-20 23:00 | 1 | 20 | 23 | 20.9167 | 479 | 12.92 | 16.52 | 1003 | 12.92 | 490.6259 | 0 | Heating | 65.4168 | #N/A | #N/A | #N/A | #N/A | 490.6259 | #N/A | #N/A | 2.7697 | #N/A | 0 | 0 | 0 | 0 | 0 | 0 | 0 | 0 | 0 | 0.2181% | 1 | 50% | 0% | 0% | 0% | 8.2745 | 0 | 0 | 0 | 8.2745 | #N/A
2007-01-21 | 1 | 21 | 0 | 20.9584 | 480 | 12.02 | 19.04 | 1002 | 12.02 | 528.931 | 0 | Heating | 70.5241 | #N/A | #N/A | #N/A | #N/A | 528.931 | #N/A | #N/A | 2.7546 | #N/A | 0 | 0 | 0 | 0 | 0 | 0 | 0 | 0 | 0 | 0.2351% | 1 | 50% | 0% | 0% | 0% | 8.2745 | 0 | 0 | 0 | 8.2745 | #N/A
2007-01-21 01:00 | 1 | 21 | 1 | 21 | 481 | 10.94 | 21.92 | 1001 | 10.94 | 522.075 | 0 | Heating | 69.61 | #N/A | #N/A | #N/A | #N/A | 522.075 | #N/A | #N/A | 2.737 | #N/A | 0 | 0 | 0 | 0 | 0 | 0 | 0 | 0 | 0 | 0.232% | 1 | 50% | 0% | 0% | 0% | 8.2745 | 0 | 0 | 0 | 8.2745 | #N/A
2007-01-21 02:00 | 1 | 21 | 2 | 21.0417 | 482 | 10.94 | 22.1 | 1001 | 10.94 | 525.5278 | 0 | Heating | 70.0704 | #N/A | #N/A | #N/A | #N/A | 525.5278 | #N/A | #N/A | 2.737 | #N/A | 0 | 0 | 0 | 0 | 0 | 0 | 0 | 0 | 0 | 0.2336% | 1 | 50% | 0% | 0% | 0% | 8.2745 | 0 | 0 | 0 | 8.2745 | #N/A
2007-01-21 03:00 | 1 | 21 | 3 | 21.0834 | 483 | 10.04 | 22.28 | 1000 | 10.04 | 528.5579 | 0 | Heating | 70.4744 | #N/A | #N/A | #N/A | #N/A | 528.5579 | #N/A | #N/A | 2.723 | #N/A | 0 | 0 | 0 | 0 | 0 | 0 | 0 | 0 | 0 | 0.2349% | 1 | 50% | 0% | 0% | 0% | 8.2745 | 0 | 0 | 0 | 8.2745 | #N/A
2007-01-21 04:00 | 1 | 21 | 4 | 21.125 | 484 | 8.96 | 23 | 1000 | 8.96 | 529.0885 | 0 | Heating | 70.5451 | #N/A | #N/A | #N/A | #N/A | 529.0885 | #N/A | #N/A | 2.7067 | #N/A | 0 | 0 | 0 | 0 | 0 | 0 | 0 | 0 | 0 | 0.2352% | 1 | 50% | 0% | 0% | 0% | 8.2745 | 0 | 0 | 0 | 8.2745 | #N/A
2007-01-21 05:00 | 1 | 21 | 5 | 21.1667 | 485 | 8.96 | 23.18 | 999 | 8.96 | 533.6447 | 0 | Heating | 71.1526 | #N/A | #N/A | #N/A | #N/A | 533.6447 | #N/A | #N/A | 2.7067 | #N/A | 0 | 0 | 0 | 0 | 0 | 0 | 0 | 0 | 0 | 0.2372% | 1 | 50% | 0% | 0% | 0% | 8.2745 | 0 | 0 | 0 | 8.2745 | #N/A
2007-01-21 06:00 | 1 | 21 | 6 | 21.2084 | 486 | 6.98 | 23.54 | 998 | 6.98 | 509.8122 | 0 | Heating | 67.975 | #N/A | #N/A | #N/A | #N/A | 509.8122 | #N/A | #N/A | 2.6781 | #N/A | 0 | 0 | 0 | 0 | 0 | 0 | 0 | 0 | 0 | 0.2266% | 1 | 50% | 0% | 0% | 0% | 8.2745 | 0 | 0 | 0 | 8.2745 | #N/A
2007-01-21 07:00 | 1 | 21 | 7 | 21.25 | 487 | 6.08 | 24.08 | 998 | 6.08 | 1341.8545 | 0 | Heating | 178.9139 | #N/A | #N/A | #N/A | #N/A | 1341.8545 | #N/A | #N/A | 2.6655 | #N/A | 0 | 0 | 0 | 0 | 0 | 0 | 0 | 0 | 0 | 0.5964% | 1 | 50% | 0% | 0% | 0% | 8.2745 | 0 | 0 | 0 | 8.2745 | #N/A
2007-01-21 08:00 | 1 | 21 | 8 | 21.2917 | 488 | 6.08 | 22.28 | 998 | 6.08 | 961.8574 | 0 | Heating | 128.2477 | #N/A | #N/A | #N/A | #N/A | 961.8574 | #N/A | #N/A | 2.6655 | #N/A | 0 | 0 | 0 | 0 | 0 | 0 | 0 | 0 | 0 | 0.4275% | 1 | 50% | 0% | 0% | 0% | 8.2745 | 0 | 0 | 0 | 8.2745 | #N/A
2007-01-21 09:00 | 1 | 21 | 9 | 21.3334 | 489 | 8.96 | 21.38 | 999 | 8.96 | 616.758 | 0 | Heating | 82.2344 | #N/A | #N/A | #N/A | #N/A | 616.758 | #N/A | #N/A | 2.7067 | #N/A | 0 | 0 | 0 | 0 | 0 | 0 | 0 | 0 | 0 | 0.2741% | 1 | 50% | 0% | 0% | 0% | 8.2745 | 0 | 0 | 0 | 8.2745 | #N/A
2007-01-21 10:00 | 1 | 21 | 10 | 21.375 | 490 | 12.02 | 21.02 | 1000 | 12.02 | 535.7647 | 0 | Heating | 71.4353 | #N/A | #N/A | #N/A | #N/A | 535.7647 | #N/A | #N/A | 2.7546 | #N/A | 0 | 0 | 0 | 0 | 0 | 0 | 0 | 0 | 0 | 0.2381% | 1 | 50% | 0% | 0% | 0% | 8.2745 | 0 | 0 | 0 | 8.2745 | #N/A
2007-01-21 11:00 | 1 | 21 | 11 | 21.4167 | 491 | 12.02 | 20.12 | 1000 | 12.02 | 523.3398 | 0 | Heating | 69.7786 | #N/A | #N/A | #N/A | #N/A | 523.3398 | #N/A | #N/A | 2.7546 | #N/A | 0 | 0 | 0 | 0 | 0 | 0 | 0 | 0 | 0 | 0.2326% | 1 | 50% | 0% | 0% | 0% | 8.2745 | 0 | 0 | 0 | 8.2745 | #N/A
2007-01-21 12:00 | 1 | 21 | 12 | 21.4584 | 492 | 17.06 | 19.04 | 999 | 17.06 | 437.3571 | 0 | Heating | 58.3143 | #N/A | #N/A | #N/A | #N/A | 437.3571 | #N/A | #N/A | 2.8481 | #N/A | 0 | 0 | 0 | 0 | 0 | 0 | 0 | 0 | 0 | 0.1944% | 1 | 50% | 0% | 0% | 0% | 8.2745 | 0 | 0 | 0 | 8.2745 | #N/A
2007-01-21 13:00 | 1 | 21 | 13 | 21.5 | 493 | 17.96 | 17.96 | 999 | 17.96 | 453.9794 | 0 | Heating | 60.5306 | #N/A | #N/A | #N/A | #N/A | 453.9794 | #N/A | #N/A | 2.8673 | #N/A | 0 | 0 | 0 | 0 | 0 | 0 | 0 | 0 | 0 | 0.2018% | 1 | 50% | 0% | 0% | 0% | 8.2745 | 0 | 0 | 0 | 8.2745 | #N/A
2007-01-21 14:00 | 1 | 21 | 14 | 21.5417 | 494 | 17.96 | 18.5 | 999 | 17.96 | 332.0107 | 0 | Heating | 44.2681 | #N/A | #N/A | #N/A | #N/A | 332.0107 | #N/A | #N/A | 2.8673 | #N/A | 0 | 0 | 0 | 0 | 0 | 0 | 0 | 0 | 0 | 0.1476% | 1 | 50% | 0% | 0% | 0% | 8.2745 | 0 | 0 | 0 | 8.2745 | #N/A
2007-01-21 15:00 | 1 | 21 | 15 | 21.5834 | 495 | 19.04 | 19.04 | 999 | 19.04 | 341.3395 | 0 | Heating | 45.5119 | #N/A | #N/A | #N/A | #N/A | 341.3395 | #N/A | #N/A | 2.8915 | #N/A | 0 | 0 | 0 | 0 | 0 | 0 | 0 | 0 | 0 | 0.1517% | 1 | 50% | 0% | 0% | 0% | 8.2745 | 0 | 0 | 0 | 8.2745 | #N/A
2007-01-21 16:00 | 1 | 21 | 16 | 21.625 | 496 | 19.04 | 19.04 | 999 | 19.04 | 352.7981 | 0 | Heating | 47.0397 | #N/A | #N/A | #N/A | #N/A | 352.7981 | #N/A | #N/A | 2.8915 | #N/A | 0 | 0 | 0 | 0 | 0 | 0 | 0 | 0 | 0 | 0.1568% | 1 | 50% | 0% | 0% | 0% | 8.2745 | 0 | 0 | 0 | 8.2745 | #N/A
2007-01-21 17:00 | 1 | 21 | 17 | 21.6667 | 497 | 19.04 | 21.02 | 999 | 19.04 | 301.2565 | 0 | Heating | 40.1675 | #N/A | #N/A | #N/A | #N/A | 301.2565 | #N/A | #N/A | 2.8915 | #N/A | 0 | 0 | 0 | 0 | 0 | 0 | 0 | 0 | 0 | 0.1339% | 1 | 50% | 0% | 0% | 0% | 8.2745 | 0 | 0 | 0 | 8.2745 | #N/A
2007-01-21 18:00 | 1 | 21 | 18 | 21.7084 | 498 | 19.04 | 23 | 1000 | 19.04 | 347.1115 | 0 | Heating | 46.2815 | #N/A | #N/A | #N/A | #N/A | 347.1115 | #N/A | #N/A | 2.8915 | #N/A | 0 | 0 | 0 | 0 | 0 | 0 | 0 | 0 | 0 | 0.1543% | 1 | 50% | 0% | 0% | 0% | 8.2745 | 0 | 0 | 0 | 8.2745 | #N/A
2007-01-21 19:00 | 1 | 21 | 19 | 21.75 | 499 | 19.04 | 24.98 | 1000 | 19.04 | 433.5411 | 0 | Heating | 57.8055 | #N/A | #N/A | #N/A | #N/A | 433.5411 | #N/A | #N/A | 2.8915 | #N/A | 0 | 0 | 0 | 0 | 0 | 0 | 0 | 0 | 0 | 0.1927% | 1 | 50% | 0% | 0% | 0% | 8.2745 | 0 | 0 | 0 | 8.2745 | #N/A
2007-01-21 20:00 | 1 | 21 | 20 | 21.7917 | 500 | 19.04 | 24.98 | 1000 | 19.04 | 465.18 | 0 | Heating | 62.024 | #N/A | #N/A | #N/A | #N/A | 465.18 | #N/A | #N/A | 2.8915 | #N/A | 0 | 0 | 0 | 0 | 0 | 0 | 0 | 0 | 0 | 0.2067% | 1 | 50% | 0% | 0% | 0% | 8.2745 | 0 | 0 | 0 | 8.2745 | #N/A
2007-01-21 21:00 | 1 | 21 | 21 | 21.8334 | 501 | 17.96 | 24.98 | 999 | 17.96 | 537.2829 | 0 | Heating | 71.6377 | #N/A | #N/A | #N/A | #N/A | 537.2829 | #N/A | #N/A | 2.8673 | #N/A | 0 | 0 | 0 | 0 | 0 | 0 | 0 | 0 | 0 | 0.2388% | 1 | 50% | 0% | 0% | 0% | 8.2745 | 0 | 0 | 0 | 8.2745 | #N/A
2007-01-21 22:00 | 1 | 21 | 22 | 21.875 | 502 | 19.04 | 24.98 | 999 | 19.04 | 603.7284 | 0 | Heating | 80.4971 | #N/A | #N/A | #N/A | #N/A | 603.7284 | #N/A | #N/A | 2.8915 | #N/A | 0 | 0 | 0 | 0 | 0 | 0 | 0 | 0 | 0 | 0.2683% | 1 | 50% | 0% | 0% | 0% | 8.2745 | 0 | 0 | 0 | 8.2745 | #N/A
2007-01-21 23:00 | 1 | 21 | 23 | 21.9167 | 503 | 19.04 | 24.44 | 999 | 19.04 | 37.168 | 0 | Heating | 4.9557 | #N/A | #N/A | #N/A | #N/A | 37.168 | #N/A | #N/A | 2.8915 | #N/A | 0 | 0 | 0 | 0 | 0 | 0 | 0 | 0 | 0 | 0.01652% | 1 | 50% | 0% | 0% | 0% | 8.2745 | 0 | 0 | 0 | 8.2745 | #N/A
2007-01-22 | 1 | 22 | 0 | 21.9584 | 504 | 17.96 | 24.08 | 998 | 17.96 | 170.7438 | 0 | Heating | 22.7658 | #N/A | #N/A | #N/A | #N/A | 170.7438 | #N/A | #N/A | 2.8673 | #N/A | 0 | 0 | 0 | 0 | 0 | 0 | 0 | 0 | 0 | 0.07589% | 1 | 50% | 0% | 0% | 0% | 8.2745 | 0 | 0 | 0 | 8.2745 | #N/A
2007-01-22 01:00 | 1 | 22 | 1 | 22 | 505 | 17.96 | 24.08 | 998 | 17.96 | 228.9519 | 0 | Heating | 30.5269 | #N/A | #N/A | #N/A | #N/A | 228.9519 | #N/A | #N/A | 2.8673 | #N/A | 0 | 0 | 0 | 0 | 0 | 0 | 0 | 0 | 0 | 0.1018% | 1 | 50% | 0% | 0% | 0% | 8.2745 | 0 | 0 | 0 | 8.2745 | #N/A
2007-01-22 02:00 | 1 | 22 | 2 | 22.0417 | 506 | 17.96 | 23.18 | 998 | 17.96 | 250.496 | 0 | Heating | 33.3995 | #N/A | #N/A | #N/A | #N/A | 250.496 | #N/A | #N/A | 2.8673 | #N/A | 0 | 0 | 0 | 0 | 0 | 0 | 0 | 0 | 0 | 0.1113% | 1 | 50% | 0% | 0% | 0% | 8.2745 | 0 | 0 | 0 | 8.2745 | #N/A
2007-01-22 03:00 | 1 | 22 | 3 | 22.0834 | 507 | 17.96 | 22.28 | 997 | 17.96 | 250.453 | 0 | Heating | 33.3937 | #N/A | #N/A | #N/A | #N/A | 250.453 | #N/A | #N/A | 2.8673 | #N/A | 0 | 0 | 0 | 0 | 0 | 0 | 0 | 0 | 0 | 0.1113% | 1 | 50% | 0% | 0% | 0% | 8.2745 | 0 | 0 | 0 | 8.2745 | #N/A
2007-01-22 04:00 | 1 | 22 | 4 | 22.125 | 508 | 17.96 | 21.92 | 997 | 17.96 | 247.0925 | 0 | Heating | 32.9457 | #N/A | #N/A | #N/A | #N/A | 247.0925 | #N/A | #N/A | 2.8673 | #N/A | 0 | 0 | 0 | 0 | 0 | 0 | 0 | 0 | 0 | 0.1098% | 1 | 50% | 0% | 0% | 0% | 8.2745 | 0 | 0 | 0 | 8.2745 | #N/A
2007-01-22 05:00 | 1 | 22 | 5 | 22.1667 | 509 | 17.96 | 21.02 | 996 | 17.96 | 256.443 | 0 | Heating | 34.1924 | #N/A | #N/A | #N/A | #N/A | 256.443 | #N/A | #N/A | 2.8673 | #N/A | 0 | 0 | 0 | 0 | 0 | 0 | 0 | 0 | 0 | 0.114% | 1 | 50% | 0% | 0% | 0% | 8.2745 | 0 | 0 | 0 | 8.2745 | #N/A
2007-01-22 06:00 | 1 | 22 | 6 | 22.2084 | 510 | 17.6 | 20.3 | 995 | 17.6 | 245.9898 | 0 | Heating | 32.7986 | #N/A | #N/A | #N/A | #N/A | 245.9898 | #N/A | #N/A | 2.8595 | #N/A | 0 | 0 | 0 | 0 | 0 | 0 | 0 | 0 | 0 | 0.1093% | 1 | 50% | 0% | 0% | 0% | 8.2745 | 0 | 0 | 0 | 8.2745 | #N/A
2007-01-22 07:00 | 1 | 22 | 7 | 22.25 | 511 | 15.8 | 19.94 | 994 | 15.8 | 1020.3346 | 0 | Heating | 136.0446 | #N/A | #N/A | #N/A | #N/A | 1020.3346 | #N/A | #N/A | 2.8226 | #N/A | 0 | 0 | 0 | 0 | 0 | 0 | 0 | 0 | 0 | 0.4535% | 1 | 50% | 0% | 0% | 0% | 8.2745 | 0 | 0 | 0 | 8.2745 | #N/A
2007-01-22 08:00 | 1 | 22 | 8 | 22.2917 | 512 | 15.98 | 20.84 | 994 | 15.98 | 678.248 | 0 | Heating | 90.4331 | #N/A | #N/A | #N/A | #N/A | 678.248 | #N/A | #N/A | 2.8262 | #N/A | 0 | 0 | 0 | 0 | 0 | 0 | 0 | 0 | 0 | 0.3014% | 1 | 50% | 0% | 0% | 0% | 8.2745 | 0 | 0 | 0 | 8.2745 | #N/A
2007-01-22 09:00 | 1 | 22 | 9 | 22.3334 | 513 | 15.98 | 22.64 | 993 | 15.98 | 367.7384 | 0 | Heating | 49.0318 | #N/A | #N/A | #N/A | #N/A | 367.7384 | #N/A | #N/A | 2.8262 | #N/A | 0 | 0 | 0 | 0 | 0 | 0 | 0 | 0 | 0 | 0.1634% | 1 | 50% | 0% | 0% | 0% | 8.2745 | 0 | 0 | 0 | 8.2745 | #N/A
2007-01-22 10:00 | 1 | 22 | 10 | 22.375 | 514 | 17.96 | 24.98 | 992 | 17.96 | 331.7032 | 0 | Heating | 44.2271 | #N/A | #N/A | #N/A | #N/A | 331.7032 | #N/A | #N/A | 2.8673 | #N/A | 0 | 0 | 0 | 0 | 0 | 0 | 0 | 0 | 0 | 0.1474% | 1 | 50% | 0% | 0% | 0% | 8.2745 | 0 | 0 | 0 | 8.2745 | #N/A
2007-01-22 11:00 | 1 | 22 | 11 | 22.4167 | 515 | 17.96 | 26.06 | 991 | 17.96 | 345.257 | 0 | Heating | 46.0343 | #N/A | #N/A | #N/A | #N/A | 345.257 | #N/A | #N/A | 2.8673 | #N/A | 0 | 0 | 0 | 0 | 0 | 0 | 0 | 0 | 0 | 0.1534% | 1 | 50% | 0% | 0% | 0% | 8.2745 | 0 | 0 | 0 | 8.2745 | #N/A
2007-01-22 12:00 | 1 | 22 | 12 | 22.4584 | 516 | 21.02 | 26.96 | 989 | 21.02 | 305.6967 | 0 | Heating | 40.7596 | #N/A | #N/A | #N/A | #N/A | 305.6967 | #N/A | #N/A | 2.9394 | #N/A | 0 | 0 | 0 | 0 | 0 | 0 | 0 | 0 | 0 | 0.1359% | 1 | 50% | 0% | 0% | 0% | 8.2745 | 0 | 0 | 0 | 8.2745 | #N/A
2007-01-22 13:00 | 1 | 22 | 13 | 22.5 | 517 | 21.92 | 28.04 | 987 | 21.92 | 345.3285 | 0 | Heating | 46.0438 | #N/A | #N/A | #N/A | #N/A | 345.3285 | #N/A | #N/A | 2.9629 | #N/A | 0 | 0 | 0 | 0 | 0 | 0 | 0 | 0 | 0 | 0.1535% | 1 | 50% | 0% | 0% | 0% | 8.2745 | 0 | 0 | 0 | 8.2745 | #N/A
2007-01-22 14:00 | 1 | 22 | 14 | 22.5417 | 518 | 21.92 | 27.86 | 986 | 21.92 | 225.9505 | 0 | Heating | 30.1267 | #N/A | #N/A | #N/A | #N/A | 225.9505 | #N/A | #N/A | 2.9629 | #N/A | 0 | 0 | 0 | 0 | 0 | 0 | 0 | 0 | 0 | 0.1004% | 1 | 50% | 0% | 0% | 0% | 8.2745 | 0 | 0 | 0 | 8.2745 | #N/A
2007-01-22 15:00 | 1 | 22 | 15 | 22.5834 | 519 | 21.92 | 27.68 | 986 | 21.92 | 186.0212 | 0 | Heating | 24.8028 | #N/A | #N/A | #N/A | #N/A | 186.0212 | #N/A | #N/A | 2.9629 | #N/A | 0 | 0 | 0 | 0 | 0 | 0 | 0 | 0 | 0 | 0.08268% | 1 | 50% | 0% | 0% | 0% | 8.2745 | 0 | 0 | 0 | 8.2745 | #N/A
2007-01-22 16:00 | 1 | 22 | 16 | 22.625 | 520 | 23 | 26.96 | 985 | 23 | 159.0905 | 0 | Heating | 21.2121 | #N/A | #N/A | #N/A | #N/A | 159.0905 | #N/A | #N/A | 2.9925 | #N/A | 0 | 0 | 0 | 0 | 0 | 0 | 0 | 0 | 0 | 0.07071% | 1 | 50% | 0% | 0% | 0% | 8.2745 | 0 | 0 | 0 | 8.2745 | #N/A
2007-01-22 17:00 | 1 | 22 | 17 | 22.6667 | 521 | 23 | 28.22 | 985 | 23 | 107.8463 | 0 | Heating | 14.3795 | #N/A | #N/A | #N/A | #N/A | 107.8463 | #N/A | #N/A | 2.9925 | #N/A | 0 | 0 | 0 | 0 | 0 | 0 | 0 | 0 | 0 | 0.04793% | 1 | 50% | 0% | 0% | 0% | 8.2745 | 0 | 0 | 0 | 8.2745 | #N/A
2007-01-22 18:00 | 1 | 22 | 18 | 22.7084 | 522 | 21.2 | 29.66 | 985 | 21.2 | 147.8836 | 0 | Heating | 19.7178 | #N/A | #N/A | #N/A | #N/A | 147.8836 | #N/A | #N/A | 2.944 | #N/A | 0 | 0 | 0 | 0 | 0 | 0 | 0 | 0 | 0 | 0.06573% | 1 | 50% | 0% | 0% | 0% | 8.2745 | 0 | 0 | 0 | 8.2745 | #N/A
2007-01-22 19:00 | 1 | 22 | 19 | 22.75 | 523 | 21.2 | 30.92 | 985 | 21.2 | 221.0375 | 0 | Heating | 29.4717 | #N/A | #N/A | #N/A | #N/A | 221.0375 | #N/A | #N/A | 2.944 | #N/A | 0 | 0 | 0 | 0 | 0 | 0 | 0 | 0 | 0 | 0.09824% | 1 | 50% | 0% | 0% | 0% | 8.2745 | 0 | 0 | 0 | 8.2745 | #N/A
2007-01-22 20:00 | 1 | 22 | 20 | 22.7917 | 524 | 21.02 | 31.28 | 985 | 21.02 | 253.8473 | 0 | Heating | 33.8463 | #N/A | #N/A | #N/A | #N/A | 253.8473 | #N/A | #N/A | 2.9394 | #N/A | 0 | 0 | 0 | 0 | 0 | 0 | 0 | 0 | 0 | 0.1128% | 1 | 50% | 0% | 0% | 0% | 8.2745 | 0 | 0 | 0 | 8.2745 | #N/A
2007-01-22 21:00 | 1 | 22 | 21 | 22.8334 | 525 | 21.02 | 31.64 | 985 | 21.02 | 333.9514 | 0 | Heating | 44.5269 | #N/A | #N/A | #N/A | #N/A | 333.9514 | #N/A | #N/A | 2.9394 | #N/A | 0 | 0 | 0 | 0 | 0 | 0 | 0 | 0 | 0 | 0.1484% | 1 | 50% | 0% | 0% | 0% | 8.2745 | 0 | 0 | 0 | 8.2745 | #N/A
2007-01-22 22:00 | 1 | 22 | 22 | 22.875 | 526 | 21.02 | 32 | 984 | 21.02 | 377.5149 | 0 | Heating | 50.3353 | #N/A | #N/A | #N/A | #N/A | 377.5149 | #N/A | #N/A | 2.9394 | #N/A | 0 | 0 | 0 | 0 | 0 | 0 | 0 | 0 | 0 | 0.1678% | 1 | 50% | 0% | 0% | 0% | 8.2745 | 0 | 0 | 0 | 8.2745 | #N/A
2007-01-22 23:00 | 1 | 22 | 23 | 22.9167 | 527 | 21.02 | 29.48 | 984 | 21.02 | 4.8462 | 0 | Heating | 0.64617 | #N/A | #N/A | #N/A | #N/A | 4.8462 | #N/A | #N/A | 2.9394 | #N/A | 0 | 0 | 0 | 0 | 0 | 0 | 0 | 0 | 0 | 0.002154% | 1 | 50% | 0% | 0% | 0% | 8.2745 | 0 | 0 | 0 | 8.2745 | #N/A
2007-01-23 | 1 | 23 | 0 | 22.9584 | 528 | 19.94 | 27.14 | 983 | 19.94 | 16.4991 | 0 | Heating | 2.1999 | #N/A | #N/A | #N/A | #N/A | 16.4991 | #N/A | #N/A | 2.9127 | #N/A | 0 | 0 | 0 | 0 | 0 | 0 | 0 | 0 | 0 | 0.007333% | 1 | 50% | 0% | 0% | 0% | 8.2745 | 0 | 0 | 0 | 8.2745 | #N/A
2007-01-23 01:00 | 1 | 23 | 1 | 23 | 529 | 19.94 | 24.98 | 983 | 19.94 | 20.0321 | 0 | Heating | 2.6709 | #N/A | #N/A | #N/A | #N/A | 20.0321 | #N/A | #N/A | 2.9127 | #N/A | 0 | 0 | 0 | 0 | 0 | 0 | 0 | 0 | 0 | 0.008903% | 1 | 50% | 0% | 0% | 0% | 8.2745 | 0 | 0 | 0 | 8.2745 | #N/A
2007-01-23 02:00 | 1 | 23 | 2 | 23.0417 | 530 | 19.94 | 24.8 | 982 | 19.94 | 21.9915 | 0 | Heating | 2.9322 | #N/A | #N/A | #N/A | #N/A | 21.9915 | #N/A | #N/A | 2.9127 | #N/A | 0 | 0 | 0 | 0 | 0 | 0 | 0 | 0 | 0 | 0.009774% | 1 | 50% | 0% | 0% | 0% | 8.2745 | 0 | 0 | 0 | 8.2745 | #N/A
2007-01-23 03:00 | 1 | 23 | 3 | 23.0834 | 531 | 19.4 | 24.62 | 982 | 19.4 | 23.8702 | 0 | Heating | 3.1827 | #N/A | #N/A | #N/A | #N/A | 23.8702 | #N/A | #N/A | 2.8998 | #N/A | 0 | 0 | 0 | 0 | 0 | 0 | 0 | 0 | 0 | 0.01061% | 1 | 50% | 0% | 0% | 0% | 8.2745 | 0 | 0 | 0 | 8.2745 | #N/A
2007-01-23 04:00 | 1 | 23 | 4 | 23.125 | 532 | 19.4 | 24.98 | 981 | 19.4 | 27.6546 | 0 | Heating | 3.6873 | #N/A | #N/A | #N/A | #N/A | 27.6546 | #N/A | #N/A | 2.8998 | #N/A | 0 | 0 | 0 | 0 | 0 | 0 | 0 | 0 | 0 | 0.01229% | 1 | 50% | 0% | 0% | 0% | 8.2745 | 0 | 0 | 0 | 8.2745 | #N/A
2007-01-23 05:00 | 1 | 23 | 5 | 23.1667 | 533 | 19.94 | 25.34 | 981 | 19.94 | 55.2973 | 0 | Heating | 7.373 | #N/A | #N/A | #N/A | #N/A | 55.2973 | #N/A | #N/A | 2.9127 | #N/A | 0 | 0 | 0 | 0 | 0 | 0 | 0 | 0 | 0 | 0.02458% | 1 | 50% | 0% | 0% | 0% | 8.2745 | 0 | 0 | 0 | 8.2745 | #N/A
2007-01-23 06:00 | 1 | 23 | 6 | 23.2084 | 534 | 14 | 26.06 | 981 | 14 | 64.0924 | 0 | Heating | 8.5457 | #N/A | #N/A | #N/A | #N/A | 64.0924 | #N/A | #N/A | 2.7888 | #N/A | 0 | 0 | 0 | 0 | 0 | 0 | 0 | 0 | 0 | 0.02849% | 1 | 50% | 0% | 0% | 0% | 8.2745 | 0 | 0 | 0 | 8.2745 | #N/A
2007-01-23 07:00 | 1 | 23 | 7 | 23.25 | 535 | 14 | 26.96 | 981 | 14 | 818.1654 | 0 | Heating | 109.0887 | #N/A | #N/A | #N/A | #N/A | 818.1654 | #N/A | #N/A | 2.7888 | #N/A | 0 | 0 | 0 | 0 | 0 | 0 | 0 | 0 | 0 | 0.3636% | 1 | 50% | 0% | 0% | 0% | 8.2745 | 0 | 0 | 0 | 8.2745 | #N/A
2007-01-23 08:00 | 1 | 23 | 8 | 23.2917 | 536 | 12.92 | 23.54 | 982 | 12.92 | 534.7832 | 0 | Heating | 71.3044 | #N/A | #N/A | #N/A | #N/A | 534.7832 | #N/A | #N/A | 2.7697 | #N/A | 0 | 0 | 0 | 0 | 0 | 0 | 0 | 0 | 0 | 0.2377% | 1 | 50% | 0% | 0% | 0% | 8.2745 | 0 | 0 | 0 | 8.2745 | #N/A
2007-01-23 09:00 | 1 | 23 | 9 | 23.3334 | 537 | 15.98 | 21.02 | 982 | 15.98 | 254.7108 | 0 | Heating | 33.9614 | #N/A | #N/A | #N/A | #N/A | 254.7108 | #N/A | #N/A | 2.8262 | #N/A | 0 | 0 | 0 | 0 | 0 | 0 | 0 | 0 | 0 | 0.1132% | 1 | 50% | 0% | 0% | 0% | 8.2745 | 0 | 0 | 0 | 8.2745 | #N/A
2007-01-23 10:00 | 1 | 23 | 10 | 23.375 | 538 | 21.02 | 19.04 | 982 | 21.02 | 218.6499 | 0 | Heating | 29.1533 | #N/A | #N/A | #N/A | #N/A | 218.6499 | #N/A | #N/A | 2.9394 | #N/A | 0 | 0 | 0 | 0 | 0 | 0 | 0 | 0 | 0 | 0.09718% | 1 | 50% | 0% | 0% | 0% | 8.2745 | 0 | 0 | 0 | 8.2745 | #N/A
2007-01-23 11:00 | 1 | 23 | 11 | 23.4167 | 539 | 21.02 | 17.06 | 982 | 21.02 | 240.262 | 0 | Heating | 32.0349 | #N/A | #N/A | #N/A | #N/A | 240.262 | #N/A | #N/A | 2.9394 | #N/A | 0 | 0 | 0 | 0 | 0 | 0 | 0 | 0 | 0 | 0.1068% | 1 | 50% | 0% | 0% | 0% | 8.2745 | 0 | 0 | 0 | 8.2745 | #N/A
2007-01-23 12:00 | 1 | 23 | 12 | 23.4584 | 540 | 26.06 | 14.9 | 982 | 26.06 | 265.4687 | 0 | Heating | 35.3958 | #N/A | #N/A | #N/A | #N/A | 265.4687 | #N/A | #N/A | 3.0859 | #N/A | 0 | 0 | 0 | 0 | 0 | 0 | 0 | 0 | 0 | 0.118% | 1 | 50% | 0% | 0% | 0% | 8.2745 | 0 | 0 | 0 | 8.2745 | #N/A
2007-01-23 13:00 | 1 | 23 | 13 | 23.5 | 541 | 28.4 | 12.92 | 982 | 28.4 | 302.2996 | 0 | Heating | 40.3066 | #N/A | #N/A | #N/A | #N/A | 302.2996 | #N/A | #N/A | 3.1678 | #N/A | 0 | 0 | 0 | 0 | 0 | 0 | 0 | 0 | 0 | 0.1344% | 1 | 50% | 0% | 0% | 0% | 8.2745 | 0 | 0 | 0 | 8.2745 | #N/A
2007-01-23 14:00 | 1 | 23 | 14 | 23.5417 | 542 | 28.04 | 12.56 | 982 | 28.04 | 216.1345 | 0 | Heating | 28.8179 | #N/A | #N/A | #N/A | #N/A | 216.1345 | #N/A | #N/A | 3.1545 | #N/A | 0 | 0 | 0 | 0 | 0 | 0 | 0 | 0 | 0 | 0.09606% | 1 | 50% | 0% | 0% | 0% | 8.2745 | 0 | 0 | 0 | 8.2745 | #N/A
2007-01-23 15:00 | 1 | 23 | 15 | 23.5834 | 543 | 30.02 | 11.84 | 982 | 30.02 | 233.9459 | 0 | Heating | 31.1928 | #N/A | #N/A | #N/A | #N/A | 233.9459 | #N/A | #N/A | 3.2302 | #N/A | 0 | 0 | 0 | 0 | 0 | 0 | 0 | 0 | 0 | 0.104% | 1 | 50% | 0% | 0% | 0% | 8.2745 | 0 | 0 | 0 | 8.2745 | #N/A
2007-01-23 16:00 | 1 | 23 | 16 | 23.625 | 544 | 30.02 | 10.94 | 982 | 30.02 | 253.5402 | 0 | Heating | 33.8054 | #N/A | #N/A | #N/A | #N/A | 253.5402 | #N/A | #N/A | 3.2302 | #N/A | 0 | 0 | 0 | 0 | 0 | 0 | 0 | 0 | 0 | 0.1127% | 1 | 50% | 0% | 0% | 0% | 8.2745 | 0 | 0 | 0 | 8.2745 | #N/A
2007-01-23 17:00 | 1 | 23 | 17 | 23.6667 | 545 | 28.04 | 10.22 | 983 | 28.04 | 268.4095 | 0 | Heating | 35.7879 | #N/A | #N/A | #N/A | #N/A | 268.4095 | #N/A | #N/A | 3.1545 | #N/A | 0 | 0 | 0 | 0 | 0 | 0 | 0 | 0 | 0 | 0.1193% | 1 | 50% | 0% | 0% | 0% | 8.2745 | 0 | 0 | 0 | 8.2745 | #N/A
2007-01-23 18:00 | 1 | 23 | 18 | 23.7084 | 546 | 28.04 | 9.68 | 983 | 28.04 | 373.7887 | 0 | Heating | 49.8385 | #N/A | #N/A | #N/A | #N/A | 373.7887 | #N/A | #N/A | 3.1545 | #N/A | 0 | 0 | 0 | 0 | 0 | 0 | 0 | 0 | 0 | 0.1661% | 1 | 50% | 0% | 0% | 0% | 8.2745 | 0 | 0 | 0 | 8.2745 | #N/A
2007-01-23 19:00 | 1 | 23 | 19 | 23.75 | 547 | 28.04 | 8.96 | 983 | 28.04 | 490.8233 | 0 | Heating | 65.4431 | #N/A | #N/A | #N/A | #N/A | 490.8233 | #N/A | #N/A | 3.1545 | #N/A | 0 | 0 | 0 | 0 | 0 | 0 | 0 | 0 | 0 | 0.2181% | 1 | 50% | 0% | 0% | 0% | 8.2745 | 0 | 0 | 0 | 8.2745 | #N/A
2007-01-23 20:00 | 1 | 23 | 20 | 23.7917 | 548 | 28.04 | 8.06 | 983 | 28.04 | 554.002 | 0 | Heating | 73.8669 | #N/A | #N/A | #N/A | #N/A | 554.002 | #N/A | #N/A | 3.1545 | #N/A | 0 | 0 | 0 | 0 | 0 | 0 | 0 | 0 | 0 | 0.2462% | 1 | 50% | 0% | 0% | 0% | 8.2745 | 0 | 0 | 0 | 8.2745 | #N/A
2007-01-23 21:00 | 1 | 23 | 21 | 23.8334 | 549 | 23 | 6.98 | 983 | 23 | 648.8949 | 0 | Heating | 86.5193 | #N/A | #N/A | #N/A | #N/A | 648.8949 | #N/A | #N/A | 2.9925 | #N/A | 0 | 0 | 0 | 0 | 0 | 0 | 0 | 0 | 0 | 0.2884% | 1 | 50% | 0% | 0% | 0% | 8.2745 | 0 | 0 | 0 | 8.2745 | #N/A
2007-01-23 22:00 | 1 | 23 | 22 | 23.875 | 550 | 26.06 | 6.08 | 983 | 26.06 | 731.8464 | 0 | Heating | 97.5795 | #N/A | #N/A | #N/A | #N/A | 731.8464 | #N/A | #N/A | 3.0859 | #N/A | 0 | 0 | 0 | 0 | 0 | 0 | 0 | 0 | 0 | 0.3253% | 1 | 50% | 0% | 0% | 0% | 8.2745 | 0 | 0 | 0 | 8.2745 | #N/A
2007-01-23 23:00 | 1 | 23 | 23 | 23.9167 | 551 | 26.06 | 6.26 | 982 | 26.06 | 246.4947 | 0 | Heating | 32.866 | #N/A | #N/A | #N/A | #N/A | 246.4947 | #N/A | #N/A | 3.0859 | #N/A | 0 | 0 | 0 | 0 | 0 | 0 | 0 | 0 | 0 | 0.1096% | 1 | 50% | 0% | 0% | 0% | 8.2745 | 0 | 0 | 0 | 8.2745 | #N/A
2007-01-24 | 1 | 24 | 0 | 23.9584 | 552 | 26.06 | 6.44 | 982 | 26.06 | 428.4809 | 0 | Heating | 57.1308 | #N/A | #N/A | #N/A | #N/A | 428.4809 | #N/A | #N/A | 3.0859 | #N/A | 0 | 0 | 0 | 0 | 0 | 0 | 0 | 0 | 0 | 0.1904% | 1 | 50% | 0% | 0% | 0% | 8.2745 | 0 | 0 | 0 | 8.2745 | #N/A
2007-01-24 01:00 | 1 | 24 | 1 | 24 | 553 | 26.06 | 6.98 | 981 | 26.06 | 514.1345 | 0 | Heating | 68.5513 | #N/A | #N/A | #N/A | #N/A | 514.1345 | #N/A | #N/A | 3.0859 | #N/A | 0 | 0 | 0 | 0 | 0 | 0 | 0 | 0 | 0 | 0.2285% | 1 | 50% | 0% | 0% | 0% | 8.2745 | 0 | 0 | 0 | 8.2745 | #N/A
2007-01-24 02:00 | 1 | 24 | 2 | 24.0417 | 554 | 26.06 | 7.34 | 982 | 26.06 | 571.3402 | 0 | Heating | 76.1787 | #N/A | #N/A | #N/A | #N/A | 571.3402 | #N/A | #N/A | 3.0859 | #N/A | 0 | 0 | 0 | 0 | 0 | 0 | 0 | 0 | 0 | 0.2539% | 1 | 50% | 0% | 0% | 0% | 8.2745 | 0 | 0 | 0 | 8.2745 | #N/A
2007-01-24 03:00 | 1 | 24 | 3 | 24.0834 | 555 | 17.06 | 8.06 | 983 | 17.06 | 613.1966 | 0 | Heating | 81.7595 | #N/A | #N/A | #N/A | #N/A | 613.1966 | #N/A | #N/A | 2.8481 | #N/A | 0 | 0 | 0 | 0 | 0 | 0 | 0 | 0 | 0 | 0.2725% | 1 | 50% | 0% | 0% | 0% | 8.2745 | 0 | 0 | 0 | 8.2745 | #N/A
2007-01-24 04:00 | 1 | 24 | 4 | 24.125 | 556 | 21.02 | 8.96 | 983 | 21.02 | 650.8663 | 0 | Heating | 86.7822 | #N/A | #N/A | #N/A | #N/A | 650.8663 | #N/A | #N/A | 2.9394 | #N/A | 0 | 0 | 0 | 0 | 0 | 0 | 0 | 0 | 0 | 0.2893% | 1 | 50% | 0% | 0% | 0% | 8.2745 | 0 | 0 | 0 | 8.2745 | #N/A
2007-01-24 05:00 | 1 | 24 | 5 | 24.1667 | 557 | 21.02 | 7.34 | 984 | 21.02 | 699.2694 | 0 | Heating | 93.2359 | #N/A | #N/A | #N/A | #N/A | 699.2694 | #N/A | #N/A | 2.9394 | #N/A | 0 | 0 | 0 | 0 | 0 | 0 | 0 | 0 | 0 | 0.3108% | 1 | 50% | 0% | 0% | 0% | 8.2745 | 0 | 0 | 0 | 8.2745 | #N/A
2007-01-24 06:00 | 1 | 24 | 6 | 24.2084 | 558 | 24.08 | 6.08 | 984 | 24.08 | 728.7355 | 0 | Heating | 97.1647 | #N/A | #N/A | #N/A | #N/A | 728.7355 | #N/A | #N/A | 3.0238 | #N/A | 0 | 0 | 0 | 0 | 0 | 0 | 0 | 0 | 0 | 0.3239% | 1 | 50% | 0% | 0% | 0% | 8.2745 | 0 | 0 | 0 | 8.2745 | #N/A
2007-01-24 07:00 | 1 | 24 | 7 | 24.25 | 559 | 24.98 | 5 | 984 | 24.98 | 1443.469 | 0 | Heating | 192.4625 | #N/A | #N/A | #N/A | #N/A | 1443.469 | #N/A | #N/A | 3.0513 | #N/A | 0 | 0 | 0 | 0 | 0 | 0 | 0 | 0 | 0 | 0.6415% | 1 | 50% | 0% | 0% | 0% | 8.2745 | 0 | 0 | 0 | 8.2745 | #N/A
2007-01-24 08:00 | 1 | 24 | 8 | 24.2917 | 560 | 24.98 | 5 | 985 | 24.98 | 1056.5427 | 0 | Heating | 140.8724 | #N/A | #N/A | #N/A | #N/A | 1056.5427 | #N/A | #N/A | 3.0513 | #N/A | 0 | 0 | 0 | 0 | 0 | 0 | 0 | 0 | 0 | 0.4696% | 1 | 50% | 0% | 0% | 0% | 8.2745 | 0 | 0 | 0 | 8.2745 | #N/A
2007-01-24 09:00 | 1 | 24 | 9 | 24.3334 | 561 | 28.04 | 5.54 | 985 | 28.04 | 724.5758 | 0 | Heating | 96.6101 | #N/A | #N/A | #N/A | #N/A | 724.5758 | #N/A | #N/A | 3.1545 | #N/A | 0 | 0 | 0 | 0 | 0 | 0 | 0 | 0 | 0 | 0.322% | 1 | 50% | 0% | 0% | 0% | 8.2745 | 0 | 0 | 0 | 8.2745 | #N/A
2007-01-24 10:00 | 1 | 24 | 10 | 24.375 | 562 | 30.92 | 6.98 | 985 | 30.92 | 661.3982 | 0 | Heating | 88.1864 | #N/A | #N/A | #N/A | #N/A | 661.3982 | #N/A | #N/A | 3.2671 | #N/A | 0 | 0 | 0 | 0 | 0 | 0 | 0 | 0 | 0 | 0.294% | 1 | 50% | 0% | 0% | 0% | 8.2745 | 0 | 0 | 0 | 8.2745 | #N/A
2007-01-24 11:00 | 1 | 24 | 11 | 24.4167 | 563 | 30.92 | 9.14 | 985 | 30.92 | 658.9602 | 0 | Heating | 87.8614 | #N/A | #N/A | #N/A | #N/A | 658.9602 | #N/A | #N/A | 3.2671 | #N/A | 0 | 0 | 0 | 0 | 0 | 0 | 0 | 0 | 0 | 0.2929% | 1 | 50% | 0% | 0% | 0% | 8.2745 | 0 | 0 | 0 | 8.2745 | #N/A
2007-01-24 12:00 | 1 | 24 | 12 | 24.4584 | 564 | 33.08 | 10.94 | 984 | 33.08 | 617.4871 | 0 | Heating | 82.3316 | #N/A | #N/A | #N/A | #N/A | 617.4871 | #N/A | #N/A | 3.3624 | #N/A | 0 | 0 | 0 | 0 | 0 | 0 | 0 | 0 | 0 | 0.2744% | 1 | 50% | 0% | 0% | 0% | 8.2745 | 0 | 0 | 0 | 8.2745 | #N/A
2007-01-24 13:00 | 1 | 24 | 13 | 24.5 | 565 | 33.08 | 12.92 | 984 | 33.08 | 643.1197 | 0 | Heating | 85.7493 | #N/A | #N/A | #N/A | #N/A | 643.1197 | #N/A | #N/A | 3.3624 | #N/A | 0 | 0 | 0 | 0 | 0 | 0 | 0 | 0 | 0 | 0.2858% | 1 | 50% | 0% | 0% | 0% | 8.2745 | 0 | 0 | 0 | 8.2745 | #N/A
2007-01-24 14:00 | 1 | 24 | 14 | 24.5417 | 566 | 33.08 | 12.2 | 984 | 33.08 | 528.7564 | 0 | Heating | 70.5008 | #N/A | #N/A | #N/A | #N/A | 528.7564 | #N/A | #N/A | 3.3624 | #N/A | 0 | 0 | 0 | 0 | 0 | 0 | 0 | 0 | 0 | 0.235% | 1 | 50% | 0% | 0% | 0% | 8.2745 | 0 | 0 | 0 | 8.2745 | #N/A
2007-01-24 15:00 | 1 | 24 | 15 | 24.5834 | 567 | 33.98 | 11.3 | 984 | 33.98 | 468.4431 | 0 | Heating | 62.4591 | #N/A | #N/A | #N/A | #N/A | 468.4431 | #N/A | #N/A | 3.405 | #N/A | 0 | 0 | 0 | 0 | 0 | 0 | 0 | 0 | 0 | 0.2082% | 1 | 50% | 0% | 0% | 0% | 8.2745 | 0 | 0 | 0 | 8.2745 | #N/A
2007-01-24 16:00 | 1 | 24 | 16 | 24.625 | 568 | 30.02 | 10.04 | 984 | 30.02 | 457.6462 | 0 | Heating | 61.0195 | #N/A | #N/A | #N/A | #N/A | 457.6462 | #N/A | #N/A | 3.2302 | #N/A | 0 | 0 | 0 | 0 | 0 | 0 | 0 | 0 | 0 | 0.2034% | 1 | 50% | 0% | 0% | 0% | 8.2745 | 0 | 0 | 0 | 8.2745 | #N/A
2007-01-24 17:00 | 1 | 24 | 17 | 24.6667 | 569 | 30.02 | 10.4 | 985 | 30.02 | 427.3609 | 0 | Heating | 56.9815 | #N/A | #N/A | #N/A | #N/A | 427.3609 | #N/A | #N/A | 3.2302 | #N/A | 0 | 0 | 0 | 0 | 0 | 0 | 0 | 0 | 0 | 0.1899% | 1 | 50% | 0% | 0% | 0% | 8.2745 | 0 | 0 | 0 | 8.2745 | #N/A
2007-01-24 18:00 | 1 | 24 | 18 | 24.7084 | 570 | 28.94 | 10.58 | 985 | 28.94 | 504.02 | 0 | Heating | 67.2027 | #N/A | #N/A | #N/A | #N/A | 504.02 | #N/A | #N/A | 3.188 | #N/A | 0 | 0 | 0 | 0 | 0 | 0 | 0 | 0 | 0 | 0.224% | 1 | 50% | 0% | 0% | 0% | 8.2745 | 0 | 0 | 0 | 8.2745 | #N/A
2007-01-24 19:00 | 1 | 24 | 19 | 24.75 | 571 | 26.06 | 10.94 | 985 | 26.06 | 612.2861 | 0 | Heating | 81.6381 | #N/A | #N/A | #N/A | #N/A | 612.2861 | #N/A | #N/A | 3.0859 | #N/A | 0 | 0 | 0 | 0 | 0 | 0 | 0 | 0 | 0 | 0.2721% | 1 | 50% | 0% | 0% | 0% | 8.2745 | 0 | 0 | 0 | 8.2745 | #N/A
2007-01-24 20:00 | 1 | 24 | 20 | 24.7917 | 572 | 26.06 | 10.94 | 986 | 26.06 | 651.7824 | 0 | Heating | 86.9043 | #N/A | #N/A | #N/A | #N/A | 651.7824 | #N/A | #N/A | 3.0859 | #N/A | 0 | 0 | 0 | 0 | 0 | 0 | 0 | 0 | 0 | 0.2897% | 1 | 50% | 0% | 0% | 0% | 8.2745 | 0 | 0 | 0 | 8.2745 | #N/A
2007-01-24 21:00 | 1 | 24 | 21 | 24.8334 | 573 | 24.08 | 10.94 | 986 | 24.08 | 746.632 | 0 | Heating | 99.5509 | #N/A | #N/A | #N/A | #N/A | 746.632 | #N/A | #N/A | 3.0238 | #N/A | 0 | 0 | 0 | 0 | 0 | 0 | 0 | 0 | 0 | 0.3318% | 1 | 50% | 0% | 0% | 0% | 8.2745 | 0 | 0 | 0 | 8.2745 | #N/A
2007-01-24 22:00 | 1 | 24 | 22 | 24.875 | 574 | 21.92 | 10.94 | 987 | 21.92 | 779.2449 | 0 | Heating | 103.8993 | #N/A | #N/A | #N/A | #N/A | 779.2449 | #N/A | #N/A | 2.9629 | #N/A | 0 | 0 | 0 | 0 | 0 | 0 | 0 | 0 | 0 | 0.3463% | 1 | 50% | 0% | 0% | 0% | 8.2745 | 0 | 0 | 0 | 8.2745 | #N/A
2007-01-24 23:00 | 1 | 24 | 23 | 24.9167 | 575 | 21.92 | 10.04 | 986 | 21.92 | 268.9673 | 0 | Heating | 35.8623 | #N/A | #N/A | #N/A | #N/A | 268.9673 | #N/A | #N/A | 2.9629 | #N/A | 0 | 0 | 0 | 0 | 0 | 0 | 0 | 0 | 0 | 0.1195% | 1 | 50% | 0% | 0% | 0% | 8.2745 | 0 | 0 | 0 | 8.2745 | #N/A
2007-01-25 | 1 | 25 | 0 | 24.9584 | 576 | 19.94 | 9.32 | 986 | 19.94 | 442.4365 | 0 | Heating | 58.9915 | #N/A | #N/A | #N/A | #N/A | 442.4365 | #N/A | #N/A | 2.9127 | #N/A | 0 | 0 | 0 | 0 | 0 | 0 | 0 | 0 | 0 | 0.1966% | 1 | 50% | 0% | 0% | 0% | 8.2745 | 0 | 0 | 0 | 8.2745 | #N/A
2007-01-25 01:00 | 1 | 25 | 1 | 25 | 577 | 17.06 | 8.96 | 986 | 17.06 | 502.385 | 0 | Heating | 66.9847 | #N/A | #N/A | #N/A | #N/A | 502.385 | #N/A | #N/A | 2.8481 | #N/A | 0 | 0 | 0 | 0 | 0 | 0 | 0 | 0 | 0 | 0.2233% | 1 | 50% | 0% | 0% | 0% | 8.2745 | 0 | 0 | 0 | 8.2745 | #N/A
2007-01-25 02:00 | 1 | 25 | 2 | 25.0417 | 578 | 17.06 | 9.32 | 986 | 17.06 | 551.1456 | 0 | Heating | 73.4861 | #N/A | #N/A | #N/A | #N/A | 551.1456 | #N/A | #N/A | 2.8481 | #N/A | 0 | 0 | 0 | 0 | 0 | 0 | 0 | 0 | 0 | 0.245% | 1 | 50% | 0% | 0% | 0% | 8.2745 | 0 | 0 | 0 | 8.2745 | #N/A
2007-01-25 03:00 | 1 | 25 | 3 | 25.0834 | 579 | 14 | 10.04 | 987 | 14 | 601.7699 | 0 | Heating | 80.236 | #N/A | #N/A | #N/A | #N/A | 601.7699 | #N/A | #N/A | 2.7888 | #N/A | 0 | 0 | 0 | 0 | 0 | 0 | 0 | 0 | 0 | 0.2675% | 1 | 50% | 0% | 0% | 0% | 8.2745 | 0 | 0 | 0 | 8.2745 | #N/A
2007-01-25 04:00 | 1 | 25 | 4 | 25.125 | 580 | 10.94 | 10.94 | 987 | 10.94 | 647.1828 | 0 | Heating | 86.291 | #N/A | #N/A | #N/A | #N/A | 647.1828 | #N/A | #N/A | 2.737 | #N/A | 0 | 0 | 0 | 0 | 0 | 0 | 0 | 0 | 0 | 0.2876% | 1 | 50% | 0% | 0% | 0% | 8.2745 | 0 | 0 | 0 | 8.2745 | #N/A
2007-01-25 05:00 | 1 | 25 | 5 | 25.1667 | 581 | 10.94 | 8.42 | 987 | 10.94 | 709.5993 | 0 | Heating | 94.6132 | #N/A | #N/A | #N/A | #N/A | 709.5993 | #N/A | #N/A | 2.737 | #N/A | 0 | 0 | 0 | 0 | 0 | 0 | 0 | 0 | 0 | 0.3154% | 1 | 50% | 0% | 0% | 0% | 8.2745 | 0 | 0 | 0 | 8.2745 | #N/A
2007-01-25 06:00 | 1 | 25 | 6 | 25.2084 | 582 | 8.96 | 6.08 | 988 | 8.96 | 758.3408 | 0 | Heating | 101.1121 | #N/A | #N/A | #N/A | #N/A | 758.3408 | #N/A | #N/A | 2.7067 | #N/A | 0 | 0 | 0 | 0 | 0 | 0 | 0 | 0 | 0 | 0.337% | 1 | 50% | 0% | 0% | 0% | 8.2745 | 0 | 0 | 0 | 8.2745 | #N/A
2007-01-25 07:00 | 1 | 25 | 7 | 25.25 | 583 | 8.96 | 3.92 | 989 | 8.96 | 1494.1984 | 0 | Heating | 199.2265 | #N/A | #N/A | #N/A | #N/A | 1494.1984 | #N/A | #N/A | 2.7067 | #N/A | 0 | 0 | 0 | 0 | 0 | 0 | 0 | 0 | 0 | 0.6641% | 1 | 50% | 0% | 0% | 0% | 8.2745 | 0 | 0 | 0 | 8.2745 | #N/A
2007-01-25 08:00 | 1 | 25 | 8 | 25.2917 | 584 | 8.96 | 3.92 | 989 | 8.96 | 1110.7567 | 0 | Heating | 148.1009 | #N/A | #N/A | #N/A | #N/A | 1110.7567 | #N/A | #N/A | 2.7067 | #N/A | 0 | 0 | 0 | 0 | 0 | 0 | 0 | 0 | 0 | 0.4937% | 1 | 50% | 0% | 0% | 0% | 8.2745 | 0 | 0 | 0 | 8.2745 | #N/A
2007-01-25 09:00 | 1 | 25 | 9 | 25.3334 | 585 | 10.94 | 4.64 | 989 | 10.94 | 723.3758 | 0 | Heating | 96.4501 | #N/A | #N/A | #N/A | #N/A | 723.3758 | #N/A | #N/A | 2.737 | #N/A | 0 | 0 | 0 | 0 | 0 | 0 | 0 | 0 | 0 | 0.3215% | 1 | 50% | 0% | 0% | 0% | 8.2745 | 0 | 0 | 0 | 8.2745 | #N/A
2007-01-25 10:00 | 1 | 25 | 10 | 25.375 | 586 | 12.02 | 6.08 | 990 | 12.02 | 639.4313 | 0 | Heating | 85.2575 | #N/A | #N/A | #N/A | #N/A | 639.4313 | #N/A | #N/A | 2.7546 | #N/A | 0 | 0 | 0 | 0 | 0 | 0 | 0 | 0 | 0 | 0.2842% | 1 | 50% | 0% | 0% | 0% | 8.2745 | 0 | 0 | 0 | 8.2745 | #N/A
2007-01-25 11:00 | 1 | 25 | 11 | 25.4167 | 587 | 12.02 | 7.52 | 989 | 12.02 | 629.8892 | 0 | Heating | 83.9852 | #N/A | #N/A | #N/A | #N/A | 629.8892 | #N/A | #N/A | 2.7546 | #N/A | 0 | 0 | 0 | 0 | 0 | 0 | 0 | 0 | 0 | 0.28% | 1 | 50% | 0% | 0% | 0% | 8.2745 | 0 | 0 | 0 | 8.2745 | #N/A
2007-01-25 12:00 | 1 | 25 | 12 | 25.4584 | 588 | 15.08 | 8.78 | 989 | 15.08 | 532.6267 | 0 | Heating | 71.0169 | #N/A | #N/A | #N/A | #N/A | 532.6267 | #N/A | #N/A | 2.8087 | #N/A | 0 | 0 | 0 | 0 | 0 | 0 | 0 | 0 | 0 | 0.2367% | 1 | 50% | 0% | 0% | 0% | 8.2745 | 0 | 0 | 0 | 8.2745 | #N/A
2007-01-25 13:00 | 1 | 25 | 13 | 25.5 | 589 | 17.06 | 10.04 | 989 | 17.06 | 561.687 | 0 | Heating | 74.8916 | #N/A | #N/A | #N/A | #N/A | 561.687 | #N/A | #N/A | 2.8481 | #N/A | 0 | 0 | 0 | 0 | 0 | 0 | 0 | 0 | 0 | 0.2496% | 1 | 50% | 0% | 0% | 0% | 8.2745 | 0 | 0 | 0 | 8.2745 | #N/A
2007-01-25 14:00 | 1 | 25 | 14 | 25.5417 | 590 | 17.06 | 10.94 | 989 | 17.06 | 443.8879 | 0 | Heating | 59.1851 | #N/A | #N/A | #N/A | #N/A | 443.8879 | #N/A | #N/A | 2.8481 | #N/A | 0 | 0 | 0 | 0 | 0 | 0 | 0 | 0 | 0 | 0.1973% | 1 | 50% | 0% | 0% | 0% | 8.2745 | 0 | 0 | 0 | 8.2745 | #N/A
2007-01-25 15:00 | 1 | 25 | 15 | 25.5834 | 591 | 19.4 | 11.66 | 989 | 19.4 | 456.1144 | 0 | Heating | 60.8153 | #N/A | #N/A | #N/A | #N/A | 456.1144 | #N/A | #N/A | 2.8998 | #N/A | 0 | 0 | 0 | 0 | 0 | 0 | 0 | 0 | 0 | 0.2027% | 1 | 50% | 0% | 0% | 0% | 8.2745 | 0 | 0 | 0 | 8.2745 | #N/A
2007-01-25 16:00 | 1 | 25 | 16 | 25.625 | 592 | 15.98 | 12.02 | 989 | 15.98 | 447.2628 | 0 | Heating | 59.635 | #N/A | #N/A | #N/A | #N/A | 447.2628 | #N/A | #N/A | 2.8262 | #N/A | 0 | 0 | 0 | 0 | 0 | 0 | 0 | 0 | 0 | 0.1988% | 1 | 50% | 0% | 0% | 0% | 8.2745 | 0 | 0 | 0 | 8.2745 | #N/A
2007-01-25 17:00 | 1 | 25 | 17 | 25.6667 | 593 | 15.98 | 12.38 | 990 | 15.98 | 403.4066 | 0 | Heating | 53.7876 | #N/A | #N/A | #N/A | #N/A | 403.4066 | #N/A | #N/A | 2.8262 | #N/A | 0 | 0 | 0 | 0 | 0 | 0 | 0 | 0 | 0 | 0.1793% | 1 | 50% | 0% | 0% | 0% | 8.2745 | 0 | 0 | 0 | 8.2745 | #N/A
2007-01-25 18:00 | 1 | 25 | 18 | 25.7084 | 594 | 12.92 | 12.56 | 991 | 12.92 | 463.2859 | 0 | Heating | 61.7715 | #N/A | #N/A | #N/A | #N/A | 463.2859 | #N/A | #N/A | 2.7697 | #N/A | 0 | 0 | 0 | 0 | 0 | 0 | 0 | 0 | 0 | 0.2059% | 1 | 50% | 0% | 0% | 0% | 8.2745 | 0 | 0 | 0 | 8.2745 | #N/A
2007-01-25 19:00 | 1 | 25 | 19 | 25.75 | 595 | 10.94 | 12.92 | 991 | 10.94 | 561.3831 | 0 | Heating | 74.8511 | #N/A | #N/A | #N/A | #N/A | 561.3831 | #N/A | #N/A | 2.737 | #N/A | 0 | 0 | 0 | 0 | 0 | 0 | 0 | 0 | 0 | 0.2495% | 1 | 50% | 0% | 0% | 0% | 8.2745 | 0 | 0 | 0 | 8.2745 | #N/A
2007-01-25 20:00 | 1 | 25 | 20 | 25.7917 | 596 | 10.94 | 12.2 | 992 | 10.94 | 612.7857 | 0 | Heating | 81.7048 | #N/A | #N/A | #N/A | #N/A | 612.7857 | #N/A | #N/A | 2.737 | #N/A | 0 | 0 | 0 | 0 | 0 | 0 | 0 | 0 | 0 | 0.2723% | 1 | 50% | 0% | 0% | 0% | 8.2745 | 0 | 0 | 0 | 8.2745 | #N/A
2007-01-25 21:00 | 1 | 25 | 21 | 25.8334 | 597 | 6.98 | 11.48 | 992 | 6.98 | 728.7015 | 0 | Heating | 97.1602 | #N/A | #N/A | #N/A | #N/A | 728.7015 | #N/A | #N/A | 2.6781 | #N/A | 0 | 0 | 0 | 0 | 0 | 0 | 0 | 0 | 0 | 0.3239% | 1 | 50% | 0% | 0% | 0% | 8.2745 | 0 | 0 | 0 | 8.2745 | #N/A
2007-01-25 22:00 | 1 | 25 | 22 | 25.875 | 598 | 5 | 10.94 | 993 | 5 | 768.4499 | 0 | Heating | 102.46 | #N/A | #N/A | #N/A | #N/A | 768.4499 | #N/A | #N/A | 2.6507 | #N/A | 0 | 0 | 0 | 0 | 0 | 0 | 0 | 0 | 0 | 0.3415% | 1 | 50% | 0% | 0% | 0% | 8.2745 | 0 | 0 | 0 | 8.2745 | #N/A
2007-01-25 23:00 | 1 | 25 | 23 | 25.9167 | 599 | 5 | 13.82 | 994 | 5 | 243.8459 | 0 | Heating | 32.5128 | #N/A | #N/A | #N/A | #N/A | 243.8459 | #N/A | #N/A | 2.6507 | #N/A | 0 | 0 | 0 | 0 | 0 | 0 | 0 | 0 | 0 | 0.1084% | 1 | 50% | 0% | 0% | 0% | 8.2745 | 0 | 0 | 0 | 8.2745 | #N/A
2007-01-26 | 1 | 26 | 0 | 25.9584 | 600 | 1.94 | 16.7 | 995 | 1.94 | 363.3211 | 0 | Heating | 48.4428 | #N/A | #N/A | #N/A | #N/A | 363.3211 | #N/A | #N/A | 2.6096 | #N/A | 0 | 0 | 0 | 0 | 0 | 0 | 0 | 0 | 0 | 0.1615% | 1 | 50% | 0% | 0% | 0% | 8.2745 | 0 | 0 | 0 | 8.2745 | #N/A
2007-01-26 01:00 | 1 | 26 | 1 | 26 | 601 | 1.4 | 19.94 | 995 | 1.4 | 383.345 | 0 | Heating | 51.1127 | #N/A | #N/A | #N/A | #N/A | 383.345 | #N/A | #N/A | 2.6024 | #N/A | 0 | 0 | 0 | 0 | 0 | 0 | 0 | 0 | 0 | 0.1704% | 1 | 50% | 0% | 0% | 0% | 8.2745 | 0 | 0 | 0 | 8.2745 | #N/A
2007-01-26 02:00 | 1 | 26 | 2 | 26.0417 | 602 | -0.04 | 19.76 | 996 | -0.04 | 400.5233 | 0 | Heating | 53.4031 | #N/A | #N/A | #N/A | #N/A | 400.5233 | #N/A | #N/A | 2.5829 | #N/A | 0 | 0 | 0 | 0 | 0 | 0 | 0 | 0 | 0 | 0.178% | 1 | 50% | 0% | 0% | 0% | 8.2745 | 0 | 0 | 0 | 8.2745 | #N/A
2007-01-26 03:00 | 1 | 26 | 3 | 26.0834 | 603 | -0.04 | 19.58 | 997 | -0.04 | 436.1181 | 0 | Heating | 58.1491 | #N/A | #N/A | #N/A | #N/A | 436.1181 | #N/A | #N/A | 2.5829 | #N/A | 0 | 0 | 0 | 0 | 0 | 0 | 0 | 0 | 0 | 0.1938% | 1 | 50% | 0% | 0% | 0% | 8.2745 | 0 | 0 | 0 | 8.2745 | #N/A
2007-01-26 04:00 | 1 | 26 | 4 | 26.125 | 604 | -2.02 | 19.94 | 997 | -2.02 | 466.9992 | 0 | Heating | 62.2666 | #N/A | #N/A | #N/A | #N/A | 466.9992 | #N/A | #N/A | 2.5555 | #N/A | 0 | 0 | 0 | 0 | 0 | 0 | 0 | 0 | 0 | 0.2076% | 1 | 50% | 0% | 0% | 0% | 8.2745 | 0 | 0 | 0 | 8.2745 | #N/A
2007-01-26 05:00 | 1 | 26 | 5 | 26.1667 | 605 | -2.02 | 18.68 | 998 | -2.02 | 502.3409 | 0 | Heating | 66.9788 | #N/A | #N/A | #N/A | #N/A | 502.3409 | #N/A | #N/A | 2.5555 | #N/A | 0 | 0 | 0 | 0 | 0 | 0 | 0 | 0 | 0 | 0.2233% | 1 | 50% | 0% | 0% | 0% | 8.2745 | 0 | 0 | 0 | 8.2745 | #N/A
2007-01-26 06:00 | 1 | 26 | 6 | 26.2084 | 606 | -2.2 | 17.78 | 999 | -2.2 | 515.7035 | 0 | Heating | 68.7605 | #N/A | #N/A | #N/A | #N/A | 515.7035 | #N/A | #N/A | 2.553 | #N/A | 0 | 0 | 0 | 0 | 0 | 0 | 0 | 0 | 0 | 0.2292% | 1 | 50% | 0% | 0% | 0% | 8.2745 | 0 | 0 | 0 | 8.2745 | #N/A
2007-01-26 07:00 | 1 | 26 | 7 | 26.25 | 607 | -2.2 | 17.06 | 999 | -2.2 | 1247.3653 | 0 | Heating | 166.3154 | #N/A | #N/A | #N/A | #N/A | 1247.3653 | #N/A | #N/A | 2.553 | #N/A | 0 | 0 | 0 | 0 | 0 | 0 | 0 | 0 | 0 | 0.5544% | 1 | 50% | 0% | 0% | 0% | 8.2745 | 0 | 0 | 0 | 8.2745 | #N/A
2007-01-26 08:00 | 1 | 26 | 8 | 26.2917 | 608 | -2.92 | 17.24 | 1000 | -2.92 | 922.8204 | 0 | Heating | 123.0427 | #N/A | #N/A | #N/A | #N/A | 922.8204 | #N/A | #N/A | 2.5427 | #N/A | 0 | 0 | 0 | 0 | 0 | 0 | 0 | 0 | 0 | 0.4101% | 1 | 50% | 0% | 0% | 0% | 8.2745 | 0 | 0 | 0 | 8.2745 | #N/A
2007-01-26 09:00 | 1 | 26 | 9 | 26.3334 | 609 | 1.04 | 18.32 | 1000 | 1.04 | 744.7183 | 0 | Heating | 99.2958 | #N/A | #N/A | #N/A | #N/A | 744.7183 | #N/A | #N/A | 2.5975 | #N/A | 0 | 0 | 0 | 0 | 0 | 0 | 0 | 0 | 0 | 0.331% | 1 | 50% | 0% | 0% | 0% | 8.2745 | 0 | 0 | 0 | 8.2745 | #N/A
2007-01-26 10:00 | 1 | 26 | 10 | 26.375 | 610 | 3.2 | 19.94 | 1000 | 3.2 | 706.5419 | 0 | Heating | 94.2056 | #N/A | #N/A | #N/A | #N/A | 706.5419 | #N/A | #N/A | 2.6265 | #N/A | 0 | 0 | 0 | 0 | 0 | 0 | 0 | 0 | 0 | 0.314% | 1 | 50% | 0% | 0% | 0% | 8.2745 | 0 | 0 | 0 | 8.2745 | #N/A
2007-01-26 11:00 | 1 | 26 | 11 | 26.4167 | 611 | 3.92 | 20.48 | 1000 | 3.92 | 692.1438 | 0 | Heating | 92.2858 | #N/A | #N/A | #N/A | #N/A | 692.1438 | #N/A | #N/A | 2.6361 | #N/A | 0 | 0 | 0 | 0 | 0 | 0 | 0 | 0 | 0 | 0.3076% | 1 | 50% | 0% | 0% | 0% | 8.2745 | 0 | 0 | 0 | 8.2745 | #N/A
2007-01-26 12:00 | 1 | 26 | 12 | 26.4584 | 612 | 8.06 | 20.66 | 1000 | 8.06 | 643.4006 | 0 | Heating | 85.7868 | #N/A | #N/A | #N/A | #N/A | 643.4006 | #N/A | #N/A | 2.6935 | #N/A | 0 | 0 | 0 | 0 | 0 | 0 | 0 | 0 | 0 | 0.286% | 1 | 50% | 0% | 0% | 0% | 8.2745 | 0 | 0 | 0 | 8.2745 | #N/A
2007-01-26 13:00 | 1 | 26 | 13 | 26.5 | 613 | 8.96 | 21.02 | 1000 | 8.96 | 622.5257 | 0 | Heating | 83.0034 | #N/A | #N/A | #N/A | #N/A | 622.5257 | #N/A | #N/A | 2.7067 | #N/A | 0 | 0 | 0 | 0 | 0 | 0 | 0 | 0 | 0 | 0.2767% | 1 | 50% | 0% | 0% | 0% | 8.2745 | 0 | 0 | 0 | 8.2745 | #N/A
2007-01-26 14:00 | 1 | 26 | 14 | 26.5417 | 614 | 8.96 | 20.84 | 1001 | 8.96 | 554.503 | 0 | Heating | 73.9337 | #N/A | #N/A | #N/A | #N/A | 554.503 | #N/A | #N/A | 2.7067 | #N/A | 0 | 0 | 0 | 0 | 0 | 0 | 0 | 0 | 0 | 0.2464% | 1 | 50% | 0% | 0% | 0% | 8.2745 | 0 | 0 | 0 | 8.2745 | #N/A
2007-01-26 15:00 | 1 | 26 | 15 | 26.5834 | 615 | 8.96 | 20.66 | 1002 | 8.96 | 669.2249 | 0 | Heating | 89.23 | #N/A | #N/A | #N/A | #N/A | 669.2249 | #N/A | #N/A | 2.7067 | #N/A | 0 | 0 | 0 | 0 | 0 | 0 | 0 | 0 | 0 | 0.2974% | 1 | 50% | 0% | 0% | 0% | 8.2745 | 0 | 0 | 0 | 8.2745 | #N/A
2007-01-26 16:00 | 1 | 26 | 16 | 26.625 | 616 | 10.94 | 19.94 | 1002 | 10.94 | 672.5371 | 0 | Heating | 89.6716 | #N/A | #N/A | #N/A | #N/A | 672.5371 | #N/A | #N/A | 2.737 | #N/A | 0 | 0 | 0 | 0 | 0 | 0 | 0 | 0 | 0 | 0.2989% | 1 | 50% | 0% | 0% | 0% | 8.2745 | 0 | 0 | 0 | 8.2745 | #N/A
2007-01-26 17:00 | 1 | 26 | 17 | 26.6667 | 617 | 10.94 | 19.94 | 1003 | 10.94 | 627.009 | 0 | Heating | 83.6012 | #N/A | #N/A | #N/A | #N/A | 627.009 | #N/A | #N/A | 2.737 | #N/A | 0 | 0 | 0 | 0 | 0 | 0 | 0 | 0 | 0 | 0.2787% | 1 | 50% | 0% | 0% | 0% | 8.2745 | 0 | 0 | 0 | 8.2745 | #N/A
2007-01-26 18:00 | 1 | 26 | 18 | 26.7084 | 618 | 8.06 | 19.94 | 1004 | 8.06 | 685.8106 | 0 | Heating | 91.4414 | #N/A | #N/A | #N/A | #N/A | 685.8106 | #N/A | #N/A | 2.6935 | #N/A | 0 | 0 | 0 | 0 | 0 | 0 | 0 | 0 | 0 | 0.3048% | 1 | 50% | 0% | 0% | 0% | 8.2745 | 0 | 0 | 0 | 8.2745 | #N/A
2007-01-26 19:00 | 1 | 26 | 19 | 26.75 | 619 | 6.98 | 19.94 | 1004 | 6.98 | 83.6074 | 0 | Heating | 11.1477 | #N/A | #N/A | #N/A | #N/A | 83.6074 | #N/A | #N/A | 2.6781 | #N/A | 0 | 0 | 0 | 0 | 0 | 0 | 0 | 0 | 0 | 0.03716% | 1 | 50% | 0% | 0% | 0% | 8.2745 | 0 | 0 | 0 | 8.2745 | #N/A
2007-01-26 20:00 | 1 | 26 | 20 | 26.7917 | 620 | 6.98 | 19.94 | 1005 | 6.98 | 236.7868 | 0 | Heating | 31.5716 | #N/A | #N/A | #N/A | #N/A | 236.7868 | #N/A | #N/A | 2.6781 | #N/A | 0 | 0 | 0 | 0 | 0 | 0 | 0 | 0 | 0 | 0.1052% | 1 | 50% | 0% | 0% | 0% | 8.2745 | 0 | 0 | 0 | 8.2745 | #N/A
2007-01-26 21:00 | 1 | 26 | 21 | 26.8334 | 621 | 5 | 19.94 | 1005 | 5 | 275.9521 | 0 | Heating | 36.7936 | #N/A | #N/A | #N/A | #N/A | 275.9521 | #N/A | #N/A | 2.6507 | #N/A | 0 | 0 | 0 | 0 | 0 | 0 | 0 | 0 | 0 | 0.1226% | 1 | 50% | 0% | 0% | 0% | 8.2745 | 0 | 0 | 0 | 8.2745 | #N/A
2007-01-26 22:00 | 1 | 26 | 22 | 26.875 | 622 | 3.92 | 19.94 | 1005 | 3.92 | 328.989 | 0 | Heating | 43.8652 | #N/A | #N/A | #N/A | #N/A | 328.989 | #N/A | #N/A | 2.6361 | #N/A | 0 | 0 | 0 | 0 | 0 | 0 | 0 | 0 | 0 | 0.1462% | 1 | 50% | 0% | 0% | 0% | 8.2745 | 0 | 0 | 0 | 8.2745 | #N/A
2007-01-26 23:00 | 1 | 26 | 23 | 26.9167 | 623 | 3.92 | 19.76 | 1005 | 3.92 | 380.4539 | 0 | Heating | 50.7272 | #N/A | #N/A | #N/A | #N/A | 380.4539 | #N/A | #N/A | 2.6361 | #N/A | 0 | 0 | 0 | 0 | 0 | 0 | 0 | 0 | 0 | 0.1691% | 1 | 50% | 0% | 0% | 0% | 8.2745 | 0 | 0 | 0 | 8.2745 | #N/A
2007-01-27 | 1 | 27 | 0 | 26.9584 | 624 | 5 | 19.76 | 1005 | 5 | 430.0234 | 0 | Heating | 57.3365 | #N/A | #N/A | #N/A | #N/A | 430.0234 | #N/A | #N/A | 2.6507 | #N/A | 0 | 0 | 0 | 0 | 0 | 0 | 0 | 0 | 0 | 0.1911% | 1 | 50% | 0% | 0% | 0% | 8.2745 | 0 | 0 | 0 | 8.2745 | #N/A
2007-01-27 01:00 | 1 | 27 | 1 | 27 | 625 | 5 | 19.94 | 1005 | 5 | 451.2755 | 0 | Heating | 60.1701 | #N/A | #N/A | #N/A | #N/A | 451.2755 | #N/A | #N/A | 2.6507 | #N/A | 0 | 0 | 0 | 0 | 0 | 0 | 0 | 0 | 0 | 0.2006% | 1 | 50% | 0% | 0% | 0% | 8.2745 | 0 | 0 | 0 | 8.2745 | #N/A
2007-01-27 02:00 | 1 | 27 | 2 | 27.0417 | 626 | 5 | 19.4 | 1005 | 5 | 484.6076 | 0 | Heating | 64.6143 | #N/A | #N/A | #N/A | #N/A | 484.6076 | #N/A | #N/A | 2.6507 | #N/A | 0 | 0 | 0 | 0 | 0 | 0 | 0 | 0 | 0 | 0.2154% | 1 | 50% | 0% | 0% | 0% | 8.2745 | 0 | 0 | 0 | 8.2745 | #N/A
2007-01-27 03:00 | 1 | 27 | 3 | 27.0834 | 627 | 6.08 | 19.04 | 1005 | 6.08 | 521.9255 | 0 | Heating | 69.5901 | #N/A | #N/A | #N/A | #N/A | 521.9255 | #N/A | #N/A | 2.6655 | #N/A | 0 | 0 | 0 | 0 | 0 | 0 | 0 | 0 | 0 | 0.232% | 1 | 50% | 0% | 0% | 0% | 8.2745 | 0 | 0 | 0 | 8.2745 | #N/A
2007-01-27 04:00 | 1 | 27 | 4 | 27.125 | 628 | 6.98 | 19.04 | 1005 | 6.98 | 558.4062 | 0 | Heating | 74.4542 | #N/A | #N/A | #N/A | #N/A | 558.4062 | #N/A | #N/A | 2.6781 | #N/A | 0 | 0 | 0 | 0 | 0 | 0 | 0 | 0 | 0 | 0.2482% | 1 | 50% | 0% | 0% | 0% | 8.2745 | 0 | 0 | 0 | 8.2745 | #N/A
2007-01-27 05:00 | 1 | 27 | 5 | 27.1667 | 629 | 6.98 | 18.86 | 1005 | 6.98 | 578.0157 | 0 | Heating | 77.0688 | #N/A | #N/A | #N/A | #N/A | 578.0157 | #N/A | #N/A | 2.6781 | #N/A | 0 | 0 | 0 | 0 | 0 | 0 | 0 | 0 | 0 | 0.2569% | 1 | 50% | 0% | 0% | 0% | 8.2745 | 0 | 0 | 0 | 8.2745 | #N/A
2007-01-27 06:00 | 1 | 27 | 6 | 27.2084 | 630 | 8.06 | 18.86 | 1005 | 8.06 | 558.9887 | 0 | Heating | 74.5318 | #N/A | #N/A | #N/A | #N/A | 558.9887 | #N/A | #N/A | 2.6935 | #N/A | 0 | 0 | 0 | 0 | 0 | 0 | 0 | 0 | 0 | 0.2484% | 1 | 50% | 0% | 0% | 0% | 8.2745 | 0 | 0 | 0 | 8.2745 | #N/A
2007-01-27 07:00 | 1 | 27 | 7 | 27.25 | 631 | 8.06 | 19.04 | 1005 | 8.06 | 513.3433 | 0 | Heating | 68.4458 | #N/A | #N/A | #N/A | #N/A | 513.3433 | #N/A | #N/A | 2.6935 | #N/A | 0 | 0 | 0 | 0 | 0 | 0 | 0 | 0 | 0 | 0.2282% | 1 | 50% | 0% | 0% | 0% | 8.2745 | 0 | 0 | 0 | 8.2745 | #N/A
2007-01-27 08:00 | 1 | 27 | 8 | 27.2917 | 632 | 8.06 | 18.68 | 1005 | 8.06 | 471.5161 | 0 | Heating | 62.8688 | #N/A | #N/A | #N/A | #N/A | 471.5161 | #N/A | #N/A | 2.6935 | #N/A | 0 | 0 | 0 | 0 | 0 | 0 | 0 | 0 | 0 | 0.2096% | 1 | 50% | 0% | 0% | 0% | 8.2745 | 0 | 0 | 0 | 8.2745 | #N/A
2007-01-27 09:00 | 1 | 27 | 9 | 27.3334 | 633 | 8.6 | 18.86 | 1006 | 8.6 | 423.8012 | 0 | Heating | 56.5068 | #N/A | #N/A | #N/A | #N/A | 423.8012 | #N/A | #N/A | 2.7014 | #N/A | 0 | 0 | 0 | 0 | 0 | 0 | 0 | 0 | 0 | 0.1884% | 1 | 50% | 0% | 0% | 0% | 8.2745 | 0 | 0 | 0 | 8.2745 | #N/A
2007-01-27 10:00 | 1 | 27 | 10 | 27.375 | 634 | 8.96 | 19.94 | 1006 | 8.96 | 373.4977 | 0 | Heating | 49.7997 | #N/A | #N/A | #N/A | #N/A | 373.4977 | #N/A | #N/A | 2.7067 | #N/A | 0 | 0 | 0 | 0 | 0 | 0 | 0 | 0 | 0 | 0.166% | 1 | 50% | 0% | 0% | 0% | 8.2745 | 0 | 0 | 0 | 8.2745 | #N/A
2007-01-27 11:00 | 1 | 27 | 11 | 27.4167 | 635 | 8.96 | 20.12 | 1006 | 8.96 | 334.9357 | 0 | Heating | 44.6581 | #N/A | #N/A | #N/A | #N/A | 334.9357 | #N/A | #N/A | 2.7067 | #N/A | 0 | 0 | 0 | 0 | 0 | 0 | 0 | 0 | 0 | 0.1489% | 1 | 50% | 0% | 0% | 0% | 8.2745 | 0 | 0 | 0 | 8.2745 | #N/A
2007-01-27 12:00 | 1 | 27 | 12 | 27.4584 | 636 | 10.4 | 19.94 | 1005 | 10.4 | 285.6706 | 0 | Heating | 38.0894 | #N/A | #N/A | #N/A | #N/A | 285.6706 | #N/A | #N/A | 2.7285 | #N/A | 0 | 0 | 0 | 0 | 0 | 0 | 0 | 0 | 0 | 0.127% | 1 | 50% | 0% | 0% | 0% | 8.2745 | 0 | 0 | 0 | 8.2745 | #N/A
2007-01-27 13:00 | 1 | 27 | 13 | 27.5 | 637 | 12.92 | 19.94 | 1004 | 12.92 | 223.4411 | 0 | Heating | 29.7921 | #N/A | #N/A | #N/A | #N/A | 223.4411 | #N/A | #N/A | 2.7697 | #N/A | 0 | 0 | 0 | 0 | 0 | 0 | 0 | 0 | 0 | 0.09931% | 1 | 50% | 0% | 0% | 0% | 8.2745 | 0 | 0 | 0 | 8.2745 | #N/A
2007-01-27 14:00 | 1 | 27 | 14 | 27.5417 | 638 | 12.92 | 19.58 | 1004 | 12.92 | 190.886 | 0 | Heating | 25.4515 | #N/A | #N/A | #N/A | #N/A | 190.886 | #N/A | #N/A | 2.7697 | #N/A | 0 | 0 | 0 | 0 | 0 | 0 | 0 | 0 | 0 | 0.08484% | 1 | 50% | 0% | 0% | 0% | 8.2745 | 0 | 0 | 0 | 8.2745 | #N/A
2007-01-27 15:00 | 1 | 27 | 15 | 27.5834 | 639 | 14 | 18.86 | 1004 | 14 | 199.9839 | 0 | Heating | 26.6645 | #N/A | #N/A | #N/A | #N/A | 199.9839 | #N/A | #N/A | 2.7888 | #N/A | 0 | 0 | 0 | 0 | 0 | 0 | 0 | 0 | 0 | 0.08888% | 1 | 50% | 0% | 0% | 0% | 8.2745 | 0 | 0 | 0 | 8.2745 | #N/A
2007-01-27 16:00 | 1 | 27 | 16 | 27.625 | 640 | 14 | 17.96 | 1003 | 14 | 218.6419 | 0 | Heating | 29.1523 | #N/A | #N/A | #N/A | #N/A | 218.6419 | #N/A | #N/A | 2.7888 | #N/A | 0 | 0 | 0 | 0 | 0 | 0 | 0 | 0 | 0 | 0.09717% | 1 | 50% | 0% | 0% | 0% | 8.2745 | 0 | 0 | 0 | 8.2745 | #N/A
2007-01-27 17:00 | 1 | 27 | 17 | 27.6667 | 641 | 14 | 17.24 | 1003 | 14 | 251.4148 | 0 | Heating | 33.522 | #N/A | #N/A | #N/A | #N/A | 251.4148 | #N/A | #N/A | 2.7888 | #N/A | 0 | 0 | 0 | 0 | 0 | 0 | 0 | 0 | 0 | 0.1117% | 1 | 50% | 0% | 0% | 0% | 8.2745 | 0 | 0 | 0 | 8.2745 | #N/A
2007-01-27 18:00 | 1 | 27 | 18 | 27.7084 | 642 | 14 | 16.7 | 1003 | 14 | 361.6192 | 0 | Heating | 48.2159 | #N/A | #N/A | #N/A | #N/A | 361.6192 | #N/A | #N/A | 2.7888 | #N/A | 0 | 0 | 0 | 0 | 0 | 0 | 0 | 0 | 0 | 0.1607% | 1 | 50% | 0% | 0% | 0% | 8.2745 | 0 | 0 | 0 | 8.2745 | #N/A
2007-01-27 19:00 | 1 | 27 | 19 | 27.75 | 643 | 15.08 | 15.98 | 1003 | 15.08 | 451.9036 | 0 | Heating | 60.2538 | #N/A | #N/A | #N/A | #N/A | 451.9036 | #N/A | #N/A | 2.8087 | #N/A | 0 | 0 | 0 | 0 | 0 | 0 | 0 | 0 | 0 | 0.2008% | 1 | 50% | 0% | 0% | 0% | 8.2745 | 0 | 0 | 0 | 8.2745 | #N/A
2007-01-27 20:00 | 1 | 27 | 20 | 27.7917 | 644 | 15.08 | 16.34 | 1003 | 15.08 | 521.7915 | 0 | Heating | 69.5722 | #N/A | #N/A | #N/A | #N/A | 521.7915 | #N/A | #N/A | 2.8087 | #N/A | 0 | 0 | 0 | 0 | 0 | 0 | 0 | 0 | 0 | 0.2319% | 1 | 50% | 0% | 0% | 0% | 8.2745 | 0 | 0 | 0 | 8.2745 | #N/A
2007-01-27 21:00 | 1 | 27 | 21 | 27.8334 | 645 | 15.08 | 16.7 | 1002 | 15.08 | 537.6763 | 0 | Heating | 71.6902 | #N/A | #N/A | #N/A | #N/A | 537.6763 | #N/A | #N/A | 2.8087 | #N/A | 0 | 0 | 0 | 0 | 0 | 0 | 0 | 0 | 0 | 0.239% | 1 | 50% | 0% | 0% | 0% | 8.2745 | 0 | 0 | 0 | 8.2745 | #N/A
2007-01-27 22:00 | 1 | 27 | 22 | 27.875 | 646 | 15.98 | 17.06 | 1002 | 15.98 | 574.9106 | 0 | Heating | 76.6547 | #N/A | #N/A | #N/A | #N/A | 574.9106 | #N/A | #N/A | 2.8262 | #N/A | 0 | 0 | 0 | 0 | 0 | 0 | 0 | 0 | 0 | 0.2555% | 1 | 50% | 0% | 0% | 0% | 8.2745 | 0 | 0 | 0 | 8.2745 | #N/A
2007-01-27 23:00 | 1 | 27 | 23 | 27.9167 | 647 | 15.98 | 17.6 | 1002 | 15.98 | 614.8668 | 0 | Heating | 81.9822 | #N/A | #N/A | #N/A | #N/A | 614.8668 | #N/A | #N/A | 2.8262 | #N/A | 0 | 0 | 0 | 0 | 0 | 0 | 0 | 0 | 0 | 0.2733% | 1 | 50% | 0% | 0% | 0% | 8.2745 | 0 | 0 | 0 | 8.2745 | #N/A
2007-01-28 | 1 | 28 | 0 | 27.9584 | 648 | 15.8 | 18.14 | 1001 | 15.8 | 657.0457 | 0 | Heating | 87.6061 | #N/A | #N/A | #N/A | #N/A | 657.0457 | #N/A | #N/A | 2.8226 | #N/A | 0 | 0 | 0 | 0 | 0 | 0 | 0 | 0 | 0 | 0.292% | 1 | 50% | 0% | 0% | 0% | 8.2745 | 0 | 0 | 0 | 8.2745 | #N/A
2007-01-28 01:00 | 1 | 28 | 1 | 28 | 649 | 17.6 | 19.04 | 1001 | 17.6 | 646.231 | 0 | Heating | 86.1641 | #N/A | #N/A | #N/A | #N/A | 646.231 | #N/A | #N/A | 2.8595 | #N/A | 0 | 0 | 0 | 0 | 0 | 0 | 0 | 0 | 0 | 0.2872% | 1 | 50% | 0% | 0% | 0% | 8.2745 | 0 | 0 | 0 | 8.2745 | #N/A
2007-01-28 02:00 | 1 | 28 | 2 | 28.0417 | 650 | 17.06 | 19.76 | 1001 | 17.06 | 657.5123 | 0 | Heating | 87.6683 | #N/A | #N/A | #N/A | #N/A | 657.5123 | #N/A | #N/A | 2.8481 | #N/A | 0 | 0 | 0 | 0 | 0 | 0 | 0 | 0 | 0 | 0.2922% | 1 | 50% | 0% | 0% | 0% | 8.2745 | 0 | 0 | 0 | 8.2745 | #N/A
2007-01-28 03:00 | 1 | 28 | 3 | 28.0834 | 651 | 17.96 | 20.66 | 1001 | 17.96 | 669.1766 | 0 | Heating | 89.2236 | #N/A | #N/A | #N/A | #N/A | 669.1766 | #N/A | #N/A | 2.8673 | #N/A | 0 | 0 | 0 | 0 | 0 | 0 | 0 | 0 | 0 | 0.2974% | 1 | 50% | 0% | 0% | 0% | 8.2745 | 0 | 0 | 0 | 8.2745 | #N/A
2007-01-28 04:00 | 1 | 28 | 4 | 28.125 | 652 | 17.96 | 21.92 | 1000 | 17.96 | 671.0819 | 0 | Heating | 89.4776 | #N/A | #N/A | #N/A | #N/A | 671.0819 | #N/A | #N/A | 2.8673 | #N/A | 0 | 0 | 0 | 0 | 0 | 0 | 0 | 0 | 0 | 0.2983% | 1 | 50% | 0% | 0% | 0% | 8.2745 | 0 | 0 | 0 | 8.2745 | #N/A
2007-01-28 05:00 | 1 | 28 | 5 | 28.1667 | 653 | 17.96 | 21.02 | 1001 | 17.96 | 678.1809 | 0 | Heating | 90.4241 | #N/A | #N/A | #N/A | #N/A | 678.1809 | #N/A | #N/A | 2.8673 | #N/A | 0 | 0 | 0 | 0 | 0 | 0 | 0 | 0 | 0 | 0.3014% | 1 | 50% | 0% | 0% | 0% | 8.2745 | 0 | 0 | 0 | 8.2745 | #N/A
2007-01-28 06:00 | 1 | 28 | 6 | 28.2084 | 654 | 14 | 20.3 | 1001 | 14 | 660.922 | 0 | Heating | 88.1229 | #N/A | #N/A | #N/A | #N/A | 660.922 | #N/A | #N/A | 2.7888 | #N/A | 0 | 0 | 0 | 0 | 0 | 0 | 0 | 0 | 0 | 0.2937% | 1 | 50% | 0% | 0% | 0% | 8.2745 | 0 | 0 | 0 | 8.2745 | #N/A
2007-01-28 07:00 | 1 | 28 | 7 | 28.25 | 655 | 12.2 | 19.94 | 1001 | 12.2 | 1877.0864 | 0 | Heating | 250.2782 | #N/A | #N/A | #N/A | #N/A | 1877.0864 | #N/A | #N/A | 2.7575 | #N/A | 0 | 0 | 0 | 0 | 0 | 0 | 0 | 0 | 0 | 0.8343% | 1 | 50% | 0% | 0% | 0% | 8.2745 | 0 | 0 | 0 | 8.2745 | #N/A
2007-01-28 08:00 | 1 | 28 | 8 | 28.2917 | 656 | 12.92 | 18.86 | 1002 | 12.92 | 1415.3251 | 0 | Heating | 188.71 | #N/A | #N/A | #N/A | #N/A | 1415.3251 | #N/A | #N/A | 2.7697 | #N/A | 0 | 0 | 0 | 0 | 0 | 0 | 0 | 0 | 0 | 0.629% | 1 | 50% | 0% | 0% | 0% | 8.2745 | 0 | 0 | 0 | 8.2745 | #N/A
2007-01-28 09:00 | 1 | 28 | 9 | 28.3334 | 657 | 19.94 | 18.68 | 1002 | 19.94 | 869.2348 | 0 | Heating | 115.898 | #N/A | #N/A | #N/A | #N/A | 869.2348 | #N/A | #N/A | 2.9127 | #N/A | 0 | 0 | 0 | 0 | 0 | 0 | 0 | 0 | 0 | 0.3863% | 1 | 50% | 0% | 0% | 0% | 8.2745 | 0 | 0 | 0 | 8.2745 | #N/A
2007-01-28 10:00 | 1 | 28 | 10 | 28.375 | 658 | 24.98 | 19.04 | 1003 | 24.98 | 831.0297 | 0 | Heating | 110.804 | #N/A | #N/A | #N/A | #N/A | 831.0297 | #N/A | #N/A | 3.0513 | #N/A | 0 | 0 | 0 | 0 | 0 | 0 | 0 | 0 | 0 | 0.3693% | 1 | 50% | 0% | 0% | 0% | 8.2745 | 0 | 0 | 0 | 8.2745 | #N/A
2007-01-28 11:00 | 1 | 28 | 11 | 28.4167 | 659 | 24.98 | 19.76 | 1003 | 24.98 | 803.7361 | 0 | Heating | 107.1648 | #N/A | #N/A | #N/A | #N/A | 803.7361 | #N/A | #N/A | 3.0513 | #N/A | 0 | 0 | 0 | 0 | 0 | 0 | 0 | 0 | 0 | 0.3572% | 1 | 50% | 0% | 0% | 0% | 8.2745 | 0 | 0 | 0 | 8.2745 | #N/A
2007-01-28 12:00 | 1 | 28 | 12 | 28.4584 | 660 | 24.08 | 20.3 | 1003 | 24.08 | 734.9593 | 0 | Heating | 97.9946 | #N/A | #N/A | #N/A | #N/A | 734.9593 | #N/A | #N/A | 3.0238 | #N/A | 0 | 0 | 0 | 0 | 0 | 0 | 0 | 0 | 0 | 0.3266% | 1 | 50% | 0% | 0% | 0% | 8.2745 | 0 | 0 | 0 | 8.2745 | #N/A
2007-01-28 13:00 | 1 | 28 | 13 | 28.5 | 661 | 24.08 | 21.02 | 1003 | 24.08 | 692.9208 | 0 | Heating | 92.3894 | #N/A | #N/A | #N/A | #N/A | 692.9208 | #N/A | #N/A | 3.0238 | #N/A | 0 | 0 | 0 | 0 | 0 | 0 | 0 | 0 | 0 | 0.308% | 1 | 50% | 0% | 0% | 0% | 8.2745 | 0 | 0 | 0 | 8.2745 | #N/A
2007-01-28 14:00 | 1 | 28 | 14 | 28.5417 | 662 | 24.08 | 20.3 | 1003 | 24.08 | 553.1165 | 0 | Heating | 73.7489 | #N/A | #N/A | #N/A | #N/A | 553.1165 | #N/A | #N/A | 3.0238 | #N/A | 0 | 0 | 0 | 0 | 0 | 0 | 0 | 0 | 0 | 0.2458% | 1 | 50% | 0% | 0% | 0% | 8.2745 | 0 | 0 | 0 | 8.2745 | #N/A
2007-01-28 15:00 | 1 | 28 | 15 | 28.5834 | 663 | 26.96 | 19.22 | 1003 | 26.96 | 487.4727 | 0 | Heating | 64.9964 | #N/A | #N/A | #N/A | #N/A | 487.4727 | #N/A | #N/A | 3.1163 | #N/A | 0 | 0 | 0 | 0 | 0 | 0 | 0 | 0 | 0 | 0.2167% | 1 | 50% | 0% | 0% | 0% | 8.2745 | 0 | 0 | 0 | 8.2745 | #N/A
2007-01-28 16:00 | 1 | 28 | 16 | 28.625 | 664 | 24.98 | 17.96 | 1003 | 24.98 | 463.0998 | 0 | Heating | 61.7466 | #N/A | #N/A | #N/A | #N/A | 463.0998 | #N/A | #N/A | 3.0513 | #N/A | 0 | 0 | 0 | 0 | 0 | 0 | 0 | 0 | 0 | 0.2058% | 1 | 50% | 0% | 0% | 0% | 8.2745 | 0 | 0 | 0 | 8.2745 | #N/A
2007-01-28 17:00 | 1 | 28 | 17 | 28.6667 | 665 | 24.98 | 16.7 | 1004 | 24.98 | 451.7985 | 0 | Heating | 60.2398 | #N/A | #N/A | #N/A | #N/A | 451.7985 | #N/A | #N/A | 3.0513 | #N/A | 0 | 0 | 0 | 0 | 0 | 0 | 0 | 0 | 0 | 0.2008% | 1 | 50% | 0% | 0% | 0% | 8.2745 | 0 | 0 | 0 | 8.2745 | #N/A
2007-01-28 18:00 | 1 | 28 | 18 | 28.7084 | 666 | 19.94 | 15.26 | 1004 | 19.94 | 549.2734 | 0 | Heating | 73.2364 | #N/A | #N/A | #N/A | #N/A | 549.2734 | #N/A | #N/A | 2.9127 | #N/A | 0 | 0 | 0 | 0 | 0 | 0 | 0 | 0 | 0 | 0.2441% | 1 | 50% | 0% | 0% | 0% | 8.2745 | 0 | 0 | 0 | 8.2745 | #N/A
2007-01-28 19:00 | 1 | 28 | 19 | 28.75 | 667 | 17.06 | 14 | 1005 | 17.06 | 684.0642 | 0 | Heating | 91.2086 | #N/A | #N/A | #N/A | #N/A | 684.0642 | #N/A | #N/A | 2.8481 | #N/A | 0 | 0 | 0 | 0 | 0 | 0 | 0 | 0 | 0 | 0.304% | 1 | 50% | 0% | 0% | 0% | 8.2745 | 0 | 0 | 0 | 8.2745 | #N/A
2007-01-28 20:00 | 1 | 28 | 20 | 28.7917 | 668 | 17.06 | 13.64 | 1005 | 17.06 | 720.9594 | 0 | Heating | 96.1279 | #N/A | #N/A | #N/A | #N/A | 720.9594 | #N/A | #N/A | 2.8481 | #N/A | 0 | 0 | 0 | 0 | 0 | 0 | 0 | 0 | 0 | 0.3204% | 1 | 50% | 0% | 0% | 0% | 8.2745 | 0 | 0 | 0 | 8.2745 | #N/A
2007-01-28 21:00 | 1 | 28 | 21 | 28.8334 | 669 | 17.06 | 13.28 | 1005 | 17.06 | 805.2052 | 0 | Heating | 107.3607 | #N/A | #N/A | #N/A | #N/A | 805.2052 | #N/A | #N/A | 2.8481 | #N/A | 0 | 0 | 0 | 0 | 0 | 0 | 0 | 0 | 0 | 0.3579% | 1 | 50% | 0% | 0% | 0% | 8.2745 | 0 | 0 | 0 | 8.2745 | #N/A
2007-01-28 22:00 | 1 | 28 | 22 | 28.875 | 670 | 17.06 | 12.92 | 1004 | 17.06 | 868.0217 | 0 | Heating | 115.7362 | #N/A | #N/A | #N/A | #N/A | 868.0217 | #N/A | #N/A | 2.8481 | #N/A | 0 | 0 | 0 | 0 | 0 | 0 | 0 | 0 | 0 | 0.3858% | 1 | 50% | 0% | 0% | 0% | 8.2745 | 0 | 0 | 0 | 8.2745 | #N/A
2007-01-28 23:00 | 1 | 28 | 23 | 28.9167 | 671 | 17.06 | 13.1 | 1004 | 17.06 | 294.6714 | 0 | Heating | 39.2895 | #N/A | #N/A | #N/A | #N/A | 294.6714 | #N/A | #N/A | 2.8481 | #N/A | 0 | 0 | 0 | 0 | 0 | 0 | 0 | 0 | 0 | 0.131% | 1 | 50% | 0% | 0% | 0% | 8.2745 | 0 | 0 | 0 | 8.2745 | #N/A
2007-01-29 | 1 | 29 | 0 | 28.9584 | 672 | 17.06 | 13.46 | 1004 | 17.06 | 491.5778 | 0 | Heating | 65.5437 | #N/A | #N/A | #N/A | #N/A | 491.5778 | #N/A | #N/A | 2.8481 | #N/A | 0 | 0 | 0 | 0 | 0 | 0 | 0 | 0 | 0 | 0.2185% | 1 | 50% | 0% | 0% | 0% | 8.2745 | 0 | 0 | 0 | 8.2745 | #N/A
2007-01-29 01:00 | 1 | 29 | 1 | 29 | 673 | 15.98 | 14 | 1004 | 15.98 | 534.566 | 0 | Heating | 71.2755 | #N/A | #N/A | #N/A | #N/A | 534.566 | #N/A | #N/A | 2.8262 | #N/A | 0 | 0 | 0 | 0 | 0 | 0 | 0 | 0 | 0 | 0.2376% | 1 | 50% | 0% | 0% | 0% | 8.2745 | 0 | 0 | 0 | 8.2745 | #N/A
2007-01-29 02:00 | 1 | 29 | 2 | 29.0417 | 674 | 15.98 | 13.1 | 1004 | 15.98 | 572.77 | 0 | Heating | 76.3693 | #N/A | #N/A | #N/A | #N/A | 572.77 | #N/A | #N/A | 2.8262 | #N/A | 0 | 0 | 0 | 0 | 0 | 0 | 0 | 0 | 0 | 0.2546% | 1 | 50% | 0% | 0% | 0% | 8.2745 | 0 | 0 | 0 | 8.2745 | #N/A
2007-01-29 03:00 | 1 | 29 | 3 | 29.0834 | 675 | 15.08 | 12.38 | 1004 | 15.08 | 613.3434 | 0 | Heating | 81.7791 | #N/A | #N/A | #N/A | #N/A | 613.3434 | #N/A | #N/A | 2.8087 | #N/A | 0 | 0 | 0 | 0 | 0 | 0 | 0 | 0 | 0 | 0.2726% | 1 | 50% | 0% | 0% | 0% | 8.2745 | 0 | 0 | 0 | 8.2745 | #N/A
2007-01-29 04:00 | 1 | 29 | 4 | 29.125 | 676 | 15.8 | 12.02 | 1004 | 15.8 | 650.9268 | 0 | Heating | 86.7902 | #N/A | #N/A | #N/A | #N/A | 650.9268 | #N/A | #N/A | 2.8226 | #N/A | 0 | 0 | 0 | 0 | 0 | 0 | 0 | 0 | 0 | 0.2893% | 1 | 50% | 0% | 0% | 0% | 8.2745 | 0 | 0 | 0 | 8.2745 | #N/A
2007-01-29 05:00 | 1 | 29 | 5 | 29.1667 | 677 | 15.08 | 11.48 | 1004 | 15.08 | 672.6421 | 0 | Heating | 89.6856 | #N/A | #N/A | #N/A | #N/A | 672.6421 | #N/A | #N/A | 2.8087 | #N/A | 0 | 0 | 0 | 0 | 0 | 0 | 0 | 0 | 0 | 0.299% | 1 | 50% | 0% | 0% | 0% | 8.2745 | 0 | 0 | 0 | 8.2745 | #N/A
2007-01-29 06:00 | 1 | 29 | 6 | 29.2084 | 678 | 14 | 11.12 | 1004 | 14 | 656.0664 | 0 | Heating | 87.4755 | #N/A | #N/A | #N/A | #N/A | 656.0664 | #N/A | #N/A | 2.7888 | #N/A | 0 | 0 | 0 | 0 | 0 | 0 | 0 | 0 | 0 | 0.2916% | 1 | 50% | 0% | 0% | 0% | 8.2745 | 0 | 0 | 0 | 8.2745 | #N/A
2007-01-29 07:00 | 1 | 29 | 7 | 29.25 | 679 | 12.2 | 10.94 | 1004 | 12.2 | 1448.8709 | 0 | Heating | 193.1828 | #N/A | #N/A | #N/A | #N/A | 1448.8709 | #N/A | #N/A | 2.7575 | #N/A | 0 | 0 | 0 | 0 | 0 | 0 | 0 | 0 | 0 | 0.6439% | 1 | 50% | 0% | 0% | 0% | 8.2745 | 0 | 0 | 0 | 8.2745 | #N/A
2007-01-29 08:00 | 1 | 29 | 8 | 29.2917 | 680 | 12.02 | 11.66 | 1004 | 12.02 | 1052.786 | 0 | Heating | 140.3715 | #N/A | #N/A | #N/A | #N/A | 1052.786 | #N/A | #N/A | 2.7546 | #N/A | 0 | 0 | 0 | 0 | 0 | 0 | 0 | 0 | 0 | 0.4679% | 1 | 50% | 0% | 0% | 0% | 8.2745 | 0 | 0 | 0 | 8.2745 | #N/A
2007-01-29 09:00 | 1 | 29 | 9 | 29.3334 | 681 | 15.08 | 12.92 | 1004 | 15.08 | 736.5201 | 0 | Heating | 98.2027 | #N/A | #N/A | #N/A | #N/A | 736.5201 | #N/A | #N/A | 2.8087 | #N/A | 0 | 0 | 0 | 0 | 0 | 0 | 0 | 0 | 0 | 0.3273% | 1 | 50% | 0% | 0% | 0% | 8.2745 | 0 | 0 | 0 | 8.2745 | #N/A
2007-01-29 10:00 | 1 | 29 | 10 | 29.375 | 682 | 17.06 | 15.08 | 1005 | 17.06 | 693.3487 | 0 | Heating | 92.4465 | #N/A | #N/A | #N/A | #N/A | 693.3487 | #N/A | #N/A | 2.8481 | #N/A | 0 | 0 | 0 | 0 | 0 | 0 | 0 | 0 | 0 | 0.3082% | 1 | 50% | 0% | 0% | 0% | 8.2745 | 0 | 0 | 0 | 8.2745 | #N/A
2007-01-29 11:00 | 1 | 29 | 11 | 29.4167 | 683 | 17.06 | 15.44 | 1004 | 17.06 | 664.2839 | 0 | Heating | 88.5712 | #N/A | #N/A | #N/A | #N/A | 664.2839 | #N/A | #N/A | 2.8481 | #N/A | 0 | 0 | 0 | 0 | 0 | 0 | 0 | 0 | 0 | 0.2952% | 1 | 50% | 0% | 0% | 0% | 8.2745 | 0 | 0 | 0 | 8.2745 | #N/A
2007-01-29 12:00 | 1 | 29 | 12 | 29.4584 | 684 | 19.04 | 15.62 | 1004 | 19.04 | 577.8939 | 0 | Heating | 77.0525 | #N/A | #N/A | #N/A | #N/A | 577.8939 | #N/A | #N/A | 2.8915 | #N/A | 0 | 0 | 0 | 0 | 0 | 0 | 0 | 0 | 0 | 0.2568% | 1 | 50% | 0% | 0% | 0% | 8.2745 | 0 | 0 | 0 | 8.2745 | #N/A
2007-01-29 13:00 | 1 | 29 | 13 | 29.5 | 685 | 19.94 | 15.98 | 1004 | 19.94 | 598.8477 | 0 | Heating | 79.8464 | #N/A | #N/A | #N/A | #N/A | 598.8477 | #N/A | #N/A | 2.9127 | #N/A | 0 | 0 | 0 | 0 | 0 | 0 | 0 | 0 | 0 | 0.2662% | 1 | 50% | 0% | 0% | 0% | 8.2745 | 0 | 0 | 0 | 8.2745 | #N/A
2007-01-29 14:00 | 1 | 29 | 14 | 29.5417 | 686 | 19.94 | 15.26 | 1004 | 19.94 | 444.185 | 0 | Heating | 59.2247 | #N/A | #N/A | #N/A | #N/A | 444.185 | #N/A | #N/A | 2.9127 | #N/A | 0 | 0 | 0 | 0 | 0 | 0 | 0 | 0 | 0 | 0.1974% | 1 | 50% | 0% | 0% | 0% | 8.2745 | 0 | 0 | 0 | 8.2745 | #N/A
2007-01-29 15:00 | 1 | 29 | 15 | 29.5834 | 687 | 19.94 | 14.18 | 1004 | 19.94 | 402.2917 | 0 | Heating | 53.6389 | #N/A | #N/A | #N/A | #N/A | 402.2917 | #N/A | #N/A | 2.9127 | #N/A | 0 | 0 | 0 | 0 | 0 | 0 | 0 | 0 | 0 | 0.1788% | 1 | 50% | 0% | 0% | 0% | 8.2745 | 0 | 0 | 0 | 8.2745 | #N/A
2007-01-29 16:00 | 1 | 29 | 16 | 29.625 | 688 | 21.92 | 12.92 | 1004 | 21.92 | 375.5884 | 0 | Heating | 50.0784 | #N/A | #N/A | #N/A | #N/A | 375.5884 | #N/A | #N/A | 2.9629 | #N/A | 0 | 0 | 0 | 0 | 0 | 0 | 0 | 0 | 0 | 0.1669% | 1 | 50% | 0% | 0% | 0% | 8.2745 | 0 | 0 | 0 | 8.2745 | #N/A
2007-01-29 17:00 | 1 | 29 | 17 | 29.6667 | 689 | 21.92 | 12.92 | 1004 | 21.92 | 387.5135 | 0 | Heating | 51.6685 | #N/A | #N/A | #N/A | #N/A | 387.5135 | #N/A | #N/A | 2.9629 | #N/A | 0 | 0 | 0 | 0 | 0 | 0 | 0 | 0 | 0 | 0.1722% | 1 | 50% | 0% | 0% | 0% | 8.2745 | 0 | 0 | 0 | 8.2745 | #N/A
2007-01-29 18:00 | 1 | 29 | 18 | 29.7084 | 690 | 17.96 | 12.92 | 1005 | 17.96 | 504.0582 | 0 | Heating | 67.2078 | #N/A | #N/A | #N/A | #N/A | 504.0582 | #N/A | #N/A | 2.8673 | #N/A | 0 | 0 | 0 | 0 | 0 | 0 | 0 | 0 | 0 | 0.224% | 1 | 50% | 0% | 0% | 0% | 8.2745 | 0 | 0 | 0 | 8.2745 | #N/A
2007-01-29 19:00 | 1 | 29 | 19 | 29.75 | 691 | 17.06 | 12.92 | 1005 | 17.06 | 625.5889 | 0 | Heating | 83.4119 | #N/A | #N/A | #N/A | #N/A | 625.5889 | #N/A | #N/A | 2.8481 | #N/A | 0 | 0 | 0 | 0 | 0 | 0 | 0 | 0 | 0 | 0.278% | 1 | 50% | 0% | 0% | 0% | 8.2745 | 0 | 0 | 0 | 8.2745 | #N/A
2007-01-29 20:00 | 1 | 29 | 20 | 29.7917 | 692 | 17.06 | 11.66 | 1006 | 17.06 | 676.7904 | 0 | Heating | 90.2387 | #N/A | #N/A | #N/A | #N/A | 676.7904 | #N/A | #N/A | 2.8481 | #N/A | 0 | 0 | 0 | 0 | 0 | 0 | 0 | 0 | 0 | 0.3008% | 1 | 50% | 0% | 0% | 0% | 8.2745 | 0 | 0 | 0 | 8.2745 | #N/A
2007-01-29 21:00 | 1 | 29 | 21 | 29.8334 | 693 | 17.06 | 10.22 | 1006 | 17.06 | 760.5561 | 0 | Heating | 101.4075 | #N/A | #N/A | #N/A | #N/A | 760.5561 | #N/A | #N/A | 2.8481 | #N/A | 0 | 0 | 0 | 0 | 0 | 0 | 0 | 0 | 0 | 0.338% | 1 | 50% | 0% | 0% | 0% | 8.2745 | 0 | 0 | 0 | 8.2745 | #N/A
2007-01-29 22:00 | 1 | 29 | 22 | 29.875 | 694 | 12.92 | 8.96 | 1006 | 12.92 | 805.5119 | 0 | Heating | 107.4016 | #N/A | #N/A | #N/A | #N/A | 805.5119 | #N/A | #N/A | 2.7697 | #N/A | 0 | 0 | 0 | 0 | 0 | 0 | 0 | 0 | 0 | 0.358% | 1 | 50% | 0% | 0% | 0% | 8.2745 | 0 | 0 | 0 | 8.2745 | #N/A
2007-01-29 23:00 | 1 | 29 | 23 | 29.9167 | 695 | 12.92 | 7.52 | 1007 | 12.92 | 309.5463 | 0 | Heating | 41.2728 | #N/A | #N/A | #N/A | #N/A | 309.5463 | #N/A | #N/A | 2.7697 | #N/A | 0 | 0 | 0 | 0 | 0 | 0 | 0 | 0 | 0 | 0.1376% | 1 | 50% | 0% | 0% | 0% | 8.2745 | 0 | 0 | 0 | 8.2745 | #N/A
2007-01-30 | 1 | 30 | 0 | 29.9584 | 696 | 10.94 | 6.08 | 1008 | 10.94 | 550.7141 | 0 | Heating | 73.4285 | #N/A | #N/A | #N/A | #N/A | 550.7141 | #N/A | #N/A | 2.737 | #N/A | 0 | 0 | 0 | 0 | 0 | 0 | 0 | 0 | 0 | 0.2448% | 1 | 50% | 0% | 0% | 0% | 8.2745 | 0 | 0 | 0 | 8.2745 | #N/A
2007-01-30 01:00 | 1 | 30 | 1 | 30 | 697 | 10.04 | 5 | 1008 | 10.04 | 651.6467 | 0 | Heating | 86.8862 | #N/A | #N/A | #N/A | #N/A | 651.6467 | #N/A | #N/A | 2.723 | #N/A | 0 | 0 | 0 | 0 | 0 | 0 | 0 | 0 | 0 | 0.2896% | 1 | 50% | 0% | 0% | 0% | 8.2745 | 0 | 0 | 0 | 8.2745 | #N/A
2007-01-30 02:00 | 1 | 30 | 2 | 30.0417 | 698 | 10.04 | 3.74 | 1008 | 10.04 | 724.7399 | 0 | Heating | 96.632 | #N/A | #N/A | #N/A | #N/A | 724.7399 | #N/A | #N/A | 2.723 | #N/A | 0 | 0 | 0 | 0 | 0 | 0 | 0 | 0 | 0 | 0.3221% | 1 | 50% | 0% | 0% | 0% | 8.2745 | 0 | 0 | 0 | 8.2745 | #N/A
2007-01-30 03:00 | 1 | 30 | 3 | 30.0834 | 699 | 8.96 | 2.66 | 1009 | 8.96 | 790.5311 | 0 | Heating | 105.4041 | #N/A | #N/A | #N/A | #N/A | 790.5311 | #N/A | #N/A | 2.7067 | #N/A | 0 | 0 | 0 | 0 | 0 | 0 | 0 | 0 | 0 | 0.3513% | 1 | 50% | 0% | 0% | 0% | 8.2745 | 0 | 0 | 0 | 8.2745 | #N/A
2007-01-30 04:00 | 1 | 30 | 4 | 30.125 | 700 | 8.96 | 1.94 | 1009 | 8.96 | 848.9685 | 0 | Heating | 113.1958 | #N/A | #N/A | #N/A | #N/A | 848.9685 | #N/A | #N/A | 2.7067 | #N/A | 0 | 0 | 0 | 0 | 0 | 0 | 0 | 0 | 0 | 0.3773% | 1 | 50% | 0% | 0% | 0% | 8.2745 | 0 | 0 | 0 | 8.2745 | #N/A
2007-01-30 05:00 | 1 | 30 | 5 | 30.1667 | 701 | 8.96 | 0.32 | 1010 | 8.96 | 924.6744 | 0 | Heating | 123.2899 | #N/A | #N/A | #N/A | #N/A | 924.6744 | #N/A | #N/A | 2.7067 | #N/A | 0 | 0 | 0 | 0 | 0 | 0 | 0 | 0 | 0 | 0.411% | 1 | 50% | 0% | 0% | 0% | 8.2745 | 0 | 0 | 0 | 8.2745 | #N/A
2007-01-30 06:00 | 1 | 30 | 6 | 30.2084 | 702 | 10.94 | -0.94 | 1010 | 10.94 | 981.4975 | 0 | Heating | 130.8663 | #N/A | #N/A | #N/A | #N/A | 981.4975 | #N/A | #N/A | 2.737 | #N/A | 0 | 0 | 0 | 0 | 0 | 0 | 0 | 0 | 0 | 0.4362% | 1 | 50% | 0% | 0% | 0% | 8.2745 | 0 | 0 | 0 | 8.2745 | #N/A
2007-01-30 07:00 | 1 | 30 | 7 | 30.25 | 703 | 8.96 | -2.02 | 1010 | 8.96 | 1771.23 | 0 | Heating | 236.164 | #N/A | #N/A | #N/A | #N/A | 1771.23 | #N/A | #N/A | 2.7067 | #N/A | 0 | 0 | 0 | 0 | 0 | 0 | 0 | 0 | 0 | 0.7872% | 1 | 50% | 0% | 0% | 0% | 8.2745 | 0 | 0 | 0 | 8.2745 | #N/A
2007-01-30 08:00 | 1 | 30 | 8 | 30.2917 | 704 | 8.96 | -0.4 | 1011 | 8.96 | 1299.0166 | 0 | Heating | 173.2022 | #N/A | #N/A | #N/A | #N/A | 1299.0166 | #N/A | #N/A | 2.7067 | #N/A | 0 | 0 | 0 | 0 | 0 | 0 | 0 | 0 | 0 | 0.5773% | 1 | 50% | 0% | 0% | 0% | 8.2745 | 0 | 0 | 0 | 8.2745 | #N/A
2007-01-30 09:00 | 1 | 30 | 9 | 30.3334 | 705 | 15.98 | 1.94 | 1011 | 15.98 | 877.4855 | 0 | Heating | 116.9981 | #N/A | #N/A | #N/A | #N/A | 877.4855 | #N/A | #N/A | 2.8262 | #N/A | 0 | 0 | 0 | 0 | 0 | 0 | 0 | 0 | 0 | 0.39% | 1 | 50% | 0% | 0% | 0% | 8.2745 | 0 | 0 | 0 | 8.2745 | #N/A
2007-01-30 10:00 | 1 | 30 | 10 | 30.375 | 706 | 19.04 | 5 | 1012 | 19.04 | 758.5841 | 0 | Heating | 101.1445 | #N/A | #N/A | #N/A | #N/A | 758.5841 | #N/A | #N/A | 2.8915 | #N/A | 0 | 0 | 0 | 0 | 0 | 0 | 0 | 0 | 0 | 0.3371% | 1 | 50% | 0% | 0% | 0% | 8.2745 | 0 | 0 | 0 | 8.2745 | #N/A
2007-01-30 11:00 | 1 | 30 | 11 | 30.4167 | 707 | 19.04 | 4.82 | 1011 | 19.04 | 691.9547 | 0 | Heating | 92.2606 | #N/A | #N/A | #N/A | #N/A | 691.9547 | #N/A | #N/A | 2.8915 | #N/A | 0 | 0 | 0 | 0 | 0 | 0 | 0 | 0 | 0 | 0.3075% | 1 | 50% | 0% | 0% | 0% | 8.2745 | 0 | 0 | 0 | 8.2745 | #N/A
2007-01-30 12:00 | 1 | 30 | 12 | 30.4584 | 708 | 23 | 4.28 | 1011 | 23 | 609.5788 | 0 | Heating | 81.2772 | #N/A | #N/A | #N/A | #N/A | 609.5788 | #N/A | #N/A | 2.9925 | #N/A | 0 | 0 | 0 | 0 | 0 | 0 | 0 | 0 | 0 | 0.2709% | 1 | 50% | 0% | 0% | 0% | 8.2745 | 0 | 0 | 0 | 8.2745 | #N/A
2007-01-30 13:00 | 1 | 30 | 13 | 30.5 | 709 | 26.06 | 3.92 | 1011 | 26.06 | 653.638 | 0 | Heating | 87.1517 | #N/A | #N/A | #N/A | #N/A | 653.638 | #N/A | #N/A | 3.0859 | #N/A | 0 | 0 | 0 | 0 | 0 | 0 | 0 | 0 | 0 | 0.2905% | 1 | 50% | 0% | 0% | 0% | 8.2745 | 0 | 0 | 0 | 8.2745 | #N/A
2007-01-30 14:00 | 1 | 30 | 14 | 30.5417 | 710 | 26.06 | 4.82 | 1011 | 26.06 | 496.2104 | 0 | Heating | 66.1614 | #N/A | #N/A | #N/A | #N/A | 496.2104 | #N/A | #N/A | 3.0859 | #N/A | 0 | 0 | 0 | 0 | 0 | 0 | 0 | 0 | 0 | 0.2205% | 1 | 50% | 0% | 0% | 0% | 8.2745 | 0 | 0 | 0 | 8.2745 | #N/A
2007-01-30 15:00 | 1 | 30 | 15 | 30.5834 | 711 | 26.96 | 5.72 | 1011 | 26.96 | 442.2687 | 0 | Heating | 58.9692 | #N/A | #N/A | #N/A | #N/A | 442.2687 | #N/A | #N/A | 3.1163 | #N/A | 0 | 0 | 0 | 0 | 0 | 0 | 0 | 0 | 0 | 0.1966% | 1 | 50% | 0% | 0% | 0% | 8.2745 | 0 | 0 | 0 | 8.2745 | #N/A
2007-01-30 16:00 | 1 | 30 | 16 | 30.625 | 712 | 28.04 | 6.08 | 1011 | 28.04 | 443.1586 | 0 | Heating | 59.0878 | #N/A | #N/A | #N/A | #N/A | 443.1586 | #N/A | #N/A | 3.1545 | #N/A | 0 | 0 | 0 | 0 | 0 | 0 | 0 | 0 | 0 | 0.197% | 1 | 50% | 0% | 0% | 0% | 8.2745 | 0 | 0 | 0 | 8.2745 | #N/A
2007-01-30 17:00 | 1 | 30 | 17 | 30.6667 | 713 | 28.04 | 6.08 | 1011 | 28.04 | 433.195 | 0 | Heating | 57.7593 | #N/A | #N/A | #N/A | #N/A | 433.195 | #N/A | #N/A | 3.1545 | #N/A | 0 | 0 | 0 | 0 | 0 | 0 | 0 | 0 | 0 | 0.1925% | 1 | 50% | 0% | 0% | 0% | 8.2745 | 0 | 0 | 0 | 8.2745 | #N/A
2007-01-30 18:00 | 1 | 30 | 18 | 30.7084 | 714 | 26.06 | 6.08 | 1011 | 26.06 | 562.9973 | 0 | Heating | 75.0663 | #N/A | #N/A | #N/A | #N/A | 562.9973 | #N/A | #N/A | 3.0859 | #N/A | 0 | 0 | 0 | 0 | 0 | 0 | 0 | 0 | 0 | 0.2502% | 1 | 50% | 0% | 0% | 0% | 8.2745 | 0 | 0 | 0 | 8.2745 | #N/A
2007-01-30 19:00 | 1 | 30 | 19 | 30.75 | 715 | 24.08 | 6.08 | 1012 | 24.08 | 679.6562 | 0 | Heating | 90.6208 | #N/A | #N/A | #N/A | #N/A | 679.6562 | #N/A | #N/A | 3.0238 | #N/A | 0 | 0 | 0 | 0 | 0 | 0 | 0 | 0 | 0 | 0.3021% | 1 | 50% | 0% | 0% | 0% | 8.2745 | 0 | 0 | 0 | 8.2745 | #N/A
2007-01-30 20:00 | 1 | 30 | 20 | 30.7917 | 716 | 24.08 | 6.98 | 1011 | 24.08 | 725.5847 | 0 | Heating | 96.7446 | #N/A | #N/A | #N/A | #N/A | 725.5847 | #N/A | #N/A | 3.0238 | #N/A | 0 | 0 | 0 | 0 | 0 | 0 | 0 | 0 | 0 | 0.3225% | 1 | 50% | 0% | 0% | 0% | 8.2745 | 0 | 0 | 0 | 8.2745 | #N/A
2007-01-30 21:00 | 1 | 30 | 21 | 30.8334 | 717 | 23 | 7.88 | 1010 | 23 | 808.3681 | 0 | Heating | 107.7824 | #N/A | #N/A | #N/A | #N/A | 808.3681 | #N/A | #N/A | 2.9925 | #N/A | 0 | 0 | 0 | 0 | 0 | 0 | 0 | 0 | 0 | 0.3593% | 1 | 50% | 0% | 0% | 0% | 8.2745 | 0 | 0 | 0 | 8.2745 | #N/A
2007-01-30 22:00 | 1 | 30 | 22 | 30.875 | 718 | 21.92 | 8.96 | 1009 | 21.92 | 853.9346 | 0 | Heating | 113.8579 | #N/A | #N/A | #N/A | #N/A | 853.9346 | #N/A | #N/A | 2.9629 | #N/A | 0 | 0 | 0 | 0 | 0 | 0 | 0 | 0 | 0 | 0.3795% | 1 | 50% | 0% | 0% | 0% | 8.2745 | 0 | 0 | 0 | 8.2745 | #N/A
2007-01-30 23:00 | 1 | 30 | 23 | 30.9167 | 719 | 21.92 | 6.8 | 1009 | 21.92 | 376.2718 | 0 | Heating | 50.1696 | #N/A | #N/A | #N/A | #N/A | 376.2718 | #N/A | #N/A | 2.9629 | #N/A | 0 | 0 | 0 | 0 | 0 | 0 | 0 | 0 | 0 | 0.1672% | 1 | 50% | 0% | 0% | 0% | 8.2745 | 0 | 0 | 0 | 8.2745 | #N/A
2007-01-31 | 1 | 31 | 0 | 30.9584 | 720 | 21.2 | 4.82 | 1009 | 21.2 | 623.1139 | 0 | Heating | 83.0818 | #N/A | #N/A | #N/A | #N/A | 623.1139 | #N/A | #N/A | 2.944 | #N/A | 0 | 0 | 0 | 0 | 0 | 0 | 0 | 0 | 0 | 0.2769% | 1 | 50% | 0% | 0% | 0% | 8.2745 | 0 | 0 | 0 | 8.2745 | #N/A
2007-01-31 01:00 | 1 | 31 | 1 | 31 | 721 | 21.2 | 3.02 | 1009 | 21.2 | 733.6148 | 0 | Heating | 97.8153 | #N/A | #N/A | #N/A | #N/A | 733.6148 | #N/A | #N/A | 2.944 | #N/A | 0 | 0 | 0 | 0 | 0 | 0 | 0 | 0 | 0 | 0.3261% | 1 | 50% | 0% | 0% | 0% | 8.2745 | 0 | 0 | 0 | 8.2745 | #N/A
2007-01-31 02:00 | 1 | 31 | 2 | 31.0417 | 722 | 19.94 | 0.14 | 1008 | 19.94 | 843.9353 | 0 | Heating | 112.5247 | #N/A | #N/A | #N/A | #N/A | 843.9353 | #N/A | #N/A | 2.9127 | #N/A | 0 | 0 | 0 | 0 | 0 | 0 | 0 | 0 | 0 | 0.3751% | 1 | 50% | 0% | 0% | 0% | 8.2745 | 0 | 0 | 0 | 8.2745 | #N/A
2007-01-31 03:00 | 1 | 31 | 3 | 31.0834 | 723 | 15.08 | -2.74 | 1008 | 15.08 | 950.8618 | 0 | Heating | 126.7816 | #N/A | #N/A | #N/A | #N/A | 950.8618 | #N/A | #N/A | 2.8087 | #N/A | 0 | 0 | 0 | 0 | 0 | 0 | 0 | 0 | 0 | 0.4226% | 1 | 50% | 0% | 0% | 0% | 8.2745 | 0 | 0 | 0 | 8.2745 | #N/A
2007-01-31 04:00 | 1 | 31 | 4 | 31.125 | 724 | 14 | -5.08 | 1007 | 14 | 1052.6304 | 0 | Heating | 140.3507 | #N/A | #N/A | #N/A | #N/A | 1052.6304 | #N/A | #N/A | 2.7888 | #N/A | 0 | 0 | 0 | 0 | 0 | 0 | 0 | 0 | 0 | 0.4678% | 1 | 50% | 0% | 0% | 0% | 8.2745 | 0 | 0 | 0 | 8.2745 | #N/A
2007-01-31 05:00 | 1 | 31 | 5 | 31.1667 | 725 | 14 | -5.98 | 1007 | 14 | 1127.2943 | 0 | Heating | 150.3059 | #N/A | #N/A | #N/A | #N/A | 1127.2943 | #N/A | #N/A | 2.7888 | #N/A | 0 | 0 | 0 | 0 | 0 | 0 | 0 | 0 | 0 | 0.501% | 1 | 50% | 0% | 0% | 0% | 8.2745 | 0 | 0 | 0 | 8.2745 | #N/A
2007-01-31 06:00 | 1 | 31 | 6 | 31.2084 | 726 | 10.94 | -6.7 | 1007 | 10.94 | 1157.0362 | 0 | Heating | 154.2715 | #N/A | #N/A | #N/A | #N/A | 1157.0362 | #N/A | #N/A | 2.737 | #N/A | 0 | 0 | 0 | 0 | 0 | 0 | 0 | 0 | 0 | 0.5142% | 1 | 50% | 0% | 0% | 0% | 8.2745 | 0 | 0 | 0 | 8.2745 | #N/A
2007-01-31 07:00 | 1 | 31 | 7 | 31.25 | 727 | 10.94 | -7.06 | 1007 | 10.94 | 1897.7848 | 0 | Heating | 253.038 | #N/A | #N/A | #N/A | #N/A | 1897.7848 | #N/A | #N/A | 2.737 | #N/A | 0 | 0 | 0 | 0 | 0 | 0 | 0 | 0 | 0 | 0.8435% | 1 | 50% | 0% | 0% | 0% | 8.2745 | 0 | 0 | 0 | 8.2745 | #N/A
2007-01-31 08:00 | 1 | 31 | 8 | 31.2917 | 728 | 10.94 | -7.42 | 1007 | 10.94 | 1444.1976 | 0 | Heating | 192.5597 | #N/A | #N/A | #N/A | #N/A | 1444.1976 | #N/A | #N/A | 2.737 | #N/A | 0 | 0 | 0 | 0 | 0 | 0 | 0 | 0 | 0 | 0.6419% | 1 | 50% | 0% | 0% | 0% | 8.2745 | 0 | 0 | 0 | 8.2745 | #N/A
2007-01-31 09:00 | 1 | 31 | 9 | 31.3334 | 729 | 15.08 | -7.06 | 1008 | 15.08 | 1018.8671 | 0 | Heating | 135.8489 | #N/A | #N/A | #N/A | #N/A | 1018.8671 | #N/A | #N/A | 2.8087 | #N/A | 0 | 0 | 0 | 0 | 0 | 0 | 0 | 0 | 0 | 0.4528% | 1 | 50% | 0% | 0% | 0% | 8.2745 | 0 | 0 | 0 | 8.2745 | #N/A
2007-01-31 10:00 | 1 | 31 | 10 | 31.375 | 730 | 19.94 | -5.98 | 1008 | 19.94 | 942.2283 | 0 | Heating | 125.6304 | #N/A | #N/A | #N/A | #N/A | 942.2283 | #N/A | #N/A | 2.9127 | #N/A | 0 | 0 | 0 | 0 | 0 | 0 | 0 | 0 | 0 | 0.4188% | 1 | 50% | 0% | 0% | 0% | 8.2745 | 0 | 0 | 0 | 8.2745 | #N/A
2007-01-31 11:00 | 1 | 31 | 11 | 31.4167 | 731 | 19.94 | -3.82 | 1007 | 19.94 | 934.0292 | 0 | Heating | 124.5372 | #N/A | #N/A | #N/A | #N/A | 934.0292 | #N/A | #N/A | 2.9127 | #N/A | 0 | 0 | 0 | 0 | 0 | 0 | 0 | 0 | 0 | 0.4151% | 1 | 50% | 0% | 0% | 0% | 8.2745 | 0 | 0 | 0 | 8.2745 | #N/A
2007-01-31 12:00 | 1 | 31 | 12 | 31.4584 | 732 | 26.06 | -2.02 | 1007 | 26.06 | 796.1233 | 0 | Heating | 106.1498 | #N/A | #N/A | #N/A | #N/A | 796.1233 | #N/A | #N/A | 3.0859 | #N/A | 0 | 0 | 0 | 0 | 0 | 0 | 0 | 0 | 0 | 0.3538% | 1 | 50% | 0% | 0% | 0% | 8.2745 | 0 | 0 | 0 | 8.2745 | #N/A
2007-01-31 13:00 | 1 | 31 | 13 | 31.5 | 733 | 26.6 | -0.04 | 1006 | 26.6 | 782.9839 | 0 | Heating | 104.3978 | #N/A | #N/A | #N/A | #N/A | 782.9839 | #N/A | #N/A | 3.104 | #N/A | 0 | 0 | 0 | 0 | 0 | 0 | 0 | 0 | 0 | 0.348% | 1 | 50% | 0% | 0% | 0% | 8.2745 | 0 | 0 | 0 | 8.2745 | #N/A
2007-01-31 14:00 | 1 | 31 | 14 | 31.5417 | 734 | 26.06 | 0.5 | 1006 | 26.06 | 634.6965 | 0 | Heating | 84.6262 | #N/A | #N/A | #N/A | #N/A | 634.6965 | #N/A | #N/A | 3.0859 | #N/A | 0 | 0 | 0 | 0 | 0 | 0 | 0 | 0 | 0 | 0.2821% | 1 | 50% | 0% | 0% | 0% | 8.2745 | 0 | 0 | 0 | 8.2745 | #N/A
2007-01-31 15:00 | 1 | 31 | 15 | 31.5834 | 735 | 28.94 | 1.04 | 1006 | 28.94 | 623.0538 | 0 | Heating | 83.0738 | #N/A | #N/A | #N/A | #N/A | 623.0538 | #N/A | #N/A | 3.188 | #N/A | 0 | 0 | 0 | 0 | 0 | 0 | 0 | 0 | 0 | 0.2769% | 1 | 50% | 0% | 0% | 0% | 8.2745 | 0 | 0 | 0 | 8.2745 | #N/A
2007-01-31 16:00 | 1 | 31 | 16 | 31.625 | 736 | 28.04 | 1.04 | 1006 | 28.04 | 685.0843 | 0 | Heating | 91.3446 | #N/A | #N/A | #N/A | #N/A | 685.0843 | #N/A | #N/A | 3.1545 | #N/A | 0 | 0 | 0 | 0 | 0 | 0 | 0 | 0 | 0 | 0.3045% | 1 | 50% | 0% | 0% | 0% | 8.2745 | 0 | 0 | 0 | 8.2745 | #N/A
2007-01-31 17:00 | 1 | 31 | 17 | 31.6667 | 737 | 28.04 | 2.3 | 1006 | 28.04 | 661.0284 | 0 | Heating | 88.1371 | #N/A | #N/A | #N/A | #N/A | 661.0284 | #N/A | #N/A | 3.1545 | #N/A | 0 | 0 | 0 | 0 | 0 | 0 | 0 | 0 | 0 | 0.2938% | 1 | 50% | 0% | 0% | 0% | 8.2745 | 0 | 0 | 0 | 8.2745 | #N/A
2007-01-31 18:00 | 1 | 31 | 18 | 31.7084 | 738 | 26.06 | 3.74 | 1006 | 26.06 | 733.2327 | 0 | Heating | 97.7644 | #N/A | #N/A | #N/A | #N/A | 733.2327 | #N/A | #N/A | 3.0859 | #N/A | 0 | 0 | 0 | 0 | 0 | 0 | 0 | 0 | 0 | 0.3259% | 1 | 50% | 0% | 0% | 0% | 8.2745 | 0 | 0 | 0 | 8.2745 | #N/A
2007-01-31 19:00 | 1 | 31 | 19 | 31.75 | 739 | 19.58 | 5 | 1006 | 19.58 | 826.7258 | 0 | Heating | 110.2301 | #N/A | #N/A | #N/A | #N/A | 826.7258 | #N/A | #N/A | 2.9041 | #N/A | 0 | 0 | 0 | 0 | 0 | 0 | 0 | 0 | 0 | 0.3674% | 1 | 50% | 0% | 0% | 0% | 8.2745 | 0 | 0 | 0 | 8.2745 | #N/A
2007-01-31 20:00 | 1 | 31 | 20 | 31.7917 | 740 | 17.6 | 1.04 | 1006 | 17.6 | 902.4037 | 0 | Heating | 120.3205 | #N/A | #N/A | #N/A | #N/A | 902.4037 | #N/A | #N/A | 2.8595 | #N/A | 0 | 0 | 0 | 0 | 0 | 0 | 0 | 0 | 0 | 0.4011% | 1 | 50% | 0% | 0% | 0% | 8.2745 | 0 | 0 | 0 | 8.2745 | #N/A
2007-01-31 21:00 | 1 | 31 | 21 | 31.8334 | 741 | 16.34 | -3.1 | 1006 | 16.34 | 976.8574 | 0 | Heating | 130.2477 | #N/A | #N/A | #N/A | #N/A | 976.8574 | #N/A | #N/A | 2.8333 | #N/A | 0 | 0 | 0 | 0 | 0 | 0 | 0 | 0 | 0 | 0.4342% | 1 | 50% | 0% | 0% | 0% | 8.2745 | 0 | 0 | 0 | 8.2745 | #N/A
2007-01-31 22:00 | 1 | 31 | 22 | 31.875 | 742 | 18.14 | 2.3 | 1006 | 18.14 | 991.5204 | 0 | Heating | 132.2027 | #N/A | #N/A | #N/A | #N/A | 991.5204 | #N/A | #N/A | 2.8712 | #N/A | 0 | 0 | 0 | 0 | 0 | 0 | 0 | 0 | 0 | 0.4407% | 1 | 50% | 0% | 0% | 0% | 8.2745 | 0 | 0 | 0 | 8.2745 | #N/A
2007-01-31 23:00 | 1 | 31 | 23 | 31.9167 | 743 | 20.3 | 7.34 | 1006 | 20.3 | 390.4964 | 0 | Heating | 52.0662 | #N/A | #N/A | #N/A | #N/A | 390.4964 | #N/A | #N/A | 2.9214 | #N/A | 0 | 0 | 0 | 0 | 0 | 0 | 0 | 0 | 0 | 0.1736% | 1 | 50% | 0% | 0% | 0% | 8.2745 | 0 | 0 | 0 | 8.2745 | #N/A
2007-02-01 | 2 | 1 | 0 | 31.9584 | 744 | 22.64 | 12.56 | 1006 | 22.64 | 472.1999 | 0 | Heating | 62.96 | #N/A | #N/A | #N/A | #N/A | 472.1999 | #N/A | #N/A | 2.9825 | #N/A | 0 | 0 | 0 | 0 | 0 | 0 | 0 | 0 | 0 | 0.2099% | 1 | 50% | 0% | 0% | 0% | 8.2745 | 0 | 0 | 0 | 8.2745 | #N/A
2007-02-01 01:00 | 2 | 1 | 1 | 32 | 745 | 24.08 | 17.78 | 986 | 24.08 | 417.1844 | 0 | Heating | 55.6246 | #N/A | #N/A | #N/A | #N/A | 417.1844 | #N/A | #N/A | 3.0238 | #N/A | 0 | 0 | 0 | 0 | 0 | 0 | 0 | 0 | 0 | 0.1854% | 1 | 50% | 0% | 0% | 0% | 8.2745 | 0 | 0 | 0 | 8.2745 | #N/A
2007-02-01 02:00 | 2 | 1 | 2 | 32.0417 | 746 | 24.08 | 23 | 987 | 24.08 | 349.4067 | 0 | Heating | 46.5876 | #N/A | #N/A | #N/A | #N/A | 349.4067 | #N/A | #N/A | 3.0238 | #N/A | 0 | 0 | 0 | 0 | 0 | 0 | 0 | 0 | 0 | 0.1553% | 1 | 50% | 0% | 0% | 0% | 8.2745 | 0 | 0 | 0 | 8.2745 | #N/A
2007-02-01 03:00 | 2 | 1 | 3 | 32.0834 | 747 | 23.72 | 28.04 | 987 | 23.72 | 281.8242 | 0 | Heating | 37.5766 | #N/A | #N/A | #N/A | #N/A | 281.8242 | #N/A | #N/A | 3.0132 | #N/A | 0 | 0 | 0 | 0 | 0 | 0 | 0 | 0 | 0 | 0.1253% | 1 | 50% | 0% | 0% | 0% | 8.2745 | 0 | 0 | 0 | 8.2745 | #N/A
2007-02-01 04:00 | 2 | 1 | 4 | 32.125 | 748 | 23.36 | 33.08 | 988 | 23.36 | 215.2831 | 0 | Heating | 28.7044 | #N/A | #N/A | #N/A | #N/A | 215.2831 | #N/A | #N/A | 3.0028 | #N/A | 0 | 0 | 0 | 0 | 0 | 0 | 0 | 0 | 0 | 0.09568% | 1 | 50% | 0% | 0% | 0% | 8.2745 | 0 | 0 | 0 | 8.2745 | #N/A
2007-02-01 05:00 | 2 | 1 | 5 | 32.1667 | 749 | 22.64 | 33.08 | 990 | 22.64 | 219.9334 | 0 | Heating | 29.3245 | #N/A | #N/A | #N/A | #N/A | 219.9334 | #N/A | #N/A | 2.9825 | #N/A | 0 | 0 | 0 | 0 | 0 | 0 | 0 | 0 | 0 | 0.09775% | 1 | 50% | 0% | 0% | 0% | 8.2745 | 0 | 0 | 0 | 8.2745 | #N/A
2007-02-01 06:00 | 2 | 1 | 6 | 32.2084 | 750 | 23 | 26.06 | 993 | 23 | 276.7856 | 0 | Heating | 36.9047 | #N/A | #N/A | #N/A | #N/A | 276.7856 | #N/A | #N/A | 2.9925 | #N/A | 0 | 0 | 0 | 0 | 0 | 0 | 0 | 0 | 0 | 0.123% | 1 | 50% | 0% | 0% | 0% | 8.2745 | 0 | 0 | 0 | 8.2745 | #N/A
2007-02-01 07:00 | 2 | 1 | 7 | 32.25 | 751 | 21.92 | 21.02 | 995 | 21.92 | 1158.5104 | 0 | Heating | 154.4681 | #N/A | #N/A | #N/A | #N/A | 1158.5104 | #N/A | #N/A | 2.9629 | #N/A | 0 | 0 | 0 | 0 | 0 | 0 | 0 | 0 | 0 | 0.5149% | 1 | 50% | 0% | 0% | 0% | 8.2745 | 0 | 0 | 0 | 8.2745 | #N/A
2007-02-01 08:00 | 2 | 1 | 8 | 32.2917 | 752 | 21.92 | 12.92 | 999 | 21.92 | 870.4457 | 0 | Heating | 116.0594 | #N/A | #N/A | #N/A | #N/A | 870.4457 | #N/A | #N/A | 2.9629 | #N/A | 0 | 0 | 0 | 0 | 0 | 0 | 0 | 0 | 0 | 0.3869% | 1 | 50% | 0% | 0% | 0% | 8.2745 | 0 | 0 | 0 | 8.2745 | #N/A
2007-02-01 09:00 | 2 | 1 | 9 | 32.3334 | 753 | 24.98 | 17.96 | 1001 | 24.98 | 610.495 | 0 | Heating | 81.3993 | #N/A | #N/A | #N/A | #N/A | 610.495 | #N/A | #N/A | 3.0513 | #N/A | 0 | 0 | 0 | 0 | 0 | 0 | 0 | 0 | 0 | 0.2713% | 1 | 50% | 0% | 0% | 0% | 8.2745 | 0 | 0 | 0 | 8.2745 | #N/A
2007-02-01 10:00 | 2 | 1 | 10 | 32.375 | 754 | 24.98 | 15.08 | 1004 | 24.98 | 626.4073 | 0 | Heating | 83.521 | #N/A | #N/A | #N/A | #N/A | 626.4073 | #N/A | #N/A | 3.0513 | #N/A | 0 | 0 | 0 | 0 | 0 | 0 | 0 | 0 | 0 | 0.2784% | 1 | 50% | 0% | 0% | 0% | 8.2745 | 0 | 0 | 0 | 8.2745 | #N/A
2007-02-01 11:00 | 2 | 1 | 11 | 32.4167 | 755 | 24.98 | 12.92 | 1007 | 24.98 | 640.7444 | 0 | Heating | 85.4326 | #N/A | #N/A | #N/A | #N/A | 640.7444 | #N/A | #N/A | 3.0513 | #N/A | 0 | 0 | 0 | 0 | 0 | 0 | 0 | 0 | 0 | 0.2848% | 1 | 50% | 0% | 0% | 0% | 8.2745 | 0 | 0 | 0 | 8.2745 | #N/A
2007-02-01 12:00 | 2 | 1 | 12 | 32.4584 | 756 | 23 | 14 | 1008 | 23 | 583.1355 | 0 | Heating | 77.7514 | #N/A | #N/A | #N/A | #N/A | 583.1355 | #N/A | #N/A | 2.9925 | #N/A | 0 | 0 | 0 | 0 | 0 | 0 | 0 | 0 | 0 | 0.2592% | 1 | 50% | 0% | 0% | 0% | 8.2745 | 0 | 0 | 0 | 8.2745 | #N/A
2007-02-01 13:00 | 2 | 1 | 13 | 32.5 | 757 | 24.98 | 15.08 | 1010 | 24.98 | 643.4138 | 0 | Heating | 85.7885 | #N/A | #N/A | #N/A | #N/A | 643.4138 | #N/A | #N/A | 3.0513 | #N/A | 0 | 0 | 0 | 0 | 0 | 0 | 0 | 0 | 0 | 0.286% | 1 | 50% | 0% | 0% | 0% | 8.2745 | 0 | 0 | 0 | 8.2745 | #N/A
2007-02-01 14:00 | 2 | 1 | 14 | 32.5417 | 758 | 24.98 | 15.98 | 1011 | 24.98 | 532.6309 | 0 | Heating | 71.0175 | #N/A | #N/A | #N/A | #N/A | 532.6309 | #N/A | #N/A | 3.0513 | #N/A | 0 | 0 | 0 | 0 | 0 | 0 | 0 | 0 | 0 | 0.2367% | 1 | 50% | 0% | 0% | 0% | 8.2745 | 0 | 0 | 0 | 8.2745 | #N/A
2007-02-01 15:00 | 2 | 1 | 15 | 32.5834 | 759 | 24.08 | 17.06 | 1013 | 24.08 | 466.4308 | 0 | Heating | 62.1908 | #N/A | #N/A | #N/A | #N/A | 466.4308 | #N/A | #N/A | 3.0238 | #N/A | 0 | 0 | 0 | 0 | 0 | 0 | 0 | 0 | 0 | 0.2073% | 1 | 50% | 0% | 0% | 0% | 8.2745 | 0 | 0 | 0 | 8.2745 | #N/A
2007-02-01 16:00 | 2 | 1 | 16 | 32.625 | 760 | 24.08 | 17.96 | 1015 | 24.08 | 421.282 | 0 | Heating | 56.1709 | #N/A | #N/A | #N/A | #N/A | 421.282 | #N/A | #N/A | 3.0238 | #N/A | 0 | 0 | 0 | 0 | 0 | 0 | 0 | 0 | 0 | 0.1872% | 1 | 50% | 0% | 0% | 0% | 8.2745 | 0 | 0 | 0 | 8.2745 | #N/A
2007-02-01 17:00 | 2 | 1 | 17 | 32.6667 | 761 | 24.08 | 19.94 | 1017 | 24.08 | 359.8924 | 0 | Heating | 47.9857 | #N/A | #N/A | #N/A | #N/A | 359.8924 | #N/A | #N/A | 3.0238 | #N/A | 0 | 0 | 0 | 0 | 0 | 0 | 0 | 0 | 0 | 0.16% | 1 | 50% | 0% | 0% | 0% | 8.2745 | 0 | 0 | 0 | 8.2745 | #N/A
2007-02-01 18:00 | 2 | 1 | 18 | 32.7084 | 762 | 21.02 | 19.94 | 1019 | 21.02 | 398.5529 | 0 | Heating | 53.1404 | #N/A | #N/A | #N/A | #N/A | 398.5529 | #N/A | #N/A | 2.9394 | #N/A | 0 | 0 | 0 | 0 | 0 | 0 | 0 | 0 | 0 | 0.1771% | 1 | 50% | 0% | 0% | 0% | 8.2745 | 0 | 0 | 0 | 8.2745 | #N/A
2007-02-01 19:00 | 2 | 1 | 19 | 32.75 | 763 | 19.94 | 19.94 | 1019 | 19.94 | 480.6862 | 0 | Heating | 64.0915 | #N/A | #N/A | #N/A | #N/A | 480.6862 | #N/A | #N/A | 2.9127 | #N/A | 0 | 0 | 0 | 0 | 0 | 0 | 0 | 0 | 0 | 0.2136% | 1 | 50% | 0% | 0% | 0% | 8.2745 | 0 | 0 | 0 | 8.2745 | #N/A
2007-02-01 20:00 | 2 | 1 | 20 | 32.7917 | 764 | 19.94 | 17.96 | 1021 | 19.94 | 518.6418 | 0 | Heating | 69.1522 | #N/A | #N/A | #N/A | #N/A | 518.6418 | #N/A | #N/A | 2.9127 | #N/A | 0 | 0 | 0 | 0 | 0 | 0 | 0 | 0 | 0 | 0.2305% | 1 | 50% | 0% | 0% | 0% | 8.2745 | 0 | 0 | 0 | 8.2745 | #N/A
2007-02-01 21:00 | 2 | 1 | 21 | 32.8334 | 765 | 19.94 | 17.96 | 1021 | 19.94 | 628.0819 | 0 | Heating | 83.7443 | #N/A | #N/A | #N/A | #N/A | 628.0819 | #N/A | #N/A | 2.9127 | #N/A | 0 | 0 | 0 | 0 | 0 | 0 | 0 | 0 | 0 | 0.2791% | 1 | 50% | 0% | 0% | 0% | 8.2745 | 0 | 0 | 0 | 8.2745 | #N/A
2007-02-01 22:00 | 2 | 1 | 22 | 32.875 | 766 | 19.4 | 17.06 | 1022 | 19.4 | 716.3373 | 0 | Heating | 95.5116 | #N/A | #N/A | #N/A | #N/A | 716.3373 | #N/A | #N/A | 2.8998 | #N/A | 0 | 0 | 0 | 0 | 0 | 0 | 0 | 0 | 0 | 0.3184% | 1 | 50% | 0% | 0% | 0% | 8.2745 | 0 | 0 | 0 | 8.2745 | #N/A
2007-02-01 23:00 | 2 | 1 | 23 | 32.9167 | 767 | 19.04 | 17.06 | 1022 | 19.04 | 150.7413 | 0 | Heating | 20.0988 | #N/A | #N/A | #N/A | #N/A | 150.7413 | #N/A | #N/A | 2.8915 | #N/A | 0 | 0 | 0 | 0 | 0 | 0 | 0 | 0 | 0 | 0.067% | 1 | 50% | 0% | 0% | 0% | 8.2745 | 0 | 0 | 0 | 8.2745 | #N/A
2007-02-02 | 2 | 2 | 0 | 32.9584 | 768 | 19.4 | 17.06 | 1022 | 19.4 | 310.6523 | 0 | Heating | 41.4203 | #N/A | #N/A | #N/A | #N/A | 310.6523 | #N/A | #N/A | 2.8998 | #N/A | 0 | 0 | 0 | 0 | 0 | 0 | 0 | 0 | 0 | 0.1381% | 1 | 50% | 0% | 0% | 0% | 8.2745 | 0 | 0 | 0 | 8.2745 | #N/A
2007-02-02 01:00 | 2 | 2 | 1 | 33 | 769 | 15.98 | 15.98 | 1022 | 15.98 | 398.8018 | 0 | Heating | 53.1736 | #N/A | #N/A | #N/A | #N/A | 398.8018 | #N/A | #N/A | 2.8262 | #N/A | 0 | 0 | 0 | 0 | 0 | 0 | 0 | 0 | 0 | 0.1772% | 1 | 50% | 0% | 0% | 0% | 8.2745 | 0 | 0 | 0 | 8.2745 | #N/A
2007-02-02 02:00 | 2 | 2 | 2 | 33.0417 | 770 | 15.98 | 12.92 | 1022 | 15.98 | 470.0957 | 0 | Heating | 62.6794 | #N/A | #N/A | #N/A | #N/A | 470.0957 | #N/A | #N/A | 2.8262 | #N/A | 0 | 0 | 0 | 0 | 0 | 0 | 0 | 0 | 0 | 0.2089% | 1 | 50% | 0% | 0% | 0% | 8.2745 | 0 | 0 | 0 | 8.2745 | #N/A
2007-02-02 03:00 | 2 | 2 | 3 | 33.0834 | 771 | 15.98 | 10.94 | 1023 | 15.98 | 570.4264 | 0 | Heating | 76.0568 | #N/A | #N/A | #N/A | #N/A | 570.4264 | #N/A | #N/A | 2.8262 | #N/A | 0 | 0 | 0 | 0 | 0 | 0 | 0 | 0 | 0 | 0.2535% | 1 | 50% | 0% | 0% | 0% | 8.2745 | 0 | 0 | 0 | 8.2745 | #N/A
2007-02-02 04:00 | 2 | 2 | 4 | 33.125 | 772 | 12.92 | 10.94 | 1023 | 12.92 | 674.957 | 0 | Heating | 89.9943 | #N/A | #N/A | #N/A | #N/A | 674.957 | #N/A | #N/A | 2.7697 | #N/A | 0 | 0 | 0 | 0 | 0 | 0 | 0 | 0 | 0 | 0.3% | 1 | 50% | 0% | 0% | 0% | 8.2745 | 0 | 0 | 0 | 8.2745 | #N/A
2007-02-02 05:00 | 2 | 2 | 5 | 33.1667 | 773 | 12.92 | 10.94 | 1023 | 12.92 | 726.8438 | 0 | Heating | 96.9125 | #N/A | #N/A | #N/A | #N/A | 726.8438 | #N/A | #N/A | 2.7697 | #N/A | 0 | 0 | 0 | 0 | 0 | 0 | 0 | 0 | 0 | 0.323% | 1 | 50% | 0% | 0% | 0% | 8.2745 | 0 | 0 | 0 | 8.2745 | #N/A
2007-02-02 06:00 | 2 | 2 | 6 | 33.2084 | 774 | 10.94 | 8.06 | 1023 | 10.94 | 772.138 | 0 | Heating | 102.9517 | #N/A | #N/A | #N/A | #N/A | 772.138 | #N/A | #N/A | 2.737 | #N/A | 0 | 0 | 0 | 0 | 0 | 0 | 0 | 0 | 0 | 0.3432% | 1 | 50% | 0% | 0% | 0% | 8.2745 | 0 | 0 | 0 | 8.2745 | #N/A
2007-02-02 07:00 | 2 | 2 | 7 | 33.25 | 775 | 10.04 | 8.96 | 1023 | 10.04 | 1421.3731 | 0 | Heating | 189.5164 | #N/A | #N/A | #N/A | #N/A | 1421.3731 | #N/A | #N/A | 2.723 | #N/A | 0 | 0 | 0 | 0 | 0 | 0 | 0 | 0 | 0 | 0.6317% | 1 | 50% | 0% | 0% | 0% | 8.2745 | 0 | 0 | 0 | 8.2745 | #N/A
2007-02-02 08:00 | 2 | 2 | 8 | 33.2917 | 776 | 10.04 | 8.06 | 1023 | 10.04 | 1085.4078 | 0 | Heating | 144.721 | #N/A | #N/A | #N/A | #N/A | 1085.4078 | #N/A | #N/A | 2.723 | #N/A | 0 | 0 | 0 | 0 | 0 | 0 | 0 | 0 | 0 | 0.4824% | 1 | 50% | 0% | 0% | 0% | 8.2745 | 0 | 0 | 0 | 8.2745 | #N/A
2007-02-02 09:00 | 2 | 2 | 9 | 33.3334 | 777 | 17.06 | 10.94 | 1022 | 17.06 | 938.7637 | 0 | Heating | 125.1685 | #N/A | #N/A | #N/A | #N/A | 938.7637 | #N/A | #N/A | 2.8481 | #N/A | 0 | 0 | 0 | 0 | 0 | 0 | 0 | 0 | 0 | 0.4172% | 1 | 50% | 0% | 0% | 0% | 8.2745 | 0 | 0 | 0 | 8.2745 | #N/A
2007-02-02 10:00 | 2 | 2 | 10 | 33.375 | 778 | 19.04 | 14 | 1021 | 19.04 | 892.0173 | 0 | Heating | 118.9356 | #N/A | #N/A | #N/A | #N/A | 892.0173 | #N/A | #N/A | 2.8915 | #N/A | 0 | 0 | 0 | 0 | 0 | 0 | 0 | 0 | 0 | 0.3965% | 1 | 50% | 0% | 0% | 0% | 8.2745 | 0 | 0 | 0 | 8.2745 | #N/A
2007-02-02 11:00 | 2 | 2 | 11 | 33.4167 | 779 | 19.04 | 15.08 | 1020 | 19.04 | 839.748 | 0 | Heating | 111.9664 | #N/A | #N/A | #N/A | #N/A | 839.748 | #N/A | #N/A | 2.8915 | #N/A | 0 | 0 | 0 | 0 | 0 | 0 | 0 | 0 | 0 | 0.3732% | 1 | 50% | 0% | 0% | 0% | 8.2745 | 0 | 0 | 0 | 8.2745 | #N/A
2007-02-02 12:00 | 2 | 2 | 12 | 33.4584 | 780 | 24.98 | 15.08 | 1019 | 24.98 | 723.7245 | 0 | Heating | 96.4966 | #N/A | #N/A | #N/A | #N/A | 723.7245 | #N/A | #N/A | 3.0513 | #N/A | 0 | 0 | 0 | 0 | 0 | 0 | 0 | 0 | 0 | 0.3217% | 1 | 50% | 0% | 0% | 0% | 8.2745 | 0 | 0 | 0 | 8.2745 | #N/A
2007-02-02 13:00 | 2 | 2 | 13 | 33.5 | 781 | 24.98 | 15.08 | 1017 | 24.98 | 634.9153 | 0 | Heating | 84.6554 | #N/A | #N/A | #N/A | #N/A | 634.9153 | #N/A | #N/A | 3.0513 | #N/A | 0 | 0 | 0 | 0 | 0 | 0 | 0 | 0 | 0 | 0.2822% | 1 | 50% | 0% | 0% | 0% | 8.2745 | 0 | 0 | 0 | 8.2745 | #N/A
2007-02-02 14:00 | 2 | 2 | 14 | 33.5417 | 782 | 24.98 | 17.06 | 1017 | 24.98 | 589.6723 | 0 | Heating | 78.623 | #N/A | #N/A | #N/A | #N/A | 589.6723 | #N/A | #N/A | 3.0513 | #N/A | 0 | 0 | 0 | 0 | 0 | 0 | 0 | 0 | 0 | 0.2621% | 1 | 50% | 0% | 0% | 0% | 8.2745 | 0 | 0 | 0 | 8.2745 | #N/A
2007-02-02 15:00 | 2 | 2 | 15 | 33.5834 | 783 | 26.06 | 17.06 | 1016 | 26.06 | 627.3521 | 0 | Heating | 83.6469 | #N/A | #N/A | #N/A | #N/A | 627.3521 | #N/A | #N/A | 3.0859 | #N/A | 0 | 0 | 0 | 0 | 0 | 0 | 0 | 0 | 0 | 0.2788% | 1 | 50% | 0% | 0% | 0% | 8.2745 | 0 | 0 | 0 | 8.2745 | #N/A
2007-02-02 16:00 | 2 | 2 | 16 | 33.625 | 784 | 26.06 | 17.06 | 1015 | 26.06 | 671.7832 | 0 | Heating | 89.5711 | #N/A | #N/A | #N/A | #N/A | 671.7832 | #N/A | #N/A | 3.0859 | #N/A | 0 | 0 | 0 | 0 | 0 | 0 | 0 | 0 | 0 | 0.2986% | 1 | 50% | 0% | 0% | 0% | 8.2745 | 0 | 0 | 0 | 8.2745 | #N/A
2007-02-02 17:00 | 2 | 2 | 17 | 33.6667 | 785 | 26.06 | 17.96 | 1015 | 26.06 | 588.6392 | 0 | Heating | 78.4852 | #N/A | #N/A | #N/A | #N/A | 588.6392 | #N/A | #N/A | 3.0859 | #N/A | 0 | 0 | 0 | 0 | 0 | 0 | 0 | 0 | 0 | 0.2616% | 1 | 50% | 0% | 0% | 0% | 8.2745 | 0 | 0 | 0 | 8.2745 | #N/A
2007-02-02 18:00 | 2 | 2 | 18 | 33.7084 | 786 | 24.08 | 19.04 | 1015 | 24.08 | 590.7386 | 0 | Heating | 78.7651 | #N/A | #N/A | #N/A | #N/A | 590.7386 | #N/A | #N/A | 3.0238 | #N/A | 0 | 0 | 0 | 0 | 0 | 0 | 0 | 0 | 0 | 0.2626% | 1 | 50% | 0% | 0% | 0% | 8.2745 | 0 | 0 | 0 | 8.2745 | #N/A
2007-02-02 19:00 | 2 | 2 | 19 | 33.75 | 787 | 21.92 | 19.04 | 1016 | 21.92 | 16.3153 | 0 | Heating | 2.1754 | #N/A | #N/A | #N/A | #N/A | 16.3153 | #N/A | #N/A | 2.9629 | #N/A | 0 | 0 | 0 | 0 | 0 | 0 | 0 | 0 | 0 | 0.007251% | 1 | 50% | 0% | 0% | 0% | 8.2745 | 0 | 0 | 0 | 8.2745 | #N/A
2007-02-02 20:00 | 2 | 2 | 20 | 33.7917 | 788 | 21.92 | 23 | 1015 | 21.92 | 64.3513 | 0 | Heating | 8.5802 | #N/A | #N/A | #N/A | #N/A | 64.3513 | #N/A | #N/A | 2.9629 | #N/A | 0 | 0 | 0 | 0 | 0 | 0 | 0 | 0 | 0 | 0.0286% | 1 | 50% | 0% | 0% | 0% | 8.2745 | 0 | 0 | 0 | 8.2745 | #N/A
2007-02-02 21:00 | 2 | 2 | 21 | 33.8334 | 789 | 19.94 | 24.98 | 1015 | 19.94 | 87.0098 | 0 | Heating | 11.6013 | #N/A | #N/A | #N/A | #N/A | 87.0098 | #N/A | #N/A | 2.9127 | #N/A | 0 | 0 | 0 | 0 | 0 | 0 | 0 | 0 | 0 | 0.03867% | 1 | 50% | 0% | 0% | 0% | 8.2745 | 0 | 0 | 0 | 8.2745 | #N/A
2007-02-02 22:00 | 2 | 2 | 22 | 33.875 | 790 | 19.94 | 26.96 | 1013 | 19.94 | 128.6096 | 0 | Heating | 17.1479 | #N/A | #N/A | #N/A | #N/A | 128.6096 | #N/A | #N/A | 2.9127 | #N/A | 0 | 0 | 0 | 0 | 0 | 0 | 0 | 0 | 0 | 0.05716% | 1 | 50% | 0% | 0% | 0% | 8.2745 | 0 | 0 | 0 | 8.2745 | #N/A
2007-02-02 23:00 | 2 | 2 | 23 | 33.9167 | 791 | 19.94 | 28.04 | 1012 | 19.94 | 165.1519 | 0 | Heating | 22.0203 | #N/A | #N/A | #N/A | #N/A | 165.1519 | #N/A | #N/A | 2.9127 | #N/A | 0 | 0 | 0 | 0 | 0 | 0 | 0 | 0 | 0 | 0.0734% | 1 | 50% | 0% | 0% | 0% | 8.2745 | 0 | 0 | 0 | 8.2745 | #N/A
2007-02-03 | 2 | 3 | 0 | 33.9584 | 792 | 19.94 | 28.94 | 1012 | 19.94 | 210.6626 | 0 | Heating | 28.0883 | #N/A | #N/A | #N/A | #N/A | 210.6626 | #N/A | #N/A | 2.9127 | #N/A | 0 | 0 | 0 | 0 | 0 | 0 | 0 | 0 | 0 | 0.09363% | 1 | 50% | 0% | 0% | 0% | 8.2745 | 0 | 0 | 0 | 8.2745 | #N/A
2007-02-03 01:00 | 2 | 3 | 1 | 34 | 793 | 21.02 | 28.94 | 1011 | 21.02 | 239.7986 | 0 | Heating | 31.9732 | #N/A | #N/A | #N/A | #N/A | 239.7986 | #N/A | #N/A | 2.9394 | #N/A | 0 | 0 | 0 | 0 | 0 | 0 | 0 | 0 | 0 | 0.1066% | 1 | 50% | 0% | 0% | 0% | 8.2745 | 0 | 0 | 0 | 8.2745 | #N/A
2007-02-03 02:00 | 2 | 3 | 2 | 34.0417 | 794 | 21.02 | 28.94 | 1010 | 21.02 | 262.8064 | 0 | Heating | 35.0409 | #N/A | #N/A | #N/A | #N/A | 262.8064 | #N/A | #N/A | 2.9394 | #N/A | 0 | 0 | 0 | 0 | 0 | 0 | 0 | 0 | 0 | 0.1168% | 1 | 50% | 0% | 0% | 0% | 8.2745 | 0 | 0 | 0 | 8.2745 | #N/A
2007-02-03 03:00 | 2 | 3 | 3 | 34.0834 | 795 | 21.02 | 28.94 | 1010 | 21.02 | 310.9802 | 0 | Heating | 41.464 | #N/A | #N/A | #N/A | #N/A | 310.9802 | #N/A | #N/A | 2.9394 | #N/A | 0 | 0 | 0 | 0 | 0 | 0 | 0 | 0 | 0 | 0.1382% | 1 | 50% | 0% | 0% | 0% | 8.2745 | 0 | 0 | 0 | 8.2745 | #N/A
2007-02-03 04:00 | 2 | 3 | 4 | 34.125 | 796 | 19.94 | 30.02 | 1009 | 19.94 | 347.542 | 0 | Heating | 46.3389 | #N/A | #N/A | #N/A | #N/A | 347.542 | #N/A | #N/A | 2.9127 | #N/A | 0 | 0 | 0 | 0 | 0 | 0 | 0 | 0 | 0 | 0.1545% | 1 | 50% | 0% | 0% | 0% | 8.2745 | 0 | 0 | 0 | 8.2745 | #N/A
2007-02-03 05:00 | 2 | 3 | 5 | 34.1667 | 797 | 19.94 | 30.02 | 1008 | 19.94 | 372.0213 | 0 | Heating | 49.6028 | #N/A | #N/A | #N/A | #N/A | 372.0213 | #N/A | #N/A | 2.9127 | #N/A | 0 | 0 | 0 | 0 | 0 | 0 | 0 | 0 | 0 | 0.1653% | 1 | 50% | 0% | 0% | 0% | 8.2745 | 0 | 0 | 0 | 8.2745 | #N/A
2007-02-03 06:00 | 2 | 3 | 6 | 34.2084 | 798 | 17.06 | 30.02 | 1007 | 17.06 | 363.8488 | 0 | Heating | 48.5132 | #N/A | #N/A | #N/A | #N/A | 363.8488 | #N/A | #N/A | 2.8481 | #N/A | 0 | 0 | 0 | 0 | 0 | 0 | 0 | 0 | 0 | 0.1617% | 1 | 50% | 0% | 0% | 0% | 8.2745 | 0 | 0 | 0 | 8.2745 | #N/A
2007-02-03 07:00 | 2 | 3 | 7 | 34.25 | 799 | 15.98 | 30.92 | 1006 | 15.98 | 309.5788 | 0 | Heating | 41.2772 | #N/A | #N/A | #N/A | #N/A | 309.5788 | #N/A | #N/A | 2.8262 | #N/A | 0 | 0 | 0 | 0 | 0 | 0 | 0 | 0 | 0 | 0.1376% | 1 | 50% | 0% | 0% | 0% | 8.2745 | 0 | 0 | 0 | 8.2745 | #N/A
2007-02-03 08:00 | 2 | 3 | 8 | 34.2917 | 800 | 15.98 | 32 | 1005 | 15.98 | 255.5824 | 0 | Heating | 34.0776 | #N/A | #N/A | #N/A | #N/A | 255.5824 | #N/A | #N/A | 2.8262 | #N/A | 0 | 0 | 0 | 0 | 0 | 0 | 0 | 0 | 0 | 0.1136% | 1 | 50% | 0% | 0% | 0% | 8.2745 | 0 | 0 | 0 | 8.2745 | #N/A
2007-02-03 09:00 | 2 | 3 | 9 | 34.3334 | 801 | 19.04 | 33.08 | 1005 | 19.04 | 202.1463 | 0 | Heating | 26.9528 | #N/A | #N/A | #N/A | #N/A | 202.1463 | #N/A | #N/A | 2.8915 | #N/A | 0 | 0 | 0 | 0 | 0 | 0 | 0 | 0 | 0 | 0.08984% | 1 | 50% | 0% | 0% | 0% | 8.2745 | 0 | 0 | 0 | 8.2745 | #N/A
2007-02-03 10:00 | 2 | 3 | 10 | 34.375 | 802 | 21.92 | 33.08 | 1004 | 21.92 | 212.2863 | 0 | Heating | 28.3048 | #N/A | #N/A | #N/A | #N/A | 212.2863 | #N/A | #N/A | 2.9629 | #N/A | 0 | 0 | 0 | 0 | 0 | 0 | 0 | 0 | 0 | 0.09435% | 1 | 50% | 0% | 0% | 0% | 8.2745 | 0 | 0 | 0 | 8.2745 | #N/A
2007-02-03 11:00 | 2 | 3 | 11 | 34.4167 | 803 | 21.92 | 33.08 | 1003 | 21.92 | 262.871 | 0 | Heating | 35.0495 | #N/A | #N/A | #N/A | #N/A | 262.871 | #N/A | #N/A | 2.9629 | #N/A | 0 | 0 | 0 | 0 | 0 | 0 | 0 | 0 | 0 | 0.1168% | 1 | 50% | 0% | 0% | 0% | 8.2745 | 0 | 0 | 0 | 8.2745 | #N/A
2007-02-03 12:00 | 2 | 3 | 12 | 34.4584 | 804 | 23 | 33.98 | 1001 | 23 | 243.7939 | 0 | Heating | 32.5058 | #N/A | #N/A | #N/A | #N/A | 243.7939 | #N/A | #N/A | 2.9925 | #N/A | 0 | 0 | 0 | 0 | 0 | 0 | 0 | 0 | 0 | 0.1084% | 1 | 50% | 0% | 0% | 0% | 8.2745 | 0 | 0 | 0 | 8.2745 | #N/A
2007-02-03 13:00 | 2 | 3 | 13 | 34.5 | 805 | 26.96 | 35.06 | 1000 | 26.96 | 213.2905 | 0 | Heating | 28.4387 | #N/A | #N/A | #N/A | #N/A | 213.2905 | #N/A | #N/A | 3.1163 | #N/A | 0 | 0 | 0 | 0 | 0 | 0 | 0 | 0 | 0 | 0.0948% | 1 | 50% | 0% | 0% | 0% | 8.2745 | 0 | 0 | 0 | 8.2745 | #N/A
2007-02-03 14:00 | 2 | 3 | 14 | 34.5417 | 806 | 26.96 | 35.06 | 999 | 26.96 | 192.7791 | 0 | Heating | 25.7039 | #N/A | #N/A | #N/A | #N/A | 192.7791 | #N/A | #N/A | 3.1163 | #N/A | 0 | 0 | 0 | 0 | 0 | 0 | 0 | 0 | 0 | 0.08568% | 1 | 50% | 0% | 0% | 0% | 8.2745 | 0 | 0 | 0 | 8.2745 | #N/A
2007-02-03 15:00 | 2 | 3 | 15 | 34.5834 | 807 | 28.04 | 35.06 | 997 | 28.04 | 202.3365 | 0 | Heating | 26.9782 | #N/A | #N/A | #N/A | #N/A | 202.3365 | #N/A | #N/A | 3.1545 | #N/A | 0 | 0 | 0 | 0 | 0 | 0 | 0 | 0 | 0 | 0.08993% | 1 | 50% | 0% | 0% | 0% | 8.2745 | 0 | 0 | 0 | 8.2745 | #N/A
2007-02-03 16:00 | 2 | 3 | 16 | 34.625 | 808 | 28.04 | 35.06 | 996 | 28.04 | 217.7187 | 0 | Heating | 29.0292 | #N/A | #N/A | #N/A | #N/A | 217.7187 | #N/A | #N/A | 3.1545 | #N/A | 0 | 0 | 0 | 0 | 0 | 0 | 0 | 0 | 0 | 0.09676% | 1 | 50% | 0% | 0% | 0% | 8.2745 | 0 | 0 | 0 | 8.2745 | #N/A
2007-02-03 17:00 | 2 | 3 | 17 | 34.6667 | 809 | 28.04 | 33.98 | 995 | 28.04 | 199.4009 | 0 | Heating | 26.5868 | #N/A | #N/A | #N/A | #N/A | 199.4009 | #N/A | #N/A | 3.1545 | #N/A | 0 | 0 | 0 | 0 | 0 | 0 | 0 | 0 | 0 | 0.08862% | 1 | 50% | 0% | 0% | 0% | 8.2745 | 0 | 0 | 0 | 8.2745 | #N/A
2007-02-03 18:00 | 2 | 3 | 18 | 34.7084 | 810 | 24.98 | 33.98 | 995 | 24.98 | 207.6826 | 0 | Heating | 27.691 | #N/A | #N/A | #N/A | #N/A | 207.6826 | #N/A | #N/A | 3.0513 | #N/A | 0 | 0 | 0 | 0 | 0 | 0 | 0 | 0 | 0 | 0.0923% | 1 | 50% | 0% | 0% | 0% | 8.2745 | 0 | 0 | 0 | 8.2745 | #N/A
2007-02-03 19:00 | 2 | 3 | 19 | 34.75 | 811 | 23 | 33.98 | 994 | 23 | 213.8436 | 0 | Heating | 28.5125 | #N/A | #N/A | #N/A | #N/A | 213.8436 | #N/A | #N/A | 2.9925 | #N/A | 0 | 0 | 0 | 0 | 0 | 0 | 0 | 0 | 0 | 0.09504% | 1 | 50% | 0% | 0% | 0% | 8.2745 | 0 | 0 | 0 | 8.2745 | #N/A
2007-02-03 20:00 | 2 | 3 | 20 | 34.7917 | 812 | 23 | 33.98 | 994 | 23 | 246.6184 | 0 | Heating | 32.8825 | #N/A | #N/A | #N/A | #N/A | 246.6184 | #N/A | #N/A | 2.9925 | #N/A | 0 | 0 | 0 | 0 | 0 | 0 | 0 | 0 | 0 | 0.1096% | 1 | 50% | 0% | 0% | 0% | 8.2745 | 0 | 0 | 0 | 8.2745 | #N/A
2007-02-03 21:00 | 2 | 3 | 21 | 34.8334 | 813 | 19.04 | 33.08 | 994 | 19.04 | 255.0699 | 0 | Heating | 34.0093 | #N/A | #N/A | #N/A | #N/A | 255.0699 | #N/A | #N/A | 2.8915 | #N/A | 0 | 0 | 0 | 0 | 0 | 0 | 0 | 0 | 0 | 0.1134% | 1 | 50% | 0% | 0% | 0% | 8.2745 | 0 | 0 | 0 | 8.2745 | #N/A
2007-02-03 22:00 | 2 | 3 | 22 | 34.875 | 814 | 21.02 | 33.98 | 994 | 21.02 | 274.5581 | 0 | Heating | 36.6077 | #N/A | #N/A | #N/A | #N/A | 274.5581 | #N/A | #N/A | 2.9394 | #N/A | 0 | 0 | 0 | 0 | 0 | 0 | 0 | 0 | 0 | 0.122% | 1 | 50% | 0% | 0% | 0% | 8.2745 | 0 | 0 | 0 | 8.2745 | #N/A
2007-02-03 23:00 | 2 | 3 | 23 | 34.9167 | 815 | 21.02 | 35.06 | 994 | 21.02 | 297.2639 | 0 | Heating | 39.6352 | #N/A | #N/A | #N/A | #N/A | 297.2639 | #N/A | #N/A | 2.9394 | #N/A | 0 | 0 | 0 | 0 | 0 | 0 | 0 | 0 | 0 | 0.1321% | 1 | 50% | 0% | 0% | 0% | 8.2745 | 0 | 0 | 0 | 8.2745 | #N/A
2007-02-04 | 2 | 4 | 0 | 34.9584 | 816 | 21.92 | 35.96 | 996 | 21.92 | 320.5589 | 0 | Heating | 42.7412 | #N/A | #N/A | #N/A | #N/A | 320.5589 | #N/A | #N/A | 2.9629 | #N/A | 0 | 0 | 0 | 0 | 0 | 0 | 0 | 0 | 0 | 0.1425% | 1 | 50% | 0% | 0% | 0% | 8.2745 | 0 | 0 | 0 | 8.2745 | #N/A
2007-02-04 01:00 | 2 | 4 | 1 | 35 | 817 | 21.92 | 33.08 | 998 | 21.92 | 351.7415 | 0 | Heating | 46.8989 | #N/A | #N/A | #N/A | #N/A | 351.7415 | #N/A | #N/A | 2.9629 | #N/A | 0 | 0 | 0 | 0 | 0 | 0 | 0 | 0 | 0 | 0.1563% | 1 | 50% | 0% | 0% | 0% | 8.2745 | 0 | 0 | 0 | 8.2745 | #N/A
2007-02-04 02:00 | 2 | 4 | 2 | 35.0417 | 818 | 21.92 | 32 | 1001 | 21.92 | 403.4671 | 0 | Heating | 53.7956 | #N/A | #N/A | #N/A | #N/A | 403.4671 | #N/A | #N/A | 2.9629 | #N/A | 0 | 0 | 0 | 0 | 0 | 0 | 0 | 0 | 0 | 0.1793% | 1 | 50% | 0% | 0% | 0% | 8.2745 | 0 | 0 | 0 | 8.2745 | #N/A
2007-02-04 03:00 | 2 | 4 | 3 | 35.0834 | 819 | 21.92 | 28.94 | 1003 | 21.92 | 451.4923 | 0 | Heating | 60.199 | #N/A | #N/A | #N/A | #N/A | 451.4923 | #N/A | #N/A | 2.9629 | #N/A | 0 | 0 | 0 | 0 | 0 | 0 | 0 | 0 | 0 | 0.2007% | 1 | 50% | 0% | 0% | 0% | 8.2745 | 0 | 0 | 0 | 8.2745 | #N/A
2007-02-04 04:00 | 2 | 4 | 4 | 35.125 | 820 | 21.02 | 26.96 | 1005 | 21.02 | 492.0518 | 0 | Heating | 65.6069 | #N/A | #N/A | #N/A | #N/A | 492.0518 | #N/A | #N/A | 2.9394 | #N/A | 0 | 0 | 0 | 0 | 0 | 0 | 0 | 0 | 0 | 0.2187% | 1 | 50% | 0% | 0% | 0% | 8.2745 | 0 | 0 | 0 | 8.2745 | #N/A
2007-02-04 05:00 | 2 | 4 | 5 | 35.1667 | 821 | 21.02 | 26.06 | 1006 | 21.02 | 510.4062 | 0 | Heating | 68.0542 | #N/A | #N/A | #N/A | #N/A | 510.4062 | #N/A | #N/A | 2.9394 | #N/A | 0 | 0 | 0 | 0 | 0 | 0 | 0 | 0 | 0 | 0.2268% | 1 | 50% | 0% | 0% | 0% | 8.2745 | 0 | 0 | 0 | 8.2745 | #N/A
2007-02-04 06:00 | 2 | 4 | 6 | 35.2084 | 822 | 19.94 | 24.98 | 1008 | 19.94 | 472.8181 | 0 | Heating | 63.0424 | #N/A | #N/A | #N/A | #N/A | 472.8181 | #N/A | #N/A | 2.9127 | #N/A | 0 | 0 | 0 | 0 | 0 | 0 | 0 | 0 | 0 | 0.2101% | 1 | 50% | 0% | 0% | 0% | 8.2745 | 0 | 0 | 0 | 8.2745 | #N/A
2007-02-04 07:00 | 2 | 4 | 7 | 35.25 | 823 | 19.04 | 26.06 | 1009 | 19.04 | 1587.8306 | 0 | Heating | 211.7107 | #N/A | #N/A | #N/A | #N/A | 1587.8306 | #N/A | #N/A | 2.8915 | #N/A | 0 | 0 | 0 | 0 | 0 | 0 | 0 | 0 | 0 | 0.7057% | 1 | 50% | 0% | 0% | 0% | 8.2745 | 0 | 0 | 0 | 8.2745 | #N/A
2007-02-04 08:00 | 2 | 4 | 8 | 35.2917 | 824 | 19.04 | 24.08 | 1012 | 19.04 | 1137.4809 | 0 | Heating | 151.6641 | #N/A | #N/A | #N/A | #N/A | 1137.4809 | #N/A | #N/A | 2.8915 | #N/A | 0 | 0 | 0 | 0 | 0 | 0 | 0 | 0 | 0 | 0.5055% | 1 | 50% | 0% | 0% | 0% | 8.2745 | 0 | 0 | 0 | 8.2745 | #N/A
2007-02-04 09:00 | 2 | 4 | 9 | 35.3334 | 825 | 21.02 | 24.98 | 1012 | 21.02 | 666.67 | 0 | Heating | 88.8893 | #N/A | #N/A | #N/A | #N/A | 666.67 | #N/A | #N/A | 2.9394 | #N/A | 0 | 0 | 0 | 0 | 0 | 0 | 0 | 0 | 0 | 0.2963% | 1 | 50% | 0% | 0% | 0% | 8.2745 | 0 | 0 | 0 | 8.2745 | #N/A
2007-02-04 10:00 | 2 | 4 | 10 | 35.375 | 826 | 21.2 | 24.08 | 1013 | 21.2 | 607.8596 | 0 | Heating | 81.0479 | #N/A | #N/A | #N/A | #N/A | 607.8596 | #N/A | #N/A | 2.944 | #N/A | 0 | 0 | 0 | 0 | 0 | 0 | 0 | 0 | 0 | 0.2702% | 1 | 50% | 0% | 0% | 0% | 8.2745 | 0 | 0 | 0 | 8.2745 | #N/A
2007-02-04 11:00 | 2 | 4 | 11 | 35.4167 | 827 | 23 | 21.92 | 1014 | 23 | 610.8473 | 0 | Heating | 81.4463 | #N/A | #N/A | #N/A | #N/A | 610.8473 | #N/A | #N/A | 2.9925 | #N/A | 0 | 0 | 0 | 0 | 0 | 0 | 0 | 0 | 0 | 0.2715% | 1 | 50% | 0% | 0% | 0% | 8.2745 | 0 | 0 | 0 | 8.2745 | #N/A
2007-02-04 12:00 | 2 | 4 | 12 | 35.4584 | 828 | 24.98 | 21.02 | 1015 | 24.98 | 531.3588 | 0 | Heating | 70.8478 | #N/A | #N/A | #N/A | #N/A | 531.3588 | #N/A | #N/A | 3.0513 | #N/A | 0 | 0 | 0 | 0 | 0 | 0 | 0 | 0 | 0 | 0.2362% | 1 | 50% | 0% | 0% | 0% | 8.2745 | 0 | 0 | 0 | 8.2745 | #N/A
2007-02-04 13:00 | 2 | 4 | 13 | 35.5 | 829 | 23 | 17.06 | 1015 | 23 | 604.7994 | 0 | Heating | 80.6399 | #N/A | #N/A | #N/A | #N/A | 604.7994 | #N/A | #N/A | 2.9925 | #N/A | 0 | 0 | 0 | 0 | 0 | 0 | 0 | 0 | 0 | 0.2688% | 1 | 50% | 0% | 0% | 0% | 8.2745 | 0 | 0 | 0 | 8.2745 | #N/A
2007-02-04 14:00 | 2 | 4 | 14 | 35.5417 | 830 | 21.92 | 15.98 | 1016 | 21.92 | 530.0256 | 0 | Heating | 70.6701 | #N/A | #N/A | #N/A | #N/A | 530.0256 | #N/A | #N/A | 2.9629 | #N/A | 0 | 0 | 0 | 0 | 0 | 0 | 0 | 0 | 0 | 0.2356% | 1 | 50% | 0% | 0% | 0% | 8.2745 | 0 | 0 | 0 | 8.2745 | #N/A
2007-02-04 15:00 | 2 | 4 | 15 | 35.5834 | 831 | 24.98 | 15.98 | 1017 | 24.98 | 530.0722 | 0 | Heating | 70.6763 | #N/A | #N/A | #N/A | #N/A | 530.0722 | #N/A | #N/A | 3.0513 | #N/A | 0 | 0 | 0 | 0 | 0 | 0 | 0 | 0 | 0 | 0.2356% | 1 | 50% | 0% | 0% | 0% | 8.2745 | 0 | 0 | 0 | 8.2745 | #N/A
2007-02-04 16:00 | 2 | 4 | 16 | 35.625 | 832 | 24.08 | 15.08 | 1018 | 24.08 | 531.8389 | 0 | Heating | 70.9119 | #N/A | #N/A | #N/A | #N/A | 531.8389 | #N/A | #N/A | 3.0238 | #N/A | 0 | 0 | 0 | 0 | 0 | 0 | 0 | 0 | 0 | 0.2364% | 1 | 50% | 0% | 0% | 0% | 8.2745 | 0 | 0 | 0 | 8.2745 | #N/A
2007-02-04 17:00 | 2 | 4 | 17 | 35.6667 | 833 | 24.08 | 15.98 | 1019 | 24.08 | 496.9022 | 0 | Heating | 66.2536 | #N/A | #N/A | #N/A | #N/A | 496.9022 | #N/A | #N/A | 3.0238 | #N/A | 0 | 0 | 0 | 0 | 0 | 0 | 0 | 0 | 0 | 0.2208% | 1 | 50% | 0% | 0% | 0% | 8.2745 | 0 | 0 | 0 | 8.2745 | #N/A
2007-02-04 18:00 | 2 | 4 | 18 | 35.7084 | 834 | 19.94 | 15.08 | 1020 | 19.94 | 580.3932 | 0 | Heating | 77.3858 | #N/A | #N/A | #N/A | #N/A | 580.3932 | #N/A | #N/A | 2.9127 | #N/A | 0 | 0 | 0 | 0 | 0 | 0 | 0 | 0 | 0 | 0.258% | 1 | 50% | 0% | 0% | 0% | 8.2745 | 0 | 0 | 0 | 8.2745 | #N/A
2007-02-04 19:00 | 2 | 4 | 19 | 35.75 | 835 | 17.96 | 14 | 1021 | 17.96 | 673.953 | 0 | Heating | 89.8604 | #N/A | #N/A | #N/A | #N/A | 673.953 | #N/A | #N/A | 2.8673 | #N/A | 0 | 0 | 0 | 0 | 0 | 0 | 0 | 0 | 0 | 0.2995% | 1 | 50% | 0% | 0% | 0% | 8.2745 | 0 | 0 | 0 | 8.2745 | #N/A
2007-02-04 20:00 | 2 | 4 | 20 | 35.7917 | 836 | 17.96 | 12.92 | 1021 | 17.96 | 711.5472 | 0 | Heating | 94.873 | #N/A | #N/A | #N/A | #N/A | 711.5472 | #N/A | #N/A | 2.8673 | #N/A | 0 | 0 | 0 | 0 | 0 | 0 | 0 | 0 | 0 | 0.3162% | 1 | 50% | 0% | 0% | 0% | 8.2745 | 0 | 0 | 0 | 8.2745 | #N/A
2007-02-04 21:00 | 2 | 4 | 21 | 35.8334 | 837 | 15.08 | 12.02 | 1020 | 15.08 | 786.4949 | 0 | Heating | 104.866 | #N/A | #N/A | #N/A | #N/A | 786.4949 | #N/A | #N/A | 2.8087 | #N/A | 0 | 0 | 0 | 0 | 0 | 0 | 0 | 0 | 0 | 0.3496% | 1 | 50% | 0% | 0% | 0% | 8.2745 | 0 | 0 | 0 | 8.2745 | #N/A
2007-02-04 22:00 | 2 | 4 | 22 | 35.875 | 838 | 14 | 12.02 | 1020 | 14 | 824.6713 | 0 | Heating | 109.9562 | #N/A | #N/A | #N/A | #N/A | 824.6713 | #N/A | #N/A | 2.7888 | #N/A | 0 | 0 | 0 | 0 | 0 | 0 | 0 | 0 | 0 | 0.3665% | 1 | 50% | 0% | 0% | 0% | 8.2745 | 0 | 0 | 0 | 8.2745 | #N/A
2007-02-04 23:00 | 2 | 4 | 23 | 35.9167 | 839 | 14 | 12.02 | 1021 | 14 | 316.3136 | 0 | Heating | 42.1751 | #N/A | #N/A | #N/A | #N/A | 316.3136 | #N/A | #N/A | 2.7888 | #N/A | 0 | 0 | 0 | 0 | 0 | 0 | 0 | 0 | 0 | 0.1406% | 1 | 50% | 0% | 0% | 0% | 8.2745 | 0 | 0 | 0 | 8.2745 | #N/A
2007-02-05 | 2 | 5 | 0 | 35.9584 | 840 | 17.06 | 12.02 | 1020 | 17.06 | 536.8524 | 0 | Heating | 71.5803 | #N/A | #N/A | #N/A | #N/A | 536.8524 | #N/A | #N/A | 2.8481 | #N/A | 0 | 0 | 0 | 0 | 0 | 0 | 0 | 0 | 0 | 0.2386% | 1 | 50% | 0% | 0% | 0% | 8.2745 | 0 | 0 | 0 | 8.2745 | #N/A
2007-02-05 01:00 | 2 | 5 | 1 | 36 | 841 | 17.96 | 12.92 | 1020 | 17.96 | 557.1339 | 0 | Heating | 74.2845 | #N/A | #N/A | #N/A | #N/A | 557.1339 | #N/A | #N/A | 2.8673 | #N/A | 0 | 0 | 0 | 0 | 0 | 0 | 0 | 0 | 0 | 0.2476% | 1 | 50% | 0% | 0% | 0% | 8.2745 | 0 | 0 | 0 | 8.2745 | #N/A
2007-02-05 02:00 | 2 | 5 | 2 | 36.0417 | 842 | 17.96 | 12.92 | 1020 | 17.96 | 547.3855 | 0 | Heating | 72.9847 | #N/A | #N/A | #N/A | #N/A | 547.3855 | #N/A | #N/A | 2.8673 | #N/A | 0 | 0 | 0 | 0 | 0 | 0 | 0 | 0 | 0 | 0.2433% | 1 | 50% | 0% | 0% | 0% | 8.2745 | 0 | 0 | 0 | 8.2745 | #N/A
2007-02-05 03:00 | 2 | 5 | 3 | 36.0834 | 843 | 17.96 | 12.92 | 1020 | 17.96 | 583.5656 | 0 | Heating | 77.8087 | #N/A | #N/A | #N/A | #N/A | 583.5656 | #N/A | #N/A | 2.8673 | #N/A | 0 | 0 | 0 | 0 | 0 | 0 | 0 | 0 | 0 | 0.2594% | 1 | 50% | 0% | 0% | 0% | 8.2745 | 0 | 0 | 0 | 8.2745 | #N/A
2007-02-05 04:00 | 2 | 5 | 4 | 36.125 | 844 | 17.96 | 14 | 1020 | 17.96 | 611.21 | 0 | Heating | 81.4947 | #N/A | #N/A | #N/A | #N/A | 611.21 | #N/A | #N/A | 2.8673 | #N/A | 0 | 0 | 0 | 0 | 0 | 0 | 0 | 0 | 0 | 0.2716% | 1 | 50% | 0% | 0% | 0% | 8.2745 | 0 | 0 | 0 | 8.2745 | #N/A
2007-02-05 05:00 | 2 | 5 | 5 | 36.1667 | 845 | 17.96 | 12.92 | 1020 | 17.96 | 657.8063 | 0 | Heating | 87.7075 | #N/A | #N/A | #N/A | #N/A | 657.8063 | #N/A | #N/A | 2.8673 | #N/A | 0 | 0 | 0 | 0 | 0 | 0 | 0 | 0 | 0 | 0.2924% | 1 | 50% | 0% | 0% | 0% | 8.2745 | 0 | 0 | 0 | 8.2745 | #N/A
2007-02-05 06:00 | 2 | 5 | 6 | 36.2084 | 846 | 17.96 | 12.02 | 1019 | 17.96 | 707.8286 | 0 | Heating | 94.3771 | #N/A | #N/A | #N/A | #N/A | 707.8286 | #N/A | #N/A | 2.8673 | #N/A | 0 | 0 | 0 | 0 | 0 | 0 | 0 | 0 | 0 | 0.3146% | 1 | 50% | 0% | 0% | 0% | 8.2745 | 0 | 0 | 0 | 8.2745 | #N/A
2007-02-05 07:00 | 2 | 5 | 7 | 36.25 | 847 | 17.96 | 10.94 | 1018 | 17.96 | 1487.5944 | 0 | Heating | 198.3459 | #N/A | #N/A | #N/A | #N/A | 1487.5944 | #N/A | #N/A | 2.8673 | #N/A | 0 | 0 | 0 | 0 | 0 | 0 | 0 | 0 | 0 | 0.6612% | 1 | 50% | 0% | 0% | 0% | 8.2745 | 0 | 0 | 0 | 8.2745 | #N/A
2007-02-05 08:00 | 2 | 5 | 8 | 36.2917 | 848 | 17.96 | 12.92 | 1020 | 17.96 | 1043.2469 | 0 | Heating | 139.0996 | #N/A | #N/A | #N/A | #N/A | 1043.2469 | #N/A | #N/A | 2.8673 | #N/A | 0 | 0 | 0 | 0 | 0 | 0 | 0 | 0 | 0 | 0.4637% | 1 | 50% | 0% | 0% | 0% | 8.2745 | 0 | 0 | 0 | 8.2745 | #N/A
2007-02-05 09:00 | 2 | 5 | 9 | 36.3334 | 849 | 19.04 | 14 | 1020 | 19.04 | 678.2949 | 0 | Heating | 90.4393 | #N/A | #N/A | #N/A | #N/A | 678.2949 | #N/A | #N/A | 2.8915 | #N/A | 0 | 0 | 0 | 0 | 0 | 0 | 0 | 0 | 0 | 0.3015% | 1 | 50% | 0% | 0% | 0% | 8.2745 | 0 | 0 | 0 | 8.2745 | #N/A
2007-02-05 10:00 | 2 | 5 | 10 | 36.375 | 850 | 21.92 | 14 | 1019 | 21.92 | 646.246 | 0 | Heating | 86.1661 | #N/A | #N/A | #N/A | #N/A | 646.246 | #N/A | #N/A | 2.9629 | #N/A | 0 | 0 | 0 | 0 | 0 | 0 | 0 | 0 | 0 | 0.2872% | 1 | 50% | 0% | 0% | 0% | 8.2745 | 0 | 0 | 0 | 8.2745 | #N/A
2007-02-05 11:00 | 2 | 5 | 11 | 36.4167 | 851 | 21.92 | 12.92 | 1018 | 21.92 | 647.9974 | 0 | Heating | 86.3997 | #N/A | #N/A | #N/A | #N/A | 647.9974 | #N/A | #N/A | 2.9629 | #N/A | 0 | 0 | 0 | 0 | 0 | 0 | 0 | 0 | 0 | 0.288% | 1 | 50% | 0% | 0% | 0% | 8.2745 | 0 | 0 | 0 | 8.2745 | #N/A
2007-02-05 12:00 | 2 | 5 | 12 | 36.4584 | 852 | 23 | 12.92 | 1017 | 23 | 563.1699 | 0 | Heating | 75.0893 | #N/A | #N/A | #N/A | #N/A | 563.1699 | #N/A | #N/A | 2.9925 | #N/A | 0 | 0 | 0 | 0 | 0 | 0 | 0 | 0 | 0 | 0.2503% | 1 | 50% | 0% | 0% | 0% | 8.2745 | 0 | 0 | 0 | 8.2745 | #N/A
2007-02-05 13:00 | 2 | 5 | 13 | 36.5 | 853 | 26.06 | 12.92 | 1015 | 26.06 | 535.002 | 0 | Heating | 71.3336 | #N/A | #N/A | #N/A | #N/A | 535.002 | #N/A | #N/A | 3.0859 | #N/A | 0 | 0 | 0 | 0 | 0 | 0 | 0 | 0 | 0 | 0.2378% | 1 | 50% | 0% | 0% | 0% | 8.2745 | 0 | 0 | 0 | 8.2745 | #N/A
2007-02-05 14:00 | 2 | 5 | 14 | 36.5417 | 854 | 26.06 | 12.02 | 1014 | 26.06 | 467.4815 | 0 | Heating | 62.3309 | #N/A | #N/A | #N/A | #N/A | 467.4815 | #N/A | #N/A | 3.0859 | #N/A | 0 | 0 | 0 | 0 | 0 | 0 | 0 | 0 | 0 | 0.2078% | 1 | 50% | 0% | 0% | 0% | 8.2745 | 0 | 0 | 0 | 8.2745 | #N/A
2007-02-05 15:00 | 2 | 5 | 15 | 36.5834 | 855 | 28.04 | 14 | 1012 | 28.04 | 462.9253 | 0 | Heating | 61.7234 | #N/A | #N/A | #N/A | #N/A | 462.9253 | #N/A | #N/A | 3.1545 | #N/A | 0 | 0 | 0 | 0 | 0 | 0 | 0 | 0 | 0 | 0.2057% | 1 | 50% | 0% | 0% | 0% | 8.2745 | 0 | 0 | 0 | 8.2745 | #N/A
2007-02-05 16:00 | 2 | 5 | 16 | 36.625 | 856 | 26.96 | 15.08 | 1011 | 26.96 | 417.4907 | 0 | Heating | 55.6654 | #N/A | #N/A | #N/A | #N/A | 417.4907 | #N/A | #N/A | 3.1163 | #N/A | 0 | 0 | 0 | 0 | 0 | 0 | 0 | 0 | 0 | 0.1856% | 1 | 50% | 0% | 0% | 0% | 8.2745 | 0 | 0 | 0 | 8.2745 | #N/A
2007-02-05 17:00 | 2 | 5 | 17 | 36.6667 | 857 | 26.96 | 17.06 | 1009 | 26.96 | 350.5663 | 0 | Heating | 46.7422 | #N/A | #N/A | #N/A | #N/A | 350.5663 | #N/A | #N/A | 3.1163 | #N/A | 0 | 0 | 0 | 0 | 0 | 0 | 0 | 0 | 0 | 0.1558% | 1 | 50% | 0% | 0% | 0% | 8.2745 | 0 | 0 | 0 | 8.2745 | #N/A
2007-02-05 18:00 | 2 | 5 | 18 | 36.7084 | 858 | 26.06 | 17.96 | 1008 | 26.06 | 401.5684 | 0 | Heating | 53.5424 | #N/A | #N/A | #N/A | #N/A | 401.5684 | #N/A | #N/A | 3.0859 | #N/A | 0 | 0 | 0 | 0 | 0 | 0 | 0 | 0 | 0 | 0.1785% | 1 | 50% | 0% | 0% | 0% | 8.2745 | 0 | 0 | 0 | 8.2745 | #N/A
2007-02-05 19:00 | 2 | 5 | 19 | 36.75 | 859 | 24.98 | 17.96 | 1007 | 24.98 | 495.5377 | 0 | Heating | 66.0717 | #N/A | #N/A | #N/A | #N/A | 495.5377 | #N/A | #N/A | 3.0513 | #N/A | 0 | 0 | 0 | 0 | 0 | 0 | 0 | 0 | 0 | 0.2202% | 1 | 50% | 0% | 0% | 0% | 8.2745 | 0 | 0 | 0 | 8.2745 | #N/A
2007-02-05 20:00 | 2 | 5 | 20 | 36.7917 | 860 | 24.98 | 19.94 | 1005 | 24.98 | 523.1544 | 0 | Heating | 69.7539 | #N/A | #N/A | #N/A | #N/A | 523.1544 | #N/A | #N/A | 3.0513 | #N/A | 0 | 0 | 0 | 0 | 0 | 0 | 0 | 0 | 0 | 0.2325% | 1 | 50% | 0% | 0% | 0% | 8.2745 | 0 | 0 | 0 | 8.2745 | #N/A
2007-02-05 21:00 | 2 | 5 | 21 | 36.8334 | 861 | 24.98 | 21.92 | 1004 | 24.98 | 598.3084 | 0 | Heating | 79.7744 | #N/A | #N/A | #N/A | #N/A | 598.3084 | #N/A | #N/A | 3.0513 | #N/A | 0 | 0 | 0 | 0 | 0 | 0 | 0 | 0 | 0 | 0.2659% | 1 | 50% | 0% | 0% | 0% | 8.2745 | 0 | 0 | 0 | 8.2745 | #N/A
2007-02-05 22:00 | 2 | 5 | 22 | 36.875 | 862 | 26.06 | 23 | 1003 | 26.06 | 616.6537 | 0 | Heating | 82.2205 | #N/A | #N/A | #N/A | #N/A | 616.6537 | #N/A | #N/A | 3.0859 | #N/A | 0 | 0 | 0 | 0 | 0 | 0 | 0 | 0 | 0 | 0.2741% | 1 | 50% | 0% | 0% | 0% | 8.2745 | 0 | 0 | 0 | 8.2745 | #N/A
2007-02-05 23:00 | 2 | 5 | 23 | 36.9167 | 863 | 26.06 | 21.92 | 1002 | 26.06 | 71.9612 | 0 | Heating | 9.5948 | #N/A | #N/A | #N/A | #N/A | 71.9612 | #N/A | #N/A | 3.0859 | #N/A | 0 | 0 | 0 | 0 | 0 | 0 | 0 | 0 | 0 | 0.03198% | 1 | 50% | 0% | 0% | 0% | 8.2745 | 0 | 0 | 0 | 8.2745 | #N/A
2007-02-06 | 2 | 6 | 0 | 36.9584 | 864 | 26.96 | 24.08 | 1001 | 26.96 | 187.411 | 0 | Heating | 24.9881 | #N/A | #N/A | #N/A | #N/A | 187.411 | #N/A | #N/A | 3.1163 | #N/A | 0 | 0 | 0 | 0 | 0 | 0 | 0 | 0 | 0 | 0.08329% | 1 | 50% | 0% | 0% | 0% | 8.2745 | 0 | 0 | 0 | 8.2745 | #N/A
2007-02-06 01:00 | 2 | 6 | 1 | 37 | 865 | 26.96 | 28.94 | 1001 | 26.96 | 145.9284 | 0 | Heating | 19.4571 | #N/A | #N/A | #N/A | #N/A | 145.9284 | #N/A | #N/A | 3.1163 | #N/A | 0 | 0 | 0 | 0 | 0 | 0 | 0 | 0 | 0 | 0.06486% | 1 | 50% | 0% | 0% | 0% | 8.2745 | 0 | 0 | 0 | 8.2745 | #N/A
2007-02-06 02:00 | 2 | 6 | 2 | 37.0417 | 866 | 26.96 | 28.04 | 1002 | 26.96 | 163.4115 | 0 | Heating | 21.7882 | #N/A | #N/A | #N/A | #N/A | 163.4115 | #N/A | #N/A | 3.1163 | #N/A | 0 | 0 | 0 | 0 | 0 | 0 | 0 | 0 | 0 | 0.07263% | 1 | 50% | 0% | 0% | 0% | 8.2745 | 0 | 0 | 0 | 8.2745 | #N/A
2007-02-06 03:00 | 2 | 6 | 3 | 37.0834 | 867 | 26.06 | 24.08 | 1002 | 26.06 | 243.636 | 0 | Heating | 32.4848 | #N/A | #N/A | #N/A | #N/A | 243.636 | #N/A | #N/A | 3.0859 | #N/A | 0 | 0 | 0 | 0 | 0 | 0 | 0 | 0 | 0 | 0.1083% | 1 | 50% | 0% | 0% | 0% | 8.2745 | 0 | 0 | 0 | 8.2745 | #N/A
2007-02-06 04:00 | 2 | 6 | 4 | 37.1251 | 868 | 24.98 | 23 | 1002 | 24.98 | 312.0453 | 0 | Heating | 41.606 | #N/A | #N/A | #N/A | #N/A | 312.0453 | #N/A | #N/A | 3.0513 | #N/A | 0 | 0 | 0 | 0 | 0 | 0 | 0 | 0 | 0 | 0.1387% | 1 | 50% | 0% | 0% | 0% | 8.2745 | 0 | 0 | 0 | 8.2745 | #N/A
2007-02-06 05:00 | 2 | 6 | 5 | 37.1667 | 869 | 24.98 | 21.02 | 1003 | 24.98 | 369.9562 | 0 | Heating | 49.3275 | #N/A | #N/A | #N/A | #N/A | 369.9562 | #N/A | #N/A | 3.0513 | #N/A | 0 | 0 | 0 | 0 | 0 | 0 | 0 | 0 | 0 | 0.1644% | 1 | 50% | 0% | 0% | 0% | 8.2745 | 0 | 0 | 0 | 8.2745 | #N/A
2007-02-06 06:00 | 2 | 6 | 6 | 37.2084 | 870 | 26.06 | 17.96 | 1004 | 26.06 | 424.4814 | 0 | Heating | 56.5975 | #N/A | #N/A | #N/A | #N/A | 424.4814 | #N/A | #N/A | 3.0859 | #N/A | 0 | 0 | 0 | 0 | 0 | 0 | 0 | 0 | 0 | 0.1887% | 1 | 50% | 0% | 0% | 0% | 8.2745 | 0 | 0 | 0 | 8.2745 | #N/A
2007-02-06 07:00 | 2 | 6 | 7 | 37.2501 | 871 | 26.06 | 17.06 | 1005 | 26.06 | 1200.366 | 0 | Heating | 160.0488 | #N/A | #N/A | #N/A | #N/A | 1200.366 | #N/A | #N/A | 3.0859 | #N/A | 0 | 0 | 0 | 0 | 0 | 0 | 0 | 0 | 0 | 0.5335% | 1 | 50% | 0% | 0% | 0% | 8.2745 | 0 | 0 | 0 | 8.2745 | #N/A
2007-02-06 08:00 | 2 | 6 | 8 | 37.2917 | 872 | 26.06 | 15.08 | 1005 | 26.06 | 887.7156 | 0 | Heating | 118.3621 | #N/A | #N/A | #N/A | #N/A | 887.7156 | #N/A | #N/A | 3.0859 | #N/A | 0 | 0 | 0 | 0 | 0 | 0 | 0 | 0 | 0 | 0.3945% | 1 | 50% | 0% | 0% | 0% | 8.2745 | 0 | 0 | 0 | 8.2745 | #N/A
2007-02-06 09:00 | 2 | 6 | 9 | 37.3334 | 873 | 28.04 | 15.98 | 1006 | 28.04 | 605.1389 | 0 | Heating | 80.6852 | #N/A | #N/A | #N/A | #N/A | 605.1389 | #N/A | #N/A | 3.1545 | #N/A | 0 | 0 | 0 | 0 | 0 | 0 | 0 | 0 | 0 | 0.269% | 1 | 50% | 0% | 0% | 0% | 8.2745 | 0 | 0 | 0 | 8.2745 | #N/A
2007-02-06 10:00 | 2 | 6 | 10 | 37.3751 | 874 | 30.02 | 15.98 | 1006 | 30.02 | 535.8595 | 0 | Heating | 71.4479 | #N/A | #N/A | #N/A | #N/A | 535.8595 | #N/A | #N/A | 3.2302 | #N/A | 0 | 0 | 0 | 0 | 0 | 0 | 0 | 0 | 0 | 0.2382% | 1 | 50% | 0% | 0% | 0% | 8.2745 | 0 | 0 | 0 | 8.2745 | #N/A
2007-02-06 11:00 | 2 | 6 | 11 | 37.4167 | 875 | 30.02 | 15.08 | 1007 | 30.02 | 492.4649 | 0 | Heating | 65.662 | #N/A | #N/A | #N/A | #N/A | 492.4649 | #N/A | #N/A | 3.2302 | #N/A | 0 | 0 | 0 | 0 | 0 | 0 | 0 | 0 | 0 | 0.2189% | 1 | 50% | 0% | 0% | 0% | 8.2745 | 0 | 0 | 0 | 8.2745 | #N/A
2007-02-06 12:00 | 2 | 6 | 12 | 37.4584 | 876 | 30.02 | 12.92 | 1006 | 30.02 | 462.557 | 0 | Heating | 61.6743 | #N/A | #N/A | #N/A | #N/A | 462.557 | #N/A | #N/A | 3.2302 | #N/A | 0 | 0 | 0 | 0 | 0 | 0 | 0 | 0 | 0 | 0.2056% | 1 | 50% | 0% | 0% | 0% | 8.2745 | 0 | 0 | 0 | 8.2745 | #N/A
2007-02-06 13:00 | 2 | 6 | 13 | 37.5001 | 877 | 33.08 | 12.92 | 1006 | 33.08 | 470.3911 | 0 | Heating | 62.7188 | #N/A | #N/A | #N/A | #N/A | 470.3911 | #N/A | #N/A | 3.3624 | #N/A | 0 | 0 | 0 | 0 | 0 | 0 | 0 | 0 | 0 | 0.2091% | 1 | 50% | 0% | 0% | 0% | 8.2745 | 0 | 0 | 0 | 8.2745 | #N/A
2007-02-06 14:00 | 2 | 6 | 14 | 37.5417 | 878 | 33.08 | 10.04 | 1006 | 33.08 | 337.907 | 0 | Heating | 45.0543 | #N/A | #N/A | #N/A | #N/A | 337.907 | #N/A | #N/A | 3.3624 | #N/A | 0 | 0 | 0 | 0 | 0 | 0 | 0 | 0 | 0 | 0.1502% | 1 | 50% | 0% | 0% | 0% | 8.2745 | 0 | 0 | 0 | 8.2745 | #N/A
2007-02-06 15:00 | 2 | 6 | 15 | 37.5834 | 879 | 32 | 10.04 | 1006 | 32 | 312.6635 | 0 | Heating | 41.6885 | #N/A | #N/A | #N/A | #N/A | 312.6635 | #N/A | #N/A | 3.3135 | #N/A | 0 | 0 | 0 | 0 | 0 | 0 | 0 | 0 | 0 | 0.139% | 1 | 50% | 0% | 0% | 0% | 8.2745 | 0 | 0 | 0 | 8.2745 | #N/A
2007-02-06 16:00 | 2 | 6 | 16 | 37.6251 | 880 | 30.02 | 8.96 | 1006 | 30.02 | 308.4175 | 0 | Heating | 41.1223 | #N/A | #N/A | #N/A | #N/A | 308.4175 | #N/A | #N/A | 3.2302 | #N/A | 0 | 0 | 0 | 0 | 0 | 0 | 0 | 0 | 0 | 0.1371% | 1 | 50% | 0% | 0% | 0% | 8.2745 | 0 | 0 | 0 | 8.2745 | #N/A
2007-02-06 17:00 | 2 | 6 | 17 | 37.6667 | 881 | 30.02 | 10.04 | 1007 | 30.02 | 357.0158 | 0 | Heating | 47.6021 | #N/A | #N/A | #N/A | #N/A | 357.0158 | #N/A | #N/A | 3.2302 | #N/A | 0 | 0 | 0 | 0 | 0 | 0 | 0 | 0 | 0 | 0.1587% | 1 | 50% | 0% | 0% | 0% | 8.2745 | 0 | 0 | 0 | 8.2745 | #N/A
2007-02-06 18:00 | 2 | 6 | 18 | 37.7084 | 882 | 24.98 | 6.98 | 1007 | 24.98 | 464.862 | 0 | Heating | 61.9816 | #N/A | #N/A | #N/A | #N/A | 464.862 | #N/A | #N/A | 3.0513 | #N/A | 0 | 0 | 0 | 0 | 0 | 0 | 0 | 0 | 0 | 0.2066% | 1 | 50% | 0% | 0% | 0% | 8.2745 | 0 | 0 | 0 | 8.2745 | #N/A
2007-02-06 19:00 | 2 | 6 | 19 | 37.7501 | 883 | 23 | 5 | 1007 | 23 | 600.912 | 0 | Heating | 80.1216 | #N/A | #N/A | #N/A | #N/A | 600.912 | #N/A | #N/A | 2.9925 | #N/A | 0 | 0 | 0 | 0 | 0 | 0 | 0 | 0 | 0 | 0.2671% | 1 | 50% | 0% | 0% | 0% | 8.2745 | 0 | 0 | 0 | 8.2745 | #N/A
2007-02-06 20:00 | 2 | 6 | 20 | 37.7917 | 884 | 23 | 6.08 | 1009 | 23 | 646.5203 | 0 | Heating | 86.2027 | #N/A | #N/A | #N/A | #N/A | 646.5203 | #N/A | #N/A | 2.9925 | #N/A | 0 | 0 | 0 | 0 | 0 | 0 | 0 | 0 | 0 | 0.2873% | 1 | 50% | 0% | 0% | 0% | 8.2745 | 0 | 0 | 0 | 8.2745 | #N/A
2007-02-06 21:00 | 2 | 6 | 21 | 37.8334 | 885 | 21.02 | 8.06 | 1009 | 21.02 | 752.2441 | 0 | Heating | 100.2992 | #N/A | #N/A | #N/A | #N/A | 752.2441 | #N/A | #N/A | 2.9394 | #N/A | 0 | 0 | 0 | 0 | 0 | 0 | 0 | 0 | 0 | 0.3343% | 1 | 50% | 0% | 0% | 0% | 8.2745 | 0 | 0 | 0 | 8.2745 | #N/A
2007-02-06 22:00 | 2 | 6 | 22 | 37.8751 | 886 | 19.94 | 5 | 1009 | 19.94 | 797.0422 | 0 | Heating | 106.2723 | #N/A | #N/A | #N/A | #N/A | 797.0422 | #N/A | #N/A | 2.9127 | #N/A | 0 | 0 | 0 | 0 | 0 | 0 | 0 | 0 | 0 | 0.3542% | 1 | 50% | 0% | 0% | 0% | 8.2745 | 0 | 0 | 0 | 8.2745 | #N/A
2007-02-06 23:00 | 2 | 6 | 23 | 37.9167 | 887 | 19.94 | 3.92 | 1010 | 19.94 | 345.3331 | 0 | Heating | 46.0444 | #N/A | #N/A | #N/A | #N/A | 345.3331 | #N/A | #N/A | 2.9127 | #N/A | 0 | 0 | 0 | 0 | 0 | 0 | 0 | 0 | 0 | 0.1535% | 1 | 50% | 0% | 0% | 0% | 8.2745 | 0 | 0 | 0 | 8.2745 | #N/A
2007-02-07 | 2 | 7 | 0 | 37.9584 | 888 | 17.96 | 3.92 | 1010 | 17.96 | 550.9105 | 0 | Heating | 73.4547 | #N/A | #N/A | #N/A | #N/A | 550.9105 | #N/A | #N/A | 2.8673 | #N/A | 0 | 0 | 0 | 0 | 0 | 0 | 0 | 0 | 0 | 0.2448% | 1 | 50% | 0% | 0% | 0% | 8.2745 | 0 | 0 | 0 | 8.2745 | #N/A
2007-02-07 01:00 | 2 | 7 | 1 | 38.0001 | 889 | 15.08 | 3.02 | 1010 | 15.08 | 662.5734 | 0 | Heating | 88.3431 | #N/A | #N/A | #N/A | #N/A | 662.5734 | #N/A | #N/A | 2.8087 | #N/A | 0 | 0 | 0 | 0 | 0 | 0 | 0 | 0 | 0 | 0.2945% | 1 | 50% | 0% | 0% | 0% | 8.2745 | 0 | 0 | 0 | 8.2745 | #N/A
2007-02-07 02:00 | 2 | 7 | 2 | 38.0417 | 890 | 15.08 | 3.02 | 1010 | 15.08 | 729.8496 | 0 | Heating | 97.3133 | #N/A | #N/A | #N/A | #N/A | 729.8496 | #N/A | #N/A | 2.8087 | #N/A | 0 | 0 | 0 | 0 | 0 | 0 | 0 | 0 | 0 | 0.3244% | 1 | 50% | 0% | 0% | 0% | 8.2745 | 0 | 0 | 0 | 8.2745 | #N/A
2007-02-07 03:00 | 2 | 7 | 3 | 38.0834 | 891 | 15.08 | 1.94 | 1010 | 15.08 | 767.8415 | 0 | Heating | 102.3789 | #N/A | #N/A | #N/A | #N/A | 767.8415 | #N/A | #N/A | 2.8087 | #N/A | 0 | 0 | 0 | 0 | 0 | 0 | 0 | 0 | 0 | 0.3413% | 1 | 50% | 0% | 0% | 0% | 8.2745 | 0 | 0 | 0 | 8.2745 | #N/A
2007-02-07 04:00 | 2 | 7 | 4 | 38.1251 | 892 | 14 | 1.04 | 1010 | 14 | 820.7457 | 0 | Heating | 109.4328 | #N/A | #N/A | #N/A | #N/A | 820.7457 | #N/A | #N/A | 2.7888 | #N/A | 0 | 0 | 0 | 0 | 0 | 0 | 0 | 0 | 0 | 0.3648% | 1 | 50% | 0% | 0% | 0% | 8.2745 | 0 | 0 | 0 | 8.2745 | #N/A
2007-02-07 05:00 | 2 | 7 | 5 | 38.1667 | 893 | 14 | 1.04 | 1009 | 14 | 853.0732 | 0 | Heating | 113.7431 | #N/A | #N/A | #N/A | #N/A | 853.0732 | #N/A | #N/A | 2.7888 | #N/A | 0 | 0 | 0 | 0 | 0 | 0 | 0 | 0 | 0 | 0.3791% | 1 | 50% | 0% | 0% | 0% | 8.2745 | 0 | 0 | 0 | 8.2745 | #N/A
2007-02-07 06:00 | 2 | 7 | 6 | 38.2084 | 894 | 14 | -0.04 | 1009 | 14 | 877.1352 | 0 | Heating | 116.9514 | #N/A | #N/A | #N/A | #N/A | 877.1352 | #N/A | #N/A | 2.7888 | #N/A | 0 | 0 | 0 | 0 | 0 | 0 | 0 | 0 | 0 | 0.3898% | 1 | 50% | 0% | 0% | 0% | 8.2745 | 0 | 0 | 0 | 8.2745 | #N/A
2007-02-07 07:00 | 2 | 7 | 7 | 38.2501 | 895 | 12.02 | -0.94 | 1008 | 12.02 | 1577.2679 | 0 | Heating | 210.3024 | #N/A | #N/A | #N/A | #N/A | 1577.2679 | #N/A | #N/A | 2.7546 | #N/A | 0 | 0 | 0 | 0 | 0 | 0 | 0 | 0 | 0 | 0.701% | 1 | 50% | 0% | 0% | 0% | 8.2745 | 0 | 0 | 0 | 8.2745 | #N/A
2007-02-07 08:00 | 2 | 7 | 8 | 38.2917 | 896 | 12.02 | -7.96 | 1008 | 12.02 | 1128.2641 | 0 | Heating | 150.4352 | #N/A | #N/A | #N/A | #N/A | 1128.2641 | #N/A | #N/A | 2.7546 | #N/A | 0 | 0 | 0 | 0 | 0 | 0 | 0 | 0 | 0 | 0.5015% | 1 | 50% | 0% | 0% | 0% | 8.2745 | 0 | 0 | 0 | 8.2745 | #N/A
2007-02-07 09:00 | 2 | 7 | 9 | 38.3334 | 897 | 15.98 | -7.96 | 1007 | 15.98 | 705.2856 | 0 | Heating | 94.0381 | #N/A | #N/A | #N/A | #N/A | 705.2856 | #N/A | #N/A | 2.8262 | #N/A | 0 | 0 | 0 | 0 | 0 | 0 | 0 | 0 | 0 | 0.3135% | 1 | 50% | 0% | 0% | 0% | 8.2745 | 0 | 0 | 0 | 8.2745 | #N/A
2007-02-07 10:00 | 2 | 7 | 10 | 38.3751 | 898 | 17.96 | -7.06 | 1007 | 17.96 | 639.3726 | 0 | Heating | 85.2497 | #N/A | #N/A | #N/A | #N/A | 639.3726 | #N/A | #N/A | 2.8673 | #N/A | 0 | 0 | 0 | 0 | 0 | 0 | 0 | 0 | 0 | 0.2842% | 1 | 50% | 0% | 0% | 0% | 8.2745 | 0 | 0 | 0 | 8.2745 | #N/A
2007-02-07 11:00 | 2 | 7 | 11 | 38.4167 | 899 | 17.96 | -5.98 | 1006 | 17.96 | 575.1396 | 0 | Heating | 76.6853 | #N/A | #N/A | #N/A | #N/A | 575.1396 | #N/A | #N/A | 2.8673 | #N/A | 0 | 0 | 0 | 0 | 0 | 0 | 0 | 0 | 0 | 0.2556% | 1 | 50% | 0% | 0% | 0% | 8.2745 | 0 | 0 | 0 | 8.2745 | #N/A
2007-02-07 12:00 | 2 | 7 | 12 | 38.4584 | 900 | 21.02 | -2.02 | 1006 | 21.02 | 525.3113 | 0 | Heating | 70.0415 | #N/A | #N/A | #N/A | #N/A | 525.3113 | #N/A | #N/A | 2.9394 | #N/A | 0 | 0 | 0 | 0 | 0 | 0 | 0 | 0 | 0 | 0.2335% | 1 | 50% | 0% | 0% | 0% | 8.2745 | 0 | 0 | 0 | 8.2745 | #N/A
2007-02-07 13:00 | 2 | 7 | 13 | 38.5001 | 901 | 23 | 1.94 | 1004 | 23 | 459.6274 | 0 | Heating | 61.2837 | #N/A | #N/A | #N/A | #N/A | 459.6274 | #N/A | #N/A | 2.9925 | #N/A | 0 | 0 | 0 | 0 | 0 | 0 | 0 | 0 | 0 | 0.2043% | 1 | 50% | 0% | 0% | 0% | 8.2745 | 0 | 0 | 0 | 8.2745 | #N/A
2007-02-07 14:00 | 2 | 7 | 14 | 38.5417 | 902 | 23 | 3.02 | 1004 | 23 | 300.4193 | 0 | Heating | 40.0559 | #N/A | #N/A | #N/A | #N/A | 300.4193 | #N/A | #N/A | 2.9925 | #N/A | 0 | 0 | 0 | 0 | 0 | 0 | 0 | 0 | 0 | 0.1335% | 1 | 50% | 0% | 0% | 0% | 8.2745 | 0 | 0 | 0 | 8.2745 | #N/A
2007-02-07 15:00 | 2 | 7 | 15 | 38.5834 | 903 | 24.08 | 3.92 | 1003 | 24.08 | 239.0556 | 0 | Heating | 31.8741 | #N/A | #N/A | #N/A | #N/A | 239.0556 | #N/A | #N/A | 3.0238 | #N/A | 0 | 0 | 0 | 0 | 0 | 0 | 0 | 0 | 0 | 0.1062% | 1 | 50% | 0% | 0% | 0% | 8.2745 | 0 | 0 | 0 | 8.2745 | #N/A
2007-02-07 16:00 | 2 | 7 | 16 | 38.6251 | 904 | 24.08 | 3.92 | 1002 | 24.08 | 194.0491 | 0 | Heating | 25.8732 | #N/A | #N/A | #N/A | #N/A | 194.0491 | #N/A | #N/A | 3.0238 | #N/A | 0 | 0 | 0 | 0 | 0 | 0 | 0 | 0 | 0 | 0.08624% | 1 | 50% | 0% | 0% | 0% | 8.2745 | 0 | 0 | 0 | 8.2745 | #N/A
2007-02-07 17:00 | 2 | 7 | 17 | 38.6667 | 905 | 24.08 | 3.02 | 1003 | 24.08 | 145.1403 | 0 | Heating | 19.352 | #N/A | #N/A | #N/A | #N/A | 145.1403 | #N/A | #N/A | 3.0238 | #N/A | 0 | 0 | 0 | 0 | 0 | 0 | 0 | 0 | 0 | 0.06451% | 1 | 50% | 0% | 0% | 0% | 8.2745 | 0 | 0 | 0 | 8.2745 | #N/A
2007-02-07 18:00 | 2 | 7 | 18 | 38.7084 | 906 | 23 | 10.04 | 1003 | 23 | 219.6131 | 0 | Heating | 29.2818 | #N/A | #N/A | #N/A | #N/A | 219.6131 | #N/A | #N/A | 2.9925 | #N/A | 0 | 0 | 0 | 0 | 0 | 0 | 0 | 0 | 0 | 0.09761% | 1 | 50% | 0% | 0% | 0% | 8.2745 | 0 | 0 | 0 | 8.2745 | #N/A
2007-02-07 19:00 | 2 | 7 | 19 | 38.7501 | 907 | 21.92 | 6.08 | 1003 | 21.92 | 324.8366 | 0 | Heating | 43.3115 | #N/A | #N/A | #N/A | #N/A | 324.8366 | #N/A | #N/A | 2.9629 | #N/A | 0 | 0 | 0 | 0 | 0 | 0 | 0 | 0 | 0 | 0.1444% | 1 | 50% | 0% | 0% | 0% | 8.2745 | 0 | 0 | 0 | 8.2745 | #N/A
2007-02-07 20:00 | 2 | 7 | 20 | 38.7917 | 908 | 21.92 | 10.94 | 1003 | 21.92 | 365.4462 | 0 | Heating | 48.7262 | #N/A | #N/A | #N/A | #N/A | 365.4462 | #N/A | #N/A | 2.9629 | #N/A | 0 | 0 | 0 | 0 | 0 | 0 | 0 | 0 | 0 | 0.1624% | 1 | 50% | 0% | 0% | 0% | 8.2745 | 0 | 0 | 0 | 8.2745 | #N/A
2007-02-07 21:00 | 2 | 7 | 21 | 38.8334 | 909 | 19.94 | 12.02 | 1004 | 19.94 | 430.5691 | 0 | Heating | 57.4092 | #N/A | #N/A | #N/A | #N/A | 430.5691 | #N/A | #N/A | 2.9127 | #N/A | 0 | 0 | 0 | 0 | 0 | 0 | 0 | 0 | 0 | 0.1914% | 1 | 50% | 0% | 0% | 0% | 8.2745 | 0 | 0 | 0 | 8.2745 | #N/A
2007-02-07 22:00 | 2 | 7 | 22 | 38.8751 | 910 | 19.04 | 12.02 | 1004 | 19.04 | 481.1497 | 0 | Heating | 64.1533 | #N/A | #N/A | #N/A | #N/A | 481.1497 | #N/A | #N/A | 2.8915 | #N/A | 0 | 0 | 0 | 0 | 0 | 0 | 0 | 0 | 0 | 0.2138% | 1 | 50% | 0% | 0% | 0% | 8.2745 | 0 | 0 | 0 | 8.2745 | #N/A
2007-02-07 23:00 | 2 | 7 | 23 | 38.9167 | 911 | 19.04 | 12.92 | 1004 | 19.04 | 20.2405 | 0 | Heating | 2.6987 | #N/A | #N/A | #N/A | #N/A | 20.2405 | #N/A | #N/A | 2.8915 | #N/A | 0 | 0 | 0 | 0 | 0 | 0 | 0 | 0 | 0 | 0.008996% | 1 | 50% | 0% | 0% | 0% | 8.2745 | 0 | 0 | 0 | 8.2745 | #N/A
2007-02-08 | 2 | 8 | 0 | 38.9584 | 912 | 19.04 | 12.02 | 1005 | 19.04 | 99.2565 | 0 | Heating | 13.2342 | #N/A | #N/A | #N/A | #N/A | 99.2565 | #N/A | #N/A | 2.8915 | #N/A | 0 | 0 | 0 | 0 | 0 | 0 | 0 | 0 | 0 | 0.04411% | 1 | 50% | 0% | 0% | 0% | 8.2745 | 0 | 0 | 0 | 8.2745 | #N/A
2007-02-08 01:00 | 2 | 8 | 1 | 39.0001 | 913 | 19.04 | 12.02 | 1005 | 19.04 | 176.5027 | 0 | Heating | 23.5337 | #N/A | #N/A | #N/A | #N/A | 176.5027 | #N/A | #N/A | 2.8915 | #N/A | 0 | 0 | 0 | 0 | 0 | 0 | 0 | 0 | 0 | 0.07845% | 1 | 50% | 0% | 0% | 0% | 8.2745 | 0 | 0 | 0 | 8.2745 | #N/A
2007-02-08 02:00 | 2 | 8 | 2 | 39.0417 | 914 | 19.04 | 14 | 1004 | 19.04 | 260.2665 | 0 | Heating | 34.7022 | #N/A | #N/A | #N/A | #N/A | 260.2665 | #N/A | #N/A | 2.8915 | #N/A | 0 | 0 | 0 | 0 | 0 | 0 | 0 | 0 | 0 | 0.1157% | 1 | 50% | 0% | 0% | 0% | 8.2745 | 0 | 0 | 0 | 8.2745 | #N/A
2007-02-08 03:00 | 2 | 8 | 3 | 39.0834 | 915 | 19.04 | 8.96 | 1004 | 19.04 | 356.2026 | 0 | Heating | 47.4937 | #N/A | #N/A | #N/A | #N/A | 356.2026 | #N/A | #N/A | 2.8915 | #N/A | 0 | 0 | 0 | 0 | 0 | 0 | 0 | 0 | 0 | 0.1583% | 1 | 50% | 0% | 0% | 0% | 8.2745 | 0 | 0 | 0 | 8.2745 | #N/A
2007-02-08 04:00 | 2 | 8 | 4 | 39.1251 | 916 | 19.04 | 10.94 | 1005 | 19.04 | 428.0382 | 0 | Heating | 57.0718 | #N/A | #N/A | #N/A | #N/A | 428.0382 | #N/A | #N/A | 2.8915 | #N/A | 0 | 0 | 0 | 0 | 0 | 0 | 0 | 0 | 0 | 0.1902% | 1 | 50% | 0% | 0% | 0% | 8.2745 | 0 | 0 | 0 | 8.2745 | #N/A
2007-02-08 05:00 | 2 | 8 | 5 | 39.1667 | 917 | 19.04 | 12.02 | 1005 | 19.04 | 415.3204 | 0 | Heating | 55.3761 | #N/A | #N/A | #N/A | #N/A | 415.3204 | #N/A | #N/A | 2.8915 | #N/A | 0 | 0 | 0 | 0 | 0 | 0 | 0 | 0 | 0 | 0.1846% | 1 | 50% | 0% | 0% | 0% | 8.2745 | 0 | 0 | 0 | 8.2745 | #N/A
2007-02-08 06:00 | 2 | 8 | 6 | 39.2084 | 918 | 21.02 | 15.08 | 1006 | 21.02 | 368.4939 | 0 | Heating | 49.1325 | #N/A | #N/A | #N/A | #N/A | 368.4939 | #N/A | #N/A | 2.9394 | #N/A | 0 | 0 | 0 | 0 | 0 | 0 | 0 | 0 | 0 | 0.1638% | 1 | 50% | 0% | 0% | 0% | 8.2745 | 0 | 0 | 0 | 8.2745 | #N/A
2007-02-08 07:00 | 2 | 8 | 7 | 39.2501 | 919 | 21.02 | 19.94 | 1007 | 21.02 | 1105.5937 | 0 | Heating | 147.4125 | #N/A | #N/A | #N/A | #N/A | 1105.5937 | #N/A | #N/A | 2.9394 | #N/A | 0 | 0 | 0 | 0 | 0 | 0 | 0 | 0 | 0 | 0.4914% | 1 | 50% | 0% | 0% | 0% | 8.2745 | 0 | 0 | 0 | 8.2745 | #N/A
2007-02-08 08:00 | 2 | 8 | 8 | 39.2917 | 920 | 21.02 | 19.04 | 1008 | 21.02 | 775.3511 | 0 | Heating | 103.3801 | #N/A | #N/A | #N/A | #N/A | 775.3511 | #N/A | #N/A | 2.9394 | #N/A | 0 | 0 | 0 | 0 | 0 | 0 | 0 | 0 | 0 | 0.3446% | 1 | 50% | 0% | 0% | 0% | 8.2745 | 0 | 0 | 0 | 8.2745 | #N/A
2007-02-08 09:00 | 2 | 8 | 9 | 39.3334 | 921 | 19.4 | 19.04 | 1009 | 19.4 | 453.2183 | 0 | Heating | 60.4291 | #N/A | #N/A | #N/A | #N/A | 453.2183 | #N/A | #N/A | 2.8998 | #N/A | 0 | 0 | 0 | 0 | 0 | 0 | 0 | 0 | 0 | 0.2014% | 1 | 50% | 0% | 0% | 0% | 8.2745 | 0 | 0 | 0 | 8.2745 | #N/A
2007-02-08 10:00 | 2 | 8 | 10 | 39.3751 | 922 | 19.4 | 17.96 | 1009 | 19.4 | 295.0487 | 0 | Heating | 39.3398 | #N/A | #N/A | #N/A | #N/A | 295.0487 | #N/A | #N/A | 2.8998 | #N/A | 0 | 0 | 0 | 0 | 0 | 0 | 0 | 0 | 0 | 0.1311% | 1 | 50% | 0% | 0% | 0% | 8.2745 | 0 | 0 | 0 | 8.2745 | #N/A
2007-02-08 11:00 | 2 | 8 | 11 | 39.4167 | 923 | 21.02 | 17.06 | 1010 | 21.02 | 270.2823 | 0 | Heating | 36.0376 | #N/A | #N/A | #N/A | #N/A | 270.2823 | #N/A | #N/A | 2.9394 | #N/A | 0 | 0 | 0 | 0 | 0 | 0 | 0 | 0 | 0 | 0.1201% | 1 | 50% | 0% | 0% | 0% | 8.2745 | 0 | 0 | 0 | 8.2745 | #N/A
2007-02-08 12:00 | 2 | 8 | 12 | 39.4584 | 924 | 21.2 | 17.06 | 1010 | 21.2 | 254.3784 | 0 | Heating | 33.9171 | #N/A | #N/A | #N/A | #N/A | 254.3784 | #N/A | #N/A | 2.944 | #N/A | 0 | 0 | 0 | 0 | 0 | 0 | 0 | 0 | 0 | 0.1131% | 1 | 50% | 0% | 0% | 0% | 8.2745 | 0 | 0 | 0 | 8.2745 | #N/A
2007-02-08 13:00 | 2 | 8 | 13 | 39.5001 | 925 | 24.08 | 15.98 | 1010 | 24.08 | 280.0472 | 0 | Heating | 37.3396 | #N/A | #N/A | #N/A | #N/A | 280.0472 | #N/A | #N/A | 3.0238 | #N/A | 0 | 0 | 0 | 0 | 0 | 0 | 0 | 0 | 0 | 0.1245% | 1 | 50% | 0% | 0% | 0% | 8.2745 | 0 | 0 | 0 | 8.2745 | #N/A
2007-02-08 14:00 | 2 | 8 | 14 | 39.5417 | 926 | 24.08 | 15.98 | 1009 | 24.08 | 172.9742 | 0 | Heating | 23.0632 | #N/A | #N/A | #N/A | #N/A | 172.9742 | #N/A | #N/A | 3.0238 | #N/A | 0 | 0 | 0 | 0 | 0 | 0 | 0 | 0 | 0 | 0.07688% | 1 | 50% | 0% | 0% | 0% | 8.2745 | 0 | 0 | 0 | 8.2745 | #N/A
2007-02-08 15:00 | 2 | 8 | 15 | 39.5834 | 927 | 26.96 | 15.08 | 1009 | 26.96 | 135.4234 | 0 | Heating | 18.0565 | #N/A | #N/A | #N/A | #N/A | 135.4234 | #N/A | #N/A | 3.1163 | #N/A | 0 | 0 | 0 | 0 | 0 | 0 | 0 | 0 | 0 | 0.06019% | 1 | 50% | 0% | 0% | 0% | 8.2745 | 0 | 0 | 0 | 8.2745 | #N/A
2007-02-08 16:00 | 2 | 8 | 16 | 39.6251 | 928 | 28.04 | 12.92 | 1009 | 28.04 | 128.188 | 0 | Heating | 17.0917 | #N/A | #N/A | #N/A | #N/A | 128.188 | #N/A | #N/A | 3.1545 | #N/A | 0 | 0 | 0 | 0 | 0 | 0 | 0 | 0 | 0 | 0.05697% | 1 | 50% | 0% | 0% | 0% | 8.2745 | 0 | 0 | 0 | 8.2745 | #N/A
2007-02-08 17:00 | 2 | 8 | 17 | 39.6667 | 929 | 28.04 | 12.92 | 1009 | 28.04 | 117.4572 | 0 | Heating | 15.661 | #N/A | #N/A | #N/A | #N/A | 117.4572 | #N/A | #N/A | 3.1545 | #N/A | 0 | 0 | 0 | 0 | 0 | 0 | 0 | 0 | 0 | 0.0522% | 1 | 50% | 0% | 0% | 0% | 8.2745 | 0 | 0 | 0 | 8.2745 | #N/A
2007-02-08 18:00 | 2 | 8 | 18 | 39.7084 | 930 | 28.4 | 12.92 | 1009 | 28.4 | 180.5768 | 0 | Heating | 24.0769 | #N/A | #N/A | #N/A | #N/A | 180.5768 | #N/A | #N/A | 3.1678 | #N/A | 0 | 0 | 0 | 0 | 0 | 0 | 0 | 0 | 0 | 0.08026% | 1 | 50% | 0% | 0% | 0% | 8.2745 | 0 | 0 | 0 | 8.2745 | #N/A
2007-02-08 19:00 | 2 | 8 | 19 | 39.7501 | 931 | 26.96 | 12.92 | 1009 | 26.96 | 282.7169 | 0 | Heating | 37.6956 | #N/A | #N/A | #N/A | #N/A | 282.7169 | #N/A | #N/A | 3.1163 | #N/A | 0 | 0 | 0 | 0 | 0 | 0 | 0 | 0 | 0 | 0.1257% | 1 | 50% | 0% | 0% | 0% | 8.2745 | 0 | 0 | 0 | 8.2745 | #N/A
2007-02-08 20:00 | 2 | 8 | 20 | 39.7917 | 932 | 26.96 | 14 | 1008 | 26.96 | 335.205 | 0 | Heating | 44.694 | #N/A | #N/A | #N/A | #N/A | 335.205 | #N/A | #N/A | 3.1163 | #N/A | 0 | 0 | 0 | 0 | 0 | 0 | 0 | 0 | 0 | 0.149% | 1 | 50% | 0% | 0% | 0% | 8.2745 | 0 | 0 | 0 | 8.2745 | #N/A
2007-02-08 21:00 | 2 | 8 | 21 | 39.8334 | 933 | 24.8 | 14 | 1007 | 24.8 | 437.5937 | 0 | Heating | 58.3458 | #N/A | #N/A | #N/A | #N/A | 437.5937 | #N/A | #N/A | 3.0457 | #N/A | 0 | 0 | 0 | 0 | 0 | 0 | 0 | 0 | 0 | 0.1945% | 1 | 50% | 0% | 0% | 0% | 8.2745 | 0 | 0 | 0 | 8.2745 | #N/A
2007-02-08 22:00 | 2 | 8 | 22 | 39.8751 | 934 | 24.8 | 15.98 | 1007 | 24.8 | 477.0345 | 0 | Heating | 63.6046 | #N/A | #N/A | #N/A | #N/A | 477.0345 | #N/A | #N/A | 3.0457 | #N/A | 0 | 0 | 0 | 0 | 0 | 0 | 0 | 0 | 0 | 0.212% | 1 | 50% | 0% | 0% | 0% | 8.2745 | 0 | 0 | 0 | 8.2745 | #N/A
2007-02-08 23:00 | 2 | 8 | 23 | 39.9167 | 935 | 24.08 | 15.08 | 1007 | 24.08 | 19.1047 | 0 | Heating | 2.5473 | #N/A | #N/A | #N/A | #N/A | 19.1047 | #N/A | #N/A | 3.0238 | #N/A | 0 | 0 | 0 | 0 | 0 | 0 | 0 | 0 | 0 | 0.008491% | 1 | 50% | 0% | 0% | 0% | 8.2745 | 0 | 0 | 0 | 8.2745 | #N/A
2007-02-09 | 2 | 9 | 0 | 39.9584 | 936 | 23 | 15.08 | 1007 | 23 | 93.1121 | 0 | Heating | 12.4149 | #N/A | #N/A | #N/A | #N/A | 93.1121 | #N/A | #N/A | 2.9925 | #N/A | 0 | 0 | 0 | 0 | 0 | 0 | 0 | 0 | 0 | 0.04138% | 1 | 50% | 0% | 0% | 0% | 8.2745 | 0 | 0 | 0 | 8.2745 | #N/A
2007-02-09 01:00 | 2 | 9 | 1 | 40.0001 | 937 | 23 | 14 | 1006 | 23 | 165.2228 | 0 | Heating | 22.0297 | #N/A | #N/A | #N/A | #N/A | 165.2228 | #N/A | #N/A | 2.9925 | #N/A | 0 | 0 | 0 | 0 | 0 | 0 | 0 | 0 | 0 | 0.07343% | 1 | 50% | 0% | 0% | 0% | 8.2745 | 0 | 0 | 0 | 8.2745 | #N/A
2007-02-09 02:00 | 2 | 9 | 2 | 40.0417 | 938 | 23 | 15.08 | 1006 | 23 | 207.4542 | 0 | Heating | 27.6606 | #N/A | #N/A | #N/A | #N/A | 207.4542 | #N/A | #N/A | 2.9925 | #N/A | 0 | 0 | 0 | 0 | 0 | 0 | 0 | 0 | 0 | 0.0922% | 1 | 50% | 0% | 0% | 0% | 8.2745 | 0 | 0 | 0 | 8.2745 | #N/A
2007-02-09 03:00 | 2 | 9 | 3 | 40.0834 | 939 | 23 | 17.06 | 1005 | 23 | 280.086 | 0 | Heating | 37.3448 | #N/A | #N/A | #N/A | #N/A | 280.086 | #N/A | #N/A | 2.9925 | #N/A | 0 | 0 | 0 | 0 | 0 | 0 | 0 | 0 | 0 | 0.1245% | 1 | 50% | 0% | 0% | 0% | 8.2745 | 0 | 0 | 0 | 8.2745 | #N/A
2007-02-09 04:00 | 2 | 9 | 4 | 40.1251 | 940 | 21.2 | 19.94 | 1004 | 21.2 | 325.8237 | 0 | Heating | 43.4432 | #N/A | #N/A | #N/A | #N/A | 325.8237 | #N/A | #N/A | 2.944 | #N/A | 0 | 0 | 0 | 0 | 0 | 0 | 0 | 0 | 0 | 0.1448% | 1 | 50% | 0% | 0% | 0% | 8.2745 | 0 | 0 | 0 | 8.2745 | #N/A
2007-02-09 05:00 | 2 | 9 | 5 | 40.1667 | 941 | 21.92 | 19.94 | 1003 | 21.92 | 357.916 | 0 | Heating | 47.7221 | #N/A | #N/A | #N/A | #N/A | 357.916 | #N/A | #N/A | 2.9629 | #N/A | 0 | 0 | 0 | 0 | 0 | 0 | 0 | 0 | 0 | 0.1591% | 1 | 50% | 0% | 0% | 0% | 8.2745 | 0 | 0 | 0 | 8.2745 | #N/A
2007-02-09 06:00 | 2 | 9 | 6 | 40.2084 | 942 | 19.04 | 21.02 | 1003 | 19.04 | 365.1994 | 0 | Heating | 48.6933 | #N/A | #N/A | #N/A | #N/A | 365.1994 | #N/A | #N/A | 2.8915 | #N/A | 0 | 0 | 0 | 0 | 0 | 0 | 0 | 0 | 0 | 0.1623% | 1 | 50% | 0% | 0% | 0% | 8.2745 | 0 | 0 | 0 | 8.2745 | #N/A
2007-02-09 07:00 | 2 | 9 | 7 | 40.2501 | 943 | 17.96 | 21.02 | 1003 | 17.96 | 1053.2374 | 0 | Heating | 140.4316 | #N/A | #N/A | #N/A | #N/A | 1053.2374 | #N/A | #N/A | 2.8673 | #N/A | 0 | 0 | 0 | 0 | 0 | 0 | 0 | 0 | 0 | 0.4681% | 1 | 50% | 0% | 0% | 0% | 8.2745 | 0 | 0 | 0 | 8.2745 | #N/A
2007-02-09 08:00 | 2 | 9 | 8 | 40.2917 | 944 | 17.96 | 21.92 | 1001 | 17.96 | 781.8828 | 0 | Heating | 104.251 | #N/A | #N/A | #N/A | #N/A | 781.8828 | #N/A | #N/A | 2.8673 | #N/A | 0 | 0 | 0 | 0 | 0 | 0 | 0 | 0 | 0 | 0.3475% | 1 | 50% | 0% | 0% | 0% | 8.2745 | 0 | 0 | 0 | 8.2745 | #N/A
2007-02-09 09:00 | 2 | 9 | 9 | 40.3334 | 945 | 15.8 | 21.92 | 1000 | 15.8 | 611.364 | 0 | Heating | 81.5152 | #N/A | #N/A | #N/A | #N/A | 611.364 | #N/A | #N/A | 2.8226 | #N/A | 0 | 0 | 0 | 0 | 0 | 0 | 0 | 0 | 0 | 0.2717% | 1 | 50% | 0% | 0% | 0% | 8.2745 | 0 | 0 | 0 | 8.2745 | #N/A
2007-02-09 10:00 | 2 | 9 | 10 | 40.3751 | 946 | 15.98 | 23 | 999 | 15.98 | 569.6225 | 0 | Heating | 75.9497 | #N/A | #N/A | #N/A | #N/A | 569.6225 | #N/A | #N/A | 2.8262 | #N/A | 0 | 0 | 0 | 0 | 0 | 0 | 0 | 0 | 0 | 0.2532% | 1 | 50% | 0% | 0% | 0% | 8.2745 | 0 | 0 | 0 | 8.2745 | #N/A
2007-02-09 11:00 | 2 | 9 | 11 | 40.4167 | 947 | 17.6 | 24.08 | 998 | 17.6 | 554.1412 | 0 | Heating | 73.8855 | #N/A | #N/A | #N/A | #N/A | 554.1412 | #N/A | #N/A | 2.8595 | #N/A | 0 | 0 | 0 | 0 | 0 | 0 | 0 | 0 | 0 | 0.2463% | 1 | 50% | 0% | 0% | 0% | 8.2745 | 0 | 0 | 0 | 8.2745 | #N/A
2007-02-09 12:00 | 2 | 9 | 12 | 40.4584 | 948 | 21.92 | 24.98 | 997 | 21.92 | 480.6549 | 0 | Heating | 64.0873 | #N/A | #N/A | #N/A | #N/A | 480.6549 | #N/A | #N/A | 2.9629 | #N/A | 0 | 0 | 0 | 0 | 0 | 0 | 0 | 0 | 0 | 0.2136% | 1 | 50% | 0% | 0% | 0% | 8.2745 | 0 | 0 | 0 | 8.2745 | #N/A
2007-02-09 13:00 | 2 | 9 | 13 | 40.5001 | 949 | 21.2 | 26.06 | 996 | 21.2 | 431.4954 | 0 | Heating | 57.5327 | #N/A | #N/A | #N/A | #N/A | 431.4954 | #N/A | #N/A | 2.944 | #N/A | 0 | 0 | 0 | 0 | 0 | 0 | 0 | 0 | 0 | 0.1918% | 1 | 50% | 0% | 0% | 0% | 8.2745 | 0 | 0 | 0 | 8.2745 | #N/A
2007-02-09 14:00 | 2 | 9 | 14 | 40.5417 | 950 | 24.08 | 26.06 | 995 | 24.08 | 413.4952 | 0 | Heating | 55.1327 | #N/A | #N/A | #N/A | #N/A | 413.4952 | #N/A | #N/A | 3.0238 | #N/A | 0 | 0 | 0 | 0 | 0 | 0 | 0 | 0 | 0 | 0.1838% | 1 | 50% | 0% | 0% | 0% | 8.2745 | 0 | 0 | 0 | 8.2745 | #N/A
2007-02-09 15:00 | 2 | 9 | 15 | 40.5834 | 951 | 24.98 | 26.06 | 995 | 24.98 | 501.4236 | 0 | Heating | 66.8565 | #N/A | #N/A | #N/A | #N/A | 501.4236 | #N/A | #N/A | 3.0513 | #N/A | 0 | 0 | 0 | 0 | 0 | 0 | 0 | 0 | 0 | 0.2229% | 1 | 50% | 0% | 0% | 0% | 8.2745 | 0 | 0 | 0 | 8.2745 | #N/A
2007-02-09 16:00 | 2 | 9 | 16 | 40.6251 | 952 | 24.98 | 26.06 | 995 | 24.98 | 507.3663 | 0 | Heating | 67.6488 | #N/A | #N/A | #N/A | #N/A | 507.3663 | #N/A | #N/A | 3.0513 | #N/A | 0 | 0 | 0 | 0 | 0 | 0 | 0 | 0 | 0 | 0.2255% | 1 | 50% | 0% | 0% | 0% | 8.2745 | 0 | 0 | 0 | 8.2745 | #N/A
2007-02-09 17:00 | 2 | 9 | 17 | 40.6667 | 953 | 24.98 | 26.06 | 995 | 24.98 | 493.6866 | 0 | Heating | 65.8249 | #N/A | #N/A | #N/A | #N/A | 493.6866 | #N/A | #N/A | 3.0513 | #N/A | 0 | 0 | 0 | 0 | 0 | 0 | 0 | 0 | 0 | 0.2194% | 1 | 50% | 0% | 0% | 0% | 8.2745 | 0 | 0 | 0 | 8.2745 | #N/A
2007-02-09 18:00 | 2 | 9 | 18 | 40.7084 | 954 | 19.94 | 26.06 | 995 | 19.94 | 544.5145 | 0 | Heating | 72.6019 | #N/A | #N/A | #N/A | #N/A | 544.5145 | #N/A | #N/A | 2.9127 | #N/A | 0 | 0 | 0 | 0 | 0 | 0 | 0 | 0 | 0 | 0.242% | 1 | 50% | 0% | 0% | 0% | 8.2745 | 0 | 0 | 0 | 8.2745 | #N/A
2007-02-09 19:00 | 2 | 9 | 19 | 40.7501 | 955 | 15.98 | 26.06 | 995 | 15.98 | 18.9591 | 0 | Heating | 2.5279 | #N/A | #N/A | #N/A | #N/A | 18.9591 | #N/A | #N/A | 2.8262 | #N/A | 0 | 0 | 0 | 0 | 0 | 0 | 0 | 0 | 0 | 0.008426% | 1 | 50% | 0% | 0% | 0% | 8.2745 | 0 | 0 | 0 | 8.2745 | #N/A
2007-02-09 20:00 | 2 | 9 | 20 | 40.7917 | 956 | 15.98 | 24.98 | 996 | 15.98 | 95.3964 | 0 | Heating | 12.7195 | #N/A | #N/A | #N/A | #N/A | 95.3964 | #N/A | #N/A | 2.8262 | #N/A | 0 | 0 | 0 | 0 | 0 | 0 | 0 | 0 | 0 | 0.0424% | 1 | 50% | 0% | 0% | 0% | 8.2745 | 0 | 0 | 0 | 8.2745 | #N/A
2007-02-09 21:00 | 2 | 9 | 21 | 40.8334 | 957 | 12.02 | 24.98 | 996 | 12.02 | 130.8337 | 0 | Heating | 17.4445 | #N/A | #N/A | #N/A | #N/A | 130.8337 | #N/A | #N/A | 2.7546 | #N/A | 0 | 0 | 0 | 0 | 0 | 0 | 0 | 0 | 0 | 0.05815% | 1 | 50% | 0% | 0% | 0% | 8.2745 | 0 | 0 | 0 | 8.2745 | #N/A
2007-02-09 22:00 | 2 | 9 | 22 | 40.8751 | 958 | 10.94 | 24.98 | 996 | 10.94 | 225.3266 | 0 | Heating | 30.0436 | #N/A | #N/A | #N/A | #N/A | 225.3266 | #N/A | #N/A | 2.737 | #N/A | 0 | 0 | 0 | 0 | 0 | 0 | 0 | 0 | 0 | 0.1001% | 1 | 50% | 0% | 0% | 0% | 8.2745 | 0 | 0 | 0 | 8.2745 | #N/A
2007-02-09 23:00 | 2 | 9 | 23 | 40.9167 | 959 | 10.94 | 23 | 997 | 10.94 | 329.6881 | 0 | Heating | 43.9584 | #N/A | #N/A | #N/A | #N/A | 329.6881 | #N/A | #N/A | 2.737 | #N/A | 0 | 0 | 0 | 0 | 0 | 0 | 0 | 0 | 0 | 0.1465% | 1 | 50% | 0% | 0% | 0% | 8.2745 | 0 | 0 | 0 | 8.2745 | #N/A
2007-02-10 | 2 | 10 | 0 | 40.9584 | 960 | 5 | 21.02 | 997 | 5 | 437.0247 | 0 | Heating | 58.27 | #N/A | #N/A | #N/A | #N/A | 437.0247 | #N/A | #N/A | 2.6507 | #N/A | 0 | 0 | 0 | 0 | 0 | 0 | 0 | 0 | 0 | 0.1942% | 1 | 50% | 0% | 0% | 0% | 8.2745 | 0 | 0 | 0 | 8.2745 | #N/A
2007-02-10 01:00 | 2 | 10 | 1 | 41.0001 | 961 | 3.02 | 17.96 | 998 | 3.02 | 504.2661 | 0 | Heating | 67.2355 | #N/A | #N/A | #N/A | #N/A | 504.2661 | #N/A | #N/A | 2.6241 | #N/A | 0 | 0 | 0 | 0 | 0 | 0 | 0 | 0 | 0 | 0.2241% | 1 | 50% | 0% | 0% | 0% | 8.2745 | 0 | 0 | 0 | 8.2745 | #N/A
2007-02-10 02:00 | 2 | 10 | 2 | 41.0417 | 962 | 3.02 | 12.92 | 998 | 3.02 | 573.959 | 0 | Heating | 76.5279 | #N/A | #N/A | #N/A | #N/A | 573.959 | #N/A | #N/A | 2.6241 | #N/A | 0 | 0 | 0 | 0 | 0 | 0 | 0 | 0 | 0 | 0.2551% | 1 | 50% | 0% | 0% | 0% | 8.2745 | 0 | 0 | 0 | 8.2745 | #N/A
2007-02-10 03:00 | 2 | 10 | 3 | 41.0834 | 963 | 1.04 | 8.06 | 999 | 1.04 | 683.7579 | 0 | Heating | 91.1677 | #N/A | #N/A | #N/A | #N/A | 683.7579 | #N/A | #N/A | 2.5975 | #N/A | 0 | 0 | 0 | 0 | 0 | 0 | 0 | 0 | 0 | 0.3039% | 1 | 50% | 0% | 0% | 0% | 8.2745 | 0 | 0 | 0 | 8.2745 | #N/A
2007-02-10 04:00 | 2 | 10 | 4 | 41.1251 | 964 | -2.02 | 5 | 999 | -2.02 | 761.9632 | 0 | Heating | 101.5951 | #N/A | #N/A | #N/A | #N/A | 761.9632 | #N/A | #N/A | 2.5555 | #N/A | 0 | 0 | 0 | 0 | 0 | 0 | 0 | 0 | 0 | 0.3387% | 1 | 50% | 0% | 0% | 0% | 8.2745 | 0 | 0 | 0 | 8.2745 | #N/A
2007-02-10 05:00 | 2 | 10 | 5 | 41.1667 | 965 | -2.02 | 6.08 | 1001 | -2.02 | 813.4448 | 0 | Heating | 108.4593 | #N/A | #N/A | #N/A | #N/A | 813.4448 | #N/A | #N/A | 2.5555 | #N/A | 0 | 0 | 0 | 0 | 0 | 0 | 0 | 0 | 0 | 0.3615% | 1 | 50% | 0% | 0% | 0% | 8.2745 | 0 | 0 | 0 | 8.2745 | #N/A
2007-02-10 06:00 | 2 | 10 | 6 | 41.2084 | 966 | -0.94 | 6.98 | 1002 | -0.94 | 817.9795 | 0 | Heating | 109.0639 | #N/A | #N/A | #N/A | #N/A | 817.9795 | #N/A | #N/A | 2.5706 | #N/A | 0 | 0 | 0 | 0 | 0 | 0 | 0 | 0 | 0 | 0.3635% | 1 | 50% | 0% | 0% | 0% | 8.2745 | 0 | 0 | 0 | 8.2745 | #N/A
2007-02-10 07:00 | 2 | 10 | 7 | 41.2501 | 967 | -2.02 | 6.98 | 1003 | -2.02 | 784.1343 | 0 | Heating | 104.5512 | #N/A | #N/A | #N/A | #N/A | 784.1343 | #N/A | #N/A | 2.5555 | #N/A | 0 | 0 | 0 | 0 | 0 | 0 | 0 | 0 | 0 | 0.3485% | 1 | 50% | 0% | 0% | 0% | 8.2745 | 0 | 0 | 0 | 8.2745 | #N/A
2007-02-10 08:00 | 2 | 10 | 8 | 41.2917 | 968 | -2.02 | 3.92 | 1004 | -2.02 | 802.7265 | 0 | Heating | 107.0302 | #N/A | #N/A | #N/A | #N/A | 802.7265 | #N/A | #N/A | 2.5555 | #N/A | 0 | 0 | 0 | 0 | 0 | 0 | 0 | 0 | 0 | 0.3568% | 1 | 50% | 0% | 0% | 0% | 8.2745 | 0 | 0 | 0 | 8.2745 | #N/A
2007-02-10 09:00 | 2 | 10 | 9 | 41.3334 | 969 | 6.98 | 5 | 1005 | 6.98 | 779.8607 | 0 | Heating | 103.9814 | #N/A | #N/A | #N/A | #N/A | 779.8607 | #N/A | #N/A | 2.6781 | #N/A | 0 | 0 | 0 | 0 | 0 | 0 | 0 | 0 | 0 | 0.3466% | 1 | 50% | 0% | 0% | 0% | 8.2745 | 0 | 0 | 0 | 8.2745 | #N/A
2007-02-10 10:00 | 2 | 10 | 10 | 41.3751 | 970 | 15.08 | 6.08 | 1006 | 15.08 | 676.2192 | 0 | Heating | 90.1626 | #N/A | #N/A | #N/A | #N/A | 676.2192 | #N/A | #N/A | 2.8087 | #N/A | 0 | 0 | 0 | 0 | 0 | 0 | 0 | 0 | 0 | 0.3005% | 1 | 50% | 0% | 0% | 0% | 8.2745 | 0 | 0 | 0 | 8.2745 | #N/A
2007-02-10 11:00 | 2 | 10 | 11 | 41.4167 | 971 | 15.08 | 6.98 | 1007 | 15.08 | 596.8387 | 0 | Heating | 79.5785 | #N/A | #N/A | #N/A | #N/A | 596.8387 | #N/A | #N/A | 2.8087 | #N/A | 0 | 0 | 0 | 0 | 0 | 0 | 0 | 0 | 0 | 0.2653% | 1 | 50% | 0% | 0% | 0% | 8.2745 | 0 | 0 | 0 | 8.2745 | #N/A
2007-02-10 12:00 | 2 | 10 | 12 | 41.4584 | 972 | 19.04 | 6.98 | 1007 | 19.04 | 548.4237 | 0 | Heating | 73.1232 | #N/A | #N/A | #N/A | #N/A | 548.4237 | #N/A | #N/A | 2.8915 | #N/A | 0 | 0 | 0 | 0 | 0 | 0 | 0 | 0 | 0 | 0.2437% | 1 | 50% | 0% | 0% | 0% | 8.2745 | 0 | 0 | 0 | 8.2745 | #N/A
2007-02-10 13:00 | 2 | 10 | 13 | 41.5001 | 973 | 24.08 | 6.98 | 1007 | 24.08 | 536.0968 | 0 | Heating | 71.4796 | #N/A | #N/A | #N/A | #N/A | 536.0968 | #N/A | #N/A | 3.0238 | #N/A | 0 | 0 | 0 | 0 | 0 | 0 | 0 | 0 | 0 | 0.2383% | 1 | 50% | 0% | 0% | 0% | 8.2745 | 0 | 0 | 0 | 8.2745 | #N/A
2007-02-10 14:00 | 2 | 10 | 14 | 41.5417 | 974 | 24.08 | 5 | 1007 | 24.08 | 497.9789 | 0 | Heating | 66.3972 | #N/A | #N/A | #N/A | #N/A | 497.9789 | #N/A | #N/A | 3.0238 | #N/A | 0 | 0 | 0 | 0 | 0 | 0 | 0 | 0 | 0 | 0.2213% | 1 | 50% | 0% | 0% | 0% | 8.2745 | 0 | 0 | 0 | 8.2745 | #N/A
2007-02-10 15:00 | 2 | 10 | 15 | 41.5834 | 975 | 26.96 | 3.02 | 1007 | 26.96 | 468.6906 | 0 | Heating | 62.4921 | #N/A | #N/A | #N/A | #N/A | 468.6906 | #N/A | #N/A | 3.1163 | #N/A | 0 | 0 | 0 | 0 | 0 | 0 | 0 | 0 | 0 | 0.2083% | 1 | 50% | 0% | 0% | 0% | 8.2745 | 0 | 0 | 0 | 8.2745 | #N/A
2007-02-10 16:00 | 2 | 10 | 16 | 41.6251 | 976 | 26.06 | 3.02 | 1007 | 26.06 | 507.5271 | 0 | Heating | 67.6703 | #N/A | #N/A | #N/A | #N/A | 507.5271 | #N/A | #N/A | 3.0859 | #N/A | 0 | 0 | 0 | 0 | 0 | 0 | 0 | 0 | 0 | 0.2256% | 1 | 50% | 0% | 0% | 0% | 8.2745 | 0 | 0 | 0 | 8.2745 | #N/A
2007-02-10 17:00 | 2 | 10 | 17 | 41.6667 | 977 | 26.06 | 3.02 | 1007 | 26.06 | 540.5286 | 0 | Heating | 72.0705 | #N/A | #N/A | #N/A | #N/A | 540.5286 | #N/A | #N/A | 3.0859 | #N/A | 0 | 0 | 0 | 0 | 0 | 0 | 0 | 0 | 0 | 0.2402% | 1 | 50% | 0% | 0% | 0% | 8.2745 | 0 | 0 | 0 | 8.2745 | #N/A
2007-02-10 18:00 | 2 | 10 | 18 | 41.7084 | 978 | 21.02 | -0.04 | 1007 | 21.02 | 660.4227 | 0 | Heating | 88.0564 | #N/A | #N/A | #N/A | #N/A | 660.4227 | #N/A | #N/A | 2.9394 | #N/A | 0 | 0 | 0 | 0 | 0 | 0 | 0 | 0 | 0 | 0.2935% | 1 | 50% | 0% | 0% | 0% | 8.2745 | 0 | 0 | 0 | 8.2745 | #N/A
2007-02-10 19:00 | 2 | 10 | 19 | 41.7501 | 979 | 17.06 | -2.02 | 1009 | 17.06 | 758.3481 | 0 | Heating | 101.1131 | #N/A | #N/A | #N/A | #N/A | 758.3481 | #N/A | #N/A | 2.8481 | #N/A | 0 | 0 | 0 | 0 | 0 | 0 | 0 | 0 | 0 | 0.337% | 1 | 50% | 0% | 0% | 0% | 8.2745 | 0 | 0 | 0 | 8.2745 | #N/A
2007-02-10 20:00 | 2 | 10 | 20 | 41.7917 | 980 | 17.06 | -2.92 | 1009 | 17.06 | 912.7253 | 0 | Heating | 121.6967 | #N/A | #N/A | #N/A | #N/A | 912.7253 | #N/A | #N/A | 2.8481 | #N/A | 0 | 0 | 0 | 0 | 0 | 0 | 0 | 0 | 0 | 0.4057% | 1 | 50% | 0% | 0% | 0% | 8.2745 | 0 | 0 | 0 | 8.2745 | #N/A
2007-02-10 21:00 | 2 | 10 | 21 | 41.8334 | 981 | 12.92 | -5.08 | 1009 | 12.92 | 997.5993 | 0 | Heating | 133.0132 | #N/A | #N/A | #N/A | #N/A | 997.5993 | #N/A | #N/A | 2.7697 | #N/A | 0 | 0 | 0 | 0 | 0 | 0 | 0 | 0 | 0 | 0.4434% | 1 | 50% | 0% | 0% | 0% | 8.2745 | 0 | 0 | 0 | 8.2745 | #N/A
2007-02-10 22:00 | 2 | 10 | 22 | 41.8751 | 982 | 10.94 | -4 | 1010 | 10.94 | 1069.0508 | 0 | Heating | 142.5401 | #N/A | #N/A | #N/A | #N/A | 1069.0508 | #N/A | #N/A | 2.737 | #N/A | 0 | 0 | 0 | 0 | 0 | 0 | 0 | 0 | 0 | 0.4751% | 1 | 50% | 0% | 0% | 0% | 8.2745 | 0 | 0 | 0 | 8.2745 | #N/A
2007-02-10 23:00 | 2 | 10 | 23 | 41.9167 | 983 | 10.94 | -2.92 | 1010 | 10.94 | 1139.1218 | 0 | Heating | 151.8829 | #N/A | #N/A | #N/A | #N/A | 1139.1218 | #N/A | #N/A | 2.737 | #N/A | 0 | 0 | 0 | 0 | 0 | 0 | 0 | 0 | 0 | 0.5063% | 1 | 50% | 0% | 0% | 0% | 8.2745 | 0 | 0 | 0 | 8.2745 | #N/A
2007-02-11 | 2 | 11 | 0 | 41.9584 | 984 | 14 | -2.02 | 1010 | 14 | 1216.1263 | 0 | Heating | 162.1502 | #N/A | #N/A | #N/A | #N/A | 1216.1263 | #N/A | #N/A | 2.7888 | #N/A | 0 | 0 | 0 | 0 | 0 | 0 | 0 | 0 | 0 | 0.5405% | 1 | 50% | 0% | 0% | 0% | 8.2745 | 0 | 0 | 0 | 8.2745 | #N/A
2007-02-11 01:00 | 2 | 11 | 1 | 42.0001 | 985 | 15.08 | -4 | 1011 | 15.08 | 1241.6736 | 0 | Heating | 165.5565 | #N/A | #N/A | #N/A | #N/A | 1241.6736 | #N/A | #N/A | 2.8087 | #N/A | 0 | 0 | 0 | 0 | 0 | 0 | 0 | 0 | 0 | 0.5519% | 1 | 50% | 0% | 0% | 0% | 8.2745 | 0 | 0 | 0 | 8.2745 | #N/A
2007-02-11 02:00 | 2 | 11 | 2 | 42.0417 | 986 | 15.08 | -5.98 | 1012 | 15.08 | 1341.2593 | 0 | Heating | 178.8346 | #N/A | #N/A | #N/A | #N/A | 1341.2593 | #N/A | #N/A | 2.8087 | #N/A | 0 | 0 | 0 | 0 | 0 | 0 | 0 | 0 | 0 | 0.5961% | 1 | 50% | 0% | 0% | 0% | 8.2745 | 0 | 0 | 0 | 8.2745 | #N/A
2007-02-11 03:00 | 2 | 11 | 3 | 42.0834 | 987 | 17.06 | -2.92 | 1011 | 17.06 | 1357.2697 | 0 | Heating | 180.9693 | #N/A | #N/A | #N/A | #N/A | 1357.2697 | #N/A | #N/A | 2.8481 | #N/A | 0 | 0 | 0 | 0 | 0 | 0 | 0 | 0 | 0 | 0.6032% | 1 | 50% | 0% | 0% | 0% | 8.2745 | 0 | 0 | 0 | 8.2745 | #N/A
2007-02-11 04:00 | 2 | 11 | 4 | 42.1251 | 988 | 19.94 | -2.92 | 1011 | 19.94 | 1325.9577 | 0 | Heating | 176.7944 | #N/A | #N/A | #N/A | #N/A | 1325.9577 | #N/A | #N/A | 2.9127 | #N/A | 0 | 0 | 0 | 0 | 0 | 0 | 0 | 0 | 0 | 0.5893% | 1 | 50% | 0% | 0% | 0% | 8.2745 | 0 | 0 | 0 | 8.2745 | #N/A
2007-02-11 05:00 | 2 | 11 | 5 | 42.1667 | 989 | 19.94 | -4 | 1012 | 19.94 | 1341.6664 | 0 | Heating | 178.8889 | #N/A | #N/A | #N/A | #N/A | 1341.6664 | #N/A | #N/A | 2.9127 | #N/A | 0 | 0 | 0 | 0 | 0 | 0 | 0 | 0 | 0 | 0.5963% | 1 | 50% | 0% | 0% | 0% | 8.2745 | 0 | 0 | 0 | 8.2745 | #N/A
2007-02-11 06:00 | 2 | 11 | 6 | 42.2084 | 990 | 30.2 | -5.08 | 1012 | 30.2 | 1295.0668 | 0 | Heating | 172.6756 | #N/A | #N/A | #N/A | #N/A | 1295.0668 | #N/A | #N/A | 3.2375 | #N/A | 0 | 0 | 0 | 0 | 0 | 0 | 0 | 0 | 0 | 0.5756% | 1 | 50% | 0% | 0% | 0% | 8.2745 | 0 | 0 | 0 | 8.2745 | #N/A
2007-02-11 07:00 | 2 | 11 | 7 | 42.2501 | 991 | 33.08 | -5.08 | 1012 | 33.08 | 2659.4345 | 0 | Heating | 354.5913 | #N/A | #N/A | #N/A | #N/A | 2659.4345 | #N/A | #N/A | 3.3624 | #N/A | 0 | 0 | 0 | 0 | 0 | 0 | 0 | 0 | 0 | 1.182% | 1 | 50% | 0% | 0% | 0% | 8.2745 | 0 | 0 | 0 | 8.2745 | #N/A
2007-02-11 08:00 | 2 | 11 | 8 | 42.2917 | 992 | 33.08 | -4 | 1012 | 33.08 | 2035.7519 | 0 | Heating | 271.4336 | #N/A | #N/A | #N/A | #N/A | 2035.7519 | #N/A | #N/A | 3.3624 | #N/A | 0 | 0 | 0 | 0 | 0 | 0 | 0 | 0 | 0 | 0.9048% | 1 | 50% | 0% | 0% | 0% | 8.2745 | 0 | 0 | 0 | 8.2745 | #N/A
2007-02-11 09:00 | 2 | 11 | 9 | 42.3334 | 993 | 32 | -2.02 | 1013 | 32 | 1157.8202 | 0 | Heating | 154.376 | #N/A | #N/A | #N/A | #N/A | 1157.8202 | #N/A | #N/A | 3.3135 | #N/A | 0 | 0 | 0 | 0 | 0 | 0 | 0 | 0 | 0 | 0.5146% | 1 | 50% | 0% | 0% | 0% | 8.2745 | 0 | 0 | 0 | 8.2745 | #N/A
2007-02-11 10:00 | 2 | 11 | 10 | 42.3751 | 994 | 32 | -0.04 | 1013 | 32 | 1029.7816 | 0 | Heating | 137.3042 | #N/A | #N/A | #N/A | #N/A | 1029.7816 | #N/A | #N/A | 3.3135 | #N/A | 0 | 0 | 0 | 0 | 0 | 0 | 0 | 0 | 0 | 0.4577% | 1 | 50% | 0% | 0% | 0% | 8.2745 | 0 | 0 | 0 | 8.2745 | #N/A
2007-02-11 11:00 | 2 | 11 | 11 | 42.4167 | 995 | 33.98 | 1.94 | 1012 | 33.98 | 976.502 | 0 | Heating | 130.2003 | #N/A | #N/A | #N/A | #N/A | 976.502 | #N/A | #N/A | 3.405 | #N/A | 0 | 0 | 0 | 0 | 0 | 0 | 0 | 0 | 0 | 0.434% | 1 | 50% | 0% | 0% | 0% | 8.2745 | 0 | 0 | 0 | 8.2745 | #N/A
2007-02-11 12:00 | 2 | 11 | 12 | 42.4584 | 996 | 35.96 | 3.92 | 1012 | 35.96 | 874.4612 | 0 | Heating | 116.5948 | #N/A | #N/A | #N/A | #N/A | 874.4612 | #N/A | #N/A | 3.5052 | #N/A | 0 | 0 | 0 | 0 | 0 | 0 | 0 | 0 | 0 | 0.3886% | 1 | 50% | 0% | 0% | 0% | 8.2745 | 0 | 0 | 0 | 8.2745 | #N/A
2007-02-11 13:00 | 2 | 11 | 13 | 42.5001 | 997 | 37.04 | 5 | 1011 | 37.04 | 906.1877 | 0 | Heating | 120.825 | #N/A | #N/A | #N/A | #N/A | 906.1877 | #N/A | #N/A | 3.5637 | #N/A | 0 | 0 | 0 | 0 | 0 | 0 | 0 | 0 | 0 | 0.4028% | 1 | 50% | 0% | 0% | 0% | 8.2745 | 0 | 0 | 0 | 8.2745 | #N/A
2007-02-11 14:00 | 2 | 11 | 14 | 42.5417 | 998 | 37.04 | 8.06 | 1010 | 37.04 | 629.033 | 0 | Heating | 83.8711 | #N/A | #N/A | #N/A | #N/A | 629.033 | #N/A | #N/A | 3.5637 | #N/A | 0 | 0 | 0 | 0 | 0 | 0 | 0 | 0 | 0 | 0.2796% | 1 | 50% | 0% | 0% | 0% | 8.2745 | 0 | 0 | 0 | 8.2745 | #N/A
2007-02-11 15:00 | 2 | 11 | 15 | 42.5834 | 999 | 37.94 | 10.04 | 1009 | 37.94 | 599.4891 | 0 | Heating | 79.9319 | #N/A | #N/A | #N/A | #N/A | 599.4891 | #N/A | #N/A | 3.6146 | #N/A | 0 | 0 | 0 | 0 | 0 | 0 | 0 | 0 | 0 | 0.2664% | 1 | 50% | 0% | 0% | 0% | 8.2745 | 0 | 0 | 0 | 8.2745 | #N/A
2007-02-11 16:00 | 2 | 11 | 16 | 42.6251 | 1000 | 37.94 | 8.96 | 1009 | 37.94 | 609.1895 | 0 | Heating | 81.2253 | #N/A | #N/A | #N/A | #N/A | 609.1895 | #N/A | #N/A | 3.6146 | #N/A | 0 | 0 | 0 | 0 | 0 | 0 | 0 | 0 | 0 | 0.2708% | 1 | 50% | 0% | 0% | 0% | 8.2745 | 0 | 0 | 0 | 8.2745 | #N/A
2007-02-11 17:00 | 2 | 11 | 17 | 42.6667 | 1001 | 37.94 | 10.04 | 1009 | 37.94 | 529.5969 | 0 | Heating | 70.6129 | #N/A | #N/A | #N/A | #N/A | 529.5969 | #N/A | #N/A | 3.6146 | #N/A | 0 | 0 | 0 | 0 | 0 | 0 | 0 | 0 | 0 | 0.2354% | 1 | 50% | 0% | 0% | 0% | 8.2745 | 0 | 0 | 0 | 8.2745 | #N/A
2007-02-11 18:00 | 2 | 11 | 18 | 42.7084 | 1002 | 37.94 | 8.96 | 1009 | 37.94 | 605.1685 | 0 | Heating | 80.6891 | #N/A | #N/A | #N/A | #N/A | 605.1685 | #N/A | #N/A | 3.6146 | #N/A | 0 | 0 | 0 | 0 | 0 | 0 | 0 | 0 | 0 | 0.269% | 1 | 50% | 0% | 0% | 0% | 8.2745 | 0 | 0 | 0 | 8.2745 | #N/A
2007-02-11 19:00 | 2 | 11 | 19 | 42.7501 | 1003 | 37.94 | 8.96 | 1009 | 37.94 | 740.1335 | 0 | Heating | 98.6845 | #N/A | #N/A | #N/A | #N/A | 740.1335 | #N/A | #N/A | 3.6146 | #N/A | 0 | 0 | 0 | 0 | 0 | 0 | 0 | 0 | 0 | 0.3289% | 1 | 50% | 0% | 0% | 0% | 8.2745 | 0 | 0 | 0 | 8.2745 | #N/A
2007-02-11 20:00 | 2 | 11 | 20 | 42.7917 | 1004 | 37.94 | 10.04 | 1009 | 37.94 | 768.5015 | 0 | Heating | 102.4669 | #N/A | #N/A | #N/A | #N/A | 768.5015 | #N/A | #N/A | 3.6146 | #N/A | 0 | 0 | 0 | 0 | 0 | 0 | 0 | 0 | 0 | 0.3416% | 1 | 50% | 0% | 0% | 0% | 8.2745 | 0 | 0 | 0 | 8.2745 | #N/A
2007-02-11 21:00 | 2 | 11 | 21 | 42.8334 | 1005 | 37.4 | 8.96 | 1010 | 37.4 | 875.9929 | 0 | Heating | 116.7991 | #N/A | #N/A | #N/A | #N/A | 875.9929 | #N/A | #N/A | 3.5838 | #N/A | 0 | 0 | 0 | 0 | 0 | 0 | 0 | 0 | 0 | 0.3893% | 1 | 50% | 0% | 0% | 0% | 8.2745 | 0 | 0 | 0 | 8.2745 | #N/A
2007-02-11 22:00 | 2 | 11 | 22 | 42.8751 | 1006 | 37.4 | 10.04 | 1010 | 37.4 | 1009.0042 | 0 | Heating | 134.5339 | #N/A | #N/A | #N/A | #N/A | 1009.0042 | #N/A | #N/A | 3.5838 | #N/A | 0 | 0 | 0 | 0 | 0 | 0 | 0 | 0 | 0 | 0.4484% | 1 | 50% | 0% | 0% | 0% | 8.2745 | 0 | 0 | 0 | 8.2745 | #N/A
2007-02-11 23:00 | 2 | 11 | 23 | 42.9167 | 1007 | 37.04 | 8.96 | 1011 | 37.04 | 378.106 | 0 | Heating | 50.4141 | #N/A | #N/A | #N/A | #N/A | 378.106 | #N/A | #N/A | 3.5637 | #N/A | 0 | 0 | 0 | 0 | 0 | 0 | 0 | 0 | 0 | 0.168% | 1 | 50% | 0% | 0% | 0% | 8.2745 | 0 | 0 | 0 | 8.2745 | #N/A
2007-02-12 | 2 | 12 | 0 | 42.9584 | 1008 | 35.06 | 8.96 | 1011 | 35.06 | 562.3928 | 0 | Heating | 74.9857 | #N/A | #N/A | #N/A | #N/A | 562.3928 | #N/A | #N/A | 3.4585 | #N/A | 0 | 0 | 0 | 0 | 0 | 0 | 0 | 0 | 0 | 0.25% | 1 | 50% | 0% | 0% | 0% | 8.2745 | 0 | 0 | 0 | 8.2745 | #N/A
2007-02-12 01:00 | 2 | 12 | 1 | 43.0001 | 1009 | 35.6 | 10.04 | 1012 | 35.6 | 629.9977 | 0 | Heating | 83.9997 | #N/A | #N/A | #N/A | #N/A | 629.9977 | #N/A | #N/A | 3.4863 | #N/A | 0 | 0 | 0 | 0 | 0 | 0 | 0 | 0 | 0 | 0.28% | 1 | 50% | 0% | 0% | 0% | 8.2745 | 0 | 0 | 0 | 8.2745 | #N/A
2007-02-12 02:00 | 2 | 12 | 2 | 43.0417 | 1010 | 37.04 | 12.02 | 1013 | 37.04 | 638.3899 | 0 | Heating | 85.1187 | #N/A | #N/A | #N/A | #N/A | 638.3899 | #N/A | #N/A | 3.5637 | #N/A | 0 | 0 | 0 | 0 | 0 | 0 | 0 | 0 | 0 | 0.2837% | 1 | 50% | 0% | 0% | 0% | 8.2745 | 0 | 0 | 0 | 8.2745 | #N/A
2007-02-12 03:00 | 2 | 12 | 3 | 43.0834 | 1011 | 35.06 | 14 | 1013 | 35.06 | 658.4035 | 0 | Heating | 87.7871 | #N/A | #N/A | #N/A | #N/A | 658.4035 | #N/A | #N/A | 3.4585 | #N/A | 0 | 0 | 0 | 0 | 0 | 0 | 0 | 0 | 0 | 0.2926% | 1 | 50% | 0% | 0% | 0% | 8.2745 | 0 | 0 | 0 | 8.2745 | #N/A
2007-02-12 04:00 | 2 | 12 | 4 | 43.1251 | 1012 | 35.96 | 15.08 | 1014 | 35.96 | 689.8409 | 0 | Heating | 91.9788 | #N/A | #N/A | #N/A | #N/A | 689.8409 | #N/A | #N/A | 3.5052 | #N/A | 0 | 0 | 0 | 0 | 0 | 0 | 0 | 0 | 0 | 0.3066% | 1 | 50% | 0% | 0% | 0% | 8.2745 | 0 | 0 | 0 | 8.2745 | #N/A
2007-02-12 05:00 | 2 | 12 | 5 | 43.1667 | 1013 | 35.96 | 12.92 | 1014 | 35.96 | 711.2427 | 0 | Heating | 94.8324 | #N/A | #N/A | #N/A | #N/A | 711.2427 | #N/A | #N/A | 3.5052 | #N/A | 0 | 0 | 0 | 0 | 0 | 0 | 0 | 0 | 0 | 0.3161% | 1 | 50% | 0% | 0% | 0% | 8.2745 | 0 | 0 | 0 | 8.2745 | #N/A
2007-02-12 06:00 | 2 | 12 | 6 | 43.2084 | 1014 | 37.04 | 14 | 1014 | 37.04 | 717.6756 | 0 | Heating | 95.6901 | #N/A | #N/A | #N/A | #N/A | 717.6756 | #N/A | #N/A | 3.5637 | #N/A | 0 | 0 | 0 | 0 | 0 | 0 | 0 | 0 | 0 | 0.319% | 1 | 50% | 0% | 0% | 0% | 8.2745 | 0 | 0 | 0 | 8.2745 | #N/A
2007-02-12 07:00 | 2 | 12 | 7 | 43.2501 | 1015 | 37.04 | 15.08 | 1015 | 37.04 | 1597.5556 | 0 | Heating | 213.0074 | #N/A | #N/A | #N/A | #N/A | 1597.5556 | #N/A | #N/A | 3.5637 | #N/A | 0 | 0 | 0 | 0 | 0 | 0 | 0 | 0 | 0 | 0.71% | 1 | 50% | 0% | 0% | 0% | 8.2745 | 0 | 0 | 0 | 8.2745 | #N/A
2007-02-12 08:00 | 2 | 12 | 8 | 43.2917 | 1016 | 37.04 | 15.08 | 1016 | 37.04 | 1149.7265 | 0 | Heating | 153.2969 | #N/A | #N/A | #N/A | #N/A | 1149.7265 | #N/A | #N/A | 3.5637 | #N/A | 0 | 0 | 0 | 0 | 0 | 0 | 0 | 0 | 0 | 0.511% | 1 | 50% | 0% | 0% | 0% | 8.2745 | 0 | 0 | 0 | 8.2745 | #N/A
2007-02-12 09:00 | 2 | 12 | 9 | 43.3334 | 1017 | 37.04 | 15.98 | 1016 | 37.04 | 756.4764 | 0 | Heating | 100.8635 | #N/A | #N/A | #N/A | #N/A | 756.4764 | #N/A | #N/A | 3.5637 | #N/A | 0 | 0 | 0 | 0 | 0 | 0 | 0 | 0 | 0 | 0.3362% | 1 | 50% | 0% | 0% | 0% | 8.2745 | 0 | 0 | 0 | 8.2745 | #N/A
2007-02-12 10:00 | 2 | 12 | 10 | 43.3751 | 1018 | 37.04 | 15.08 | 1017 | 37.04 | 682.1202 | 0 | Heating | 90.9494 | #N/A | #N/A | #N/A | #N/A | 682.1202 | #N/A | #N/A | 3.5637 | #N/A | 0 | 0 | 0 | 0 | 0 | 0 | 0 | 0 | 0 | 0.3032% | 1 | 50% | 0% | 0% | 0% | 8.2745 | 0 | 0 | 0 | 8.2745 | #N/A
2007-02-12 11:00 | 2 | 12 | 11 | 43.4167 | 1019 | 37.04 | 17.96 | 1017 | 37.04 | 659.004 | 0 | Heating | 87.8672 | #N/A | #N/A | #N/A | #N/A | 659.004 | #N/A | #N/A | 3.5637 | #N/A | 0 | 0 | 0 | 0 | 0 | 0 | 0 | 0 | 0 | 0.2929% | 1 | 50% | 0% | 0% | 0% | 8.2745 | 0 | 0 | 0 | 8.2745 | #N/A
2007-02-12 12:00 | 2 | 12 | 12 | 43.4584 | 1020 | 37.4 | 19.94 | 1017 | 37.4 | 594.7922 | 0 | Heating | 79.3056 | #N/A | #N/A | #N/A | #N/A | 594.7922 | #N/A | #N/A | 3.5838 | #N/A | 0 | 0 | 0 | 0 | 0 | 0 | 0 | 0 | 0 | 0.2644% | 1 | 50% | 0% | 0% | 0% | 8.2745 | 0 | 0 | 0 | 8.2745 | #N/A
2007-02-12 13:00 | 2 | 12 | 13 | 43.5001 | 1021 | 37.4 | 17.96 | 1016 | 37.4 | 616.1616 | 0 | Heating | 82.1549 | #N/A | #N/A | #N/A | #N/A | 616.1616 | #N/A | #N/A | 3.5838 | #N/A | 0 | 0 | 0 | 0 | 0 | 0 | 0 | 0 | 0 | 0.2738% | 1 | 50% | 0% | 0% | 0% | 8.2745 | 0 | 0 | 0 | 8.2745 | #N/A
2007-02-12 14:00 | 2 | 12 | 14 | 43.5417 | 1022 | 37.04 | 15.98 | 1016 | 37.04 | 468.4865 | 0 | Heating | 62.4649 | #N/A | #N/A | #N/A | #N/A | 468.4865 | #N/A | #N/A | 3.5637 | #N/A | 0 | 0 | 0 | 0 | 0 | 0 | 0 | 0 | 0 | 0.2082% | 1 | 50% | 0% | 0% | 0% | 8.2745 | 0 | 0 | 0 | 8.2745 | #N/A
2007-02-12 15:00 | 2 | 12 | 15 | 43.5834 | 1023 | 37.4 | 15.98 | 1015 | 37.4 | 414.3232 | 0 | Heating | 55.2431 | #N/A | #N/A | #N/A | #N/A | 414.3232 | #N/A | #N/A | 3.5838 | #N/A | 0 | 0 | 0 | 0 | 0 | 0 | 0 | 0 | 0 | 0.1841% | 1 | 50% | 0% | 0% | 0% | 8.2745 | 0 | 0 | 0 | 8.2745 | #N/A
2007-02-12 16:00 | 2 | 12 | 16 | 43.6251 | 1024 | 35.6 | 17.96 | 1015 | 35.6 | 393.4602 | 0 | Heating | 52.4614 | #N/A | #N/A | #N/A | #N/A | 393.4602 | #N/A | #N/A | 3.4863 | #N/A | 0 | 0 | 0 | 0 | 0 | 0 | 0 | 0 | 0 | 0.1749% | 1 | 50% | 0% | 0% | 0% | 8.2745 | 0 | 0 | 0 | 8.2745 | #N/A
2007-02-12 17:00 | 2 | 12 | 17 | 43.6667 | 1025 | 35.96 | 17.96 | 1015 | 35.96 | 362.105 | 0 | Heating | 48.2807 | #N/A | #N/A | #N/A | #N/A | 362.105 | #N/A | #N/A | 3.5052 | #N/A | 0 | 0 | 0 | 0 | 0 | 0 | 0 | 0 | 0 | 0.1609% | 1 | 50% | 0% | 0% | 0% | 8.2745 | 0 | 0 | 0 | 8.2745 | #N/A
2007-02-12 18:00 | 2 | 12 | 18 | 43.7084 | 1026 | 35.06 | 17.96 | 1015 | 35.06 | 431.743 | 0 | Heating | 57.5657 | #N/A | #N/A | #N/A | #N/A | 431.743 | #N/A | #N/A | 3.4585 | #N/A | 0 | 0 | 0 | 0 | 0 | 0 | 0 | 0 | 0 | 0.1919% | 1 | 50% | 0% | 0% | 0% | 8.2745 | 0 | 0 | 0 | 8.2745 | #N/A
2007-02-12 19:00 | 2 | 12 | 19 | 43.7501 | 1027 | 35.06 | 17.96 | 1014 | 35.06 | 529.6224 | 0 | Heating | 70.6163 | #N/A | #N/A | #N/A | #N/A | 529.6224 | #N/A | #N/A | 3.4585 | #N/A | 0 | 0 | 0 | 0 | 0 | 0 | 0 | 0 | 0 | 0.2354% | 1 | 50% | 0% | 0% | 0% | 8.2745 | 0 | 0 | 0 | 8.2745 | #N/A
2007-02-12 20:00 | 2 | 12 | 20 | 43.7917 | 1028 | 35.06 | 17.06 | 1014 | 35.06 | 586.2253 | 0 | Heating | 78.1634 | #N/A | #N/A | #N/A | #N/A | 586.2253 | #N/A | #N/A | 3.4585 | #N/A | 0 | 0 | 0 | 0 | 0 | 0 | 0 | 0 | 0 | 0.2605% | 1 | 50% | 0% | 0% | 0% | 8.2745 | 0 | 0 | 0 | 8.2745 | #N/A
2007-02-12 21:00 | 2 | 12 | 21 | 43.8334 | 1029 | 33.98 | 17.06 | 1013 | 33.98 | 681.0083 | 0 | Heating | 90.8011 | #N/A | #N/A | #N/A | #N/A | 681.0083 | #N/A | #N/A | 3.405 | #N/A | 0 | 0 | 0 | 0 | 0 | 0 | 0 | 0 | 0 | 0.3027% | 1 | 50% | 0% | 0% | 0% | 8.2745 | 0 | 0 | 0 | 8.2745 | #N/A
2007-02-12 22:00 | 2 | 12 | 22 | 43.8751 | 1030 | 33.08 | 17.06 | 1013 | 33.08 | 707.5979 | 0 | Heating | 94.3464 | #N/A | #N/A | #N/A | #N/A | 707.5979 | #N/A | #N/A | 3.3624 | #N/A | 0 | 0 | 0 | 0 | 0 | 0 | 0 | 0 | 0 | 0.3145% | 1 | 50% | 0% | 0% | 0% | 8.2745 | 0 | 0 | 0 | 8.2745 | #N/A
2007-02-12 23:00 | 2 | 12 | 23 | 43.9167 | 1031 | 33.08 | 17.06 | 1012 | 33.08 | 175.4599 | 0 | Heating | 23.3946 | #N/A | #N/A | #N/A | #N/A | 175.4599 | #N/A | #N/A | 3.3624 | #N/A | 0 | 0 | 0 | 0 | 0 | 0 | 0 | 0 | 0 | 0.07798% | 1 | 50% | 0% | 0% | 0% | 8.2745 | 0 | 0 | 0 | 8.2745 | #N/A
2007-02-13 | 2 | 13 | 0 | 43.9584 | 1032 | 33.08 | 15.98 | 1012 | 33.08 | 361.4656 | 0 | Heating | 48.1954 | #N/A | #N/A | #N/A | #N/A | 361.4656 | #N/A | #N/A | 3.3624 | #N/A | 0 | 0 | 0 | 0 | 0 | 0 | 0 | 0 | 0 | 0.1607% | 1 | 50% | 0% | 0% | 0% | 8.2745 | 0 | 0 | 0 | 8.2745 | #N/A
2007-02-13 01:00 | 2 | 13 | 1 | 44.0001 | 1033 | 32 | 17.06 | 1011 | 32 | 420.8498 | 0 | Heating | 56.1133 | #N/A | #N/A | #N/A | #N/A | 420.8498 | #N/A | #N/A | 3.3135 | #N/A | 0 | 0 | 0 | 0 | 0 | 0 | 0 | 0 | 0 | 0.187% | 1 | 50% | 0% | 0% | 0% | 8.2745 | 0 | 0 | 0 | 8.2745 | #N/A
2007-02-13 02:00 | 2 | 13 | 2 | 44.0417 | 1034 | 32 | 17.06 | 1010 | 32 | 468.8375 | 0 | Heating | 62.5117 | #N/A | #N/A | #N/A | #N/A | 468.8375 | #N/A | #N/A | 3.3135 | #N/A | 0 | 0 | 0 | 0 | 0 | 0 | 0 | 0 | 0 | 0.2084% | 1 | 50% | 0% | 0% | 0% | 8.2745 | 0 | 0 | 0 | 8.2745 | #N/A
2007-02-13 03:00 | 2 | 13 | 3 | 44.0834 | 1035 | 32 | 17.06 | 1009 | 32 | 511.3083 | 0 | Heating | 68.1744 | #N/A | #N/A | #N/A | #N/A | 511.3083 | #N/A | #N/A | 3.3135 | #N/A | 0 | 0 | 0 | 0 | 0 | 0 | 0 | 0 | 0 | 0.2272% | 1 | 50% | 0% | 0% | 0% | 8.2745 | 0 | 0 | 0 | 8.2745 | #N/A
2007-02-13 04:00 | 2 | 13 | 4 | 44.1251 | 1036 | 32 | 15.98 | 1009 | 32 | 519.5523 | 0 | Heating | 69.2736 | #N/A | #N/A | #N/A | #N/A | 519.5523 | #N/A | #N/A | 3.3135 | #N/A | 0 | 0 | 0 | 0 | 0 | 0 | 0 | 0 | 0 | 0.2309% | 1 | 50% | 0% | 0% | 0% | 8.2745 | 0 | 0 | 0 | 8.2745 | #N/A
2007-02-13 05:00 | 2 | 13 | 5 | 44.1667 | 1037 | 32 | 15.98 | 1008 | 32 | 546.1933 | 0 | Heating | 72.8258 | #N/A | #N/A | #N/A | #N/A | 546.1933 | #N/A | #N/A | 3.3135 | #N/A | 0 | 0 | 0 | 0 | 0 | 0 | 0 | 0 | 0 | 0.2428% | 1 | 50% | 0% | 0% | 0% | 8.2745 | 0 | 0 | 0 | 8.2745 | #N/A
2007-02-13 06:00 | 2 | 13 | 6 | 44.2084 | 1038 | 32 | 17.06 | 1008 | 32 | 548.7017 | 0 | Heating | 73.1602 | #N/A | #N/A | #N/A | #N/A | 548.7017 | #N/A | #N/A | 3.3135 | #N/A | 0 | 0 | 0 | 0 | 0 | 0 | 0 | 0 | 0 | 0.2439% | 1 | 50% | 0% | 0% | 0% | 8.2745 | 0 | 0 | 0 | 8.2745 | #N/A
2007-02-13 07:00 | 2 | 13 | 7 | 44.2501 | 1039 | 30.02 | 17.06 | 1007 | 30.02 | 1254.4406 | 0 | Heating | 167.2587 | #N/A | #N/A | #N/A | #N/A | 1254.4406 | #N/A | #N/A | 3.2302 | #N/A | 0 | 0 | 0 | 0 | 0 | 0 | 0 | 0 | 0 | 0.5575% | 1 | 50% | 0% | 0% | 0% | 8.2745 | 0 | 0 | 0 | 8.2745 | #N/A
2007-02-13 08:00 | 2 | 13 | 8 | 44.2917 | 1040 | 30.02 | 17.06 | 1007 | 30.02 | 896.7164 | 0 | Heating | 119.5622 | #N/A | #N/A | #N/A | #N/A | 896.7164 | #N/A | #N/A | 3.2302 | #N/A | 0 | 0 | 0 | 0 | 0 | 0 | 0 | 0 | 0 | 0.3985% | 1 | 50% | 0% | 0% | 0% | 8.2745 | 0 | 0 | 0 | 8.2745 | #N/A
2007-02-13 09:00 | 2 | 13 | 9 | 44.3334 | 1041 | 33.08 | 17.96 | 1007 | 33.08 | 551.2195 | 0 | Heating | 73.4959 | #N/A | #N/A | #N/A | #N/A | 551.2195 | #N/A | #N/A | 3.3624 | #N/A | 0 | 0 | 0 | 0 | 0 | 0 | 0 | 0 | 0 | 0.245% | 1 | 50% | 0% | 0% | 0% | 8.2745 | 0 | 0 | 0 | 8.2745 | #N/A
2007-02-13 10:00 | 2 | 13 | 10 | 44.3751 | 1042 | 33.98 | 19.04 | 1007 | 33.98 | 495.4731 | 0 | Heating | 66.0631 | #N/A | #N/A | #N/A | #N/A | 495.4731 | #N/A | #N/A | 3.405 | #N/A | 0 | 0 | 0 | 0 | 0 | 0 | 0 | 0 | 0 | 0.2202% | 1 | 50% | 0% | 0% | 0% | 8.2745 | 0 | 0 | 0 | 8.2745 | #N/A
2007-02-13 11:00 | 2 | 13 | 11 | 44.4167 | 1043 | 33.98 | 19.94 | 1007 | 33.98 | 481.6709 | 0 | Heating | 64.2228 | #N/A | #N/A | #N/A | #N/A | 481.6709 | #N/A | #N/A | 3.405 | #N/A | 0 | 0 | 0 | 0 | 0 | 0 | 0 | 0 | 0 | 0.2141% | 1 | 50% | 0% | 0% | 0% | 8.2745 | 0 | 0 | 0 | 8.2745 | #N/A
2007-02-13 12:00 | 2 | 13 | 12 | 44.4584 | 1044 | 35.96 | 19.94 | 1006 | 35.96 | 413.8406 | 0 | Heating | 55.1787 | #N/A | #N/A | #N/A | #N/A | 413.8406 | #N/A | #N/A | 3.5052 | #N/A | 0 | 0 | 0 | 0 | 0 | 0 | 0 | 0 | 0 | 0.1839% | 1 | 50% | 0% | 0% | 0% | 8.2745 | 0 | 0 | 0 | 8.2745 | #N/A
2007-02-13 13:00 | 2 | 13 | 13 | 44.5001 | 1045 | 37.94 | 17.06 | 1005 | 37.94 | 451.8528 | 0 | Heating | 60.247 | #N/A | #N/A | #N/A | #N/A | 451.8528 | #N/A | #N/A | 3.6146 | #N/A | 0 | 0 | 0 | 0 | 0 | 0 | 0 | 0 | 0 | 0.2008% | 1 | 50% | 0% | 0% | 0% | 8.2745 | 0 | 0 | 0 | 8.2745 | #N/A
2007-02-13 14:00 | 2 | 13 | 14 | 44.5417 | 1046 | 37.94 | 17.96 | 1005 | 37.94 | 377.8205 | 0 | Heating | 50.3761 | #N/A | #N/A | #N/A | #N/A | 377.8205 | #N/A | #N/A | 3.6146 | #N/A | 0 | 0 | 0 | 0 | 0 | 0 | 0 | 0 | 0 | 0.1679% | 1 | 50% | 0% | 0% | 0% | 8.2745 | 0 | 0 | 0 | 8.2745 | #N/A
2007-02-13 15:00 | 2 | 13 | 15 | 44.5834 | 1047 | 37.94 | 17.06 | 1005 | 37.94 | 377.7165 | 0 | Heating | 50.3622 | #N/A | #N/A | #N/A | #N/A | 377.7165 | #N/A | #N/A | 3.6146 | #N/A | 0 | 0 | 0 | 0 | 0 | 0 | 0 | 0 | 0 | 0.1679% | 1 | 50% | 0% | 0% | 0% | 8.2745 | 0 | 0 | 0 | 8.2745 | #N/A
2007-02-13 16:00 | 2 | 13 | 16 | 44.6251 | 1048 | 37.94 | 15.98 | 1006 | 37.94 | 343.9977 | 0 | Heating | 45.8664 | #N/A | #N/A | #N/A | #N/A | 343.9977 | #N/A | #N/A | 3.6146 | #N/A | 0 | 0 | 0 | 0 | 0 | 0 | 0 | 0 | 0 | 0.1529% | 1 | 50% | 0% | 0% | 0% | 8.2745 | 0 | 0 | 0 | 8.2745 | #N/A
2007-02-13 17:00 | 2 | 13 | 17 | 44.6667 | 1049 | 37.94 | 14 | 1006 | 37.94 | 306.7519 | 0 | Heating | 40.9002 | #N/A | #N/A | #N/A | #N/A | 306.7519 | #N/A | #N/A | 3.6146 | #N/A | 0 | 0 | 0 | 0 | 0 | 0 | 0 | 0 | 0 | 0.1363% | 1 | 50% | 0% | 0% | 0% | 8.2745 | 0 | 0 | 0 | 8.2745 | #N/A
2007-02-13 18:00 | 2 | 13 | 18 | 44.7084 | 1050 | 33.98 | 12.02 | 1006 | 33.98 | 416.941 | 0 | Heating | 55.5921 | #N/A | #N/A | #N/A | #N/A | 416.941 | #N/A | #N/A | 3.405 | #N/A | 0 | 0 | 0 | 0 | 0 | 0 | 0 | 0 | 0 | 0.1853% | 1 | 50% | 0% | 0% | 0% | 8.2745 | 0 | 0 | 0 | 8.2745 | #N/A
2007-02-13 19:00 | 2 | 13 | 19 | 44.7501 | 1051 | 33.08 | 15.08 | 1006 | 33.08 | 557.4421 | 0 | Heating | 74.3256 | #N/A | #N/A | #N/A | #N/A | 557.4421 | #N/A | #N/A | 3.3624 | #N/A | 0 | 0 | 0 | 0 | 0 | 0 | 0 | 0 | 0 | 0.2478% | 1 | 50% | 0% | 0% | 0% | 8.2745 | 0 | 0 | 0 | 8.2745 | #N/A
2007-02-13 20:00 | 2 | 13 | 20 | 44.7917 | 1052 | 33.08 | 19.04 | 1006 | 33.08 | 578.5488 | 0 | Heating | 77.1398 | #N/A | #N/A | #N/A | #N/A | 578.5488 | #N/A | #N/A | 3.3624 | #N/A | 0 | 0 | 0 | 0 | 0 | 0 | 0 | 0 | 0 | 0.2571% | 1 | 50% | 0% | 0% | 0% | 8.2745 | 0 | 0 | 0 | 8.2745 | #N/A
2007-02-13 21:00 | 2 | 13 | 21 | 44.8334 | 1053 | 32 | 17.96 | 1006 | 32 | 654.3502 | 0 | Heating | 87.2467 | #N/A | #N/A | #N/A | #N/A | 654.3502 | #N/A | #N/A | 3.3135 | #N/A | 0 | 0 | 0 | 0 | 0 | 0 | 0 | 0 | 0 | 0.2908% | 1 | 50% | 0% | 0% | 0% | 8.2745 | 0 | 0 | 0 | 8.2745 | #N/A
2007-02-13 22:00 | 2 | 13 | 22 | 44.8751 | 1054 | 30.92 | 15.98 | 1006 | 30.92 | 715.3923 | 0 | Heating | 95.3856 | #N/A | #N/A | #N/A | #N/A | 715.3923 | #N/A | #N/A | 3.2671 | #N/A | 0 | 0 | 0 | 0 | 0 | 0 | 0 | 0 | 0 | 0.318% | 1 | 50% | 0% | 0% | 0% | 8.2745 | 0 | 0 | 0 | 8.2745 | #N/A
2007-02-13 23:00 | 2 | 13 | 23 | 44.9167 | 1055 | 30.92 | 14 | 1005 | 30.92 | 162.9927 | 0 | Heating | 21.7324 | #N/A | #N/A | #N/A | #N/A | 162.9927 | #N/A | #N/A | 3.2671 | #N/A | 0 | 0 | 0 | 0 | 0 | 0 | 0 | 0 | 0 | 0.07244% | 1 | 50% | 0% | 0% | 0% | 8.2745 | 0 | 0 | 0 | 8.2745 | #N/A
2007-02-14 | 2 | 14 | 0 | 44.9584 | 1056 | 30.02 | 14 | 1005 | 30.02 | 328.071 | 0 | Heating | 43.7428 | #N/A | #N/A | #N/A | #N/A | 328.071 | #N/A | #N/A | 3.2302 | #N/A | 0 | 0 | 0 | 0 | 0 | 0 | 0 | 0 | 0 | 0.1458% | 1 | 50% | 0% | 0% | 0% | 8.2745 | 0 | 0 | 0 | 8.2745 | #N/A
2007-02-14 01:00 | 2 | 14 | 1 | 45.0001 | 1057 | 28.94 | 17.06 | 1005 | 28.94 | 393.4109 | 0 | Heating | 52.4548 | #N/A | #N/A | #N/A | #N/A | 393.4109 | #N/A | #N/A | 3.188 | #N/A | 0 | 0 | 0 | 0 | 0 | 0 | 0 | 0 | 0 | 0.1748% | 1 | 50% | 0% | 0% | 0% | 8.2745 | 0 | 0 | 0 | 8.2745 | #N/A
2007-02-14 02:00 | 2 | 14 | 2 | 45.0417 | 1058 | 28.94 | 17.96 | 1005 | 28.94 | 451.6342 | 0 | Heating | 60.2179 | #N/A | #N/A | #N/A | #N/A | 451.6342 | #N/A | #N/A | 3.188 | #N/A | 0 | 0 | 0 | 0 | 0 | 0 | 0 | 0 | 0 | 0.2007% | 1 | 50% | 0% | 0% | 0% | 8.2745 | 0 | 0 | 0 | 8.2745 | #N/A
2007-02-14 03:00 | 2 | 14 | 3 | 45.0834 | 1059 | 28.04 | 15.98 | 1005 | 28.04 | 477.8147 | 0 | Heating | 63.7086 | #N/A | #N/A | #N/A | #N/A | 477.8147 | #N/A | #N/A | 3.1545 | #N/A | 0 | 0 | 0 | 0 | 0 | 0 | 0 | 0 | 0 | 0.2124% | 1 | 50% | 0% | 0% | 0% | 8.2745 | 0 | 0 | 0 | 8.2745 | #N/A
2007-02-14 04:00 | 2 | 14 | 4 | 45.1251 | 1060 | 26.06 | 17.06 | 1004 | 26.06 | 499.1148 | 0 | Heating | 66.5486 | #N/A | #N/A | #N/A | #N/A | 499.1148 | #N/A | #N/A | 3.0859 | #N/A | 0 | 0 | 0 | 0 | 0 | 0 | 0 | 0 | 0 | 0.2218% | 1 | 50% | 0% | 0% | 0% | 8.2745 | 0 | 0 | 0 | 8.2745 | #N/A
2007-02-14 05:00 | 2 | 14 | 5 | 45.1667 | 1061 | 26.06 | 17.96 | 1005 | 26.06 | 531.6019 | 0 | Heating | 70.8803 | #N/A | #N/A | #N/A | #N/A | 531.6019 | #N/A | #N/A | 3.0859 | #N/A | 0 | 0 | 0 | 0 | 0 | 0 | 0 | 0 | 0 | 0.2363% | 1 | 50% | 0% | 0% | 0% | 8.2745 | 0 | 0 | 0 | 8.2745 | #N/A
2007-02-14 06:00 | 2 | 14 | 6 | 45.2084 | 1062 | 24.98 | 19.94 | 1005 | 24.98 | 504.2215 | 0 | Heating | 67.2295 | #N/A | #N/A | #N/A | #N/A | 504.2215 | #N/A | #N/A | 3.0513 | #N/A | 0 | 0 | 0 | 0 | 0 | 0 | 0 | 0 | 0 | 0.2241% | 1 | 50% | 0% | 0% | 0% | 8.2745 | 0 | 0 | 0 | 8.2745 | #N/A
2007-02-14 07:00 | 2 | 14 | 7 | 45.2501 | 1063 | 24.08 | 19.94 | 1006 | 24.08 | 1202.3549 | 0 | Heating | 160.314 | #N/A | #N/A | #N/A | #N/A | 1202.3549 | #N/A | #N/A | 3.0238 | #N/A | 0 | 0 | 0 | 0 | 0 | 0 | 0 | 0 | 0 | 0.5344% | 1 | 50% | 0% | 0% | 0% | 8.2745 | 0 | 0 | 0 | 8.2745 | #N/A
2007-02-14 08:00 | 2 | 14 | 8 | 45.2917 | 1064 | 24.08 | 19.04 | 1007 | 24.08 | 879.8543 | 0 | Heating | 117.3139 | #N/A | #N/A | #N/A | #N/A | 879.8543 | #N/A | #N/A | 3.0238 | #N/A | 0 | 0 | 0 | 0 | 0 | 0 | 0 | 0 | 0 | 0.391% | 1 | 50% | 0% | 0% | 0% | 8.2745 | 0 | 0 | 0 | 8.2745 | #N/A
2007-02-14 09:00 | 2 | 14 | 9 | 45.3334 | 1065 | 30.92 | 19.04 | 1007 | 30.92 | 503.8934 | 0 | Heating | 67.1858 | #N/A | #N/A | #N/A | #N/A | 503.8934 | #N/A | #N/A | 3.2671 | #N/A | 0 | 0 | 0 | 0 | 0 | 0 | 0 | 0 | 0 | 0.224% | 1 | 50% | 0% | 0% | 0% | 8.2745 | 0 | 0 | 0 | 8.2745 | #N/A
2007-02-14 10:00 | 2 | 14 | 10 | 45.3751 | 1066 | 35.06 | 19.94 | 1008 | 35.06 | 373.1868 | 0 | Heating | 49.7582 | #N/A | #N/A | #N/A | #N/A | 373.1868 | #N/A | #N/A | 3.4585 | #N/A | 0 | 0 | 0 | 0 | 0 | 0 | 0 | 0 | 0 | 0.1659% | 1 | 50% | 0% | 0% | 0% | 8.2745 | 0 | 0 | 0 | 8.2745 | #N/A
2007-02-14 11:00 | 2 | 14 | 11 | 45.4167 | 1067 | 35.06 | 19.04 | 1009 | 35.06 | 318.9109 | 0 | Heating | 42.5215 | #N/A | #N/A | #N/A | #N/A | 318.9109 | #N/A | #N/A | 3.4585 | #N/A | 0 | 0 | 0 | 0 | 0 | 0 | 0 | 0 | 0 | 0.1417% | 1 | 50% | 0% | 0% | 0% | 8.2745 | 0 | 0 | 0 | 8.2745 | #N/A
2007-02-14 12:00 | 2 | 14 | 12 | 45.4584 | 1068 | 35.06 | 19.04 | 1009 | 35.06 | 230.5279 | 0 | Heating | 30.7371 | #N/A | #N/A | #N/A | #N/A | 230.5279 | #N/A | #N/A | 3.4585 | #N/A | 0 | 0 | 0 | 0 | 0 | 0 | 0 | 0 | 0 | 0.1025% | 1 | 50% | 0% | 0% | 0% | 8.2745 | 0 | 0 | 0 | 8.2745 | #N/A
2007-02-14 13:00 | 2 | 14 | 13 | 45.5001 | 1069 | 35.96 | 19.94 | 1009 | 35.96 | 222.0652 | 0 | Heating | 29.6087 | #N/A | #N/A | #N/A | #N/A | 222.0652 | #N/A | #N/A | 3.5052 | #N/A | 0 | 0 | 0 | 0 | 0 | 0 | 0 | 0 | 0 | 0.0987% | 1 | 50% | 0% | 0% | 0% | 8.2745 | 0 | 0 | 0 | 8.2745 | #N/A
2007-02-14 14:00 | 2 | 14 | 14 | 45.5417 | 1070 | 35.96 | 19.94 | 1009 | 35.96 | 113.8657 | 0 | Heating | 15.1821 | #N/A | #N/A | #N/A | #N/A | 113.8657 | #N/A | #N/A | 3.5052 | #N/A | 0 | 0 | 0 | 0 | 0 | 0 | 0 | 0 | 0 | 0.05061% | 1 | 50% | 0% | 0% | 0% | 8.2745 | 0 | 0 | 0 | 8.2745 | #N/A
2007-02-14 15:00 | 2 | 14 | 15 | 45.5834 | 1071 | 39.02 | 17.06 | 1009 | 39.02 | 97.6464 | 0 | Heating | 13.0195 | #N/A | #N/A | #N/A | #N/A | 97.6464 | #N/A | #N/A | 3.6785 | #N/A | 0 | 0 | 0 | 0 | 0 | 0 | 0 | 0 | 0 | 0.0434% | 1 | 50% | 0% | 0% | 0% | 8.2745 | 0 | 0 | 0 | 8.2745 | #N/A
2007-02-14 16:00 | 2 | 14 | 16 | 45.6251 | 1072 | 37.94 | 14 | 1009 | 37.94 | 101.3144 | 0 | Heating | 13.5086 | #N/A | #N/A | #N/A | #N/A | 101.3144 | #N/A | #N/A | 3.6146 | #N/A | 0 | 0 | 0 | 0 | 0 | 0 | 0 | 0 | 0 | 0.04503% | 1 | 50% | 0% | 0% | 0% | 8.2745 | 0 | 0 | 0 | 8.2745 | #N/A
2007-02-14 17:00 | 2 | 14 | 17 | 45.6667 | 1073 | 37.94 | 14 | 1010 | 37.94 | 109.5285 | 0 | Heating | 14.6038 | #N/A | #N/A | #N/A | #N/A | 109.5285 | #N/A | #N/A | 3.6146 | #N/A | 0 | 0 | 0 | 0 | 0 | 0 | 0 | 0 | 0 | 0.04868% | 1 | 50% | 0% | 0% | 0% | 8.2745 | 0 | 0 | 0 | 8.2745 | #N/A
2007-02-14 18:00 | 2 | 14 | 18 | 45.7084 | 1074 | 35.96 | 14 | 1010 | 35.96 | 191.3946 | 0 | Heating | 25.5193 | #N/A | #N/A | #N/A | #N/A | 191.3946 | #N/A | #N/A | 3.5052 | #N/A | 0 | 0 | 0 | 0 | 0 | 0 | 0 | 0 | 0 | 0.08506% | 1 | 50% | 0% | 0% | 0% | 8.2745 | 0 | 0 | 0 | 8.2745 | #N/A
2007-02-14 19:00 | 2 | 14 | 19 | 45.7501 | 1075 | 32 | 15.98 | 1010 | 32 | 301.3074 | 0 | Heating | 40.1743 | #N/A | #N/A | #N/A | #N/A | 301.3074 | #N/A | #N/A | 3.3135 | #N/A | 0 | 0 | 0 | 0 | 0 | 0 | 0 | 0 | 0 | 0.1339% | 1 | 50% | 0% | 0% | 0% | 8.2745 | 0 | 0 | 0 | 8.2745 | #N/A
2007-02-14 20:00 | 2 | 14 | 20 | 45.7917 | 1076 | 32 | 14 | 1010 | 32 | 374.2832 | 0 | Heating | 49.9044 | #N/A | #N/A | #N/A | #N/A | 374.2832 | #N/A | #N/A | 3.3135 | #N/A | 0 | 0 | 0 | 0 | 0 | 0 | 0 | 0 | 0 | 0.1663% | 1 | 50% | 0% | 0% | 0% | 8.2745 | 0 | 0 | 0 | 8.2745 | #N/A
2007-02-14 21:00 | 2 | 14 | 21 | 45.8334 | 1077 | 32 | 15.08 | 1010 | 32 | 485.739 | 0 | Heating | 64.7652 | #N/A | #N/A | #N/A | #N/A | 485.739 | #N/A | #N/A | 3.3135 | #N/A | 0 | 0 | 0 | 0 | 0 | 0 | 0 | 0 | 0 | 0.2159% | 1 | 50% | 0% | 0% | 0% | 8.2745 | 0 | 0 | 0 | 8.2745 | #N/A
2007-02-14 22:00 | 2 | 14 | 22 | 45.8751 | 1078 | 30.02 | 17.06 | 1010 | 30.02 | 535.1561 | 0 | Heating | 71.3541 | #N/A | #N/A | #N/A | #N/A | 535.1561 | #N/A | #N/A | 3.2302 | #N/A | 0 | 0 | 0 | 0 | 0 | 0 | 0 | 0 | 0 | 0.2378% | 1 | 50% | 0% | 0% | 0% | 8.2745 | 0 | 0 | 0 | 8.2745 | #N/A
2007-02-14 23:00 | 2 | 14 | 23 | 45.9167 | 1079 | 30.02 | 17.06 | 1009 | 30.02 | 35.27 | 0 | Heating | 4.7027 | #N/A | #N/A | #N/A | #N/A | 35.27 | #N/A | #N/A | 3.2302 | #N/A | 0 | 0 | 0 | 0 | 0 | 0 | 0 | 0 | 0 | 0.01568% | 1 | 50% | 0% | 0% | 0% | 8.2745 | 0 | 0 | 0 | 8.2745 | #N/A
2007-02-15 | 2 | 15 | 0 | 45.9584 | 1080 | 33.98 | 21.02 | 1008 | 33.98 | 87.4876 | 0 | Heating | 11.665 | #N/A | #N/A | #N/A | #N/A | 87.4876 | #N/A | #N/A | 3.405 | #N/A | 0 | 0 | 0 | 0 | 0 | 0 | 0 | 0 | 0 | 0.03888% | 1 | 50% | 0% | 0% | 0% | 8.2745 | 0 | 0 | 0 | 8.2745 | #N/A
2007-02-15 01:00 | 2 | 15 | 1 | 46.0001 | 1081 | 35.96 | 23 | 1007 | 35.96 | 77.3377 | 0 | Heating | 10.3117 | #N/A | #N/A | #N/A | #N/A | 77.3377 | #N/A | #N/A | 3.5052 | #N/A | 0 | 0 | 0 | 0 | 0 | 0 | 0 | 0 | 0 | 0.03437% | 1 | 50% | 0% | 0% | 0% | 8.2745 | 0 | 0 | 0 | 8.2745 | #N/A
2007-02-15 02:00 | 2 | 15 | 2 | 46.0417 | 1082 | 35.96 | 23 | 1006 | 35.96 | 76.4662 | 0 | Heating | 10.1955 | #N/A | #N/A | #N/A | #N/A | 76.4662 | #N/A | #N/A | 3.5052 | #N/A | 0 | 0 | 0 | 0 | 0 | 0 | 0 | 0 | 0 | 0.03398% | 1 | 50% | 0% | 0% | 0% | 8.2745 | 0 | 0 | 0 | 8.2745 | #N/A
2007-02-15 03:00 | 2 | 15 | 3 | 46.0834 | 1083 | 35.96 | 21.02 | 1005 | 35.96 | 143.4208 | 0 | Heating | 19.1228 | #N/A | #N/A | #N/A | #N/A | 143.4208 | #N/A | #N/A | 3.5052 | #N/A | 0 | 0 | 0 | 0 | 0 | 0 | 0 | 0 | 0 | 0.06374% | 1 | 50% | 0% | 0% | 0% | 8.2745 | 0 | 0 | 0 | 8.2745 | #N/A
2007-02-15 04:00 | 2 | 15 | 4 | 46.1251 | 1084 | 35.96 | 21.02 | 1004 | 35.96 | 212.1852 | 0 | Heating | 28.2914 | #N/A | #N/A | #N/A | #N/A | 212.1852 | #N/A | #N/A | 3.5052 | #N/A | 0 | 0 | 0 | 0 | 0 | 0 | 0 | 0 | 0 | 0.0943% | 1 | 50% | 0% | 0% | 0% | 8.2745 | 0 | 0 | 0 | 8.2745 | #N/A
2007-02-15 05:00 | 2 | 15 | 5 | 46.1667 | 1085 | 35.96 | 21.02 | 1003 | 35.96 | 251.0361 | 0 | Heating | 33.4715 | #N/A | #N/A | #N/A | #N/A | 251.0361 | #N/A | #N/A | 3.5052 | #N/A | 0 | 0 | 0 | 0 | 0 | 0 | 0 | 0 | 0 | 0.1116% | 1 | 50% | 0% | 0% | 0% | 8.2745 | 0 | 0 | 0 | 8.2745 | #N/A
2007-02-15 06:00 | 2 | 15 | 6 | 46.2084 | 1086 | 35.96 | 21.02 | 1002 | 35.96 | 211.8343 | 0 | Heating | 28.2446 | #N/A | #N/A | #N/A | #N/A | 211.8343 | #N/A | #N/A | 3.5052 | #N/A | 0 | 0 | 0 | 0 | 0 | 0 | 0 | 0 | 0 | 0.09415% | 1 | 50% | 0% | 0% | 0% | 8.2745 | 0 | 0 | 0 | 8.2745 | #N/A
2007-02-15 07:00 | 2 | 15 | 7 | 46.2501 | 1087 | 35.06 | 23 | 1002 | 35.06 | 844.3306 | 0 | Heating | 112.5774 | #N/A | #N/A | #N/A | #N/A | 844.3306 | #N/A | #N/A | 3.4585 | #N/A | 0 | 0 | 0 | 0 | 0 | 0 | 0 | 0 | 0 | 0.3753% | 1 | 50% | 0% | 0% | 0% | 8.2745 | 0 | 0 | 0 | 8.2745 | #N/A
2007-02-15 08:00 | 2 | 15 | 8 | 46.2917 | 1088 | 35.06 | 24.08 | 1002 | 35.06 | 457.6681 | 0 | Heating | 61.0224 | #N/A | #N/A | #N/A | #N/A | 457.6681 | #N/A | #N/A | 3.4585 | #N/A | 0 | 0 | 0 | 0 | 0 | 0 | 0 | 0 | 0 | 0.2034% | 1 | 50% | 0% | 0% | 0% | 8.2745 | 0 | 0 | 0 | 8.2745 | #N/A
2007-02-15 09:00 | 2 | 15 | 9 | 46.3334 | 1089 | 37.04 | 24.98 | 1001 | 37.04 | 119.0915 | 0 | Heating | 15.8789 | #N/A | #N/A | #N/A | #N/A | 119.0915 | #N/A | #N/A | 3.5637 | #N/A | 0 | 0 | 0 | 0 | 0 | 0 | 0 | 0 | 0 | 0.05293% | 1 | 50% | 0% | 0% | 0% | 8.2745 | 0 | 0 | 0 | 8.2745 | #N/A
2007-02-15 10:00 | 2 | 15 | 10 | 46.3751 | 1090 | 39.92 | 26.06 | 1001 | 39.92 | 51.319 | 0 | Heating | 6.8425 | #N/A | #N/A | #N/A | #N/A | 51.319 | #N/A | #N/A | 3.7339 | #N/A | 0 | 0 | 0 | 0 | 0 | 0 | 0 | 0 | 0 | 0.02281% | 1 | 50% | 0% | 0% | 0% | 8.2745 | 0 | 0 | 0 | 8.2745 | #N/A
2007-02-15 11:00 | 2 | 15 | 11 | 46.4167 | 1091 | 39.92 | 26.96 | 1000 | 39.92 | 33.3417 | 0 | Heating | 4.4456 | #N/A | #N/A | #N/A | #N/A | 33.3417 | #N/A | #N/A | 3.7339 | #N/A | 0 | 0 | 0 | 0 | 0 | 0 | 0 | 0 | 0 | 0.01482% | 1 | 50% | 0% | 0% | 0% | 8.2745 | 0 | 0 | 0 | 8.2745 | #N/A
2007-02-15 12:00 | 2 | 15 | 12 | 46.4584 | 1092 | 46.04 | 28.94 | 1000 | 46.04 | 16.6508 | 0 | Heating | 2.2201 | #N/A | #N/A | #N/A | #N/A | 16.6508 | #N/A | #N/A | 4.1705 | #N/A | 0 | 0 | 0 | 0 | 0 | 0 | 0 | 0 | 0 | 0.0074% | 1 | 50% | 0% | 0% | 0% | 8.2745 | 0 | 0 | 0 | 8.2745 | #N/A
2007-02-15 13:00 | 2 | 15 | 13 | 46.5001 | 1093 | 46.94 | 28.94 | 999 | 46.94 | 16.7552 | 0 | Heating | 2.234 | #N/A | #N/A | #N/A | #N/A | 16.7552 | #N/A | #N/A | 4.2441 | #N/A | 0 | 0 | 0 | 0 | 0 | 0 | 0 | 0 | 0 | 0.007447% | 1 | 50% | 0% | 0% | 0% | 8.2745 | 0 | 0 | 0 | 8.2745 | #N/A
2007-02-15 14:00 | 2 | 15 | 14 | 46.5417 | 1094 | 46.94 | 30.92 | 999 | 46.94 | 8.5414 | 0 | Heating | 1.1389 | #N/A | #N/A | #N/A | #N/A | 8.5414 | #N/A | #N/A | 4.2441 | #N/A | 0 | 0 | 0 | 0 | 0 | 0 | 0 | 0 | 0 | 0.003796% | 1 | 50% | 0% | 0% | 0% | 8.2745 | 0 | 0 | 0 | 8.2745 | #N/A
2007-02-15 15:00 | 2 | 15 | 15 | 46.5834 | 1095 | 44.06 | 30.92 | 999 | 44.06 | 5.3369 | 0 | Heating | 0.71158 | #N/A | #N/A | #N/A | #N/A | 5.3369 | #N/A | #N/A | 4.0174 | #N/A | 0 | 0 | 0 | 0 | 0 | 0 | 0 | 0 | 0 | 0.002372% | 1 | 50% | 0% | 0% | 0% | 8.2745 | 0 | 0 | 0 | 8.2745 | #N/A
2007-02-15 16:00 | 2 | 15 | 16 | 46.6251 | 1096 | 44.06 | 30.92 | 999 | 44.06 | 4.4577 | 0 | Heating | 0.59436 | #N/A | #N/A | #N/A | #N/A | 4.4577 | #N/A | #N/A | 4.0174 | #N/A | 0 | 0 | 0 | 0 | 0 | 0 | 0 | 0 | 0 | 0.001981% | 1 | 50% | 0% | 0% | 0% | 8.2745 | 0 | 0 | 0 | 8.2745 | #N/A
2007-02-15 17:00 | 2 | 15 | 17 | 46.6667 | 1097 | 44.06 | 30.92 | 999 | 44.06 | 2.5229 | 0 | Heating | 0.33639 | #N/A | #N/A | #N/A | #N/A | 2.5229 | #N/A | #N/A | 4.0174 | #N/A | 0 | 0 | 0 | 0 | 0 | 0 | 0 | 0 | 0 | 0.001121% | 1 | 50% | 0% | 0% | 0% | 8.2745 | 0 | 0 | 0 | 8.2745 | #N/A
2007-02-15 18:00 | 2 | 15 | 18 | 46.7084 | 1098 | 39.92 | 32 | 999 | 39.92 | 6.0147 | 0 | Heating | 0.80196 | #N/A | #N/A | #N/A | #N/A | 6.0147 | #N/A | #N/A | 3.7339 | #N/A | 0 | 0 | 0 | 0 | 0 | 0 | 0 | 0 | 0 | 0.002673% | 1 | 50% | 0% | 0% | 0% | 8.2745 | 0 | 0 | 0 | 8.2745 | #N/A
2007-02-15 19:00 | 2 | 15 | 19 | 46.7501 | 1099 | 39.02 | 32 | 1000 | 39.02 | 17.0697 | 0 | Heating | 2.276 | #N/A | #N/A | #N/A | #N/A | 17.0697 | #N/A | #N/A | 3.6785 | #N/A | 0 | 0 | 0 | 0 | 0 | 0 | 0 | 0 | 0 | 0.007587% | 1 | 50% | 0% | 0% | 0% | 8.2745 | 0 | 0 | 0 | 8.2745 | #N/A
2007-02-15 20:00 | 2 | 15 | 20 | 46.7917 | 1100 | 39.02 | 33.08 | 1000 | 39.02 | 35.0459 | 0 | Heating | 4.6728 | #N/A | #N/A | #N/A | #N/A | 35.0459 | #N/A | #N/A | 3.6785 | #N/A | 0 | 0 | 0 | 0 | 0 | 0 | 0 | 0 | 0 | 0.01558% | 1 | 50% | 0% | 0% | 0% | 8.2745 | 0 | 0 | 0 | 8.2745 | #N/A
2007-02-15 21:00 | 2 | 15 | 21 | 46.8334 | 1101 | 35.96 | 33.08 | 1000 | 35.96 | 66.1237 | 0 | Heating | 8.8165 | #N/A | #N/A | #N/A | #N/A | 66.1237 | #N/A | #N/A | 3.5052 | #N/A | 0 | 0 | 0 | 0 | 0 | 0 | 0 | 0 | 0 | 0.02939% | 1 | 50% | 0% | 0% | 0% | 8.2745 | 0 | 0 | 0 | 8.2745 | #N/A
2007-02-15 22:00 | 2 | 15 | 22 | 46.8751 | 1102 | 35.96 | 33.98 | 1000 | 35.96 | 93.7653 | 0 | Heating | 12.502 | #N/A | #N/A | #N/A | #N/A | 93.7653 | #N/A | #N/A | 3.5052 | #N/A | 0 | 0 | 0 | 0 | 0 | 0 | 0 | 0 | 0 | 0.04167% | 1 | 50% | 0% | 0% | 0% | 8.2745 | 0 | 0 | 0 | 8.2745 | #N/A
2007-02-15 23:00 | 2 | 15 | 23 | 46.9167 | 1103 | 35.96 | 33.98 | 1000 | 35.96 | 0 | 0 | Cooling | 0 | #N/A | #N/A | #N/A | #N/A | 0 | 0 | 0 | 0 | 0 | 0 | #N/A | #N/A | 88 | 50.96 | 0.65832 | 0.40158 | #N/A | 0 | 0% | 1 | 50% | 0% | 0% | 0% | 8.2745 | 0 | 0 | 0 | 8.2745 | #N/A
2007-02-16 | 2 | 16 | 0 | 46.9584 | 1104 | 30.2 | 33.98 | 1000 | 30.2 | 0 | 0 | Cooling | 0 | #N/A | #N/A | #N/A | #N/A | 0 | 0 | 0 | 0 | 0 | 0 | #N/A | #N/A | 88 | 45.2 | 0.61453 | 0.37487 | #N/A | 0 | 0% | 1 | 50% | 0% | 0% | 0% | 8.2745 | 0 | 0 | 0 | 8.2745 | #N/A
2007-02-16 01:00 | 2 | 16 | 1 | 47.0001 | 1105 | 30.2 | 37.04 | 1000 | 30.2 | 0 | 0 | Cooling | 0 | #N/A | #N/A | #N/A | #N/A | 0 | 0 | 0 | 0 | 0 | 0 | #N/A | #N/A | 88 | 45.2 | 0.61453 | 0.37487 | #N/A | 0 | 0% | 1 | 50% | 0% | 0% | 0% | 8.2745 | 0 | 0 | 0 | 8.2745 | #N/A
2007-02-16 02:00 | 2 | 16 | 2 | 47.0417 | 1106 | 30.92 | 37.04 | 1001 | 30.92 | 0.024358 | 0 | Heating | 0.0032477 | #N/A | #N/A | #N/A | #N/A | 0.024358 | #N/A | #N/A | 3.2671 | #N/A | 0 | 0 | 0 | 0 | 0 | 0 | 0 | 0 | 0 | 1.083e-05% | 1 | 50% | 0% | 0% | 0% | 8.2745 | 0 | 0 | 0 | 8.2745 | #N/A
2007-02-16 03:00 | 2 | 16 | 3 | 47.0834 | 1107 | 30.02 | 35.96 | 1001 | 30.02 | 1.7409 | 0 | Heating | 0.23212 | #N/A | #N/A | #N/A | #N/A | 1.7409 | #N/A | #N/A | 3.2302 | #N/A | 0 | 0 | 0 | 0 | 0 | 0 | 0 | 0 | 0 | 0.0007737% | 1 | 50% | 0% | 0% | 0% | 8.2745 | 0 | 0 | 0 | 8.2745 | #N/A
2007-02-16 04:00 | 2 | 16 | 4 | 47.1251 | 1108 | 30.92 | 35.06 | 1001 | 30.92 | 5.3288 | 0 | Heating | 0.71051 | #N/A | #N/A | #N/A | #N/A | 5.3288 | #N/A | #N/A | 3.2671 | #N/A | 0 | 0 | 0 | 0 | 0 | 0 | 0 | 0 | 0 | 0.002368% | 1 | 50% | 0% | 0% | 0% | 8.2745 | 0 | 0 | 0 | 8.2745 | #N/A
2007-02-16 05:00 | 2 | 16 | 5 | 47.1667 | 1109 | 30.92 | 35.06 | 1002 | 30.92 | 8.3948 | 0 | Heating | 1.1193 | #N/A | #N/A | #N/A | #N/A | 8.3948 | #N/A | #N/A | 3.2671 | #N/A | 0 | 0 | 0 | 0 | 0 | 0 | 0 | 0 | 0 | 0.003731% | 1 | 50% | 0% | 0% | 0% | 8.2745 | 0 | 0 | 0 | 8.2745 | #N/A
2007-02-16 06:00 | 2 | 16 | 6 | 47.2084 | 1110 | 26.96 | 33.98 | 1002 | 26.96 | 9.413 | 0 | Heating | 1.2551 | #N/A | #N/A | #N/A | #N/A | 9.413 | #N/A | #N/A | 3.1163 | #N/A | 0 | 0 | 0 | 0 | 0 | 0 | 0 | 0 | 0 | 0.004184% | 1 | 50% | 0% | 0% | 0% | 8.2745 | 0 | 0 | 0 | 8.2745 | #N/A
2007-02-16 07:00 | 2 | 16 | 7 | 47.2501 | 1111 | 26.06 | 33.98 | 1003 | 26.06 | 486.273 | 0 | Heating | 64.8364 | #N/A | #N/A | #N/A | #N/A | 486.273 | #N/A | #N/A | 3.0859 | #N/A | 0 | 0 | 0 | 0 | 0 | 0 | 0 | 0 | 0 | 0.2161% | 1 | 50% | 0% | 0% | 0% | 8.2745 | 0 | 0 | 0 | 8.2745 | #N/A
2007-02-16 08:00 | 2 | 16 | 8 | 47.2917 | 1112 | 26.06 | 33.98 | 1004 | 26.06 | 302.4328 | 0 | Heating | 40.3244 | #N/A | #N/A | #N/A | #N/A | 302.4328 | #N/A | #N/A | 3.0859 | #N/A | 0 | 0 | 0 | 0 | 0 | 0 | 0 | 0 | 0 | 0.1344% | 1 | 50% | 0% | 0% | 0% | 8.2745 | 0 | 0 | 0 | 8.2745 | #N/A
2007-02-16 09:00 | 2 | 16 | 9 | 47.3334 | 1113 | 26.96 | 33.98 | 1004 | 26.96 | 186.8225 | 0 | Heating | 24.9097 | #N/A | #N/A | #N/A | #N/A | 186.8225 | #N/A | #N/A | 3.1163 | #N/A | 0 | 0 | 0 | 0 | 0 | 0 | 0 | 0 | 0 | 0.08303% | 1 | 50% | 0% | 0% | 0% | 8.2745 | 0 | 0 | 0 | 8.2745 | #N/A
2007-02-16 10:00 | 2 | 16 | 10 | 47.3751 | 1114 | 28.94 | 33.08 | 1004 | 28.94 | 141.4775 | 0 | Heating | 18.8637 | #N/A | #N/A | #N/A | #N/A | 141.4775 | #N/A | #N/A | 3.188 | #N/A | 0 | 0 | 0 | 0 | 0 | 0 | 0 | 0 | 0 | 0.06288% | 1 | 50% | 0% | 0% | 0% | 8.2745 | 0 | 0 | 0 | 8.2745 | #N/A
2007-02-16 11:00 | 2 | 16 | 11 | 47.4167 | 1115 | 28.94 | 32 | 1004 | 28.94 | 113.037 | 0 | Heating | 15.0716 | #N/A | #N/A | #N/A | #N/A | 113.037 | #N/A | #N/A | 3.188 | #N/A | 0 | 0 | 0 | 0 | 0 | 0 | 0 | 0 | 0 | 0.05024% | 1 | 50% | 0% | 0% | 0% | 8.2745 | 0 | 0 | 0 | 8.2745 | #N/A
2007-02-16 12:00 | 2 | 16 | 12 | 47.4584 | 1116 | 30.02 | 32 | 1004 | 30.02 | 88.3768 | 0 | Heating | 11.7836 | #N/A | #N/A | #N/A | #N/A | 88.3768 | #N/A | #N/A | 3.2302 | #N/A | 0 | 0 | 0 | 0 | 0 | 0 | 0 | 0 | 0 | 0.03928% | 1 | 50% | 0% | 0% | 0% | 8.2745 | 0 | 0 | 0 | 8.2745 | #N/A
2007-02-16 13:00 | 2 | 16 | 13 | 47.5001 | 1117 | 32 | 28.94 | 1004 | 32 | 74.0653 | 0 | Heating | 9.8754 | #N/A | #N/A | #N/A | #N/A | 74.0653 | #N/A | #N/A | 3.3135 | #N/A | 0 | 0 | 0 | 0 | 0 | 0 | 0 | 0 | 0 | 0.03292% | 1 | 50% | 0% | 0% | 0% | 8.2745 | 0 | 0 | 0 | 8.2745 | #N/A
2007-02-16 14:00 | 2 | 16 | 14 | 47.5417 | 1118 | 32 | 28.04 | 1004 | 32 | 57.2547 | 0 | Heating | 7.634 | #N/A | #N/A | #N/A | #N/A | 57.2547 | #N/A | #N/A | 3.3135 | #N/A | 0 | 0 | 0 | 0 | 0 | 0 | 0 | 0 | 0 | 0.02545% | 1 | 50% | 0% | 0% | 0% | 8.2745 | 0 | 0 | 0 | 8.2745 | #N/A
2007-02-16 15:00 | 2 | 16 | 15 | 47.5834 | 1119 | 30.92 | 28.04 | 1004 | 30.92 | 105.8734 | 0 | Heating | 14.1164 | #N/A | #N/A | #N/A | #N/A | 105.8734 | #N/A | #N/A | 3.2671 | #N/A | 0 | 0 | 0 | 0 | 0 | 0 | 0 | 0 | 0 | 0.04705% | 1 | 50% | 0% | 0% | 0% | 8.2745 | 0 | 0 | 0 | 8.2745 | #N/A
2007-02-16 16:00 | 2 | 16 | 16 | 47.6251 | 1120 | 30.92 | 26.96 | 1004 | 30.92 | 116.6051 | 0 | Heating | 15.5473 | #N/A | #N/A | #N/A | #N/A | 116.6051 | #N/A | #N/A | 3.2671 | #N/A | 0 | 0 | 0 | 0 | 0 | 0 | 0 | 0 | 0 | 0.05182% | 1 | 50% | 0% | 0% | 0% | 8.2745 | 0 | 0 | 0 | 8.2745 | #N/A
2007-02-16 17:00 | 2 | 16 | 17 | 47.6667 | 1121 | 30.92 | 23 | 1005 | 30.92 | 115.0628 | 0 | Heating | 15.3417 | #N/A | #N/A | #N/A | #N/A | 115.0628 | #N/A | #N/A | 3.2671 | #N/A | 0 | 0 | 0 | 0 | 0 | 0 | 0 | 0 | 0 | 0.05114% | 1 | 50% | 0% | 0% | 0% | 8.2745 | 0 | 0 | 0 | 8.2745 | #N/A
2007-02-16 18:00 | 2 | 16 | 18 | 47.7084 | 1122 | 28.94 | 21.02 | 1006 | 28.94 | 194.7306 | 0 | Heating | 25.9641 | #N/A | #N/A | #N/A | #N/A | 194.7306 | #N/A | #N/A | 3.188 | #N/A | 0 | 0 | 0 | 0 | 0 | 0 | 0 | 0 | 0 | 0.08655% | 1 | 50% | 0% | 0% | 0% | 8.2745 | 0 | 0 | 0 | 8.2745 | #N/A
2007-02-16 19:00 | 2 | 16 | 19 | 47.7501 | 1123 | 28.94 | 19.94 | 1006 | 28.94 | 0.048004 | 0 | Heating | 0.0064005 | #N/A | #N/A | #N/A | #N/A | 0.048004 | #N/A | #N/A | 3.188 | #N/A | 0 | 0 | 0 | 0 | 0 | 0 | 0 | 0 | 0 | 2.134e-05% | 1 | 50% | 0% | 0% | 0% | 8.2745 | 0 | 0 | 0 | 8.2745 | #N/A
2007-02-16 20:00 | 2 | 16 | 20 | 47.7917 | 1124 | 28.94 | 15.98 | 1007 | 28.94 | 6.1545 | 0 | Heating | 0.82061 | #N/A | #N/A | #N/A | #N/A | 6.1545 | #N/A | #N/A | 3.188 | #N/A | 0 | 0 | 0 | 0 | 0 | 0 | 0 | 0 | 0 | 0.002735% | 1 | 50% | 0% | 0% | 0% | 8.2745 | 0 | 0 | 0 | 8.2745 | #N/A
2007-02-16 21:00 | 2 | 16 | 21 | 47.8334 | 1125 | 26.96 | 15.98 | 1007 | 26.96 | 10.8785 | 0 | Heating | 1.4505 | #N/A | #N/A | #N/A | #N/A | 10.8785 | #N/A | #N/A | 3.1163 | #N/A | 0 | 0 | 0 | 0 | 0 | 0 | 0 | 0 | 0 | 0.004835% | 1 | 50% | 0% | 0% | 0% | 8.2745 | 0 | 0 | 0 | 8.2745 | #N/A
2007-02-16 22:00 | 2 | 16 | 22 | 47.8751 | 1126 | 26.06 | 10.94 | 1007 | 26.06 | 25.745 | 0 | Heating | 3.4327 | #N/A | #N/A | #N/A | #N/A | 25.745 | #N/A | #N/A | 3.0859 | #N/A | 0 | 0 | 0 | 0 | 0 | 0 | 0 | 0 | 0 | 0.01144% | 1 | 50% | 0% | 0% | 0% | 8.2745 | 0 | 0 | 0 | 8.2745 | #N/A
2007-02-16 23:00 | 2 | 16 | 23 | 47.9167 | 1127 | 26.06 | 10.94 | 1008 | 26.06 | 70.219 | 0 | Heating | 9.3625 | #N/A | #N/A | #N/A | #N/A | 70.219 | #N/A | #N/A | 3.0859 | #N/A | 0 | 0 | 0 | 0 | 0 | 0 | 0 | 0 | 0 | 0.03121% | 1 | 50% | 0% | 0% | 0% | 8.2745 | 0 | 0 | 0 | 8.2745 | #N/A
2007-02-17 | 2 | 17 | 0 | 47.9584 | 1128 | 23 | 12.02 | 1009 | 23 | 135.4027 | 0 | Heating | 18.0537 | #N/A | #N/A | #N/A | #N/A | 135.4027 | #N/A | #N/A | 2.9925 | #N/A | 0 | 0 | 0 | 0 | 0 | 0 | 0 | 0 | 0 | 0.06018% | 1 | 50% | 0% | 0% | 0% | 8.2745 | 0 | 0 | 0 | 8.2745 | #N/A
2007-02-17 01:00 | 2 | 17 | 1 | 48.0001 | 1129 | 21.92 | 10.94 | 1009 | 21.92 | 187.7128 | 0 | Heating | 25.0284 | #N/A | #N/A | #N/A | #N/A | 187.7128 | #N/A | #N/A | 2.9629 | #N/A | 0 | 0 | 0 | 0 | 0 | 0 | 0 | 0 | 0 | 0.08343% | 1 | 50% | 0% | 0% | 0% | 8.2745 | 0 | 0 | 0 | 8.2745 | #N/A
2007-02-17 02:00 | 2 | 17 | 2 | 48.0417 | 1130 | 21.92 | 10.94 | 1008 | 21.92 | 248.4779 | 0 | Heating | 33.1304 | #N/A | #N/A | #N/A | #N/A | 248.4779 | #N/A | #N/A | 2.9629 | #N/A | 0 | 0 | 0 | 0 | 0 | 0 | 0 | 0 | 0 | 0.1104% | 1 | 50% | 0% | 0% | 0% | 8.2745 | 0 | 0 | 0 | 8.2745 | #N/A
2007-02-17 03:00 | 2 | 17 | 3 | 48.0834 | 1131 | 21.92 | 10.04 | 1008 | 21.92 | 278.7556 | 0 | Heating | 37.1674 | #N/A | #N/A | #N/A | #N/A | 278.7556 | #N/A | #N/A | 2.9629 | #N/A | 0 | 0 | 0 | 0 | 0 | 0 | 0 | 0 | 0 | 0.1239% | 1 | 50% | 0% | 0% | 0% | 8.2745 | 0 | 0 | 0 | 8.2745 | #N/A
2007-02-17 04:00 | 2 | 17 | 4 | 48.1251 | 1132 | 21.02 | 10.04 | 1008 | 21.02 | 325.6109 | 0 | Heating | 43.4148 | #N/A | #N/A | #N/A | #N/A | 325.6109 | #N/A | #N/A | 2.9394 | #N/A | 0 | 0 | 0 | 0 | 0 | 0 | 0 | 0 | 0 | 0.1447% | 1 | 50% | 0% | 0% | 0% | 8.2745 | 0 | 0 | 0 | 8.2745 | #N/A
2007-02-17 05:00 | 2 | 17 | 5 | 48.1667 | 1133 | 21.02 | 8.96 | 1008 | 21.02 | 376.4338 | 0 | Heating | 50.1912 | #N/A | #N/A | #N/A | #N/A | 376.4338 | #N/A | #N/A | 2.9394 | #N/A | 0 | 0 | 0 | 0 | 0 | 0 | 0 | 0 | 0 | 0.1673% | 1 | 50% | 0% | 0% | 0% | 8.2745 | 0 | 0 | 0 | 8.2745 | #N/A
2007-02-17 06:00 | 2 | 17 | 6 | 48.2084 | 1134 | 19.94 | 8.96 | 1009 | 19.94 | 377.7925 | 0 | Heating | 50.3723 | #N/A | #N/A | #N/A | #N/A | 377.7925 | #N/A | #N/A | 2.9127 | #N/A | 0 | 0 | 0 | 0 | 0 | 0 | 0 | 0 | 0 | 0.1679% | 1 | 50% | 0% | 0% | 0% | 8.2745 | 0 | 0 | 0 | 8.2745 | #N/A
2007-02-17 07:00 | 2 | 17 | 7 | 48.2501 | 1135 | 17.96 | 8.96 | 1009 | 17.96 | 360.8115 | 0 | Heating | 48.1082 | #N/A | #N/A | #N/A | #N/A | 360.8115 | #N/A | #N/A | 2.8673 | #N/A | 0 | 0 | 0 | 0 | 0 | 0 | 0 | 0 | 0 | 0.1604% | 1 | 50% | 0% | 0% | 0% | 8.2745 | 0 | 0 | 0 | 8.2745 | #N/A
2007-02-17 08:00 | 2 | 17 | 8 | 48.2917 | 1136 | 17.96 | 10.04 | 1009 | 17.96 | 357.317 | 0 | Heating | 47.6423 | #N/A | #N/A | #N/A | #N/A | 357.317 | #N/A | #N/A | 2.8673 | #N/A | 0 | 0 | 0 | 0 | 0 | 0 | 0 | 0 | 0 | 0.1588% | 1 | 50% | 0% | 0% | 0% | 8.2745 | 0 | 0 | 0 | 8.2745 | #N/A
2007-02-17 09:00 | 2 | 17 | 9 | 48.3334 | 1137 | 19.04 | 10.94 | 1009 | 19.04 | 289.0123 | 0 | Heating | 38.535 | #N/A | #N/A | #N/A | #N/A | 289.0123 | #N/A | #N/A | 2.8915 | #N/A | 0 | 0 | 0 | 0 | 0 | 0 | 0 | 0 | 0 | 0.1284% | 1 | 50% | 0% | 0% | 0% | 8.2745 | 0 | 0 | 0 | 8.2745 | #N/A
2007-02-17 10:00 | 2 | 17 | 10 | 48.3751 | 1138 | 19.94 | 10.94 | 1009 | 19.94 | 254.7076 | 0 | Heating | 33.961 | #N/A | #N/A | #N/A | #N/A | 254.7076 | #N/A | #N/A | 2.9127 | #N/A | 0 | 0 | 0 | 0 | 0 | 0 | 0 | 0 | 0 | 0.1132% | 1 | 50% | 0% | 0% | 0% | 8.2745 | 0 | 0 | 0 | 8.2745 | #N/A
2007-02-17 11:00 | 2 | 17 | 11 | 48.4167 | 1139 | 19.94 | 10.04 | 1009 | 19.94 | 269.1626 | 0 | Heating | 35.8884 | #N/A | #N/A | #N/A | #N/A | 269.1626 | #N/A | #N/A | 2.9127 | #N/A | 0 | 0 | 0 | 0 | 0 | 0 | 0 | 0 | 0 | 0.1196% | 1 | 50% | 0% | 0% | 0% | 8.2745 | 0 | 0 | 0 | 8.2745 | #N/A
2007-02-17 12:00 | 2 | 17 | 12 | 48.4584 | 1140 | 24.08 | 10.04 | 1009 | 24.08 | 224.1514 | 0 | Heating | 29.8869 | #N/A | #N/A | #N/A | #N/A | 224.1514 | #N/A | #N/A | 3.0238 | #N/A | 0 | 0 | 0 | 0 | 0 | 0 | 0 | 0 | 0 | 0.09962% | 1 | 50% | 0% | 0% | 0% | 8.2745 | 0 | 0 | 0 | 8.2745 | #N/A
2007-02-17 13:00 | 2 | 17 | 13 | 48.5001 | 1141 | 24.08 | 8.96 | 1008 | 24.08 | 182.3866 | 0 | Heating | 24.3182 | #N/A | #N/A | #N/A | #N/A | 182.3866 | #N/A | #N/A | 3.0238 | #N/A | 0 | 0 | 0 | 0 | 0 | 0 | 0 | 0 | 0 | 0.08106% | 1 | 50% | 0% | 0% | 0% | 8.2745 | 0 | 0 | 0 | 8.2745 | #N/A
2007-02-17 14:00 | 2 | 17 | 14 | 48.5417 | 1142 | 24.08 | 6.98 | 1008 | 24.08 | 171.2149 | 0 | Heating | 22.8287 | #N/A | #N/A | #N/A | #N/A | 171.2149 | #N/A | #N/A | 3.0238 | #N/A | 0 | 0 | 0 | 0 | 0 | 0 | 0 | 0 | 0 | 0.0761% | 1 | 50% | 0% | 0% | 0% | 8.2745 | 0 | 0 | 0 | 8.2745 | #N/A
2007-02-17 15:00 | 2 | 17 | 15 | 48.5834 | 1143 | 24.08 | 6.98 | 1007 | 24.08 | 186.8805 | 0 | Heating | 24.9174 | #N/A | #N/A | #N/A | #N/A | 186.8805 | #N/A | #N/A | 3.0238 | #N/A | 0 | 0 | 0 | 0 | 0 | 0 | 0 | 0 | 0 | 0.08306% | 1 | 50% | 0% | 0% | 0% | 8.2745 | 0 | 0 | 0 | 8.2745 | #N/A
2007-02-17 16:00 | 2 | 17 | 16 | 48.6251 | 1144 | 21.92 | 5 | 1007 | 21.92 | 205.6892 | 0 | Heating | 27.4252 | #N/A | #N/A | #N/A | #N/A | 205.6892 | #N/A | #N/A | 2.9629 | #N/A | 0 | 0 | 0 | 0 | 0 | 0 | 0 | 0 | 0 | 0.09142% | 1 | 50% | 0% | 0% | 0% | 8.2745 | 0 | 0 | 0 | 8.2745 | #N/A
2007-02-17 17:00 | 2 | 17 | 17 | 48.6667 | 1145 | 21.92 | 5 | 1007 | 21.92 | 171.8473 | 0 | Heating | 22.913 | #N/A | #N/A | #N/A | #N/A | 171.8473 | #N/A | #N/A | 2.9629 | #N/A | 0 | 0 | 0 | 0 | 0 | 0 | 0 | 0 | 0 | 0.07638% | 1 | 50% | 0% | 0% | 0% | 8.2745 | 0 | 0 | 0 | 8.2745 | #N/A
2007-02-17 18:00 | 2 | 17 | 18 | 48.7084 | 1146 | 15.98 | 6.08 | 1008 | 15.98 | 218.6827 | 0 | Heating | 29.1577 | #N/A | #N/A | #N/A | #N/A | 218.6827 | #N/A | #N/A | 2.8262 | #N/A | 0 | 0 | 0 | 0 | 0 | 0 | 0 | 0 | 0 | 0.09719% | 1 | 50% | 0% | 0% | 0% | 8.2745 | 0 | 0 | 0 | 8.2745 | #N/A
2007-02-17 19:00 | 2 | 17 | 19 | 48.7501 | 1147 | 15.08 | 8.06 | 1009 | 15.08 | 264.3018 | 0 | Heating | 35.2402 | #N/A | #N/A | #N/A | #N/A | 264.3018 | #N/A | #N/A | 2.8087 | #N/A | 0 | 0 | 0 | 0 | 0 | 0 | 0 | 0 | 0 | 0.1175% | 1 | 50% | 0% | 0% | 0% | 8.2745 | 0 | 0 | 0 | 8.2745 | #N/A
2007-02-17 20:00 | 2 | 17 | 20 | 48.7917 | 1148 | 15.08 | 6.98 | 1009 | 15.08 | 298.7173 | 0 | Heating | 39.829 | #N/A | #N/A | #N/A | #N/A | 298.7173 | #N/A | #N/A | 2.8087 | #N/A | 0 | 0 | 0 | 0 | 0 | 0 | 0 | 0 | 0 | 0.1328% | 1 | 50% | 0% | 0% | 0% | 8.2745 | 0 | 0 | 0 | 8.2745 | #N/A
2007-02-17 21:00 | 2 | 17 | 21 | 48.8334 | 1149 | 14 | 8.96 | 1009 | 14 | 309.7331 | 0 | Heating | 41.2977 | #N/A | #N/A | #N/A | #N/A | 309.7331 | #N/A | #N/A | 2.7888 | #N/A | 0 | 0 | 0 | 0 | 0 | 0 | 0 | 0 | 0 | 0.1377% | 1 | 50% | 0% | 0% | 0% | 8.2745 | 0 | 0 | 0 | 8.2745 | #N/A
2007-02-17 22:00 | 2 | 17 | 22 | 48.8751 | 1150 | 12.92 | 8.96 | 1009 | 12.92 | 359.5795 | 0 | Heating | 47.9439 | #N/A | #N/A | #N/A | #N/A | 359.5795 | #N/A | #N/A | 2.7697 | #N/A | 0 | 0 | 0 | 0 | 0 | 0 | 0 | 0 | 0 | 0.1598% | 1 | 50% | 0% | 0% | 0% | 8.2745 | 0 | 0 | 0 | 8.2745 | #N/A
2007-02-17 23:00 | 2 | 17 | 23 | 48.9167 | 1151 | 12.92 | 8.06 | 1009 | 12.92 | 405.212 | 0 | Heating | 54.0283 | #N/A | #N/A | #N/A | #N/A | 405.212 | #N/A | #N/A | 2.7697 | #N/A | 0 | 0 | 0 | 0 | 0 | 0 | 0 | 0 | 0 | 0.1801% | 1 | 50% | 0% | 0% | 0% | 8.2745 | 0 | 0 | 0 | 8.2745 | #N/A
2007-02-18 | 2 | 18 | 0 | 48.9584 | 1152 | 12.92 | 8.06 | 1010 | 12.92 | 463.045 | 0 | Heating | 61.7393 | #N/A | #N/A | #N/A | #N/A | 463.045 | #N/A | #N/A | 2.7697 | #N/A | 0 | 0 | 0 | 0 | 0 | 0 | 0 | 0 | 0 | 0.2058% | 1 | 50% | 0% | 0% | 0% | 8.2745 | 0 | 0 | 0 | 8.2745 | #N/A
2007-02-18 01:00 | 2 | 18 | 1 | 49.0001 | 1153 | 12.02 | 8.06 | 1010 | 12.02 | 468.8907 | 0 | Heating | 62.5188 | #N/A | #N/A | #N/A | #N/A | 468.8907 | #N/A | #N/A | 2.7546 | #N/A | 0 | 0 | 0 | 0 | 0 | 0 | 0 | 0 | 0 | 0.2084% | 1 | 50% | 0% | 0% | 0% | 8.2745 | 0 | 0 | 0 | 8.2745 | #N/A
2007-02-18 02:00 | 2 | 18 | 2 | 49.0417 | 1154 | 12.02 | 6.98 | 1010 | 12.02 | 489.5491 | 0 | Heating | 65.2732 | #N/A | #N/A | #N/A | #N/A | 489.5491 | #N/A | #N/A | 2.7546 | #N/A | 0 | 0 | 0 | 0 | 0 | 0 | 0 | 0 | 0 | 0.2176% | 1 | 50% | 0% | 0% | 0% | 8.2745 | 0 | 0 | 0 | 8.2745 | #N/A
2007-02-18 03:00 | 2 | 18 | 3 | 49.0834 | 1155 | 10.94 | 6.98 | 1010 | 10.94 | 487.873 | 0 | Heating | 65.0497 | #N/A | #N/A | #N/A | #N/A | 487.873 | #N/A | #N/A | 2.737 | #N/A | 0 | 0 | 0 | 0 | 0 | 0 | 0 | 0 | 0 | 0.2168% | 1 | 50% | 0% | 0% | 0% | 8.2745 | 0 | 0 | 0 | 8.2745 | #N/A
2007-02-18 04:00 | 2 | 18 | 4 | 49.1251 | 1156 | 10.04 | 8.06 | 1010 | 10.04 | 501.0949 | 0 | Heating | 66.8127 | #N/A | #N/A | #N/A | #N/A | 501.0949 | #N/A | #N/A | 2.723 | #N/A | 0 | 0 | 0 | 0 | 0 | 0 | 0 | 0 | 0 | 0.2227% | 1 | 50% | 0% | 0% | 0% | 8.2745 | 0 | 0 | 0 | 8.2745 | #N/A
2007-02-18 05:00 | 2 | 18 | 5 | 49.1667 | 1157 | 10.04 | 8.06 | 1010 | 10.04 | 542.8872 | 0 | Heating | 72.385 | #N/A | #N/A | #N/A | #N/A | 542.8872 | #N/A | #N/A | 2.723 | #N/A | 0 | 0 | 0 | 0 | 0 | 0 | 0 | 0 | 0 | 0.2413% | 1 | 50% | 0% | 0% | 0% | 8.2745 | 0 | 0 | 0 | 8.2745 | #N/A
2007-02-18 06:00 | 2 | 18 | 6 | 49.2084 | 1158 | 8.06 | 8.96 | 1011 | 8.06 | 556.218 | 0 | Heating | 74.1624 | #N/A | #N/A | #N/A | #N/A | 556.218 | #N/A | #N/A | 2.6935 | #N/A | 0 | 0 | 0 | 0 | 0 | 0 | 0 | 0 | 0 | 0.2472% | 1 | 50% | 0% | 0% | 0% | 8.2745 | 0 | 0 | 0 | 8.2745 | #N/A
2007-02-18 07:00 | 2 | 18 | 7 | 49.2501 | 1159 | 8.06 | 6.98 | 1011 | 8.06 | 1495.8172 | 0 | Heating | 199.4423 | #N/A | #N/A | #N/A | #N/A | 1495.8172 | #N/A | #N/A | 2.6935 | #N/A | 0 | 0 | 0 | 0 | 0 | 0 | 0 | 0 | 0 | 0.6648% | 1 | 50% | 0% | 0% | 0% | 8.2745 | 0 | 0 | 0 | 8.2745 | #N/A
2007-02-18 08:00 | 2 | 18 | 8 | 49.2917 | 1160 | 8.06 | 6.98 | 1011 | 8.06 | 1030.0271 | 0 | Heating | 137.337 | #N/A | #N/A | #N/A | #N/A | 1030.0271 | #N/A | #N/A | 2.6935 | #N/A | 0 | 0 | 0 | 0 | 0 | 0 | 0 | 0 | 0 | 0.4578% | 1 | 50% | 0% | 0% | 0% | 8.2745 | 0 | 0 | 0 | 8.2745 | #N/A
2007-02-18 09:00 | 2 | 18 | 9 | 49.3334 | 1161 | 12.92 | 8.06 | 1011 | 12.92 | 583.1138 | 0 | Heating | 77.7485 | #N/A | #N/A | #N/A | #N/A | 583.1138 | #N/A | #N/A | 2.7697 | #N/A | 0 | 0 | 0 | 0 | 0 | 0 | 0 | 0 | 0 | 0.2592% | 1 | 50% | 0% | 0% | 0% | 8.2745 | 0 | 0 | 0 | 8.2745 | #N/A
2007-02-18 10:00 | 2 | 18 | 10 | 49.3751 | 1162 | 15.98 | 8.96 | 1011 | 15.98 | 443.9151 | 0 | Heating | 59.1887 | #N/A | #N/A | #N/A | #N/A | 443.9151 | #N/A | #N/A | 2.8262 | #N/A | 0 | 0 | 0 | 0 | 0 | 0 | 0 | 0 | 0 | 0.1973% | 1 | 50% | 0% | 0% | 0% | 8.2745 | 0 | 0 | 0 | 8.2745 | #N/A
2007-02-18 11:00 | 2 | 18 | 11 | 49.4167 | 1163 | 15.98 | 10.94 | 1011 | 15.98 | 384.5389 | 0 | Heating | 51.2719 | #N/A | #N/A | #N/A | #N/A | 384.5389 | #N/A | #N/A | 2.8262 | #N/A | 0 | 0 | 0 | 0 | 0 | 0 | 0 | 0 | 0 | 0.1709% | 1 | 50% | 0% | 0% | 0% | 8.2745 | 0 | 0 | 0 | 8.2745 | #N/A
2007-02-18 12:00 | 2 | 18 | 12 | 49.4584 | 1164 | 21.02 | 12.92 | 1010 | 21.02 | 319.2295 | 0 | Heating | 42.5639 | #N/A | #N/A | #N/A | #N/A | 319.2295 | #N/A | #N/A | 2.9394 | #N/A | 0 | 0 | 0 | 0 | 0 | 0 | 0 | 0 | 0 | 0.1419% | 1 | 50% | 0% | 0% | 0% | 8.2745 | 0 | 0 | 0 | 8.2745 | #N/A
2007-02-18 13:00 | 2 | 18 | 13 | 49.5001 | 1165 | 21.92 | 15.98 | 1010 | 21.92 | 331.523 | 0 | Heating | 44.2031 | #N/A | #N/A | #N/A | #N/A | 331.523 | #N/A | #N/A | 2.9629 | #N/A | 0 | 0 | 0 | 0 | 0 | 0 | 0 | 0 | 0 | 0.1473% | 1 | 50% | 0% | 0% | 0% | 8.2745 | 0 | 0 | 0 | 8.2745 | #N/A
2007-02-18 14:00 | 2 | 18 | 14 | 49.5417 | 1166 | 21.92 | 17.06 | 1009 | 21.92 | 216.5597 | 0 | Heating | 28.8746 | #N/A | #N/A | #N/A | #N/A | 216.5597 | #N/A | #N/A | 2.9629 | #N/A | 0 | 0 | 0 | 0 | 0 | 0 | 0 | 0 | 0 | 0.09625% | 1 | 50% | 0% | 0% | 0% | 8.2745 | 0 | 0 | 0 | 8.2745 | #N/A
2007-02-18 15:00 | 2 | 18 | 15 | 49.5834 | 1167 | 26.96 | 19.04 | 1008 | 26.96 | 178.8118 | 0 | Heating | 23.8416 | #N/A | #N/A | #N/A | #N/A | 178.8118 | #N/A | #N/A | 3.1163 | #N/A | 0 | 0 | 0 | 0 | 0 | 0 | 0 | 0 | 0 | 0.07947% | 1 | 50% | 0% | 0% | 0% | 8.2745 | 0 | 0 | 0 | 8.2745 | #N/A
2007-02-18 16:00 | 2 | 18 | 16 | 49.6251 | 1168 | 26.96 | 19.94 | 1008 | 26.96 | 157.1845 | 0 | Heating | 20.9579 | #N/A | #N/A | #N/A | #N/A | 157.1845 | #N/A | #N/A | 3.1163 | #N/A | 0 | 0 | 0 | 0 | 0 | 0 | 0 | 0 | 0 | 0.06986% | 1 | 50% | 0% | 0% | 0% | 8.2745 | 0 | 0 | 0 | 8.2745 | #N/A
2007-02-18 17:00 | 2 | 18 | 17 | 49.6667 | 1169 | 26.96 | 19.04 | 1007 | 26.96 | 121.7477 | 0 | Heating | 16.233 | #N/A | #N/A | #N/A | #N/A | 121.7477 | #N/A | #N/A | 3.1163 | #N/A | 0 | 0 | 0 | 0 | 0 | 0 | 0 | 0 | 0 | 0.05411% | 1 | 50% | 0% | 0% | 0% | 8.2745 | 0 | 0 | 0 | 8.2745 | #N/A
2007-02-18 18:00 | 2 | 18 | 18 | 49.7084 | 1170 | 24.08 | 17.96 | 1007 | 24.08 | 181.2055 | 0 | Heating | 24.1607 | #N/A | #N/A | #N/A | #N/A | 181.2055 | #N/A | #N/A | 3.0238 | #N/A | 0 | 0 | 0 | 0 | 0 | 0 | 0 | 0 | 0 | 0.08054% | 1 | 50% | 0% | 0% | 0% | 8.2745 | 0 | 0 | 0 | 8.2745 | #N/A
2007-02-18 19:00 | 2 | 18 | 19 | 49.7501 | 1171 | 23 | 17.96 | 1007 | 23 | 304.2786 | 0 | Heating | 40.5705 | #N/A | #N/A | #N/A | #N/A | 304.2786 | #N/A | #N/A | 2.9925 | #N/A | 0 | 0 | 0 | 0 | 0 | 0 | 0 | 0 | 0 | 0.1352% | 1 | 50% | 0% | 0% | 0% | 8.2745 | 0 | 0 | 0 | 8.2745 | #N/A
2007-02-18 20:00 | 2 | 18 | 20 | 49.7917 | 1172 | 23 | 17.96 | 1006 | 23 | 350.0326 | 0 | Heating | 46.671 | #N/A | #N/A | #N/A | #N/A | 350.0326 | #N/A | #N/A | 2.9925 | #N/A | 0 | 0 | 0 | 0 | 0 | 0 | 0 | 0 | 0 | 0.1556% | 1 | 50% | 0% | 0% | 0% | 8.2745 | 0 | 0 | 0 | 8.2745 | #N/A
2007-02-18 21:00 | 2 | 18 | 21 | 49.8334 | 1173 | 19.94 | 19.04 | 1006 | 19.94 | 409.6086 | 0 | Heating | 54.6145 | #N/A | #N/A | #N/A | #N/A | 409.6086 | #N/A | #N/A | 2.9127 | #N/A | 0 | 0 | 0 | 0 | 0 | 0 | 0 | 0 | 0 | 0.182% | 1 | 50% | 0% | 0% | 0% | 8.2745 | 0 | 0 | 0 | 8.2745 | #N/A
2007-02-18 22:00 | 2 | 18 | 22 | 49.8751 | 1174 | 19.94 | 19.94 | 1005 | 19.94 | 410.9251 | 0 | Heating | 54.79 | #N/A | #N/A | #N/A | #N/A | 410.9251 | #N/A | #N/A | 2.9127 | #N/A | 0 | 0 | 0 | 0 | 0 | 0 | 0 | 0 | 0 | 0.1826% | 1 | 50% | 0% | 0% | 0% | 8.2745 | 0 | 0 | 0 | 8.2745 | #N/A
2007-02-18 23:00 | 2 | 18 | 23 | 49.9167 | 1175 | 19.94 | 26.06 | 1004 | 19.94 | 7.3242 | 0 | Heating | 0.97656 | #N/A | #N/A | #N/A | #N/A | 7.3242 | #N/A | #N/A | 2.9127 | #N/A | 0 | 0 | 0 | 0 | 0 | 0 | 0 | 0 | 0 | 0.003255% | 1 | 50% | 0% | 0% | 0% | 8.2745 | 0 | 0 | 0 | 8.2745 | #N/A
2007-02-19 | 2 | 19 | 0 | 49.9584 | 1176 | 19.94 | 24.98 | 1004 | 19.94 | 22.4552 | 0 | Heating | 2.994 | #N/A | #N/A | #N/A | #N/A | 22.4552 | #N/A | #N/A | 2.9127 | #N/A | 0 | 0 | 0 | 0 | 0 | 0 | 0 | 0 | 0 | 0.00998% | 1 | 50% | 0% | 0% | 0% | 8.2745 | 0 | 0 | 0 | 8.2745 | #N/A
2007-02-19 01:00 | 2 | 19 | 1 | 50.0001 | 1177 | 19.04 | 24.98 | 1004 | 19.04 | 40.8289 | 0 | Heating | 5.4439 | #N/A | #N/A | #N/A | #N/A | 40.8289 | #N/A | #N/A | 2.8915 | #N/A | 0 | 0 | 0 | 0 | 0 | 0 | 0 | 0 | 0 | 0.01815% | 1 | 50% | 0% | 0% | 0% | 8.2745 | 0 | 0 | 0 | 8.2745 | #N/A
2007-02-19 02:00 | 2 | 19 | 2 | 50.0417 | 1178 | 19.04 | 26.06 | 1003 | 19.04 | 57.7438 | 0 | Heating | 7.6992 | #N/A | #N/A | #N/A | #N/A | 57.7438 | #N/A | #N/A | 2.8915 | #N/A | 0 | 0 | 0 | 0 | 0 | 0 | 0 | 0 | 0 | 0.02566% | 1 | 50% | 0% | 0% | 0% | 8.2745 | 0 | 0 | 0 | 8.2745 | #N/A
2007-02-19 03:00 | 2 | 19 | 3 | 50.0834 | 1179 | 21.92 | 28.94 | 1002 | 21.92 | 73.1937 | 0 | Heating | 9.7592 | #N/A | #N/A | #N/A | #N/A | 73.1937 | #N/A | #N/A | 2.9629 | #N/A | 0 | 0 | 0 | 0 | 0 | 0 | 0 | 0 | 0 | 0.03253% | 1 | 50% | 0% | 0% | 0% | 8.2745 | 0 | 0 | 0 | 8.2745 | #N/A
2007-02-19 04:00 | 2 | 19 | 4 | 50.1251 | 1180 | 19.94 | 30.02 | 1001 | 19.94 | 117.906 | 0 | Heating | 15.7208 | #N/A | #N/A | #N/A | #N/A | 117.906 | #N/A | #N/A | 2.9127 | #N/A | 0 | 0 | 0 | 0 | 0 | 0 | 0 | 0 | 0 | 0.0524% | 1 | 50% | 0% | 0% | 0% | 8.2745 | 0 | 0 | 0 | 8.2745 | #N/A
2007-02-19 05:00 | 2 | 19 | 5 | 50.1667 | 1181 | 19.94 | 30.02 | 1001 | 19.94 | 174.6152 | 0 | Heating | 23.282 | #N/A | #N/A | #N/A | #N/A | 174.6152 | #N/A | #N/A | 2.9127 | #N/A | 0 | 0 | 0 | 0 | 0 | 0 | 0 | 0 | 0 | 0.07761% | 1 | 50% | 0% | 0% | 0% | 8.2745 | 0 | 0 | 0 | 8.2745 | #N/A
2007-02-19 06:00 | 2 | 19 | 6 | 50.2084 | 1182 | 17.96 | 28.94 | 1000 | 17.96 | 165.5953 | 0 | Heating | 22.0794 | #N/A | #N/A | #N/A | #N/A | 165.5953 | #N/A | #N/A | 2.8673 | #N/A | 0 | 0 | 0 | 0 | 0 | 0 | 0 | 0 | 0 | 0.0736% | 1 | 50% | 0% | 0% | 0% | 8.2745 | 0 | 0 | 0 | 8.2745 | #N/A
2007-02-19 07:00 | 2 | 19 | 7 | 50.2501 | 1183 | 17.96 | 30.02 | 1000 | 17.96 | 917.5726 | 0 | Heating | 122.343 | #N/A | #N/A | #N/A | #N/A | 917.5726 | #N/A | #N/A | 2.8673 | #N/A | 0 | 0 | 0 | 0 | 0 | 0 | 0 | 0 | 0 | 0.4078% | 1 | 50% | 0% | 0% | 0% | 8.2745 | 0 | 0 | 0 | 8.2745 | #N/A
2007-02-19 08:00 | 2 | 19 | 8 | 50.2917 | 1184 | 17.96 | 30.02 | 1000 | 17.96 | 575.2819 | 0 | Heating | 76.7043 | #N/A | #N/A | #N/A | #N/A | 575.2819 | #N/A | #N/A | 2.8673 | #N/A | 0 | 0 | 0 | 0 | 0 | 0 | 0 | 0 | 0 | 0.2557% | 1 | 50% | 0% | 0% | 0% | 8.2745 | 0 | 0 | 0 | 8.2745 | #N/A
2007-02-19 09:00 | 2 | 19 | 9 | 50.3334 | 1185 | 26.06 | 30.92 | 999 | 26.06 | 259.2233 | 0 | Heating | 34.5631 | #N/A | #N/A | #N/A | #N/A | 259.2233 | #N/A | #N/A | 3.0859 | #N/A | 0 | 0 | 0 | 0 | 0 | 0 | 0 | 0 | 0 | 0.1152% | 1 | 50% | 0% | 0% | 0% | 8.2745 | 0 | 0 | 0 | 8.2745 | #N/A
2007-02-19 10:00 | 2 | 19 | 10 | 50.3751 | 1186 | 33.08 | 30.02 | 999 | 33.08 | 217.2071 | 0 | Heating | 28.9609 | #N/A | #N/A | #N/A | #N/A | 217.2071 | #N/A | #N/A | 3.3624 | #N/A | 0 | 0 | 0 | 0 | 0 | 0 | 0 | 0 | 0 | 0.09654% | 1 | 50% | 0% | 0% | 0% | 8.2745 | 0 | 0 | 0 | 8.2745 | #N/A
2007-02-19 11:00 | 2 | 19 | 11 | 50.4167 | 1187 | 33.08 | 30.92 | 998 | 33.08 | 210.1506 | 0 | Heating | 28.0201 | #N/A | #N/A | #N/A | #N/A | 210.1506 | #N/A | #N/A | 3.3624 | #N/A | 0 | 0 | 0 | 0 | 0 | 0 | 0 | 0 | 0 | 0.0934% | 1 | 50% | 0% | 0% | 0% | 8.2745 | 0 | 0 | 0 | 8.2745 | #N/A
2007-02-19 12:00 | 2 | 19 | 12 | 50.4584 | 1188 | 39.02 | 33.98 | 997 | 39.02 | 132.503 | 0 | Heating | 17.6671 | #N/A | #N/A | #N/A | #N/A | 132.503 | #N/A | #N/A | 3.6785 | #N/A | 0 | 0 | 0 | 0 | 0 | 0 | 0 | 0 | 0 | 0.05889% | 1 | 50% | 0% | 0% | 0% | 8.2745 | 0 | 0 | 0 | 8.2745 | #N/A
2007-02-19 13:00 | 2 | 19 | 13 | 50.5001 | 1189 | 41 | 33.98 | 997 | 41 | 173.8985 | 0 | Heating | 23.1865 | #N/A | #N/A | #N/A | #N/A | 173.8985 | #N/A | #N/A | 3.8033 | #N/A | 0 | 0 | 0 | 0 | 0 | 0 | 0 | 0 | 0 | 0.07729% | 1 | 50% | 0% | 0% | 0% | 8.2745 | 0 | 0 | 0 | 8.2745 | #N/A
2007-02-19 14:00 | 2 | 19 | 14 | 50.5417 | 1190 | 42.08 | 33.98 | 996 | 42.08 | 103.8445 | 0 | Heating | 13.8459 | #N/A | #N/A | #N/A | #N/A | 103.8445 | #N/A | #N/A | 3.8759 | #N/A | 0 | 0 | 0 | 0 | 0 | 0 | 0 | 0 | 0 | 0.04615% | 1 | 50% | 0% | 0% | 0% | 8.2745 | 0 | 0 | 0 | 8.2745 | #N/A
2007-02-19 15:00 | 2 | 19 | 15 | 50.5834 | 1191 | 37.94 | 33.98 | 995 | 37.94 | 108.0718 | 0 | Heating | 14.4096 | #N/A | #N/A | #N/A | #N/A | 108.0718 | #N/A | #N/A | 3.6146 | #N/A | 0 | 0 | 0 | 0 | 0 | 0 | 0 | 0 | 0 | 0.04803% | 1 | 50% | 0% | 0% | 0% | 8.2745 | 0 | 0 | 0 | 8.2745 | #N/A
2007-02-19 16:00 | 2 | 19 | 16 | 50.6251 | 1192 | 37.04 | 33.98 | 995 | 37.04 | 122.3408 | 0 | Heating | 16.3121 | #N/A | #N/A | #N/A | #N/A | 122.3408 | #N/A | #N/A | 3.5637 | #N/A | 0 | 0 | 0 | 0 | 0 | 0 | 0 | 0 | 0 | 0.05437% | 1 | 50% | 0% | 0% | 0% | 8.2745 | 0 | 0 | 0 | 8.2745 | #N/A
2007-02-19 17:00 | 2 | 19 | 17 | 50.6667 | 1193 | 37.04 | 33.98 | 995 | 37.04 | 96.7318 | 0 | Heating | 12.8976 | #N/A | #N/A | #N/A | #N/A | 96.7318 | #N/A | #N/A | 3.5637 | #N/A | 0 | 0 | 0 | 0 | 0 | 0 | 0 | 0 | 0 | 0.04299% | 1 | 50% | 0% | 0% | 0% | 8.2745 | 0 | 0 | 0 | 8.2745 | #N/A
2007-02-19 18:00 | 2 | 19 | 18 | 50.7084 | 1194 | 37.4 | 33.98 | 996 | 37.4 | 141.7396 | 0 | Heating | 18.8986 | #N/A | #N/A | #N/A | #N/A | 141.7396 | #N/A | #N/A | 3.5838 | #N/A | 0 | 0 | 0 | 0 | 0 | 0 | 0 | 0 | 0 | 0.063% | 1 | 50% | 0% | 0% | 0% | 8.2745 | 0 | 0 | 0 | 8.2745 | #N/A
2007-02-19 19:00 | 2 | 19 | 19 | 50.7501 | 1195 | 35.6 | 33.98 | 996 | 35.6 | 226.5273 | 0 | Heating | 30.2036 | #N/A | #N/A | #N/A | #N/A | 226.5273 | #N/A | #N/A | 3.4863 | #N/A | 0 | 0 | 0 | 0 | 0 | 0 | 0 | 0 | 0 | 0.1007% | 1 | 50% | 0% | 0% | 0% | 8.2745 | 0 | 0 | 0 | 8.2745 | #N/A
2007-02-19 20:00 | 2 | 19 | 20 | 50.7917 | 1196 | 35.96 | 33.98 | 996 | 35.96 | 254.4812 | 0 | Heating | 33.9308 | #N/A | #N/A | #N/A | #N/A | 254.4812 | #N/A | #N/A | 3.5052 | #N/A | 0 | 0 | 0 | 0 | 0 | 0 | 0 | 0 | 0 | 0.1131% | 1 | 50% | 0% | 0% | 0% | 8.2745 | 0 | 0 | 0 | 8.2745 | #N/A
2007-02-19 21:00 | 2 | 19 | 21 | 50.8334 | 1197 | 35.6 | 33.08 | 996 | 35.6 | 320.2582 | 0 | Heating | 42.7011 | #N/A | #N/A | #N/A | #N/A | 320.2582 | #N/A | #N/A | 3.4863 | #N/A | 0 | 0 | 0 | 0 | 0 | 0 | 0 | 0 | 0 | 0.1423% | 1 | 50% | 0% | 0% | 0% | 8.2745 | 0 | 0 | 0 | 8.2745 | #N/A
2007-02-19 22:00 | 2 | 19 | 22 | 50.8751 | 1198 | 35.06 | 33.08 | 996 | 35.06 | 360.554 | 0 | Heating | 48.0739 | #N/A | #N/A | #N/A | #N/A | 360.554 | #N/A | #N/A | 3.4585 | #N/A | 0 | 0 | 0 | 0 | 0 | 0 | 0 | 0 | 0 | 0.1602% | 1 | 50% | 0% | 0% | 0% | 8.2745 | 0 | 0 | 0 | 8.2745 | #N/A
2007-02-19 23:00 | 2 | 19 | 23 | 50.9167 | 1199 | 35.06 | 32 | 996 | 35.06 | 3.2082 | 0 | Heating | 0.42775 | #N/A | #N/A | #N/A | #N/A | 3.2082 | #N/A | #N/A | 3.4585 | #N/A | 0 | 0 | 0 | 0 | 0 | 0 | 0 | 0 | 0 | 0.001426% | 1 | 50% | 0% | 0% | 0% | 8.2745 | 0 | 0 | 0 | 8.2745 | #N/A
2007-02-20 | 2 | 20 | 0 | 50.9584 | 1200 | 33.8 | 32 | 996 | 33.8 | 15.4995 | 0 | Heating | 2.0666 | #N/A | #N/A | #N/A | #N/A | 15.4995 | #N/A | #N/A | 3.3963 | #N/A | 0 | 0 | 0 | 0 | 0 | 0 | 0 | 0 | 0 | 0.006889% | 1 | 50% | 0% | 0% | 0% | 8.2745 | 0 | 0 | 0 | 8.2745 | #N/A
2007-02-20 01:00 | 2 | 20 | 1 | 51.0001 | 1201 | 32 | 30.92 | 996 | 32 | 20.9173 | 0 | Heating | 2.789 | #N/A | #N/A | #N/A | #N/A | 20.9173 | #N/A | #N/A | 3.3135 | #N/A | 0 | 0 | 0 | 0 | 0 | 0 | 0 | 0 | 0 | 0.009297% | 1 | 50% | 0% | 0% | 0% | 8.2745 | 0 | 0 | 0 | 8.2745 | #N/A
2007-02-20 02:00 | 2 | 20 | 2 | 51.0417 | 1202 | 32 | 30.92 | 996 | 32 | 27.6878 | 0 | Heating | 3.6917 | #N/A | #N/A | #N/A | #N/A | 27.6878 | #N/A | #N/A | 3.3135 | #N/A | 0 | 0 | 0 | 0 | 0 | 0 | 0 | 0 | 0 | 0.01231% | 1 | 50% | 0% | 0% | 0% | 8.2745 | 0 | 0 | 0 | 8.2745 | #N/A
2007-02-20 03:00 | 2 | 20 | 3 | 51.0834 | 1203 | 30.2 | 30.92 | 996 | 30.2 | 47.7535 | 0 | Heating | 6.3671 | #N/A | #N/A | #N/A | #N/A | 47.7535 | #N/A | #N/A | 3.2375 | #N/A | 0 | 0 | 0 | 0 | 0 | 0 | 0 | 0 | 0 | 0.02122% | 1 | 50% | 0% | 0% | 0% | 8.2745 | 0 | 0 | 0 | 8.2745 | #N/A
2007-02-20 04:00 | 2 | 20 | 4 | 51.1251 | 1204 | 28.94 | 30.92 | 996 | 28.94 | 70.9198 | 0 | Heating | 9.456 | #N/A | #N/A | #N/A | #N/A | 70.9198 | #N/A | #N/A | 3.188 | #N/A | 0 | 0 | 0 | 0 | 0 | 0 | 0 | 0 | 0 | 0.03152% | 1 | 50% | 0% | 0% | 0% | 8.2745 | 0 | 0 | 0 | 8.2745 | #N/A
2007-02-20 05:00 | 2 | 20 | 5 | 51.1667 | 1205 | 28.94 | 30.92 | 996 | 28.94 | 92.5306 | 0 | Heating | 12.3374 | #N/A | #N/A | #N/A | #N/A | 92.5306 | #N/A | #N/A | 3.188 | #N/A | 0 | 0 | 0 | 0 | 0 | 0 | 0 | 0 | 0 | 0.04112% | 1 | 50% | 0% | 0% | 0% | 8.2745 | 0 | 0 | 0 | 8.2745 | #N/A
2007-02-20 06:00 | 2 | 20 | 6 | 51.2084 | 1206 | 26.96 | 30.92 | 997 | 26.96 | 89.9129 | 0 | Heating | 11.9884 | #N/A | #N/A | #N/A | #N/A | 89.9129 | #N/A | #N/A | 3.1163 | #N/A | 0 | 0 | 0 | 0 | 0 | 0 | 0 | 0 | 0 | 0.03996% | 1 | 50% | 0% | 0% | 0% | 8.2745 | 0 | 0 | 0 | 8.2745 | #N/A
2007-02-20 07:00 | 2 | 20 | 7 | 51.2501 | 1207 | 26.96 | 30.92 | 997 | 26.96 | 792.3994 | 0 | Heating | 105.6532 | #N/A | #N/A | #N/A | #N/A | 792.3994 | #N/A | #N/A | 3.1163 | #N/A | 0 | 0 | 0 | 0 | 0 | 0 | 0 | 0 | 0 | 0.3522% | 1 | 50% | 0% | 0% | 0% | 8.2745 | 0 | 0 | 0 | 8.2745 | #N/A
2007-02-20 08:00 | 2 | 20 | 8 | 51.2917 | 1208 | 26.96 | 30.92 | 997 | 26.96 | 477.6068 | 0 | Heating | 63.6809 | #N/A | #N/A | #N/A | #N/A | 477.6068 | #N/A | #N/A | 3.1163 | #N/A | 0 | 0 | 0 | 0 | 0 | 0 | 0 | 0 | 0 | 0.2123% | 1 | 50% | 0% | 0% | 0% | 8.2745 | 0 | 0 | 0 | 8.2745 | #N/A
2007-02-20 09:00 | 2 | 20 | 9 | 51.3334 | 1209 | 26.96 | 30.92 | 997 | 26.96 | 185.3698 | 0 | Heating | 24.716 | #N/A | #N/A | #N/A | #N/A | 185.3698 | #N/A | #N/A | 3.1163 | #N/A | 0 | 0 | 0 | 0 | 0 | 0 | 0 | 0 | 0 | 0.08239% | 1 | 50% | 0% | 0% | 0% | 8.2745 | 0 | 0 | 0 | 8.2745 | #N/A
2007-02-20 10:00 | 2 | 20 | 10 | 51.3751 | 1210 | 28.94 | 30.92 | 997 | 28.94 | 125.7946 | 0 | Heating | 16.7726 | #N/A | #N/A | #N/A | #N/A | 125.7946 | #N/A | #N/A | 3.188 | #N/A | 0 | 0 | 0 | 0 | 0 | 0 | 0 | 0 | 0 | 0.05591% | 1 | 50% | 0% | 0% | 0% | 8.2745 | 0 | 0 | 0 | 8.2745 | #N/A
2007-02-20 11:00 | 2 | 20 | 11 | 51.4167 | 1211 | 28.94 | 32 | 996 | 28.94 | 129.5531 | 0 | Heating | 17.2738 | #N/A | #N/A | #N/A | #N/A | 129.5531 | #N/A | #N/A | 3.188 | #N/A | 0 | 0 | 0 | 0 | 0 | 0 | 0 | 0 | 0 | 0.05758% | 1 | 50% | 0% | 0% | 0% | 8.2745 | 0 | 0 | 0 | 8.2745 | #N/A
2007-02-20 12:00 | 2 | 20 | 12 | 51.4584 | 1212 | 28.94 | 32 | 996 | 28.94 | 92.9017 | 0 | Heating | 12.3869 | #N/A | #N/A | #N/A | #N/A | 92.9017 | #N/A | #N/A | 3.188 | #N/A | 0 | 0 | 0 | 0 | 0 | 0 | 0 | 0 | 0 | 0.04129% | 1 | 50% | 0% | 0% | 0% | 8.2745 | 0 | 0 | 0 | 8.2745 | #N/A
2007-02-20 13:00 | 2 | 20 | 13 | 51.5001 | 1213 | 28.94 | 33.08 | 995 | 28.94 | 88.8227 | 0 | Heating | 11.843 | #N/A | #N/A | #N/A | #N/A | 88.8227 | #N/A | #N/A | 3.188 | #N/A | 0 | 0 | 0 | 0 | 0 | 0 | 0 | 0 | 0 | 0.03948% | 1 | 50% | 0% | 0% | 0% | 8.2745 | 0 | 0 | 0 | 8.2745 | #N/A
2007-02-20 14:00 | 2 | 20 | 14 | 51.5417 | 1214 | 28.94 | 33.08 | 993 | 28.94 | 19.2262 | 0 | Heating | 2.5635 | #N/A | #N/A | #N/A | #N/A | 19.2262 | #N/A | #N/A | 3.188 | #N/A | 0 | 0 | 0 | 0 | 0 | 0 | 0 | 0 | 0 | 0.008545% | 1 | 50% | 0% | 0% | 0% | 8.2745 | 0 | 0 | 0 | 8.2745 | #N/A
2007-02-20 15:00 | 2 | 20 | 15 | 51.5834 | 1215 | 28.94 | 32 | 993 | 28.94 | 16.4479 | 0 | Heating | 2.1931 | #N/A | #N/A | #N/A | #N/A | 16.4479 | #N/A | #N/A | 3.188 | #N/A | 0 | 0 | 0 | 0 | 0 | 0 | 0 | 0 | 0 | 0.00731% | 1 | 50% | 0% | 0% | 0% | 8.2745 | 0 | 0 | 0 | 8.2745 | #N/A
2007-02-20 16:00 | 2 | 20 | 16 | 51.6251 | 1216 | 28.04 | 30.92 | 992 | 28.04 | 19.6475 | 0 | Heating | 2.6197 | #N/A | #N/A | #N/A | #N/A | 19.6475 | #N/A | #N/A | 3.1545 | #N/A | 0 | 0 | 0 | 0 | 0 | 0 | 0 | 0 | 0 | 0.008732% | 1 | 50% | 0% | 0% | 0% | 8.2745 | 0 | 0 | 0 | 8.2745 | #N/A
2007-02-20 17:00 | 2 | 20 | 17 | 51.6667 | 1217 | 26.96 | 30.92 | 992 | 26.96 | 18.2508 | 0 | Heating | 2.4334 | #N/A | #N/A | #N/A | #N/A | 18.2508 | #N/A | #N/A | 3.1163 | #N/A | 0 | 0 | 0 | 0 | 0 | 0 | 0 | 0 | 0 | 0.008111% | 1 | 50% | 0% | 0% | 0% | 8.2745 | 0 | 0 | 0 | 8.2745 | #N/A
2007-02-20 18:00 | 2 | 20 | 18 | 51.7084 | 1218 | 26.06 | 30.92 | 992 | 26.06 | 38.2226 | 0 | Heating | 5.0964 | #N/A | #N/A | #N/A | #N/A | 38.2226 | #N/A | #N/A | 3.0859 | #N/A | 0 | 0 | 0 | 0 | 0 | 0 | 0 | 0 | 0 | 0.01699% | 1 | 50% | 0% | 0% | 0% | 8.2745 | 0 | 0 | 0 | 8.2745 | #N/A
2007-02-20 19:00 | 2 | 20 | 19 | 51.7501 | 1219 | 24.98 | 30.92 | 991 | 24.98 | 123.3376 | 0 | Heating | 16.445 | #N/A | #N/A | #N/A | #N/A | 123.3376 | #N/A | #N/A | 3.0513 | #N/A | 0 | 0 | 0 | 0 | 0 | 0 | 0 | 0 | 0 | 0.05482% | 1 | 50% | 0% | 0% | 0% | 8.2745 | 0 | 0 | 0 | 8.2745 | #N/A
2007-02-20 20:00 | 2 | 20 | 20 | 51.7917 | 1220 | 24.98 | 30.92 | 991 | 24.98 | 156.6813 | 0 | Heating | 20.8908 | #N/A | #N/A | #N/A | #N/A | 156.6813 | #N/A | #N/A | 3.0513 | #N/A | 0 | 0 | 0 | 0 | 0 | 0 | 0 | 0 | 0 | 0.06964% | 1 | 50% | 0% | 0% | 0% | 8.2745 | 0 | 0 | 0 | 8.2745 | #N/A
2007-02-20 21:00 | 2 | 20 | 21 | 51.8334 | 1221 | 24.98 | 30.02 | 991 | 24.98 | 231.3783 | 0 | Heating | 30.8504 | #N/A | #N/A | #N/A | #N/A | 231.3783 | #N/A | #N/A | 3.0513 | #N/A | 0 | 0 | 0 | 0 | 0 | 0 | 0 | 0 | 0 | 0.1028% | 1 | 50% | 0% | 0% | 0% | 8.2745 | 0 | 0 | 0 | 8.2745 | #N/A
2007-02-20 22:00 | 2 | 20 | 22 | 51.8751 | 1222 | 24.8 | 30.02 | 990 | 24.8 | 271.3831 | 0 | Heating | 36.1844 | #N/A | #N/A | #N/A | #N/A | 271.3831 | #N/A | #N/A | 3.0457 | #N/A | 0 | 0 | 0 | 0 | 0 | 0 | 0 | 0 | 0 | 0.1206% | 1 | 50% | 0% | 0% | 0% | 8.2745 | 0 | 0 | 0 | 8.2745 | #N/A
2007-02-20 23:00 | 2 | 20 | 23 | 51.9167 | 1223 | 24.98 | 30.02 | 989 | 24.98 | 0.58835 | 0 | Heating | 0.078447 | #N/A | #N/A | #N/A | #N/A | 0.58835 | #N/A | #N/A | 3.0513 | #N/A | 0 | 0 | 0 | 0 | 0 | 0 | 0 | 0 | 0 | 0.0002615% | 1 | 50% | 0% | 0% | 0% | 8.2745 | 0 | 0 | 0 | 8.2745 | #N/A
2007-02-21 | 2 | 21 | 0 | 51.9584 | 1224 | 24.98 | 30.02 | 989 | 24.98 | 7.628 | 0 | Heating | 1.0171 | #N/A | #N/A | #N/A | #N/A | 7.628 | #N/A | #N/A | 3.0513 | #N/A | 0 | 0 | 0 | 0 | 0 | 0 | 0 | 0 | 0 | 0.00339% | 1 | 50% | 0% | 0% | 0% | 8.2745 | 0 | 0 | 0 | 8.2745 | #N/A
2007-02-21 01:00 | 2 | 21 | 1 | 52.0001 | 1225 | 24.08 | 30.92 | 988 | 24.08 | 13.4038 | 0 | Heating | 1.7872 | #N/A | #N/A | #N/A | #N/A | 13.4038 | #N/A | #N/A | 3.0238 | #N/A | 0 | 0 | 0 | 0 | 0 | 0 | 0 | 0 | 0 | 0.005957% | 1 | 50% | 0% | 0% | 0% | 8.2745 | 0 | 0 | 0 | 8.2745 | #N/A
2007-02-21 02:00 | 2 | 21 | 2 | 52.0417 | 1226 | 24.08 | 30.92 | 988 | 24.08 | 17.7301 | 0 | Heating | 2.364 | #N/A | #N/A | #N/A | #N/A | 17.7301 | #N/A | #N/A | 3.0238 | #N/A | 0 | 0 | 0 | 0 | 0 | 0 | 0 | 0 | 0 | 0.00788% | 1 | 50% | 0% | 0% | 0% | 8.2745 | 0 | 0 | 0 | 8.2745 | #N/A
2007-02-21 03:00 | 2 | 21 | 3 | 52.0834 | 1227 | 24.08 | 30.92 | 987 | 24.08 | 20.9477 | 0 | Heating | 2.793 | #N/A | #N/A | #N/A | #N/A | 20.9477 | #N/A | #N/A | 3.0238 | #N/A | 0 | 0 | 0 | 0 | 0 | 0 | 0 | 0 | 0 | 0.00931% | 1 | 50% | 0% | 0% | 0% | 8.2745 | 0 | 0 | 0 | 8.2745 | #N/A
2007-02-21 04:00 | 2 | 21 | 4 | 52.1251 | 1228 | 23 | 30.92 | 987 | 23 | 23.7977 | 0 | Heating | 3.173 | #N/A | #N/A | #N/A | #N/A | 23.7977 | #N/A | #N/A | 2.9925 | #N/A | 0 | 0 | 0 | 0 | 0 | 0 | 0 | 0 | 0 | 0.01058% | 1 | 50% | 0% | 0% | 0% | 8.2745 | 0 | 0 | 0 | 8.2745 | #N/A
2007-02-21 05:00 | 2 | 21 | 5 | 52.1667 | 1229 | 23 | 30.92 | 987 | 23 | 26.4143 | 0 | Heating | 3.5219 | #N/A | #N/A | #N/A | #N/A | 26.4143 | #N/A | #N/A | 2.9925 | #N/A | 0 | 0 | 0 | 0 | 0 | 0 | 0 | 0 | 0 | 0.01174% | 1 | 50% | 0% | 0% | 0% | 8.2745 | 0 | 0 | 0 | 8.2745 | #N/A
2007-02-21 06:00 | 2 | 21 | 6 | 52.2084 | 1230 | 21.92 | 30.92 | 987 | 21.92 | 26.5643 | 0 | Heating | 3.5419 | #N/A | #N/A | #N/A | #N/A | 26.5643 | #N/A | #N/A | 2.9629 | #N/A | 0 | 0 | 0 | 0 | 0 | 0 | 0 | 0 | 0 | 0.01181% | 1 | 50% | 0% | 0% | 0% | 8.2745 | 0 | 0 | 0 | 8.2745 | #N/A
2007-02-21 07:00 | 2 | 21 | 7 | 52.2501 | 1231 | 21.2 | 30.92 | 987 | 21.2 | 746.1485 | 0 | Heating | 99.4865 | #N/A | #N/A | #N/A | #N/A | 746.1485 | #N/A | #N/A | 2.944 | #N/A | 0 | 0 | 0 | 0 | 0 | 0 | 0 | 0 | 0 | 0.3316% | 1 | 50% | 0% | 0% | 0% | 8.2745 | 0 | 0 | 0 | 8.2745 | #N/A
2007-02-21 08:00 | 2 | 21 | 8 | 52.2917 | 1232 | 19.94 | 32 | 988 | 19.94 | 416.7016 | 0 | Heating | 55.5602 | #N/A | #N/A | #N/A | #N/A | 416.7016 | #N/A | #N/A | 2.9127 | #N/A | 0 | 0 | 0 | 0 | 0 | 0 | 0 | 0 | 0 | 0.1852% | 1 | 50% | 0% | 0% | 0% | 8.2745 | 0 | 0 | 0 | 8.2745 | #N/A
2007-02-21 09:00 | 2 | 21 | 9 | 52.3334 | 1233 | 19.04 | 32 | 988 | 19.04 | 127.506 | 0 | Heating | 17.0008 | #N/A | #N/A | #N/A | #N/A | 127.506 | #N/A | #N/A | 2.8915 | #N/A | 0 | 0 | 0 | 0 | 0 | 0 | 0 | 0 | 0 | 0.05667% | 1 | 50% | 0% | 0% | 0% | 8.2745 | 0 | 0 | 0 | 8.2745 | #N/A
2007-02-21 10:00 | 2 | 21 | 10 | 52.3751 | 1234 | 19.94 | 33.08 | 989 | 19.94 | 88.0704 | 0 | Heating | 11.7427 | #N/A | #N/A | #N/A | #N/A | 88.0704 | #N/A | #N/A | 2.9127 | #N/A | 0 | 0 | 0 | 0 | 0 | 0 | 0 | 0 | 0 | 0.03914% | 1 | 50% | 0% | 0% | 0% | 8.2745 | 0 | 0 | 0 | 8.2745 | #N/A
2007-02-21 11:00 | 2 | 21 | 11 | 52.4167 | 1235 | 19.94 | 33.08 | 989 | 19.94 | 88.0357 | 0 | Heating | 11.7381 | #N/A | #N/A | #N/A | #N/A | 88.0357 | #N/A | #N/A | 2.9127 | #N/A | 0 | 0 | 0 | 0 | 0 | 0 | 0 | 0 | 0 | 0.03913% | 1 | 50% | 0% | 0% | 0% | 8.2745 | 0 | 0 | 0 | 8.2745 | #N/A
2007-02-21 12:00 | 2 | 21 | 12 | 52.4584 | 1236 | 19.04 | 33.08 | 989 | 19.04 | 42.7429 | 0 | Heating | 5.6991 | #N/A | #N/A | #N/A | #N/A | 42.7429 | #N/A | #N/A | 2.8915 | #N/A | 0 | 0 | 0 | 0 | 0 | 0 | 0 | 0 | 0 | 0.019% | 1 | 50% | 0% | 0% | 0% | 8.2745 | 0 | 0 | 0 | 8.2745 | #N/A
2007-02-21 13:00 | 2 | 21 | 13 | 52.5001 | 1237 | 21.02 | 32 | 989 | 21.02 | 54.4537 | 0 | Heating | 7.2605 | #N/A | #N/A | #N/A | #N/A | 54.4537 | #N/A | #N/A | 2.9394 | #N/A | 0 | 0 | 0 | 0 | 0 | 0 | 0 | 0 | 0 | 0.0242% | 1 | 50% | 0% | 0% | 0% | 8.2745 | 0 | 0 | 0 | 8.2745 | #N/A
2007-02-21 14:00 | 2 | 21 | 14 | 52.5417 | 1238 | 21.02 | 32 | 989 | 21.02 | 16.0297 | 0 | Heating | 2.1373 | #N/A | #N/A | #N/A | #N/A | 16.0297 | #N/A | #N/A | 2.9394 | #N/A | 0 | 0 | 0 | 0 | 0 | 0 | 0 | 0 | 0 | 0.007124% | 1 | 50% | 0% | 0% | 0% | 8.2745 | 0 | 0 | 0 | 8.2745 | #N/A
2007-02-21 15:00 | 2 | 21 | 15 | 52.5834 | 1239 | 21.02 | 33.08 | 989 | 21.02 | 15.059 | 0 | Heating | 2.0079 | #N/A | #N/A | #N/A | #N/A | 15.059 | #N/A | #N/A | 2.9394 | #N/A | 0 | 0 | 0 | 0 | 0 | 0 | 0 | 0 | 0 | 0.006693% | 1 | 50% | 0% | 0% | 0% | 8.2745 | 0 | 0 | 0 | 8.2745 | #N/A
2007-02-21 16:00 | 2 | 21 | 16 | 52.6251 | 1240 | 21.02 | 33.98 | 989 | 21.02 | 16.1193 | 0 | Heating | 2.1492 | #N/A | #N/A | #N/A | #N/A | 16.1193 | #N/A | #N/A | 2.9394 | #N/A | 0 | 0 | 0 | 0 | 0 | 0 | 0 | 0 | 0 | 0.007164% | 1 | 50% | 0% | 0% | 0% | 8.2745 | 0 | 0 | 0 | 8.2745 | #N/A
2007-02-21 17:00 | 2 | 21 | 17 | 52.6667 | 1241 | 21.02 | 32 | 990 | 21.02 | 11.2059 | 0 | Heating | 1.4941 | #N/A | #N/A | #N/A | #N/A | 11.2059 | #N/A | #N/A | 2.9394 | #N/A | 0 | 0 | 0 | 0 | 0 | 0 | 0 | 0 | 0 | 0.00498% | 1 | 50% | 0% | 0% | 0% | 8.2745 | 0 | 0 | 0 | 8.2745 | #N/A
2007-02-21 18:00 | 2 | 21 | 18 | 52.7084 | 1242 | 19.04 | 30.02 | 991 | 19.04 | 18.0931 | 0 | Heating | 2.4124 | #N/A | #N/A | #N/A | #N/A | 18.0931 | #N/A | #N/A | 2.8915 | #N/A | 0 | 0 | 0 | 0 | 0 | 0 | 0 | 0 | 0 | 0.008041% | 1 | 50% | 0% | 0% | 0% | 8.2745 | 0 | 0 | 0 | 8.2745 | #N/A
2007-02-21 19:00 | 2 | 21 | 19 | 52.7501 | 1243 | 19.04 | 30.02 | 991 | 19.04 | 90.3034 | 0 | Heating | 12.0405 | #N/A | #N/A | #N/A | #N/A | 90.3034 | #N/A | #N/A | 2.8915 | #N/A | 0 | 0 | 0 | 0 | 0 | 0 | 0 | 0 | 0 | 0.04013% | 1 | 50% | 0% | 0% | 0% | 8.2745 | 0 | 0 | 0 | 8.2745 | #N/A
2007-02-21 20:00 | 2 | 21 | 20 | 52.7917 | 1244 | 19.04 | 30.92 | 992 | 19.04 | 127.9077 | 0 | Heating | 17.0544 | #N/A | #N/A | #N/A | #N/A | 127.9077 | #N/A | #N/A | 2.8915 | #N/A | 0 | 0 | 0 | 0 | 0 | 0 | 0 | 0 | 0 | 0.05685% | 1 | 50% | 0% | 0% | 0% | 8.2745 | 0 | 0 | 0 | 8.2745 | #N/A
2007-02-21 21:00 | 2 | 21 | 21 | 52.8334 | 1245 | 19.04 | 30.02 | 992 | 19.04 | 193.294 | 0 | Heating | 25.7725 | #N/A | #N/A | #N/A | #N/A | 193.294 | #N/A | #N/A | 2.8915 | #N/A | 0 | 0 | 0 | 0 | 0 | 0 | 0 | 0 | 0 | 0.08591% | 1 | 50% | 0% | 0% | 0% | 8.2745 | 0 | 0 | 0 | 8.2745 | #N/A
2007-02-21 22:00 | 2 | 21 | 22 | 52.8751 | 1246 | 19.94 | 28.94 | 993 | 19.94 | 229.5996 | 0 | Heating | 30.6133 | #N/A | #N/A | #N/A | #N/A | 229.5996 | #N/A | #N/A | 2.9127 | #N/A | 0 | 0 | 0 | 0 | 0 | 0 | 0 | 0 | 0 | 0.102% | 1 | 50% | 0% | 0% | 0% | 8.2745 | 0 | 0 | 0 | 8.2745 | #N/A
2007-02-21 23:00 | 2 | 21 | 23 | 52.9167 | 1247 | 19.94 | 26.96 | 993 | 19.94 | 0 | 0 | Cooling | 0 | #N/A | #N/A | #N/A | #N/A | 0 | 0 | 0 | 0 | 0 | 0 | #N/A | #N/A | 88 | 34.94 | 0.54521 | 0.33258 | #N/A | 0 | 0% | 1 | 50% | 0% | 0% | 0% | 8.2745 | 0 | 0 | 0 | 8.2745 | #N/A
2007-02-22 | 2 | 22 | 0 | 52.9584 | 1248 | 21.92 | 24.98 | 994 | 21.92 | 2.7195 | 0 | Heating | 0.3626 | #N/A | #N/A | #N/A | #N/A | 2.7195 | #N/A | #N/A | 2.9629 | #N/A | 0 | 0 | 0 | 0 | 0 | 0 | 0 | 0 | 0 | 0.001209% | 1 | 50% | 0% | 0% | 0% | 8.2745 | 0 | 0 | 0 | 8.2745 | #N/A
2007-02-22 01:00 | 2 | 22 | 1 | 53.0001 | 1249 | 21.92 | 24.98 | 994 | 21.92 | 9.1688 | 0 | Heating | 1.2225 | #N/A | #N/A | #N/A | #N/A | 9.1688 | #N/A | #N/A | 2.9629 | #N/A | 0 | 0 | 0 | 0 | 0 | 0 | 0 | 0 | 0 | 0.004075% | 1 | 50% | 0% | 0% | 0% | 8.2745 | 0 | 0 | 0 | 8.2745 | #N/A
2007-02-22 02:00 | 2 | 22 | 2 | 53.0417 | 1250 | 21.92 | 24.08 | 995 | 21.92 | 16.2859 | 0 | Heating | 2.1714 | #N/A | #N/A | #N/A | #N/A | 16.2859 | #N/A | #N/A | 2.9629 | #N/A | 0 | 0 | 0 | 0 | 0 | 0 | 0 | 0 | 0 | 0.007238% | 1 | 50% | 0% | 0% | 0% | 8.2745 | 0 | 0 | 0 | 8.2745 | #N/A
2007-02-22 03:00 | 2 | 22 | 3 | 53.0834 | 1251 | 21.2 | 24.08 | 995 | 21.2 | 25.37 | 0 | Heating | 3.3827 | #N/A | #N/A | #N/A | #N/A | 25.37 | #N/A | #N/A | 2.944 | #N/A | 0 | 0 | 0 | 0 | 0 | 0 | 0 | 0 | 0 | 0.01128% | 1 | 50% | 0% | 0% | 0% | 8.2745 | 0 | 0 | 0 | 8.2745 | #N/A
2007-02-22 04:00 | 2 | 22 | 4 | 53.1251 | 1252 | 21.02 | 24.98 | 996 | 21.02 | 38.7204 | 0 | Heating | 5.1627 | #N/A | #N/A | #N/A | #N/A | 38.7204 | #N/A | #N/A | 2.9394 | #N/A | 0 | 0 | 0 | 0 | 0 | 0 | 0 | 0 | 0 | 0.01721% | 1 | 50% | 0% | 0% | 0% | 8.2745 | 0 | 0 | 0 | 8.2745 | #N/A
2007-02-22 05:00 | 2 | 22 | 5 | 53.1667 | 1253 | 21.02 | 24.08 | 997 | 21.02 | 46.1343 | 0 | Heating | 6.1512 | #N/A | #N/A | #N/A | #N/A | 46.1343 | #N/A | #N/A | 2.9394 | #N/A | 0 | 0 | 0 | 0 | 0 | 0 | 0 | 0 | 0 | 0.0205% | 1 | 50% | 0% | 0% | 0% | 8.2745 | 0 | 0 | 0 | 8.2745 | #N/A
2007-02-22 06:00 | 2 | 22 | 6 | 53.2084 | 1254 | 19.94 | 23 | 997 | 19.94 | 56.7255 | 0 | Heating | 7.5634 | #N/A | #N/A | #N/A | #N/A | 56.7255 | #N/A | #N/A | 2.9127 | #N/A | 0 | 0 | 0 | 0 | 0 | 0 | 0 | 0 | 0 | 0.02521% | 1 | 50% | 0% | 0% | 0% | 8.2745 | 0 | 0 | 0 | 8.2745 | #N/A
2007-02-22 07:00 | 2 | 22 | 7 | 53.2501 | 1255 | 19.4 | 21.02 | 998 | 19.4 | 787.7996 | 0 | Heating | 105.0399 | #N/A | #N/A | #N/A | #N/A | 787.7996 | #N/A | #N/A | 2.8998 | #N/A | 0 | 0 | 0 | 0 | 0 | 0 | 0 | 0 | 0 | 0.3501% | 1 | 50% | 0% | 0% | 0% | 8.2745 | 0 | 0 | 0 | 8.2745 | #N/A
2007-02-22 08:00 | 2 | 22 | 8 | 53.2917 | 1256 | 17.96 | 21.02 | 999 | 17.96 | 435.3143 | 0 | Heating | 58.0419 | #N/A | #N/A | #N/A | #N/A | 435.3143 | #N/A | #N/A | 2.8673 | #N/A | 0 | 0 | 0 | 0 | 0 | 0 | 0 | 0 | 0 | 0.1935% | 1 | 50% | 0% | 0% | 0% | 8.2745 | 0 | 0 | 0 | 8.2745 | #N/A
2007-02-22 09:00 | 2 | 22 | 9 | 53.3334 | 1257 | 21.2 | 19.94 | 1000 | 21.2 | 131.7702 | 0 | Heating | 17.5694 | #N/A | #N/A | #N/A | #N/A | 131.7702 | #N/A | #N/A | 2.944 | #N/A | 0 | 0 | 0 | 0 | 0 | 0 | 0 | 0 | 0 | 0.05856% | 1 | 50% | 0% | 0% | 0% | 8.2745 | 0 | 0 | 0 | 8.2745 | #N/A
2007-02-22 10:00 | 2 | 22 | 10 | 53.3751 | 1258 | 26.06 | 17.06 | 1000 | 26.06 | 97.1045 | 0 | Heating | 12.9473 | #N/A | #N/A | #N/A | #N/A | 97.1045 | #N/A | #N/A | 3.0859 | #N/A | 0 | 0 | 0 | 0 | 0 | 0 | 0 | 0 | 0 | 0.04316% | 1 | 50% | 0% | 0% | 0% | 8.2745 | 0 | 0 | 0 | 8.2745 | #N/A
2007-02-22 11:00 | 2 | 22 | 11 | 53.4167 | 1259 | 26.06 | 17.96 | 1000 | 26.06 | 93.3584 | 0 | Heating | 12.4478 | #N/A | #N/A | #N/A | #N/A | 93.3584 | #N/A | #N/A | 3.0859 | #N/A | 0 | 0 | 0 | 0 | 0 | 0 | 0 | 0 | 0 | 0.04149% | 1 | 50% | 0% | 0% | 0% | 8.2745 | 0 | 0 | 0 | 8.2745 | #N/A
2007-02-22 12:00 | 2 | 22 | 12 | 53.4584 | 1260 | 30.02 | 19.04 | 1000 | 30.02 | 73.5614 | 0 | Heating | 9.8082 | #N/A | #N/A | #N/A | #N/A | 73.5614 | #N/A | #N/A | 3.2302 | #N/A | 0 | 0 | 0 | 0 | 0 | 0 | 0 | 0 | 0 | 0.03269% | 1 | 50% | 0% | 0% | 0% | 8.2745 | 0 | 0 | 0 | 8.2745 | #N/A
2007-02-22 13:00 | 2 | 22 | 13 | 53.5001 | 1261 | 33.08 | 17.06 | 1000 | 33.08 | 82.8755 | 0 | Heating | 11.0501 | #N/A | #N/A | #N/A | #N/A | 82.8755 | #N/A | #N/A | 3.3624 | #N/A | 0 | 0 | 0 | 0 | 0 | 0 | 0 | 0 | 0 | 0.03683% | 1 | 50% | 0% | 0% | 0% | 8.2745 | 0 | 0 | 0 | 8.2745 | #N/A
2007-02-22 14:00 | 2 | 22 | 14 | 53.5417 | 1262 | 33.08 | 15.98 | 1000 | 33.08 | 33.7644 | 0 | Heating | 4.5019 | #N/A | #N/A | #N/A | #N/A | 33.7644 | #N/A | #N/A | 3.3624 | #N/A | 0 | 0 | 0 | 0 | 0 | 0 | 0 | 0 | 0 | 0.01501% | 1 | 50% | 0% | 0% | 0% | 8.2745 | 0 | 0 | 0 | 8.2745 | #N/A
2007-02-22 15:00 | 2 | 22 | 15 | 53.5834 | 1263 | 35.06 | 17.96 | 1000 | 35.06 | 26.7814 | 0 | Heating | 3.5709 | #N/A | #N/A | #N/A | #N/A | 26.7814 | #N/A | #N/A | 3.4585 | #N/A | 0 | 0 | 0 | 0 | 0 | 0 | 0 | 0 | 0 | 0.0119% | 1 | 50% | 0% | 0% | 0% | 8.2745 | 0 | 0 | 0 | 8.2745 | #N/A
2007-02-22 16:00 | 2 | 22 | 16 | 53.6251 | 1264 | 35.06 | 19.94 | 1000 | 35.06 | 26.4283 | 0 | Heating | 3.5238 | #N/A | #N/A | #N/A | #N/A | 26.4283 | #N/A | #N/A | 3.4585 | #N/A | 0 | 0 | 0 | 0 | 0 | 0 | 0 | 0 | 0 | 0.01175% | 1 | 50% | 0% | 0% | 0% | 8.2745 | 0 | 0 | 0 | 8.2745 | #N/A
2007-02-22 17:00 | 2 | 22 | 17 | 53.6667 | 1265 | 35.06 | 23 | 1000 | 35.06 | 15.5713 | 0 | Heating | 2.0762 | #N/A | #N/A | #N/A | #N/A | 15.5713 | #N/A | #N/A | 3.4585 | #N/A | 0 | 0 | 0 | 0 | 0 | 0 | 0 | 0 | 0 | 0.006921% | 1 | 50% | 0% | 0% | 0% | 8.2745 | 0 | 0 | 0 | 8.2745 | #N/A
2007-02-22 18:00 | 2 | 22 | 18 | 53.7084 | 1266 | 33.98 | 24.98 | 1001 | 33.98 | 33.3213 | 0 | Heating | 4.4428 | #N/A | #N/A | #N/A | #N/A | 33.3213 | #N/A | #N/A | 3.405 | #N/A | 0 | 0 | 0 | 0 | 0 | 0 | 0 | 0 | 0 | 0.01481% | 1 | 50% | 0% | 0% | 0% | 8.2745 | 0 | 0 | 0 | 8.2745 | #N/A
2007-02-22 19:00 | 2 | 22 | 19 | 53.7501 | 1267 | 33.08 | 26.96 | 1002 | 33.08 | 90.5366 | 0 | Heating | 12.0715 | #N/A | #N/A | #N/A | #N/A | 90.5366 | #N/A | #N/A | 3.3624 | #N/A | 0 | 0 | 0 | 0 | 0 | 0 | 0 | 0 | 0 | 0.04024% | 1 | 50% | 0% | 0% | 0% | 8.2745 | 0 | 0 | 0 | 8.2745 | #N/A
2007-02-22 20:00 | 2 | 22 | 20 | 53.7917 | 1268 | 33.08 | 26.06 | 1002 | 33.08 | 129.57 | 0 | Heating | 17.276 | #N/A | #N/A | #N/A | #N/A | 129.57 | #N/A | #N/A | 3.3624 | #N/A | 0 | 0 | 0 | 0 | 0 | 0 | 0 | 0 | 0 | 0.05759% | 1 | 50% | 0% | 0% | 0% | 8.2745 | 0 | 0 | 0 | 8.2745 | #N/A
2007-02-22 21:00 | 2 | 22 | 21 | 53.8334 | 1269 | 33.08 | 26.06 | 1003 | 33.08 | 210.3613 | 0 | Heating | 28.0482 | #N/A | #N/A | #N/A | #N/A | 210.3613 | #N/A | #N/A | 3.3624 | #N/A | 0 | 0 | 0 | 0 | 0 | 0 | 0 | 0 | 0 | 0.09349% | 1 | 50% | 0% | 0% | 0% | 8.2745 | 0 | 0 | 0 | 8.2745 | #N/A
2007-02-22 22:00 | 2 | 22 | 22 | 53.8751 | 1270 | 33.98 | 24.98 | 1003 | 33.98 | 275.1277 | 0 | Heating | 36.6837 | #N/A | #N/A | #N/A | #N/A | 275.1277 | #N/A | #N/A | 3.405 | #N/A | 0 | 0 | 0 | 0 | 0 | 0 | 0 | 0 | 0 | 0.1223% | 1 | 50% | 0% | 0% | 0% | 8.2745 | 0 | 0 | 0 | 8.2745 | #N/A
2007-02-22 23:00 | 2 | 22 | 23 | 53.9167 | 1271 | 33.98 | 24.98 | 1003 | 33.98 | 2.6271 | 0 | Heating | 0.35028 | #N/A | #N/A | #N/A | #N/A | 2.6271 | #N/A | #N/A | 3.405 | #N/A | 0 | 0 | 0 | 0 | 0 | 0 | 0 | 0 | 0 | 0.001168% | 1 | 50% | 0% | 0% | 0% | 8.2745 | 0 | 0 | 0 | 8.2745 | #N/A
2007-02-23 | 2 | 23 | 0 | 53.9584 | 1272 | 33.98 | 26.96 | 1003 | 33.98 | 10.9686 | 0 | Heating | 1.4625 | #N/A | #N/A | #N/A | #N/A | 10.9686 | #N/A | #N/A | 3.405 | #N/A | 0 | 0 | 0 | 0 | 0 | 0 | 0 | 0 | 0 | 0.004875% | 1 | 50% | 0% | 0% | 0% | 8.2745 | 0 | 0 | 0 | 8.2745 | #N/A
2007-02-23 01:00 | 2 | 23 | 1 | 54.0001 | 1273 | 33.98 | 26.96 | 1003 | 33.98 | 17.1143 | 0 | Heating | 2.2819 | #N/A | #N/A | #N/A | #N/A | 17.1143 | #N/A | #N/A | 3.405 | #N/A | 0 | 0 | 0 | 0 | 0 | 0 | 0 | 0 | 0 | 0.007606% | 1 | 50% | 0% | 0% | 0% | 8.2745 | 0 | 0 | 0 | 8.2745 | #N/A
2007-02-23 02:00 | 2 | 23 | 2 | 54.0417 | 1274 | 33.98 | 26.96 | 1002 | 33.98 | 21.0965 | 0 | Heating | 2.8129 | #N/A | #N/A | #N/A | #N/A | 21.0965 | #N/A | #N/A | 3.405 | #N/A | 0 | 0 | 0 | 0 | 0 | 0 | 0 | 0 | 0 | 0.009376% | 1 | 50% | 0% | 0% | 0% | 8.2745 | 0 | 0 | 0 | 8.2745 | #N/A
2007-02-23 03:00 | 2 | 23 | 3 | 54.0834 | 1275 | 33.8 | 26.96 | 1001 | 33.8 | 24.2582 | 0 | Heating | 3.2344 | #N/A | #N/A | #N/A | #N/A | 24.2582 | #N/A | #N/A | 3.3963 | #N/A | 0 | 0 | 0 | 0 | 0 | 0 | 0 | 0 | 0 | 0.01078% | 1 | 50% | 0% | 0% | 0% | 8.2745 | 0 | 0 | 0 | 8.2745 | #N/A
2007-02-23 04:00 | 2 | 23 | 4 | 54.1251 | 1276 | 33.08 | 26.96 | 1001 | 33.08 | 25.9592 | 0 | Heating | 3.4612 | #N/A | #N/A | #N/A | #N/A | 25.9592 | #N/A | #N/A | 3.3624 | #N/A | 0 | 0 | 0 | 0 | 0 | 0 | 0 | 0 | 0 | 0.01154% | 1 | 50% | 0% | 0% | 0% | 8.2745 | 0 | 0 | 0 | 8.2745 | #N/A
2007-02-23 05:00 | 2 | 23 | 5 | 54.1667 | 1277 | 33.08 | 26.96 | 1001 | 33.08 | 29.1149 | 0 | Heating | 3.882 | #N/A | #N/A | #N/A | #N/A | 29.1149 | #N/A | #N/A | 3.3624 | #N/A | 0 | 0 | 0 | 0 | 0 | 0 | 0 | 0 | 0 | 0.01294% | 1 | 50% | 0% | 0% | 0% | 8.2745 | 0 | 0 | 0 | 8.2745 | #N/A
2007-02-23 06:00 | 2 | 23 | 6 | 54.2084 | 1278 | 32 | 26.96 | 1001 | 32 | 26.8051 | 0 | Heating | 3.574 | #N/A | #N/A | #N/A | #N/A | 26.8051 | #N/A | #N/A | 3.3135 | #N/A | 0 | 0 | 0 | 0 | 0 | 0 | 0 | 0 | 0 | 0.01191% | 1 | 50% | 0% | 0% | 0% | 8.2745 | 0 | 0 | 0 | 8.2745 | #N/A
2007-02-23 07:00 | 2 | 23 | 7 | 54.2501 | 1279 | 33.08 | 28.04 | 1001 | 33.08 | 670.4777 | 0 | Heating | 89.397 | #N/A | #N/A | #N/A | #N/A | 670.4777 | #N/A | #N/A | 3.3624 | #N/A | 0 | 0 | 0 | 0 | 0 | 0 | 0 | 0 | 0 | 0.298% | 1 | 50% | 0% | 0% | 0% | 8.2745 | 0 | 0 | 0 | 8.2745 | #N/A
2007-02-23 08:00 | 2 | 23 | 8 | 54.2917 | 1280 | 33.08 | 28.04 | 1000 | 33.08 | 394.1032 | 0 | Heating | 52.5471 | #N/A | #N/A | #N/A | #N/A | 394.1032 | #N/A | #N/A | 3.3624 | #N/A | 0 | 0 | 0 | 0 | 0 | 0 | 0 | 0 | 0 | 0.1752% | 1 | 50% | 0% | 0% | 0% | 8.2745 | 0 | 0 | 0 | 8.2745 | #N/A
2007-02-23 09:00 | 2 | 23 | 9 | 54.3334 | 1281 | 33.98 | 28.04 | 1000 | 33.98 | 234.2299 | 0 | Heating | 31.2307 | #N/A | #N/A | #N/A | #N/A | 234.2299 | #N/A | #N/A | 3.405 | #N/A | 0 | 0 | 0 | 0 | 0 | 0 | 0 | 0 | 0 | 0.1041% | 1 | 50% | 0% | 0% | 0% | 8.2745 | 0 | 0 | 0 | 8.2745 | #N/A
2007-02-23 10:00 | 2 | 23 | 10 | 54.3751 | 1282 | 33.98 | 28.94 | 999 | 33.98 | 204.297 | 0 | Heating | 27.2396 | #N/A | #N/A | #N/A | #N/A | 204.297 | #N/A | #N/A | 3.405 | #N/A | 0 | 0 | 0 | 0 | 0 | 0 | 0 | 0 | 0 | 0.0908% | 1 | 50% | 0% | 0% | 0% | 8.2745 | 0 | 0 | 0 | 8.2745 | #N/A
2007-02-23 11:00 | 2 | 23 | 11 | 54.4167 | 1283 | 33.98 | 28.04 | 998 | 33.98 | 205.5265 | 0 | Heating | 27.4035 | #N/A | #N/A | #N/A | #N/A | 205.5265 | #N/A | #N/A | 3.405 | #N/A | 0 | 0 | 0 | 0 | 0 | 0 | 0 | 0 | 0 | 0.09135% | 1 | 50% | 0% | 0% | 0% | 8.2745 | 0 | 0 | 0 | 8.2745 | #N/A
2007-02-23 12:00 | 2 | 23 | 12 | 54.4584 | 1284 | 35.06 | 28.04 | 998 | 35.06 | 183.024 | 0 | Heating | 24.4032 | #N/A | #N/A | #N/A | #N/A | 183.024 | #N/A | #N/A | 3.4585 | #N/A | 0 | 0 | 0 | 0 | 0 | 0 | 0 | 0 | 0 | 0.08134% | 1 | 50% | 0% | 0% | 0% | 8.2745 | 0 | 0 | 0 | 8.2745 | #N/A
2007-02-23 13:00 | 2 | 23 | 13 | 54.5001 | 1285 | 33.8 | 30.02 | 997 | 33.8 | 160.3972 | 0 | Heating | 21.3863 | #N/A | #N/A | #N/A | #N/A | 160.3972 | #N/A | #N/A | 3.3963 | #N/A | 0 | 0 | 0 | 0 | 0 | 0 | 0 | 0 | 0 | 0.07129% | 1 | 50% | 0% | 0% | 0% | 8.2745 | 0 | 0 | 0 | 8.2745 | #N/A
2007-02-23 14:00 | 2 | 23 | 14 | 54.5417 | 1286 | 33.98 | 30.92 | 997 | 33.98 | 155.8811 | 0 | Heating | 20.7841 | #N/A | #N/A | #N/A | #N/A | 155.8811 | #N/A | #N/A | 3.405 | #N/A | 0 | 0 | 0 | 0 | 0 | 0 | 0 | 0 | 0 | 0.06928% | 1 | 50% | 0% | 0% | 0% | 8.2745 | 0 | 0 | 0 | 8.2745 | #N/A
2007-02-23 15:00 | 2 | 23 | 15 | 54.5834 | 1287 | 35.6 | 32 | 998 | 35.6 | 252.8262 | 0 | Heating | 33.7102 | #N/A | #N/A | #N/A | #N/A | 252.8262 | #N/A | #N/A | 3.4863 | #N/A | 0 | 0 | 0 | 0 | 0 | 0 | 0 | 0 | 0 | 0.1124% | 1 | 50% | 0% | 0% | 0% | 8.2745 | 0 | 0 | 0 | 8.2745 | #N/A
2007-02-23 16:00 | 2 | 23 | 16 | 54.6251 | 1288 | 35.6 | 32 | 998 | 35.6 | 280.87 | 0 | Heating | 37.4493 | #N/A | #N/A | #N/A | #N/A | 280.87 | #N/A | #N/A | 3.4863 | #N/A | 0 | 0 | 0 | 0 | 0 | 0 | 0 | 0 | 0 | 0.1248% | 1 | 50% | 0% | 0% | 0% | 8.2745 | 0 | 0 | 0 | 8.2745 | #N/A
2007-02-23 17:00 | 2 | 23 | 17 | 54.6667 | 1289 | 35.96 | 32 | 999 | 35.96 | 243.4831 | 0 | Heating | 32.4644 | #N/A | #N/A | #N/A | #N/A | 243.4831 | #N/A | #N/A | 3.5052 | #N/A | 0 | 0 | 0 | 0 | 0 | 0 | 0 | 0 | 0 | 0.1082% | 1 | 50% | 0% | 0% | 0% | 8.2745 | 0 | 0 | 0 | 8.2745 | #N/A
2007-02-23 18:00 | 2 | 23 | 18 | 54.7084 | 1290 | 35.96 | 33.08 | 1000 | 35.96 | 289.3737 | 0 | Heating | 38.5832 | #N/A | #N/A | #N/A | #N/A | 289.3737 | #N/A | #N/A | 3.5052 | #N/A | 0 | 0 | 0 | 0 | 0 | 0 | 0 | 0 | 0 | 0.1286% | 1 | 50% | 0% | 0% | 0% | 8.2745 | 0 | 0 | 0 | 8.2745 | #N/A
2007-02-23 19:00 | 2 | 23 | 19 | 54.7501 | 1291 | 35.96 | 33.08 | 1000 | 35.96 | 0 | 0 | Cooling | 0 | #N/A | #N/A | #N/A | #N/A | 0 | 0 | 0 | 0 | 0 | 0 | #N/A | #N/A | 88 | 50.96 | 0.65832 | 0.40158 | #N/A | 0 | 0% | 1 | 50% | 0% | 0% | 0% | 8.2745 | 0 | 0 | 0 | 8.2745 | #N/A
2007-02-23 20:00 | 2 | 23 | 20 | 54.7917 | 1292 | 35.96 | 32 | 1001 | 35.96 | 4.5856 | 0 | Heating | 0.61141 | #N/A | #N/A | #N/A | #N/A | 4.5856 | #N/A | #N/A | 3.5052 | #N/A | 0 | 0 | 0 | 0 | 0 | 0 | 0 | 0 | 0 | 0.002038% | 1 | 50% | 0% | 0% | 0% | 8.2745 | 0 | 0 | 0 | 8.2745 | #N/A
2007-02-23 21:00 | 2 | 23 | 21 | 54.8334 | 1293 | 35.96 | 30.92 | 1001 | 35.96 | 8.5797 | 0 | Heating | 1.144 | #N/A | #N/A | #N/A | #N/A | 8.5797 | #N/A | #N/A | 3.5052 | #N/A | 0 | 0 | 0 | 0 | 0 | 0 | 0 | 0 | 0 | 0.003813% | 1 | 50% | 0% | 0% | 0% | 8.2745 | 0 | 0 | 0 | 8.2745 | #N/A
2007-02-23 22:00 | 2 | 23 | 22 | 54.8751 | 1294 | 35.96 | 21.02 | 1003 | 35.96 | 16.1373 | 0 | Heating | 2.1516 | #N/A | #N/A | #N/A | #N/A | 16.1373 | #N/A | #N/A | 3.5052 | #N/A | 0 | 0 | 0 | 0 | 0 | 0 | 0 | 0 | 0 | 0.007172% | 1 | 50% | 0% | 0% | 0% | 8.2745 | 0 | 0 | 0 | 8.2745 | #N/A
2007-02-23 23:00 | 2 | 23 | 23 | 54.9167 | 1295 | 35.96 | 17.96 | 1003 | 35.96 | 40.9952 | 0 | Heating | 5.466 | #N/A | #N/A | #N/A | #N/A | 40.9952 | #N/A | #N/A | 3.5052 | #N/A | 0 | 0 | 0 | 0 | 0 | 0 | 0 | 0 | 0 | 0.01822% | 1 | 50% | 0% | 0% | 0% | 8.2745 | 0 | 0 | 0 | 8.2745 | #N/A
2007-02-24 | 2 | 24 | 0 | 54.9584 | 1296 | 35.06 | 8.96 | 1005 | 35.06 | 225.8114 | 0 | Heating | 30.1082 | #N/A | #N/A | #N/A | #N/A | 225.8114 | #N/A | #N/A | 3.4585 | #N/A | 0 | 0 | 0 | 0 | 0 | 0 | 0 | 0 | 0 | 0.1004% | 1 | 50% | 0% | 0% | 0% | 8.2745 | 0 | 0 | 0 | 8.2745 | #N/A
2007-02-24 01:00 | 2 | 24 | 1 | 55.0001 | 1297 | 33.98 | 8.96 | 1006 | 33.98 | 355.814 | 0 | Heating | 47.4419 | #N/A | #N/A | #N/A | #N/A | 355.814 | #N/A | #N/A | 3.405 | #N/A | 0 | 0 | 0 | 0 | 0 | 0 | 0 | 0 | 0 | 0.1581% | 1 | 50% | 0% | 0% | 0% | 8.2745 | 0 | 0 | 0 | 8.2745 | #N/A
2007-02-24 02:00 | 2 | 24 | 2 | 55.0417 | 1298 | 33.98 | 8.06 | 1007 | 33.98 | 420.0951 | 0 | Heating | 56.0127 | #N/A | #N/A | #N/A | #N/A | 420.0951 | #N/A | #N/A | 3.405 | #N/A | 0 | 0 | 0 | 0 | 0 | 0 | 0 | 0 | 0 | 0.1867% | 1 | 50% | 0% | 0% | 0% | 8.2745 | 0 | 0 | 0 | 8.2745 | #N/A
2007-02-24 03:00 | 2 | 24 | 3 | 55.0834 | 1299 | 33.8 | 6.08 | 1007 | 33.8 | 492.7509 | 0 | Heating | 65.7001 | #N/A | #N/A | #N/A | #N/A | 492.7509 | #N/A | #N/A | 3.3963 | #N/A | 0 | 0 | 0 | 0 | 0 | 0 | 0 | 0 | 0 | 0.219% | 1 | 50% | 0% | 0% | 0% | 8.2745 | 0 | 0 | 0 | 8.2745 | #N/A
2007-02-24 04:00 | 2 | 24 | 4 | 55.1251 | 1300 | 33.8 | 3.92 | 1006 | 33.8 | 564.9918 | 0 | Heating | 75.3322 | #N/A | #N/A | #N/A | #N/A | 564.9918 | #N/A | #N/A | 3.3963 | #N/A | 0 | 0 | 0 | 0 | 0 | 0 | 0 | 0 | 0 | 0.2511% | 1 | 50% | 0% | 0% | 0% | 8.2745 | 0 | 0 | 0 | 8.2745 | #N/A
2007-02-24 05:00 | 2 | 24 | 5 | 55.1667 | 1301 | 33.08 | 5 | 1006 | 33.08 | 617.666 | 0 | Heating | 82.3555 | #N/A | #N/A | #N/A | #N/A | 617.666 | #N/A | #N/A | 3.3624 | #N/A | 0 | 0 | 0 | 0 | 0 | 0 | 0 | 0 | 0 | 0.2745% | 1 | 50% | 0% | 0% | 0% | 8.2745 | 0 | 0 | 0 | 8.2745 | #N/A
2007-02-24 06:00 | 2 | 24 | 6 | 55.2084 | 1302 | 32 | 5 | 1006 | 32 | 653.4891 | 0 | Heating | 87.1319 | #N/A | #N/A | #N/A | #N/A | 653.4891 | #N/A | #N/A | 3.3135 | #N/A | 0 | 0 | 0 | 0 | 0 | 0 | 0 | 0 | 0 | 0.2904% | 1 | 50% | 0% | 0% | 0% | 8.2745 | 0 | 0 | 0 | 8.2745 | #N/A
2007-02-24 07:00 | 2 | 24 | 7 | 55.2501 | 1303 | 32 | 3.92 | 1007 | 32 | 633.9389 | 0 | Heating | 84.5252 | #N/A | #N/A | #N/A | #N/A | 633.9389 | #N/A | #N/A | 3.3135 | #N/A | 0 | 0 | 0 | 0 | 0 | 0 | 0 | 0 | 0 | 0.2818% | 1 | 50% | 0% | 0% | 0% | 8.2745 | 0 | 0 | 0 | 8.2745 | #N/A
2007-02-24 08:00 | 2 | 24 | 8 | 55.2917 | 1304 | 33.08 | 3.92 | 1008 | 33.08 | 594.5402 | 0 | Heating | 79.272 | #N/A | #N/A | #N/A | #N/A | 594.5402 | #N/A | #N/A | 3.3624 | #N/A | 0 | 0 | 0 | 0 | 0 | 0 | 0 | 0 | 0 | 0.2642% | 1 | 50% | 0% | 0% | 0% | 8.2745 | 0 | 0 | 0 | 8.2745 | #N/A
2007-02-24 09:00 | 2 | 24 | 9 | 55.3334 | 1305 | 33.8 | 5 | 1008 | 33.8 | 568.7208 | 0 | Heating | 75.8294 | #N/A | #N/A | #N/A | #N/A | 568.7208 | #N/A | #N/A | 3.3963 | #N/A | 0 | 0 | 0 | 0 | 0 | 0 | 0 | 0 | 0 | 0.2528% | 1 | 50% | 0% | 0% | 0% | 8.2745 | 0 | 0 | 0 | 8.2745 | #N/A
2007-02-24 10:00 | 2 | 24 | 10 | 55.3751 | 1306 | 35.6 | 5 | 1007 | 35.6 | 542.0589 | 0 | Heating | 72.2745 | #N/A | #N/A | #N/A | #N/A | 542.0589 | #N/A | #N/A | 3.4863 | #N/A | 0 | 0 | 0 | 0 | 0 | 0 | 0 | 0 | 0 | 0.2409% | 1 | 50% | 0% | 0% | 0% | 8.2745 | 0 | 0 | 0 | 8.2745 | #N/A
2007-02-24 11:00 | 2 | 24 | 11 | 55.4167 | 1307 | 35.06 | 3.92 | 1006 | 35.06 | 540.8225 | 0 | Heating | 72.1097 | #N/A | #N/A | #N/A | #N/A | 540.8225 | #N/A | #N/A | 3.4585 | #N/A | 0 | 0 | 0 | 0 | 0 | 0 | 0 | 0 | 0 | 0.2404% | 1 | 50% | 0% | 0% | 0% | 8.2745 | 0 | 0 | 0 | 8.2745 | #N/A
2007-02-24 12:00 | 2 | 24 | 12 | 55.4584 | 1308 | 37.04 | 3.92 | 1005 | 37.04 | 498.8096 | 0 | Heating | 66.508 | #N/A | #N/A | #N/A | #N/A | 498.8096 | #N/A | #N/A | 3.5637 | #N/A | 0 | 0 | 0 | 0 | 0 | 0 | 0 | 0 | 0 | 0.2217% | 1 | 50% | 0% | 0% | 0% | 8.2745 | 0 | 0 | 0 | 8.2745 | #N/A
2007-02-24 13:00 | 2 | 24 | 13 | 55.5001 | 1309 | 37.94 | 6.08 | 1005 | 37.94 | 491.8619 | 0 | Heating | 65.5816 | #N/A | #N/A | #N/A | #N/A | 491.8619 | #N/A | #N/A | 3.6146 | #N/A | 0 | 0 | 0 | 0 | 0 | 0 | 0 | 0 | 0 | 0.2186% | 1 | 50% | 0% | 0% | 0% | 8.2745 | 0 | 0 | 0 | 8.2745 | #N/A
2007-02-24 14:00 | 2 | 24 | 14 | 55.5417 | 1310 | 37.94 | 5 | 1004 | 37.94 | 478.5174 | 0 | Heating | 63.8023 | #N/A | #N/A | #N/A | #N/A | 478.5174 | #N/A | #N/A | 3.6146 | #N/A | 0 | 0 | 0 | 0 | 0 | 0 | 0 | 0 | 0 | 0.2127% | 1 | 50% | 0% | 0% | 0% | 8.2745 | 0 | 0 | 0 | 8.2745 | #N/A
2007-02-24 15:00 | 2 | 24 | 15 | 55.5834 | 1311 | 35.96 | 6.98 | 1004 | 35.96 | 481.1269 | 0 | Heating | 64.1502 | #N/A | #N/A | #N/A | #N/A | 481.1269 | #N/A | #N/A | 3.5052 | #N/A | 0 | 0 | 0 | 0 | 0 | 0 | 0 | 0 | 0 | 0.2138% | 1 | 50% | 0% | 0% | 0% | 8.2745 | 0 | 0 | 0 | 8.2745 | #N/A
2007-02-24 16:00 | 2 | 24 | 16 | 55.6251 | 1312 | 35.06 | 8.06 | 1004 | 35.06 | 507.9372 | 0 | Heating | 67.725 | #N/A | #N/A | #N/A | #N/A | 507.9372 | #N/A | #N/A | 3.4585 | #N/A | 0 | 0 | 0 | 0 | 0 | 0 | 0 | 0 | 0 | 0.2257% | 1 | 50% | 0% | 0% | 0% | 8.2745 | 0 | 0 | 0 | 8.2745 | #N/A
2007-02-24 17:00 | 2 | 24 | 17 | 55.6667 | 1313 | 35.06 | 8.06 | 1004 | 35.06 | 505.4415 | 0 | Heating | 67.3922 | #N/A | #N/A | #N/A | #N/A | 505.4415 | #N/A | #N/A | 3.4585 | #N/A | 0 | 0 | 0 | 0 | 0 | 0 | 0 | 0 | 0 | 0.2246% | 1 | 50% | 0% | 0% | 0% | 8.2745 | 0 | 0 | 0 | 8.2745 | #N/A
2007-02-24 18:00 | 2 | 24 | 18 | 55.7084 | 1314 | 33.8 | 8.06 | 1004 | 33.8 | 526.6342 | 0 | Heating | 70.2179 | #N/A | #N/A | #N/A | #N/A | 526.6342 | #N/A | #N/A | 3.3963 | #N/A | 0 | 0 | 0 | 0 | 0 | 0 | 0 | 0 | 0 | 0.2341% | 1 | 50% | 0% | 0% | 0% | 8.2745 | 0 | 0 | 0 | 8.2745 | #N/A
2007-02-24 19:00 | 2 | 24 | 19 | 55.7501 | 1315 | 32 | 6.98 | 1004 | 32 | 578.0298 | 0 | Heating | 77.0706 | #N/A | #N/A | #N/A | #N/A | 578.0298 | #N/A | #N/A | 3.3135 | #N/A | 0 | 0 | 0 | 0 | 0 | 0 | 0 | 0 | 0 | 0.2569% | 1 | 50% | 0% | 0% | 0% | 8.2745 | 0 | 0 | 0 | 8.2745 | #N/A
2007-02-24 20:00 | 2 | 24 | 20 | 55.7917 | 1316 | 32 | 6.98 | 1004 | 32 | 637.4036 | 0 | Heating | 84.9872 | #N/A | #N/A | #N/A | #N/A | 637.4036 | #N/A | #N/A | 3.3135 | #N/A | 0 | 0 | 0 | 0 | 0 | 0 | 0 | 0 | 0 | 0.2833% | 1 | 50% | 0% | 0% | 0% | 8.2745 | 0 | 0 | 0 | 8.2745 | #N/A
2007-02-24 21:00 | 2 | 24 | 21 | 55.8334 | 1317 | 32 | 6.98 | 1005 | 32 | 664.4158 | 0 | Heating | 88.5888 | #N/A | #N/A | #N/A | #N/A | 664.4158 | #N/A | #N/A | 3.3135 | #N/A | 0 | 0 | 0 | 0 | 0 | 0 | 0 | 0 | 0 | 0.2953% | 1 | 50% | 0% | 0% | 0% | 8.2745 | 0 | 0 | 0 | 8.2745 | #N/A
2007-02-24 22:00 | 2 | 24 | 22 | 55.8751 | 1318 | 32 | 5 | 1006 | 32 | 728.4635 | 0 | Heating | 97.1285 | #N/A | #N/A | #N/A | #N/A | 728.4635 | #N/A | #N/A | 3.3135 | #N/A | 0 | 0 | 0 | 0 | 0 | 0 | 0 | 0 | 0 | 0.3238% | 1 | 50% | 0% | 0% | 0% | 8.2745 | 0 | 0 | 0 | 8.2745 | #N/A
2007-02-24 23:00 | 2 | 24 | 23 | 55.9167 | 1319 | 32 | 3.92 | 1007 | 32 | 797.7184 | 0 | Heating | 106.3625 | #N/A | #N/A | #N/A | #N/A | 797.7184 | #N/A | #N/A | 3.3135 | #N/A | 0 | 0 | 0 | 0 | 0 | 0 | 0 | 0 | 0 | 0.3545% | 1 | 50% | 0% | 0% | 0% | 8.2745 | 0 | 0 | 0 | 8.2745 | #N/A
2007-02-25 | 2 | 25 | 0 | 55.9584 | 1320 | 32 | 1.04 | 1008 | 32 | 867.9929 | 0 | Heating | 115.7324 | #N/A | #N/A | #N/A | #N/A | 867.9929 | #N/A | #N/A | 3.3135 | #N/A | 0 | 0 | 0 | 0 | 0 | 0 | 0 | 0 | 0 | 0.3858% | 1 | 50% | 0% | 0% | 0% | 8.2745 | 0 | 0 | 0 | 8.2745 | #N/A
2007-02-25 01:00 | 2 | 25 | 1 | 56.0001 | 1321 | 30.92 | 1.04 | 1010 | 30.92 | 868.5755 | 0 | Heating | 115.8101 | #N/A | #N/A | #N/A | #N/A | 868.5755 | #N/A | #N/A | 3.2671 | #N/A | 0 | 0 | 0 | 0 | 0 | 0 | 0 | 0 | 0 | 0.386% | 1 | 50% | 0% | 0% | 0% | 8.2745 | 0 | 0 | 0 | 8.2745 | #N/A
2007-02-25 02:00 | 2 | 25 | 2 | 56.0417 | 1322 | 30.92 | -2.92 | 1011 | 30.92 | 925.3617 | 0 | Heating | 123.3816 | #N/A | #N/A | #N/A | #N/A | 925.3617 | #N/A | #N/A | 3.2671 | #N/A | 0 | 0 | 0 | 0 | 0 | 0 | 0 | 0 | 0 | 0.4113% | 1 | 50% | 0% | 0% | 0% | 8.2745 | 0 | 0 | 0 | 8.2745 | #N/A
2007-02-25 03:00 | 2 | 25 | 3 | 56.0834 | 1323 | 28.04 | -9.94 | 1012 | 28.04 | 1019.8162 | 0 | Heating | 135.9755 | #N/A | #N/A | #N/A | #N/A | 1019.8162 | #N/A | #N/A | 3.1545 | #N/A | 0 | 0 | 0 | 0 | 0 | 0 | 0 | 0 | 0 | 0.4533% | 1 | 50% | 0% | 0% | 0% | 8.2745 | 0 | 0 | 0 | 8.2745 | #N/A
2007-02-25 04:00 | 2 | 25 | 4 | 56.1251 | 1324 | 24.98 | -9.04 | 1013 | 24.98 | 1083.0398 | 0 | Heating | 144.4053 | #N/A | #N/A | #N/A | #N/A | 1083.0398 | #N/A | #N/A | 3.0513 | #N/A | 0 | 0 | 0 | 0 | 0 | 0 | 0 | 0 | 0 | 0.4814% | 1 | 50% | 0% | 0% | 0% | 8.2745 | 0 | 0 | 0 | 8.2745 | #N/A
2007-02-25 05:00 | 2 | 25 | 5 | 56.1667 | 1325 | 24.98 | -9.94 | 1014 | 24.98 | 1140.4234 | 0 | Heating | 152.0565 | #N/A | #N/A | #N/A | #N/A | 1140.4234 | #N/A | #N/A | 3.0513 | #N/A | 0 | 0 | 0 | 0 | 0 | 0 | 0 | 0 | 0 | 0.5069% | 1 | 50% | 0% | 0% | 0% | 8.2745 | 0 | 0 | 0 | 8.2745 | #N/A
2007-02-25 06:00 | 2 | 25 | 6 | 56.2084 | 1326 | 21.92 | -9.94 | 1016 | 21.92 | 1177.2288 | 0 | Heating | 156.9638 | #N/A | #N/A | #N/A | #N/A | 1177.2288 | #N/A | #N/A | 2.9629 | #N/A | 0 | 0 | 0 | 0 | 0 | 0 | 0 | 0 | 0 | 0.5232% | 1 | 50% | 0% | 0% | 0% | 8.2745 | 0 | 0 | 0 | 8.2745 | #N/A
2007-02-25 07:00 | 2 | 25 | 7 | 56.2501 | 1327 | 21.92 | -11.02 | 1017 | 21.92 | 2327.4294 | 0 | Heating | 310.3239 | #N/A | #N/A | #N/A | #N/A | 2327.4294 | #N/A | #N/A | 2.9629 | #N/A | 0 | 0 | 0 | 0 | 0 | 0 | 0 | 0 | 0 | 1.034% | 1 | 50% | 0% | 0% | 0% | 8.2745 | 0 | 0 | 0 | 8.2745 | #N/A
2007-02-25 08:00 | 2 | 25 | 8 | 56.2917 | 1328 | 21.92 | -11.02 | 1018 | 21.92 | 1711.6723 | 0 | Heating | 228.223 | #N/A | #N/A | #N/A | #N/A | 1711.6723 | #N/A | #N/A | 2.9629 | #N/A | 0 | 0 | 0 | 0 | 0 | 0 | 0 | 0 | 0 | 0.7607% | 1 | 50% | 0% | 0% | 0% | 8.2745 | 0 | 0 | 0 | 8.2745 | #N/A
2007-02-25 09:00 | 2 | 25 | 9 | 56.3334 | 1329 | 33.08 | -9.94 | 1019 | 33.08 | 929.2401 | 0 | Heating | 123.8987 | #N/A | #N/A | #N/A | #N/A | 929.2401 | #N/A | #N/A | 3.3624 | #N/A | 0 | 0 | 0 | 0 | 0 | 0 | 0 | 0 | 0 | 0.413% | 1 | 50% | 0% | 0% | 0% | 8.2745 | 0 | 0 | 0 | 8.2745 | #N/A
2007-02-25 10:00 | 2 | 25 | 10 | 56.3751 | 1330 | 37.04 | -2.92 | 1019 | 37.04 | 813.4935 | 0 | Heating | 108.4658 | #N/A | #N/A | #N/A | #N/A | 813.4935 | #N/A | #N/A | 3.5637 | #N/A | 0 | 0 | 0 | 0 | 0 | 0 | 0 | 0 | 0 | 0.3616% | 1 | 50% | 0% | 0% | 0% | 8.2745 | 0 | 0 | 0 | 8.2745 | #N/A
2007-02-25 11:00 | 2 | 25 | 11 | 56.4167 | 1331 | 37.04 | -0.04 | 1019 | 37.04 | 733.3646 | 0 | Heating | 97.7819 | #N/A | #N/A | #N/A | #N/A | 733.3646 | #N/A | #N/A | 3.5637 | #N/A | 0 | 0 | 0 | 0 | 0 | 0 | 0 | 0 | 0 | 0.3259% | 1 | 50% | 0% | 0% | 0% | 8.2745 | 0 | 0 | 0 | 8.2745 | #N/A
2007-02-25 12:00 | 2 | 25 | 12 | 56.4584 | 1332 | 39.02 | 1.94 | 1019 | 39.02 | 664.5007 | 0 | Heating | 88.6001 | #N/A | #N/A | #N/A | #N/A | 664.5007 | #N/A | #N/A | 3.6785 | #N/A | 0 | 0 | 0 | 0 | 0 | 0 | 0 | 0 | 0 | 0.2953% | 1 | 50% | 0% | 0% | 0% | 8.2745 | 0 | 0 | 0 | 8.2745 | #N/A
2007-02-25 13:00 | 2 | 25 | 13 | 56.5001 | 1333 | 39.02 | -0.94 | 1019 | 39.02 | 669.7626 | 0 | Heating | 89.3017 | #N/A | #N/A | #N/A | #N/A | 669.7626 | #N/A | #N/A | 3.6785 | #N/A | 0 | 0 | 0 | 0 | 0 | 0 | 0 | 0 | 0 | 0.2977% | 1 | 50% | 0% | 0% | 0% | 8.2745 | 0 | 0 | 0 | 8.2745 | #N/A
2007-02-25 14:00 | 2 | 25 | 14 | 56.5417 | 1334 | 39.02 | -0.04 | 1018 | 39.02 | 545.883 | 0 | Heating | 72.7844 | #N/A | #N/A | #N/A | #N/A | 545.883 | #N/A | #N/A | 3.6785 | #N/A | 0 | 0 | 0 | 0 | 0 | 0 | 0 | 0 | 0 | 0.2426% | 1 | 50% | 0% | 0% | 0% | 8.2745 | 0 | 0 | 0 | 8.2745 | #N/A
2007-02-25 15:00 | 2 | 25 | 15 | 56.5834 | 1335 | 39.92 | 1.94 | 1018 | 39.92 | 465.7235 | 0 | Heating | 62.0965 | #N/A | #N/A | #N/A | #N/A | 465.7235 | #N/A | #N/A | 3.7339 | #N/A | 0 | 0 | 0 | 0 | 0 | 0 | 0 | 0 | 0 | 0.207% | 1 | 50% | 0% | 0% | 0% | 8.2745 | 0 | 0 | 0 | 8.2745 | #N/A
2007-02-25 16:00 | 2 | 25 | 16 | 56.6251 | 1336 | 39.02 | 3.02 | 1018 | 39.02 | 436.6423 | 0 | Heating | 58.219 | #N/A | #N/A | #N/A | #N/A | 436.6423 | #N/A | #N/A | 3.6785 | #N/A | 0 | 0 | 0 | 0 | 0 | 0 | 0 | 0 | 0 | 0.1941% | 1 | 50% | 0% | 0% | 0% | 8.2745 | 0 | 0 | 0 | 8.2745 | #N/A
2007-02-25 17:00 | 2 | 25 | 17 | 56.6667 | 1337 | 39.02 | 3.92 | 1018 | 39.02 | 401.7519 | 0 | Heating | 53.5669 | #N/A | #N/A | #N/A | #N/A | 401.7519 | #N/A | #N/A | 3.6785 | #N/A | 0 | 0 | 0 | 0 | 0 | 0 | 0 | 0 | 0 | 0.1786% | 1 | 50% | 0% | 0% | 0% | 8.2745 | 0 | 0 | 0 | 8.2745 | #N/A
2007-02-25 18:00 | 2 | 25 | 18 | 56.7084 | 1338 | 37.94 | 3.92 | 1018 | 37.94 | 532.3118 | 0 | Heating | 70.9749 | #N/A | #N/A | #N/A | #N/A | 532.3118 | #N/A | #N/A | 3.6146 | #N/A | 0 | 0 | 0 | 0 | 0 | 0 | 0 | 0 | 0 | 0.2366% | 1 | 50% | 0% | 0% | 0% | 8.2745 | 0 | 0 | 0 | 8.2745 | #N/A
2007-02-25 19:00 | 2 | 25 | 19 | 56.7501 | 1339 | 37.04 | 3.92 | 1019 | 37.04 | 680.4239 | 0 | Heating | 90.7232 | #N/A | #N/A | #N/A | #N/A | 680.4239 | #N/A | #N/A | 3.5637 | #N/A | 0 | 0 | 0 | 0 | 0 | 0 | 0 | 0 | 0 | 0.3024% | 1 | 50% | 0% | 0% | 0% | 8.2745 | 0 | 0 | 0 | 8.2745 | #N/A
2007-02-25 20:00 | 2 | 25 | 20 | 56.7917 | 1340 | 37.04 | 3.92 | 1019 | 37.04 | 742.6372 | 0 | Heating | 99.0183 | #N/A | #N/A | #N/A | #N/A | 742.6372 | #N/A | #N/A | 3.5637 | #N/A | 0 | 0 | 0 | 0 | 0 | 0 | 0 | 0 | 0 | 0.3301% | 1 | 50% | 0% | 0% | 0% | 8.2745 | 0 | 0 | 0 | 8.2745 | #N/A
2007-02-25 21:00 | 2 | 25 | 21 | 56.8334 | 1341 | 35.06 | 3.92 | 1019 | 35.06 | 801.4139 | 0 | Heating | 106.8552 | #N/A | #N/A | #N/A | #N/A | 801.4139 | #N/A | #N/A | 3.4585 | #N/A | 0 | 0 | 0 | 0 | 0 | 0 | 0 | 0 | 0 | 0.3562% | 1 | 50% | 0% | 0% | 0% | 8.2745 | 0 | 0 | 0 | 8.2745 | #N/A
2007-02-25 22:00 | 2 | 25 | 22 | 56.8751 | 1342 | 33.08 | 3.92 | 1019 | 33.08 | 870.8808 | 0 | Heating | 116.1174 | #N/A | #N/A | #N/A | #N/A | 870.8808 | #N/A | #N/A | 3.3624 | #N/A | 0 | 0 | 0 | 0 | 0 | 0 | 0 | 0 | 0 | 0.3871% | 1 | 50% | 0% | 0% | 0% | 8.2745 | 0 | 0 | 0 | 8.2745 | #N/A
2007-02-25 23:00 | 2 | 25 | 23 | 56.9167 | 1343 | 33.08 | 3.02 | 1020 | 33.08 | 286.9496 | 0 | Heating | 38.2599 | #N/A | #N/A | #N/A | #N/A | 286.9496 | #N/A | #N/A | 3.3624 | #N/A | 0 | 0 | 0 | 0 | 0 | 0 | 0 | 0 | 0 | 0.1275% | 1 | 50% | 0% | 0% | 0% | 8.2745 | 0 | 0 | 0 | 8.2745 | #N/A
2007-02-26 | 2 | 26 | 0 | 56.9584 | 1344 | 33.08 | 3.02 | 1020 | 33.08 | 500.0944 | 0 | Heating | 66.6793 | #N/A | #N/A | #N/A | #N/A | 500.0944 | #N/A | #N/A | 3.3624 | #N/A | 0 | 0 | 0 | 0 | 0 | 0 | 0 | 0 | 0 | 0.2223% | 1 | 50% | 0% | 0% | 0% | 8.2745 | 0 | 0 | 0 | 8.2745 | #N/A
2007-02-26 01:00 | 2 | 26 | 1 | 57.0001 | 1345 | 32 | -0.04 | 1021 | 32 | 605.176 | 0 | Heating | 80.6901 | #N/A | #N/A | #N/A | #N/A | 605.176 | #N/A | #N/A | 3.3135 | #N/A | 0 | 0 | 0 | 0 | 0 | 0 | 0 | 0 | 0 | 0.269% | 1 | 50% | 0% | 0% | 0% | 8.2745 | 0 | 0 | 0 | 8.2745 | #N/A
2007-02-26 02:00 | 2 | 26 | 2 | 57.0417 | 1346 | 32 | -0.04 | 1021 | 32 | 701.5778 | 0 | Heating | 93.5437 | #N/A | #N/A | #N/A | #N/A | 701.5778 | #N/A | #N/A | 3.3135 | #N/A | 0 | 0 | 0 | 0 | 0 | 0 | 0 | 0 | 0 | 0.3118% | 1 | 50% | 0% | 0% | 0% | 8.2745 | 0 | 0 | 0 | 8.2745 | #N/A
2007-02-26 03:00 | 2 | 26 | 3 | 57.0834 | 1347 | 30.02 | -0.04 | 1020 | 30.02 | 739.0288 | 0 | Heating | 98.5372 | #N/A | #N/A | #N/A | #N/A | 739.0288 | #N/A | #N/A | 3.2302 | #N/A | 0 | 0 | 0 | 0 | 0 | 0 | 0 | 0 | 0 | 0.3285% | 1 | 50% | 0% | 0% | 0% | 8.2745 | 0 | 0 | 0 | 8.2745 | #N/A
2007-02-26 04:00 | 2 | 26 | 4 | 57.1251 | 1348 | 28.04 | -0.04 | 1020 | 28.04 | 752.6269 | 0 | Heating | 100.3503 | #N/A | #N/A | #N/A | #N/A | 752.6269 | #N/A | #N/A | 3.1545 | #N/A | 0 | 0 | 0 | 0 | 0 | 0 | 0 | 0 | 0 | 0.3345% | 1 | 50% | 0% | 0% | 0% | 8.2745 | 0 | 0 | 0 | 8.2745 | #N/A
2007-02-26 05:00 | 2 | 26 | 5 | 57.1667 | 1349 | 28.04 | 6.08 | 1021 | 28.04 | 752.4447 | 0 | Heating | 100.326 | #N/A | #N/A | #N/A | #N/A | 752.4447 | #N/A | #N/A | 3.1545 | #N/A | 0 | 0 | 0 | 0 | 0 | 0 | 0 | 0 | 0 | 0.3344% | 1 | 50% | 0% | 0% | 0% | 8.2745 | 0 | 0 | 0 | 8.2745 | #N/A
2007-02-26 06:00 | 2 | 26 | 6 | 57.2084 | 1350 | 26.06 | 10.94 | 1021 | 26.06 | 714.5473 | 0 | Heating | 95.273 | #N/A | #N/A | #N/A | #N/A | 714.5473 | #N/A | #N/A | 3.0859 | #N/A | 0 | 0 | 0 | 0 | 0 | 0 | 0 | 0 | 0 | 0.3176% | 1 | 50% | 0% | 0% | 0% | 8.2745 | 0 | 0 | 0 | 8.2745 | #N/A
2007-02-26 07:00 | 2 | 26 | 7 | 57.2501 | 1351 | 24.98 | 10.94 | 1021 | 24.98 | 1547.0864 | 0 | Heating | 206.2782 | #N/A | #N/A | #N/A | #N/A | 1547.0864 | #N/A | #N/A | 3.0513 | #N/A | 0 | 0 | 0 | 0 | 0 | 0 | 0 | 0 | 0 | 0.6876% | 1 | 50% | 0% | 0% | 0% | 8.2745 | 0 | 0 | 0 | 8.2745 | #N/A
2007-02-26 08:00 | 2 | 26 | 8 | 57.2917 | 1352 | 24.98 | 15.08 | 1022 | 24.98 | 1056.2632 | 0 | Heating | 140.8351 | #N/A | #N/A | #N/A | #N/A | 1056.2632 | #N/A | #N/A | 3.0513 | #N/A | 0 | 0 | 0 | 0 | 0 | 0 | 0 | 0 | 0 | 0.4695% | 1 | 50% | 0% | 0% | 0% | 8.2745 | 0 | 0 | 0 | 8.2745 | #N/A
2007-02-26 09:00 | 2 | 26 | 9 | 57.3334 | 1353 | 32 | 14 | 1022 | 32 | 613.6905 | 0 | Heating | 81.8254 | #N/A | #N/A | #N/A | #N/A | 613.6905 | #N/A | #N/A | 3.3135 | #N/A | 0 | 0 | 0 | 0 | 0 | 0 | 0 | 0 | 0 | 0.2728% | 1 | 50% | 0% | 0% | 0% | 8.2745 | 0 | 0 | 0 | 8.2745 | #N/A
2007-02-26 10:00 | 2 | 26 | 10 | 57.3751 | 1354 | 35.96 | 15.08 | 1022 | 35.96 | 454.8794 | 0 | Heating | 60.6506 | #N/A | #N/A | #N/A | #N/A | 454.8794 | #N/A | #N/A | 3.5052 | #N/A | 0 | 0 | 0 | 0 | 0 | 0 | 0 | 0 | 0 | 0.2022% | 1 | 50% | 0% | 0% | 0% | 8.2745 | 0 | 0 | 0 | 8.2745 | #N/A
2007-02-26 11:00 | 2 | 26 | 11 | 57.4167 | 1355 | 35.96 | 15.08 | 1022 | 35.96 | 408.3918 | 0 | Heating | 54.4522 | #N/A | #N/A | #N/A | #N/A | 408.3918 | #N/A | #N/A | 3.5052 | #N/A | 0 | 0 | 0 | 0 | 0 | 0 | 0 | 0 | 0 | 0.1815% | 1 | 50% | 0% | 0% | 0% | 8.2745 | 0 | 0 | 0 | 8.2745 | #N/A
2007-02-26 12:00 | 2 | 26 | 12 | 57.4584 | 1356 | 41 | 15.08 | 1021 | 41 | 390.4796 | 0 | Heating | 52.0639 | #N/A | #N/A | #N/A | #N/A | 390.4796 | #N/A | #N/A | 3.8033 | #N/A | 0 | 0 | 0 | 0 | 0 | 0 | 0 | 0 | 0 | 0.1735% | 1 | 50% | 0% | 0% | 0% | 8.2745 | 0 | 0 | 0 | 8.2745 | #N/A
2007-02-26 13:00 | 2 | 26 | 13 | 57.5001 | 1357 | 44.06 | 17.96 | 1020 | 44.06 | 460.0218 | 0 | Heating | 61.3362 | #N/A | #N/A | #N/A | #N/A | 460.0218 | #N/A | #N/A | 4.0174 | #N/A | 0 | 0 | 0 | 0 | 0 | 0 | 0 | 0 | 0 | 0.2045% | 1 | 50% | 0% | 0% | 0% | 8.2745 | 0 | 0 | 0 | 8.2745 | #N/A
2007-02-26 14:00 | 2 | 26 | 14 | 57.5417 | 1358 | 44.06 | 14 | 1019 | 44.06 | 315.8865 | 0 | Heating | 42.1182 | #N/A | #N/A | #N/A | #N/A | 315.8865 | #N/A | #N/A | 4.0174 | #N/A | 0 | 0 | 0 | 0 | 0 | 0 | 0 | 0 | 0 | 0.1404% | 1 | 50% | 0% | 0% | 0% | 8.2745 | 0 | 0 | 0 | 8.2745 | #N/A
2007-02-26 15:00 | 2 | 26 | 15 | 57.5834 | 1359 | 42.98 | 12.92 | 1018 | 42.98 | 272.2351 | 0 | Heating | 36.298 | #N/A | #N/A | #N/A | #N/A | 272.2351 | #N/A | #N/A | 3.9388 | #N/A | 0 | 0 | 0 | 0 | 0 | 0 | 0 | 0 | 0 | 0.121% | 1 | 50% | 0% | 0% | 0% | 8.2745 | 0 | 0 | 0 | 8.2745 | #N/A
2007-02-26 16:00 | 2 | 26 | 16 | 57.6251 | 1360 | 42.98 | 10.94 | 1018 | 42.98 | 223.0268 | 0 | Heating | 29.7369 | #N/A | #N/A | #N/A | #N/A | 223.0268 | #N/A | #N/A | 3.9388 | #N/A | 0 | 0 | 0 | 0 | 0 | 0 | 0 | 0 | 0 | 0.09912% | 1 | 50% | 0% | 0% | 0% | 8.2745 | 0 | 0 | 0 | 8.2745 | #N/A
2007-02-26 17:00 | 2 | 26 | 17 | 57.6667 | 1361 | 42.98 | 10.04 | 1017 | 42.98 | 183.5433 | 0 | Heating | 24.4724 | #N/A | #N/A | #N/A | #N/A | 183.5433 | #N/A | #N/A | 3.9388 | #N/A | 0 | 0 | 0 | 0 | 0 | 0 | 0 | 0 | 0 | 0.08157% | 1 | 50% | 0% | 0% | 0% | 8.2745 | 0 | 0 | 0 | 8.2745 | #N/A
2007-02-26 18:00 | 2 | 26 | 18 | 57.7084 | 1362 | 39.02 | 10.04 | 1017 | 39.02 | 261.6041 | 0 | Heating | 34.8806 | #N/A | #N/A | #N/A | #N/A | 261.6041 | #N/A | #N/A | 3.6785 | #N/A | 0 | 0 | 0 | 0 | 0 | 0 | 0 | 0 | 0 | 0.1163% | 1 | 50% | 0% | 0% | 0% | 8.2745 | 0 | 0 | 0 | 8.2745 | #N/A
2007-02-26 19:00 | 2 | 26 | 19 | 57.7501 | 1363 | 39.02 | 8.96 | 1017 | 39.02 | 402.9178 | 0 | Heating | 53.7224 | #N/A | #N/A | #N/A | #N/A | 402.9178 | #N/A | #N/A | 3.6785 | #N/A | 0 | 0 | 0 | 0 | 0 | 0 | 0 | 0 | 0 | 0.1791% | 1 | 50% | 0% | 0% | 0% | 8.2745 | 0 | 0 | 0 | 8.2745 | #N/A
2007-02-26 20:00 | 2 | 26 | 20 | 57.7917 | 1364 | 39.02 | 8.06 | 1017 | 39.02 | 489.6695 | 0 | Heating | 65.2893 | #N/A | #N/A | #N/A | #N/A | 489.6695 | #N/A | #N/A | 3.6785 | #N/A | 0 | 0 | 0 | 0 | 0 | 0 | 0 | 0 | 0 | 0.2176% | 1 | 50% | 0% | 0% | 0% | 8.2745 | 0 | 0 | 0 | 8.2745 | #N/A
2007-02-26 21:00 | 2 | 26 | 21 | 57.8334 | 1365 | 37.94 | 6.08 | 1017 | 37.94 | 639.9825 | 0 | Heating | 85.331 | #N/A | #N/A | #N/A | #N/A | 639.9825 | #N/A | #N/A | 3.6146 | #N/A | 0 | 0 | 0 | 0 | 0 | 0 | 0 | 0 | 0 | 0.2844% | 1 | 50% | 0% | 0% | 0% | 8.2745 | 0 | 0 | 0 | 8.2745 | #N/A
2007-02-26 22:00 | 2 | 26 | 22 | 57.8751 | 1366 | 37.94 | 5 | 1017 | 37.94 | 695.8524 | 0 | Heating | 92.7803 | #N/A | #N/A | #N/A | #N/A | 695.8524 | #N/A | #N/A | 3.6146 | #N/A | 0 | 0 | 0 | 0 | 0 | 0 | 0 | 0 | 0 | 0.3093% | 1 | 50% | 0% | 0% | 0% | 8.2745 | 0 | 0 | 0 | 8.2745 | #N/A
2007-02-26 23:00 | 2 | 26 | 23 | 57.9167 | 1367 | 37.94 | 5 | 1017 | 37.94 | 161.755 | 0 | Heating | 21.5673 | #N/A | #N/A | #N/A | #N/A | 161.755 | #N/A | #N/A | 3.6146 | #N/A | 0 | 0 | 0 | 0 | 0 | 0 | 0 | 0 | 0 | 0.07189% | 1 | 50% | 0% | 0% | 0% | 8.2745 | 0 | 0 | 0 | 8.2745 | #N/A
2007-02-27 | 2 | 27 | 0 | 57.9584 | 1368 | 35.96 | 6.98 | 1017 | 35.96 | 283.0021 | 0 | Heating | 37.7336 | #N/A | #N/A | #N/A | #N/A | 283.0021 | #N/A | #N/A | 3.5052 | #N/A | 0 | 0 | 0 | 0 | 0 | 0 | 0 | 0 | 0 | 0.1258% | 1 | 50% | 0% | 0% | 0% | 8.2745 | 0 | 0 | 0 | 8.2745 | #N/A
2007-02-27 01:00 | 2 | 27 | 1 | 58.0001 | 1369 | 35.6 | 5 | 1017 | 35.6 | 329.7009 | 0 | Heating | 43.9601 | #N/A | #N/A | #N/A | #N/A | 329.7009 | #N/A | #N/A | 3.4863 | #N/A | 0 | 0 | 0 | 0 | 0 | 0 | 0 | 0 | 0 | 0.1465% | 1 | 50% | 0% | 0% | 0% | 8.2745 | 0 | 0 | 0 | 8.2745 | #N/A
2007-02-27 02:00 | 2 | 27 | 2 | 58.0417 | 1370 | 35.06 | 10.04 | 1017 | 35.06 | 339.8603 | 0 | Heating | 45.3147 | #N/A | #N/A | #N/A | #N/A | 339.8603 | #N/A | #N/A | 3.4585 | #N/A | 0 | 0 | 0 | 0 | 0 | 0 | 0 | 0 | 0 | 0.151% | 1 | 50% | 0% | 0% | 0% | 8.2745 | 0 | 0 | 0 | 8.2745 | #N/A
2007-02-27 03:00 | 2 | 27 | 3 | 58.0834 | 1371 | 32 | 10.04 | 1017 | 32 | 346.2611 | 0 | Heating | 46.1681 | #N/A | #N/A | #N/A | #N/A | 346.2611 | #N/A | #N/A | 3.3135 | #N/A | 0 | 0 | 0 | 0 | 0 | 0 | 0 | 0 | 0 | 0.1539% | 1 | 50% | 0% | 0% | 0% | 8.2745 | 0 | 0 | 0 | 8.2745 | #N/A
2007-02-27 04:00 | 2 | 27 | 4 | 58.1251 | 1372 | 32 | 10.04 | 1017 | 32 | 384.9372 | 0 | Heating | 51.325 | #N/A | #N/A | #N/A | #N/A | 384.9372 | #N/A | #N/A | 3.3135 | #N/A | 0 | 0 | 0 | 0 | 0 | 0 | 0 | 0 | 0 | 0.1711% | 1 | 50% | 0% | 0% | 0% | 8.2745 | 0 | 0 | 0 | 8.2745 | #N/A
2007-02-27 05:00 | 2 | 27 | 5 | 58.1667 | 1373 | 32 | 12.02 | 1017 | 32 | 436.8906 | 0 | Heating | 58.2521 | #N/A | #N/A | #N/A | #N/A | 436.8906 | #N/A | #N/A | 3.3135 | #N/A | 0 | 0 | 0 | 0 | 0 | 0 | 0 | 0 | 0 | 0.1942% | 1 | 50% | 0% | 0% | 0% | 8.2745 | 0 | 0 | 0 | 8.2745 | #N/A
2007-02-27 06:00 | 2 | 27 | 6 | 58.2084 | 1374 | 33.08 | 15.08 | 1017 | 33.08 | 419.8278 | 0 | Heating | 55.977 | #N/A | #N/A | #N/A | #N/A | 419.8278 | #N/A | #N/A | 3.3624 | #N/A | 0 | 0 | 0 | 0 | 0 | 0 | 0 | 0 | 0 | 0.1866% | 1 | 50% | 0% | 0% | 0% | 8.2745 | 0 | 0 | 0 | 8.2745 | #N/A
2007-02-27 07:00 | 2 | 27 | 7 | 58.2501 | 1375 | 33.8 | 15.98 | 1018 | 33.8 | 1150.0864 | 0 | Heating | 153.3449 | #N/A | #N/A | #N/A | #N/A | 1150.0864 | #N/A | #N/A | 3.3963 | #N/A | 0 | 0 | 0 | 0 | 0 | 0 | 0 | 0 | 0 | 0.5111% | 1 | 50% | 0% | 0% | 0% | 8.2745 | 0 | 0 | 0 | 8.2745 | #N/A
2007-02-27 08:00 | 2 | 27 | 8 | 58.2917 | 1376 | 33.08 | 15.98 | 1018 | 33.08 | 770.6594 | 0 | Heating | 102.7546 | #N/A | #N/A | #N/A | #N/A | 770.6594 | #N/A | #N/A | 3.3624 | #N/A | 0 | 0 | 0 | 0 | 0 | 0 | 0 | 0 | 0 | 0.3425% | 1 | 50% | 0% | 0% | 0% | 8.2745 | 0 | 0 | 0 | 8.2745 | #N/A
2007-02-27 09:00 | 2 | 27 | 9 | 58.3334 | 1377 | 33.98 | 17.06 | 1018 | 33.98 | 366.6815 | 0 | Heating | 48.8909 | #N/A | #N/A | #N/A | #N/A | 366.6815 | #N/A | #N/A | 3.405 | #N/A | 0 | 0 | 0 | 0 | 0 | 0 | 0 | 0 | 0 | 0.163% | 1 | 50% | 0% | 0% | 0% | 8.2745 | 0 | 0 | 0 | 8.2745 | #N/A
2007-02-27 10:00 | 2 | 27 | 10 | 58.3751 | 1378 | 35.06 | 19.04 | 1018 | 35.06 | 284.8837 | 0 | Heating | 37.9845 | #N/A | #N/A | #N/A | #N/A | 284.8837 | #N/A | #N/A | 3.4585 | #N/A | 0 | 0 | 0 | 0 | 0 | 0 | 0 | 0 | 0 | 0.1266% | 1 | 50% | 0% | 0% | 0% | 8.2745 | 0 | 0 | 0 | 8.2745 | #N/A
2007-02-27 11:00 | 2 | 27 | 11 | 58.4167 | 1379 | 35.06 | 19.04 | 1019 | 35.06 | 242.6524 | 0 | Heating | 32.3537 | #N/A | #N/A | #N/A | #N/A | 242.6524 | #N/A | #N/A | 3.4585 | #N/A | 0 | 0 | 0 | 0 | 0 | 0 | 0 | 0 | 0 | 0.1078% | 1 | 50% | 0% | 0% | 0% | 8.2745 | 0 | 0 | 0 | 8.2745 | #N/A
2007-02-27 12:00 | 2 | 27 | 12 | 58.4584 | 1380 | 41 | 19.94 | 1018 | 41 | 200.8667 | 0 | Heating | 26.7822 | #N/A | #N/A | #N/A | #N/A | 200.8667 | #N/A | #N/A | 3.8033 | #N/A | 0 | 0 | 0 | 0 | 0 | 0 | 0 | 0 | 0 | 0.08927% | 1 | 50% | 0% | 0% | 0% | 8.2745 | 0 | 0 | 0 | 8.2745 | #N/A
2007-02-27 13:00 | 2 | 27 | 13 | 58.5001 | 1381 | 41 | 21.02 | 1018 | 41 | 229.3106 | 0 | Heating | 30.5747 | #N/A | #N/A | #N/A | #N/A | 229.3106 | #N/A | #N/A | 3.8033 | #N/A | 0 | 0 | 0 | 0 | 0 | 0 | 0 | 0 | 0 | 0.1019% | 1 | 50% | 0% | 0% | 0% | 8.2745 | 0 | 0 | 0 | 8.2745 | #N/A
2007-02-27 14:00 | 2 | 27 | 14 | 58.5417 | 1382 | 41 | 19.94 | 1017 | 41 | 113.8508 | 0 | Heating | 15.1801 | #N/A | #N/A | #N/A | #N/A | 113.8508 | #N/A | #N/A | 3.8033 | #N/A | 0 | 0 | 0 | 0 | 0 | 0 | 0 | 0 | 0 | 0.0506% | 1 | 50% | 0% | 0% | 0% | 8.2745 | 0 | 0 | 0 | 8.2745 | #N/A
2007-02-27 15:00 | 2 | 27 | 15 | 58.5834 | 1383 | 39.02 | 19.94 | 1016 | 39.02 | 89.3812 | 0 | Heating | 11.9175 | #N/A | #N/A | #N/A | #N/A | 89.3812 | #N/A | #N/A | 3.6785 | #N/A | 0 | 0 | 0 | 0 | 0 | 0 | 0 | 0 | 0 | 0.03972% | 1 | 50% | 0% | 0% | 0% | 8.2745 | 0 | 0 | 0 | 8.2745 | #N/A
2007-02-27 16:00 | 2 | 27 | 16 | 58.6251 | 1384 | 37.94 | 19.94 | 1016 | 37.94 | 81.6084 | 0 | Heating | 10.8811 | #N/A | #N/A | #N/A | #N/A | 81.6084 | #N/A | #N/A | 3.6146 | #N/A | 0 | 0 | 0 | 0 | 0 | 0 | 0 | 0 | 0 | 0.03627% | 1 | 50% | 0% | 0% | 0% | 8.2745 | 0 | 0 | 0 | 8.2745 | #N/A
2007-02-27 17:00 | 2 | 27 | 17 | 58.6667 | 1385 | 37.94 | 17.96 | 1016 | 37.94 | 58.3275 | 0 | Heating | 7.777 | #N/A | #N/A | #N/A | #N/A | 58.3275 | #N/A | #N/A | 3.6146 | #N/A | 0 | 0 | 0 | 0 | 0 | 0 | 0 | 0 | 0 | 0.02592% | 1 | 50% | 0% | 0% | 0% | 8.2745 | 0 | 0 | 0 | 8.2745 | #N/A
2007-02-27 18:00 | 2 | 27 | 18 | 58.7084 | 1386 | 39.92 | 17.96 | 1016 | 39.92 | 79.4774 | 0 | Heating | 10.597 | #N/A | #N/A | #N/A | #N/A | 79.4774 | #N/A | #N/A | 3.7339 | #N/A | 0 | 0 | 0 | 0 | 0 | 0 | 0 | 0 | 0 | 0.03532% | 1 | 50% | 0% | 0% | 0% | 8.2745 | 0 | 0 | 0 | 8.2745 | #N/A
2007-02-27 19:00 | 2 | 27 | 19 | 58.7501 | 1387 | 37.4 | 17.06 | 1016 | 37.4 | 201.1744 | 0 | Heating | 26.8233 | #N/A | #N/A | #N/A | #N/A | 201.1744 | #N/A | #N/A | 3.5838 | #N/A | 0 | 0 | 0 | 0 | 0 | 0 | 0 | 0 | 0 | 0.08941% | 1 | 50% | 0% | 0% | 0% | 8.2745 | 0 | 0 | 0 | 8.2745 | #N/A
2007-02-27 20:00 | 2 | 27 | 20 | 58.7917 | 1388 | 35.96 | 15.98 | 1016 | 35.96 | 285.1838 | 0 | Heating | 38.0245 | #N/A | #N/A | #N/A | #N/A | 285.1838 | #N/A | #N/A | 3.5052 | #N/A | 0 | 0 | 0 | 0 | 0 | 0 | 0 | 0 | 0 | 0.1267% | 1 | 50% | 0% | 0% | 0% | 8.2745 | 0 | 0 | 0 | 8.2745 | #N/A
2007-02-27 21:00 | 2 | 27 | 21 | 58.8334 | 1389 | 35.96 | 17.06 | 1017 | 35.96 | 377.8848 | 0 | Heating | 50.3846 | #N/A | #N/A | #N/A | #N/A | 377.8848 | #N/A | #N/A | 3.5052 | #N/A | 0 | 0 | 0 | 0 | 0 | 0 | 0 | 0 | 0 | 0.1679% | 1 | 50% | 0% | 0% | 0% | 8.2745 | 0 | 0 | 0 | 8.2745 | #N/A
2007-02-27 22:00 | 2 | 27 | 22 | 58.8751 | 1390 | 35.6 | 17.06 | 1017 | 35.6 | 460.9294 | 0 | Heating | 61.4573 | #N/A | #N/A | #N/A | #N/A | 460.9294 | #N/A | #N/A | 3.4863 | #N/A | 0 | 0 | 0 | 0 | 0 | 0 | 0 | 0 | 0 | 0.2049% | 1 | 50% | 0% | 0% | 0% | 8.2745 | 0 | 0 | 0 | 8.2745 | #N/A
2007-02-27 23:00 | 2 | 27 | 23 | 58.9167 | 1391 | 35.96 | 15.98 | 1017 | 35.96 | 29.9678 | 0 | Heating | 3.9957 | #N/A | #N/A | #N/A | #N/A | 29.9678 | #N/A | #N/A | 3.5052 | #N/A | 0 | 0 | 0 | 0 | 0 | 0 | 0 | 0 | 0 | 0.01332% | 1 | 50% | 0% | 0% | 0% | 8.2745 | 0 | 0 | 0 | 8.2745 | #N/A
2007-02-28 | 2 | 28 | 0 | 58.9584 | 1392 | 35.6 | 15.98 | 1017 | 35.6 | 124.2494 | 0 | Heating | 16.5666 | #N/A | #N/A | #N/A | #N/A | 124.2494 | #N/A | #N/A | 3.4863 | #N/A | 0 | 0 | 0 | 0 | 0 | 0 | 0 | 0 | 0 | 0.05522% | 1 | 50% | 0% | 0% | 0% | 8.2745 | 0 | 0 | 0 | 8.2745 | #N/A
2007-02-28 01:00 | 2 | 28 | 1 | 59.0001 | 1393 | 35.06 | 17.06 | 1017 | 35.06 | 193.6485 | 0 | Heating | 25.8198 | #N/A | #N/A | #N/A | #N/A | 193.6485 | #N/A | #N/A | 3.4585 | #N/A | 0 | 0 | 0 | 0 | 0 | 0 | 0 | 0 | 0 | 0.08607% | 1 | 50% | 0% | 0% | 0% | 8.2745 | 0 | 0 | 0 | 8.2745 | #N/A
2007-02-28 02:00 | 2 | 28 | 2 | 59.0417 | 1394 | 35.06 | 19.04 | 1017 | 35.06 | 216.7144 | 0 | Heating | 28.8952 | #N/A | #N/A | #N/A | #N/A | 216.7144 | #N/A | #N/A | 3.4585 | #N/A | 0 | 0 | 0 | 0 | 0 | 0 | 0 | 0 | 0 | 0.09632% | 1 | 50% | 0% | 0% | 0% | 8.2745 | 0 | 0 | 0 | 8.2745 | #N/A
2007-02-28 03:00 | 2 | 28 | 3 | 59.0834 | 1395 | 33.8 | 19.04 | 1017 | 33.8 | 225.3225 | 0 | Heating | 30.043 | #N/A | #N/A | #N/A | #N/A | 225.3225 | #N/A | #N/A | 3.3963 | #N/A | 0 | 0 | 0 | 0 | 0 | 0 | 0 | 0 | 0 | 0.1001% | 1 | 50% | 0% | 0% | 0% | 8.2745 | 0 | 0 | 0 | 8.2745 | #N/A
2007-02-28 04:00 | 2 | 28 | 4 | 59.1251 | 1396 | 33.8 | 17.06 | 1016 | 33.8 | 274.6073 | 0 | Heating | 36.6143 | #N/A | #N/A | #N/A | #N/A | 274.6073 | #N/A | #N/A | 3.3963 | #N/A | 0 | 0 | 0 | 0 | 0 | 0 | 0 | 0 | 0 | 0.122% | 1 | 50% | 0% | 0% | 0% | 8.2745 | 0 | 0 | 0 | 8.2745 | #N/A
2007-02-28 05:00 | 2 | 28 | 5 | 59.1667 | 1397 | 33.98 | 19.04 | 1017 | 33.98 | 315.972 | 0 | Heating | 42.1296 | #N/A | #N/A | #N/A | #N/A | 315.972 | #N/A | #N/A | 3.405 | #N/A | 0 | 0 | 0 | 0 | 0 | 0 | 0 | 0 | 0 | 0.1404% | 1 | 50% | 0% | 0% | 0% | 8.2745 | 0 | 0 | 0 | 8.2745 | #N/A
2007-02-28 06:00 | 2 | 28 | 6 | 59.2084 | 1398 | 35.06 | 17.06 | 1017 | 35.06 | 352.762 | 0 | Heating | 47.0349 | #N/A | #N/A | #N/A | #N/A | 352.762 | #N/A | #N/A | 3.4585 | #N/A | 0 | 0 | 0 | 0 | 0 | 0 | 0 | 0 | 0 | 0.1568% | 1 | 50% | 0% | 0% | 0% | 8.2745 | 0 | 0 | 0 | 8.2745 | #N/A
2007-02-28 07:00 | 2 | 28 | 7 | 59.2501 | 1399 | 35.6 | 17.06 | 1018 | 35.6 | 1081.2403 | 0 | Heating | 144.1654 | #N/A | #N/A | #N/A | #N/A | 1081.2403 | #N/A | #N/A | 3.4863 | #N/A | 0 | 0 | 0 | 0 | 0 | 0 | 0 | 0 | 0 | 0.4806% | 1 | 50% | 0% | 0% | 0% | 8.2745 | 0 | 0 | 0 | 8.2745 | #N/A
2007-02-28 08:00 | 2 | 28 | 8 | 59.2917 | 1400 | 35.96 | 17.06 | 1018 | 35.96 | 682.4479 | 0 | Heating | 90.9931 | #N/A | #N/A | #N/A | #N/A | 682.4479 | #N/A | #N/A | 3.5052 | #N/A | 0 | 0 | 0 | 0 | 0 | 0 | 0 | 0 | 0 | 0.3033% | 1 | 50% | 0% | 0% | 0% | 8.2745 | 0 | 0 | 0 | 8.2745 | #N/A
2007-02-28 09:00 | 2 | 28 | 9 | 59.3334 | 1401 | 37.04 | 15.98 | 1019 | 37.04 | 309.3595 | 0 | Heating | 41.2479 | #N/A | #N/A | #N/A | #N/A | 309.3595 | #N/A | #N/A | 3.5637 | #N/A | 0 | 0 | 0 | 0 | 0 | 0 | 0 | 0 | 0 | 0.1375% | 1 | 50% | 0% | 0% | 0% | 8.2745 | 0 | 0 | 0 | 8.2745 | #N/A
2007-02-28 10:00 | 2 | 28 | 10 | 59.3751 | 1402 | 37.4 | 12.92 | 1020 | 37.4 | 228.6467 | 0 | Heating | 30.4862 | #N/A | #N/A | #N/A | #N/A | 228.6467 | #N/A | #N/A | 3.5838 | #N/A | 0 | 0 | 0 | 0 | 0 | 0 | 0 | 0 | 0 | 0.1016% | 1 | 50% | 0% | 0% | 0% | 8.2745 | 0 | 0 | 0 | 8.2745 | #N/A
2007-02-28 11:00 | 2 | 28 | 11 | 59.4167 | 1403 | 37.94 | 8.96 | 1020 | 37.94 | 211.5483 | 0 | Heating | 28.2064 | #N/A | #N/A | #N/A | #N/A | 211.5483 | #N/A | #N/A | 3.6146 | #N/A | 0 | 0 | 0 | 0 | 0 | 0 | 0 | 0 | 0 | 0.09402% | 1 | 50% | 0% | 0% | 0% | 8.2745 | 0 | 0 | 0 | 8.2745 | #N/A
2007-02-28 12:00 | 2 | 28 | 12 | 59.4584 | 1404 | 39.92 | 10.04 | 1020 | 39.92 | 177.6172 | 0 | Heating | 23.6823 | #N/A | #N/A | #N/A | #N/A | 177.6172 | #N/A | #N/A | 3.7339 | #N/A | 0 | 0 | 0 | 0 | 0 | 0 | 0 | 0 | 0 | 0.07894% | 1 | 50% | 0% | 0% | 0% | 8.2745 | 0 | 0 | 0 | 8.2745 | #N/A
2007-02-28 13:00 | 2 | 28 | 13 | 59.5001 | 1405 | 41 | 8.96 | 1020 | 41 | 212.806 | 0 | Heating | 28.3741 | #N/A | #N/A | #N/A | #N/A | 212.806 | #N/A | #N/A | 3.8033 | #N/A | 0 | 0 | 0 | 0 | 0 | 0 | 0 | 0 | 0 | 0.09458% | 1 | 50% | 0% | 0% | 0% | 8.2745 | 0 | 0 | 0 | 8.2745 | #N/A
2007-02-28 14:00 | 2 | 28 | 14 | 59.5417 | 1406 | 41 | 8.06 | 1019 | 41 | 123.7022 | 0 | Heating | 16.4936 | #N/A | #N/A | #N/A | #N/A | 123.7022 | #N/A | #N/A | 3.8033 | #N/A | 0 | 0 | 0 | 0 | 0 | 0 | 0 | 0 | 0 | 0.05498% | 1 | 50% | 0% | 0% | 0% | 8.2745 | 0 | 0 | 0 | 8.2745 | #N/A
2007-02-28 15:00 | 2 | 28 | 15 | 59.5834 | 1407 | 42.8 | 8.06 | 1019 | 42.8 | 111.9599 | 0 | Heating | 14.928 | #N/A | #N/A | #N/A | #N/A | 111.9599 | #N/A | #N/A | 3.9261 | #N/A | 0 | 0 | 0 | 0 | 0 | 0 | 0 | 0 | 0 | 0.04976% | 1 | 50% | 0% | 0% | 0% | 8.2745 | 0 | 0 | 0 | 8.2745 | #N/A
2007-02-28 16:00 | 2 | 28 | 16 | 59.6251 | 1408 | 42.08 | 3.92 | 1019 | 42.08 | 122.665 | 0 | Heating | 16.3553 | #N/A | #N/A | #N/A | #N/A | 122.665 | #N/A | #N/A | 3.8759 | #N/A | 0 | 0 | 0 | 0 | 0 | 0 | 0 | 0 | 0 | 0.05452% | 1 | 50% | 0% | 0% | 0% | 8.2745 | 0 | 0 | 0 | 8.2745 | #N/A
2007-02-28 17:00 | 2 | 28 | 17 | 59.6667 | 1409 | 42.08 | 1.94 | 1019 | 42.08 | 115.8859 | 0 | Heating | 15.4515 | #N/A | #N/A | #N/A | #N/A | 115.8859 | #N/A | #N/A | 3.8759 | #N/A | 0 | 0 | 0 | 0 | 0 | 0 | 0 | 0 | 0 | 0.0515% | 1 | 50% | 0% | 0% | 0% | 8.2745 | 0 | 0 | 0 | 8.2745 | #N/A
2007-02-28 18:00 | 2 | 28 | 18 | 59.7084 | 1410 | 39.2 | 1.94 | 1019 | 39.2 | 182.2669 | 0 | Heating | 24.3023 | #N/A | #N/A | #N/A | #N/A | 182.2669 | #N/A | #N/A | 3.6894 | #N/A | 0 | 0 | 0 | 0 | 0 | 0 | 0 | 0 | 0 | 0.08101% | 1 | 50% | 0% | 0% | 0% | 8.2745 | 0 | 0 | 0 | 8.2745 | #N/A
2007-02-28 19:00 | 2 | 28 | 19 | 59.7501 | 1411 | 37.04 | 3.02 | 1019 | 37.04 | 331.5166 | 0 | Heating | 44.2022 | #N/A | #N/A | #N/A | #N/A | 331.5166 | #N/A | #N/A | 3.5637 | #N/A | 0 | 0 | 0 | 0 | 0 | 0 | 0 | 0 | 0 | 0.1473% | 1 | 50% | 0% | 0% | 0% | 8.2745 | 0 | 0 | 0 | 8.2745 | #N/A
2007-02-28 20:00 | 2 | 28 | 20 | 59.7917 | 1412 | 35.96 | 5 | 1019 | 35.96 | 402.7088 | 0 | Heating | 53.6945 | #N/A | #N/A | #N/A | #N/A | 402.7088 | #N/A | #N/A | 3.5052 | #N/A | 0 | 0 | 0 | 0 | 0 | 0 | 0 | 0 | 0 | 0.179% | 1 | 50% | 0% | 0% | 0% | 8.2745 | 0 | 0 | 0 | 8.2745 | #N/A
2007-02-28 21:00 | 2 | 28 | 21 | 59.8334 | 1413 | 35.42 | 1.94 | 1019 | 35.42 | 529.0386 | 0 | Heating | 70.5385 | #N/A | #N/A | #N/A | #N/A | 529.0386 | #N/A | #N/A | 3.477 | #N/A | 0 | 0 | 0 | 0 | 0 | 0 | 0 | 0 | 0 | 0.2351% | 1 | 50% | 0% | 0% | 0% | 8.2745 | 0 | 0 | 0 | 8.2745 | #N/A
2007-02-28 22:00 | 2 | 28 | 22 | 59.8751 | 1414 | 33.98 | 4.46 | 1018 | 33.98 | 617.0603 | 0 | Heating | 82.2747 | #N/A | #N/A | #N/A | #N/A | 617.0603 | #N/A | #N/A | 3.405 | #N/A | 0 | 0 | 0 | 0 | 0 | 0 | 0 | 0 | 0 | 0.2742% | 1 | 50% | 0% | 0% | 0% | 8.2745 | 0 | 0 | 0 | 8.2745 | #N/A
2007-02-28 23:00 | 2 | 28 | 23 | 59.9167 | 1415 | 32.72 | 6.62 | 1018 | 32.72 | 141.8686 | 0 | Heating | 18.9158 | #N/A | #N/A | #N/A | #N/A | 141.8686 | #N/A | #N/A | 3.3458 | #N/A | 0 | 0 | 0 | 0 | 0 | 0 | 0 | 0 | 0 | 0.06305% | 1 | 50% | 0% | 0% | 0% | 8.2745 | 0 | 0 | 0 | 8.2745 | #N/A
2007-03-01 | 3 | 1 | 0 | 59.9584 | 1416 | 31.1 | 8.96 | 1017 | 31.1 | 240.9606 | 0 | Heating | 32.1281 | #N/A | #N/A | #N/A | #N/A | 240.9606 | #N/A | #N/A | 3.2747 | #N/A | 0 | 0 | 0 | 0 | 0 | 0 | 0 | 0 | 0 | 0.1071% | 1 | 50% | 0% | 0% | 0% | 8.2745 | 0 | 0 | 0 | 8.2745 | #N/A
2007-03-01 01:00 | 3 | 1 | 1 | 60.0001 | 1417 | 29.3 | 11.3 | 1013 | 29.3 | 293.2495 | 0 | Heating | 39.0999 | #N/A | #N/A | #N/A | #N/A | 293.2495 | #N/A | #N/A | 3.2018 | #N/A | 0 | 0 | 0 | 0 | 0 | 0 | 0 | 0 | 0 | 0.1303% | 1 | 50% | 0% | 0% | 0% | 8.2745 | 0 | 0 | 0 | 8.2745 | #N/A
2007-03-01 02:00 | 3 | 1 | 2 | 60.0417 | 1418 | 28.76 | 13.64 | 1013 | 28.76 | 325.2537 | 0 | Heating | 43.3672 | #N/A | #N/A | #N/A | #N/A | 325.2537 | #N/A | #N/A | 3.1812 | #N/A | 0 | 0 | 0 | 0 | 0 | 0 | 0 | 0 | 0 | 0.1446% | 1 | 50% | 0% | 0% | 0% | 8.2745 | 0 | 0 | 0 | 8.2745 | #N/A
2007-03-01 03:00 | 3 | 1 | 3 | 60.0834 | 1419 | 26.96 | 15.8 | 1013 | 26.96 | 354.5956 | 0 | Heating | 47.2794 | #N/A | #N/A | #N/A | #N/A | 354.5956 | #N/A | #N/A | 3.1163 | #N/A | 0 | 0 | 0 | 0 | 0 | 0 | 0 | 0 | 0 | 0.1576% | 1 | 50% | 0% | 0% | 0% | 8.2745 | 0 | 0 | 0 | 8.2745 | #N/A
2007-03-01 04:00 | 3 | 1 | 4 | 60.1251 | 1420 | 25.16 | 17.96 | 1013 | 25.16 | 379.8807 | 0 | Heating | 50.6508 | #N/A | #N/A | #N/A | #N/A | 379.8807 | #N/A | #N/A | 3.0569 | #N/A | 0 | 0 | 0 | 0 | 0 | 0 | 0 | 0 | 0 | 0.1688% | 1 | 50% | 0% | 0% | 0% | 8.2745 | 0 | 0 | 0 | 8.2745 | #N/A
2007-03-01 05:00 | 3 | 1 | 5 | 60.1667 | 1421 | 23.72 | 17.96 | 1013 | 23.72 | 405.8675 | 0 | Heating | 54.1157 | #N/A | #N/A | #N/A | #N/A | 405.8675 | #N/A | #N/A | 3.0132 | #N/A | 0 | 0 | 0 | 0 | 0 | 0 | 0 | 0 | 0 | 0.1804% | 1 | 50% | 0% | 0% | 0% | 8.2745 | 0 | 0 | 0 | 8.2745 | #N/A
2007-03-01 06:00 | 3 | 1 | 6 | 60.2084 | 1422 | 22.46 | 17.96 | 1013 | 22.46 | 404.3404 | 0 | Heating | 53.9121 | #N/A | #N/A | #N/A | #N/A | 404.3404 | #N/A | #N/A | 2.9775 | #N/A | 0 | 0 | 0 | 0 | 0 | 0 | 0 | 0 | 0 | 0.1797% | 1 | 50% | 0% | 0% | 0% | 8.2745 | 0 | 0 | 0 | 8.2745 | #N/A
2007-03-01 07:00 | 3 | 1 | 7 | 60.2501 | 1423 | 21.92 | 14 | 1013 | 21.92 | 1083.8587 | 0 | Heating | 144.5145 | #N/A | #N/A | #N/A | #N/A | 1083.8587 | #N/A | #N/A | 2.9629 | #N/A | 0 | 0 | 0 | 0 | 0 | 0 | 0 | 0 | 0 | 0.4817% | 1 | 50% | 0% | 0% | 0% | 8.2745 | 0 | 0 | 0 | 8.2745 | #N/A
2007-03-01 08:00 | 3 | 1 | 8 | 60.2917 | 1424 | 21.92 | 12.02 | 1013 | 21.92 | 741.5841 | 0 | Heating | 98.8779 | #N/A | #N/A | #N/A | #N/A | 741.5841 | #N/A | #N/A | 2.9629 | #N/A | 0 | 0 | 0 | 0 | 0 | 0 | 0 | 0 | 0 | 0.3296% | 1 | 50% | 0% | 0% | 0% | 8.2745 | 0 | 0 | 0 | 8.2745 | #N/A
2007-03-01 09:00 | 3 | 1 | 9 | 60.3334 | 1425 | 23 | 14 | 1013 | 23 | 360.9834 | 0 | Heating | 48.1311 | #N/A | #N/A | #N/A | #N/A | 360.9834 | #N/A | #N/A | 2.9925 | #N/A | 0 | 0 | 0 | 0 | 0 | 0 | 0 | 0 | 0 | 0.1604% | 1 | 50% | 0% | 0% | 0% | 8.2745 | 0 | 0 | 0 | 8.2745 | #N/A
2007-03-01 10:00 | 3 | 1 | 10 | 60.3751 | 1426 | 24.08 | 15.08 | 1013 | 24.08 | 238.9539 | 0 | Heating | 31.8605 | #N/A | #N/A | #N/A | #N/A | 238.9539 | #N/A | #N/A | 3.0238 | #N/A | 0 | 0 | 0 | 0 | 0 | 0 | 0 | 0 | 0 | 0.1062% | 1 | 50% | 0% | 0% | 0% | 8.2745 | 0 | 0 | 0 | 8.2745 | #N/A
2007-03-01 11:00 | 3 | 1 | 11 | 60.4167 | 1427 | 24.08 | 15.08 | 1013 | 24.08 | 207.9375 | 0 | Heating | 27.725 | #N/A | #N/A | #N/A | #N/A | 207.9375 | #N/A | #N/A | 3.0238 | #N/A | 0 | 0 | 0 | 0 | 0 | 0 | 0 | 0 | 0 | 0.09242% | 1 | 50% | 0% | 0% | 0% | 8.2745 | 0 | 0 | 0 | 8.2745 | #N/A
2007-03-01 12:00 | 3 | 1 | 12 | 60.4584 | 1428 | 28.04 | 14 | 1011 | 28.04 | 172.5338 | 0 | Heating | 23.0045 | #N/A | #N/A | #N/A | #N/A | 172.5338 | #N/A | #N/A | 3.1545 | #N/A | 0 | 0 | 0 | 0 | 0 | 0 | 0 | 0 | 0 | 0.07668% | 1 | 50% | 0% | 0% | 0% | 8.2745 | 0 | 0 | 0 | 8.2745 | #N/A
2007-03-01 13:00 | 3 | 1 | 13 | 60.5001 | 1429 | 30.02 | 12.02 | 1010 | 30.02 | 196.9634 | 0 | Heating | 26.2618 | #N/A | #N/A | #N/A | #N/A | 196.9634 | #N/A | #N/A | 3.2302 | #N/A | 0 | 0 | 0 | 0 | 0 | 0 | 0 | 0 | 0 | 0.08754% | 1 | 50% | 0% | 0% | 0% | 8.2745 | 0 | 0 | 0 | 8.2745 | #N/A
2007-03-01 14:00 | 3 | 1 | 14 | 60.5417 | 1430 | 30.02 | 12.92 | 1008 | 30.02 | 71.6057 | 0 | Heating | 9.5474 | #N/A | #N/A | #N/A | #N/A | 71.6057 | #N/A | #N/A | 3.2302 | #N/A | 0 | 0 | 0 | 0 | 0 | 0 | 0 | 0 | 0 | 0.03182% | 1 | 50% | 0% | 0% | 0% | 8.2745 | 0 | 0 | 0 | 8.2745 | #N/A
2007-03-01 15:00 | 3 | 1 | 15 | 60.5834 | 1431 | 33.98 | 14 | 1007 | 33.98 | 41.7832 | 0 | Heating | 5.5711 | #N/A | #N/A | #N/A | #N/A | 41.7832 | #N/A | #N/A | 3.405 | #N/A | 0 | 0 | 0 | 0 | 0 | 0 | 0 | 0 | 0 | 0.01857% | 1 | 50% | 0% | 0% | 0% | 8.2745 | 0 | 0 | 0 | 8.2745 | #N/A
2007-03-01 16:00 | 3 | 1 | 16 | 60.6251 | 1432 | 35.06 | 15.08 | 1006 | 35.06 | 28.2565 | 0 | Heating | 3.7675 | #N/A | #N/A | #N/A | #N/A | 28.2565 | #N/A | #N/A | 3.4585 | #N/A | 0 | 0 | 0 | 0 | 0 | 0 | 0 | 0 | 0 | 0.01256% | 1 | 50% | 0% | 0% | 0% | 8.2745 | 0 | 0 | 0 | 8.2745 | #N/A
2007-03-01 17:00 | 3 | 1 | 17 | 60.6667 | 1433 | 35.06 | 15.98 | 1005 | 35.06 | 12.4955 | 0 | Heating | 1.6661 | #N/A | #N/A | #N/A | #N/A | 12.4955 | #N/A | #N/A | 3.4585 | #N/A | 0 | 0 | 0 | 0 | 0 | 0 | 0 | 0 | 0 | 0.005554% | 1 | 50% | 0% | 0% | 0% | 8.2745 | 0 | 0 | 0 | 8.2745 | #N/A
2007-03-01 18:00 | 3 | 1 | 18 | 60.7084 | 1434 | 30.92 | 17.06 | 1004 | 30.92 | 23.4282 | 0 | Heating | 3.1238 | #N/A | #N/A | #N/A | #N/A | 23.4282 | #N/A | #N/A | 3.2671 | #N/A | 0 | 0 | 0 | 0 | 0 | 0 | 0 | 0 | 0 | 0.01041% | 1 | 50% | 0% | 0% | 0% | 8.2745 | 0 | 0 | 0 | 8.2745 | #N/A
2007-03-01 19:00 | 3 | 1 | 19 | 60.7501 | 1435 | 26.06 | 17.96 | 1004 | 26.06 | 76.9879 | 0 | Heating | 10.2651 | #N/A | #N/A | #N/A | #N/A | 76.9879 | #N/A | #N/A | 3.0859 | #N/A | 0 | 0 | 0 | 0 | 0 | 0 | 0 | 0 | 0 | 0.03422% | 1 | 50% | 0% | 0% | 0% | 8.2745 | 0 | 0 | 0 | 8.2745 | #N/A
2007-03-01 20:00 | 3 | 1 | 20 | 60.7917 | 1436 | 26.06 | 17.06 | 1003 | 26.06 | 105.8642 | 0 | Heating | 14.1152 | #N/A | #N/A | #N/A | #N/A | 105.8642 | #N/A | #N/A | 3.0859 | #N/A | 0 | 0 | 0 | 0 | 0 | 0 | 0 | 0 | 0 | 0.04705% | 1 | 50% | 0% | 0% | 0% | 8.2745 | 0 | 0 | 0 | 8.2745 | #N/A
2007-03-01 21:00 | 3 | 1 | 21 | 60.8334 | 1437 | 26.06 | 15.98 | 1002 | 26.06 | 144.9088 | 0 | Heating | 19.3212 | #N/A | #N/A | #N/A | #N/A | 144.9088 | #N/A | #N/A | 3.0859 | #N/A | 0 | 0 | 0 | 0 | 0 | 0 | 0 | 0 | 0 | 0.0644% | 1 | 50% | 0% | 0% | 0% | 8.2745 | 0 | 0 | 0 | 8.2745 | #N/A
2007-03-01 22:00 | 3 | 1 | 22 | 60.8751 | 1438 | 21.92 | 17.06 | 1000 | 21.92 | 205.4627 | 0 | Heating | 27.395 | #N/A | #N/A | #N/A | #N/A | 205.4627 | #N/A | #N/A | 2.9629 | #N/A | 0 | 0 | 0 | 0 | 0 | 0 | 0 | 0 | 0 | 0.09132% | 1 | 50% | 0% | 0% | 0% | 8.2745 | 0 | 0 | 0 | 8.2745 | #N/A
2007-03-01 23:00 | 3 | 1 | 23 | 60.9167 | 1439 | 21.92 | 15.98 | 1000 | 21.92 | 0.12709 | 0 | Heating | 0.016945 | #N/A | #N/A | #N/A | #N/A | 0.12709 | #N/A | #N/A | 2.9629 | #N/A | 0 | 0 | 0 | 0 | 0 | 0 | 0 | 0 | 0 | 5.648e-05% | 1 | 50% | 0% | 0% | 0% | 8.2745 | 0 | 0 | 0 | 8.2745 | #N/A
2007-03-02 | 3 | 2 | 0 | 60.9584 | 1440 | 24.98 | 15.98 | 1001 | 24.98 | 3.3397 | 0 | Heating | 0.44529 | #N/A | #N/A | #N/A | #N/A | 3.3397 | #N/A | #N/A | 3.0513 | #N/A | 0 | 0 | 0 | 0 | 0 | 0 | 0 | 0 | 0 | 0.001484% | 1 | 50% | 0% | 0% | 0% | 8.2745 | 0 | 0 | 0 | 8.2745 | #N/A
2007-03-02 01:00 | 3 | 2 | 1 | 61.0001 | 1441 | 26.06 | 17.06 | 1001 | 26.06 | 11.5174 | 0 | Heating | 1.5357 | #N/A | #N/A | #N/A | #N/A | 11.5174 | #N/A | #N/A | 3.0859 | #N/A | 0 | 0 | 0 | 0 | 0 | 0 | 0 | 0 | 0 | 0.005119% | 1 | 50% | 0% | 0% | 0% | 8.2745 | 0 | 0 | 0 | 8.2745 | #N/A
2007-03-02 02:00 | 3 | 2 | 2 | 61.0418 | 1442 | 26.06 | 15.98 | 1000 | 26.06 | 16.4652 | 0 | Heating | 2.1954 | #N/A | #N/A | #N/A | #N/A | 16.4652 | #N/A | #N/A | 3.0859 | #N/A | 0 | 0 | 0 | 0 | 0 | 0 | 0 | 0 | 0 | 0.007318% | 1 | 50% | 0% | 0% | 0% | 8.2745 | 0 | 0 | 0 | 8.2745 | #N/A
2007-03-02 03:00 | 3 | 2 | 3 | 61.0834 | 1443 | 28.04 | 15.08 | 999 | 28.04 | 19.1287 | 0 | Heating | 2.5505 | #N/A | #N/A | #N/A | #N/A | 19.1287 | #N/A | #N/A | 3.1545 | #N/A | 0 | 0 | 0 | 0 | 0 | 0 | 0 | 0 | 0 | 0.008502% | 1 | 50% | 0% | 0% | 0% | 8.2745 | 0 | 0 | 0 | 8.2745 | #N/A
2007-03-02 04:00 | 3 | 2 | 4 | 61.1251 | 1444 | 30.02 | 14 | 999 | 30.02 | 22.83 | 0 | Heating | 3.044 | #N/A | #N/A | #N/A | #N/A | 22.83 | #N/A | #N/A | 3.2302 | #N/A | 0 | 0 | 0 | 0 | 0 | 0 | 0 | 0 | 0 | 0.01015% | 1 | 50% | 0% | 0% | 0% | 8.2745 | 0 | 0 | 0 | 8.2745 | #N/A
2007-03-02 05:00 | 3 | 2 | 5 | 61.1668 | 1445 | 30.02 | 12.92 | 998 | 30.02 | 26.6583 | 0 | Heating | 3.5544 | #N/A | #N/A | #N/A | #N/A | 26.6583 | #N/A | #N/A | 3.2302 | #N/A | 0 | 0 | 0 | 0 | 0 | 0 | 0 | 0 | 0 | 0.01185% | 1 | 50% | 0% | 0% | 0% | 8.2745 | 0 | 0 | 0 | 8.2745 | #N/A
2007-03-02 06:00 | 3 | 2 | 6 | 61.2084 | 1446 | 30.02 | 12.02 | 997 | 30.02 | 26.953 | 0 | Heating | 3.5937 | #N/A | #N/A | #N/A | #N/A | 26.953 | #N/A | #N/A | 3.2302 | #N/A | 0 | 0 | 0 | 0 | 0 | 0 | 0 | 0 | 0 | 0.01198% | 1 | 50% | 0% | 0% | 0% | 8.2745 | 0 | 0 | 0 | 8.2745 | #N/A
2007-03-02 07:00 | 3 | 2 | 7 | 61.2501 | 1447 | 30.92 | 12.02 | 996 | 30.92 | 687.0254 | 0 | Heating | 91.6034 | #N/A | #N/A | #N/A | #N/A | 687.0254 | #N/A | #N/A | 3.2671 | #N/A | 0 | 0 | 0 | 0 | 0 | 0 | 0 | 0 | 0 | 0.3053% | 1 | 50% | 0% | 0% | 0% | 8.2745 | 0 | 0 | 0 | 8.2745 | #N/A
2007-03-02 08:00 | 3 | 2 | 8 | 61.2918 | 1448 | 30.92 | 12.92 | 996 | 30.92 | 311.6865 | 0 | Heating | 41.5582 | #N/A | #N/A | #N/A | #N/A | 311.6865 | #N/A | #N/A | 3.2671 | #N/A | 0 | 0 | 0 | 0 | 0 | 0 | 0 | 0 | 0 | 0.1385% | 1 | 50% | 0% | 0% | 0% | 8.2745 | 0 | 0 | 0 | 8.2745 | #N/A
2007-03-02 09:00 | 3 | 2 | 9 | 61.3334 | 1449 | 33.08 | 12.92 | 995 | 33.08 | 135.7384 | 0 | Heating | 18.0985 | #N/A | #N/A | #N/A | #N/A | 135.7384 | #N/A | #N/A | 3.3624 | #N/A | 0 | 0 | 0 | 0 | 0 | 0 | 0 | 0 | 0 | 0.06033% | 1 | 50% | 0% | 0% | 0% | 8.2745 | 0 | 0 | 0 | 8.2745 | #N/A
2007-03-02 10:00 | 3 | 2 | 10 | 61.3751 | 1450 | 35.06 | 15.08 | 995 | 35.06 | 98.3787 | 0 | Heating | 13.1172 | #N/A | #N/A | #N/A | #N/A | 98.3787 | #N/A | #N/A | 3.4585 | #N/A | 0 | 0 | 0 | 0 | 0 | 0 | 0 | 0 | 0 | 0.04372% | 1 | 50% | 0% | 0% | 0% | 8.2745 | 0 | 0 | 0 | 8.2745 | #N/A
2007-03-02 11:00 | 3 | 2 | 11 | 61.4168 | 1451 | 35.06 | 15.98 | 995 | 35.06 | 97.1725 | 0 | Heating | 12.9563 | #N/A | #N/A | #N/A | #N/A | 97.1725 | #N/A | #N/A | 3.4585 | #N/A | 0 | 0 | 0 | 0 | 0 | 0 | 0 | 0 | 0 | 0.04319% | 1 | 50% | 0% | 0% | 0% | 8.2745 | 0 | 0 | 0 | 8.2745 | #N/A
2007-03-02 12:00 | 3 | 2 | 12 | 61.4584 | 1452 | 37.94 | 15.98 | 994 | 37.94 | 68.0792 | 0 | Heating | 9.0772 | #N/A | #N/A | #N/A | #N/A | 68.0792 | #N/A | #N/A | 3.6146 | #N/A | 0 | 0 | 0 | 0 | 0 | 0 | 0 | 0 | 0 | 0.03026% | 1 | 50% | 0% | 0% | 0% | 8.2745 | 0 | 0 | 0 | 8.2745 | #N/A
2007-03-02 13:00 | 3 | 2 | 13 | 61.5001 | 1453 | 35.6 | 17.06 | 993 | 35.6 | 33.1964 | 0 | Heating | 4.4262 | #N/A | #N/A | #N/A | #N/A | 33.1964 | #N/A | #N/A | 3.4863 | #N/A | 0 | 0 | 0 | 0 | 0 | 0 | 0 | 0 | 0 | 0.01475% | 1 | 50% | 0% | 0% | 0% | 8.2745 | 0 | 0 | 0 | 8.2745 | #N/A
2007-03-02 14:00 | 3 | 2 | 14 | 61.5418 | 1454 | 33.98 | 19.04 | 992 | 33.98 | 12.6931 | 0 | Heating | 1.6924 | #N/A | #N/A | #N/A | #N/A | 12.6931 | #N/A | #N/A | 3.405 | #N/A | 0 | 0 | 0 | 0 | 0 | 0 | 0 | 0 | 0 | 0.005641% | 1 | 50% | 0% | 0% | 0% | 8.2745 | 0 | 0 | 0 | 8.2745 | #N/A
2007-03-02 15:00 | 3 | 2 | 15 | 61.5834 | 1455 | 33.08 | 19.04 | 991 | 33.08 | 32.6418 | 0 | Heating | 4.3522 | #N/A | #N/A | #N/A | #N/A | 32.6418 | #N/A | #N/A | 3.3624 | #N/A | 0 | 0 | 0 | 0 | 0 | 0 | 0 | 0 | 0 | 0.01451% | 1 | 50% | 0% | 0% | 0% | 8.2745 | 0 | 0 | 0 | 8.2745 | #N/A
2007-03-02 16:00 | 3 | 2 | 16 | 61.6251 | 1456 | 30.92 | 21.92 | 991 | 30.92 | 28.0843 | 0 | Heating | 3.7446 | #N/A | #N/A | #N/A | #N/A | 28.0843 | #N/A | #N/A | 3.2671 | #N/A | 0 | 0 | 0 | 0 | 0 | 0 | 0 | 0 | 0 | 0.01248% | 1 | 50% | 0% | 0% | 0% | 8.2745 | 0 | 0 | 0 | 8.2745 | #N/A
2007-03-02 17:00 | 3 | 2 | 17 | 61.6668 | 1457 | 30.92 | 26.96 | 991 | 30.92 | 12.8851 | 0 | Heating | 1.718 | #N/A | #N/A | #N/A | #N/A | 12.8851 | #N/A | #N/A | 3.2671 | #N/A | 0 | 0 | 0 | 0 | 0 | 0 | 0 | 0 | 0 | 0.005727% | 1 | 50% | 0% | 0% | 0% | 8.2745 | 0 | 0 | 0 | 8.2745 | #N/A
2007-03-02 18:00 | 3 | 2 | 18 | 61.7084 | 1458 | 24.08 | 26.06 | 992 | 24.08 | 31.6055 | 0 | Heating | 4.2141 | #N/A | #N/A | #N/A | #N/A | 31.6055 | #N/A | #N/A | 3.0238 | #N/A | 0 | 0 | 0 | 0 | 0 | 0 | 0 | 0 | 0 | 0.01405% | 1 | 50% | 0% | 0% | 0% | 8.2745 | 0 | 0 | 0 | 8.2745 | #N/A
2007-03-02 19:00 | 3 | 2 | 19 | 61.7501 | 1459 | 21.92 | 26.06 | 993 | 21.92 | 0 | 0 | Cooling | 0 | #N/A | #N/A | #N/A | #N/A | 0 | 0 | 0 | 0 | 0 | 0 | #N/A | #N/A | 88 | 36.92 | 0.55773 | 0.34021 | #N/A | 0 | 0% | 1 | 50% | 0% | 0% | 0% | 8.2745 | 0 | 0 | 0 | 8.2745 | #N/A
2007-03-02 20:00 | 3 | 2 | 20 | 61.7918 | 1460 | 21.92 | 26.96 | 993 | 21.92 | 0 | 0 | Cooling | 0 | #N/A | #N/A | #N/A | #N/A | 0 | 0 | 0 | 0 | 0 | 0 | #N/A | #N/A | 88 | 36.92 | 0.55773 | 0.34021 | #N/A | 0 | 0% | 1 | 50% | 0% | 0% | 0% | 8.2745 | 0 | 0 | 0 | 8.2745 | #N/A
2007-03-02 21:00 | 3 | 2 | 21 | 61.8334 | 1461 | 19.94 | 26.96 | 994 | 19.94 | 0 | 0 | Cooling | 0 | #N/A | #N/A | #N/A | #N/A | 0 | 0 | 0 | 0 | 0 | 0 | #N/A | #N/A | 88 | 34.94 | 0.54521 | 0.33258 | #N/A | 0 | 0% | 1 | 50% | 0% | 0% | 0% | 8.2745 | 0 | 0 | 0 | 8.2745 | #N/A
2007-03-02 22:00 | 3 | 2 | 22 | 61.8751 | 1462 | 19.04 | 26.96 | 995 | 19.04 | 0.62418 | 0 | Heating | 0.083224 | #N/A | #N/A | #N/A | #N/A | 0.62418 | #N/A | #N/A | 2.8915 | #N/A | 0 | 0 | 0 | 0 | 0 | 0 | 0 | 0 | 0 | 0.0002774% | 1 | 50% | 0% | 0% | 0% | 8.2745 | 0 | 0 | 0 | 8.2745 | #N/A
2007-03-02 23:00 | 3 | 2 | 23 | 61.9168 | 1463 | 19.04 | 26.06 | 995 | 19.04 | 4.2991 | 0 | Heating | 0.57321 | #N/A | #N/A | #N/A | #N/A | 4.2991 | #N/A | #N/A | 2.8915 | #N/A | 0 | 0 | 0 | 0 | 0 | 0 | 0 | 0 | 0 | 0.001911% | 1 | 50% | 0% | 0% | 0% | 8.2745 | 0 | 0 | 0 | 8.2745 | #N/A
2007-03-03 | 3 | 3 | 0 | 61.9584 | 1464 | 15.08 | 26.96 | 995 | 15.08 | 9.0519 | 0 | Heating | 1.2069 | #N/A | #N/A | #N/A | #N/A | 9.0519 | #N/A | #N/A | 2.8087 | #N/A | 0 | 0 | 0 | 0 | 0 | 0 | 0 | 0 | 0 | 0.004023% | 1 | 50% | 0% | 0% | 0% | 8.2745 | 0 | 0 | 0 | 8.2745 | #N/A
2007-03-03 01:00 | 3 | 3 | 1 | 62.0001 | 1465 | 12.92 | 28.04 | 995 | 12.92 | 12.3457 | 0 | Heating | 1.6461 | #N/A | #N/A | #N/A | #N/A | 12.3457 | #N/A | #N/A | 2.7697 | #N/A | 0 | 0 | 0 | 0 | 0 | 0 | 0 | 0 | 0 | 0.005487% | 1 | 50% | 0% | 0% | 0% | 8.2745 | 0 | 0 | 0 | 8.2745 | #N/A
2007-03-03 02:00 | 3 | 3 | 2 | 62.0418 | 1466 | 12.92 | 28.04 | 996 | 12.92 | 16.7786 | 0 | Heating | 2.2371 | #N/A | #N/A | #N/A | #N/A | 16.7786 | #N/A | #N/A | 2.7697 | #N/A | 0 | 0 | 0 | 0 | 0 | 0 | 0 | 0 | 0 | 0.007457% | 1 | 50% | 0% | 0% | 0% | 8.2745 | 0 | 0 | 0 | 8.2745 | #N/A
2007-03-03 03:00 | 3 | 3 | 3 | 62.0834 | 1467 | 10.04 | 15.98 | 995 | 10.04 | 20.3203 | 0 | Heating | 2.7094 | #N/A | #N/A | #N/A | #N/A | 20.3203 | #N/A | #N/A | 2.723 | #N/A | 0 | 0 | 0 | 0 | 0 | 0 | 0 | 0 | 0 | 0.009031% | 1 | 50% | 0% | 0% | 0% | 8.2745 | 0 | 0 | 0 | 8.2745 | #N/A
2007-03-03 04:00 | 3 | 3 | 4 | 62.1251 | 1468 | 8.96 | 17.96 | 995 | 8.96 | 22.963 | 0 | Heating | 3.0617 | #N/A | #N/A | #N/A | #N/A | 22.963 | #N/A | #N/A | 2.7067 | #N/A | 0 | 0 | 0 | 0 | 0 | 0 | 0 | 0 | 0 | 0.01021% | 1 | 50% | 0% | 0% | 0% | 8.2745 | 0 | 0 | 0 | 8.2745 | #N/A
2007-03-03 05:00 | 3 | 3 | 5 | 62.1668 | 1469 | 8.96 | 19.04 | 996 | 8.96 | 34.8803 | 0 | Heating | 4.6507 | #N/A | #N/A | #N/A | #N/A | 34.8803 | #N/A | #N/A | 2.7067 | #N/A | 0 | 0 | 0 | 0 | 0 | 0 | 0 | 0 | 0 | 0.0155% | 1 | 50% | 0% | 0% | 0% | 8.2745 | 0 | 0 | 0 | 8.2745 | #N/A
2007-03-03 06:00 | 3 | 3 | 6 | 62.2084 | 1470 | 8.06 | 19.04 | 996 | 8.06 | 64.475 | 0 | Heating | 8.5967 | #N/A | #N/A | #N/A | #N/A | 64.475 | #N/A | #N/A | 2.6935 | #N/A | 0 | 0 | 0 | 0 | 0 | 0 | 0 | 0 | 0 | 0.02866% | 1 | 50% | 0% | 0% | 0% | 8.2745 | 0 | 0 | 0 | 8.2745 | #N/A
2007-03-03 07:00 | 3 | 3 | 7 | 62.2501 | 1471 | 5 | 17.96 | 996 | 5 | 65.6176 | 0 | Heating | 8.749 | #N/A | #N/A | #N/A | #N/A | 65.6176 | #N/A | #N/A | 2.6507 | #N/A | 0 | 0 | 0 | 0 | 0 | 0 | 0 | 0 | 0 | 0.02916% | 1 | 50% | 0% | 0% | 0% | 8.2745 | 0 | 0 | 0 | 8.2745 | #N/A
2007-03-03 08:00 | 3 | 3 | 8 | 62.2918 | 1472 | 5 | 19.04 | 996 | 5 | 36.2029 | 0 | Heating | 4.827 | #N/A | #N/A | #N/A | #N/A | 36.2029 | #N/A | #N/A | 2.6507 | #N/A | 0 | 0 | 0 | 0 | 0 | 0 | 0 | 0 | 0 | 0.01609% | 1 | 50% | 0% | 0% | 0% | 8.2745 | 0 | 0 | 0 | 8.2745 | #N/A
2007-03-03 09:00 | 3 | 3 | 9 | 62.3334 | 1473 | 12.02 | 21.02 | 997 | 12.02 | 18.1987 | 0 | Heating | 2.4265 | #N/A | #N/A | #N/A | #N/A | 18.1987 | #N/A | #N/A | 2.7546 | #N/A | 0 | 0 | 0 | 0 | 0 | 0 | 0 | 0 | 0 | 0.008088% | 1 | 50% | 0% | 0% | 0% | 8.2745 | 0 | 0 | 0 | 8.2745 | #N/A
2007-03-03 10:00 | 3 | 3 | 10 | 62.3751 | 1474 | 14 | 19.04 | 997 | 14 | 17.0602 | 0 | Heating | 2.2747 | #N/A | #N/A | #N/A | #N/A | 17.0602 | #N/A | #N/A | 2.7888 | #N/A | 0 | 0 | 0 | 0 | 0 | 0 | 0 | 0 | 0 | 0.007582% | 1 | 50% | 0% | 0% | 0% | 8.2745 | 0 | 0 | 0 | 8.2745 | #N/A
2007-03-03 11:00 | 3 | 3 | 11 | 62.4168 | 1475 | 14 | 21.92 | 997 | 14 | 15.6635 | 0 | Heating | 2.0885 | #N/A | #N/A | #N/A | #N/A | 15.6635 | #N/A | #N/A | 2.7888 | #N/A | 0 | 0 | 0 | 0 | 0 | 0 | 0 | 0 | 0 | 0.006962% | 1 | 50% | 0% | 0% | 0% | 8.2745 | 0 | 0 | 0 | 8.2745 | #N/A
2007-03-03 12:00 | 3 | 3 | 12 | 62.4584 | 1476 | 17.06 | 21.92 | 997 | 17.06 | 13.2406 | 0 | Heating | 1.7654 | #N/A | #N/A | #N/A | #N/A | 13.2406 | #N/A | #N/A | 2.8481 | #N/A | 0 | 0 | 0 | 0 | 0 | 0 | 0 | 0 | 0 | 0.005885% | 1 | 50% | 0% | 0% | 0% | 8.2745 | 0 | 0 | 0 | 8.2745 | #N/A
2007-03-03 13:00 | 3 | 3 | 13 | 62.5001 | 1477 | 19.04 | 19.94 | 997 | 19.04 | 13.4983 | 0 | Heating | 1.7998 | #N/A | #N/A | #N/A | #N/A | 13.4983 | #N/A | #N/A | 2.8915 | #N/A | 0 | 0 | 0 | 0 | 0 | 0 | 0 | 0 | 0 | 0.005999% | 1 | 50% | 0% | 0% | 0% | 8.2745 | 0 | 0 | 0 | 8.2745 | #N/A
2007-03-03 14:00 | 3 | 3 | 14 | 62.5418 | 1478 | 19.04 | 17.96 | 997 | 19.04 | 14.3599 | 0 | Heating | 1.9147 | #N/A | #N/A | #N/A | #N/A | 14.3599 | #N/A | #N/A | 2.8915 | #N/A | 0 | 0 | 0 | 0 | 0 | 0 | 0 | 0 | 0 | 0.006382% | 1 | 50% | 0% | 0% | 0% | 8.2745 | 0 | 0 | 0 | 8.2745 | #N/A
2007-03-03 15:00 | 3 | 3 | 15 | 62.5834 | 1479 | 24.08 | 17.96 | 997 | 24.08 | 18.3373 | 0 | Heating | 2.445 | #N/A | #N/A | #N/A | #N/A | 18.3373 | #N/A | #N/A | 3.0238 | #N/A | 0 | 0 | 0 | 0 | 0 | 0 | 0 | 0 | 0 | 0.00815% | 1 | 50% | 0% | 0% | 0% | 8.2745 | 0 | 0 | 0 | 8.2745 | #N/A
2007-03-03 16:00 | 3 | 3 | 16 | 62.6251 | 1480 | 24.08 | 15.98 | 998 | 24.08 | 36.3007 | 0 | Heating | 4.8401 | #N/A | #N/A | #N/A | #N/A | 36.3007 | #N/A | #N/A | 3.0238 | #N/A | 0 | 0 | 0 | 0 | 0 | 0 | 0 | 0 | 0 | 0.01613% | 1 | 50% | 0% | 0% | 0% | 8.2745 | 0 | 0 | 0 | 8.2745 | #N/A
2007-03-03 17:00 | 3 | 3 | 17 | 62.6668 | 1481 | 24.08 | 17.06 | 999 | 24.08 | 50.5055 | 0 | Heating | 6.7341 | #N/A | #N/A | #N/A | #N/A | 50.5055 | #N/A | #N/A | 3.0238 | #N/A | 0 | 0 | 0 | 0 | 0 | 0 | 0 | 0 | 0 | 0.02245% | 1 | 50% | 0% | 0% | 0% | 8.2745 | 0 | 0 | 0 | 8.2745 | #N/A
2007-03-03 18:00 | 3 | 3 | 18 | 62.7084 | 1482 | 21.02 | 15.08 | 999 | 21.02 | 84.1089 | 0 | Heating | 11.2145 | #N/A | #N/A | #N/A | #N/A | 84.1089 | #N/A | #N/A | 2.9394 | #N/A | 0 | 0 | 0 | 0 | 0 | 0 | 0 | 0 | 0 | 0.03738% | 1 | 50% | 0% | 0% | 0% | 8.2745 | 0 | 0 | 0 | 8.2745 | #N/A
2007-03-03 19:00 | 3 | 3 | 19 | 62.7501 | 1483 | 21.02 | 10.94 | 1000 | 21.02 | 141.404 | 0 | Heating | 18.8539 | #N/A | #N/A | #N/A | #N/A | 141.404 | #N/A | #N/A | 2.9394 | #N/A | 0 | 0 | 0 | 0 | 0 | 0 | 0 | 0 | 0 | 0.06285% | 1 | 50% | 0% | 0% | 0% | 8.2745 | 0 | 0 | 0 | 8.2745 | #N/A
2007-03-03 20:00 | 3 | 3 | 20 | 62.7918 | 1484 | 21.02 | 10.94 | 1001 | 21.02 | 235.2642 | 0 | Heating | 31.3686 | #N/A | #N/A | #N/A | #N/A | 235.2642 | #N/A | #N/A | 2.9394 | #N/A | 0 | 0 | 0 | 0 | 0 | 0 | 0 | 0 | 0 | 0.1046% | 1 | 50% | 0% | 0% | 0% | 8.2745 | 0 | 0 | 0 | 8.2745 | #N/A
2007-03-03 21:00 | 3 | 3 | 21 | 62.8334 | 1485 | 17.06 | 10.04 | 1002 | 17.06 | 308.3876 | 0 | Heating | 41.1183 | #N/A | #N/A | #N/A | #N/A | 308.3876 | #N/A | #N/A | 2.8481 | #N/A | 0 | 0 | 0 | 0 | 0 | 0 | 0 | 0 | 0 | 0.1371% | 1 | 50% | 0% | 0% | 0% | 8.2745 | 0 | 0 | 0 | 8.2745 | #N/A
2007-03-03 22:00 | 3 | 3 | 22 | 62.8751 | 1486 | 15.08 | 12.02 | 1002 | 15.08 | 394.1029 | 0 | Heating | 52.5471 | #N/A | #N/A | #N/A | #N/A | 394.1029 | #N/A | #N/A | 2.8087 | #N/A | 0 | 0 | 0 | 0 | 0 | 0 | 0 | 0 | 0 | 0.1752% | 1 | 50% | 0% | 0% | 0% | 8.2745 | 0 | 0 | 0 | 8.2745 | #N/A
2007-03-03 23:00 | 3 | 3 | 23 | 62.9168 | 1487 | 15.08 | 10.04 | 1002 | 15.08 | 474.9355 | 0 | Heating | 63.3247 | #N/A | #N/A | #N/A | #N/A | 474.9355 | #N/A | #N/A | 2.8087 | #N/A | 0 | 0 | 0 | 0 | 0 | 0 | 0 | 0 | 0 | 0.2111% | 1 | 50% | 0% | 0% | 0% | 8.2745 | 0 | 0 | 0 | 8.2745 | #N/A
2007-03-04 | 3 | 4 | 0 | 62.9584 | 1488 | 12.02 | 6.98 | 1003 | 12.02 | 552.8522 | 0 | Heating | 73.7136 | #N/A | #N/A | #N/A | #N/A | 552.8522 | #N/A | #N/A | 2.7546 | #N/A | 0 | 0 | 0 | 0 | 0 | 0 | 0 | 0 | 0 | 0.2457% | 1 | 50% | 0% | 0% | 0% | 8.2745 | 0 | 0 | 0 | 8.2745 | #N/A
2007-03-04 01:00 | 3 | 4 | 1 | 63.0001 | 1489 | 8.96 | 8.96 | 1003 | 8.96 | 586.4094 | 0 | Heating | 78.1879 | #N/A | #N/A | #N/A | #N/A | 586.4094 | #N/A | #N/A | 2.7067 | #N/A | 0 | 0 | 0 | 0 | 0 | 0 | 0 | 0 | 0 | 0.2606% | 1 | 50% | 0% | 0% | 0% | 8.2745 | 0 | 0 | 0 | 8.2745 | #N/A
2007-03-04 02:00 | 3 | 4 | 2 | 63.0418 | 1490 | 8.96 | 12.02 | 1003 | 8.96 | 623.3363 | 0 | Heating | 83.1115 | #N/A | #N/A | #N/A | #N/A | 623.3363 | #N/A | #N/A | 2.7067 | #N/A | 0 | 0 | 0 | 0 | 0 | 0 | 0 | 0 | 0 | 0.277% | 1 | 50% | 0% | 0% | 0% | 8.2745 | 0 | 0 | 0 | 8.2745 | #N/A
2007-03-04 03:00 | 3 | 4 | 3 | 63.0834 | 1491 | 10.04 | 14 | 1003 | 10.04 | 656.7422 | 0 | Heating | 87.5656 | #N/A | #N/A | #N/A | #N/A | 656.7422 | #N/A | #N/A | 2.723 | #N/A | 0 | 0 | 0 | 0 | 0 | 0 | 0 | 0 | 0 | 0.2919% | 1 | 50% | 0% | 0% | 0% | 8.2745 | 0 | 0 | 0 | 8.2745 | #N/A
2007-03-04 04:00 | 3 | 4 | 4 | 63.1251 | 1492 | 10.04 | 12.92 | 1003 | 10.04 | 681.6093 | 0 | Heating | 90.8812 | #N/A | #N/A | #N/A | #N/A | 681.6093 | #N/A | #N/A | 2.723 | #N/A | 0 | 0 | 0 | 0 | 0 | 0 | 0 | 0 | 0 | 0.3029% | 1 | 50% | 0% | 0% | 0% | 8.2745 | 0 | 0 | 0 | 8.2745 | #N/A
2007-03-04 05:00 | 3 | 4 | 5 | 63.1668 | 1493 | 10.04 | 12.92 | 1005 | 10.04 | 713.6736 | 0 | Heating | 95.1565 | #N/A | #N/A | #N/A | #N/A | 713.6736 | #N/A | #N/A | 2.723 | #N/A | 0 | 0 | 0 | 0 | 0 | 0 | 0 | 0 | 0 | 0.3172% | 1 | 50% | 0% | 0% | 0% | 8.2745 | 0 | 0 | 0 | 8.2745 | #N/A
2007-03-04 06:00 | 3 | 4 | 6 | 63.2084 | 1494 | 10.04 | 8.06 | 1005 | 10.04 | 766.8113 | 0 | Heating | 102.2415 | #N/A | #N/A | #N/A | #N/A | 766.8113 | #N/A | #N/A | 2.723 | #N/A | 0 | 0 | 0 | 0 | 0 | 0 | 0 | 0 | 0 | 0.3408% | 1 | 50% | 0% | 0% | 0% | 8.2745 | 0 | 0 | 0 | 8.2745 | #N/A
2007-03-04 07:00 | 3 | 4 | 7 | 63.2501 | 1495 | 10.04 | 6.08 | 1006 | 10.04 | 1528.054 | 0 | Heating | 203.7405 | #N/A | #N/A | #N/A | #N/A | 1528.054 | #N/A | #N/A | 2.723 | #N/A | 0 | 0 | 0 | 0 | 0 | 0 | 0 | 0 | 0 | 0.6791% | 1 | 50% | 0% | 0% | 0% | 8.2745 | 0 | 0 | 0 | 8.2745 | #N/A
2007-03-04 08:00 | 3 | 4 | 8 | 63.2918 | 1496 | 10.04 | 6.98 | 1006 | 10.04 | 1080.438 | 0 | Heating | 144.0584 | #N/A | #N/A | #N/A | #N/A | 1080.438 | #N/A | #N/A | 2.723 | #N/A | 0 | 0 | 0 | 0 | 0 | 0 | 0 | 0 | 0 | 0.4802% | 1 | 50% | 0% | 0% | 0% | 8.2745 | 0 | 0 | 0 | 8.2745 | #N/A
2007-03-04 09:00 | 3 | 4 | 9 | 63.3334 | 1497 | 17.06 | 3.92 | 1007 | 17.06 | 693.2817 | 0 | Heating | 92.4376 | #N/A | #N/A | #N/A | #N/A | 693.2817 | #N/A | #N/A | 2.8481 | #N/A | 0 | 0 | 0 | 0 | 0 | 0 | 0 | 0 | 0 | 0.3081% | 1 | 50% | 0% | 0% | 0% | 8.2745 | 0 | 0 | 0 | 8.2745 | #N/A
2007-03-04 10:00 | 3 | 4 | 10 | 63.3751 | 1498 | 23 | 3.92 | 1008 | 23 | 620.7015 | 0 | Heating | 82.7602 | #N/A | #N/A | #N/A | #N/A | 620.7015 | #N/A | #N/A | 2.9925 | #N/A | 0 | 0 | 0 | 0 | 0 | 0 | 0 | 0 | 0 | 0.2759% | 1 | 50% | 0% | 0% | 0% | 8.2745 | 0 | 0 | 0 | 8.2745 | #N/A
2007-03-04 11:00 | 3 | 4 | 11 | 63.4168 | 1499 | 23 | 6.98 | 1008 | 23 | 539.6127 | 0 | Heating | 71.9484 | #N/A | #N/A | #N/A | #N/A | 539.6127 | #N/A | #N/A | 2.9925 | #N/A | 0 | 0 | 0 | 0 | 0 | 0 | 0 | 0 | 0 | 0.2398% | 1 | 50% | 0% | 0% | 0% | 8.2745 | 0 | 0 | 0 | 8.2745 | #N/A
2007-03-04 12:00 | 3 | 4 | 12 | 63.4584 | 1500 | 32 | 5 | 1008 | 32 | 490.6104 | 0 | Heating | 65.4147 | #N/A | #N/A | #N/A | #N/A | 490.6104 | #N/A | #N/A | 3.3135 | #N/A | 0 | 0 | 0 | 0 | 0 | 0 | 0 | 0 | 0 | 0.218% | 1 | 50% | 0% | 0% | 0% | 8.2745 | 0 | 0 | 0 | 8.2745 | #N/A
2007-03-04 13:00 | 3 | 4 | 13 | 63.5001 | 1501 | 33.08 | 6.98 | 1008 | 33.08 | 533.5645 | 0 | Heating | 71.1419 | #N/A | #N/A | #N/A | #N/A | 533.5645 | #N/A | #N/A | 3.3624 | #N/A | 0 | 0 | 0 | 0 | 0 | 0 | 0 | 0 | 0 | 0.2371% | 1 | 50% | 0% | 0% | 0% | 8.2745 | 0 | 0 | 0 | 8.2745 | #N/A
2007-03-04 14:00 | 3 | 4 | 14 | 63.5418 | 1502 | 33.08 | 8.06 | 1008 | 33.08 | 379.0198 | 0 | Heating | 50.536 | #N/A | #N/A | #N/A | #N/A | 379.0198 | #N/A | #N/A | 3.3624 | #N/A | 0 | 0 | 0 | 0 | 0 | 0 | 0 | 0 | 0 | 0.1685% | 1 | 50% | 0% | 0% | 0% | 8.2745 | 0 | 0 | 0 | 8.2745 | #N/A
2007-03-04 15:00 | 3 | 4 | 15 | 63.5834 | 1503 | 37.04 | 8.06 | 1008 | 37.04 | 336.137 | 0 | Heating | 44.8183 | #N/A | #N/A | #N/A | #N/A | 336.137 | #N/A | #N/A | 3.5637 | #N/A | 0 | 0 | 0 | 0 | 0 | 0 | 0 | 0 | 0 | 0.1494% | 1 | 50% | 0% | 0% | 0% | 8.2745 | 0 | 0 | 0 | 8.2745 | #N/A
2007-03-04 16:00 | 3 | 4 | 16 | 63.6251 | 1504 | 37.04 | 8.06 | 1008 | 37.04 | 337.5069 | 0 | Heating | 45.0009 | #N/A | #N/A | #N/A | #N/A | 337.5069 | #N/A | #N/A | 3.5637 | #N/A | 0 | 0 | 0 | 0 | 0 | 0 | 0 | 0 | 0 | 0.15% | 1 | 50% | 0% | 0% | 0% | 8.2745 | 0 | 0 | 0 | 8.2745 | #N/A
2007-03-04 17:00 | 3 | 4 | 17 | 63.6668 | 1505 | 37.04 | 8.06 | 1009 | 37.04 | 325.2011 | 0 | Heating | 43.3601 | #N/A | #N/A | #N/A | #N/A | 325.2011 | #N/A | #N/A | 3.5637 | #N/A | 0 | 0 | 0 | 0 | 0 | 0 | 0 | 0 | 0 | 0.1445% | 1 | 50% | 0% | 0% | 0% | 8.2745 | 0 | 0 | 0 | 8.2745 | #N/A
2007-03-04 18:00 | 3 | 4 | 18 | 63.7084 | 1506 | 35.96 | 6.98 | 1009 | 35.96 | 420.8578 | 0 | Heating | 56.1144 | #N/A | #N/A | #N/A | #N/A | 420.8578 | #N/A | #N/A | 3.5052 | #N/A | 0 | 0 | 0 | 0 | 0 | 0 | 0 | 0 | 0 | 0.187% | 1 | 50% | 0% | 0% | 0% | 8.2745 | 0 | 0 | 0 | 8.2745 | #N/A
2007-03-04 19:00 | 3 | 4 | 19 | 63.7501 | 1507 | 35.06 | 6.98 | 1010 | 35.06 | 563.0328 | 0 | Heating | 75.071 | #N/A | #N/A | #N/A | #N/A | 563.0328 | #N/A | #N/A | 3.4585 | #N/A | 0 | 0 | 0 | 0 | 0 | 0 | 0 | 0 | 0 | 0.2502% | 1 | 50% | 0% | 0% | 0% | 8.2745 | 0 | 0 | 0 | 8.2745 | #N/A
2007-03-04 20:00 | 3 | 4 | 20 | 63.7918 | 1508 | 35.06 | 8.06 | 1010 | 35.06 | 593.6825 | 0 | Heating | 79.1577 | #N/A | #N/A | #N/A | #N/A | 593.6825 | #N/A | #N/A | 3.4585 | #N/A | 0 | 0 | 0 | 0 | 0 | 0 | 0 | 0 | 0 | 0.2639% | 1 | 50% | 0% | 0% | 0% | 8.2745 | 0 | 0 | 0 | 8.2745 | #N/A
2007-03-04 21:00 | 3 | 4 | 21 | 63.8334 | 1509 | 33.98 | 8.06 | 1010 | 33.98 | 693.0082 | 0 | Heating | 92.4011 | #N/A | #N/A | #N/A | #N/A | 693.0082 | #N/A | #N/A | 3.405 | #N/A | 0 | 0 | 0 | 0 | 0 | 0 | 0 | 0 | 0 | 0.308% | 1 | 50% | 0% | 0% | 0% | 8.2745 | 0 | 0 | 0 | 8.2745 | #N/A
2007-03-04 22:00 | 3 | 4 | 22 | 63.8751 | 1510 | 33.98 | 10.04 | 1011 | 33.98 | 711.8127 | 0 | Heating | 94.9084 | #N/A | #N/A | #N/A | #N/A | 711.8127 | #N/A | #N/A | 3.405 | #N/A | 0 | 0 | 0 | 0 | 0 | 0 | 0 | 0 | 0 | 0.3164% | 1 | 50% | 0% | 0% | 0% | 8.2745 | 0 | 0 | 0 | 8.2745 | #N/A
2007-03-04 23:00 | 3 | 4 | 23 | 63.9168 | 1511 | 33.98 | 12.02 | 1011 | 33.98 | 183.9309 | 0 | Heating | 24.5241 | #N/A | #N/A | #N/A | #N/A | 183.9309 | #N/A | #N/A | 3.405 | #N/A | 0 | 0 | 0 | 0 | 0 | 0 | 0 | 0 | 0 | 0.08175% | 1 | 50% | 0% | 0% | 0% | 8.2745 | 0 | 0 | 0 | 8.2745 | #N/A
2007-03-05 | 3 | 5 | 0 | 63.9584 | 1512 | 33.98 | 14 | 1012 | 33.98 | 355.1902 | 0 | Heating | 47.3587 | #N/A | #N/A | #N/A | #N/A | 355.1902 | #N/A | #N/A | 3.405 | #N/A | 0 | 0 | 0 | 0 | 0 | 0 | 0 | 0 | 0 | 0.1579% | 1 | 50% | 0% | 0% | 0% | 8.2745 | 0 | 0 | 0 | 8.2745 | #N/A
2007-03-05 01:00 | 3 | 5 | 1 | 64.0001 | 1513 | 33.98 | 12.02 | 1012 | 33.98 | 466.8666 | 0 | Heating | 62.2489 | #N/A | #N/A | #N/A | #N/A | 466.8666 | #N/A | #N/A | 3.405 | #N/A | 0 | 0 | 0 | 0 | 0 | 0 | 0 | 0 | 0 | 0.2075% | 1 | 50% | 0% | 0% | 0% | 8.2745 | 0 | 0 | 0 | 8.2745 | #N/A
2007-03-05 02:00 | 3 | 5 | 2 | 64.0418 | 1514 | 33.98 | 12.02 | 1013 | 33.98 | 563.4224 | 0 | Heating | 75.123 | #N/A | #N/A | #N/A | #N/A | 563.4224 | #N/A | #N/A | 3.405 | #N/A | 0 | 0 | 0 | 0 | 0 | 0 | 0 | 0 | 0 | 0.2504% | 1 | 50% | 0% | 0% | 0% | 8.2745 | 0 | 0 | 0 | 8.2745 | #N/A
2007-03-05 03:00 | 3 | 5 | 3 | 64.0834 | 1515 | 35.06 | 12.92 | 1013 | 35.06 | 581.7816 | 0 | Heating | 77.5709 | #N/A | #N/A | #N/A | #N/A | 581.7816 | #N/A | #N/A | 3.4585 | #N/A | 0 | 0 | 0 | 0 | 0 | 0 | 0 | 0 | 0 | 0.2586% | 1 | 50% | 0% | 0% | 0% | 8.2745 | 0 | 0 | 0 | 8.2745 | #N/A
2007-03-05 04:00 | 3 | 5 | 4 | 64.1251 | 1516 | 35.06 | 14 | 1014 | 35.06 | 576.9325 | 0 | Heating | 76.9243 | #N/A | #N/A | #N/A | #N/A | 576.9325 | #N/A | #N/A | 3.4585 | #N/A | 0 | 0 | 0 | 0 | 0 | 0 | 0 | 0 | 0 | 0.2564% | 1 | 50% | 0% | 0% | 0% | 8.2745 | 0 | 0 | 0 | 8.2745 | #N/A
2007-03-05 05:00 | 3 | 5 | 5 | 64.1668 | 1517 | 35.06 | 14 | 1014 | 35.06 | 594.823 | 0 | Heating | 79.3097 | #N/A | #N/A | #N/A | #N/A | 594.823 | #N/A | #N/A | 3.4585 | #N/A | 0 | 0 | 0 | 0 | 0 | 0 | 0 | 0 | 0 | 0.2644% | 1 | 50% | 0% | 0% | 0% | 8.2745 | 0 | 0 | 0 | 8.2745 | #N/A
2007-03-05 06:00 | 3 | 5 | 6 | 64.2084 | 1518 | 35.6 | 14 | 1015 | 35.6 | 610.7573 | 0 | Heating | 81.4343 | #N/A | #N/A | #N/A | #N/A | 610.7573 | #N/A | #N/A | 3.4863 | #N/A | 0 | 0 | 0 | 0 | 0 | 0 | 0 | 0 | 0 | 0.2714% | 1 | 50% | 0% | 0% | 0% | 8.2745 | 0 | 0 | 0 | 8.2745 | #N/A
2007-03-05 07:00 | 3 | 5 | 7 | 64.2501 | 1519 | 37.04 | 14 | 1016 | 37.04 | 1300.0793 | 0 | Heating | 173.3439 | #N/A | #N/A | #N/A | #N/A | 1300.0793 | #N/A | #N/A | 3.5637 | #N/A | 0 | 0 | 0 | 0 | 0 | 0 | 0 | 0 | 0 | 0.5778% | 1 | 50% | 0% | 0% | 0% | 8.2745 | 0 | 0 | 0 | 8.2745 | #N/A
2007-03-05 08:00 | 3 | 5 | 8 | 64.2918 | 1520 | 37.04 | 12.02 | 1017 | 37.04 | 971.9017 | 0 | Heating | 129.5869 | #N/A | #N/A | #N/A | #N/A | 971.9017 | #N/A | #N/A | 3.5637 | #N/A | 0 | 0 | 0 | 0 | 0 | 0 | 0 | 0 | 0 | 0.432% | 1 | 50% | 0% | 0% | 0% | 8.2745 | 0 | 0 | 0 | 8.2745 | #N/A
2007-03-05 09:00 | 3 | 5 | 9 | 64.3334 | 1521 | 39.02 | 14 | 1017 | 39.02 | 587.2142 | 0 | Heating | 78.2952 | #N/A | #N/A | #N/A | #N/A | 587.2142 | #N/A | #N/A | 3.6785 | #N/A | 0 | 0 | 0 | 0 | 0 | 0 | 0 | 0 | 0 | 0.261% | 1 | 50% | 0% | 0% | 0% | 8.2745 | 0 | 0 | 0 | 8.2745 | #N/A
2007-03-05 10:00 | 3 | 5 | 10 | 64.3751 | 1522 | 42.08 | 14 | 1018 | 42.08 | 440.365 | 0 | Heating | 58.7153 | #N/A | #N/A | #N/A | #N/A | 440.365 | #N/A | #N/A | 3.8759 | #N/A | 0 | 0 | 0 | 0 | 0 | 0 | 0 | 0 | 0 | 0.1957% | 1 | 50% | 0% | 0% | 0% | 8.2745 | 0 | 0 | 0 | 8.2745 | #N/A
2007-03-05 11:00 | 3 | 5 | 11 | 64.4168 | 1523 | 42.08 | 12.92 | 1018 | 42.08 | 423.4017 | 0 | Heating | 56.4536 | #N/A | #N/A | #N/A | #N/A | 423.4017 | #N/A | #N/A | 3.8759 | #N/A | 0 | 0 | 0 | 0 | 0 | 0 | 0 | 0 | 0 | 0.1882% | 1 | 50% | 0% | 0% | 0% | 8.2745 | 0 | 0 | 0 | 8.2745 | #N/A
2007-03-05 12:00 | 3 | 5 | 12 | 64.4584 | 1524 | 42.98 | 12.92 | 1018 | 42.98 | 354.9524 | 0 | Heating | 47.327 | #N/A | #N/A | #N/A | #N/A | 354.9524 | #N/A | #N/A | 3.9388 | #N/A | 0 | 0 | 0 | 0 | 0 | 0 | 0 | 0 | 0 | 0.1578% | 1 | 50% | 0% | 0% | 0% | 8.2745 | 0 | 0 | 0 | 8.2745 | #N/A
2007-03-05 13:00 | 3 | 5 | 13 | 64.5001 | 1525 | 44.06 | 10.04 | 1017 | 44.06 | 355.8157 | 0 | Heating | 47.4421 | #N/A | #N/A | #N/A | #N/A | 355.8157 | #N/A | #N/A | 4.0174 | #N/A | 0 | 0 | 0 | 0 | 0 | 0 | 0 | 0 | 0 | 0.1581% | 1 | 50% | 0% | 0% | 0% | 8.2745 | 0 | 0 | 0 | 8.2745 | #N/A
2007-03-05 14:00 | 3 | 5 | 14 | 64.5418 | 1526 | 44.06 | 8.06 | 1017 | 44.06 | 276.4177 | 0 | Heating | 36.8557 | #N/A | #N/A | #N/A | #N/A | 276.4177 | #N/A | #N/A | 4.0174 | #N/A | 0 | 0 | 0 | 0 | 0 | 0 | 0 | 0 | 0 | 0.1229% | 1 | 50% | 0% | 0% | 0% | 8.2745 | 0 | 0 | 0 | 8.2745 | #N/A
2007-03-05 15:00 | 3 | 5 | 15 | 64.5834 | 1527 | 48.02 | 8.96 | 1017 | 48.02 | 194.4574 | 0 | Heating | 25.9277 | #N/A | #N/A | #N/A | #N/A | 194.4574 | #N/A | #N/A | 4.3357 | #N/A | 0 | 0 | 0 | 0 | 0 | 0 | 0 | 0 | 0 | 0.08643% | 1 | 50% | 0% | 0% | 0% | 8.2745 | 0 | 0 | 0 | 8.2745 | #N/A
2007-03-05 16:00 | 3 | 5 | 16 | 64.6251 | 1528 | 48.02 | 8.06 | 1017 | 48.02 | 180.8396 | 0 | Heating | 24.1119 | #N/A | #N/A | #N/A | #N/A | 180.8396 | #N/A | #N/A | 4.3357 | #N/A | 0 | 0 | 0 | 0 | 0 | 0 | 0 | 0 | 0 | 0.08037% | 1 | 50% | 0% | 0% | 0% | 8.2745 | 0 | 0 | 0 | 8.2745 | #N/A
2007-03-05 17:00 | 3 | 5 | 17 | 64.6668 | 1529 | 48.02 | 3.92 | 1017 | 48.02 | 163.7892 | 0 | Heating | 21.8386 | #N/A | #N/A | #N/A | #N/A | 163.7892 | #N/A | #N/A | 4.3357 | #N/A | 0 | 0 | 0 | 0 | 0 | 0 | 0 | 0 | 0 | 0.0728% | 1 | 50% | 0% | 0% | 0% | 8.2745 | 0 | 0 | 0 | 8.2745 | #N/A
2007-03-05 18:00 | 3 | 5 | 18 | 64.7084 | 1530 | 46.94 | 3.02 | 1017 | 46.94 | 280.2654 | 0 | Heating | 37.3687 | #N/A | #N/A | #N/A | #N/A | 280.2654 | #N/A | #N/A | 4.2441 | #N/A | 0 | 0 | 0 | 0 | 0 | 0 | 0 | 0 | 0 | 0.1246% | 1 | 50% | 0% | 0% | 0% | 8.2745 | 0 | 0 | 0 | 8.2745 | #N/A
2007-03-05 19:00 | 3 | 5 | 19 | 64.7501 | 1531 | 48.92 | 3.02 | 1018 | 48.92 | 470.105 | 0 | Heating | 62.6807 | #N/A | #N/A | #N/A | #N/A | 470.105 | #N/A | #N/A | 4.4149 | #N/A | 0 | 0 | 0 | 0 | 0 | 0 | 0 | 0 | 0 | 0.2089% | 1 | 50% | 0% | 0% | 0% | 8.2745 | 0 | 0 | 0 | 8.2745 | #N/A
2007-03-05 20:00 | 3 | 5 | 20 | 64.7918 | 1532 | 48.92 | 1.94 | 1018 | 48.92 | 544.672 | 0 | Heating | 72.6229 | #N/A | #N/A | #N/A | #N/A | 544.672 | #N/A | #N/A | 4.4149 | #N/A | 0 | 0 | 0 | 0 | 0 | 0 | 0 | 0 | 0 | 0.2421% | 1 | 50% | 0% | 0% | 0% | 8.2745 | 0 | 0 | 0 | 8.2745 | #N/A
2007-03-05 21:00 | 3 | 5 | 21 | 64.8334 | 1533 | 48.92 | 1.94 | 1018 | 48.92 | 678.7336 | 0 | Heating | 90.4978 | #N/A | #N/A | #N/A | #N/A | 678.7336 | #N/A | #N/A | 4.4149 | #N/A | 0 | 0 | 0 | 0 | 0 | 0 | 0 | 0 | 0 | 0.3017% | 1 | 50% | 0% | 0% | 0% | 8.2745 | 0 | 0 | 0 | 8.2745 | #N/A
2007-03-05 22:00 | 3 | 5 | 22 | 64.8751 | 1534 | 48.92 | 3.02 | 1019 | 48.92 | 721.2009 | 0 | Heating | 96.1601 | #N/A | #N/A | #N/A | #N/A | 721.2009 | #N/A | #N/A | 4.4149 | #N/A | 0 | 0 | 0 | 0 | 0 | 0 | 0 | 0 | 0 | 0.3205% | 1 | 50% | 0% | 0% | 0% | 8.2745 | 0 | 0 | 0 | 8.2745 | #N/A
2007-03-05 23:00 | 3 | 5 | 23 | 64.9168 | 1535 | 48.92 | 3.92 | 1019 | 48.92 | 188.744 | 0 | Heating | 25.1659 | #N/A | #N/A | #N/A | #N/A | 188.744 | #N/A | #N/A | 4.4149 | #N/A | 0 | 0 | 0 | 0 | 0 | 0 | 0 | 0 | 0 | 0.08389% | 1 | 50% | 0% | 0% | 0% | 8.2745 | 0 | 0 | 0 | 8.2745 | #N/A
2007-03-06 | 3 | 6 | 0 | 64.9584 | 1536 | 48.02 | 3.92 | 1019 | 48.02 | 376.021 | 0 | Heating | 50.1361 | #N/A | #N/A | #N/A | #N/A | 376.021 | #N/A | #N/A | 4.3357 | #N/A | 0 | 0 | 0 | 0 | 0 | 0 | 0 | 0 | 0 | 0.1671% | 1 | 50% | 0% | 0% | 0% | 8.2745 | 0 | 0 | 0 | 8.2745 | #N/A
2007-03-06 01:00 | 3 | 6 | 1 | 65.0001 | 1537 | 48.92 | 3.92 | 1019 | 48.92 | 453.5093 | 0 | Heating | 60.4679 | #N/A | #N/A | #N/A | #N/A | 453.5093 | #N/A | #N/A | 4.4149 | #N/A | 0 | 0 | 0 | 0 | 0 | 0 | 0 | 0 | 0 | 0.2016% | 1 | 50% | 0% | 0% | 0% | 8.2745 | 0 | 0 | 0 | 8.2745 | #N/A
2007-03-06 02:00 | 3 | 6 | 2 | 65.0418 | 1538 | 48.92 | 1.04 | 1019 | 48.92 | 504.8151 | 0 | Heating | 67.3087 | #N/A | #N/A | #N/A | #N/A | 504.8151 | #N/A | #N/A | 4.4149 | #N/A | 0 | 0 | 0 | 0 | 0 | 0 | 0 | 0 | 0 | 0.2244% | 1 | 50% | 0% | 0% | 0% | 8.2745 | 0 | 0 | 0 | 8.2745 | #N/A
2007-03-06 03:00 | 3 | 6 | 3 | 65.0834 | 1539 | 48.92 | 1.04 | 1020 | 48.92 | 564.3303 | 0 | Heating | 75.244 | #N/A | #N/A | #N/A | #N/A | 564.3303 | #N/A | #N/A | 4.4149 | #N/A | 0 | 0 | 0 | 0 | 0 | 0 | 0 | 0 | 0 | 0.2508% | 1 | 50% | 0% | 0% | 0% | 8.2745 | 0 | 0 | 0 | 8.2745 | #N/A
2007-03-06 04:00 | 3 | 6 | 4 | 65.1251 | 1540 | 48.92 | -0.94 | 1020 | 48.92 | 623.7312 | 0 | Heating | 83.1642 | #N/A | #N/A | #N/A | #N/A | 623.7312 | #N/A | #N/A | 4.4149 | #N/A | 0 | 0 | 0 | 0 | 0 | 0 | 0 | 0 | 0 | 0.2772% | 1 | 50% | 0% | 0% | 0% | 8.2745 | 0 | 0 | 0 | 8.2745 | #N/A
2007-03-06 05:00 | 3 | 6 | 5 | 65.1668 | 1541 | 48.92 | -2.02 | 1020 | 48.92 | 675.4701 | 0 | Heating | 90.0627 | #N/A | #N/A | #N/A | #N/A | 675.4701 | #N/A | #N/A | 4.4149 | #N/A | 0 | 0 | 0 | 0 | 0 | 0 | 0 | 0 | 0 | 0.3002% | 1 | 50% | 0% | 0% | 0% | 8.2745 | 0 | 0 | 0 | 8.2745 | #N/A
2007-03-06 06:00 | 3 | 6 | 6 | 65.2084 | 1542 | 48.92 | -0.94 | 1021 | 48.92 | 700.9119 | 0 | Heating | 93.4549 | #N/A | #N/A | #N/A | #N/A | 700.9119 | #N/A | #N/A | 4.4149 | #N/A | 0 | 0 | 0 | 0 | 0 | 0 | 0 | 0 | 0 | 0.3115% | 1 | 50% | 0% | 0% | 0% | 8.2745 | 0 | 0 | 0 | 8.2745 | #N/A
2007-03-06 07:00 | 3 | 6 | 7 | 65.2501 | 1543 | 50 | -2.92 | 1022 | 50 | 1469.8031 | 0 | Heating | 195.9737 | #N/A | #N/A | #N/A | #N/A | 1469.8031 | #N/A | #N/A | 4.5134 | #N/A | 0 | 0 | 0 | 0 | 0 | 0 | 0 | 0 | 0 | 0.6532% | 1 | 50% | 0% | 0% | 0% | 8.2745 | 0 | 0 | 0 | 8.2745 | #N/A
2007-03-06 08:00 | 3 | 6 | 8 | 65.2918 | 1544 | 48.92 | -4 | 1023 | 48.92 | 924.4915 | 0 | Heating | 123.2655 | #N/A | #N/A | #N/A | #N/A | 924.4915 | #N/A | #N/A | 4.4149 | #N/A | 0 | 0 | 0 | 0 | 0 | 0 | 0 | 0 | 0 | 0.4109% | 1 | 50% | 0% | 0% | 0% | 8.2745 | 0 | 0 | 0 | 8.2745 | #N/A
2007-03-06 09:00 | 3 | 6 | 9 | 65.3334 | 1545 | 48.2 | -5.98 | 1024 | 48.2 | 474.4153 | 0 | Heating | 63.2554 | #N/A | #N/A | #N/A | #N/A | 474.4153 | #N/A | #N/A | 4.3513 | #N/A | 0 | 0 | 0 | 0 | 0 | 0 | 0 | 0 | 0 | 0.2109% | 1 | 50% | 0% | 0% | 0% | 8.2745 | 0 | 0 | 0 | 8.2745 | #N/A
2007-03-06 10:00 | 3 | 6 | 10 | 65.3751 | 1546 | 48.92 | -7.06 | 1024 | 48.92 | 374.253 | 0 | Heating | 49.9004 | #N/A | #N/A | #N/A | #N/A | 374.253 | #N/A | #N/A | 4.4149 | #N/A | 0 | 0 | 0 | 0 | 0 | 0 | 0 | 0 | 0 | 0.1663% | 1 | 50% | 0% | 0% | 0% | 8.2745 | 0 | 0 | 0 | 8.2745 | #N/A
2007-03-06 11:00 | 3 | 6 | 11 | 65.4168 | 1547 | 48.92 | -5.08 | 1024 | 48.92 | 355.9542 | 0 | Heating | 47.4606 | #N/A | #N/A | #N/A | #N/A | 355.9542 | #N/A | #N/A | 4.4149 | #N/A | 0 | 0 | 0 | 0 | 0 | 0 | 0 | 0 | 0 | 0.1582% | 1 | 50% | 0% | 0% | 0% | 8.2745 | 0 | 0 | 0 | 8.2745 | #N/A
2007-03-06 12:00 | 3 | 6 | 12 | 65.4584 | 1548 | 50 | -5.08 | 1024 | 50 | 330.003 | 0 | Heating | 44.0004 | #N/A | #N/A | #N/A | #N/A | 330.003 | #N/A | #N/A | 4.5134 | #N/A | 0 | 0 | 0 | 0 | 0 | 0 | 0 | 0 | 0 | 0.1467% | 1 | 50% | 0% | 0% | 0% | 8.2745 | 0 | 0 | 0 | 8.2745 | #N/A
2007-03-06 13:00 | 3 | 6 | 13 | 65.5001 | 1549 | 50 | -2.02 | 1024 | 50 | 359.2564 | 0 | Heating | 47.9009 | #N/A | #N/A | #N/A | #N/A | 359.2564 | #N/A | #N/A | 4.5134 | #N/A | 0 | 0 | 0 | 0 | 0 | 0 | 0 | 0 | 0 | 0.1597% | 1 | 50% | 0% | 0% | 0% | 8.2745 | 0 | 0 | 0 | 8.2745 | #N/A
2007-03-06 14:00 | 3 | 6 | 14 | 65.5418 | 1550 | 50 | -2.92 | 1024 | 50 | 255.4454 | 0 | Heating | 34.0594 | #N/A | #N/A | #N/A | #N/A | 255.4454 | #N/A | #N/A | 4.5134 | #N/A | 0 | 0 | 0 | 0 | 0 | 0 | 0 | 0 | 0 | 0.1135% | 1 | 50% | 0% | 0% | 0% | 8.2745 | 0 | 0 | 0 | 8.2745 | #N/A
2007-03-06 15:00 | 3 | 6 | 15 | 65.5834 | 1551 | 37.94 | -0.04 | 1024 | 37.94 | 229.8657 | 0 | Heating | 30.6488 | #N/A | #N/A | #N/A | #N/A | 229.8657 | #N/A | #N/A | 3.6146 | #N/A | 0 | 0 | 0 | 0 | 0 | 0 | 0 | 0 | 0 | 0.1022% | 1 | 50% | 0% | 0% | 0% | 8.2745 | 0 | 0 | 0 | 8.2745 | #N/A
2007-03-06 16:00 | 3 | 6 | 16 | 65.6251 | 1552 | 33.8 | 1.94 | 1024 | 33.8 | 228.0216 | 0 | Heating | 30.4029 | #N/A | #N/A | #N/A | #N/A | 228.0216 | #N/A | #N/A | 3.3963 | #N/A | 0 | 0 | 0 | 0 | 0 | 0 | 0 | 0 | 0 | 0.1013% | 1 | 50% | 0% | 0% | 0% | 8.2745 | 0 | 0 | 0 | 8.2745 | #N/A
2007-03-06 17:00 | 3 | 6 | 17 | 65.6668 | 1553 | 33.98 | -0.04 | 1025 | 33.98 | 196.562 | 0 | Heating | 26.2083 | #N/A | #N/A | #N/A | #N/A | 196.562 | #N/A | #N/A | 3.405 | #N/A | 0 | 0 | 0 | 0 | 0 | 0 | 0 | 0 | 0 | 0.08736% | 1 | 50% | 0% | 0% | 0% | 8.2745 | 0 | 0 | 0 | 8.2745 | #N/A
2007-03-06 18:00 | 3 | 6 | 18 | 65.7084 | 1554 | 32 | -0.94 | 1026 | 32 | 279.0476 | 0 | Heating | 37.2063 | #N/A | #N/A | #N/A | #N/A | 279.0476 | #N/A | #N/A | 3.3135 | #N/A | 0 | 0 | 0 | 0 | 0 | 0 | 0 | 0 | 0 | 0.124% | 1 | 50% | 0% | 0% | 0% | 8.2745 | 0 | 0 | 0 | 8.2745 | #N/A
2007-03-06 19:00 | 3 | 6 | 19 | 65.7501 | 1555 | 32 | -0.04 | 1027 | 32 | 486.7339 | 0 | Heating | 64.8979 | #N/A | #N/A | #N/A | #N/A | 486.7339 | #N/A | #N/A | 3.3135 | #N/A | 0 | 0 | 0 | 0 | 0 | 0 | 0 | 0 | 0 | 0.2163% | 1 | 50% | 0% | 0% | 0% | 8.2745 | 0 | 0 | 0 | 8.2745 | #N/A
2007-03-06 20:00 | 3 | 6 | 20 | 65.7918 | 1556 | 30.92 | -2.02 | 1028 | 30.92 | 561.3163 | 0 | Heating | 74.8422 | #N/A | #N/A | #N/A | #N/A | 561.3163 | #N/A | #N/A | 3.2671 | #N/A | 0 | 0 | 0 | 0 | 0 | 0 | 0 | 0 | 0 | 0.2495% | 1 | 50% | 0% | 0% | 0% | 8.2745 | 0 | 0 | 0 | 8.2745 | #N/A
2007-03-06 21:00 | 3 | 6 | 21 | 65.8334 | 1557 | 30.02 | -2.92 | 1029 | 30.02 | 706.3668 | 0 | Heating | 94.1822 | #N/A | #N/A | #N/A | #N/A | 706.3668 | #N/A | #N/A | 3.2302 | #N/A | 0 | 0 | 0 | 0 | 0 | 0 | 0 | 0 | 0 | 0.3139% | 1 | 50% | 0% | 0% | 0% | 8.2745 | 0 | 0 | 0 | 8.2745 | #N/A
2007-03-06 22:00 | 3 | 6 | 22 | 65.8751 | 1558 | 30.92 | -2.92 | 1029 | 30.92 | 831.8394 | 0 | Heating | 110.9119 | #N/A | #N/A | #N/A | #N/A | 831.8394 | #N/A | #N/A | 3.2671 | #N/A | 0 | 0 | 0 | 0 | 0 | 0 | 0 | 0 | 0 | 0.3697% | 1 | 50% | 0% | 0% | 0% | 8.2745 | 0 | 0 | 0 | 8.2745 | #N/A
2007-03-06 23:00 | 3 | 6 | 23 | 65.9168 | 1559 | 30.92 | -4 | 1030 | 30.92 | 355.0454 | 0 | Heating | 47.3394 | #N/A | #N/A | #N/A | #N/A | 355.0454 | #N/A | #N/A | 3.2671 | #N/A | 0 | 0 | 0 | 0 | 0 | 0 | 0 | 0 | 0 | 0.1578% | 1 | 50% | 0% | 0% | 0% | 8.2745 | 0 | 0 | 0 | 8.2745 | #N/A
2007-03-07 | 3 | 7 | 0 | 65.9584 | 1560 | 30.2 | -4 | 1030 | 30.2 | 557.0318 | 0 | Heating | 74.2709 | #N/A | #N/A | #N/A | #N/A | 557.0318 | #N/A | #N/A | 3.2375 | #N/A | 0 | 0 | 0 | 0 | 0 | 0 | 0 | 0 | 0 | 0.2476% | 1 | 50% | 0% | 0% | 0% | 8.2745 | 0 | 0 | 0 | 8.2745 | #N/A
2007-03-07 01:00 | 3 | 7 | 1 | 66.0001 | 1561 | 28.94 | -2.92 | 1030 | 28.94 | 666.6057 | 0 | Heating | 88.8808 | #N/A | #N/A | #N/A | #N/A | 666.6057 | #N/A | #N/A | 3.188 | #N/A | 0 | 0 | 0 | 0 | 0 | 0 | 0 | 0 | 0 | 0.2963% | 1 | 50% | 0% | 0% | 0% | 8.2745 | 0 | 0 | 0 | 8.2745 | #N/A
2007-03-07 02:00 | 3 | 7 | 2 | 66.0418 | 1562 | 28.94 | -2.92 | 1031 | 28.94 | 740.8392 | 0 | Heating | 98.7786 | #N/A | #N/A | #N/A | #N/A | 740.8392 | #N/A | #N/A | 3.188 | #N/A | 0 | 0 | 0 | 0 | 0 | 0 | 0 | 0 | 0 | 0.3293% | 1 | 50% | 0% | 0% | 0% | 8.2745 | 0 | 0 | 0 | 8.2745 | #N/A
2007-03-07 03:00 | 3 | 7 | 3 | 66.0834 | 1563 | 26.6 | -2.92 | 1031 | 26.6 | 799.4389 | 0 | Heating | 106.5919 | #N/A | #N/A | #N/A | #N/A | 799.4389 | #N/A | #N/A | 3.104 | #N/A | 0 | 0 | 0 | 0 | 0 | 0 | 0 | 0 | 0 | 0.3553% | 1 | 50% | 0% | 0% | 0% | 8.2745 | 0 | 0 | 0 | 8.2745 | #N/A
2007-03-07 04:00 | 3 | 7 | 4 | 66.1251 | 1564 | 24.8 | -0.94 | 1031 | 24.8 | 871.383 | 0 | Heating | 116.1844 | #N/A | #N/A | #N/A | #N/A | 871.383 | #N/A | #N/A | 3.0457 | #N/A | 0 | 0 | 0 | 0 | 0 | 0 | 0 | 0 | 0 | 0.3873% | 1 | 50% | 0% | 0% | 0% | 8.2745 | 0 | 0 | 0 | 8.2745 | #N/A
2007-03-07 05:00 | 3 | 7 | 5 | 66.1668 | 1565 | 24.98 | -2.92 | 1031 | 24.98 | 936.687 | 0 | Heating | 124.8916 | #N/A | #N/A | #N/A | #N/A | 936.687 | #N/A | #N/A | 3.0513 | #N/A | 0 | 0 | 0 | 0 | 0 | 0 | 0 | 0 | 0 | 0.4163% | 1 | 50% | 0% | 0% | 0% | 8.2745 | 0 | 0 | 0 | 8.2745 | #N/A
2007-03-07 06:00 | 3 | 7 | 6 | 66.2084 | 1566 | 24.8 | -2.02 | 1031 | 24.8 | 975.0551 | 0 | Heating | 130.0073 | #N/A | #N/A | #N/A | #N/A | 975.0551 | #N/A | #N/A | 3.0457 | #N/A | 0 | 0 | 0 | 0 | 0 | 0 | 0 | 0 | 0 | 0.4334% | 1 | 50% | 0% | 0% | 0% | 8.2745 | 0 | 0 | 0 | 8.2745 | #N/A
2007-03-07 07:00 | 3 | 7 | 7 | 66.2501 | 1567 | 24.8 | -0.94 | 1032 | 24.8 | 1608.6994 | 0 | Heating | 214.4933 | #N/A | #N/A | #N/A | #N/A | 1608.6994 | #N/A | #N/A | 3.0457 | #N/A | 0 | 0 | 0 | 0 | 0 | 0 | 0 | 0 | 0 | 0.715% | 1 | 50% | 0% | 0% | 0% | 8.2745 | 0 | 0 | 0 | 8.2745 | #N/A
2007-03-07 08:00 | 3 | 7 | 8 | 66.2918 | 1568 | 23 | 1.94 | 1032 | 23 | 1011.6259 | 0 | Heating | 134.8835 | #N/A | #N/A | #N/A | #N/A | 1011.6259 | #N/A | #N/A | 2.9925 | #N/A | 0 | 0 | 0 | 0 | 0 | 0 | 0 | 0 | 0 | 0.4496% | 1 | 50% | 0% | 0% | 0% | 8.2745 | 0 | 0 | 0 | 8.2745 | #N/A
2007-03-07 09:00 | 3 | 7 | 9 | 66.3334 | 1569 | 24.8 | -0.94 | 1033 | 24.8 | 510.8795 | 0 | Heating | 68.1173 | #N/A | #N/A | #N/A | #N/A | 510.8795 | #N/A | #N/A | 3.0457 | #N/A | 0 | 0 | 0 | 0 | 0 | 0 | 0 | 0 | 0 | 0.2271% | 1 | 50% | 0% | 0% | 0% | 8.2745 | 0 | 0 | 0 | 8.2745 | #N/A
2007-03-07 10:00 | 3 | 7 | 10 | 66.3751 | 1570 | 24.8 | -0.94 | 1033 | 24.8 | 373.6369 | 0 | Heating | 49.8183 | #N/A | #N/A | #N/A | #N/A | 373.6369 | #N/A | #N/A | 3.0457 | #N/A | 0 | 0 | 0 | 0 | 0 | 0 | 0 | 0 | 0 | 0.1661% | 1 | 50% | 0% | 0% | 0% | 8.2745 | 0 | 0 | 0 | 8.2745 | #N/A
2007-03-07 11:00 | 3 | 7 | 11 | 66.4168 | 1571 | 24.08 | -2.92 | 1032 | 24.08 | 326.5088 | 0 | Heating | 43.5345 | #N/A | #N/A | #N/A | #N/A | 326.5088 | #N/A | #N/A | 3.0238 | #N/A | 0 | 0 | 0 | 0 | 0 | 0 | 0 | 0 | 0 | 0.1451% | 1 | 50% | 0% | 0% | 0% | 8.2745 | 0 | 0 | 0 | 8.2745 | #N/A
2007-03-07 12:00 | 3 | 7 | 12 | 66.4584 | 1572 | 24.8 | -2.02 | 1032 | 24.8 | 307.6404 | 0 | Heating | 41.0187 | #N/A | #N/A | #N/A | #N/A | 307.6404 | #N/A | #N/A | 3.0457 | #N/A | 0 | 0 | 0 | 0 | 0 | 0 | 0 | 0 | 0 | 0.1367% | 1 | 50% | 0% | 0% | 0% | 8.2745 | 0 | 0 | 0 | 8.2745 | #N/A
2007-03-07 13:00 | 3 | 7 | 13 | 66.5001 | 1573 | 24.8 | -4 | 1031 | 24.8 | 334.9311 | 0 | Heating | 44.6575 | #N/A | #N/A | #N/A | #N/A | 334.9311 | #N/A | #N/A | 3.0457 | #N/A | 0 | 0 | 0 | 0 | 0 | 0 | 0 | 0 | 0 | 0.1489% | 1 | 50% | 0% | 0% | 0% | 8.2745 | 0 | 0 | 0 | 8.2745 | #N/A
2007-03-07 14:00 | 3 | 7 | 14 | 66.5418 | 1574 | 26.96 | -0.94 | 1030 | 26.96 | 196.9278 | 0 | Heating | 26.257 | #N/A | #N/A | #N/A | #N/A | 196.9278 | #N/A | #N/A | 3.1163 | #N/A | 0 | 0 | 0 | 0 | 0 | 0 | 0 | 0 | 0 | 0.08752% | 1 | 50% | 0% | 0% | 0% | 8.2745 | 0 | 0 | 0 | 8.2745 | #N/A
2007-03-07 15:00 | 3 | 7 | 15 | 66.5834 | 1575 | 28.94 | -0.94 | 1029 | 28.94 | 154.8602 | 0 | Heating | 20.648 | #N/A | #N/A | #N/A | #N/A | 154.8602 | #N/A | #N/A | 3.188 | #N/A | 0 | 0 | 0 | 0 | 0 | 0 | 0 | 0 | 0 | 0.06883% | 1 | 50% | 0% | 0% | 0% | 8.2745 | 0 | 0 | 0 | 8.2745 | #N/A
2007-03-07 16:00 | 3 | 7 | 16 | 66.6251 | 1576 | 30.02 | -5.08 | 1028 | 30.02 | 144.0107 | 0 | Heating | 19.2014 | #N/A | #N/A | #N/A | #N/A | 144.0107 | #N/A | #N/A | 3.2302 | #N/A | 0 | 0 | 0 | 0 | 0 | 0 | 0 | 0 | 0 | 0.064% | 1 | 50% | 0% | 0% | 0% | 8.2745 | 0 | 0 | 0 | 8.2745 | #N/A
2007-03-07 17:00 | 3 | 7 | 17 | 66.6668 | 1577 | 30.02 | -4 | 1028 | 30.02 | 107.4479 | 0 | Heating | 14.3264 | #N/A | #N/A | #N/A | #N/A | 107.4479 | #N/A | #N/A | 3.2302 | #N/A | 0 | 0 | 0 | 0 | 0 | 0 | 0 | 0 | 0 | 0.04775% | 1 | 50% | 0% | 0% | 0% | 8.2745 | 0 | 0 | 0 | 8.2745 | #N/A
2007-03-07 18:00 | 3 | 7 | 18 | 66.7084 | 1578 | 28.04 | 1.04 | 1028 | 28.04 | 159.0489 | 0 | Heating | 21.2065 | #N/A | #N/A | #N/A | #N/A | 159.0489 | #N/A | #N/A | 3.1545 | #N/A | 0 | 0 | 0 | 0 | 0 | 0 | 0 | 0 | 0 | 0.07069% | 1 | 50% | 0% | 0% | 0% | 8.2745 | 0 | 0 | 0 | 8.2745 | #N/A
2007-03-07 19:00 | 3 | 7 | 19 | 66.7501 | 1579 | 26.96 | 1.94 | 1028 | 26.96 | 321.4136 | 0 | Heating | 42.8551 | #N/A | #N/A | #N/A | #N/A | 321.4136 | #N/A | #N/A | 3.1163 | #N/A | 0 | 0 | 0 | 0 | 0 | 0 | 0 | 0 | 0 | 0.1429% | 1 | 50% | 0% | 0% | 0% | 8.2745 | 0 | 0 | 0 | 8.2745 | #N/A
2007-03-07 20:00 | 3 | 7 | 20 | 66.7918 | 1580 | 26.96 | 5 | 1028 | 26.96 | 411.7056 | 0 | Heating | 54.8941 | #N/A | #N/A | #N/A | #N/A | 411.7056 | #N/A | #N/A | 3.1163 | #N/A | 0 | 0 | 0 | 0 | 0 | 0 | 0 | 0 | 0 | 0.183% | 1 | 50% | 0% | 0% | 0% | 8.2745 | 0 | 0 | 0 | 8.2745 | #N/A
2007-03-07 21:00 | 3 | 7 | 21 | 66.8334 | 1581 | 24.98 | 5 | 1028 | 24.98 | 532.0993 | 0 | Heating | 70.9466 | #N/A | #N/A | #N/A | #N/A | 532.0993 | #N/A | #N/A | 3.0513 | #N/A | 0 | 0 | 0 | 0 | 0 | 0 | 0 | 0 | 0 | 0.2365% | 1 | 50% | 0% | 0% | 0% | 8.2745 | 0 | 0 | 0 | 8.2745 | #N/A
2007-03-07 22:00 | 3 | 7 | 22 | 66.8751 | 1582 | 23 | 5 | 1027 | 23 | 638.3449 | 0 | Heating | 85.1126 | #N/A | #N/A | #N/A | #N/A | 638.3449 | #N/A | #N/A | 2.9925 | #N/A | 0 | 0 | 0 | 0 | 0 | 0 | 0 | 0 | 0 | 0.2837% | 1 | 50% | 0% | 0% | 0% | 8.2745 | 0 | 0 | 0 | 8.2745 | #N/A
2007-03-07 23:00 | 3 | 7 | 23 | 66.9168 | 1583 | 23 | 6.08 | 1027 | 23 | 135.272 | 0 | Heating | 18.0363 | #N/A | #N/A | #N/A | #N/A | 135.272 | #N/A | #N/A | 2.9925 | #N/A | 0 | 0 | 0 | 0 | 0 | 0 | 0 | 0 | 0 | 0.06012% | 1 | 50% | 0% | 0% | 0% | 8.2745 | 0 | 0 | 0 | 8.2745 | #N/A
2007-03-08 | 3 | 8 | 0 | 66.9584 | 1584 | 19.04 | 6.08 | 1027 | 19.04 | 270.7027 | 0 | Heating | 36.0937 | #N/A | #N/A | #N/A | #N/A | 270.7027 | #N/A | #N/A | 2.8915 | #N/A | 0 | 0 | 0 | 0 | 0 | 0 | 0 | 0 | 0 | 0.1203% | 1 | 50% | 0% | 0% | 0% | 8.2745 | 0 | 0 | 0 | 8.2745 | #N/A
2007-03-08 01:00 | 3 | 8 | 1 | 67.0001 | 1585 | 14 | 6.08 | 1026 | 14 | 397.5129 | 0 | Heating | 53.0017 | #N/A | #N/A | #N/A | #N/A | 397.5129 | #N/A | #N/A | 2.7888 | #N/A | 0 | 0 | 0 | 0 | 0 | 0 | 0 | 0 | 0 | 0.1767% | 1 | 50% | 0% | 0% | 0% | 8.2745 | 0 | 0 | 0 | 8.2745 | #N/A
2007-03-08 02:00 | 3 | 8 | 2 | 67.0418 | 1586 | 14 | 8.06 | 1026 | 14 | 484.613 | 0 | Heating | 64.6151 | #N/A | #N/A | #N/A | #N/A | 484.613 | #N/A | #N/A | 2.7888 | #N/A | 0 | 0 | 0 | 0 | 0 | 0 | 0 | 0 | 0 | 0.2154% | 1 | 50% | 0% | 0% | 0% | 8.2745 | 0 | 0 | 0 | 8.2745 | #N/A
2007-03-08 03:00 | 3 | 8 | 3 | 67.0834 | 1587 | 12.92 | 6.08 | 1025 | 12.92 | 539.1226 | 0 | Heating | 71.883 | #N/A | #N/A | #N/A | #N/A | 539.1226 | #N/A | #N/A | 2.7697 | #N/A | 0 | 0 | 0 | 0 | 0 | 0 | 0 | 0 | 0 | 0.2396% | 1 | 50% | 0% | 0% | 0% | 8.2745 | 0 | 0 | 0 | 8.2745 | #N/A
2007-03-08 04:00 | 3 | 8 | 4 | 67.1251 | 1588 | 12.02 | 6.08 | 1025 | 12.02 | 593.9099 | 0 | Heating | 79.188 | #N/A | #N/A | #N/A | #N/A | 593.9099 | #N/A | #N/A | 2.7546 | #N/A | 0 | 0 | 0 | 0 | 0 | 0 | 0 | 0 | 0 | 0.264% | 1 | 50% | 0% | 0% | 0% | 8.2745 | 0 | 0 | 0 | 8.2745 | #N/A
2007-03-08 05:00 | 3 | 8 | 5 | 67.1668 | 1589 | 12.02 | 6.08 | 1025 | 12.02 | 668.8278 | 0 | Heating | 89.177 | #N/A | #N/A | #N/A | #N/A | 668.8278 | #N/A | #N/A | 2.7546 | #N/A | 0 | 0 | 0 | 0 | 0 | 0 | 0 | 0 | 0 | 0.2973% | 1 | 50% | 0% | 0% | 0% | 8.2745 | 0 | 0 | 0 | 8.2745 | #N/A
2007-03-08 06:00 | 3 | 8 | 6 | 67.2084 | 1590 | 12.02 | 5 | 1024 | 12.02 | 716.1731 | 0 | Heating | 95.4897 | #N/A | #N/A | #N/A | #N/A | 716.1731 | #N/A | #N/A | 2.7546 | #N/A | 0 | 0 | 0 | 0 | 0 | 0 | 0 | 0 | 0 | 0.3183% | 1 | 50% | 0% | 0% | 0% | 8.2745 | 0 | 0 | 0 | 8.2745 | #N/A
2007-03-08 07:00 | 3 | 8 | 7 | 67.2501 | 1591 | 14 | 5 | 1025 | 14 | 1407.8637 | 0 | Heating | 187.7152 | #N/A | #N/A | #N/A | #N/A | 1407.8637 | #N/A | #N/A | 2.7888 | #N/A | 0 | 0 | 0 | 0 | 0 | 0 | 0 | 0 | 0 | 0.6257% | 1 | 50% | 0% | 0% | 0% | 8.2745 | 0 | 0 | 0 | 8.2745 | #N/A
2007-03-08 08:00 | 3 | 8 | 8 | 67.2918 | 1592 | 14 | 6.98 | 1025 | 14 | 829.7192 | 0 | Heating | 110.6292 | #N/A | #N/A | #N/A | #N/A | 829.7192 | #N/A | #N/A | 2.7888 | #N/A | 0 | 0 | 0 | 0 | 0 | 0 | 0 | 0 | 0 | 0.3688% | 1 | 50% | 0% | 0% | 0% | 8.2745 | 0 | 0 | 0 | 8.2745 | #N/A
2007-03-08 09:00 | 3 | 8 | 9 | 67.3334 | 1593 | 19.04 | 10.94 | 1024 | 19.04 | 374.35 | 0 | Heating | 49.9133 | #N/A | #N/A | #N/A | #N/A | 374.35 | #N/A | #N/A | 2.8915 | #N/A | 0 | 0 | 0 | 0 | 0 | 0 | 0 | 0 | 0 | 0.1664% | 1 | 50% | 0% | 0% | 0% | 8.2745 | 0 | 0 | 0 | 8.2745 | #N/A
2007-03-08 10:00 | 3 | 8 | 10 | 67.3751 | 1594 | 24.08 | 8.06 | 1023 | 24.08 | 255.3659 | 0 | Heating | 34.0488 | #N/A | #N/A | #N/A | #N/A | 255.3659 | #N/A | #N/A | 3.0238 | #N/A | 0 | 0 | 0 | 0 | 0 | 0 | 0 | 0 | 0 | 0.1135% | 1 | 50% | 0% | 0% | 0% | 8.2745 | 0 | 0 | 0 | 8.2745 | #N/A
2007-03-08 11:00 | 3 | 8 | 11 | 67.4168 | 1595 | 24.08 | 5 | 1022 | 24.08 | 210.7551 | 0 | Heating | 28.1007 | #N/A | #N/A | #N/A | #N/A | 210.7551 | #N/A | #N/A | 3.0238 | #N/A | 0 | 0 | 0 | 0 | 0 | 0 | 0 | 0 | 0 | 0.09367% | 1 | 50% | 0% | 0% | 0% | 8.2745 | 0 | 0 | 0 | 8.2745 | #N/A
2007-03-08 12:00 | 3 | 8 | 12 | 67.4584 | 1596 | 26.96 | 1.94 | 1021 | 26.96 | 142.1204 | 0 | Heating | 18.9494 | #N/A | #N/A | #N/A | #N/A | 142.1204 | #N/A | #N/A | 3.1163 | #N/A | 0 | 0 | 0 | 0 | 0 | 0 | 0 | 0 | 0 | 0.06316% | 1 | 50% | 0% | 0% | 0% | 8.2745 | 0 | 0 | 0 | 8.2745 | #N/A
2007-03-08 13:00 | 3 | 8 | 13 | 67.5001 | 1597 | 28.94 | -0.04 | 1020 | 28.94 | 122.0397 | 0 | Heating | 16.272 | #N/A | #N/A | #N/A | #N/A | 122.0397 | #N/A | #N/A | 3.188 | #N/A | 0 | 0 | 0 | 0 | 0 | 0 | 0 | 0 | 0 | 0.05424% | 1 | 50% | 0% | 0% | 0% | 8.2745 | 0 | 0 | 0 | 8.2745 | #N/A
2007-03-08 14:00 | 3 | 8 | 14 | 67.5418 | 1598 | 28.94 | 8.06 | 1019 | 28.94 | 46.2994 | 0 | Heating | 6.1733 | #N/A | #N/A | #N/A | #N/A | 46.2994 | #N/A | #N/A | 3.188 | #N/A | 0 | 0 | 0 | 0 | 0 | 0 | 0 | 0 | 0 | 0.02058% | 1 | 50% | 0% | 0% | 0% | 8.2745 | 0 | 0 | 0 | 8.2745 | #N/A
2007-03-08 15:00 | 3 | 8 | 15 | 67.5834 | 1599 | 30.92 | 6.98 | 1018 | 30.92 | 28.3531 | 0 | Heating | 3.7804 | #N/A | #N/A | #N/A | #N/A | 28.3531 | #N/A | #N/A | 3.2671 | #N/A | 0 | 0 | 0 | 0 | 0 | 0 | 0 | 0 | 0 | 0.0126% | 1 | 50% | 0% | 0% | 0% | 8.2745 | 0 | 0 | 0 | 8.2745 | #N/A
2007-03-08 16:00 | 3 | 8 | 16 | 67.6251 | 1600 | 30.92 | 6.08 | 1017 | 30.92 | 17.0071 | 0 | Heating | 2.2676 | #N/A | #N/A | #N/A | #N/A | 17.0071 | #N/A | #N/A | 3.2671 | #N/A | 0 | 0 | 0 | 0 | 0 | 0 | 0 | 0 | 0 | 0.007559% | 1 | 50% | 0% | 0% | 0% | 8.2745 | 0 | 0 | 0 | 8.2745 | #N/A
2007-03-08 17:00 | 3 | 8 | 17 | 67.6668 | 1601 | 30.92 | 3.92 | 1017 | 30.92 | 11.4446 | 0 | Heating | 1.5259 | #N/A | #N/A | #N/A | #N/A | 11.4446 | #N/A | #N/A | 3.2671 | #N/A | 0 | 0 | 0 | 0 | 0 | 0 | 0 | 0 | 0 | 0.005086% | 1 | 50% | 0% | 0% | 0% | 8.2745 | 0 | 0 | 0 | 8.2745 | #N/A
2007-03-08 18:00 | 3 | 8 | 18 | 67.7084 | 1602 | 28.94 | 1.04 | 1016 | 28.94 | 23.5308 | 0 | Heating | 3.1374 | #N/A | #N/A | #N/A | #N/A | 23.5308 | #N/A | #N/A | 3.188 | #N/A | 0 | 0 | 0 | 0 | 0 | 0 | 0 | 0 | 0 | 0.01046% | 1 | 50% | 0% | 0% | 0% | 8.2745 | 0 | 0 | 0 | 8.2745 | #N/A
2007-03-08 19:00 | 3 | 8 | 19 | 67.7501 | 1603 | 24.98 | 1.94 | 1015 | 24.98 | 108.8097 | 0 | Heating | 14.508 | #N/A | #N/A | #N/A | #N/A | 108.8097 | #N/A | #N/A | 3.0513 | #N/A | 0 | 0 | 0 | 0 | 0 | 0 | 0 | 0 | 0 | 0.04836% | 1 | 50% | 0% | 0% | 0% | 8.2745 | 0 | 0 | 0 | 8.2745 | #N/A
2007-03-08 20:00 | 3 | 8 | 20 | 67.7918 | 1604 | 24.98 | 8.96 | 1015 | 24.98 | 178.9963 | 0 | Heating | 23.8662 | #N/A | #N/A | #N/A | #N/A | 178.9963 | #N/A | #N/A | 3.0513 | #N/A | 0 | 0 | 0 | 0 | 0 | 0 | 0 | 0 | 0 | 0.07955% | 1 | 50% | 0% | 0% | 0% | 8.2745 | 0 | 0 | 0 | 8.2745 | #N/A
2007-03-08 21:00 | 3 | 8 | 21 | 67.8334 | 1605 | 24.08 | 12.92 | 1014 | 24.08 | 298.0384 | 0 | Heating | 39.7384 | #N/A | #N/A | #N/A | #N/A | 298.0384 | #N/A | #N/A | 3.0238 | #N/A | 0 | 0 | 0 | 0 | 0 | 0 | 0 | 0 | 0 | 0.1325% | 1 | 50% | 0% | 0% | 0% | 8.2745 | 0 | 0 | 0 | 8.2745 | #N/A
2007-03-08 22:00 | 3 | 8 | 22 | 67.8751 | 1606 | 21.92 | 10.94 | 1013 | 21.92 | 348.2315 | 0 | Heating | 46.4309 | #N/A | #N/A | #N/A | #N/A | 348.2315 | #N/A | #N/A | 2.9629 | #N/A | 0 | 0 | 0 | 0 | 0 | 0 | 0 | 0 | 0 | 0.1548% | 1 | 50% | 0% | 0% | 0% | 8.2745 | 0 | 0 | 0 | 8.2745 | #N/A
2007-03-08 23:00 | 3 | 8 | 23 | 67.9168 | 1607 | 21.92 | 12.02 | 1013 | 21.92 | 11.5669 | 0 | Heating | 1.5423 | #N/A | #N/A | #N/A | #N/A | 11.5669 | #N/A | #N/A | 2.9629 | #N/A | 0 | 0 | 0 | 0 | 0 | 0 | 0 | 0 | 0 | 0.005141% | 1 | 50% | 0% | 0% | 0% | 8.2745 | 0 | 0 | 0 | 8.2745 | #N/A
2007-03-09 | 3 | 9 | 0 | 67.9584 | 1608 | 19.94 | 12.02 | 1012 | 19.94 | 40.4773 | 0 | Heating | 5.397 | #N/A | #N/A | #N/A | #N/A | 40.4773 | #N/A | #N/A | 2.9127 | #N/A | 0 | 0 | 0 | 0 | 0 | 0 | 0 | 0 | 0 | 0.01799% | 1 | 50% | 0% | 0% | 0% | 8.2745 | 0 | 0 | 0 | 8.2745 | #N/A
2007-03-09 01:00 | 3 | 9 | 1 | 68.0001 | 1609 | 19.04 | 10.04 | 1011 | 19.04 | 89.532 | 0 | Heating | 11.9376 | #N/A | #N/A | #N/A | #N/A | 89.532 | #N/A | #N/A | 2.8915 | #N/A | 0 | 0 | 0 | 0 | 0 | 0 | 0 | 0 | 0 | 0.03979% | 1 | 50% | 0% | 0% | 0% | 8.2745 | 0 | 0 | 0 | 8.2745 | #N/A
2007-03-09 02:00 | 3 | 9 | 2 | 68.0418 | 1610 | 19.04 | 8.96 | 1010 | 19.04 | 164.9716 | 0 | Heating | 21.9962 | #N/A | #N/A | #N/A | #N/A | 164.9716 | #N/A | #N/A | 2.8915 | #N/A | 0 | 0 | 0 | 0 | 0 | 0 | 0 | 0 | 0 | 0.07332% | 1 | 50% | 0% | 0% | 0% | 8.2745 | 0 | 0 | 0 | 8.2745 | #N/A
2007-03-09 03:00 | 3 | 9 | 3 | 68.0834 | 1611 | 17.06 | 8.96 | 1010 | 17.06 | 232.1684 | 0 | Heating | 30.9558 | #N/A | #N/A | #N/A | #N/A | 232.1684 | #N/A | #N/A | 2.8481 | #N/A | 0 | 0 | 0 | 0 | 0 | 0 | 0 | 0 | 0 | 0.1032% | 1 | 50% | 0% | 0% | 0% | 8.2745 | 0 | 0 | 0 | 8.2745 | #N/A
2007-03-09 04:00 | 3 | 9 | 4 | 68.1251 | 1612 | 15.08 | 10.04 | 1010 | 15.08 | 283.0124 | 0 | Heating | 37.735 | #N/A | #N/A | #N/A | #N/A | 283.0124 | #N/A | #N/A | 2.8087 | #N/A | 0 | 0 | 0 | 0 | 0 | 0 | 0 | 0 | 0 | 0.1258% | 1 | 50% | 0% | 0% | 0% | 8.2745 | 0 | 0 | 0 | 8.2745 | #N/A
2007-03-09 05:00 | 3 | 9 | 5 | 68.1668 | 1613 | 15.08 | 10.04 | 1009 | 15.08 | 358.7655 | 0 | Heating | 47.8354 | #N/A | #N/A | #N/A | #N/A | 358.7655 | #N/A | #N/A | 2.8087 | #N/A | 0 | 0 | 0 | 0 | 0 | 0 | 0 | 0 | 0 | 0.1595% | 1 | 50% | 0% | 0% | 0% | 8.2745 | 0 | 0 | 0 | 8.2745 | #N/A
2007-03-09 06:00 | 3 | 9 | 6 | 68.2084 | 1614 | 14 | 10.94 | 1009 | 14 | 391.584 | 0 | Heating | 52.2112 | #N/A | #N/A | #N/A | #N/A | 391.584 | #N/A | #N/A | 2.7888 | #N/A | 0 | 0 | 0 | 0 | 0 | 0 | 0 | 0 | 0 | 0.174% | 1 | 50% | 0% | 0% | 0% | 8.2745 | 0 | 0 | 0 | 8.2745 | #N/A
2007-03-09 07:00 | 3 | 9 | 7 | 68.2501 | 1615 | 15.08 | 12.02 | 1008 | 15.08 | 1051.6689 | 0 | Heating | 140.2225 | #N/A | #N/A | #N/A | #N/A | 1051.6689 | #N/A | #N/A | 2.8087 | #N/A | 0 | 0 | 0 | 0 | 0 | 0 | 0 | 0 | 0 | 0.4674% | 1 | 50% | 0% | 0% | 0% | 8.2745 | 0 | 0 | 0 | 8.2745 | #N/A
2007-03-09 08:00 | 3 | 9 | 8 | 68.2918 | 1616 | 15.08 | 15.08 | 1007 | 15.08 | 608.2343 | 0 | Heating | 81.0979 | #N/A | #N/A | #N/A | #N/A | 608.2343 | #N/A | #N/A | 2.8087 | #N/A | 0 | 0 | 0 | 0 | 0 | 0 | 0 | 0 | 0 | 0.2703% | 1 | 50% | 0% | 0% | 0% | 8.2745 | 0 | 0 | 0 | 8.2745 | #N/A
2007-03-09 09:00 | 3 | 9 | 9 | 68.3334 | 1617 | 19.94 | 15.98 | 1007 | 19.94 | 359.0251 | 0 | Heating | 47.87 | #N/A | #N/A | #N/A | #N/A | 359.0251 | #N/A | #N/A | 2.9127 | #N/A | 0 | 0 | 0 | 0 | 0 | 0 | 0 | 0 | 0 | 0.1596% | 1 | 50% | 0% | 0% | 0% | 8.2745 | 0 | 0 | 0 | 8.2745 | #N/A
2007-03-09 10:00 | 3 | 9 | 10 | 68.3751 | 1618 | 24.08 | 15.98 | 1007 | 24.08 | 297.7767 | 0 | Heating | 39.7036 | #N/A | #N/A | #N/A | #N/A | 297.7767 | #N/A | #N/A | 3.0238 | #N/A | 0 | 0 | 0 | 0 | 0 | 0 | 0 | 0 | 0 | 0.1323% | 1 | 50% | 0% | 0% | 0% | 8.2745 | 0 | 0 | 0 | 8.2745 | #N/A
2007-03-09 11:00 | 3 | 9 | 11 | 68.4168 | 1619 | 24.08 | 19.04 | 1007 | 24.08 | 289.3011 | 0 | Heating | 38.5735 | #N/A | #N/A | #N/A | #N/A | 289.3011 | #N/A | #N/A | 3.0238 | #N/A | 0 | 0 | 0 | 0 | 0 | 0 | 0 | 0 | 0 | 0.1286% | 1 | 50% | 0% | 0% | 0% | 8.2745 | 0 | 0 | 0 | 8.2745 | #N/A
2007-03-09 12:00 | 3 | 9 | 12 | 68.4584 | 1620 | 32 | 19.94 | 1006 | 32 | 204.9017 | 0 | Heating | 27.3202 | #N/A | #N/A | #N/A | #N/A | 204.9017 | #N/A | #N/A | 3.3135 | #N/A | 0 | 0 | 0 | 0 | 0 | 0 | 0 | 0 | 0 | 0.09107% | 1 | 50% | 0% | 0% | 0% | 8.2745 | 0 | 0 | 0 | 8.2745 | #N/A
2007-03-09 13:00 | 3 | 9 | 13 | 68.5001 | 1621 | 33.08 | 19.94 | 1006 | 33.08 | 146.8446 | 0 | Heating | 19.5793 | #N/A | #N/A | #N/A | #N/A | 146.8446 | #N/A | #N/A | 3.3624 | #N/A | 0 | 0 | 0 | 0 | 0 | 0 | 0 | 0 | 0 | 0.06526% | 1 | 50% | 0% | 0% | 0% | 8.2745 | 0 | 0 | 0 | 8.2745 | #N/A
2007-03-09 14:00 | 3 | 9 | 14 | 68.5418 | 1622 | 33.08 | 19.04 | 1005 | 33.08 | 111.9027 | 0 | Heating | 14.9204 | #N/A | #N/A | #N/A | #N/A | 111.9027 | #N/A | #N/A | 3.3624 | #N/A | 0 | 0 | 0 | 0 | 0 | 0 | 0 | 0 | 0 | 0.04973% | 1 | 50% | 0% | 0% | 0% | 8.2745 | 0 | 0 | 0 | 8.2745 | #N/A
2007-03-09 15:00 | 3 | 9 | 15 | 68.5834 | 1623 | 35.06 | 21.02 | 1005 | 35.06 | 195.9449 | 0 | Heating | 26.126 | #N/A | #N/A | #N/A | #N/A | 195.9449 | #N/A | #N/A | 3.4585 | #N/A | 0 | 0 | 0 | 0 | 0 | 0 | 0 | 0 | 0 | 0.08709% | 1 | 50% | 0% | 0% | 0% | 8.2745 | 0 | 0 | 0 | 8.2745 | #N/A
2007-03-09 16:00 | 3 | 9 | 16 | 68.6251 | 1624 | 35.96 | 21.02 | 1004 | 35.96 | 209.8141 | 0 | Heating | 27.9752 | #N/A | #N/A | #N/A | #N/A | 209.8141 | #N/A | #N/A | 3.5052 | #N/A | 0 | 0 | 0 | 0 | 0 | 0 | 0 | 0 | 0 | 0.09325% | 1 | 50% | 0% | 0% | 0% | 8.2745 | 0 | 0 | 0 | 8.2745 | #N/A
2007-03-09 17:00 | 3 | 9 | 17 | 68.6668 | 1625 | 35.96 | 21.02 | 1004 | 35.96 | 155.5801 | 0 | Heating | 20.744 | #N/A | #N/A | #N/A | #N/A | 155.5801 | #N/A | #N/A | 3.5052 | #N/A | 0 | 0 | 0 | 0 | 0 | 0 | 0 | 0 | 0 | 0.06915% | 1 | 50% | 0% | 0% | 0% | 8.2745 | 0 | 0 | 0 | 8.2745 | #N/A
2007-03-09 18:00 | 3 | 9 | 18 | 68.7084 | 1626 | 37.04 | 21.92 | 1005 | 37.04 | 180.7642 | 0 | Heating | 24.1019 | #N/A | #N/A | #N/A | #N/A | 180.7642 | #N/A | #N/A | 3.5637 | #N/A | 0 | 0 | 0 | 0 | 0 | 0 | 0 | 0 | 0 | 0.08034% | 1 | 50% | 0% | 0% | 0% | 8.2745 | 0 | 0 | 0 | 8.2745 | #N/A
2007-03-09 19:00 | 3 | 9 | 19 | 68.7501 | 1627 | 35.96 | 21.92 | 1005 | 35.96 | 0 | 0 | Cooling | 0 | #N/A | #N/A | #N/A | #N/A | 0 | 0 | 0 | 0 | 0 | 0 | #N/A | #N/A | 88 | 50.96 | 0.65832 | 0.40158 | #N/A | 0 | 0% | 1 | 50% | 0% | 0% | 0% | 8.2745 | 0 | 0 | 0 | 8.2745 | #N/A
2007-03-09 20:00 | 3 | 9 | 20 | 68.7918 | 1628 | 35.96 | 23 | 1005 | 35.96 | 0 | 0 | Cooling | 0 | #N/A | #N/A | #N/A | #N/A | 0 | 0 | 0 | 0 | 0 | 0 | #N/A | #N/A | 88 | 50.96 | 0.65832 | 0.40158 | #N/A | 0 | 0% | 1 | 50% | 0% | 0% | 0% | 8.2745 | 0 | 0 | 0 | 8.2745 | #N/A
2007-03-09 21:00 | 3 | 9 | 21 | 68.8334 | 1629 | 35.06 | 28.94 | 1005 | 35.06 | 0 | 0 | Cooling | 0 | #N/A | #N/A | #N/A | #N/A | 0 | 0 | 0 | 0 | 0 | 0 | #N/A | #N/A | 88 | 50.06 | 0.65125 | 0.39726 | #N/A | 0 | 0% | 1 | 50% | 0% | 0% | 0% | 8.2745 | 0 | 0 | 0 | 8.2745 | #N/A
2007-03-09 22:00 | 3 | 9 | 22 | 68.8751 | 1630 | 35.06 | 24.98 | 1006 | 35.06 | 9.9292 | 0 | Heating | 1.3239 | #N/A | #N/A | #N/A | #N/A | 9.9292 | #N/A | #N/A | 3.4585 | #N/A | 0 | 0 | 0 | 0 | 0 | 0 | 0 | 0 | 0 | 0.004413% | 1 | 50% | 0% | 0% | 0% | 8.2745 | 0 | 0 | 0 | 8.2745 | #N/A
2007-03-09 23:00 | 3 | 9 | 23 | 68.9168 | 1631 | 35.06 | 26.96 | 1006 | 35.06 | 21.2751 | 0 | Heating | 2.8367 | #N/A | #N/A | #N/A | #N/A | 21.2751 | #N/A | #N/A | 3.4585 | #N/A | 0 | 0 | 0 | 0 | 0 | 0 | 0 | 0 | 0 | 0.009456% | 1 | 50% | 0% | 0% | 0% | 8.2745 | 0 | 0 | 0 | 8.2745 | #N/A
2007-03-10 | 3 | 10 | 0 | 68.9584 | 1632 | 35.06 | 26.06 | 1006 | 35.06 | 26.1804 | 0 | Heating | 3.4907 | #N/A | #N/A | #N/A | #N/A | 26.1804 | #N/A | #N/A | 3.4585 | #N/A | 0 | 0 | 0 | 0 | 0 | 0 | 0 | 0 | 0 | 0.01164% | 1 | 50% | 0% | 0% | 0% | 8.2745 | 0 | 0 | 0 | 8.2745 | #N/A
2007-03-10 01:00 | 3 | 10 | 1 | 69.0001 | 1633 | 33.98 | 28.94 | 1006 | 33.98 | 24.2677 | 0 | Heating | 3.2357 | #N/A | #N/A | #N/A | #N/A | 24.2677 | #N/A | #N/A | 3.405 | #N/A | 0 | 0 | 0 | 0 | 0 | 0 | 0 | 0 | 0 | 0.01079% | 1 | 50% | 0% | 0% | 0% | 8.2745 | 0 | 0 | 0 | 8.2745 | #N/A
2007-03-10 02:00 | 3 | 10 | 2 | 69.0418 | 1634 | 33.98 | 30.02 | 1006 | 33.98 | 24.7049 | 0 | Heating | 3.294 | #N/A | #N/A | #N/A | #N/A | 24.7049 | #N/A | #N/A | 3.405 | #N/A | 0 | 0 | 0 | 0 | 0 | 0 | 0 | 0 | 0 | 0.01098% | 1 | 50% | 0% | 0% | 0% | 8.2745 | 0 | 0 | 0 | 8.2745 | #N/A
2007-03-10 03:00 | 3 | 10 | 3 | 69.0834 | 1635 | 35.6 | 30.02 | 1006 | 35.6 | 26.7891 | 0 | Heating | 3.5719 | #N/A | #N/A | #N/A | #N/A | 26.7891 | #N/A | #N/A | 3.4863 | #N/A | 0 | 0 | 0 | 0 | 0 | 0 | 0 | 0 | 0 | 0.01191% | 1 | 50% | 0% | 0% | 0% | 8.2745 | 0 | 0 | 0 | 8.2745 | #N/A
2007-03-10 04:00 | 3 | 10 | 4 | 69.1251 | 1636 | 35.06 | 33.08 | 1007 | 35.06 | 23.3436 | 0 | Heating | 3.1125 | #N/A | #N/A | #N/A | #N/A | 23.3436 | #N/A | #N/A | 3.4585 | #N/A | 0 | 0 | 0 | 0 | 0 | 0 | 0 | 0 | 0 | 0.01037% | 1 | 50% | 0% | 0% | 0% | 8.2745 | 0 | 0 | 0 | 8.2745 | #N/A
2007-03-10 05:00 | 3 | 10 | 5 | 69.1668 | 1637 | 35.06 | 32 | 1007 | 35.06 | 23.6104 | 0 | Heating | 3.1481 | #N/A | #N/A | #N/A | #N/A | 23.6104 | #N/A | #N/A | 3.4585 | #N/A | 0 | 0 | 0 | 0 | 0 | 0 | 0 | 0 | 0 | 0.01049% | 1 | 50% | 0% | 0% | 0% | 8.2745 | 0 | 0 | 0 | 8.2745 | #N/A
2007-03-10 06:00 | 3 | 10 | 6 | 69.2084 | 1638 | 35.6 | 33.98 | 1008 | 35.6 | 40.4926 | 0 | Heating | 5.399 | #N/A | #N/A | #N/A | #N/A | 40.4926 | #N/A | #N/A | 3.4863 | #N/A | 0 | 0 | 0 | 0 | 0 | 0 | 0 | 0 | 0 | 0.018% | 1 | 50% | 0% | 0% | 0% | 8.2745 | 0 | 0 | 0 | 8.2745 | #N/A
2007-03-10 07:00 | 3 | 10 | 7 | 69.2501 | 1639 | 35.06 | 35.06 | 1009 | 35.06 | 30.7752 | 0 | Heating | 4.1034 | #N/A | #N/A | #N/A | #N/A | 30.7752 | #N/A | #N/A | 3.4585 | #N/A | 0 | 0 | 0 | 0 | 0 | 0 | 0 | 0 | 0 | 0.01368% | 1 | 50% | 0% | 0% | 0% | 8.2745 | 0 | 0 | 0 | 8.2745 | #N/A
2007-03-10 08:00 | 3 | 10 | 8 | 69.2918 | 1640 | 35.06 | 37.04 | 1009 | 35.06 | 19.4361 | 0 | Heating | 2.5915 | #N/A | #N/A | #N/A | #N/A | 19.4361 | #N/A | #N/A | 3.4585 | #N/A | 0 | 0 | 0 | 0 | 0 | 0 | 0 | 0 | 0 | 0.008638% | 1 | 50% | 0% | 0% | 0% | 8.2745 | 0 | 0 | 0 | 8.2745 | #N/A
2007-03-10 09:00 | 3 | 10 | 9 | 69.3334 | 1641 | 35.6 | 39.92 | 1010 | 35.6 | 13.1713 | 0 | Heating | 1.7562 | #N/A | #N/A | #N/A | #N/A | 13.1713 | #N/A | #N/A | 3.4863 | #N/A | 0 | 0 | 0 | 0 | 0 | 0 | 0 | 0 | 0 | 0.005854% | 1 | 50% | 0% | 0% | 0% | 8.2745 | 0 | 0 | 0 | 8.2745 | #N/A
2007-03-10 10:00 | 3 | 10 | 10 | 69.3751 | 1642 | 35.6 | 42.08 | 1010 | 35.6 | 9.2956 | 0 | Heating | 1.2394 | #N/A | #N/A | #N/A | #N/A | 9.2956 | #N/A | #N/A | 3.4863 | #N/A | 0 | 0 | 0 | 0 | 0 | 0 | 0 | 0 | 0 | 0.004131% | 1 | 50% | 0% | 0% | 0% | 8.2745 | 0 | 0 | 0 | 8.2745 | #N/A
2007-03-10 11:00 | 3 | 10 | 11 | 69.4168 | 1643 | 35.06 | 42.08 | 1010 | 35.06 | 7.7467 | 0 | Heating | 1.0329 | #N/A | #N/A | #N/A | #N/A | 7.7467 | #N/A | #N/A | 3.4585 | #N/A | 0 | 0 | 0 | 0 | 0 | 0 | 0 | 0 | 0 | 0.003443% | 1 | 50% | 0% | 0% | 0% | 8.2745 | 0 | 0 | 0 | 8.2745 | #N/A
2007-03-10 12:00 | 3 | 10 | 12 | 69.4584 | 1644 | 37.94 | 41 | 1010 | 37.94 | 3.9735 | 0 | Heating | 0.5298 | #N/A | #N/A | #N/A | #N/A | 3.9735 | #N/A | #N/A | 3.6146 | #N/A | 0 | 0 | 0 | 0 | 0 | 0 | 0 | 0 | 0 | 0.001766% | 1 | 50% | 0% | 0% | 0% | 8.2745 | 0 | 0 | 0 | 8.2745 | #N/A
2007-03-10 13:00 | 3 | 10 | 13 | 69.5001 | 1645 | 39.2 | 42.08 | 1009 | 39.2 | 1.3593 | 0 | Heating | 0.18124 | #N/A | #N/A | #N/A | #N/A | 1.3593 | #N/A | #N/A | 3.6894 | #N/A | 0 | 0 | 0 | 0 | 0 | 0 | 0 | 0 | 0 | 0.0006041% | 1 | 50% | 0% | 0% | 0% | 8.2745 | 0 | 0 | 0 | 8.2745 | #N/A
2007-03-10 14:00 | 3 | 10 | 14 | 69.5418 | 1646 | 39.02 | 42.08 | 1007 | 39.02 | 0.030669 | 0 | Heating | 0.0040892 | #N/A | #N/A | #N/A | #N/A | 0.030669 | #N/A | #N/A | 3.6785 | #N/A | 0 | 0 | 0 | 0 | 0 | 0 | 0 | 0 | 0 | 1.363e-05% | 1 | 50% | 0% | 0% | 0% | 8.2745 | 0 | 0 | 0 | 8.2745 | #N/A
2007-03-10 15:00 | 3 | 10 | 15 | 69.5834 | 1647 | 39.92 | 42.08 | 1007 | 39.92 | 0 | 0 | Cooling | 0 | #N/A | #N/A | #N/A | #N/A | 0 | 0 | 0 | 0 | 0 | 0 | #N/A | #N/A | 88 | 54.92 | 0.69046 | 0.42118 | #N/A | 0 | 0% | 1 | 50% | 0% | 0% | 0% | 8.2745 | 0 | 0 | 0 | 8.2745 | #N/A
2007-03-10 16:00 | 3 | 10 | 16 | 69.6251 | 1648 | 41 | 42.08 | 1006 | 41 | 0.051368 | 0 | Heating | 0.0068491 | #N/A | #N/A | #N/A | #N/A | 0.051368 | #N/A | #N/A | 3.8033 | #N/A | 0 | 0 | 0 | 0 | 0 | 0 | 0 | 0 | 0 | 2.283e-05% | 1 | 50% | 0% | 0% | 0% | 8.2745 | 0 | 0 | 0 | 8.2745 | #N/A
2007-03-10 17:00 | 3 | 10 | 17 | 69.6668 | 1649 | 41 | 41 | 1006 | 41 | 0.32954 | 0 | Heating | 0.043939 | #N/A | #N/A | #N/A | #N/A | 0.32954 | #N/A | #N/A | 3.8033 | #N/A | 0 | 0 | 0 | 0 | 0 | 0 | 0 | 0 | 0 | 0.0001465% | 1 | 50% | 0% | 0% | 0% | 8.2745 | 0 | 0 | 0 | 8.2745 | #N/A
2007-03-10 18:00 | 3 | 10 | 18 | 69.7084 | 1650 | 37.4 | 39.92 | 1006 | 37.4 | 2.0428 | 0 | Heating | 0.27238 | #N/A | #N/A | #N/A | #N/A | 2.0428 | #N/A | #N/A | 3.5838 | #N/A | 0 | 0 | 0 | 0 | 0 | 0 | 0 | 0 | 0 | 0.0009079% | 1 | 50% | 0% | 0% | 0% | 8.2745 | 0 | 0 | 0 | 8.2745 | #N/A
2007-03-10 19:00 | 3 | 10 | 19 | 69.7501 | 1651 | 42.98 | 39.92 | 1006 | 42.98 | 5.4998 | 0 | Heating | 0.73331 | #N/A | #N/A | #N/A | #N/A | 5.4998 | #N/A | #N/A | 3.9388 | #N/A | 0 | 0 | 0 | 0 | 0 | 0 | 0 | 0 | 0 | 0.002444% | 1 | 50% | 0% | 0% | 0% | 8.2745 | 0 | 0 | 0 | 8.2745 | #N/A
2007-03-10 20:00 | 3 | 10 | 20 | 69.7918 | 1652 | 42.98 | 39.92 | 1006 | 42.98 | 8.9946 | 0 | Heating | 1.1993 | #N/A | #N/A | #N/A | #N/A | 8.9946 | #N/A | #N/A | 3.9388 | #N/A | 0 | 0 | 0 | 0 | 0 | 0 | 0 | 0 | 0 | 0.003998% | 1 | 50% | 0% | 0% | 0% | 8.2745 | 0 | 0 | 0 | 8.2745 | #N/A
2007-03-10 21:00 | 3 | 10 | 21 | 69.8334 | 1653 | 42.8 | 39.92 | 1006 | 42.8 | 9.9904 | 0 | Heating | 1.3321 | #N/A | #N/A | #N/A | #N/A | 9.9904 | #N/A | #N/A | 3.9261 | #N/A | 0 | 0 | 0 | 0 | 0 | 0 | 0 | 0 | 0 | 0.00444% | 1 | 50% | 0% | 0% | 0% | 8.2745 | 0 | 0 | 0 | 8.2745 | #N/A
2007-03-10 22:00 | 3 | 10 | 22 | 69.8751 | 1654 | 42.8 | 39.92 | 1006 | 42.8 | 11.9496 | 0 | Heating | 1.5933 | #N/A | #N/A | #N/A | #N/A | 11.9496 | #N/A | #N/A | 3.9261 | #N/A | 0 | 0 | 0 | 0 | 0 | 0 | 0 | 0 | 0 | 0.005311% | 1 | 50% | 0% | 0% | 0% | 8.2745 | 0 | 0 | 0 | 8.2745 | #N/A
2007-03-10 23:00 | 3 | 10 | 23 | 69.9168 | 1655 | 42.98 | 39.02 | 1006 | 42.98 | 15.0613 | 0 | Heating | 2.0082 | #N/A | #N/A | #N/A | #N/A | 15.0613 | #N/A | #N/A | 3.9388 | #N/A | 0 | 0 | 0 | 0 | 0 | 0 | 0 | 0 | 0 | 0.006694% | 1 | 50% | 0% | 0% | 0% | 8.2745 | 0 | 0 | 0 | 8.2745 | #N/A
2007-03-11 | 3 | 11 | 0 | 69.9584 | 1656 | 42.98 | 39.02 | 1006 | 42.98 | 18.9903 | 0 | Heating | 2.532 | #N/A | #N/A | #N/A | #N/A | 18.9903 | #N/A | #N/A | 3.9388 | #N/A | 0 | 0 | 0 | 0 | 0 | 0 | 0 | 0 | 0 | 0.00844% | 1 | 50% | 0% | 0% | 0% | 8.2745 | 0 | 0 | 0 | 8.2745 | #N/A
2007-03-11 01:00 | 3 | 11 | 1 | 70.0001 | 1657 | 46.04 | 39.02 | 1005 | 46.04 | 18.4188 | 0 | Heating | 2.4558 | #N/A | #N/A | #N/A | #N/A | 18.4188 | #N/A | #N/A | 4.1705 | #N/A | 0 | 0 | 0 | 0 | 0 | 0 | 0 | 0 | 0 | 0.008186% | 1 | 50% | 0% | 0% | 0% | 8.2745 | 0 | 0 | 0 | 8.2745 | #N/A
2007-03-11 02:00 | 3 | 11 | 2 | 70.0418 | 1658 | 46.04 | 39.02 | 1005 | 46.04 | 19.0972 | 0 | Heating | 2.5463 | #N/A | #N/A | #N/A | #N/A | 19.0972 | #N/A | #N/A | 4.1705 | #N/A | 0 | 0 | 0 | 0 | 0 | 0 | 0 | 0 | 0 | 0.008488% | 1 | 50% | 0% | 0% | 0% | 8.2745 | 0 | 0 | 0 | 8.2745 | #N/A
2007-03-11 03:00 | 3 | 11 | 3 | 70.0834 | 1659 | 46.04 | 37.94 | 1005 | 46.04 | 21.1791 | 0 | Heating | 2.8239 | #N/A | #N/A | #N/A | #N/A | 21.1791 | #N/A | #N/A | 4.1705 | #N/A | 0 | 0 | 0 | 0 | 0 | 0 | 0 | 0 | 0 | 0.009413% | 1 | 50% | 0% | 0% | 0% | 8.2745 | 0 | 0 | 0 | 8.2745 | #N/A
2007-03-11 04:00 | 3 | 11 | 4 | 70.1251 | 1660 | 42.98 | 39.02 | 1005 | 42.98 | 22.3862 | 0 | Heating | 2.9848 | #N/A | #N/A | #N/A | #N/A | 22.3862 | #N/A | #N/A | 3.9388 | #N/A | 0 | 0 | 0 | 0 | 0 | 0 | 0 | 0 | 0 | 0.009949% | 1 | 50% | 0% | 0% | 0% | 8.2745 | 0 | 0 | 0 | 8.2745 | #N/A
2007-03-11 05:00 | 3 | 11 | 5 | 70.1668 | 1661 | 42.98 | 39.02 | 1006 | 42.98 | 23.2575 | 0 | Heating | 3.101 | #N/A | #N/A | #N/A | #N/A | 23.2575 | #N/A | #N/A | 3.9388 | #N/A | 0 | 0 | 0 | 0 | 0 | 0 | 0 | 0 | 0 | 0.01034% | 1 | 50% | 0% | 0% | 0% | 8.2745 | 0 | 0 | 0 | 8.2745 | #N/A
2007-03-11 06:00 | 3 | 11 | 6 | 70.2084 | 1662 | 44.6 | 39.92 | 1006 | 44.6 | 21.747 | 0 | Heating | 2.8996 | #N/A | #N/A | #N/A | #N/A | 21.747 | #N/A | #N/A | 4.058 | #N/A | 0 | 0 | 0 | 0 | 0 | 0 | 0 | 0 | 0 | 0.009665% | 1 | 50% | 0% | 0% | 0% | 8.2745 | 0 | 0 | 0 | 8.2745 | #N/A
2007-03-11 07:00 | 3 | 11 | 7 | 70.2501 | 1663 | 44.6 | 39.92 | 1007 | 44.6 | 787.9153 | 0 | Heating | 105.0554 | #N/A | #N/A | #N/A | #N/A | 787.9153 | #N/A | #N/A | 4.058 | #N/A | 0 | 0 | 0 | 0 | 0 | 0 | 0 | 0 | 0 | 0.3502% | 1 | 50% | 0% | 0% | 0% | 8.2745 | 0 | 0 | 0 | 8.2745 | #N/A
2007-03-11 08:00 | 3 | 11 | 8 | 70.2918 | 1664 | 44.06 | 41 | 1008 | 44.06 | 464.8916 | 0 | Heating | 61.9856 | #N/A | #N/A | #N/A | #N/A | 464.8916 | #N/A | #N/A | 4.0174 | #N/A | 0 | 0 | 0 | 0 | 0 | 0 | 0 | 0 | 0 | 0.2066% | 1 | 50% | 0% | 0% | 0% | 8.2745 | 0 | 0 | 0 | 8.2745 | #N/A
2007-03-11 09:00 | 3 | 11 | 9 | 70.3334 | 1665 | 42.98 | 42.08 | 1009 | 42.98 | 146.7982 | 0 | Heating | 19.5731 | #N/A | #N/A | #N/A | #N/A | 146.7982 | #N/A | #N/A | 3.9388 | #N/A | 0 | 0 | 0 | 0 | 0 | 0 | 0 | 0 | 0 | 0.06524% | 1 | 50% | 0% | 0% | 0% | 8.2745 | 0 | 0 | 0 | 8.2745 | #N/A
2007-03-11 10:00 | 3 | 11 | 10 | 70.3751 | 1666 | 44.96 | 42.08 | 1009 | 44.96 | 61.0522 | 0 | Heating | 8.1403 | #N/A | #N/A | #N/A | #N/A | 61.0522 | #N/A | #N/A | 4.0856 | #N/A | 0 | 0 | 0 | 0 | 0 | 0 | 0 | 0 | 0 | 0.02713% | 1 | 50% | 0% | 0% | 0% | 8.2745 | 0 | 0 | 0 | 8.2745 | #N/A
2007-03-11 11:00 | 3 | 11 | 11 | 70.4168 | 1667 | 44.96 | 41 | 1009 | 44.96 | 39.5664 | 0 | Heating | 5.2755 | #N/A | #N/A | #N/A | #N/A | 39.5664 | #N/A | #N/A | 4.0856 | #N/A | 0 | 0 | 0 | 0 | 0 | 0 | 0 | 0 | 0 | 0.01759% | 1 | 50% | 0% | 0% | 0% | 8.2745 | 0 | 0 | 0 | 8.2745 | #N/A
2007-03-11 12:00 | 3 | 11 | 12 | 70.4584 | 1668 | 50 | 39.92 | 1009 | 50 | 16.5006 | 0 | Heating | 2.2001 | #N/A | #N/A | #N/A | #N/A | 16.5006 | #N/A | #N/A | 4.5134 | #N/A | 0 | 0 | 0 | 0 | 0 | 0 | 0 | 0 | 0 | 0.007334% | 1 | 50% | 0% | 0% | 0% | 8.2745 | 0 | 0 | 0 | 8.2745 | #N/A
2007-03-11 13:00 | 3 | 11 | 13 | 70.5001 | 1669 | 51.08 | 39.02 | 1009 | 51.08 | 13.2516 | 0 | Heating | 1.7669 | #N/A | #N/A | #N/A | #N/A | 13.2516 | #N/A | #N/A | 4.6159 | #N/A | 0 | 0 | 0 | 0 | 0 | 0 | 0 | 0 | 0 | 0.00589% | 1 | 50% | 0% | 0% | 0% | 8.2745 | 0 | 0 | 0 | 8.2745 | #N/A
2007-03-11 14:00 | 3 | 11 | 14 | 70.5418 | 1670 | 51.08 | 39.92 | 1008 | 51.08 | 4.9646 | 0 | Heating | 0.66195 | #N/A | #N/A | #N/A | #N/A | 4.9646 | #N/A | #N/A | 4.6159 | #N/A | 0 | 0 | 0 | 0 | 0 | 0 | 0 | 0 | 0 | 0.002207% | 1 | 50% | 0% | 0% | 0% | 8.2745 | 0 | 0 | 0 | 8.2745 | #N/A
2007-03-11 15:00 | 3 | 11 | 15 | 70.5834 | 1671 | 53.06 | 39.02 | 1007 | 53.06 | 2.4534 | 0 | Heating | 0.32712 | #N/A | #N/A | #N/A | #N/A | 2.4534 | #N/A | #N/A | 4.8142 | #N/A | 0 | 0 | 0 | 0 | 0 | 0 | 0 | 0 | 0 | 0.00109% | 1 | 50% | 0% | 0% | 0% | 8.2745 | 0 | 0 | 0 | 8.2745 | #N/A
2007-03-11 16:00 | 3 | 11 | 16 | 70.6251 | 1672 | 53.06 | 37.94 | 1007 | 53.06 | 0.42168 | 0 | Heating | 0.056224 | #N/A | #N/A | #N/A | #N/A | 0.42168 | #N/A | #N/A | 4.8142 | #N/A | 0 | 0 | 0 | 0 | 0 | 0 | 0 | 0 | 0 | 0.0001874% | 1 | 50% | 0% | 0% | 0% | 8.2745 | 0 | 0 | 0 | 8.2745 | #N/A
2007-03-11 17:00 | 3 | 11 | 17 | 70.6668 | 1673 | 53.06 | 37.94 | 1007 | 53.06 | 0 | 0.0016205 | Cooling | 0.00027009 | #N/A | #N/A | #N/A | #N/A | 0 | 0 | 0 | 0 | 0 | 0.0016205 | #N/A | #N/A | 88 | 68.06 | 0.80896 | 0.49347 | #N/A | 5.01e-06 | 9.003e-07% | 1 | 50% | 0% | 0% | 0% | 8.2745 | 0 | 0 | 0 | 8.2745 | #N/A
2007-03-11 18:00 | 3 | 11 | 18 | 70.7084 | 1674 | 48.92 | 37.04 | 1007 | 48.92 | 0.33804 | 0 | Heating | 0.045072 | #N/A | #N/A | #N/A | #N/A | 0.33804 | #N/A | #N/A | 4.4149 | #N/A | 0 | 0 | 0 | 0 | 0 | 0 | 0 | 0 | 0 | 0.0001502% | 1 | 50% | 0% | 0% | 0% | 8.2745 | 0 | 0 | 0 | 8.2745 | #N/A
2007-03-11 19:00 | 3 | 11 | 19 | 70.7501 | 1675 | 42.98 | 35.96 | 1007 | 42.98 | 4.3888 | 0 | Heating | 0.58517 | #N/A | #N/A | #N/A | #N/A | 4.3888 | #N/A | #N/A | 3.9388 | #N/A | 0 | 0 | 0 | 0 | 0 | 0 | 0 | 0 | 0 | 0.001951% | 1 | 50% | 0% | 0% | 0% | 8.2745 | 0 | 0 | 0 | 8.2745 | #N/A
2007-03-11 20:00 | 3 | 11 | 20 | 70.7918 | 1676 | 42.98 | 35.06 | 1008 | 42.98 | 9.4126 | 0 | Heating | 1.255 | #N/A | #N/A | #N/A | #N/A | 9.4126 | #N/A | #N/A | 3.9388 | #N/A | 0 | 0 | 0 | 0 | 0 | 0 | 0 | 0 | 0 | 0.004183% | 1 | 50% | 0% | 0% | 0% | 8.2745 | 0 | 0 | 0 | 8.2745 | #N/A
2007-03-11 21:00 | 3 | 11 | 21 | 70.8334 | 1677 | 42.08 | 42.08 | 1009 | 42.08 | 40.0644 | 0 | Heating | 5.3419 | #N/A | #N/A | #N/A | #N/A | 40.0644 | #N/A | #N/A | 3.8759 | #N/A | 0 | 0 | 0 | 0 | 0 | 0 | 0 | 0 | 0 | 0.01781% | 1 | 50% | 0% | 0% | 0% | 8.2745 | 0 | 0 | 0 | 8.2745 | #N/A
2007-03-11 22:00 | 3 | 11 | 22 | 70.8751 | 1678 | 39.92 | 42.08 | 1008 | 39.92 | 76.5086 | 0 | Heating | 10.2012 | #N/A | #N/A | #N/A | #N/A | 76.5086 | #N/A | #N/A | 3.7339 | #N/A | 0 | 0 | 0 | 0 | 0 | 0 | 0 | 0 | 0 | 0.034% | 1 | 50% | 0% | 0% | 0% | 8.2745 | 0 | 0 | 0 | 8.2745 | #N/A
2007-03-11 23:00 | 3 | 11 | 23 | 70.9168 | 1679 | 39.92 | 42.08 | 1007 | 39.92 | 0 | 0 | Cooling | 0 | #N/A | #N/A | #N/A | #N/A | 0 | 0 | 0 | 0 | 0 | 0 | #N/A | #N/A | 88 | 54.92 | 0.69046 | 0.42118 | #N/A | 0 | 0% | 1 | 50% | 0% | 0% | 0% | 8.2745 | 0 | 0 | 0 | 8.2745 | #N/A
2007-03-12 | 3 | 12 | 0 | 70.9584 | 1680 | 37.94 | 44.06 | 1005 | 37.94 | 0 | 0 | Cooling | 0 | #N/A | #N/A | #N/A | #N/A | 0 | 0 | 0 | 0 | 0 | 0 | #N/A | #N/A | 88 | 52.94 | 0.67419 | 0.41125 | #N/A | 0 | 0% | 1 | 50% | 0% | 0% | 0% | 8.2745 | 0 | 0 | 0 | 8.2745 | #N/A
2007-03-12 01:00 | 3 | 12 | 1 | 71.0001 | 1681 | 37.94 | 42.08 | 1004 | 37.94 | 0 | 0 | Cooling | 0 | #N/A | #N/A | #N/A | #N/A | 0 | 0 | 0 | 0 | 0 | 0 | #N/A | #N/A | 88 | 52.94 | 0.67419 | 0.41125 | #N/A | 0 | 0% | 1 | 50% | 0% | 0% | 0% | 8.2745 | 0 | 0 | 0 | 8.2745 | #N/A
2007-03-12 02:00 | 3 | 12 | 2 | 71.0418 | 1682 | 37.94 | 42.08 | 1004 | 37.94 | 0 | 0 | Cooling | 0 | #N/A | #N/A | #N/A | #N/A | 0 | 0 | 0 | 0 | 0 | 0 | #N/A | #N/A | 88 | 52.94 | 0.67419 | 0.41125 | #N/A | 0 | 0% | 1 | 50% | 0% | 0% | 0% | 8.2745 | 0 | 0 | 0 | 8.2745 | #N/A
2007-03-12 03:00 | 3 | 12 | 3 | 71.0834 | 1683 | 37.04 | 39.92 | 1003 | 37.04 | 0 | 0 | Cooling | 0 | #N/A | #N/A | #N/A | #N/A | 0 | 0 | 0 | 0 | 0 | 0 | #N/A | #N/A | 88 | 52.04 | 0.66692 | 0.40682 | #N/A | 0 | 0% | 1 | 50% | 0% | 0% | 0% | 8.2745 | 0 | 0 | 0 | 8.2745 | #N/A
2007-03-12 04:00 | 3 | 12 | 4 | 71.1251 | 1684 | 35.06 | 39.02 | 1003 | 35.06 | 0.40651 | 0 | Heating | 0.054202 | #N/A | #N/A | #N/A | #N/A | 0.40651 | #N/A | #N/A | 3.4585 | #N/A | 0 | 0 | 0 | 0 | 0 | 0 | 0 | 0 | 0 | 0.0001807% | 1 | 50% | 0% | 0% | 0% | 8.2745 | 0 | 0 | 0 | 8.2745 | #N/A
2007-03-12 05:00 | 3 | 12 | 5 | 71.1668 | 1685 | 35.06 | 39.02 | 1003 | 35.06 | 1.7755 | 0 | Heating | 0.23673 | #N/A | #N/A | #N/A | #N/A | 1.7755 | #N/A | #N/A | 3.4585 | #N/A | 0 | 0 | 0 | 0 | 0 | 0 | 0 | 0 | 0 | 0.0007891% | 1 | 50% | 0% | 0% | 0% | 8.2745 | 0 | 0 | 0 | 8.2745 | #N/A
2007-03-12 06:00 | 3 | 12 | 6 | 71.2084 | 1686 | 35.06 | 39.92 | 1003 | 35.06 | 0.64438 | 0 | Heating | 0.085918 | #N/A | #N/A | #N/A | #N/A | 0.64438 | #N/A | #N/A | 3.4585 | #N/A | 0 | 0 | 0 | 0 | 0 | 0 | 0 | 0 | 0 | 0.0002864% | 1 | 50% | 0% | 0% | 0% | 8.2745 | 0 | 0 | 0 | 8.2745 | #N/A
2007-03-12 07:00 | 3 | 12 | 7 | 71.2501 | 1687 | 35.06 | 39.92 | 1003 | 35.06 | 390.9469 | 0 | Heating | 52.1263 | #N/A | #N/A | #N/A | #N/A | 390.9469 | #N/A | #N/A | 3.4585 | #N/A | 0 | 0 | 0 | 0 | 0 | 0 | 0 | 0 | 0 | 0.1738% | 1 | 50% | 0% | 0% | 0% | 8.2745 | 0 | 0 | 0 | 8.2745 | #N/A
2007-03-12 08:00 | 3 | 12 | 8 | 71.2918 | 1688 | 35.06 | 41 | 1003 | 35.06 | 176.5721 | 0 | Heating | 23.5429 | #N/A | #N/A | #N/A | #N/A | 176.5721 | #N/A | #N/A | 3.4585 | #N/A | 0 | 0 | 0 | 0 | 0 | 0 | 0 | 0 | 0 | 0.07848% | 1 | 50% | 0% | 0% | 0% | 8.2745 | 0 | 0 | 0 | 8.2745 | #N/A
2007-03-12 09:00 | 3 | 12 | 9 | 71.3334 | 1689 | 37.04 | 42.08 | 1004 | 37.04 | 15.3689 | 0 | Heating | 2.0492 | #N/A | #N/A | #N/A | #N/A | 15.3689 | #N/A | #N/A | 3.5637 | #N/A | 0 | 0 | 0 | 0 | 0 | 0 | 0 | 0 | 0 | 0.006831% | 1 | 50% | 0% | 0% | 0% | 8.2745 | 0 | 0 | 0 | 8.2745 | #N/A
2007-03-12 10:00 | 3 | 12 | 10 | 71.3751 | 1690 | 37.94 | 41 | 1004 | 37.94 | 14.2051 | 0 | Heating | 1.894 | #N/A | #N/A | #N/A | #N/A | 14.2051 | #N/A | #N/A | 3.6146 | #N/A | 0 | 0 | 0 | 0 | 0 | 0 | 0 | 0 | 0 | 0.006313% | 1 | 50% | 0% | 0% | 0% | 8.2745 | 0 | 0 | 0 | 8.2745 | #N/A
2007-03-12 11:00 | 3 | 12 | 11 | 71.4168 | 1691 | 37.94 | 39.92 | 1004 | 37.94 | 14.7692 | 0 | Heating | 1.9692 | #N/A | #N/A | #N/A | #N/A | 14.7692 | #N/A | #N/A | 3.6146 | #N/A | 0 | 0 | 0 | 0 | 0 | 0 | 0 | 0 | 0 | 0.006564% | 1 | 50% | 0% | 0% | 0% | 8.2745 | 0 | 0 | 0 | 8.2745 | #N/A
2007-03-12 12:00 | 3 | 12 | 12 | 71.4584 | 1692 | 39.92 | 41 | 1004 | 39.92 | 9.9737 | 0 | Heating | 1.3298 | #N/A | #N/A | #N/A | #N/A | 9.9737 | #N/A | #N/A | 3.7339 | #N/A | 0 | 0 | 0 | 0 | 0 | 0 | 0 | 0 | 0 | 0.004433% | 1 | 50% | 0% | 0% | 0% | 8.2745 | 0 | 0 | 0 | 8.2745 | #N/A
2007-03-12 13:00 | 3 | 12 | 13 | 71.5001 | 1693 | 41 | 42.08 | 1003 | 41 | 11.4956 | 0 | Heating | 1.5327 | #N/A | #N/A | #N/A | #N/A | 11.4956 | #N/A | #N/A | 3.8033 | #N/A | 0 | 0 | 0 | 0 | 0 | 0 | 0 | 0 | 0 | 0.005109% | 1 | 50% | 0% | 0% | 0% | 8.2745 | 0 | 0 | 0 | 8.2745 | #N/A
2007-03-12 14:00 | 3 | 12 | 14 | 71.5418 | 1694 | 41 | 42.98 | 1002 | 41 | 2.8915 | 0 | Heating | 0.38553 | #N/A | #N/A | #N/A | #N/A | 2.8915 | #N/A | #N/A | 3.8033 | #N/A | 0 | 0 | 0 | 0 | 0 | 0 | 0 | 0 | 0 | 0.001285% | 1 | 50% | 0% | 0% | 0% | 8.2745 | 0 | 0 | 0 | 8.2745 | #N/A
2007-03-12 15:00 | 3 | 12 | 15 | 71.5834 | 1695 | 42.98 | 42.98 | 1002 | 42.98 | 3.396 | 0 | Heating | 0.4528 | #N/A | #N/A | #N/A | #N/A | 3.396 | #N/A | #N/A | 3.9388 | #N/A | 0 | 0 | 0 | 0 | 0 | 0 | 0 | 0 | 0 | 0.001509% | 1 | 50% | 0% | 0% | 0% | 8.2745 | 0 | 0 | 0 | 8.2745 | #N/A
2007-03-12 16:00 | 3 | 12 | 16 | 71.6251 | 1696 | 44.06 | 44.06 | 1001 | 44.06 | 1.4642 | 0 | Heating | 0.19523 | #N/A | #N/A | #N/A | #N/A | 1.4642 | #N/A | #N/A | 4.0174 | #N/A | 0 | 0 | 0 | 0 | 0 | 0 | 0 | 0 | 0 | 0.0006508% | 1 | 50% | 0% | 0% | 0% | 8.2745 | 0 | 0 | 0 | 8.2745 | #N/A
2007-03-12 17:00 | 3 | 12 | 17 | 71.6668 | 1697 | 44.06 | 44.06 | 1001 | 44.06 | 0 | 0.28472 | Cooling | 0.047453 | #N/A | #N/A | #N/A | #N/A | 0 | 0 | 0 | 0 | 0 | 0.28472 | #N/A | #N/A | 88 | 59.06 | 0.72583 | 0.44276 | #N/A | 0.00088024 | 0.0001582% | 1 | 50% | 0% | 0% | 0% | 8.2745 | 0 | 0 | 0 | 8.2745 | #N/A
2007-03-12 18:00 | 3 | 12 | 18 | 71.7084 | 1698 | 42.98 | 42.98 | 1001 | 42.98 | 0.53188 | 0 | Heating | 0.070918 | #N/A | #N/A | #N/A | #N/A | 0.53188 | #N/A | #N/A | 3.9388 | #N/A | 0 | 0 | 0 | 0 | 0 | 0 | 0 | 0 | 0 | 0.0002364% | 1 | 50% | 0% | 0% | 0% | 8.2745 | 0 | 0 | 0 | 8.2745 | #N/A
2007-03-12 19:00 | 3 | 12 | 19 | 71.7501 | 1699 | 41 | 42.08 | 1002 | 41 | 9.1261 | 0 | Heating | 1.2168 | #N/A | #N/A | #N/A | #N/A | 9.1261 | #N/A | #N/A | 3.8033 | #N/A | 0 | 0 | 0 | 0 | 0 | 0 | 0 | 0 | 0 | 0.004056% | 1 | 50% | 0% | 0% | 0% | 8.2745 | 0 | 0 | 0 | 8.2745 | #N/A
2007-03-12 20:00 | 3 | 12 | 20 | 71.7918 | 1700 | 41 | 42.08 | 1002 | 41 | 16.7446 | 0 | Heating | 2.2326 | #N/A | #N/A | #N/A | #N/A | 16.7446 | #N/A | #N/A | 3.8033 | #N/A | 0 | 0 | 0 | 0 | 0 | 0 | 0 | 0 | 0 | 0.007442% | 1 | 50% | 0% | 0% | 0% | 8.2745 | 0 | 0 | 0 | 8.2745 | #N/A
2007-03-12 21:00 | 3 | 12 | 21 | 71.8334 | 1701 | 39.02 | 41 | 1002 | 39.02 | 37.017 | 0 | Heating | 4.9356 | #N/A | #N/A | #N/A | #N/A | 37.017 | #N/A | #N/A | 3.6785 | #N/A | 0 | 0 | 0 | 0 | 0 | 0 | 0 | 0 | 0 | 0.01645% | 1 | 50% | 0% | 0% | 0% | 8.2745 | 0 | 0 | 0 | 8.2745 | #N/A
2007-03-12 22:00 | 3 | 12 | 22 | 71.8751 | 1702 | 37.94 | 39.92 | 1002 | 37.94 | 84.6629 | 0 | Heating | 11.2884 | #N/A | #N/A | #N/A | #N/A | 84.6629 | #N/A | #N/A | 3.6146 | #N/A | 0 | 0 | 0 | 0 | 0 | 0 | 0 | 0 | 0 | 0.03763% | 1 | 50% | 0% | 0% | 0% | 8.2745 | 0 | 0 | 0 | 8.2745 | #N/A
2007-03-12 23:00 | 3 | 12 | 23 | 71.9168 | 1703 | 37.94 | 39.02 | 1002 | 37.94 | 0 | 0 | Cooling | 0 | #N/A | #N/A | #N/A | #N/A | 0 | 0 | 0 | 0 | 0 | 0 | #N/A | #N/A | 88 | 52.94 | 0.67419 | 0.41125 | #N/A | 0 | 0% | 1 | 50% | 0% | 0% | 0% | 8.2745 | 0 | 0 | 0 | 8.2745 | #N/A
2007-03-13 | 3 | 13 | 0 | 71.9584 | 1704 | 39.02 | 37.94 | 1001 | 39.02 | 0 | 0 | Cooling | 0 | #N/A | #N/A | #N/A | #N/A | 0 | 0 | 0 | 0 | 0 | 0 | #N/A | #N/A | 88 | 54.02 | 0.68301 | 0.41664 | #N/A | 0 | 0% | 1 | 50% | 0% | 0% | 0% | 8.2745 | 0 | 0 | 0 | 8.2745 | #N/A
2007-03-13 01:00 | 3 | 13 | 1 | 72.0001 | 1705 | 39.92 | 37.94 | 1001 | 39.92 | 0 | 0 | Cooling | 0 | #N/A | #N/A | #N/A | #N/A | 0 | 0 | 0 | 0 | 0 | 0 | #N/A | #N/A | 88 | 54.92 | 0.69046 | 0.42118 | #N/A | 0 | 0% | 1 | 50% | 0% | 0% | 0% | 8.2745 | 0 | 0 | 0 | 8.2745 | #N/A
2007-03-13 02:00 | 3 | 13 | 2 | 72.0418 | 1706 | 39.92 | 37.94 | 1000 | 39.92 | 0 | 0 | Cooling | 0 | #N/A | #N/A | #N/A | #N/A | 0 | 0 | 0 | 0 | 0 | 0 | #N/A | #N/A | 88 | 54.92 | 0.69046 | 0.42118 | #N/A | 0 | 0% | 1 | 50% | 0% | 0% | 0% | 8.2745 | 0 | 0 | 0 | 8.2745 | #N/A
2007-03-13 03:00 | 3 | 13 | 3 | 72.0834 | 1707 | 41 | 37.04 | 999 | 41 | 0.063014 | 0 | Heating | 0.0084019 | #N/A | #N/A | #N/A | #N/A | 0.063014 | #N/A | #N/A | 3.8033 | #N/A | 0 | 0 | 0 | 0 | 0 | 0 | 0 | 0 | 0 | 2.801e-05% | 1 | 50% | 0% | 0% | 0% | 8.2745 | 0 | 0 | 0 | 8.2745 | #N/A
2007-03-13 04:00 | 3 | 13 | 4 | 72.1251 | 1708 | 39.92 | 39.02 | 999 | 39.92 | 0.18231 | 0 | Heating | 0.024308 | #N/A | #N/A | #N/A | #N/A | 0.18231 | #N/A | #N/A | 3.7339 | #N/A | 0 | 0 | 0 | 0 | 0 | 0 | 0 | 0 | 0 | 8.103e-05% | 1 | 50% | 0% | 0% | 0% | 8.2745 | 0 | 0 | 0 | 8.2745 | #N/A
2007-03-13 05:00 | 3 | 13 | 5 | 72.1668 | 1709 | 39.92 | 37.94 | 999 | 39.92 | 0.55073 | 0 | Heating | 0.073431 | #N/A | #N/A | #N/A | #N/A | 0.55073 | #N/A | #N/A | 3.7339 | #N/A | 0 | 0 | 0 | 0 | 0 | 0 | 0 | 0 | 0 | 0.0002448% | 1 | 50% | 0% | 0% | 0% | 8.2745 | 0 | 0 | 0 | 8.2745 | #N/A
2007-03-13 06:00 | 3 | 13 | 6 | 72.2084 | 1710 | 39.92 | 39.92 | 1000 | 39.92 | 0.21168 | 0 | Heating | 0.028225 | #N/A | #N/A | #N/A | #N/A | 0.21168 | #N/A | #N/A | 3.7339 | #N/A | 0 | 0 | 0 | 0 | 0 | 0 | 0 | 0 | 0 | 9.408e-05% | 1 | 50% | 0% | 0% | 0% | 8.2745 | 0 | 0 | 0 | 8.2745 | #N/A
2007-03-13 07:00 | 3 | 13 | 7 | 72.2501 | 1711 | 39.02 | 55.94 | 1000 | 39.02 | 262.5224 | 0 | Heating | 35.003 | #N/A | #N/A | #N/A | #N/A | 262.5224 | #N/A | #N/A | 3.6785 | #N/A | 0 | 0 | 0 | 0 | 0 | 0 | 0 | 0 | 0 | 0.1167% | 1 | 50% | 0% | 0% | 0% | 8.2745 | 0 | 0 | 0 | 8.2745 | #N/A
2007-03-13 08:00 | 3 | 13 | 8 | 72.2918 | 1712 | 39.02 | 57.92 | 1001 | 39.02 | 0 | 106.4449 | Cooling | 17.7408 | #N/A | #N/A | #N/A | #N/A | 0 | 0 | 0 | 0 | 0 | 106.4449 | #N/A | #N/A | 88 | 54.02 | 0.68301 | 0.41664 | #N/A | 0.32909 | 0.05914% | 1 | 50% | 0% | 0% | 0% | 8.2745 | 0 | 0 | 0 | 8.2745 | #N/A
2007-03-13 09:00 | 3 | 13 | 9 | 72.3334 | 1713 | 39.02 | 59 | 1001 | 39.02 | 0 | 1088.7551 | Cooling | 181.4592 | #N/A | #N/A | #N/A | #N/A | 0 | 0 | 0 | 0 | 0 | 1088.7551 | #N/A | #N/A | 88 | 54.02 | 0.68301 | 0.41664 | #N/A | 3.366 | 0.6049% | 1 | 50% | 0% | 0% | 0% | 8.2745 | 0 | 0 | 0 | 8.2745 | #N/A
2007-03-13 10:00 | 3 | 13 | 10 | 72.3751 | 1714 | 39.92 | 59 | 1002 | 39.92 | 0 | 1319.3279 | Cooling | 219.888 | #N/A | #N/A | #N/A | #N/A | 0 | 0 | 0 | 0 | 0 | 1319.3279 | #N/A | #N/A | 88 | 54.92 | 0.69046 | 0.42118 | #N/A | 4.0789 | 0.733% | 1 | 50% | 0% | 0% | 0% | 8.2745 | 0 | 0 | 0 | 8.2745 | #N/A
2007-03-13 11:00 | 3 | 13 | 11 | 72.4168 | 1715 | 39.92 | 57.92 | 1001 | 39.92 | 0 | 1316.0218 | Cooling | 219.337 | #N/A | #N/A | #N/A | #N/A | 0 | 0 | 0 | 0 | 0 | 1316.0218 | #N/A | #N/A | 88 | 54.92 | 0.69046 | 0.42118 | #N/A | 4.0686 | 0.7311% | 1 | 50% | 0% | 0% | 0% | 8.2745 | 0 | 0 | 0 | 8.2745 | #N/A
2007-03-13 12:00 | 3 | 13 | 12 | 72.4584 | 1716 | 42.08 | 57.02 | 1002 | 42.08 | 0 | 1429.3015 | Cooling | 238.2169 | #N/A | #N/A | #N/A | #N/A | 0 | 0 | 0 | 0 | 0 | 1429.3015 | #N/A | #N/A | 88 | 57.08 | 0.70869 | 0.4323 | #N/A | 4.4189 | 0.7941% | 1 | 50% | 0% | 0% | 0% | 8.2745 | 0 | 0 | 0 | 8.2745 | #N/A
2007-03-13 13:00 | 3 | 13 | 13 | 72.5001 | 1717 | 41 | 57.02 | 1002 | 41 | 0 | 1202.1956 | Cooling | 200.3659 | #N/A | #N/A | #N/A | #N/A | 0 | 0 | 0 | 0 | 0 | 1202.1956 | #N/A | #N/A | 88 | 56 | 0.69951 | 0.4267 | #N/A | 3.7167 | 0.6679% | 1 | 50% | 0% | 0% | 0% | 8.2745 | 0 | 0 | 0 | 8.2745 | #N/A
2007-03-13 14:00 | 3 | 13 | 14 | 72.5418 | 1718 | 41 | 55.94 | 1001 | 41 | 0 | 1392.8988 | Cooling | 232.1498 | #N/A | #N/A | #N/A | #N/A | 0 | 0 | 0 | 0 | 0 | 1392.8988 | #N/A | #N/A | 88 | 56 | 0.69951 | 0.4267 | #N/A | 4.3063 | 0.7738% | 1 | 50% | 0% | 0% | 0% | 8.2745 | 0 | 0 | 0 | 8.2745 | #N/A
2007-03-13 15:00 | 3 | 13 | 15 | 72.5834 | 1719 | 42.8 | 55.94 | 1001 | 42.8 | 0 | 1487.2994 | Cooling | 247.8832 | #N/A | #N/A | #N/A | #N/A | 0 | 0 | 0 | 0 | 0 | 1487.2994 | #N/A | #N/A | 88 | 57.8 | 0.71487 | 0.43607 | #N/A | 4.5982 | 0.8263% | 1 | 50% | 0% | 0% | 0% | 8.2745 | 0 | 0 | 0 | 8.2745 | #N/A
2007-03-13 16:00 | 3 | 13 | 16 | 72.6251 | 1720 | 42.08 | 55.94 | 1001 | 42.08 | 0 | 1513.461 | Cooling | 252.2435 | #N/A | #N/A | #N/A | #N/A | 0 | 0 | 0 | 0 | 0 | 1513.461 | #N/A | #N/A | 88 | 57.08 | 0.70869 | 0.4323 | #N/A | 4.6791 | 0.8408% | 1 | 50% | 0% | 0% | 0% | 8.2745 | 0 | 0 | 0 | 8.2745 | #N/A
2007-03-13 17:00 | 3 | 13 | 17 | 72.6668 | 1721 | 42.08 | 55.04 | 1002 | 42.08 | 0 | 1353.7343 | Cooling | 225.6224 | #N/A | #N/A | #N/A | #N/A | 0 | 0 | 0 | 0 | 0 | 1353.7343 | #N/A | #N/A | 88 | 57.08 | 0.70869 | 0.4323 | #N/A | 4.1852 | 0.7521% | 1 | 50% | 0% | 0% | 0% | 8.2745 | 0 | 0 | 0 | 8.2745 | #N/A
2007-03-13 18:00 | 3 | 13 | 18 | 72.7084 | 1722 | 39.02 | 53.06 | 1002 | 39.02 | 0 | 688.1113 | Cooling | 114.6852 | #N/A | #N/A | #N/A | #N/A | 0 | 0 | 0 | 0 | 0 | 688.1113 | #N/A | #N/A | 88 | 54.02 | 0.68301 | 0.41664 | #N/A | 2.1274 | 0.3823% | 1 | 50% | 0% | 0% | 0% | 8.2745 | 0 | 0 | 0 | 8.2745 | #N/A
2007-03-13 19:00 | 3 | 13 | 19 | 72.7501 | 1723 | 37.94 | 51.98 | 1003 | 37.94 | 0 | 193.8014 | Cooling | 32.3002 | #N/A | #N/A | #N/A | #N/A | 0 | 0 | 0 | 0 | 0 | 193.8014 | #N/A | #N/A | 88 | 52.94 | 0.67419 | 0.41125 | #N/A | 0.59916 | 0.1077% | 1 | 50% | 0% | 0% | 0% | 8.2745 | 0 | 0 | 0 | 8.2745 | #N/A
2007-03-13 20:00 | 3 | 13 | 20 | 72.7918 | 1724 | 37.94 | 51.98 | 1003 | 37.94 | 0 | 110.6928 | Cooling | 18.4488 | #N/A | #N/A | #N/A | #N/A | 0 | 0 | 0 | 0 | 0 | 110.6928 | #N/A | #N/A | 88 | 52.94 | 0.67419 | 0.41125 | #N/A | 0.34222 | 0.0615% | 1 | 50% | 0% | 0% | 0% | 8.2745 | 0 | 0 | 0 | 8.2745 | #N/A
2007-03-13 21:00 | 3 | 13 | 21 | 72.8334 | 1725 | 37.04 | 51.08 | 1003 | 37.04 | 0 | 54.2935 | Cooling | 9.0489 | #N/A | #N/A | #N/A | #N/A | 0 | 0 | 0 | 0 | 0 | 54.2935 | #N/A | #N/A | 88 | 52.04 | 0.66692 | 0.40682 | #N/A | 0.16786 | 0.03016% | 1 | 50% | 0% | 0% | 0% | 8.2745 | 0 | 0 | 0 | 8.2745 | #N/A
2007-03-13 22:00 | 3 | 13 | 22 | 72.8751 | 1726 | 35.96 | 51.08 | 1003 | 35.96 | 0 | 4.2886 | Cooling | 0.71476 | #N/A | #N/A | #N/A | #N/A | 0 | 0 | 0 | 0 | 0 | 4.2886 | #N/A | #N/A | 88 | 50.96 | 0.65832 | 0.40158 | #N/A | 0.013259 | 0.002383% | 1 | 50% | 0% | 0% | 0% | 8.2745 | 0 | 0 | 0 | 8.2745 | #N/A
2007-03-13 23:00 | 3 | 13 | 23 | 72.9168 | 1727 | 35.96 | 50 | 1003 | 35.96 | 0 | 0 | Cooling | 0 | #N/A | #N/A | #N/A | #N/A | 0 | 0 | 0 | 0 | 0 | 0 | #N/A | #N/A | 88 | 50.96 | 0.65832 | 0.40158 | #N/A | 0 | 0% | 1 | 50% | 0% | 0% | 0% | 8.2745 | 0 | 0 | 0 | 8.2745 | #N/A
2007-03-14 | 3 | 14 | 0 | 72.9584 | 1728 | 35.06 | 51.08 | 1003 | 35.06 | 0 | 0 | Cooling | 0 | #N/A | #N/A | #N/A | #N/A | 0 | 0 | 0 | 0 | 0 | 0 | #N/A | #N/A | 88 | 50.06 | 0.65125 | 0.39726 | #N/A | 0 | 0% | 1 | 50% | 0% | 0% | 0% | 8.2745 | 0 | 0 | 0 | 8.2745 | #N/A
2007-03-14 01:00 | 3 | 14 | 1 | 73.0001 | 1729 | 35.06 | 51.98 | 1003 | 35.06 | 0 | 0 | Cooling | 0 | #N/A | #N/A | #N/A | #N/A | 0 | 0 | 0 | 0 | 0 | 0 | #N/A | #N/A | 88 | 50.06 | 0.65125 | 0.39726 | #N/A | 0 | 0% | 1 | 50% | 0% | 0% | 0% | 8.2745 | 0 | 0 | 0 | 8.2745 | #N/A
2007-03-14 02:00 | 3 | 14 | 2 | 73.0418 | 1730 | 35.06 | 51.98 | 1003 | 35.06 | 0 | 0 | Cooling | 0 | #N/A | #N/A | #N/A | #N/A | 0 | 0 | 0 | 0 | 0 | 0 | #N/A | #N/A | 88 | 50.06 | 0.65125 | 0.39726 | #N/A | 0 | 0% | 1 | 50% | 0% | 0% | 0% | 8.2745 | 0 | 0 | 0 | 8.2745 | #N/A
2007-03-14 03:00 | 3 | 14 | 3 | 73.0834 | 1731 | 35.06 | 51.98 | 1002 | 35.06 | 0 | 0 | Cooling | 0 | #N/A | #N/A | #N/A | #N/A | 0 | 0 | 0 | 0 | 0 | 0 | #N/A | #N/A | 88 | 50.06 | 0.65125 | 0.39726 | #N/A | 0 | 0% | 1 | 50% | 0% | 0% | 0% | 8.2745 | 0 | 0 | 0 | 8.2745 | #N/A
2007-03-14 04:00 | 3 | 14 | 4 | 73.1251 | 1732 | 35.06 | 51.08 | 1002 | 35.06 | 0 | 0 | Cooling | 0 | #N/A | #N/A | #N/A | #N/A | 0 | 0 | 0 | 0 | 0 | 0 | #N/A | #N/A | 88 | 50.06 | 0.65125 | 0.39726 | #N/A | 0 | 0% | 1 | 50% | 0% | 0% | 0% | 8.2745 | 0 | 0 | 0 | 8.2745 | #N/A
2007-03-14 05:00 | 3 | 14 | 5 | 73.1668 | 1733 | 35.06 | 48.92 | 1002 | 35.06 | 0 | 0 | Cooling | 0 | #N/A | #N/A | #N/A | #N/A | 0 | 0 | 0 | 0 | 0 | 0 | #N/A | #N/A | 88 | 50.06 | 0.65125 | 0.39726 | #N/A | 0 | 0% | 1 | 50% | 0% | 0% | 0% | 8.2745 | 0 | 0 | 0 | 8.2745 | #N/A
2007-03-14 06:00 | 3 | 14 | 6 | 73.2084 | 1734 | 33.98 | 48.92 | 1003 | 33.98 | 0 | 0 | Cooling | 0 | #N/A | #N/A | #N/A | #N/A | 0 | 0 | 0 | 0 | 0 | 0 | #N/A | #N/A | 88 | 48.98 | 0.64288 | 0.39215 | #N/A | 0 | 0% | 1 | 50% | 0% | 0% | 0% | 8.2745 | 0 | 0 | 0 | 8.2745 | #N/A
2007-03-14 07:00 | 3 | 14 | 7 | 73.2501 | 1735 | 33.8 | 48.92 | 1003 | 33.8 | 12.5688 | 0 | Heating | 1.6758 | #N/A | #N/A | #N/A | #N/A | 12.5688 | #N/A | #N/A | 3.3963 | #N/A | 0 | 0 | 0 | 0 | 0 | 0 | 0 | 0 | 0 | 0.005586% | 1 | 50% | 0% | 0% | 0% | 8.2745 | 0 | 0 | 0 | 8.2745 | #N/A
2007-03-14 08:00 | 3 | 14 | 8 | 73.2918 | 1736 | 33.98 | 50 | 1003 | 33.98 | 0 | 1.1892 | Cooling | 0.1982 | #N/A | #N/A | #N/A | #N/A | 0 | 0 | 0 | 0 | 0 | 1.1892 | #N/A | #N/A | 88 | 48.98 | 0.64288 | 0.39215 | #N/A | 0.0036766 | 0.0006607% | 1 | 50% | 0% | 0% | 0% | 8.2745 | 0 | 0 | 0 | 8.2745 | #N/A
2007-03-14 09:00 | 3 | 14 | 9 | 73.3334 | 1737 | 33.8 | 53.06 | 1003 | 33.8 | 0 | 153.338 | Cooling | 25.5563 | #N/A | #N/A | #N/A | #N/A | 0 | 0 | 0 | 0 | 0 | 153.338 | #N/A | #N/A | 88 | 48.8 | 0.64149 | 0.39131 | #N/A | 0.47406 | 0.08519% | 1 | 50% | 0% | 0% | 0% | 8.2745 | 0 | 0 | 0 | 8.2745 | #N/A
2007-03-14 10:00 | 3 | 14 | 10 | 73.3751 | 1738 | 32 | 55.94 | 1002 | 32 | 0 | 808.9176 | Cooling | 134.8196 | #N/A | #N/A | #N/A | #N/A | 0 | 0 | 0 | 0 | 0 | 808.9176 | #N/A | #N/A | 88 | 47 | 0.62784 | 0.38298 | #N/A | 2.5009 | 0.4494% | 1 | 50% | 0% | 0% | 0% | 8.2745 | 0 | 0 | 0 | 8.2745 | #N/A
2007-03-14 11:00 | 3 | 14 | 11 | 73.4168 | 1739 | 32 | 57.02 | 1002 | 32 | 0 | 1374.5861 | Cooling | 229.0977 | #N/A | #N/A | #N/A | #N/A | 0 | 0 | 0 | 0 | 0 | 1374.5861 | #N/A | #N/A | 88 | 47 | 0.62784 | 0.38298 | #N/A | 4.2497 | 0.7637% | 1 | 50% | 0% | 0% | 0% | 8.2745 | 0 | 0 | 0 | 8.2745 | #N/A
2007-03-14 12:00 | 3 | 14 | 12 | 73.4584 | 1740 | 33.8 | 57.92 | 1001 | 33.8 | 0 | 2040.26 | Cooling | 340.0433 | #N/A | #N/A | #N/A | #N/A | 0 | 0 | 0 | 0 | 0 | 2040.26 | #N/A | #N/A | 88 | 48.8 | 0.64149 | 0.39131 | #N/A | 6.3077 | 1.133% | 1 | 50% | 0% | 0% | 0% | 8.2745 | 0 | 0 | 0 | 8.2745 | #N/A
2007-03-14 13:00 | 3 | 14 | 13 | 73.5001 | 1741 | 39.02 | 60.08 | 1000 | 39.02 | 0 | 2188.0125 | Cooling | 364.6688 | #N/A | #N/A | #N/A | #N/A | 0 | 0 | 0 | 0 | 0 | 2188.0125 | #N/A | #N/A | 88 | 54.02 | 0.68301 | 0.41664 | #N/A | 6.7645 | 1.216% | 1 | 50% | 0% | 0% | 0% | 8.2745 | 0 | 0 | 0 | 8.2745 | #N/A
2007-03-14 14:00 | 3 | 14 | 14 | 73.5418 | 1742 | 39.02 | 57.02 | 999 | 39.02 | 0 | 2119.2565 | Cooling | 353.2094 | #N/A | #N/A | #N/A | #N/A | 0 | 0 | 0 | 0 | 0 | 2119.2565 | #N/A | #N/A | 88 | 54.02 | 0.68301 | 0.41664 | #N/A | 6.5519 | 1.177% | 1 | 50% | 0% | 0% | 0% | 8.2745 | 0 | 0 | 0 | 8.2745 | #N/A
2007-03-14 15:00 | 3 | 14 | 15 | 73.5834 | 1743 | 39.02 | 55.94 | 999 | 39.02 | 0 | 2193.7869 | Cooling | 365.6311 | #N/A | #N/A | #N/A | #N/A | 0 | 0 | 0 | 0 | 0 | 2193.7869 | #N/A | #N/A | 88 | 54.02 | 0.68301 | 0.41664 | #N/A | 6.7824 | 1.219% | 1 | 50% | 0% | 0% | 0% | 8.2745 | 0 | 0 | 0 | 8.2745 | #N/A
2007-03-14 16:00 | 3 | 14 | 16 | 73.6251 | 1744 | 39.02 | 53.96 | 999 | 39.02 | 0 | 2198.8156 | Cooling | 366.4693 | #N/A | #N/A | #N/A | #N/A | 0 | 0 | 0 | 0 | 0 | 2198.8156 | #N/A | #N/A | 88 | 54.02 | 0.68301 | 0.41664 | #N/A | 6.7979 | 1.222% | 1 | 50% | 0% | 0% | 0% | 8.2745 | 0 | 0 | 0 | 8.2745 | #N/A
2007-03-14 17:00 | 3 | 14 | 17 | 73.6668 | 1745 | 39.02 | 55.94 | 999 | 39.02 | 0 | 2278.9507 | Cooling | 379.8251 | #N/A | #N/A | #N/A | #N/A | 0 | 0 | 0 | 0 | 0 | 2278.9507 | #N/A | #N/A | 88 | 54.02 | 0.68301 | 0.41664 | #N/A | 7.0457 | 1.266% | 1 | 50% | 0% | 0% | 0% | 8.2745 | 0 | 0 | 0 | 8.2745 | #N/A
2007-03-14 18:00 | 3 | 14 | 18 | 73.7084 | 1746 | 37.94 | 55.04 | 999 | 37.94 | 0 | 2222.4447 | Cooling | 370.4075 | #N/A | #N/A | #N/A | #N/A | 0 | 0 | 0 | 0 | 0 | 2222.4447 | #N/A | #N/A | 88 | 52.94 | 0.67419 | 0.41125 | #N/A | 6.871 | 1.235% | 1 | 50% | 0% | 0% | 0% | 8.2745 | 0 | 0 | 0 | 8.2745 | #N/A
2007-03-14 19:00 | 3 | 14 | 19 | 73.7501 | 1747 | 37.04 | 55.04 | 999 | 37.04 | 0 | 2282.905 | Cooling | 380.4842 | #N/A | #N/A | #N/A | #N/A | 0 | 0 | 0 | 0 | 0 | 2282.905 | #N/A | #N/A | 88 | 52.04 | 0.66692 | 0.40682 | #N/A | 7.0579 | 1.268% | 1 | 50% | 0% | 0% | 0% | 8.2745 | 0 | 0 | 0 | 8.2745 | #N/A
2007-03-14 20:00 | 3 | 14 | 20 | 73.7918 | 1748 | 37.04 | 53.96 | 999 | 37.04 | 0 | 1841.6379 | Cooling | 306.9397 | #N/A | #N/A | #N/A | #N/A | 0 | 0 | 0 | 0 | 0 | 1841.6379 | #N/A | #N/A | 88 | 52.04 | 0.66692 | 0.40682 | #N/A | 5.6937 | 1.023% | 1 | 50% | 0% | 0% | 0% | 8.2745 | 0 | 0 | 0 | 8.2745 | #N/A
2007-03-14 21:00 | 3 | 14 | 21 | 73.8334 | 1749 | 35.06 | 53.06 | 1000 | 35.06 | 0 | 1438.497 | Cooling | 239.7495 | #N/A | #N/A | #N/A | #N/A | 0 | 0 | 0 | 0 | 0 | 1438.497 | #N/A | #N/A | 88 | 50.06 | 0.65125 | 0.39726 | #N/A | 4.4473 | 0.7992% | 1 | 50% | 0% | 0% | 0% | 8.2745 | 0 | 0 | 0 | 8.2745 | #N/A
2007-03-14 22:00 | 3 | 14 | 22 | 73.8751 | 1750 | 30.02 | 53.06 | 1000 | 30.02 | 0 | 1040.5508 | Cooling | 173.4251 | #N/A | #N/A | #N/A | #N/A | 0 | 0 | 0 | 0 | 0 | 1040.5508 | #N/A | #N/A | 88 | 45.02 | 0.61322 | 0.37407 | #N/A | 3.217 | 0.5781% | 1 | 50% | 0% | 0% | 0% | 8.2745 | 0 | 0 | 0 | 8.2745 | #N/A
2007-03-14 23:00 | 3 | 14 | 23 | 73.9168 | 1751 | 30.02 | 53.06 | 1000 | 30.02 | 0 | 8.1395 | Cooling | 1.3566 | #N/A | #N/A | #N/A | #N/A | 0 | 0 | 0 | 0 | 0 | 8.1395 | #N/A | #N/A | 88 | 45.02 | 0.61322 | 0.37407 | #N/A | 0.025164 | 0.004522% | 1 | 50% | 0% | 0% | 0% | 8.2745 | 0 | 0 | 0 | 8.2745 | #N/A
2007-03-15 | 3 | 15 | 0 | 73.9584 | 1752 | 28.94 | 53.06 | 1001 | 28.94 | 0 | 28.3627 | Cooling | 4.7271 | #N/A | #N/A | #N/A | #N/A | 0 | 0 | 0 | 0 | 0 | 28.3627 | #N/A | #N/A | 88 | 43.94 | 0.60542 | 0.36931 | #N/A | 0.087687 | 0.01576% | 1 | 50% | 0% | 0% | 0% | 8.2745 | 0 | 0 | 0 | 8.2745 | #N/A
2007-03-15 01:00 | 3 | 15 | 1 | 74.0001 | 1753 | 28.94 | 53.06 | 1000 | 28.94 | 0 | 16.1441 | Cooling | 2.6907 | #N/A | #N/A | #N/A | #N/A | 0 | 0 | 0 | 0 | 0 | 16.1441 | #N/A | #N/A | 88 | 43.94 | 0.60542 | 0.36931 | #N/A | 0.049911 | 0.008969% | 1 | 50% | 0% | 0% | 0% | 8.2745 | 0 | 0 | 0 | 8.2745 | #N/A
2007-03-15 02:00 | 3 | 15 | 2 | 74.0418 | 1754 | 28.94 | 50 | 1001 | 28.94 | 0 | 5.8 | Cooling | 0.96667 | #N/A | #N/A | #N/A | #N/A | 0 | 0 | 0 | 0 | 0 | 5.8 | #N/A | #N/A | 88 | 43.94 | 0.60542 | 0.36931 | #N/A | 0.017932 | 0.003222% | 1 | 50% | 0% | 0% | 0% | 8.2745 | 0 | 0 | 0 | 8.2745 | #N/A
2007-03-15 03:00 | 3 | 15 | 3 | 74.0834 | 1755 | 26.96 | 48.92 | 1000 | 26.96 | 0 | 0.0064821 | Cooling | 0.0010803 | #N/A | #N/A | #N/A | #N/A | 0 | 0 | 0 | 0 | 0 | 0.0064821 | #N/A | #N/A | 88 | 41.96 | 0.59144 | 0.36078 | #N/A | 2.004e-05 | 3.601e-06% | 1 | 50% | 0% | 0% | 0% | 8.2745 | 0 | 0 | 0 | 8.2745 | #N/A
2007-03-15 04:00 | 3 | 15 | 4 | 74.1251 | 1756 | 24.08 | 48.92 | 1000 | 24.08 | 0 | 0.0085077 | Cooling | 0.001418 | #N/A | #N/A | #N/A | #N/A | 0 | 0 | 0 | 0 | 0 | 0.0085077 | #N/A | #N/A | 88 | 39.08 | 0.57185 | 0.34883 | #N/A | 2.6303e-05 | 4.727e-06% | 1 | 50% | 0% | 0% | 0% | 8.2745 | 0 | 0 | 0 | 8.2745 | #N/A
2007-03-15 05:00 | 3 | 15 | 5 | 74.1668 | 1757 | 24.08 | 51.08 | 1001 | 24.08 | 0 | 2.1061 | Cooling | 0.35102 | #N/A | #N/A | #N/A | #N/A | 0 | 0 | 0 | 0 | 0 | 2.1061 | #N/A | #N/A | 88 | 39.08 | 0.57185 | 0.34883 | #N/A | 0.0065113 | 0.00117% | 1 | 50% | 0% | 0% | 0% | 8.2745 | 0 | 0 | 0 | 8.2745 | #N/A
2007-03-15 06:00 | 3 | 15 | 6 | 74.2084 | 1758 | 21.92 | 48.92 | 1001 | 21.92 | 0 | 1.322 | Cooling | 0.22033 | #N/A | #N/A | #N/A | #N/A | 0 | 0 | 0 | 0 | 0 | 1.322 | #N/A | #N/A | 88 | 36.92 | 0.55773 | 0.34021 | #N/A | 0.0040871 | 0.0007344% | 1 | 50% | 0% | 0% | 0% | 8.2745 | 0 | 0 | 0 | 8.2745 | #N/A
2007-03-15 07:00 | 3 | 15 | 7 | 74.2501 | 1759 | 23 | 48.02 | 1002 | 23 | 0 | 0.040541 | Cooling | 0.0067568 | #N/A | #N/A | #N/A | #N/A | 0 | 0 | 0 | 0 | 0 | 0.040541 | #N/A | #N/A | 88 | 38 | 0.56472 | 0.34448 | #N/A | 0.00012534 | 2.252e-05% | 1 | 50% | 0% | 0% | 0% | 8.2745 | 0 | 0 | 0 | 8.2745 | #N/A
2007-03-15 08:00 | 3 | 15 | 8 | 74.2918 | 1760 | 23 | 50 | 1002 | 23 | 0 | 0.6273 | Cooling | 0.10455 | #N/A | #N/A | #N/A | #N/A | 0 | 0 | 0 | 0 | 0 | 0.6273 | #N/A | #N/A | 88 | 38 | 0.56472 | 0.34448 | #N/A | 0.0019394 | 0.0003485% | 1 | 50% | 0% | 0% | 0% | 8.2745 | 0 | 0 | 0 | 8.2745 | #N/A
2007-03-15 09:00 | 3 | 15 | 9 | 74.3334 | 1761 | 30.92 | 53.06 | 1002 | 30.92 | 0 | 526.7973 | Cooling | 87.7995 | #N/A | #N/A | #N/A | #N/A | 0 | 0 | 0 | 0 | 0 | 526.7973 | #N/A | #N/A | 88 | 45.92 | 0.61982 | 0.37809 | #N/A | 1.6287 | 0.2927% | 1 | 50% | 0% | 0% | 0% | 8.2745 | 0 | 0 | 0 | 8.2745 | #N/A
2007-03-15 10:00 | 3 | 15 | 10 | 74.3751 | 1762 | 35.96 | 53.06 | 1002 | 35.96 | 0 | 1224.4125 | Cooling | 204.0687 | #N/A | #N/A | #N/A | #N/A | 0 | 0 | 0 | 0 | 0 | 1224.4125 | #N/A | #N/A | 88 | 50.96 | 0.65832 | 0.40158 | #N/A | 3.7854 | 0.6802% | 1 | 50% | 0% | 0% | 0% | 8.2745 | 0 | 0 | 0 | 8.2745 | #N/A
2007-03-15 11:00 | 3 | 15 | 11 | 74.4168 | 1763 | 35.96 | 53.06 | 1002 | 35.96 | 0 | 1688.4975 | Cooling | 281.4162 | #N/A | #N/A | #N/A | #N/A | 0 | 0 | 0 | 0 | 0 | 1688.4975 | #N/A | #N/A | 88 | 50.96 | 0.65832 | 0.40158 | #N/A | 5.2202 | 0.9381% | 1 | 50% | 0% | 0% | 0% | 8.2745 | 0 | 0 | 0 | 8.2745 | #N/A
2007-03-15 12:00 | 3 | 15 | 12 | 74.4584 | 1764 | 42.98 | 53.06 | 1002 | 42.98 | 0 | 1819.9697 | Cooling | 303.3283 | #N/A | #N/A | #N/A | #N/A | 0 | 0 | 0 | 0 | 0 | 1819.9697 | #N/A | #N/A | 88 | 57.98 | 0.71643 | 0.43702 | #N/A | 5.6267 | 1.011% | 1 | 50% | 0% | 0% | 0% | 8.2745 | 0 | 0 | 0 | 8.2745 | #N/A
2007-03-15 13:00 | 3 | 15 | 13 | 74.5001 | 1765 | 44.96 | 55.04 | 1001 | 44.96 | 0 | 2147.623 | Cooling | 357.9372 | #N/A | #N/A | #N/A | #N/A | 0 | 0 | 0 | 0 | 0 | 2147.623 | #N/A | #N/A | 88 | 59.96 | 0.73376 | 0.44759 | #N/A | 6.6396 | 1.193% | 1 | 50% | 0% | 0% | 0% | 8.2745 | 0 | 0 | 0 | 8.2745 | #N/A
2007-03-15 14:00 | 3 | 15 | 14 | 74.5418 | 1766 | 44.96 | 55.04 | 1000 | 44.96 | 0 | 2138.5574 | Cooling | 356.4262 | #N/A | #N/A | #N/A | #N/A | 0 | 0 | 0 | 0 | 0 | 2138.5574 | #N/A | #N/A | 88 | 59.96 | 0.73376 | 0.44759 | #N/A | 6.6116 | 1.188% | 1 | 50% | 0% | 0% | 0% | 8.2745 | 0 | 0 | 0 | 8.2745 | #N/A
2007-03-15 15:00 | 3 | 15 | 15 | 74.5834 | 1767 | 46.94 | 55.94 | 1000 | 46.94 | 0 | 2260.9699 | Cooling | 376.8283 | #N/A | #N/A | #N/A | #N/A | 0 | 0 | 0 | 0 | 0 | 2260.9699 | #N/A | #N/A | 88 | 61.94 | 0.7515 | 0.45842 | #N/A | 6.9901 | 1.256% | 1 | 50% | 0% | 0% | 0% | 8.2745 | 0 | 0 | 0 | 8.2745 | #N/A
2007-03-15 16:00 | 3 | 15 | 16 | 74.6251 | 1768 | 46.94 | 55.94 | 1000 | 46.94 | 0 | 2303.8203 | Cooling | 383.97 | #N/A | #N/A | #N/A | #N/A | 0 | 0 | 0 | 0 | 0 | 2303.8203 | #N/A | #N/A | 88 | 61.94 | 0.7515 | 0.45842 | #N/A | 7.1225 | 1.28% | 1 | 50% | 0% | 0% | 0% | 8.2745 | 0 | 0 | 0 | 8.2745 | #N/A
2007-03-15 17:00 | 3 | 15 | 17 | 74.6668 | 1769 | 46.94 | 55.94 | 1000 | 46.94 | 0 | 2819.8169 | Cooling | 469.9695 | #N/A | #N/A | #N/A | #N/A | 0 | 0 | 0 | 0 | 0 | 2819.8169 | #N/A | #N/A | 88 | 61.94 | 0.7515 | 0.45842 | #N/A | 8.7178 | 1.567% | 1 | 50% | 0% | 0% | 0% | 8.2745 | 0 | 0 | 0 | 8.2745 | #N/A
2007-03-15 18:00 | 3 | 15 | 18 | 74.7084 | 1770 | 42.98 | 55.94 | 1000 | 42.98 | 0 | 2570.7861 | Cooling | 428.4644 | #N/A | #N/A | #N/A | #N/A | 0 | 0 | 0 | 0 | 0 | 2570.7861 | #N/A | #N/A | 88 | 57.98 | 0.71643 | 0.43702 | #N/A | 7.9479 | 1.428% | 1 | 50% | 0% | 0% | 0% | 8.2745 | 0 | 0 | 0 | 8.2745 | #N/A
2007-03-15 19:00 | 3 | 15 | 19 | 74.7501 | 1771 | 42.08 | 55.04 | 1000 | 42.08 | 0 | 2038.9215 | Cooling | 339.8202 | #N/A | #N/A | #N/A | #N/A | 0 | 0 | 0 | 0 | 0 | 2038.9215 | #N/A | #N/A | 88 | 57.08 | 0.70869 | 0.4323 | #N/A | 6.3036 | 1.133% | 1 | 50% | 0% | 0% | 0% | 8.2745 | 0 | 0 | 0 | 8.2745 | #N/A
2007-03-15 20:00 | 3 | 15 | 20 | 74.7918 | 1772 | 42.08 | 55.04 | 1000 | 42.08 | 0 | 1692.1811 | Cooling | 282.0302 | #N/A | #N/A | #N/A | #N/A | 0 | 0 | 0 | 0 | 0 | 1692.1811 | #N/A | #N/A | 88 | 57.08 | 0.70869 | 0.4323 | #N/A | 5.2316 | 0.9401% | 1 | 50% | 0% | 0% | 0% | 8.2745 | 0 | 0 | 0 | 8.2745 | #N/A
2007-03-15 21:00 | 3 | 15 | 21 | 74.8334 | 1773 | 39.02 | 53.96 | 1000 | 39.02 | 0 | 1209.4036 | Cooling | 201.5673 | #N/A | #N/A | #N/A | #N/A | 0 | 0 | 0 | 0 | 0 | 1209.4036 | #N/A | #N/A | 88 | 54.02 | 0.68301 | 0.41664 | #N/A | 3.739 | 0.6719% | 1 | 50% | 0% | 0% | 0% | 8.2745 | 0 | 0 | 0 | 8.2745 | #N/A
2007-03-15 22:00 | 3 | 15 | 22 | 74.8751 | 1774 | 39.02 | 51.98 | 1000 | 39.02 | 0 | 896.6191 | Cooling | 149.4365 | #N/A | #N/A | #N/A | #N/A | 0 | 0 | 0 | 0 | 0 | 896.6191 | #N/A | #N/A | 88 | 54.02 | 0.68301 | 0.41664 | #N/A | 2.772 | 0.4981% | 1 | 50% | 0% | 0% | 0% | 8.2745 | 0 | 0 | 0 | 8.2745 | #N/A
2007-03-15 23:00 | 3 | 15 | 23 | 74.9168 | 1775 | 39.02 | 51.08 | 1000 | 39.02 | 0 | 8.0884 | Cooling | 1.3481 | #N/A | #N/A | #N/A | #N/A | 0 | 0 | 0 | 0 | 0 | 8.0884 | #N/A | #N/A | 88 | 54.02 | 0.68301 | 0.41664 | #N/A | 0.025006 | 0.004494% | 1 | 50% | 0% | 0% | 0% | 8.2745 | 0 | 0 | 0 | 8.2745 | #N/A
2007-03-16 | 3 | 16 | 0 | 74.9584 | 1776 | 35.96 | 51.08 | 1000 | 35.96 | 0 | 20.3436 | Cooling | 3.3906 | #N/A | #N/A | #N/A | #N/A | 0 | 0 | 0 | 0 | 0 | 20.3436 | #N/A | #N/A | 88 | 50.96 | 0.65832 | 0.40158 | #N/A | 0.062895 | 0.0113% | 1 | 50% | 0% | 0% | 0% | 8.2745 | 0 | 0 | 0 | 8.2745 | #N/A
2007-03-16 01:00 | 3 | 16 | 1 | 75.0001 | 1777 | 35.96 | 51.98 | 1000 | 35.96 | 0 | 33.8695 | Cooling | 5.6449 | #N/A | #N/A | #N/A | #N/A | 0 | 0 | 0 | 0 | 0 | 33.8695 | #N/A | #N/A | 88 | 50.96 | 0.65832 | 0.40158 | #N/A | 0.10471 | 0.01882% | 1 | 50% | 0% | 0% | 0% | 8.2745 | 0 | 0 | 0 | 8.2745 | #N/A
2007-03-16 02:00 | 3 | 16 | 2 | 75.0418 | 1778 | 35.96 | 51.98 | 999 | 35.96 | 0 | 46.6527 | Cooling | 7.7755 | #N/A | #N/A | #N/A | #N/A | 0 | 0 | 0 | 0 | 0 | 46.6527 | #N/A | #N/A | 88 | 50.96 | 0.65832 | 0.40158 | #N/A | 0.14423 | 0.02592% | 1 | 50% | 0% | 0% | 0% | 8.2745 | 0 | 0 | 0 | 8.2745 | #N/A
2007-03-16 03:00 | 3 | 16 | 3 | 75.0834 | 1779 | 35.6 | 51.98 | 999 | 35.6 | 0 | 36.6552 | Cooling | 6.1092 | #N/A | #N/A | #N/A | #N/A | 0 | 0 | 0 | 0 | 0 | 36.6552 | #N/A | #N/A | 88 | 50.6 | 0.65548 | 0.39985 | #N/A | 0.11332 | 0.02036% | 1 | 50% | 0% | 0% | 0% | 8.2745 | 0 | 0 | 0 | 8.2745 | #N/A
2007-03-16 04:00 | 3 | 16 | 4 | 75.1251 | 1780 | 35.6 | 51.98 | 999 | 35.6 | 0 | 29.0269 | Cooling | 4.8378 | #N/A | #N/A | #N/A | #N/A | 0 | 0 | 0 | 0 | 0 | 29.0269 | #N/A | #N/A | 88 | 50.6 | 0.65548 | 0.39985 | #N/A | 0.08974 | 0.01613% | 1 | 50% | 0% | 0% | 0% | 8.2745 | 0 | 0 | 0 | 8.2745 | #N/A
2007-03-16 05:00 | 3 | 16 | 5 | 75.1668 | 1781 | 35.96 | 51.98 | 999 | 35.96 | 0 | 27.2061 | Cooling | 4.5343 | #N/A | #N/A | #N/A | #N/A | 0 | 0 | 0 | 0 | 0 | 27.2061 | #N/A | #N/A | 88 | 50.96 | 0.65832 | 0.40158 | #N/A | 0.084111 | 0.01511% | 1 | 50% | 0% | 0% | 0% | 8.2745 | 0 | 0 | 0 | 8.2745 | #N/A
2007-03-16 06:00 | 3 | 16 | 6 | 75.2084 | 1782 | 35.96 | 51.98 | 999 | 35.96 | 0 | 38.9922 | Cooling | 6.4987 | #N/A | #N/A | #N/A | #N/A | 0 | 0 | 0 | 0 | 0 | 38.9922 | #N/A | #N/A | 88 | 50.96 | 0.65832 | 0.40158 | #N/A | 0.12055 | 0.02166% | 1 | 50% | 0% | 0% | 0% | 8.2745 | 0 | 0 | 0 | 8.2745 | #N/A
2007-03-16 07:00 | 3 | 16 | 7 | 75.2501 | 1783 | 35.6 | 53.06 | 999 | 35.6 | 0 | 972.5359 | Cooling | 162.0893 | #N/A | #N/A | #N/A | #N/A | 0 | 0 | 0 | 0 | 0 | 972.5359 | #N/A | #N/A | 88 | 50.6 | 0.65548 | 0.39985 | #N/A | 3.0067 | 0.5403% | 1 | 50% | 0% | 0% | 0% | 8.2745 | 0 | 0 | 0 | 8.2745 | #N/A
2007-03-16 08:00 | 3 | 16 | 8 | 75.2918 | 1784 | 35.06 | 53.96 | 999 | 35.06 | 0 | 1508.2973 | Cooling | 251.3829 | #N/A | #N/A | #N/A | #N/A | 0 | 0 | 0 | 0 | 0 | 1508.2973 | #N/A | #N/A | 88 | 50.06 | 0.65125 | 0.39726 | #N/A | 4.6631 | 0.8379% | 1 | 50% | 0% | 0% | 0% | 8.2745 | 0 | 0 | 0 | 8.2745 | #N/A
2007-03-16 09:00 | 3 | 16 | 9 | 75.3334 | 1785 | 35.96 | 55.04 | 999 | 35.96 | 0 | 1973.2886 | Cooling | 328.8814 | #N/A | #N/A | #N/A | #N/A | 0 | 0 | 0 | 0 | 0 | 1973.2886 | #N/A | #N/A | 88 | 50.96 | 0.65832 | 0.40158 | #N/A | 6.1007 | 1.096% | 1 | 50% | 0% | 0% | 0% | 8.2745 | 0 | 0 | 0 | 8.2745 | #N/A
2007-03-16 10:00 | 3 | 16 | 10 | 75.3751 | 1786 | 35.96 | 55.94 | 998 | 35.96 | 0 | 2150.4365 | Cooling | 358.4061 | #N/A | #N/A | #N/A | #N/A | 0 | 0 | 0 | 0 | 0 | 2150.4365 | #N/A | #N/A | 88 | 50.96 | 0.65832 | 0.40158 | #N/A | 6.6483 | 1.195% | 1 | 50% | 0% | 0% | 0% | 8.2745 | 0 | 0 | 0 | 8.2745 | #N/A
2007-03-16 11:00 | 3 | 16 | 11 | 75.4168 | 1787 | 35.96 | 55.94 | 998 | 35.96 | 0 | 1916.7561 | Cooling | 319.4593 | #N/A | #N/A | #N/A | #N/A | 0 | 0 | 0 | 0 | 0 | 1916.7561 | #N/A | #N/A | 88 | 50.96 | 0.65832 | 0.40158 | #N/A | 5.9259 | 1.065% | 1 | 50% | 0% | 0% | 0% | 8.2745 | 0 | 0 | 0 | 8.2745 | #N/A
2007-03-16 12:00 | 3 | 16 | 12 | 75.4584 | 1788 | 37.4 | 55.94 | 998 | 37.4 | 0 | 1936.5946 | Cooling | 322.7658 | #N/A | #N/A | #N/A | #N/A | 0 | 0 | 0 | 0 | 0 | 1936.5946 | #N/A | #N/A | 88 | 52.4 | 0.66982 | 0.40859 | #N/A | 5.9872 | 1.076% | 1 | 50% | 0% | 0% | 0% | 8.2745 | 0 | 0 | 0 | 8.2745 | #N/A
2007-03-16 13:00 | 3 | 16 | 13 | 75.5001 | 1789 | 42.98 | 55.94 | 997 | 42.98 | 0 | 1937.6986 | Cooling | 322.9498 | #N/A | #N/A | #N/A | #N/A | 0 | 0 | 0 | 0 | 0 | 1937.6986 | #N/A | #N/A | 88 | 57.98 | 0.71643 | 0.43702 | #N/A | 5.9906 | 1.076% | 1 | 50% | 0% | 0% | 0% | 8.2745 | 0 | 0 | 0 | 8.2745 | #N/A
2007-03-16 14:00 | 3 | 16 | 14 | 75.5418 | 1790 | 42.98 | 55.94 | 996 | 42.98 | 0 | 1919.9404 | Cooling | 319.9901 | #N/A | #N/A | #N/A | #N/A | 0 | 0 | 0 | 0 | 0 | 1919.9404 | #N/A | #N/A | 88 | 57.98 | 0.71643 | 0.43702 | #N/A | 5.9357 | 1.067% | 1 | 50% | 0% | 0% | 0% | 8.2745 | 0 | 0 | 0 | 8.2745 | #N/A
2007-03-16 15:00 | 3 | 16 | 15 | 75.5834 | 1791 | 50 | 57.02 | 996 | 50 | 0 | 1908.026 | Cooling | 318.0043 | #N/A | #N/A | #N/A | #N/A | 0 | 0 | 0 | 0 | 0 | 1908.026 | #N/A | #N/A | 88 | 65 | 0.77974 | 0.47564 | #N/A | 5.8989 | 1.06% | 1 | 50% | 0% | 0% | 0% | 8.2745 | 0 | 0 | 0 | 8.2745 | #N/A
2007-03-16 16:00 | 3 | 16 | 16 | 75.6251 | 1792 | 48.92 | 57.92 | 996 | 48.92 | 0 | 2382.9738 | Cooling | 397.1623 | #N/A | #N/A | #N/A | #N/A | 0 | 0 | 0 | 0 | 0 | 2382.9738 | #N/A | #N/A | 88 | 63.92 | 0.76966 | 0.46949 | #N/A | 7.3673 | 1.324% | 1 | 50% | 0% | 0% | 0% | 8.2745 | 0 | 0 | 0 | 8.2745 | #N/A
2007-03-16 17:00 | 3 | 16 | 17 | 75.6668 | 1793 | 48.92 | 57.92 | 995 | 48.92 | 0 | 2522.5626 | Cooling | 420.4271 | #N/A | #N/A | #N/A | #N/A | 0 | 0 | 0 | 0 | 0 | 2522.5626 | #N/A | #N/A | 88 | 63.92 | 0.76966 | 0.46949 | #N/A | 7.7988 | 1.401% | 1 | 50% | 0% | 0% | 0% | 8.2745 | 0 | 0 | 0 | 8.2745 | #N/A
2007-03-16 18:00 | 3 | 16 | 18 | 75.7084 | 1794 | 46.04 | 59 | 995 | 46.04 | 0 | 2220.944 | Cooling | 370.1573 | #N/A | #N/A | #N/A | #N/A | 0 | 0 | 0 | 0 | 0 | 2220.944 | #N/A | #N/A | 88 | 61.04 | 0.74339 | 0.45347 | #N/A | 6.8663 | 1.234% | 1 | 50% | 0% | 0% | 0% | 8.2745 | 0 | 0 | 0 | 8.2745 | #N/A
2007-03-16 19:00 | 3 | 16 | 19 | 75.7501 | 1795 | 46.4 | 59 | 995 | 46.4 | 0 | 181.0375 | Cooling | 30.1729 | #N/A | #N/A | #N/A | #N/A | 0 | 0 | 0 | 0 | 0 | 181.0375 | #N/A | #N/A | 88 | 61.4 | 0.74662 | 0.45544 | #N/A | 0.5597 | 0.1006% | 1 | 50% | 0% | 0% | 0% | 8.2745 | 0 | 0 | 0 | 8.2745 | #N/A
2007-03-16 20:00 | 3 | 16 | 20 | 75.7918 | 1796 | 46.04 | 59 | 995 | 46.04 | 0 | 404.6176 | Cooling | 67.4363 | #N/A | #N/A | #N/A | #N/A | 0 | 0 | 0 | 0 | 0 | 404.6176 | #N/A | #N/A | 88 | 61.04 | 0.74339 | 0.45347 | #N/A | 1.2509 | 0.2248% | 1 | 50% | 0% | 0% | 0% | 8.2745 | 0 | 0 | 0 | 8.2745 | #N/A
2007-03-16 21:00 | 3 | 16 | 21 | 75.8334 | 1797 | 44.96 | 59 | 995 | 44.96 | 0 | 399.988 | Cooling | 66.6647 | #N/A | #N/A | #N/A | #N/A | 0 | 0 | 0 | 0 | 0 | 399.988 | #N/A | #N/A | 88 | 59.96 | 0.73376 | 0.44759 | #N/A | 1.2366 | 0.2222% | 1 | 50% | 0% | 0% | 0% | 8.2745 | 0 | 0 | 0 | 8.2745 | #N/A
2007-03-16 22:00 | 3 | 16 | 22 | 75.8751 | 1798 | 44.6 | 60.08 | 995 | 44.6 | 0 | 316.6953 | Cooling | 52.7826 | #N/A | #N/A | #N/A | #N/A | 0 | 0 | 0 | 0 | 0 | 316.6953 | #N/A | #N/A | 88 | 59.6 | 0.73058 | 0.44565 | #N/A | 0.9791 | 0.1759% | 1 | 50% | 0% | 0% | 0% | 8.2745 | 0 | 0 | 0 | 8.2745 | #N/A
2007-03-16 23:00 | 3 | 16 | 23 | 75.9168 | 1799 | 44.06 | 59 | 994 | 44.06 | 0 | 225.2265 | Cooling | 37.5377 | #N/A | #N/A | #N/A | #N/A | 0 | 0 | 0 | 0 | 0 | 225.2265 | #N/A | #N/A | 88 | 59.06 | 0.72583 | 0.44276 | #N/A | 0.69632 | 0.1251% | 1 | 50% | 0% | 0% | 0% | 8.2745 | 0 | 0 | 0 | 8.2745 | #N/A
2007-03-17 | 3 | 17 | 0 | 75.9584 | 1800 | 42.98 | 59 | 994 | 42.98 | 0 | 119.5645 | Cooling | 19.9274 | #N/A | #N/A | #N/A | #N/A | 0 | 0 | 0 | 0 | 0 | 119.5645 | #N/A | #N/A | 88 | 57.98 | 0.71643 | 0.43702 | #N/A | 0.36965 | 0.06642% | 1 | 50% | 0% | 0% | 0% | 8.2745 | 0 | 0 | 0 | 8.2745 | #N/A
2007-03-17 01:00 | 3 | 17 | 1 | 76.0001 | 1801 | 42.08 | 57.92 | 993 | 42.08 | 0 | 87.1976 | Cooling | 14.5329 | #N/A | #N/A | #N/A | #N/A | 0 | 0 | 0 | 0 | 0 | 87.1976 | #N/A | #N/A | 88 | 57.08 | 0.70869 | 0.4323 | #N/A | 0.26958 | 0.04844% | 1 | 50% | 0% | 0% | 0% | 8.2745 | 0 | 0 | 0 | 8.2745 | #N/A
2007-03-17 02:00 | 3 | 17 | 2 | 76.0418 | 1802 | 42.08 | 59 | 992 | 42.08 | 0 | 111.8858 | Cooling | 18.6476 | #N/A | #N/A | #N/A | #N/A | 0 | 0 | 0 | 0 | 0 | 111.8858 | #N/A | #N/A | 88 | 57.08 | 0.70869 | 0.4323 | #N/A | 0.34591 | 0.06216% | 1 | 50% | 0% | 0% | 0% | 8.2745 | 0 | 0 | 0 | 8.2745 | #N/A
2007-03-17 03:00 | 3 | 17 | 3 | 76.0834 | 1803 | 39.2 | 59 | 991 | 39.2 | 0 | 132.209 | Cooling | 22.0348 | #N/A | #N/A | #N/A | #N/A | 0 | 0 | 0 | 0 | 0 | 132.209 | #N/A | #N/A | 88 | 54.2 | 0.6845 | 0.41754 | #N/A | 0.40874 | 0.07345% | 1 | 50% | 0% | 0% | 0% | 8.2745 | 0 | 0 | 0 | 8.2745 | #N/A
2007-03-17 04:00 | 3 | 17 | 4 | 76.1251 | 1804 | 39.02 | 55.94 | 990 | 39.02 | 0 | 78.4665 | Cooling | 13.0778 | #N/A | #N/A | #N/A | #N/A | 0 | 0 | 0 | 0 | 0 | 78.4665 | #N/A | #N/A | 88 | 54.02 | 0.68301 | 0.41664 | #N/A | 0.24259 | 0.04359% | 1 | 50% | 0% | 0% | 0% | 8.2745 | 0 | 0 | 0 | 8.2745 | #N/A
2007-03-17 05:00 | 3 | 17 | 5 | 76.1668 | 1805 | 39.02 | 55.04 | 990 | 39.02 | 0 | 45.7541 | Cooling | 7.6257 | #N/A | #N/A | #N/A | #N/A | 0 | 0 | 0 | 0 | 0 | 45.7541 | #N/A | #N/A | 88 | 54.02 | 0.68301 | 0.41664 | #N/A | 0.14145 | 0.02542% | 1 | 50% | 0% | 0% | 0% | 8.2745 | 0 | 0 | 0 | 8.2745 | #N/A
2007-03-17 06:00 | 3 | 17 | 6 | 76.2084 | 1806 | 33.98 | 53.96 | 989 | 33.98 | 0 | 52.0365 | Cooling | 8.6728 | #N/A | #N/A | #N/A | #N/A | 0 | 0 | 0 | 0 | 0 | 52.0365 | #N/A | #N/A | 88 | 48.98 | 0.64288 | 0.39215 | #N/A | 0.16088 | 0.02891% | 1 | 50% | 0% | 0% | 0% | 8.2745 | 0 | 0 | 0 | 8.2745 | #N/A
2007-03-17 07:00 | 3 | 17 | 7 | 76.2501 | 1807 | 33.98 | 53.96 | 988 | 33.98 | 0 | 75.2658 | Cooling | 12.5443 | #N/A | #N/A | #N/A | #N/A | 0 | 0 | 0 | 0 | 0 | 75.2658 | #N/A | #N/A | 88 | 48.98 | 0.64288 | 0.39215 | #N/A | 0.23269 | 0.04181% | 1 | 50% | 0% | 0% | 0% | 8.2745 | 0 | 0 | 0 | 8.2745 | #N/A
2007-03-17 08:00 | 3 | 17 | 8 | 76.2918 | 1808 | 33.98 | 48.92 | 988 | 33.98 | 0 | 25.4384 | Cooling | 4.2397 | #N/A | #N/A | #N/A | #N/A | 0 | 0 | 0 | 0 | 0 | 25.4384 | #N/A | #N/A | 88 | 48.98 | 0.64288 | 0.39215 | #N/A | 0.078646 | 0.01413% | 1 | 50% | 0% | 0% | 0% | 8.2745 | 0 | 0 | 0 | 8.2745 | #N/A
2007-03-17 09:00 | 3 | 17 | 9 | 76.3334 | 1809 | 46.94 | 48.92 | 988 | 46.94 | 0 | 0.012748 | Cooling | 0.0021246 | #N/A | #N/A | #N/A | #N/A | 0 | 0 | 0 | 0 | 0 | 0.012748 | #N/A | #N/A | 88 | 61.94 | 0.7515 | 0.45842 | #N/A | 3.9411e-05 | 7.082e-06% | 1 | 50% | 0% | 0% | 0% | 8.2745 | 0 | 0 | 0 | 8.2745 | #N/A
2007-03-17 10:00 | 3 | 17 | 10 | 76.3751 | 1810 | 50 | 48.92 | 989 | 50 | 0 | 0.0075968 | Cooling | 0.0012661 | #N/A | #N/A | #N/A | #N/A | 0 | 0 | 0 | 0 | 0 | 0.0075968 | #N/A | #N/A | 88 | 65 | 0.77974 | 0.47564 | #N/A | 2.3487e-05 | 4.22e-06% | 1 | 50% | 0% | 0% | 0% | 8.2745 | 0 | 0 | 0 | 8.2745 | #N/A
2007-03-17 11:00 | 3 | 17 | 11 | 76.4168 | 1811 | 50 | 48.92 | 989 | 50 | 0 | 0.0031983 | Cooling | 0.00053304 | #N/A | #N/A | #N/A | #N/A | 0 | 0 | 0 | 0 | 0 | 0.0031983 | #N/A | #N/A | 88 | 65 | 0.77974 | 0.47564 | #N/A | 9.8878e-06 | 1.777e-06% | 1 | 50% | 0% | 0% | 0% | 8.2745 | 0 | 0 | 0 | 8.2745 | #N/A
2007-03-17 12:00 | 3 | 17 | 12 | 76.4584 | 1812 | 55.04 | 48.92 | 988 | 55.04 | 0 | 0.00097382 | Cooling | 0.0001623 | #N/A | #N/A | #N/A | #N/A | 0 | 0 | 0 | 0 | 0 | 0.00097382 | #N/A | #N/A | 88 | 70.04 | 0.8284 | 0.50532 | #N/A | 3.0107e-06 | 5.41e-07% | 1 | 50% | 0% | 0% | 0% | 8.2745 | 0 | 0 | 0 | 8.2745 | #N/A
2007-03-17 13:00 | 3 | 17 | 13 | 76.5001 | 1813 | 57.92 | 48.92 | 989 | 57.92 | 0 | 0.00017866 | Cooling | 2.9777e-05 | #N/A | #N/A | #N/A | #N/A | 0 | 0 | 0 | 0 | 0 | 0.00017866 | #N/A | #N/A | 88 | 72.92 | 0.85741 | 0.52302 | #N/A | 5.5235e-07 | 9.926e-08% | 1 | 50% | 0% | 0% | 0% | 8.2745 | 0 | 0 | 0 | 8.2745 | #N/A
2007-03-17 14:00 | 3 | 17 | 14 | 76.5418 | 1814 | 59 | 48.02 | 988 | 59 | 0 | 0.0034801 | Cooling | 0.00058001 | #N/A | #N/A | #N/A | #N/A | 0 | 0 | 0 | 0 | 0 | 0.0034801 | #N/A | #N/A | 88 | 74 | 0.86852 | 0.5298 | #N/A | 1.0759e-05 | 1.933e-06% | 1 | 50% | 0% | 0% | 0% | 8.2745 | 0 | 0 | 0 | 8.2745 | #N/A
2007-03-17 15:00 | 3 | 17 | 15 | 76.5834 | 1815 | 60.08 | 48.92 | 987 | 60.08 | 0 | 0.0012129 | Cooling | 0.00020215 | #N/A | #N/A | #N/A | #N/A | 0 | 0 | 0 | 0 | 0 | 0.0012129 | #N/A | #N/A | 88 | 75.08 | 0.87975 | 0.53664 | #N/A | 3.7497e-06 | 6.738e-07% | 1 | 50% | 0% | 0% | 0% | 8.2745 | 0 | 0 | 0 | 8.2745 | #N/A
2007-03-17 16:00 | 3 | 17 | 16 | 76.6251 | 1816 | 60.98 | 48.92 | 988 | 60.98 | 0 | 0 | Cooling | 0 | #N/A | #N/A | #N/A | #N/A | 0 | 0 | 0 | 0 | 0 | 0 | #N/A | #N/A | 88 | 75.98 | 0.8892 | 0.54241 | #N/A | 0 | 0% | 1 | 50% | 0% | 0% | 0% | 8.2745 | 0 | 0 | 0 | 8.2745 | #N/A
2007-03-17 17:00 | 3 | 17 | 17 | 76.6668 | 1817 | 60.98 | 48.92 | 987 | 60.98 | 0 | 2.0131e-05 | Cooling | 3.3551e-06 | #N/A | #N/A | #N/A | #N/A | 0 | 0 | 0 | 0 | 0 | 2.0131e-05 | #N/A | #N/A | 88 | 75.98 | 0.8892 | 0.54241 | #N/A | 6.2236e-08 | 1.118e-08% | 1 | 50% | 0% | 0% | 0% | 8.2745 | 0 | 0 | 0 | 8.2745 | #N/A
2007-03-17 18:00 | 3 | 17 | 18 | 76.7084 | 1818 | 55.04 | 48.92 | 987 | 55.04 | 0 | 4.0261e-05 | Cooling | 6.7102e-06 | #N/A | #N/A | #N/A | #N/A | 0 | 0 | 0 | 0 | 0 | 4.0261e-05 | #N/A | #N/A | 88 | 70.04 | 0.8284 | 0.50532 | #N/A | 1.2447e-07 | 2.237e-08% | 1 | 50% | 0% | 0% | 0% | 8.2745 | 0 | 0 | 0 | 8.2745 | #N/A
2007-03-17 19:00 | 3 | 17 | 19 | 76.7501 | 1819 | 51.08 | 46.04 | 988 | 51.08 | 0 | 0.00044539 | Cooling | 7.4232e-05 | #N/A | #N/A | #N/A | #N/A | 0 | 0 | 0 | 0 | 0 | 0.00044539 | #N/A | #N/A | 88 | 66.08 | 0.78994 | 0.48186 | #N/A | 1.377e-06 | 2.474e-07% | 1 | 50% | 0% | 0% | 0% | 8.2745 | 0 | 0 | 0 | 8.2745 | #N/A
2007-03-17 20:00 | 3 | 17 | 20 | 76.7918 | 1820 | 51.08 | 37.94 | 989 | 51.08 | 0 | 0.073336 | Cooling | 0.012223 | #N/A | #N/A | #N/A | #N/A | 0 | 0 | 0 | 0 | 0 | 0.073336 | #N/A | #N/A | 88 | 66.08 | 0.78994 | 0.48186 | #N/A | 0.00022673 | 4.074e-05% | 1 | 50% | 0% | 0% | 0% | 8.2745 | 0 | 0 | 0 | 8.2745 | #N/A
2007-03-17 21:00 | 3 | 17 | 21 | 76.8334 | 1821 | 51.98 | 35.96 | 991 | 51.98 | 0 | 0.14671 | Cooling | 0.024452 | #N/A | #N/A | #N/A | #N/A | 0 | 0 | 0 | 0 | 0 | 0.14671 | #N/A | #N/A | 88 | 66.98 | 0.79854 | 0.48711 | #N/A | 0.00045357 | 8.151e-05% | 1 | 50% | 0% | 0% | 0% | 8.2745 | 0 | 0 | 0 | 8.2745 | #N/A
2007-03-17 22:00 | 3 | 17 | 22 | 76.8751 | 1822 | 50 | 35.96 | 991 | 50 | 0 | 0.1023 | Cooling | 0.017051 | #N/A | #N/A | #N/A | #N/A | 0 | 0 | 0 | 0 | 0 | 0.1023 | #N/A | #N/A | 88 | 65 | 0.77974 | 0.47564 | #N/A | 0.00031629 | 5.684e-05% | 1 | 50% | 0% | 0% | 0% | 8.2745 | 0 | 0 | 0 | 8.2745 | #N/A
2007-03-17 23:00 | 3 | 17 | 23 | 76.9168 | 1823 | 50 | 33.98 | 991 | 50 | 0 | 0.067151 | Cooling | 0.011192 | #N/A | #N/A | #N/A | #N/A | 0 | 0 | 0 | 0 | 0 | 0.067151 | #N/A | #N/A | 88 | 65 | 0.77974 | 0.47564 | #N/A | 0.00020761 | 3.731e-05% | 1 | 50% | 0% | 0% | 0% | 8.2745 | 0 | 0 | 0 | 8.2745 | #N/A
2007-03-18 | 3 | 18 | 0 | 76.9584 | 1824 | 50 | 33.08 | 991 | 50 | 0 | 0.022526 | Cooling | 0.0037544 | #N/A | #N/A | #N/A | #N/A | 0 | 0 | 0 | 0 | 0 | 0.022526 | #N/A | #N/A | 88 | 65 | 0.77974 | 0.47564 | #N/A | 6.9643e-05 | 1.251e-05% | 1 | 50% | 0% | 0% | 0% | 8.2745 | 0 | 0 | 0 | 8.2745 | #N/A
2007-03-18 01:00 | 3 | 18 | 1 | 77.0001 | 1825 | 51.98 | 33.08 | 991 | 51.98 | 0 | 0.050236 | Cooling | 0.0083727 | #N/A | #N/A | #N/A | #N/A | 0 | 0 | 0 | 0 | 0 | 0.050236 | #N/A | #N/A | 88 | 66.98 | 0.79854 | 0.48711 | #N/A | 0.00015531 | 2.791e-05% | 1 | 50% | 0% | 0% | 0% | 8.2745 | 0 | 0 | 0 | 8.2745 | #N/A
2007-03-18 02:00 | 3 | 18 | 2 | 77.0418 | 1826 | 51.98 | 33.98 | 992 | 51.98 | 0 | 0.04463 | Cooling | 0.0074383 | #N/A | #N/A | #N/A | #N/A | 0 | 0 | 0 | 0 | 0 | 0.04463 | #N/A | #N/A | 88 | 66.98 | 0.79854 | 0.48711 | #N/A | 0.00013798 | 2.479e-05% | 1 | 50% | 0% | 0% | 0% | 8.2745 | 0 | 0 | 0 | 8.2745 | #N/A
2007-03-18 03:00 | 3 | 18 | 3 | 77.0834 | 1827 | 51.98 | 33.98 | 991 | 51.98 | 0 | 0.034889 | Cooling | 0.0058148 | #N/A | #N/A | #N/A | #N/A | 0 | 0 | 0 | 0 | 0 | 0.034889 | #N/A | #N/A | 88 | 66.98 | 0.79854 | 0.48711 | #N/A | 0.00010786 | 1.938e-05% | 1 | 50% | 0% | 0% | 0% | 8.2745 | 0 | 0 | 0 | 8.2745 | #N/A
2007-03-18 04:00 | 3 | 18 | 4 | 77.1251 | 1828 | 50 | 35.06 | 991 | 50 | 0 | 0.021676 | Cooling | 0.0036126 | #N/A | #N/A | #N/A | #N/A | 0 | 0 | 0 | 0 | 0 | 0.021676 | #N/A | #N/A | 88 | 65 | 0.77974 | 0.47564 | #N/A | 6.7013e-05 | 1.204e-05% | 1 | 50% | 0% | 0% | 0% | 8.2745 | 0 | 0 | 0 | 8.2745 | #N/A
2007-03-18 05:00 | 3 | 18 | 5 | 77.1668 | 1829 | 50 | 35.06 | 991 | 50 | 0 | 0.0075389 | Cooling | 0.0012565 | #N/A | #N/A | #N/A | #N/A | 0 | 0 | 0 | 0 | 0 | 0.0075389 | #N/A | #N/A | 88 | 65 | 0.77974 | 0.47564 | #N/A | 2.3308e-05 | 4.188e-06% | 1 | 50% | 0% | 0% | 0% | 8.2745 | 0 | 0 | 0 | 8.2745 | #N/A
2007-03-18 06:00 | 3 | 18 | 6 | 77.2084 | 1830 | 51.98 | 33.08 | 991 | 51.98 | 0 | 0.050581 | Cooling | 0.0084301 | #N/A | #N/A | #N/A | #N/A | 0 | 0 | 0 | 0 | 0 | 0.050581 | #N/A | #N/A | 88 | 66.98 | 0.79854 | 0.48711 | #N/A | 0.00015638 | 2.81e-05% | 1 | 50% | 0% | 0% | 0% | 8.2745 | 0 | 0 | 0 | 8.2745 | #N/A
2007-03-18 07:00 | 3 | 18 | 7 | 77.2501 | 1831 | 51.98 | 32 | 992 | 51.98 | 107.78 | 0 | Heating | 14.3707 | #N/A | #N/A | #N/A | #N/A | 107.78 | #N/A | #N/A | 4.7043 | #N/A | 0 | 0 | 0 | 0 | 0 | 0 | 0 | 0 | 0 | 0.0479% | 1 | 50% | 0% | 0% | 0% | 8.2745 | 0 | 0 | 0 | 8.2745 | #N/A
2007-03-18 08:00 | 3 | 18 | 8 | 77.2918 | 1832 | 51.98 | 30.02 | 992 | 51.98 | 11.9902 | 0 | Heating | 1.5987 | #N/A | #N/A | #N/A | #N/A | 11.9902 | #N/A | #N/A | 4.7043 | #N/A | 0 | 0 | 0 | 0 | 0 | 0 | 0 | 0 | 0 | 0.005329% | 1 | 50% | 0% | 0% | 0% | 8.2745 | 0 | 0 | 0 | 8.2745 | #N/A
2007-03-18 09:00 | 3 | 18 | 9 | 77.3334 | 1833 | 53.96 | 33.98 | 993 | 53.96 | 0 | 0.15155 | Cooling | 0.025258 | #N/A | #N/A | #N/A | #N/A | 0 | 0 | 0 | 0 | 0 | 0.15155 | #N/A | #N/A | 88 | 68.96 | 0.81775 | 0.49883 | #N/A | 0.00046852 | 8.419e-05% | 1 | 50% | 0% | 0% | 0% | 8.2745 | 0 | 0 | 0 | 8.2745 | #N/A
2007-03-18 10:00 | 3 | 18 | 10 | 77.3751 | 1834 | 57.92 | 33.98 | 994 | 57.92 | 0 | 0.14066 | Cooling | 0.023443 | #N/A | #N/A | #N/A | #N/A | 0 | 0 | 0 | 0 | 0 | 0.14066 | #N/A | #N/A | 88 | 72.92 | 0.85741 | 0.52302 | #N/A | 0.00043486 | 7.814e-05% | 1 | 50% | 0% | 0% | 0% | 8.2745 | 0 | 0 | 0 | 8.2745 | #N/A
2007-03-18 11:00 | 3 | 18 | 11 | 77.4168 | 1835 | 57.92 | 30.92 | 994 | 57.92 | 0 | 0.84655 | Cooling | 0.14109 | #N/A | #N/A | #N/A | #N/A | 0 | 0 | 0 | 0 | 0 | 0.84655 | #N/A | #N/A | 88 | 72.92 | 0.85741 | 0.52302 | #N/A | 0.0026172 | 0.0004703% | 1 | 50% | 0% | 0% | 0% | 8.2745 | 0 | 0 | 0 | 8.2745 | #N/A
2007-03-18 12:00 | 3 | 18 | 12 | 77.4584 | 1836 | 60.08 | 26.96 | 995 | 60.08 | 0 | 1.1718 | Cooling | 0.1953 | #N/A | #N/A | #N/A | #N/A | 0 | 0 | 0 | 0 | 0 | 1.1718 | #N/A | #N/A | 88 | 75.08 | 0.87975 | 0.53664 | #N/A | 0.0036228 | 0.000651% | 1 | 50% | 0% | 0% | 0% | 8.2745 | 0 | 0 | 0 | 8.2745 | #N/A
2007-03-18 13:00 | 3 | 18 | 13 | 77.5001 | 1837 | 60.98 | 28.04 | 996 | 60.98 | 0 | 0.75885 | Cooling | 0.12648 | #N/A | #N/A | #N/A | #N/A | 0 | 0 | 0 | 0 | 0 | 0.75885 | #N/A | #N/A | 88 | 75.98 | 0.8892 | 0.54241 | #N/A | 0.0023461 | 0.0004216% | 1 | 50% | 0% | 0% | 0% | 8.2745 | 0 | 0 | 0 | 8.2745 | #N/A
2007-03-18 14:00 | 3 | 18 | 14 | 77.5418 | 1838 | 60.98 | 33.98 | 997 | 60.98 | 0 | 0.57385 | Cooling | 0.095642 | #N/A | #N/A | #N/A | #N/A | 0 | 0 | 0 | 0 | 0 | 0.57385 | #N/A | #N/A | 88 | 75.98 | 0.8892 | 0.54241 | #N/A | 0.0017741 | 0.0003188% | 1 | 50% | 0% | 0% | 0% | 8.2745 | 0 | 0 | 0 | 8.2745 | #N/A
2007-03-18 15:00 | 3 | 18 | 15 | 77.5834 | 1839 | 60.08 | 30.92 | 998 | 60.08 | 0 | 0.81474 | Cooling | 0.13579 | #N/A | #N/A | #N/A | #N/A | 0 | 0 | 0 | 0 | 0 | 0.81474 | #N/A | #N/A | 88 | 75.08 | 0.87975 | 0.53664 | #N/A | 0.0025189 | 0.0004526% | 1 | 50% | 0% | 0% | 0% | 8.2745 | 0 | 0 | 0 | 8.2745 | #N/A
2007-03-18 16:00 | 3 | 18 | 16 | 77.6251 | 1840 | 57.92 | 26.06 | 999 | 57.92 | 0 | 1.2861 | Cooling | 0.21435 | #N/A | #N/A | #N/A | #N/A | 0 | 0 | 0 | 0 | 0 | 1.2861 | #N/A | #N/A | 88 | 72.92 | 0.85741 | 0.52302 | #N/A | 0.0039761 | 0.0007145% | 1 | 50% | 0% | 0% | 0% | 8.2745 | 0 | 0 | 0 | 8.2745 | #N/A
2007-03-18 17:00 | 3 | 18 | 17 | 77.6668 | 1841 | 57.92 | 23 | 1000 | 57.92 | 0 | 0.24442 | Cooling | 0.040737 | #N/A | #N/A | #N/A | #N/A | 0 | 0 | 0 | 0 | 0 | 0.24442 | #N/A | #N/A | 88 | 72.92 | 0.85741 | 0.52302 | #N/A | 0.00075567 | 0.0001358% | 1 | 50% | 0% | 0% | 0% | 8.2745 | 0 | 0 | 0 | 8.2745 | #N/A
2007-03-18 18:00 | 3 | 18 | 18 | 77.7084 | 1842 | 53.06 | 23 | 1001 | 53.06 | 0 | 0.19422 | Cooling | 0.03237 | #N/A | #N/A | #N/A | #N/A | 0 | 0 | 0 | 0 | 0 | 0.19422 | #N/A | #N/A | 88 | 68.06 | 0.80896 | 0.49347 | #N/A | 0.00060045 | 0.0001079% | 1 | 50% | 0% | 0% | 0% | 8.2745 | 0 | 0 | 0 | 8.2745 | #N/A
2007-03-18 19:00 | 3 | 18 | 19 | 77.7501 | 1843 | 51.08 | 23 | 1002 | 51.08 | 0 | 0.71396 | Cooling | 0.11899 | #N/A | #N/A | #N/A | #N/A | 0 | 0 | 0 | 0 | 0 | 0.71396 | #N/A | #N/A | 88 | 66.08 | 0.78994 | 0.48186 | #N/A | 0.0022073 | 0.0003966% | 1 | 50% | 0% | 0% | 0% | 8.2745 | 0 | 0 | 0 | 8.2745 | #N/A
2007-03-18 20:00 | 3 | 18 | 20 | 77.7918 | 1844 | 51.08 | 24.08 | 1003 | 51.08 | 2.0623 | 0 | Heating | 0.27498 | #N/A | #N/A | #N/A | #N/A | 2.0623 | #N/A | #N/A | 4.6159 | #N/A | 0 | 0 | 0 | 0 | 0 | 0 | 0 | 0 | 0 | 0.0009166% | 1 | 50% | 0% | 0% | 0% | 8.2745 | 0 | 0 | 0 | 8.2745 | #N/A
2007-03-18 21:00 | 3 | 18 | 21 | 77.8334 | 1845 | 46.04 | 21.92 | 1004 | 46.04 | 9.9714 | 0 | Heating | 1.3295 | #N/A | #N/A | #N/A | #N/A | 9.9714 | #N/A | #N/A | 4.1705 | #N/A | 0 | 0 | 0 | 0 | 0 | 0 | 0 | 0 | 0 | 0.004432% | 1 | 50% | 0% | 0% | 0% | 8.2745 | 0 | 0 | 0 | 8.2745 | #N/A
2007-03-18 22:00 | 3 | 18 | 22 | 77.8751 | 1846 | 44.96 | 19.94 | 1005 | 44.96 | 15.1419 | 0 | Heating | 2.0189 | #N/A | #N/A | #N/A | #N/A | 15.1419 | #N/A | #N/A | 4.0856 | #N/A | 0 | 0 | 0 | 0 | 0 | 0 | 0 | 0 | 0 | 0.00673% | 1 | 50% | 0% | 0% | 0% | 8.2745 | 0 | 0 | 0 | 8.2745 | #N/A
2007-03-18 23:00 | 3 | 18 | 23 | 77.9168 | 1847 | 44.96 | 19.94 | 1005 | 44.96 | 0 | 0 | Cooling | 0 | #N/A | #N/A | #N/A | #N/A | 0 | 0 | 0 | 0 | 0 | 0 | #N/A | #N/A | 88 | 59.96 | 0.73376 | 0.44759 | #N/A | 0 | 0% | 1 | 50% | 0% | 0% | 0% | 8.2745 | 0 | 0 | 0 | 8.2745 | #N/A
2007-03-19 | 3 | 19 | 0 | 77.9584 | 1848 | 44.06 | 21.02 | 1005 | 44.06 | 0 | 0 | Cooling | 0 | #N/A | #N/A | #N/A | #N/A | 0 | 0 | 0 | 0 | 0 | 0 | #N/A | #N/A | 88 | 59.06 | 0.72583 | 0.44276 | #N/A | 0 | 0% | 1 | 50% | 0% | 0% | 0% | 8.2745 | 0 | 0 | 0 | 8.2745 | #N/A
2007-03-19 01:00 | 3 | 19 | 1 | 78.0001 | 1849 | 44.96 | 24.08 | 1006 | 44.96 | 0 | 0 | Cooling | 0 | #N/A | #N/A | #N/A | #N/A | 0 | 0 | 0 | 0 | 0 | 0 | #N/A | #N/A | 88 | 59.96 | 0.73376 | 0.44759 | #N/A | 0 | 0% | 1 | 50% | 0% | 0% | 0% | 8.2745 | 0 | 0 | 0 | 8.2745 | #N/A
2007-03-19 02:00 | 3 | 19 | 2 | 78.0418 | 1850 | 44.96 | 24.08 | 1006 | 44.96 | 0 | 0 | Cooling | 0 | #N/A | #N/A | #N/A | #N/A | 0 | 0 | 0 | 0 | 0 | 0 | #N/A | #N/A | 88 | 59.96 | 0.73376 | 0.44759 | #N/A | 0 | 0% | 1 | 50% | 0% | 0% | 0% | 8.2745 | 0 | 0 | 0 | 8.2745 | #N/A
2007-03-19 03:00 | 3 | 19 | 3 | 78.0834 | 1851 | 42.08 | 24.08 | 1006 | 42.08 | 0 | 0 | Cooling | 0 | #N/A | #N/A | #N/A | #N/A | 0 | 0 | 0 | 0 | 0 | 0 | #N/A | #N/A | 88 | 57.08 | 0.70869 | 0.4323 | #N/A | 0 | 0% | 1 | 50% | 0% | 0% | 0% | 8.2745 | 0 | 0 | 0 | 8.2745 | #N/A
2007-03-19 04:00 | 3 | 19 | 4 | 78.1251 | 1852 | 39.92 | 24.08 | 1006 | 39.92 | 0 | 0 | Cooling | 0 | #N/A | #N/A | #N/A | #N/A | 0 | 0 | 0 | 0 | 0 | 0 | #N/A | #N/A | 88 | 54.92 | 0.69046 | 0.42118 | #N/A | 0 | 0% | 1 | 50% | 0% | 0% | 0% | 8.2745 | 0 | 0 | 0 | 8.2745 | #N/A
2007-03-19 05:00 | 3 | 19 | 5 | 78.1668 | 1853 | 39.92 | 26.06 | 1006 | 39.92 | 0 | 0 | Cooling | 0 | #N/A | #N/A | #N/A | #N/A | 0 | 0 | 0 | 0 | 0 | 0 | #N/A | #N/A | 88 | 54.92 | 0.69046 | 0.42118 | #N/A | 0 | 0% | 1 | 50% | 0% | 0% | 0% | 8.2745 | 0 | 0 | 0 | 8.2745 | #N/A
2007-03-19 06:00 | 3 | 19 | 6 | 78.2084 | 1854 | 39.02 | 24.98 | 1006 | 39.02 | 2.8334 | 0 | Heating | 0.37778 | #N/A | #N/A | #N/A | #N/A | 2.8334 | #N/A | #N/A | 3.6785 | #N/A | 0 | 0 | 0 | 0 | 0 | 0 | 0 | 0 | 0 | 0.001259% | 1 | 50% | 0% | 0% | 0% | 8.2745 | 0 | 0 | 0 | 8.2745 | #N/A
2007-03-19 07:00 | 3 | 19 | 7 | 78.2501 | 1855 | 37.94 | 26.06 | 1006 | 37.94 | 404.461 | 0 | Heating | 53.9281 | #N/A | #N/A | #N/A | #N/A | 404.461 | #N/A | #N/A | 3.6146 | #N/A | 0 | 0 | 0 | 0 | 0 | 0 | 0 | 0 | 0 | 0.1798% | 1 | 50% | 0% | 0% | 0% | 8.2745 | 0 | 0 | 0 | 8.2745 | #N/A
2007-03-19 08:00 | 3 | 19 | 8 | 78.2918 | 1856 | 37.94 | 26.06 | 1006 | 37.94 | 88.8712 | 0 | Heating | 11.8495 | #N/A | #N/A | #N/A | #N/A | 88.8712 | #N/A | #N/A | 3.6146 | #N/A | 0 | 0 | 0 | 0 | 0 | 0 | 0 | 0 | 0 | 0.0395% | 1 | 50% | 0% | 0% | 0% | 8.2745 | 0 | 0 | 0 | 8.2745 | #N/A
2007-03-19 09:00 | 3 | 19 | 9 | 78.3334 | 1857 | 37.4 | 26.06 | 1006 | 37.4 | 3.3101 | 0 | Heating | 0.44134 | #N/A | #N/A | #N/A | #N/A | 3.3101 | #N/A | #N/A | 3.5838 | #N/A | 0 | 0 | 0 | 0 | 0 | 0 | 0 | 0 | 0 | 0.001471% | 1 | 50% | 0% | 0% | 0% | 8.2745 | 0 | 0 | 0 | 8.2745 | #N/A
2007-03-19 10:00 | 3 | 19 | 10 | 78.3751 | 1858 | 35.6 | 24.98 | 1006 | 35.6 | 0.23755 | 0 | Heating | 0.031674 | #N/A | #N/A | #N/A | #N/A | 0.23755 | #N/A | #N/A | 3.4863 | #N/A | 0 | 0 | 0 | 0 | 0 | 0 | 0 | 0 | 0 | 0.0001056% | 1 | 50% | 0% | 0% | 0% | 8.2745 | 0 | 0 | 0 | 8.2745 | #N/A
2007-03-19 11:00 | 3 | 19 | 11 | 78.4168 | 1859 | 35.96 | 28.94 | 1007 | 35.96 | 0.35641 | 0 | Heating | 0.047521 | #N/A | #N/A | #N/A | #N/A | 0.35641 | #N/A | #N/A | 3.5052 | #N/A | 0 | 0 | 0 | 0 | 0 | 0 | 0 | 0 | 0 | 0.0001584% | 1 | 50% | 0% | 0% | 0% | 8.2745 | 0 | 0 | 0 | 8.2745 | #N/A
2007-03-19 12:00 | 3 | 19 | 12 | 78.4584 | 1860 | 39.92 | 35.96 | 1007 | 39.92 | 1.3914 | 0 | Heating | 0.18552 | #N/A | #N/A | #N/A | #N/A | 1.3914 | #N/A | #N/A | 3.7339 | #N/A | 0 | 0 | 0 | 0 | 0 | 0 | 0 | 0 | 0 | 0.0006184% | 1 | 50% | 0% | 0% | 0% | 8.2745 | 0 | 0 | 0 | 8.2745 | #N/A
2007-03-19 13:00 | 3 | 19 | 13 | 78.5001 | 1861 | 42.08 | 35.96 | 1007 | 42.08 | 4.6336 | 0 | Heating | 0.61782 | #N/A | #N/A | #N/A | #N/A | 4.6336 | #N/A | #N/A | 3.8759 | #N/A | 0 | 0 | 0 | 0 | 0 | 0 | 0 | 0 | 0 | 0.002059% | 1 | 50% | 0% | 0% | 0% | 8.2745 | 0 | 0 | 0 | 8.2745 | #N/A
2007-03-19 14:00 | 3 | 19 | 14 | 78.5418 | 1862 | 42.08 | 37.04 | 1006 | 42.08 | 0 | 0.082221 | Cooling | 0.013704 | #N/A | #N/A | #N/A | #N/A | 0 | 0 | 0 | 0 | 0 | 0.082221 | #N/A | #N/A | 88 | 57.08 | 0.70869 | 0.4323 | #N/A | 0.0002542 | 4.568e-05% | 1 | 50% | 0% | 0% | 0% | 8.2745 | 0 | 0 | 0 | 8.2745 | #N/A
2007-03-19 15:00 | 3 | 19 | 15 | 78.5834 | 1863 | 44.96 | 35.96 | 1006 | 44.96 | 0 | 0.5144 | Cooling | 0.085733 | #N/A | #N/A | #N/A | #N/A | 0 | 0 | 0 | 0 | 0 | 0.5144 | #N/A | #N/A | 88 | 59.96 | 0.73376 | 0.44759 | #N/A | 0.0015903 | 0.0002858% | 1 | 50% | 0% | 0% | 0% | 8.2745 | 0 | 0 | 0 | 8.2745 | #N/A
2007-03-19 16:00 | 3 | 19 | 16 | 78.6251 | 1864 | 44.06 | 35.96 | 1006 | 44.06 | 0 | 0.64831 | Cooling | 0.10805 | #N/A | #N/A | #N/A | #N/A | 0 | 0 | 0 | 0 | 0 | 0.64831 | #N/A | #N/A | 88 | 59.06 | 0.72583 | 0.44276 | #N/A | 0.0020043 | 0.0003602% | 1 | 50% | 0% | 0% | 0% | 8.2745 | 0 | 0 | 0 | 8.2745 | #N/A
2007-03-19 17:00 | 3 | 19 | 17 | 78.6668 | 1865 | 44.06 | 37.94 | 1006 | 44.06 | 0 | 0.61902 | Cooling | 0.10317 | #N/A | #N/A | #N/A | #N/A | 0 | 0 | 0 | 0 | 0 | 0.61902 | #N/A | #N/A | 88 | 59.06 | 0.72583 | 0.44276 | #N/A | 0.0019138 | 0.0003439% | 1 | 50% | 0% | 0% | 0% | 8.2745 | 0 | 0 | 0 | 8.2745 | #N/A
2007-03-19 18:00 | 3 | 19 | 18 | 78.7084 | 1866 | 39.92 | 37.94 | 1006 | 39.92 | 0 | 0.62669 | Cooling | 0.10445 | #N/A | #N/A | #N/A | #N/A | 0 | 0 | 0 | 0 | 0 | 0.62669 | #N/A | #N/A | 88 | 54.92 | 0.69046 | 0.42118 | #N/A | 0.0019375 | 0.0003482% | 1 | 50% | 0% | 0% | 0% | 8.2745 | 0 | 0 | 0 | 8.2745 | #N/A
2007-03-19 19:00 | 3 | 19 | 19 | 78.7501 | 1867 | 37.94 | 37.94 | 1006 | 37.94 | 4.0717 | 0 | Heating | 0.54289 | #N/A | #N/A | #N/A | #N/A | 4.0717 | #N/A | #N/A | 3.6146 | #N/A | 0 | 0 | 0 | 0 | 0 | 0 | 0 | 0 | 0 | 0.00181% | 1 | 50% | 0% | 0% | 0% | 8.2745 | 0 | 0 | 0 | 8.2745 | #N/A
2007-03-19 20:00 | 3 | 19 | 20 | 78.7918 | 1868 | 37.94 | 37.94 | 1007 | 37.94 | 8.0642 | 0 | Heating | 1.0752 | #N/A | #N/A | #N/A | #N/A | 8.0642 | #N/A | #N/A | 3.6146 | #N/A | 0 | 0 | 0 | 0 | 0 | 0 | 0 | 0 | 0 | 0.003584% | 1 | 50% | 0% | 0% | 0% | 8.2745 | 0 | 0 | 0 | 8.2745 | #N/A
2007-03-19 21:00 | 3 | 19 | 21 | 78.8334 | 1869 | 32 | 37.94 | 1007 | 32 | 13.9983 | 0 | Heating | 1.8664 | #N/A | #N/A | #N/A | #N/A | 13.9983 | #N/A | #N/A | 3.3135 | #N/A | 0 | 0 | 0 | 0 | 0 | 0 | 0 | 0 | 0 | 0.006221% | 1 | 50% | 0% | 0% | 0% | 8.2745 | 0 | 0 | 0 | 8.2745 | #N/A
2007-03-19 22:00 | 3 | 19 | 22 | 78.8751 | 1870 | 30.92 | 37.04 | 1007 | 30.92 | 19.7885 | 0 | Heating | 2.6385 | #N/A | #N/A | #N/A | #N/A | 19.7885 | #N/A | #N/A | 3.2671 | #N/A | 0 | 0 | 0 | 0 | 0 | 0 | 0 | 0 | 0 | 0.008795% | 1 | 50% | 0% | 0% | 0% | 8.2745 | 0 | 0 | 0 | 8.2745 | #N/A
2007-03-19 23:00 | 3 | 19 | 23 | 78.9168 | 1871 | 30.92 | 37.94 | 1006 | 30.92 | 0 | 0 | Cooling | 0 | #N/A | #N/A | #N/A | #N/A | 0 | 0 | 0 | 0 | 0 | 0 | #N/A | #N/A | 88 | 45.92 | 0.61982 | 0.37809 | #N/A | 0 | 0% | 1 | 50% | 0% | 0% | 0% | 8.2745 | 0 | 0 | 0 | 8.2745 | #N/A
2007-03-20 | 3 | 20 | 0 | 78.9584 | 1872 | 28.94 | 37.04 | 1006 | 28.94 | 0 | 0 | Cooling | 0 | #N/A | #N/A | #N/A | #N/A | 0 | 0 | 0 | 0 | 0 | 0 | #N/A | #N/A | 88 | 43.94 | 0.60542 | 0.36931 | #N/A | 0 | 0% | 1 | 50% | 0% | 0% | 0% | 8.2745 | 0 | 0 | 0 | 8.2745 | #N/A
2007-03-20 01:00 | 3 | 20 | 1 | 79.0001 | 1873 | 28.94 | 37.94 | 1006 | 28.94 | 0 | 0 | Cooling | 0 | #N/A | #N/A | #N/A | #N/A | 0 | 0 | 0 | 0 | 0 | 0 | #N/A | #N/A | 88 | 43.94 | 0.60542 | 0.36931 | #N/A | 0 | 0% | 1 | 50% | 0% | 0% | 0% | 8.2745 | 0 | 0 | 0 | 8.2745 | #N/A
2007-03-20 02:00 | 3 | 20 | 2 | 79.0418 | 1874 | 28.94 | 33.98 | 1006 | 28.94 | 0 | 0 | Cooling | 0 | #N/A | #N/A | #N/A | #N/A | 0 | 0 | 0 | 0 | 0 | 0 | #N/A | #N/A | 88 | 43.94 | 0.60542 | 0.36931 | #N/A | 0 | 0% | 1 | 50% | 0% | 0% | 0% | 8.2745 | 0 | 0 | 0 | 8.2745 | #N/A
2007-03-20 03:00 | 3 | 20 | 3 | 79.0834 | 1875 | 26.06 | 33.08 | 1006 | 26.06 | 0 | 0 | Cooling | 0 | #N/A | #N/A | #N/A | #N/A | 0 | 0 | 0 | 0 | 0 | 0 | #N/A | #N/A | 88 | 41.06 | 0.58522 | 0.35699 | #N/A | 0 | 0% | 1 | 50% | 0% | 0% | 0% | 8.2745 | 0 | 0 | 0 | 8.2745 | #N/A
2007-03-20 04:00 | 3 | 20 | 4 | 79.1251 | 1876 | 24.08 | 32 | 1006 | 24.08 | 0.75715 | 0 | Heating | 0.10095 | #N/A | #N/A | #N/A | #N/A | 0.75715 | #N/A | #N/A | 3.0238 | #N/A | 0 | 0 | 0 | 0 | 0 | 0 | 0 | 0 | 0 | 0.0003365% | 1 | 50% | 0% | 0% | 0% | 8.2745 | 0 | 0 | 0 | 8.2745 | #N/A
2007-03-20 05:00 | 3 | 20 | 5 | 79.1668 | 1877 | 24.08 | 30.92 | 1006 | 24.08 | 5.5855 | 0 | Heating | 0.74474 | #N/A | #N/A | #N/A | #N/A | 5.5855 | #N/A | #N/A | 3.0238 | #N/A | 0 | 0 | 0 | 0 | 0 | 0 | 0 | 0 | 0 | 0.002482% | 1 | 50% | 0% | 0% | 0% | 8.2745 | 0 | 0 | 0 | 8.2745 | #N/A
2007-03-20 06:00 | 3 | 20 | 6 | 79.2084 | 1878 | 21.92 | 28.94 | 1006 | 21.92 | 9.3866 | 0 | Heating | 1.2515 | #N/A | #N/A | #N/A | #N/A | 9.3866 | #N/A | #N/A | 2.9629 | #N/A | 0 | 0 | 0 | 0 | 0 | 0 | 0 | 0 | 0 | 0.004172% | 1 | 50% | 0% | 0% | 0% | 8.2745 | 0 | 0 | 0 | 8.2745 | #N/A
2007-03-20 07:00 | 3 | 20 | 7 | 79.2501 | 1879 | 24.08 | 28.94 | 1006 | 24.08 | 499.0511 | 0 | Heating | 66.5402 | #N/A | #N/A | #N/A | #N/A | 499.0511 | #N/A | #N/A | 3.0238 | #N/A | 0 | 0 | 0 | 0 | 0 | 0 | 0 | 0 | 0 | 0.2218% | 1 | 50% | 0% | 0% | 0% | 8.2745 | 0 | 0 | 0 | 8.2745 | #N/A
2007-03-20 08:00 | 3 | 20 | 8 | 79.2918 | 1880 | 24.08 | 28.94 | 1005 | 24.08 | 270.6995 | 0 | Heating | 36.0933 | #N/A | #N/A | #N/A | #N/A | 270.6995 | #N/A | #N/A | 3.0238 | #N/A | 0 | 0 | 0 | 0 | 0 | 0 | 0 | 0 | 0 | 0.1203% | 1 | 50% | 0% | 0% | 0% | 8.2745 | 0 | 0 | 0 | 8.2745 | #N/A
2007-03-20 09:00 | 3 | 20 | 9 | 79.3334 | 1881 | 33.08 | 30.02 | 1005 | 33.08 | 31.0245 | 0 | Heating | 4.1366 | #N/A | #N/A | #N/A | #N/A | 31.0245 | #N/A | #N/A | 3.3624 | #N/A | 0 | 0 | 0 | 0 | 0 | 0 | 0 | 0 | 0 | 0.01379% | 1 | 50% | 0% | 0% | 0% | 8.2745 | 0 | 0 | 0 | 8.2745 | #N/A
2007-03-20 10:00 | 3 | 20 | 10 | 79.3751 | 1882 | 37.04 | 30.92 | 1005 | 37.04 | 19.9272 | 0 | Heating | 2.657 | #N/A | #N/A | #N/A | #N/A | 19.9272 | #N/A | #N/A | 3.5637 | #N/A | 0 | 0 | 0 | 0 | 0 | 0 | 0 | 0 | 0 | 0.008857% | 1 | 50% | 0% | 0% | 0% | 8.2745 | 0 | 0 | 0 | 8.2745 | #N/A
2007-03-20 11:00 | 3 | 20 | 11 | 79.4168 | 1883 | 37.04 | 32 | 1005 | 37.04 | 20.6701 | 0 | Heating | 2.756 | #N/A | #N/A | #N/A | #N/A | 20.6701 | #N/A | #N/A | 3.5637 | #N/A | 0 | 0 | 0 | 0 | 0 | 0 | 0 | 0 | 0 | 0.009187% | 1 | 50% | 0% | 0% | 0% | 8.2745 | 0 | 0 | 0 | 8.2745 | #N/A
2007-03-20 12:00 | 3 | 20 | 12 | 79.4584 | 1884 | 39.02 | 32 | 1004 | 39.02 | 16.6967 | 0 | Heating | 2.2262 | #N/A | #N/A | #N/A | #N/A | 16.6967 | #N/A | #N/A | 3.6785 | #N/A | 0 | 0 | 0 | 0 | 0 | 0 | 0 | 0 | 0 | 0.007421% | 1 | 50% | 0% | 0% | 0% | 8.2745 | 0 | 0 | 0 | 8.2745 | #N/A
2007-03-20 13:00 | 3 | 20 | 13 | 79.5001 | 1885 | 39.92 | 33.08 | 1003 | 39.92 | 17.0745 | 0 | Heating | 2.2766 | #N/A | #N/A | #N/A | #N/A | 17.0745 | #N/A | #N/A | 3.7339 | #N/A | 0 | 0 | 0 | 0 | 0 | 0 | 0 | 0 | 0 | 0.007589% | 1 | 50% | 0% | 0% | 0% | 8.2745 | 0 | 0 | 0 | 8.2745 | #N/A
2007-03-20 14:00 | 3 | 20 | 14 | 79.5418 | 1886 | 39.92 | 33.08 | 1002 | 39.92 | 9.774 | 0 | Heating | 1.3032 | #N/A | #N/A | #N/A | #N/A | 9.774 | #N/A | #N/A | 3.7339 | #N/A | 0 | 0 | 0 | 0 | 0 | 0 | 0 | 0 | 0 | 0.004344% | 1 | 50% | 0% | 0% | 0% | 8.2745 | 0 | 0 | 0 | 8.2745 | #N/A
2007-03-20 15:00 | 3 | 20 | 15 | 79.5834 | 1887 | 44.06 | 32 | 1002 | 44.06 | 8.8215 | 0 | Heating | 1.1762 | #N/A | #N/A | #N/A | #N/A | 8.8215 | #N/A | #N/A | 4.0174 | #N/A | 0 | 0 | 0 | 0 | 0 | 0 | 0 | 0 | 0 | 0.003921% | 1 | 50% | 0% | 0% | 0% | 8.2745 | 0 | 0 | 0 | 8.2745 | #N/A
2007-03-20 16:00 | 3 | 20 | 16 | 79.6251 | 1888 | 44.96 | 33.08 | 1002 | 44.96 | 9.1839 | 0 | Heating | 1.2245 | #N/A | #N/A | #N/A | #N/A | 9.1839 | #N/A | #N/A | 4.0856 | #N/A | 0 | 0 | 0 | 0 | 0 | 0 | 0 | 0 | 0 | 0.004082% | 1 | 50% | 0% | 0% | 0% | 8.2745 | 0 | 0 | 0 | 8.2745 | #N/A
2007-03-20 17:00 | 3 | 20 | 17 | 79.6668 | 1889 | 44.96 | 33.08 | 1002 | 44.96 | 6.4952 | 0 | Heating | 0.86602 | #N/A | #N/A | #N/A | #N/A | 6.4952 | #N/A | #N/A | 4.0856 | #N/A | 0 | 0 | 0 | 0 | 0 | 0 | 0 | 0 | 0 | 0.002887% | 1 | 50% | 0% | 0% | 0% | 8.2745 | 0 | 0 | 0 | 8.2745 | #N/A
2007-03-20 18:00 | 3 | 20 | 18 | 79.7084 | 1890 | 41 | 33.08 | 1001 | 41 | 11.3024 | 0 | Heating | 1.507 | #N/A | #N/A | #N/A | #N/A | 11.3024 | #N/A | #N/A | 3.8033 | #N/A | 0 | 0 | 0 | 0 | 0 | 0 | 0 | 0 | 0 | 0.005023% | 1 | 50% | 0% | 0% | 0% | 8.2745 | 0 | 0 | 0 | 8.2745 | #N/A
2007-03-20 19:00 | 3 | 20 | 19 | 79.7501 | 1891 | 41 | 33.08 | 1002 | 41 | 20.6069 | 0 | Heating | 2.7476 | #N/A | #N/A | #N/A | #N/A | 20.6069 | #N/A | #N/A | 3.8033 | #N/A | 0 | 0 | 0 | 0 | 0 | 0 | 0 | 0 | 0 | 0.009159% | 1 | 50% | 0% | 0% | 0% | 8.2745 | 0 | 0 | 0 | 8.2745 | #N/A
2007-03-20 20:00 | 3 | 20 | 20 | 79.7918 | 1892 | 41 | 33.08 | 1002 | 41 | 39.868 | 0 | Heating | 5.3157 | #N/A | #N/A | #N/A | #N/A | 39.868 | #N/A | #N/A | 3.8033 | #N/A | 0 | 0 | 0 | 0 | 0 | 0 | 0 | 0 | 0 | 0.01772% | 1 | 50% | 0% | 0% | 0% | 8.2745 | 0 | 0 | 0 | 8.2745 | #N/A
2007-03-20 21:00 | 3 | 20 | 21 | 79.8334 | 1893 | 37.04 | 33.08 | 1002 | 37.04 | 104.2143 | 0 | Heating | 13.8952 | #N/A | #N/A | #N/A | #N/A | 104.2143 | #N/A | #N/A | 3.5637 | #N/A | 0 | 0 | 0 | 0 | 0 | 0 | 0 | 0 | 0 | 0.04632% | 1 | 50% | 0% | 0% | 0% | 8.2745 | 0 | 0 | 0 | 8.2745 | #N/A
2007-03-20 22:00 | 3 | 20 | 22 | 79.8751 | 1894 | 37.04 | 33.08 | 1001 | 37.04 | 137.506 | 0 | Heating | 18.3341 | #N/A | #N/A | #N/A | #N/A | 137.506 | #N/A | #N/A | 3.5637 | #N/A | 0 | 0 | 0 | 0 | 0 | 0 | 0 | 0 | 0 | 0.06111% | 1 | 50% | 0% | 0% | 0% | 8.2745 | 0 | 0 | 0 | 8.2745 | #N/A
2007-03-20 23:00 | 3 | 20 | 23 | 79.9168 | 1895 | 37.04 | 30.92 | 1001 | 37.04 | 0 | 0 | Cooling | 0 | #N/A | #N/A | #N/A | #N/A | 0 | 0 | 0 | 0 | 0 | 0 | #N/A | #N/A | 88 | 52.04 | 0.66692 | 0.40682 | #N/A | 0 | 0% | 1 | 50% | 0% | 0% | 0% | 8.2745 | 0 | 0 | 0 | 8.2745 | #N/A
2007-03-21 | 3 | 21 | 0 | 79.9584 | 1896 | 39.02 | 30.02 | 1001 | 39.02 | 0 | 0 | Cooling | 0 | #N/A | #N/A | #N/A | #N/A | 0 | 0 | 0 | 0 | 0 | 0 | #N/A | #N/A | 88 | 54.02 | 0.68301 | 0.41664 | #N/A | 0 | 0% | 1 | 50% | 0% | 0% | 0% | 8.2745 | 0 | 0 | 0 | 8.2745 | #N/A
2007-03-21 01:00 | 3 | 21 | 1 | 80.0001 | 1897 | 39.92 | 28.04 | 1001 | 39.92 | 0.41492 | 0 | Heating | 0.055322 | #N/A | #N/A | #N/A | #N/A | 0.41492 | #N/A | #N/A | 3.7339 | #N/A | 0 | 0 | 0 | 0 | 0 | 0 | 0 | 0 | 0 | 0.0001844% | 1 | 50% | 0% | 0% | 0% | 8.2745 | 0 | 0 | 0 | 8.2745 | #N/A
2007-03-21 02:00 | 3 | 21 | 2 | 80.0418 | 1898 | 39.92 | 26.06 | 1001 | 39.92 | 5.2809 | 0 | Heating | 0.70412 | #N/A | #N/A | #N/A | #N/A | 5.2809 | #N/A | #N/A | 3.7339 | #N/A | 0 | 0 | 0 | 0 | 0 | 0 | 0 | 0 | 0 | 0.002347% | 1 | 50% | 0% | 0% | 0% | 8.2745 | 0 | 0 | 0 | 8.2745 | #N/A
2007-03-21 03:00 | 3 | 21 | 3 | 80.0834 | 1899 | 37.94 | 24.98 | 1001 | 37.94 | 11.2324 | 0 | Heating | 1.4977 | #N/A | #N/A | #N/A | #N/A | 11.2324 | #N/A | #N/A | 3.6146 | #N/A | 0 | 0 | 0 | 0 | 0 | 0 | 0 | 0 | 0 | 0.004992% | 1 | 50% | 0% | 0% | 0% | 8.2745 | 0 | 0 | 0 | 8.2745 | #N/A
2007-03-21 04:00 | 3 | 21 | 4 | 80.1251 | 1900 | 39.02 | 24.98 | 1001 | 39.02 | 16.9039 | 0 | Heating | 2.2539 | #N/A | #N/A | #N/A | #N/A | 16.9039 | #N/A | #N/A | 3.6785 | #N/A | 0 | 0 | 0 | 0 | 0 | 0 | 0 | 0 | 0 | 0.007513% | 1 | 50% | 0% | 0% | 0% | 8.2745 | 0 | 0 | 0 | 8.2745 | #N/A
2007-03-21 05:00 | 3 | 21 | 5 | 80.1668 | 1901 | 39.02 | 24.98 | 1002 | 39.02 | 20.7735 | 0 | Heating | 2.7698 | #N/A | #N/A | #N/A | #N/A | 20.7735 | #N/A | #N/A | 3.6785 | #N/A | 0 | 0 | 0 | 0 | 0 | 0 | 0 | 0 | 0 | 0.009233% | 1 | 50% | 0% | 0% | 0% | 8.2745 | 0 | 0 | 0 | 8.2745 | #N/A
2007-03-21 06:00 | 3 | 21 | 6 | 80.2084 | 1902 | 37.94 | 24.98 | 1003 | 37.94 | 21.2206 | 0 | Heating | 2.8294 | #N/A | #N/A | #N/A | #N/A | 21.2206 | #N/A | #N/A | 3.6146 | #N/A | 0 | 0 | 0 | 0 | 0 | 0 | 0 | 0 | 0 | 0.009431% | 1 | 50% | 0% | 0% | 0% | 8.2745 | 0 | 0 | 0 | 8.2745 | #N/A
2007-03-21 07:00 | 3 | 21 | 7 | 80.2501 | 1903 | 35.6 | 24.08 | 1003 | 35.6 | 560.7778 | 0 | Heating | 74.7704 | #N/A | #N/A | #N/A | #N/A | 560.7778 | #N/A | #N/A | 3.4863 | #N/A | 0 | 0 | 0 | 0 | 0 | 0 | 0 | 0 | 0 | 0.2492% | 1 | 50% | 0% | 0% | 0% | 8.2745 | 0 | 0 | 0 | 8.2745 | #N/A
2007-03-21 08:00 | 3 | 21 | 8 | 80.2918 | 1904 | 35.06 | 26.06 | 1004 | 35.06 | 233.4511 | 0 | Heating | 31.1268 | #N/A | #N/A | #N/A | #N/A | 233.4511 | #N/A | #N/A | 3.4585 | #N/A | 0 | 0 | 0 | 0 | 0 | 0 | 0 | 0 | 0 | 0.1038% | 1 | 50% | 0% | 0% | 0% | 8.2745 | 0 | 0 | 0 | 8.2745 | #N/A
2007-03-21 09:00 | 3 | 21 | 9 | 80.3334 | 1905 | 33.08 | 26.06 | 1004 | 33.08 | 43.8357 | 0 | Heating | 5.8448 | #N/A | #N/A | #N/A | #N/A | 43.8357 | #N/A | #N/A | 3.3624 | #N/A | 0 | 0 | 0 | 0 | 0 | 0 | 0 | 0 | 0 | 0.01948% | 1 | 50% | 0% | 0% | 0% | 8.2745 | 0 | 0 | 0 | 8.2745 | #N/A
2007-03-21 10:00 | 3 | 21 | 10 | 80.3751 | 1906 | 33.8 | 26.06 | 1005 | 33.8 | 20.4859 | 0 | Heating | 2.7314 | #N/A | #N/A | #N/A | #N/A | 20.4859 | #N/A | #N/A | 3.3963 | #N/A | 0 | 0 | 0 | 0 | 0 | 0 | 0 | 0 | 0 | 0.009105% | 1 | 50% | 0% | 0% | 0% | 8.2745 | 0 | 0 | 0 | 8.2745 | #N/A
2007-03-21 11:00 | 3 | 21 | 11 | 80.4168 | 1907 | 33.98 | 24.08 | 1005 | 33.98 | 16.443 | 0 | Heating | 2.1924 | #N/A | #N/A | #N/A | #N/A | 16.443 | #N/A | #N/A | 3.405 | #N/A | 0 | 0 | 0 | 0 | 0 | 0 | 0 | 0 | 0 | 0.007308% | 1 | 50% | 0% | 0% | 0% | 8.2745 | 0 | 0 | 0 | 8.2745 | #N/A
2007-03-21 12:00 | 3 | 21 | 12 | 80.4584 | 1908 | 35.6 | 24.08 | 1005 | 35.6 | 10.629 | 0 | Heating | 1.4172 | #N/A | #N/A | #N/A | #N/A | 10.629 | #N/A | #N/A | 3.4863 | #N/A | 0 | 0 | 0 | 0 | 0 | 0 | 0 | 0 | 0 | 0.004724% | 1 | 50% | 0% | 0% | 0% | 8.2745 | 0 | 0 | 0 | 8.2745 | #N/A
2007-03-21 13:00 | 3 | 21 | 13 | 80.5001 | 1909 | 35.96 | 26.06 | 1005 | 35.96 | 10.8607 | 0 | Heating | 1.4481 | #N/A | #N/A | #N/A | #N/A | 10.8607 | #N/A | #N/A | 3.5052 | #N/A | 0 | 0 | 0 | 0 | 0 | 0 | 0 | 0 | 0 | 0.004827% | 1 | 50% | 0% | 0% | 0% | 8.2745 | 0 | 0 | 0 | 8.2745 | #N/A
2007-03-21 14:00 | 3 | 21 | 14 | 80.5418 | 1910 | 35.96 | 24.98 | 1006 | 35.96 | 4.0952 | 0 | Heating | 0.54602 | #N/A | #N/A | #N/A | #N/A | 4.0952 | #N/A | #N/A | 3.5052 | #N/A | 0 | 0 | 0 | 0 | 0 | 0 | 0 | 0 | 0 | 0.00182% | 1 | 50% | 0% | 0% | 0% | 8.2745 | 0 | 0 | 0 | 8.2745 | #N/A
2007-03-21 15:00 | 3 | 21 | 15 | 80.5834 | 1911 | 37.4 | 24.98 | 1006 | 37.4 | 2.681 | 0 | Heating | 0.35747 | #N/A | #N/A | #N/A | #N/A | 2.681 | #N/A | #N/A | 3.5838 | #N/A | 0 | 0 | 0 | 0 | 0 | 0 | 0 | 0 | 0 | 0.001192% | 1 | 50% | 0% | 0% | 0% | 8.2745 | 0 | 0 | 0 | 8.2745 | #N/A
2007-03-21 16:00 | 3 | 21 | 16 | 80.6251 | 1912 | 37.4 | 23 | 1006 | 37.4 | 1.5281 | 0 | Heating | 0.20374 | #N/A | #N/A | #N/A | #N/A | 1.5281 | #N/A | #N/A | 3.5838 | #N/A | 0 | 0 | 0 | 0 | 0 | 0 | 0 | 0 | 0 | 0.0006791% | 1 | 50% | 0% | 0% | 0% | 8.2745 | 0 | 0 | 0 | 8.2745 | #N/A
2007-03-21 17:00 | 3 | 21 | 17 | 80.6668 | 1913 | 37.04 | 21.92 | 1007 | 37.04 | 0 | 0.35615 | Cooling | 0.059358 | #N/A | #N/A | #N/A | #N/A | 0 | 0 | 0 | 0 | 0 | 0.35615 | #N/A | #N/A | 88 | 52.04 | 0.66692 | 0.40682 | #N/A | 0.0011011 | 0.0001979% | 1 | 50% | 0% | 0% | 0% | 8.2745 | 0 | 0 | 0 | 8.2745 | #N/A
2007-03-21 18:00 | 3 | 21 | 18 | 80.7084 | 1914 | 37.4 | 23 | 1007 | 37.4 | 0.88181 | 0 | Heating | 0.11758 | #N/A | #N/A | #N/A | #N/A | 0.88181 | #N/A | #N/A | 3.5838 | #N/A | 0 | 0 | 0 | 0 | 0 | 0 | 0 | 0 | 0 | 0.0003919% | 1 | 50% | 0% | 0% | 0% | 8.2745 | 0 | 0 | 0 | 8.2745 | #N/A
2007-03-21 19:00 | 3 | 21 | 19 | 80.7501 | 1915 | 37.4 | 21.02 | 1008 | 37.4 | 5.106 | 0 | Heating | 0.6808 | #N/A | #N/A | #N/A | #N/A | 5.106 | #N/A | #N/A | 3.5838 | #N/A | 0 | 0 | 0 | 0 | 0 | 0 | 0 | 0 | 0 | 0.002269% | 1 | 50% | 0% | 0% | 0% | 8.2745 | 0 | 0 | 0 | 8.2745 | #N/A
2007-03-21 20:00 | 3 | 21 | 20 | 80.7918 | 1916 | 37.04 | 21.92 | 1008 | 37.04 | 8.0057 | 0 | Heating | 1.0674 | #N/A | #N/A | #N/A | #N/A | 8.0057 | #N/A | #N/A | 3.5637 | #N/A | 0 | 0 | 0 | 0 | 0 | 0 | 0 | 0 | 0 | 0.003558% | 1 | 50% | 0% | 0% | 0% | 8.2745 | 0 | 0 | 0 | 8.2745 | #N/A
2007-03-21 21:00 | 3 | 21 | 21 | 80.8334 | 1917 | 37.4 | 24.08 | 1009 | 37.4 | 25.6114 | 0 | Heating | 3.4149 | #N/A | #N/A | #N/A | #N/A | 25.6114 | #N/A | #N/A | 3.5838 | #N/A | 0 | 0 | 0 | 0 | 0 | 0 | 0 | 0 | 0 | 0.01138% | 1 | 50% | 0% | 0% | 0% | 8.2745 | 0 | 0 | 0 | 8.2745 | #N/A
2007-03-21 22:00 | 3 | 21 | 22 | 80.8751 | 1918 | 37.4 | 24.98 | 1009 | 37.4 | 53.8124 | 0 | Heating | 7.175 | #N/A | #N/A | #N/A | #N/A | 53.8124 | #N/A | #N/A | 3.5838 | #N/A | 0 | 0 | 0 | 0 | 0 | 0 | 0 | 0 | 0 | 0.02392% | 1 | 50% | 0% | 0% | 0% | 8.2745 | 0 | 0 | 0 | 8.2745 | #N/A
2007-03-21 23:00 | 3 | 21 | 23 | 80.9168 | 1919 | 37.94 | 24.98 | 1009 | 37.94 | 0 | 0 | Cooling | 0 | #N/A | #N/A | #N/A | #N/A | 0 | 0 | 0 | 0 | 0 | 0 | #N/A | #N/A | 88 | 52.94 | 0.67419 | 0.41125 | #N/A | 0 | 0% | 1 | 50% | 0% | 0% | 0% | 8.2745 | 0 | 0 | 0 | 8.2745 | #N/A
2007-03-22 | 3 | 22 | 0 | 80.9584 | 1920 | 41 | 24.08 | 1009 | 41 | 0 | 0 | Cooling | 0 | #N/A | #N/A | #N/A | #N/A | 0 | 0 | 0 | 0 | 0 | 0 | #N/A | #N/A | 88 | 56 | 0.69951 | 0.4267 | #N/A | 0 | 0% | 1 | 50% | 0% | 0% | 0% | 8.2745 | 0 | 0 | 0 | 8.2745 | #N/A
2007-03-22 01:00 | 3 | 22 | 1 | 81.0001 | 1921 | 41 | 24.08 | 1009 | 41 | 1.9286 | 0 | Heating | 0.25715 | #N/A | #N/A | #N/A | #N/A | 1.9286 | #N/A | #N/A | 3.8033 | #N/A | 0 | 0 | 0 | 0 | 0 | 0 | 0 | 0 | 0 | 0.0008572% | 1 | 50% | 0% | 0% | 0% | 8.2745 | 0 | 0 | 0 | 8.2745 | #N/A
2007-03-22 02:00 | 3 | 22 | 2 | 81.0418 | 1922 | 39.92 | 24.98 | 1009 | 39.92 | 3.325 | 0 | Heating | 0.44334 | #N/A | #N/A | #N/A | #N/A | 3.325 | #N/A | #N/A | 3.7339 | #N/A | 0 | 0 | 0 | 0 | 0 | 0 | 0 | 0 | 0 | 0.001478% | 1 | 50% | 0% | 0% | 0% | 8.2745 | 0 | 0 | 0 | 8.2745 | #N/A
2007-03-22 03:00 | 3 | 22 | 3 | 81.0834 | 1923 | 39.02 | 26.96 | 1008 | 39.02 | 3.3308 | 0 | Heating | 0.4441 | #N/A | #N/A | #N/A | #N/A | 3.3308 | #N/A | #N/A | 3.6785 | #N/A | 0 | 0 | 0 | 0 | 0 | 0 | 0 | 0 | 0 | 0.00148% | 1 | 50% | 0% | 0% | 0% | 8.2745 | 0 | 0 | 0 | 8.2745 | #N/A
2007-03-22 04:00 | 3 | 22 | 4 | 81.1251 | 1924 | 39.02 | 26.06 | 1008 | 39.02 | 2.9852 | 0 | Heating | 0.39803 | #N/A | #N/A | #N/A | #N/A | 2.9852 | #N/A | #N/A | 3.6785 | #N/A | 0 | 0 | 0 | 0 | 0 | 0 | 0 | 0 | 0 | 0.001327% | 1 | 50% | 0% | 0% | 0% | 8.2745 | 0 | 0 | 0 | 8.2745 | #N/A
2007-03-22 05:00 | 3 | 22 | 5 | 81.1668 | 1925 | 39.02 | 28.04 | 1008 | 39.02 | 3.2836 | 0 | Heating | 0.43782 | #N/A | #N/A | #N/A | #N/A | 3.2836 | #N/A | #N/A | 3.6785 | #N/A | 0 | 0 | 0 | 0 | 0 | 0 | 0 | 0 | 0 | 0.001459% | 1 | 50% | 0% | 0% | 0% | 8.2745 | 0 | 0 | 0 | 8.2745 | #N/A
2007-03-22 06:00 | 3 | 22 | 6 | 81.2084 | 1926 | 37.94 | 30.02 | 1008 | 37.94 | 1.1595 | 0 | Heating | 0.1546 | #N/A | #N/A | #N/A | #N/A | 1.1595 | #N/A | #N/A | 3.6146 | #N/A | 0 | 0 | 0 | 0 | 0 | 0 | 0 | 0 | 0 | 0.0005153% | 1 | 50% | 0% | 0% | 0% | 8.2745 | 0 | 0 | 0 | 8.2745 | #N/A
2007-03-22 07:00 | 3 | 22 | 7 | 81.2501 | 1927 | 37.04 | 30.02 | 1007 | 37.04 | 329.5156 | 0 | Heating | 43.9354 | #N/A | #N/A | #N/A | #N/A | 329.5156 | #N/A | #N/A | 3.5637 | #N/A | 0 | 0 | 0 | 0 | 0 | 0 | 0 | 0 | 0 | 0.1465% | 1 | 50% | 0% | 0% | 0% | 8.2745 | 0 | 0 | 0 | 8.2745 | #N/A
2007-03-22 08:00 | 3 | 22 | 8 | 81.2918 | 1928 | 37.04 | 30.92 | 1006 | 37.04 | 93.081 | 0 | Heating | 12.4108 | #N/A | #N/A | #N/A | #N/A | 93.081 | #N/A | #N/A | 3.5637 | #N/A | 0 | 0 | 0 | 0 | 0 | 0 | 0 | 0 | 0 | 0.04137% | 1 | 50% | 0% | 0% | 0% | 8.2745 | 0 | 0 | 0 | 8.2745 | #N/A
2007-03-22 09:00 | 3 | 22 | 9 | 81.3334 | 1929 | 39.02 | 28.94 | 1006 | 39.02 | 4.4174 | 0 | Heating | 0.58899 | #N/A | #N/A | #N/A | #N/A | 4.4174 | #N/A | #N/A | 3.6785 | #N/A | 0 | 0 | 0 | 0 | 0 | 0 | 0 | 0 | 0 | 0.001963% | 1 | 50% | 0% | 0% | 0% | 8.2745 | 0 | 0 | 0 | 8.2745 | #N/A
2007-03-22 10:00 | 3 | 22 | 10 | 81.3751 | 1930 | 39.92 | 28.04 | 1005 | 39.92 | 0.58358 | 0 | Heating | 0.077811 | #N/A | #N/A | #N/A | #N/A | 0.58358 | #N/A | #N/A | 3.7339 | #N/A | 0 | 0 | 0 | 0 | 0 | 0 | 0 | 0 | 0 | 0.0002594% | 1 | 50% | 0% | 0% | 0% | 8.2745 | 0 | 0 | 0 | 8.2745 | #N/A
2007-03-22 11:00 | 3 | 22 | 11 | 81.4168 | 1931 | 39.92 | 26.96 | 1005 | 39.92 | 0.53942 | 0 | Heating | 0.071923 | #N/A | #N/A | #N/A | #N/A | 0.53942 | #N/A | #N/A | 3.7339 | #N/A | 0 | 0 | 0 | 0 | 0 | 0 | 0 | 0 | 0 | 0.0002397% | 1 | 50% | 0% | 0% | 0% | 8.2745 | 0 | 0 | 0 | 8.2745 | #N/A
2007-03-22 12:00 | 3 | 22 | 12 | 81.4584 | 1932 | 41 | 28.04 | 1003 | 41 | 0 | 0.088316 | Cooling | 0.014719 | #N/A | #N/A | #N/A | #N/A | 0 | 0 | 0 | 0 | 0 | 0.088316 | #N/A | #N/A | 88 | 56 | 0.69951 | 0.4267 | #N/A | 0.00027304 | 4.906e-05% | 1 | 50% | 0% | 0% | 0% | 8.2745 | 0 | 0 | 0 | 8.2745 | #N/A
2007-03-22 13:00 | 3 | 22 | 13 | 81.5001 | 1933 | 41 | 26.96 | 1001 | 41 | 0.013857 | 0 | Heating | 0.0018477 | #N/A | #N/A | #N/A | #N/A | 0.013857 | #N/A | #N/A | 3.8033 | #N/A | 0 | 0 | 0 | 0 | 0 | 0 | 0 | 0 | 0 | 6.159e-06% | 1 | 50% | 0% | 0% | 0% | 8.2745 | 0 | 0 | 0 | 8.2745 | #N/A
2007-03-22 14:00 | 3 | 22 | 14 | 81.5418 | 1934 | 41 | 26.96 | 1000 | 41 | 0 | 0 | Cooling | 0 | #N/A | #N/A | #N/A | #N/A | 0 | 0 | 0 | 0 | 0 | 0 | #N/A | #N/A | 88 | 56 | 0.69951 | 0.4267 | #N/A | 0 | 0% | 1 | 50% | 0% | 0% | 0% | 8.2745 | 0 | 0 | 0 | 8.2745 | #N/A
2007-03-22 15:00 | 3 | 22 | 15 | 81.5834 | 1935 | 41 | 26.06 | 998 | 41 | 0 | 19.8308 | Cooling | 3.3051 | #N/A | #N/A | #N/A | #N/A | 0 | 0 | 0 | 0 | 0 | 19.8308 | #N/A | #N/A | 88 | 56 | 0.69951 | 0.4267 | #N/A | 0.061309 | 0.01102% | 1 | 50% | 0% | 0% | 0% | 8.2745 | 0 | 0 | 0 | 8.2745 | #N/A
2007-03-22 16:00 | 3 | 22 | 16 | 81.6251 | 1936 | 41 | 24.98 | 997 | 41 | 0 | 65.2466 | Cooling | 10.8744 | #N/A | #N/A | #N/A | #N/A | 0 | 0 | 0 | 0 | 0 | 65.2466 | #N/A | #N/A | 88 | 56 | 0.69951 | 0.4267 | #N/A | 0.20172 | 0.03625% | 1 | 50% | 0% | 0% | 0% | 8.2745 | 0 | 0 | 0 | 8.2745 | #N/A
2007-03-22 17:00 | 3 | 22 | 17 | 81.6668 | 1937 | 41 | 26.96 | 996 | 41 | 0 | 194.2682 | Cooling | 32.378 | #N/A | #N/A | #N/A | #N/A | 0 | 0 | 0 | 0 | 0 | 194.2682 | #N/A | #N/A | 88 | 56 | 0.69951 | 0.4267 | #N/A | 0.6006 | 0.1079% | 1 | 50% | 0% | 0% | 0% | 8.2745 | 0 | 0 | 0 | 8.2745 | #N/A
2007-03-22 18:00 | 3 | 22 | 18 | 81.7084 | 1938 | 39.02 | 26.96 | 996 | 39.02 | 0 | 181.6467 | Cooling | 30.2744 | #N/A | #N/A | #N/A | #N/A | 0 | 0 | 0 | 0 | 0 | 181.6467 | #N/A | #N/A | 88 | 54.02 | 0.68301 | 0.41664 | #N/A | 0.56158 | 0.1009% | 1 | 50% | 0% | 0% | 0% | 8.2745 | 0 | 0 | 0 | 8.2745 | #N/A
2007-03-22 19:00 | 3 | 22 | 19 | 81.7501 | 1939 | 35.96 | 26.06 | 996 | 35.96 | 0 | 33.6073 | Cooling | 5.6012 | #N/A | #N/A | #N/A | #N/A | 0 | 0 | 0 | 0 | 0 | 33.6073 | #N/A | #N/A | 88 | 50.96 | 0.65832 | 0.40158 | #N/A | 0.1039 | 0.01867% | 1 | 50% | 0% | 0% | 0% | 8.2745 | 0 | 0 | 0 | 8.2745 | #N/A
2007-03-22 20:00 | 3 | 22 | 20 | 81.7918 | 1940 | 35.96 | 28.04 | 996 | 35.96 | 0 | 2.8414 | Cooling | 0.47356 | #N/A | #N/A | #N/A | #N/A | 0 | 0 | 0 | 0 | 0 | 2.8414 | #N/A | #N/A | 88 | 50.96 | 0.65832 | 0.40158 | #N/A | 0.0087844 | 0.001579% | 1 | 50% | 0% | 0% | 0% | 8.2745 | 0 | 0 | 0 | 8.2745 | #N/A
2007-03-22 21:00 | 3 | 22 | 21 | 81.8334 | 1941 | 37.04 | 32 | 995 | 37.04 | 0 | 0 | Cooling | 0 | #N/A | #N/A | #N/A | #N/A | 0 | 0 | 0 | 0 | 0 | 0 | #N/A | #N/A | 88 | 52.04 | 0.66692 | 0.40682 | #N/A | 0 | 0% | 1 | 50% | 0% | 0% | 0% | 8.2745 | 0 | 0 | 0 | 8.2745 | #N/A
2007-03-22 22:00 | 3 | 22 | 22 | 81.8751 | 1942 | 33.98 | 32 | 995 | 33.98 | 0 | 0 | Cooling | 0 | #N/A | #N/A | #N/A | #N/A | 0 | 0 | 0 | 0 | 0 | 0 | #N/A | #N/A | 88 | 48.98 | 0.64288 | 0.39215 | #N/A | 0 | 0% | 1 | 50% | 0% | 0% | 0% | 8.2745 | 0 | 0 | 0 | 8.2745 | #N/A
2007-03-22 23:00 | 3 | 22 | 23 | 81.9168 | 1943 | 33.98 | 32 | 995 | 33.98 | 0 | 0 | Cooling | 0 | #N/A | #N/A | #N/A | #N/A | 0 | 0 | 0 | 0 | 0 | 0 | #N/A | #N/A | 88 | 48.98 | 0.64288 | 0.39215 | #N/A | 0 | 0% | 1 | 50% | 0% | 0% | 0% | 8.2745 | 0 | 0 | 0 | 8.2745 | #N/A
2007-03-23 | 3 | 23 | 0 | 81.9584 | 1944 | 32 | 32 | 994 | 32 | 0 | 0 | Cooling | 0 | #N/A | #N/A | #N/A | #N/A | 0 | 0 | 0 | 0 | 0 | 0 | #N/A | #N/A | 88 | 47 | 0.62784 | 0.38298 | #N/A | 0 | 0% | 1 | 50% | 0% | 0% | 0% | 8.2745 | 0 | 0 | 0 | 8.2745 | #N/A
2007-03-23 01:00 | 3 | 23 | 1 | 82.0001 | 1945 | 30.92 | 33.08 | 995 | 30.92 | 0 | 0 | Cooling | 0 | #N/A | #N/A | #N/A | #N/A | 0 | 0 | 0 | 0 | 0 | 0 | #N/A | #N/A | 88 | 45.92 | 0.61982 | 0.37809 | #N/A | 0 | 0% | 1 | 50% | 0% | 0% | 0% | 8.2745 | 0 | 0 | 0 | 8.2745 | #N/A
2007-03-23 02:00 | 3 | 23 | 2 | 82.0418 | 1946 | 30.92 | 35.96 | 995 | 30.92 | 0 | 0 | Cooling | 0 | #N/A | #N/A | #N/A | #N/A | 0 | 0 | 0 | 0 | 0 | 0 | #N/A | #N/A | 88 | 45.92 | 0.61982 | 0.37809 | #N/A | 0 | 0% | 1 | 50% | 0% | 0% | 0% | 8.2745 | 0 | 0 | 0 | 8.2745 | #N/A
2007-03-23 03:00 | 3 | 23 | 3 | 82.0834 | 1947 | 30.02 | 37.94 | 995 | 30.02 | 0 | 0 | Cooling | 0 | #N/A | #N/A | #N/A | #N/A | 0 | 0 | 0 | 0 | 0 | 0 | #N/A | #N/A | 88 | 45.02 | 0.61322 | 0.37407 | #N/A | 0 | 0% | 1 | 50% | 0% | 0% | 0% | 8.2745 | 0 | 0 | 0 | 8.2745 | #N/A
2007-03-23 04:00 | 3 | 23 | 4 | 82.1251 | 1948 | 30.02 | 37.94 | 997 | 30.02 | 0 | 0 | Cooling | 0 | #N/A | #N/A | #N/A | #N/A | 0 | 0 | 0 | 0 | 0 | 0 | #N/A | #N/A | 88 | 45.02 | 0.61322 | 0.37407 | #N/A | 0 | 0% | 1 | 50% | 0% | 0% | 0% | 8.2745 | 0 | 0 | 0 | 8.2745 | #N/A
2007-03-23 05:00 | 3 | 23 | 5 | 82.1668 | 1949 | 30.02 | 33.98 | 999 | 30.02 | 0 | 0 | Cooling | 0 | #N/A | #N/A | #N/A | #N/A | 0 | 0 | 0 | 0 | 0 | 0 | #N/A | #N/A | 88 | 45.02 | 0.61322 | 0.37407 | #N/A | 0 | 0% | 1 | 50% | 0% | 0% | 0% | 8.2745 | 0 | 0 | 0 | 8.2745 | #N/A
2007-03-23 06:00 | 3 | 23 | 6 | 82.2084 | 1950 | 28.04 | 32 | 1000 | 28.04 | 0 | 0 | Cooling | 0 | #N/A | #N/A | #N/A | #N/A | 0 | 0 | 0 | 0 | 0 | 0 | #N/A | #N/A | 88 | 43.04 | 0.59902 | 0.3654 | #N/A | 0 | 0% | 1 | 50% | 0% | 0% | 0% | 8.2745 | 0 | 0 | 0 | 8.2745 | #N/A
2007-03-23 07:00 | 3 | 23 | 7 | 82.2501 | 1951 | 26.96 | 33.08 | 1000 | 26.96 | 153.8479 | 0 | Heating | 20.513 | #N/A | #N/A | #N/A | #N/A | 153.8479 | #N/A | #N/A | 3.1163 | #N/A | 0 | 0 | 0 | 0 | 0 | 0 | 0 | 0 | 0 | 0.06838% | 1 | 50% | 0% | 0% | 0% | 8.2745 | 0 | 0 | 0 | 8.2745 | #N/A
2007-03-23 08:00 | 3 | 23 | 8 | 82.2918 | 1952 | 26.96 | 35.96 | 999 | 26.96 | 19.0622 | 0 | Heating | 2.5416 | #N/A | #N/A | #N/A | #N/A | 19.0622 | #N/A | #N/A | 3.1163 | #N/A | 0 | 0 | 0 | 0 | 0 | 0 | 0 | 0 | 0 | 0.008472% | 1 | 50% | 0% | 0% | 0% | 8.2745 | 0 | 0 | 0 | 8.2745 | #N/A
2007-03-23 09:00 | 3 | 23 | 9 | 82.3334 | 1953 | 28.04 | 37.04 | 999 | 28.04 | 9.0229 | 0 | Heating | 1.2031 | #N/A | #N/A | #N/A | #N/A | 9.0229 | #N/A | #N/A | 3.1545 | #N/A | 0 | 0 | 0 | 0 | 0 | 0 | 0 | 0 | 0 | 0.00401% | 1 | 50% | 0% | 0% | 0% | 8.2745 | 0 | 0 | 0 | 8.2745 | #N/A
2007-03-23 10:00 | 3 | 23 | 10 | 82.3751 | 1954 | 28.04 | 30.92 | 1004 | 28.04 | 19.7057 | 0 | Heating | 2.6274 | #N/A | #N/A | #N/A | #N/A | 19.7057 | #N/A | #N/A | 3.1545 | #N/A | 0 | 0 | 0 | 0 | 0 | 0 | 0 | 0 | 0 | 0.008758% | 1 | 50% | 0% | 0% | 0% | 8.2745 | 0 | 0 | 0 | 8.2745 | #N/A
2007-03-23 11:00 | 3 | 23 | 11 | 82.4168 | 1955 | 28.04 | 28.94 | 1005 | 28.04 | 95.6963 | 0 | Heating | 12.7595 | #N/A | #N/A | #N/A | #N/A | 95.6963 | #N/A | #N/A | 3.1545 | #N/A | 0 | 0 | 0 | 0 | 0 | 0 | 0 | 0 | 0 | 0.04253% | 1 | 50% | 0% | 0% | 0% | 8.2745 | 0 | 0 | 0 | 8.2745 | #N/A
2007-03-23 12:00 | 3 | 23 | 12 | 82.4584 | 1956 | 28.94 | 26.06 | 1006 | 28.94 | 54.8243 | 0 | Heating | 7.3099 | #N/A | #N/A | #N/A | #N/A | 54.8243 | #N/A | #N/A | 3.188 | #N/A | 0 | 0 | 0 | 0 | 0 | 0 | 0 | 0 | 0 | 0.02437% | 1 | 50% | 0% | 0% | 0% | 8.2745 | 0 | 0 | 0 | 8.2745 | #N/A
2007-03-23 13:00 | 3 | 23 | 13 | 82.5001 | 1957 | 30.02 | 19.94 | 1007 | 30.02 | 30.395 | 0 | Heating | 4.0527 | #N/A | #N/A | #N/A | #N/A | 30.395 | #N/A | #N/A | 3.2302 | #N/A | 0 | 0 | 0 | 0 | 0 | 0 | 0 | 0 | 0 | 0.01351% | 1 | 50% | 0% | 0% | 0% | 8.2745 | 0 | 0 | 0 | 8.2745 | #N/A
2007-03-23 14:00 | 3 | 23 | 14 | 82.5418 | 1958 | 30.02 | 17.06 | 1007 | 30.02 | 24.7064 | 0 | Heating | 3.2942 | #N/A | #N/A | #N/A | #N/A | 24.7064 | #N/A | #N/A | 3.2302 | #N/A | 0 | 0 | 0 | 0 | 0 | 0 | 0 | 0 | 0 | 0.01098% | 1 | 50% | 0% | 0% | 0% | 8.2745 | 0 | 0 | 0 | 8.2745 | #N/A
2007-03-23 15:00 | 3 | 23 | 15 | 82.5834 | 1959 | 30.92 | 17.06 | 1008 | 30.92 | 62.8072 | 0 | Heating | 8.3743 | #N/A | #N/A | #N/A | #N/A | 62.8072 | #N/A | #N/A | 3.2671 | #N/A | 0 | 0 | 0 | 0 | 0 | 0 | 0 | 0 | 0 | 0.02791% | 1 | 50% | 0% | 0% | 0% | 8.2745 | 0 | 0 | 0 | 8.2745 | #N/A
2007-03-23 16:00 | 3 | 23 | 16 | 82.6251 | 1960 | 32 | 14 | 1009 | 32 | 79.9422 | 0 | Heating | 10.659 | #N/A | #N/A | #N/A | #N/A | 79.9422 | #N/A | #N/A | 3.3135 | #N/A | 0 | 0 | 0 | 0 | 0 | 0 | 0 | 0 | 0 | 0.03553% | 1 | 50% | 0% | 0% | 0% | 8.2745 | 0 | 0 | 0 | 8.2745 | #N/A
2007-03-23 17:00 | 3 | 23 | 17 | 82.6668 | 1961 | 32 | 12.02 | 1010 | 32 | 80.2842 | 0 | Heating | 10.7046 | #N/A | #N/A | #N/A | #N/A | 80.2842 | #N/A | #N/A | 3.3135 | #N/A | 0 | 0 | 0 | 0 | 0 | 0 | 0 | 0 | 0 | 0.03568% | 1 | 50% | 0% | 0% | 0% | 8.2745 | 0 | 0 | 0 | 8.2745 | #N/A
2007-03-23 18:00 | 3 | 23 | 18 | 82.7084 | 1962 | 30.2 | 12.92 | 1010 | 30.2 | 146.1318 | 0 | Heating | 19.4842 | #N/A | #N/A | #N/A | #N/A | 146.1318 | #N/A | #N/A | 3.2375 | #N/A | 0 | 0 | 0 | 0 | 0 | 0 | 0 | 0 | 0 | 0.06495% | 1 | 50% | 0% | 0% | 0% | 8.2745 | 0 | 0 | 0 | 8.2745 | #N/A
2007-03-23 19:00 | 3 | 23 | 19 | 82.7501 | 1963 | 30.02 | 12.02 | 1011 | 30.02 | 0 | 0 | Cooling | 0 | #N/A | #N/A | #N/A | #N/A | 0 | 0 | 0 | 0 | 0 | 0 | #N/A | #N/A | 88 | 45.02 | 0.61322 | 0.37407 | #N/A | 0 | 0% | 1 | 50% | 0% | 0% | 0% | 8.2745 | 0 | 0 | 0 | 8.2745 | #N/A
2007-03-23 20:00 | 3 | 23 | 20 | 82.7918 | 1964 | 30.02 | 15.98 | 1012 | 30.02 | 0.28499 | 0 | Heating | 0.037999 | #N/A | #N/A | #N/A | #N/A | 0.28499 | #N/A | #N/A | 3.2302 | #N/A | 0 | 0 | 0 | 0 | 0 | 0 | 0 | 0 | 0 | 0.0001267% | 1 | 50% | 0% | 0% | 0% | 8.2745 | 0 | 0 | 0 | 8.2745 | #N/A
2007-03-23 21:00 | 3 | 23 | 21 | 82.8334 | 1965 | 28.94 | 19.94 | 1013 | 28.94 | 3.9823 | 0 | Heating | 0.53098 | #N/A | #N/A | #N/A | #N/A | 3.9823 | #N/A | #N/A | 3.188 | #N/A | 0 | 0 | 0 | 0 | 0 | 0 | 0 | 0 | 0 | 0.00177% | 1 | 50% | 0% | 0% | 0% | 8.2745 | 0 | 0 | 0 | 8.2745 | #N/A
2007-03-23 22:00 | 3 | 23 | 22 | 82.8751 | 1966 | 28.94 | 21.92 | 1013 | 28.94 | 11.4755 | 0 | Heating | 1.5301 | #N/A | #N/A | #N/A | #N/A | 11.4755 | #N/A | #N/A | 3.188 | #N/A | 0 | 0 | 0 | 0 | 0 | 0 | 0 | 0 | 0 | 0.0051% | 1 | 50% | 0% | 0% | 0% | 8.2745 | 0 | 0 | 0 | 8.2745 | #N/A
2007-03-23 23:00 | 3 | 23 | 23 | 82.9168 | 1967 | 28.94 | 17.96 | 1013 | 28.94 | 18.8892 | 0 | Heating | 2.5186 | #N/A | #N/A | #N/A | #N/A | 18.8892 | #N/A | #N/A | 3.188 | #N/A | 0 | 0 | 0 | 0 | 0 | 0 | 0 | 0 | 0 | 0.008395% | 1 | 50% | 0% | 0% | 0% | 8.2745 | 0 | 0 | 0 | 8.2745 | #N/A
2007-03-24 | 3 | 24 | 0 | 82.9584 | 1968 | 28.04 | 15.08 | 1013 | 28.04 | 27.3391 | 0 | Heating | 3.6452 | #N/A | #N/A | #N/A | #N/A | 27.3391 | #N/A | #N/A | 3.1545 | #N/A | 0 | 0 | 0 | 0 | 0 | 0 | 0 | 0 | 0 | 0.01215% | 1 | 50% | 0% | 0% | 0% | 8.2745 | 0 | 0 | 0 | 8.2745 | #N/A
2007-03-24 01:00 | 3 | 24 | 1 | 83.0001 | 1969 | 28.04 | 14 | 1013 | 28.04 | 47.5024 | 0 | Heating | 6.3336 | #N/A | #N/A | #N/A | #N/A | 47.5024 | #N/A | #N/A | 3.1545 | #N/A | 0 | 0 | 0 | 0 | 0 | 0 | 0 | 0 | 0 | 0.02111% | 1 | 50% | 0% | 0% | 0% | 8.2745 | 0 | 0 | 0 | 8.2745 | #N/A
2007-03-24 02:00 | 3 | 24 | 2 | 83.0418 | 1970 | 28.04 | 21.92 | 1014 | 28.04 | 123.3713 | 0 | Heating | 16.4495 | #N/A | #N/A | #N/A | #N/A | 123.3713 | #N/A | #N/A | 3.1545 | #N/A | 0 | 0 | 0 | 0 | 0 | 0 | 0 | 0 | 0 | 0.05483% | 1 | 50% | 0% | 0% | 0% | 8.2745 | 0 | 0 | 0 | 8.2745 | #N/A
2007-03-24 03:00 | 3 | 24 | 3 | 83.0834 | 1971 | 26.96 | 21.02 | 1014 | 26.96 | 176.4667 | 0 | Heating | 23.5289 | #N/A | #N/A | #N/A | #N/A | 176.4667 | #N/A | #N/A | 3.1163 | #N/A | 0 | 0 | 0 | 0 | 0 | 0 | 0 | 0 | 0 | 0.07843% | 1 | 50% | 0% | 0% | 0% | 8.2745 | 0 | 0 | 0 | 8.2745 | #N/A
2007-03-24 04:00 | 3 | 24 | 4 | 83.1251 | 1972 | 26.06 | 23 | 1014 | 26.06 | 220.3156 | 0 | Heating | 29.3754 | #N/A | #N/A | #N/A | #N/A | 220.3156 | #N/A | #N/A | 3.0859 | #N/A | 0 | 0 | 0 | 0 | 0 | 0 | 0 | 0 | 0 | 0.09792% | 1 | 50% | 0% | 0% | 0% | 8.2745 | 0 | 0 | 0 | 8.2745 | #N/A
2007-03-24 05:00 | 3 | 24 | 5 | 83.1668 | 1973 | 26.06 | 15.98 | 1014 | 26.06 | 294.7266 | 0 | Heating | 39.2969 | #N/A | #N/A | #N/A | #N/A | 294.7266 | #N/A | #N/A | 3.0859 | #N/A | 0 | 0 | 0 | 0 | 0 | 0 | 0 | 0 | 0 | 0.131% | 1 | 50% | 0% | 0% | 0% | 8.2745 | 0 | 0 | 0 | 8.2745 | #N/A
2007-03-24 06:00 | 3 | 24 | 6 | 83.2084 | 1974 | 24.8 | 19.94 | 1015 | 24.8 | 287.0917 | 0 | Heating | 38.2789 | #N/A | #N/A | #N/A | #N/A | 287.0917 | #N/A | #N/A | 3.0457 | #N/A | 0 | 0 | 0 | 0 | 0 | 0 | 0 | 0 | 0 | 0.1276% | 1 | 50% | 0% | 0% | 0% | 8.2745 | 0 | 0 | 0 | 8.2745 | #N/A
2007-03-24 07:00 | 3 | 24 | 7 | 83.2501 | 1975 | 24.98 | 21.02 | 1015 | 24.98 | 206.4119 | 0 | Heating | 27.5216 | #N/A | #N/A | #N/A | #N/A | 206.4119 | #N/A | #N/A | 3.0513 | #N/A | 0 | 0 | 0 | 0 | 0 | 0 | 0 | 0 | 0 | 0.09174% | 1 | 50% | 0% | 0% | 0% | 8.2745 | 0 | 0 | 0 | 8.2745 | #N/A
2007-03-24 08:00 | 3 | 24 | 8 | 83.2918 | 1976 | 24.98 | 19.94 | 1016 | 24.98 | 159.3828 | 0 | Heating | 21.251 | #N/A | #N/A | #N/A | #N/A | 159.3828 | #N/A | #N/A | 3.0513 | #N/A | 0 | 0 | 0 | 0 | 0 | 0 | 0 | 0 | 0 | 0.07084% | 1 | 50% | 0% | 0% | 0% | 8.2745 | 0 | 0 | 0 | 8.2745 | #N/A
2007-03-24 09:00 | 3 | 24 | 9 | 83.3334 | 1977 | 30.02 | 15.98 | 1016 | 30.02 | 77.3121 | 0 | Heating | 10.3083 | #N/A | #N/A | #N/A | #N/A | 77.3121 | #N/A | #N/A | 3.2302 | #N/A | 0 | 0 | 0 | 0 | 0 | 0 | 0 | 0 | 0 | 0.03436% | 1 | 50% | 0% | 0% | 0% | 8.2745 | 0 | 0 | 0 | 8.2745 | #N/A
2007-03-24 10:00 | 3 | 24 | 10 | 83.3751 | 1978 | 32 | 17.06 | 1016 | 32 | 64.0149 | 0 | Heating | 8.5353 | #N/A | #N/A | #N/A | #N/A | 64.0149 | #N/A | #N/A | 3.3135 | #N/A | 0 | 0 | 0 | 0 | 0 | 0 | 0 | 0 | 0 | 0.02845% | 1 | 50% | 0% | 0% | 0% | 8.2745 | 0 | 0 | 0 | 8.2745 | #N/A
2007-03-24 11:00 | 3 | 24 | 11 | 83.4168 | 1979 | 32 | 19.94 | 1016 | 32 | 102.5321 | 0 | Heating | 13.6709 | #N/A | #N/A | #N/A | #N/A | 102.5321 | #N/A | #N/A | 3.3135 | #N/A | 0 | 0 | 0 | 0 | 0 | 0 | 0 | 0 | 0 | 0.04557% | 1 | 50% | 0% | 0% | 0% | 8.2745 | 0 | 0 | 0 | 8.2745 | #N/A
2007-03-24 12:00 | 3 | 24 | 12 | 83.4584 | 1980 | 37.94 | 17.06 | 1016 | 37.94 | 73.9504 | 0 | Heating | 9.86 | #N/A | #N/A | #N/A | #N/A | 73.9504 | #N/A | #N/A | 3.6146 | #N/A | 0 | 0 | 0 | 0 | 0 | 0 | 0 | 0 | 0 | 0.03287% | 1 | 50% | 0% | 0% | 0% | 8.2745 | 0 | 0 | 0 | 8.2745 | #N/A
2007-03-24 13:00 | 3 | 24 | 13 | 83.5001 | 1981 | 37.04 | 14 | 1015 | 37.04 | 68.3946 | 0 | Heating | 9.1193 | #N/A | #N/A | #N/A | #N/A | 68.3946 | #N/A | #N/A | 3.5637 | #N/A | 0 | 0 | 0 | 0 | 0 | 0 | 0 | 0 | 0 | 0.0304% | 1 | 50% | 0% | 0% | 0% | 8.2745 | 0 | 0 | 0 | 8.2745 | #N/A
2007-03-24 14:00 | 3 | 24 | 14 | 83.5418 | 1982 | 37.04 | 17.06 | 1014 | 37.04 | 59.9828 | 0 | Heating | 7.9977 | #N/A | #N/A | #N/A | #N/A | 59.9828 | #N/A | #N/A | 3.5637 | #N/A | 0 | 0 | 0 | 0 | 0 | 0 | 0 | 0 | 0 | 0.02666% | 1 | 50% | 0% | 0% | 0% | 8.2745 | 0 | 0 | 0 | 8.2745 | #N/A
2007-03-24 15:00 | 3 | 24 | 15 | 83.5834 | 1983 | 42.08 | 15.98 | 1014 | 42.08 | 55.0186 | 0 | Heating | 7.3358 | #N/A | #N/A | #N/A | #N/A | 55.0186 | #N/A | #N/A | 3.8759 | #N/A | 0 | 0 | 0 | 0 | 0 | 0 | 0 | 0 | 0 | 0.02445% | 1 | 50% | 0% | 0% | 0% | 8.2745 | 0 | 0 | 0 | 8.2745 | #N/A
2007-03-24 16:00 | 3 | 24 | 16 | 83.6251 | 1984 | 39.92 | 15.08 | 1014 | 39.92 | 57.0264 | 0 | Heating | 7.6035 | #N/A | #N/A | #N/A | #N/A | 57.0264 | #N/A | #N/A | 3.7339 | #N/A | 0 | 0 | 0 | 0 | 0 | 0 | 0 | 0 | 0 | 0.02535% | 1 | 50% | 0% | 0% | 0% | 8.2745 | 0 | 0 | 0 | 8.2745 | #N/A
2007-03-24 17:00 | 3 | 24 | 17 | 83.6668 | 1985 | 39.92 | 14 | 1013 | 39.92 | 34.0973 | 0 | Heating | 4.5463 | #N/A | #N/A | #N/A | #N/A | 34.0973 | #N/A | #N/A | 3.7339 | #N/A | 0 | 0 | 0 | 0 | 0 | 0 | 0 | 0 | 0 | 0.01515% | 1 | 50% | 0% | 0% | 0% | 8.2745 | 0 | 0 | 0 | 8.2745 | #N/A
2007-03-24 18:00 | 3 | 24 | 18 | 83.7084 | 1986 | 37.04 | 14 | 1012 | 37.04 | 50.6572 | 0 | Heating | 6.7543 | #N/A | #N/A | #N/A | #N/A | 50.6572 | #N/A | #N/A | 3.5637 | #N/A | 0 | 0 | 0 | 0 | 0 | 0 | 0 | 0 | 0 | 0.02251% | 1 | 50% | 0% | 0% | 0% | 8.2745 | 0 | 0 | 0 | 8.2745 | #N/A
2007-03-24 19:00 | 3 | 24 | 19 | 83.7501 | 1987 | 35.06 | 15.08 | 1012 | 35.06 | 116.8647 | 0 | Heating | 15.582 | #N/A | #N/A | #N/A | #N/A | 116.8647 | #N/A | #N/A | 3.4585 | #N/A | 0 | 0 | 0 | 0 | 0 | 0 | 0 | 0 | 0 | 0.05194% | 1 | 50% | 0% | 0% | 0% | 8.2745 | 0 | 0 | 0 | 8.2745 | #N/A
2007-03-24 20:00 | 3 | 24 | 20 | 83.7918 | 1988 | 35.06 | 15.08 | 1013 | 35.06 | 192.2791 | 0 | Heating | 25.6372 | #N/A | #N/A | #N/A | #N/A | 192.2791 | #N/A | #N/A | 3.4585 | #N/A | 0 | 0 | 0 | 0 | 0 | 0 | 0 | 0 | 0 | 0.08546% | 1 | 50% | 0% | 0% | 0% | 8.2745 | 0 | 0 | 0 | 8.2745 | #N/A
2007-03-24 21:00 | 3 | 24 | 21 | 83.8334 | 1989 | 32 | 17.96 | 1013 | 32 | 243.2587 | 0 | Heating | 32.4345 | #N/A | #N/A | #N/A | #N/A | 243.2587 | #N/A | #N/A | 3.3135 | #N/A | 0 | 0 | 0 | 0 | 0 | 0 | 0 | 0 | 0 | 0.1081% | 1 | 50% | 0% | 0% | 0% | 8.2745 | 0 | 0 | 0 | 8.2745 | #N/A
2007-03-24 22:00 | 3 | 24 | 22 | 83.8751 | 1990 | 30.02 | 21.02 | 1013 | 30.02 | 320.5624 | 0 | Heating | 42.7416 | #N/A | #N/A | #N/A | #N/A | 320.5624 | #N/A | #N/A | 3.2302 | #N/A | 0 | 0 | 0 | 0 | 0 | 0 | 0 | 0 | 0 | 0.1425% | 1 | 50% | 0% | 0% | 0% | 8.2745 | 0 | 0 | 0 | 8.2745 | #N/A
2007-03-24 23:00 | 3 | 24 | 23 | 83.9168 | 1991 | 30.02 | 15.08 | 1013 | 30.02 | 394.4808 | 0 | Heating | 52.5974 | #N/A | #N/A | #N/A | #N/A | 394.4808 | #N/A | #N/A | 3.2302 | #N/A | 0 | 0 | 0 | 0 | 0 | 0 | 0 | 0 | 0 | 0.1753% | 1 | 50% | 0% | 0% | 0% | 8.2745 | 0 | 0 | 0 | 8.2745 | #N/A
2007-03-25 | 3 | 25 | 0 | 83.9584 | 1992 | 28.94 | 12.92 | 1012 | 28.94 | 473.762 | 0 | Heating | 63.1683 | #N/A | #N/A | #N/A | #N/A | 473.762 | #N/A | #N/A | 3.188 | #N/A | 0 | 0 | 0 | 0 | 0 | 0 | 0 | 0 | 0 | 0.2106% | 1 | 50% | 0% | 0% | 0% | 8.2745 | 0 | 0 | 0 | 8.2745 | #N/A
2007-03-25 01:00 | 3 | 25 | 1 | 84.0001 | 1993 | 28.04 | 17.06 | 1012 | 28.04 | 503.1022 | 0 | Heating | 67.0803 | #N/A | #N/A | #N/A | #N/A | 503.1022 | #N/A | #N/A | 3.1545 | #N/A | 0 | 0 | 0 | 0 | 0 | 0 | 0 | 0 | 0 | 0.2236% | 1 | 50% | 0% | 0% | 0% | 8.2745 | 0 | 0 | 0 | 8.2745 | #N/A
2007-03-25 02:00 | 3 | 25 | 2 | 84.0418 | 1994 | 28.04 | 17.06 | 1012 | 28.04 | 506.8691 | 0 | Heating | 67.5825 | #N/A | #N/A | #N/A | #N/A | 506.8691 | #N/A | #N/A | 3.1545 | #N/A | 0 | 0 | 0 | 0 | 0 | 0 | 0 | 0 | 0 | 0.2253% | 1 | 50% | 0% | 0% | 0% | 8.2745 | 0 | 0 | 0 | 8.2745 | #N/A
2007-03-25 03:00 | 3 | 25 | 3 | 84.0834 | 1995 | 26.96 | 17.96 | 1012 | 26.96 | 504.651 | 0 | Heating | 67.2868 | #N/A | #N/A | #N/A | #N/A | 504.651 | #N/A | #N/A | 3.1163 | #N/A | 0 | 0 | 0 | 0 | 0 | 0 | 0 | 0 | 0 | 0.2243% | 1 | 50% | 0% | 0% | 0% | 8.2745 | 0 | 0 | 0 | 8.2745 | #N/A
2007-03-25 04:00 | 3 | 25 | 4 | 84.1251 | 1996 | 26.06 | 17.96 | 1011 | 26.06 | 516.0732 | 0 | Heating | 68.8098 | #N/A | #N/A | #N/A | #N/A | 516.0732 | #N/A | #N/A | 3.0859 | #N/A | 0 | 0 | 0 | 0 | 0 | 0 | 0 | 0 | 0 | 0.2294% | 1 | 50% | 0% | 0% | 0% | 8.2745 | 0 | 0 | 0 | 8.2745 | #N/A
2007-03-25 05:00 | 3 | 25 | 5 | 84.1668 | 1997 | 26.06 | 19.04 | 1011 | 26.06 | 512.1573 | 0 | Heating | 68.2876 | #N/A | #N/A | #N/A | #N/A | 512.1573 | #N/A | #N/A | 3.0859 | #N/A | 0 | 0 | 0 | 0 | 0 | 0 | 0 | 0 | 0 | 0.2276% | 1 | 50% | 0% | 0% | 0% | 8.2745 | 0 | 0 | 0 | 8.2745 | #N/A
2007-03-25 06:00 | 3 | 25 | 6 | 84.2084 | 1998 | 24.98 | 17.96 | 1011 | 24.98 | 491.4084 | 0 | Heating | 65.5211 | #N/A | #N/A | #N/A | #N/A | 491.4084 | #N/A | #N/A | 3.0513 | #N/A | 0 | 0 | 0 | 0 | 0 | 0 | 0 | 0 | 0 | 0.2184% | 1 | 50% | 0% | 0% | 0% | 8.2745 | 0 | 0 | 0 | 8.2745 | #N/A
2007-03-25 07:00 | 3 | 25 | 7 | 84.2501 | 1999 | 26.96 | 19.04 | 1011 | 26.96 | 1195.4987 | 0 | Heating | 159.3998 | #N/A | #N/A | #N/A | #N/A | 1195.4987 | #N/A | #N/A | 3.1163 | #N/A | 0 | 0 | 0 | 0 | 0 | 0 | 0 | 0 | 0 | 0.5313% | 1 | 50% | 0% | 0% | 0% | 8.2745 | 0 | 0 | 0 | 8.2745 | #N/A
2007-03-25 08:00 | 3 | 25 | 8 | 84.2918 | 2000 | 26.96 | 19.94 | 1012 | 26.96 | 727.2165 | 0 | Heating | 96.9622 | #N/A | #N/A | #N/A | #N/A | 727.2165 | #N/A | #N/A | 3.1163 | #N/A | 0 | 0 | 0 | 0 | 0 | 0 | 0 | 0 | 0 | 0.3232% | 1 | 50% | 0% | 0% | 0% | 8.2745 | 0 | 0 | 0 | 8.2745 | #N/A
2007-03-25 09:00 | 3 | 25 | 9 | 84.3334 | 2001 | 33.08 | 19.94 | 1012 | 33.08 | 337.5009 | 0 | Heating | 45.0001 | #N/A | #N/A | #N/A | #N/A | 337.5009 | #N/A | #N/A | 3.3624 | #N/A | 0 | 0 | 0 | 0 | 0 | 0 | 0 | 0 | 0 | 0.15% | 1 | 50% | 0% | 0% | 0% | 8.2745 | 0 | 0 | 0 | 8.2745 | #N/A
2007-03-25 10:00 | 3 | 25 | 10 | 84.3751 | 2002 | 33.98 | 15.98 | 1011 | 33.98 | 252.7547 | 0 | Heating | 33.7006 | #N/A | #N/A | #N/A | #N/A | 252.7547 | #N/A | #N/A | 3.405 | #N/A | 0 | 0 | 0 | 0 | 0 | 0 | 0 | 0 | 0 | 0.1123% | 1 | 50% | 0% | 0% | 0% | 8.2745 | 0 | 0 | 0 | 8.2745 | #N/A
2007-03-25 11:00 | 3 | 25 | 11 | 84.4168 | 2003 | 33.98 | 15.98 | 1011 | 33.98 | 228.1873 | 0 | Heating | 30.425 | #N/A | #N/A | #N/A | #N/A | 228.1873 | #N/A | #N/A | 3.405 | #N/A | 0 | 0 | 0 | 0 | 0 | 0 | 0 | 0 | 0 | 0.1014% | 1 | 50% | 0% | 0% | 0% | 8.2745 | 0 | 0 | 0 | 8.2745 | #N/A
2007-03-25 12:00 | 3 | 25 | 12 | 84.4584 | 2004 | 35.96 | 15.08 | 1010 | 35.96 | 168.2915 | 0 | Heating | 22.4389 | #N/A | #N/A | #N/A | #N/A | 168.2915 | #N/A | #N/A | 3.5052 | #N/A | 0 | 0 | 0 | 0 | 0 | 0 | 0 | 0 | 0 | 0.0748% | 1 | 50% | 0% | 0% | 0% | 8.2745 | 0 | 0 | 0 | 8.2745 | #N/A
2007-03-25 13:00 | 3 | 25 | 13 | 84.5001 | 2005 | 37.04 | 17.06 | 1009 | 37.04 | 166.3435 | 0 | Heating | 22.1791 | #N/A | #N/A | #N/A | #N/A | 166.3435 | #N/A | #N/A | 3.5637 | #N/A | 0 | 0 | 0 | 0 | 0 | 0 | 0 | 0 | 0 | 0.07393% | 1 | 50% | 0% | 0% | 0% | 8.2745 | 0 | 0 | 0 | 8.2745 | #N/A
2007-03-25 14:00 | 3 | 25 | 14 | 84.5418 | 2006 | 37.04 | 15.08 | 1008 | 37.04 | 76.0874 | 0 | Heating | 10.145 | #N/A | #N/A | #N/A | #N/A | 76.0874 | #N/A | #N/A | 3.5637 | #N/A | 0 | 0 | 0 | 0 | 0 | 0 | 0 | 0 | 0 | 0.03382% | 1 | 50% | 0% | 0% | 0% | 8.2745 | 0 | 0 | 0 | 8.2745 | #N/A
2007-03-25 15:00 | 3 | 25 | 15 | 84.5834 | 2007 | 35.96 | 15.08 | 1007 | 35.96 | 49.2849 | 0 | Heating | 6.5713 | #N/A | #N/A | #N/A | #N/A | 49.2849 | #N/A | #N/A | 3.5052 | #N/A | 0 | 0 | 0 | 0 | 0 | 0 | 0 | 0 | 0 | 0.0219% | 1 | 50% | 0% | 0% | 0% | 8.2745 | 0 | 0 | 0 | 8.2745 | #N/A
2007-03-25 16:00 | 3 | 25 | 16 | 84.6251 | 2008 | 35.06 | 12.92 | 1006 | 35.06 | 25.8694 | 0 | Heating | 3.4492 | #N/A | #N/A | #N/A | #N/A | 25.8694 | #N/A | #N/A | 3.4585 | #N/A | 0 | 0 | 0 | 0 | 0 | 0 | 0 | 0 | 0 | 0.0115% | 1 | 50% | 0% | 0% | 0% | 8.2745 | 0 | 0 | 0 | 8.2745 | #N/A
2007-03-25 17:00 | 3 | 25 | 17 | 84.6668 | 2009 | 35.06 | 12.02 | 1006 | 35.06 | 13.6621 | 0 | Heating | 1.8216 | #N/A | #N/A | #N/A | #N/A | 13.6621 | #N/A | #N/A | 3.4585 | #N/A | 0 | 0 | 0 | 0 | 0 | 0 | 0 | 0 | 0 | 0.006072% | 1 | 50% | 0% | 0% | 0% | 8.2745 | 0 | 0 | 0 | 8.2745 | #N/A
2007-03-25 18:00 | 3 | 25 | 18 | 84.7084 | 2010 | 30.02 | 8.06 | 1006 | 30.02 | 29.2953 | 0 | Heating | 3.906 | #N/A | #N/A | #N/A | #N/A | 29.2953 | #N/A | #N/A | 3.2302 | #N/A | 0 | 0 | 0 | 0 | 0 | 0 | 0 | 0 | 0 | 0.01302% | 1 | 50% | 0% | 0% | 0% | 8.2745 | 0 | 0 | 0 | 8.2745 | #N/A
2007-03-25 19:00 | 3 | 25 | 19 | 84.7501 | 2011 | 28.94 | 15.98 | 1006 | 28.94 | 110.6833 | 0 | Heating | 14.7578 | #N/A | #N/A | #N/A | #N/A | 110.6833 | #N/A | #N/A | 3.188 | #N/A | 0 | 0 | 0 | 0 | 0 | 0 | 0 | 0 | 0 | 0.04919% | 1 | 50% | 0% | 0% | 0% | 8.2745 | 0 | 0 | 0 | 8.2745 | #N/A
2007-03-25 20:00 | 3 | 25 | 20 | 84.7918 | 2012 | 28.94 | 15.08 | 1007 | 28.94 | 182.7333 | 0 | Heating | 24.3644 | #N/A | #N/A | #N/A | #N/A | 182.7333 | #N/A | #N/A | 3.188 | #N/A | 0 | 0 | 0 | 0 | 0 | 0 | 0 | 0 | 0 | 0.08121% | 1 | 50% | 0% | 0% | 0% | 8.2745 | 0 | 0 | 0 | 8.2745 | #N/A
2007-03-25 21:00 | 3 | 25 | 21 | 84.8334 | 2013 | 26.06 | 17.06 | 1007 | 26.06 | 309.5131 | 0 | Heating | 41.2684 | #N/A | #N/A | #N/A | #N/A | 309.5131 | #N/A | #N/A | 3.0859 | #N/A | 0 | 0 | 0 | 0 | 0 | 0 | 0 | 0 | 0 | 0.1376% | 1 | 50% | 0% | 0% | 0% | 8.2745 | 0 | 0 | 0 | 8.2745 | #N/A
2007-03-25 22:00 | 3 | 25 | 22 | 84.8751 | 2014 | 24.98 | 12.02 | 1007 | 24.98 | 373.0927 | 0 | Heating | 49.7457 | #N/A | #N/A | #N/A | #N/A | 373.0927 | #N/A | #N/A | 3.0513 | #N/A | 0 | 0 | 0 | 0 | 0 | 0 | 0 | 0 | 0 | 0.1658% | 1 | 50% | 0% | 0% | 0% | 8.2745 | 0 | 0 | 0 | 8.2745 | #N/A
2007-03-25 23:00 | 3 | 25 | 23 | 84.9168 | 2015 | 24.98 | 12.02 | 1007 | 24.98 | 6.9352 | 0 | Heating | 0.92469 | #N/A | #N/A | #N/A | #N/A | 6.9352 | #N/A | #N/A | 3.0513 | #N/A | 0 | 0 | 0 | 0 | 0 | 0 | 0 | 0 | 0 | 0.003082% | 1 | 50% | 0% | 0% | 0% | 8.2745 | 0 | 0 | 0 | 8.2745 | #N/A
2007-03-26 | 3 | 26 | 0 | 84.9584 | 2016 | 23 | 12.92 | 1006 | 23 | 20.6377 | 0 | Heating | 2.7517 | #N/A | #N/A | #N/A | #N/A | 20.6377 | #N/A | #N/A | 2.9925 | #N/A | 0 | 0 | 0 | 0 | 0 | 0 | 0 | 0 | 0 | 0.009172% | 1 | 50% | 0% | 0% | 0% | 8.2745 | 0 | 0 | 0 | 8.2745 | #N/A
2007-03-26 01:00 | 3 | 26 | 1 | 85.0001 | 2017 | 21.92 | 15.08 | 1005 | 21.92 | 22.4893 | 0 | Heating | 2.9986 | #N/A | #N/A | #N/A | #N/A | 22.4893 | #N/A | #N/A | 2.9629 | #N/A | 0 | 0 | 0 | 0 | 0 | 0 | 0 | 0 | 0 | 0.009995% | 1 | 50% | 0% | 0% | 0% | 8.2745 | 0 | 0 | 0 | 8.2745 | #N/A
2007-03-26 02:00 | 3 | 26 | 2 | 85.0418 | 2018 | 21.92 | 15.98 | 1005 | 21.92 | 25.3364 | 0 | Heating | 3.3782 | #N/A | #N/A | #N/A | #N/A | 25.3364 | #N/A | #N/A | 2.9629 | #N/A | 0 | 0 | 0 | 0 | 0 | 0 | 0 | 0 | 0 | 0.01126% | 1 | 50% | 0% | 0% | 0% | 8.2745 | 0 | 0 | 0 | 8.2745 | #N/A
2007-03-26 03:00 | 3 | 26 | 3 | 85.0835 | 2019 | 21.02 | 17.96 | 1005 | 21.02 | 31.3464 | 0 | Heating | 4.1795 | #N/A | #N/A | #N/A | #N/A | 31.3464 | #N/A | #N/A | 2.9394 | #N/A | 0 | 0 | 0 | 0 | 0 | 0 | 0 | 0 | 0 | 0.01393% | 1 | 50% | 0% | 0% | 0% | 8.2745 | 0 | 0 | 0 | 8.2745 | #N/A
2007-03-26 04:00 | 3 | 26 | 4 | 85.1251 | 2020 | 19.04 | 17.96 | 1004 | 19.04 | 39.9014 | 0 | Heating | 5.3202 | #N/A | #N/A | #N/A | #N/A | 39.9014 | #N/A | #N/A | 2.8915 | #N/A | 0 | 0 | 0 | 0 | 0 | 0 | 0 | 0 | 0 | 0.01773% | 1 | 50% | 0% | 0% | 0% | 8.2745 | 0 | 0 | 0 | 8.2745 | #N/A
2007-03-26 05:00 | 3 | 26 | 5 | 85.1668 | 2021 | 19.04 | 19.04 | 1004 | 19.04 | 62.3135 | 0 | Heating | 8.3085 | #N/A | #N/A | #N/A | #N/A | 62.3135 | #N/A | #N/A | 2.8915 | #N/A | 0 | 0 | 0 | 0 | 0 | 0 | 0 | 0 | 0 | 0.02769% | 1 | 50% | 0% | 0% | 0% | 8.2745 | 0 | 0 | 0 | 8.2745 | #N/A
2007-03-26 06:00 | 3 | 26 | 6 | 85.2085 | 2022 | 19.04 | 19.94 | 1004 | 19.04 | 65.8351 | 0 | Heating | 8.778 | #N/A | #N/A | #N/A | #N/A | 65.8351 | #N/A | #N/A | 2.8915 | #N/A | 0 | 0 | 0 | 0 | 0 | 0 | 0 | 0 | 0 | 0.02926% | 1 | 50% | 0% | 0% | 0% | 8.2745 | 0 | 0 | 0 | 8.2745 | #N/A
2007-03-26 07:00 | 3 | 26 | 7 | 85.2501 | 2023 | 21.02 | 19.94 | 1004 | 21.02 | 749.7698 | 0 | Heating | 99.9693 | #N/A | #N/A | #N/A | #N/A | 749.7698 | #N/A | #N/A | 2.9394 | #N/A | 0 | 0 | 0 | 0 | 0 | 0 | 0 | 0 | 0 | 0.3332% | 1 | 50% | 0% | 0% | 0% | 8.2745 | 0 | 0 | 0 | 8.2745 | #N/A
2007-03-26 08:00 | 3 | 26 | 8 | 85.2918 | 2024 | 21.02 | 21.92 | 1004 | 21.02 | 399.1078 | 0 | Heating | 53.2144 | #N/A | #N/A | #N/A | #N/A | 399.1078 | #N/A | #N/A | 2.9394 | #N/A | 0 | 0 | 0 | 0 | 0 | 0 | 0 | 0 | 0 | 0.1774% | 1 | 50% | 0% | 0% | 0% | 8.2745 | 0 | 0 | 0 | 8.2745 | #N/A
2007-03-26 09:00 | 3 | 26 | 9 | 85.3335 | 2025 | 26.96 | 24.08 | 1004 | 26.96 | 100.612 | 0 | Heating | 13.4149 | #N/A | #N/A | #N/A | #N/A | 100.612 | #N/A | #N/A | 3.1163 | #N/A | 0 | 0 | 0 | 0 | 0 | 0 | 0 | 0 | 0 | 0.04472% | 1 | 50% | 0% | 0% | 0% | 8.2745 | 0 | 0 | 0 | 8.2745 | #N/A
2007-03-26 10:00 | 3 | 26 | 10 | 85.3751 | 2026 | 28.94 | 28.94 | 1006 | 28.94 | 127.7923 | 0 | Heating | 17.039 | #N/A | #N/A | #N/A | #N/A | 127.7923 | #N/A | #N/A | 3.188 | #N/A | 0 | 0 | 0 | 0 | 0 | 0 | 0 | 0 | 0 | 0.0568% | 1 | 50% | 0% | 0% | 0% | 8.2745 | 0 | 0 | 0 | 8.2745 | #N/A
2007-03-26 11:00 | 3 | 26 | 11 | 85.4168 | 2027 | 28.94 | 21.92 | 1007 | 28.94 | 134.047 | 0 | Heating | 17.8729 | #N/A | #N/A | #N/A | #N/A | 134.047 | #N/A | #N/A | 3.188 | #N/A | 0 | 0 | 0 | 0 | 0 | 0 | 0 | 0 | 0 | 0.05958% | 1 | 50% | 0% | 0% | 0% | 8.2745 | 0 | 0 | 0 | 8.2745 | #N/A
2007-03-26 12:00 | 3 | 26 | 12 | 85.4585 | 2028 | 33.08 | 19.94 | 1008 | 33.08 | 102.591 | 0 | Heating | 13.6788 | #N/A | #N/A | #N/A | #N/A | 102.591 | #N/A | #N/A | 3.3624 | #N/A | 0 | 0 | 0 | 0 | 0 | 0 | 0 | 0 | 0 | 0.0456% | 1 | 50% | 0% | 0% | 0% | 8.2745 | 0 | 0 | 0 | 8.2745 | #N/A
2007-03-26 13:00 | 3 | 26 | 13 | 85.5001 | 2029 | 35.06 | 24.08 | 1010 | 35.06 | 188.1361 | 0 | Heating | 25.0848 | #N/A | #N/A | #N/A | #N/A | 188.1361 | #N/A | #N/A | 3.4585 | #N/A | 0 | 0 | 0 | 0 | 0 | 0 | 0 | 0 | 0 | 0.08362% | 1 | 50% | 0% | 0% | 0% | 8.2745 | 0 | 0 | 0 | 8.2745 | #N/A
2007-03-26 14:00 | 3 | 26 | 14 | 85.5418 | 2030 | 35.06 | 14 | 1011 | 35.06 | 96.1877 | 0 | Heating | 12.825 | #N/A | #N/A | #N/A | #N/A | 96.1877 | #N/A | #N/A | 3.4585 | #N/A | 0 | 0 | 0 | 0 | 0 | 0 | 0 | 0 | 0 | 0.04275% | 1 | 50% | 0% | 0% | 0% | 8.2745 | 0 | 0 | 0 | 8.2745 | #N/A
2007-03-26 15:00 | 3 | 26 | 15 | 85.5835 | 2031 | 35.96 | 8.06 | 1011 | 35.96 | 91.9473 | 0 | Heating | 12.2596 | #N/A | #N/A | #N/A | #N/A | 91.9473 | #N/A | #N/A | 3.5052 | #N/A | 0 | 0 | 0 | 0 | 0 | 0 | 0 | 0 | 0 | 0.04087% | 1 | 50% | 0% | 0% | 0% | 8.2745 | 0 | 0 | 0 | 8.2745 | #N/A
2007-03-26 16:00 | 3 | 26 | 16 | 85.6251 | 2032 | 35.06 | 8.06 | 1011 | 35.06 | 94.633 | 0 | Heating | 12.6177 | #N/A | #N/A | #N/A | #N/A | 94.633 | #N/A | #N/A | 3.4585 | #N/A | 0 | 0 | 0 | 0 | 0 | 0 | 0 | 0 | 0 | 0.04206% | 1 | 50% | 0% | 0% | 0% | 8.2745 | 0 | 0 | 0 | 8.2745 | #N/A
2007-03-26 17:00 | 3 | 26 | 17 | 85.6668 | 2033 | 35.06 | 8.06 | 1012 | 35.06 | 73.3226 | 0 | Heating | 9.7764 | #N/A | #N/A | #N/A | #N/A | 73.3226 | #N/A | #N/A | 3.4585 | #N/A | 0 | 0 | 0 | 0 | 0 | 0 | 0 | 0 | 0 | 0.03259% | 1 | 50% | 0% | 0% | 0% | 8.2745 | 0 | 0 | 0 | 8.2745 | #N/A
2007-03-26 18:00 | 3 | 26 | 18 | 85.7085 | 2034 | 30.92 | 8.06 | 1012 | 30.92 | 135.0455 | 0 | Heating | 18.0061 | #N/A | #N/A | #N/A | #N/A | 135.0455 | #N/A | #N/A | 3.2671 | #N/A | 0 | 0 | 0 | 0 | 0 | 0 | 0 | 0 | 0 | 0.06002% | 1 | 50% | 0% | 0% | 0% | 8.2745 | 0 | 0 | 0 | 8.2745 | #N/A
2007-03-26 19:00 | 3 | 26 | 19 | 85.7501 | 2035 | 28.94 | 8.06 | 1013 | 28.94 | 267.2785 | 0 | Heating | 35.6371 | #N/A | #N/A | #N/A | #N/A | 267.2785 | #N/A | #N/A | 3.188 | #N/A | 0 | 0 | 0 | 0 | 0 | 0 | 0 | 0 | 0 | 0.1188% | 1 | 50% | 0% | 0% | 0% | 8.2745 | 0 | 0 | 0 | 8.2745 | #N/A
2007-03-26 20:00 | 3 | 26 | 20 | 85.7918 | 2036 | 28.94 | 8.06 | 1013 | 28.94 | 337.4255 | 0 | Heating | 44.9901 | #N/A | #N/A | #N/A | #N/A | 337.4255 | #N/A | #N/A | 3.188 | #N/A | 0 | 0 | 0 | 0 | 0 | 0 | 0 | 0 | 0 | 0.15% | 1 | 50% | 0% | 0% | 0% | 8.2745 | 0 | 0 | 0 | 8.2745 | #N/A
2007-03-26 21:00 | 3 | 26 | 21 | 85.8335 | 2037 | 26.96 | 8.06 | 1014 | 26.96 | 431.1695 | 0 | Heating | 57.4893 | #N/A | #N/A | #N/A | #N/A | 431.1695 | #N/A | #N/A | 3.1163 | #N/A | 0 | 0 | 0 | 0 | 0 | 0 | 0 | 0 | 0 | 0.1916% | 1 | 50% | 0% | 0% | 0% | 8.2745 | 0 | 0 | 0 | 8.2745 | #N/A
2007-03-26 22:00 | 3 | 26 | 22 | 85.8751 | 2038 | 26.06 | 8.96 | 1014 | 26.06 | 501.8555 | 0 | Heating | 66.9141 | #N/A | #N/A | #N/A | #N/A | 501.8555 | #N/A | #N/A | 3.0859 | #N/A | 0 | 0 | 0 | 0 | 0 | 0 | 0 | 0 | 0 | 0.223% | 1 | 50% | 0% | 0% | 0% | 8.2745 | 0 | 0 | 0 | 8.2745 | #N/A
2007-03-26 23:00 | 3 | 26 | 23 | 85.9168 | 2039 | 26.06 | 8.96 | 1014 | 26.06 | 40.5016 | 0 | Heating | 5.4002 | #N/A | #N/A | #N/A | #N/A | 40.5016 | #N/A | #N/A | 3.0859 | #N/A | 0 | 0 | 0 | 0 | 0 | 0 | 0 | 0 | 0 | 0.018% | 1 | 50% | 0% | 0% | 0% | 8.2745 | 0 | 0 | 0 | 8.2745 | #N/A
2007-03-27 | 3 | 27 | 0 | 85.9585 | 2040 | 24.98 | 8.96 | 1014 | 24.98 | 139.8403 | 0 | Heating | 18.6454 | #N/A | #N/A | #N/A | #N/A | 139.8403 | #N/A | #N/A | 3.0513 | #N/A | 0 | 0 | 0 | 0 | 0 | 0 | 0 | 0 | 0 | 0.06215% | 1 | 50% | 0% | 0% | 0% | 8.2745 | 0 | 0 | 0 | 8.2745 | #N/A
2007-03-27 01:00 | 3 | 27 | 1 | 86.0001 | 2041 | 24.08 | 10.04 | 1014 | 24.08 | 185.3895 | 0 | Heating | 24.7186 | #N/A | #N/A | #N/A | #N/A | 185.3895 | #N/A | #N/A | 3.0238 | #N/A | 0 | 0 | 0 | 0 | 0 | 0 | 0 | 0 | 0 | 0.0824% | 1 | 50% | 0% | 0% | 0% | 8.2745 | 0 | 0 | 0 | 8.2745 | #N/A
2007-03-27 02:00 | 3 | 27 | 2 | 86.0418 | 2042 | 24.08 | 8.06 | 1014 | 24.08 | 219.826 | 0 | Heating | 29.3101 | #N/A | #N/A | #N/A | #N/A | 219.826 | #N/A | #N/A | 3.0238 | #N/A | 0 | 0 | 0 | 0 | 0 | 0 | 0 | 0 | 0 | 0.0977% | 1 | 50% | 0% | 0% | 0% | 8.2745 | 0 | 0 | 0 | 8.2745 | #N/A
2007-03-27 03:00 | 3 | 27 | 3 | 86.0835 | 2043 | 21.92 | 6.08 | 1014 | 21.92 | 278.4794 | 0 | Heating | 37.1306 | #N/A | #N/A | #N/A | #N/A | 278.4794 | #N/A | #N/A | 2.9629 | #N/A | 0 | 0 | 0 | 0 | 0 | 0 | 0 | 0 | 0 | 0.1238% | 1 | 50% | 0% | 0% | 0% | 8.2745 | 0 | 0 | 0 | 8.2745 | #N/A
2007-03-27 04:00 | 3 | 27 | 4 | 86.1251 | 2044 | 21.02 | 8.06 | 1014 | 21.02 | 320.1656 | 0 | Heating | 42.6887 | #N/A | #N/A | #N/A | #N/A | 320.1656 | #N/A | #N/A | 2.9394 | #N/A | 0 | 0 | 0 | 0 | 0 | 0 | 0 | 0 | 0 | 0.1423% | 1 | 50% | 0% | 0% | 0% | 8.2745 | 0 | 0 | 0 | 8.2745 | #N/A
2007-03-27 05:00 | 3 | 27 | 5 | 86.1668 | 2045 | 21.02 | 5 | 1014 | 21.02 | 369.3599 | 0 | Heating | 49.248 | #N/A | #N/A | #N/A | #N/A | 369.3599 | #N/A | #N/A | 2.9394 | #N/A | 0 | 0 | 0 | 0 | 0 | 0 | 0 | 0 | 0 | 0.1642% | 1 | 50% | 0% | 0% | 0% | 8.2745 | 0 | 0 | 0 | 8.2745 | #N/A
2007-03-27 06:00 | 3 | 27 | 6 | 86.2085 | 2046 | 21.02 | 6.08 | 1015 | 21.02 | 423.9814 | 0 | Heating | 56.5309 | #N/A | #N/A | #N/A | #N/A | 423.9814 | #N/A | #N/A | 2.9394 | #N/A | 0 | 0 | 0 | 0 | 0 | 0 | 0 | 0 | 0 | 0.1884% | 1 | 50% | 0% | 0% | 0% | 8.2745 | 0 | 0 | 0 | 8.2745 | #N/A
2007-03-27 07:00 | 3 | 27 | 7 | 86.2501 | 2047 | 23 | 6.08 | 1015 | 23 | 1083.0533 | 0 | Heating | 144.4071 | #N/A | #N/A | #N/A | #N/A | 1083.0533 | #N/A | #N/A | 2.9925 | #N/A | 0 | 0 | 0 | 0 | 0 | 0 | 0 | 0 | 0 | 0.4814% | 1 | 50% | 0% | 0% | 0% | 8.2745 | 0 | 0 | 0 | 8.2745 | #N/A
2007-03-27 08:00 | 3 | 27 | 8 | 86.2918 | 2048 | 23 | 6.98 | 1016 | 23 | 663.4384 | 0 | Heating | 88.4585 | #N/A | #N/A | #N/A | #N/A | 663.4384 | #N/A | #N/A | 2.9925 | #N/A | 0 | 0 | 0 | 0 | 0 | 0 | 0 | 0 | 0 | 0.2949% | 1 | 50% | 0% | 0% | 0% | 8.2745 | 0 | 0 | 0 | 8.2745 | #N/A
2007-03-27 09:00 | 3 | 27 | 9 | 86.3335 | 2049 | 26.96 | 10.94 | 1016 | 26.96 | 347.1073 | 0 | Heating | 46.281 | #N/A | #N/A | #N/A | #N/A | 347.1073 | #N/A | #N/A | 3.1163 | #N/A | 0 | 0 | 0 | 0 | 0 | 0 | 0 | 0 | 0 | 0.1543% | 1 | 50% | 0% | 0% | 0% | 8.2745 | 0 | 0 | 0 | 8.2745 | #N/A
2007-03-27 10:00 | 3 | 27 | 10 | 86.3751 | 2050 | 30.92 | 14 | 1016 | 30.92 | 297.0614 | 0 | Heating | 39.6082 | #N/A | #N/A | #N/A | #N/A | 297.0614 | #N/A | #N/A | 3.2671 | #N/A | 0 | 0 | 0 | 0 | 0 | 0 | 0 | 0 | 0 | 0.132% | 1 | 50% | 0% | 0% | 0% | 8.2745 | 0 | 0 | 0 | 8.2745 | #N/A
2007-03-27 11:00 | 3 | 27 | 11 | 86.4168 | 2051 | 30.92 | 8.06 | 1016 | 30.92 | 307.7416 | 0 | Heating | 41.0322 | #N/A | #N/A | #N/A | #N/A | 307.7416 | #N/A | #N/A | 3.2671 | #N/A | 0 | 0 | 0 | 0 | 0 | 0 | 0 | 0 | 0 | 0.1368% | 1 | 50% | 0% | 0% | 0% | 8.2745 | 0 | 0 | 0 | 8.2745 | #N/A
2007-03-27 12:00 | 3 | 27 | 12 | 86.4585 | 2052 | 33.98 | 10.94 | 1016 | 33.98 | 237.8256 | 0 | Heating | 31.7101 | #N/A | #N/A | #N/A | #N/A | 237.8256 | #N/A | #N/A | 3.405 | #N/A | 0 | 0 | 0 | 0 | 0 | 0 | 0 | 0 | 0 | 0.1057% | 1 | 50% | 0% | 0% | 0% | 8.2745 | 0 | 0 | 0 | 8.2745 | #N/A
2007-03-27 13:00 | 3 | 27 | 13 | 86.5001 | 2053 | 35.96 | 15.98 | 1016 | 35.96 | 320.6129 | 0 | Heating | 42.7484 | #N/A | #N/A | #N/A | #N/A | 320.6129 | #N/A | #N/A | 3.5052 | #N/A | 0 | 0 | 0 | 0 | 0 | 0 | 0 | 0 | 0 | 0.1425% | 1 | 50% | 0% | 0% | 0% | 8.2745 | 0 | 0 | 0 | 8.2745 | #N/A
2007-03-27 14:00 | 3 | 27 | 14 | 86.5418 | 2054 | 35.96 | 14 | 1015 | 35.96 | 179.1391 | 0 | Heating | 23.8852 | #N/A | #N/A | #N/A | #N/A | 179.1391 | #N/A | #N/A | 3.5052 | #N/A | 0 | 0 | 0 | 0 | 0 | 0 | 0 | 0 | 0 | 0.07962% | 1 | 50% | 0% | 0% | 0% | 8.2745 | 0 | 0 | 0 | 8.2745 | #N/A
2007-03-27 15:00 | 3 | 27 | 15 | 86.5835 | 2055 | 37.04 | 8.06 | 1015 | 37.04 | 115.6802 | 0 | Heating | 15.424 | #N/A | #N/A | #N/A | #N/A | 115.6802 | #N/A | #N/A | 3.5637 | #N/A | 0 | 0 | 0 | 0 | 0 | 0 | 0 | 0 | 0 | 0.05141% | 1 | 50% | 0% | 0% | 0% | 8.2745 | 0 | 0 | 0 | 8.2745 | #N/A
2007-03-27 16:00 | 3 | 27 | 16 | 86.6251 | 2056 | 35.96 | 6.08 | 1015 | 35.96 | 102.5568 | 0 | Heating | 13.6742 | #N/A | #N/A | #N/A | #N/A | 102.5568 | #N/A | #N/A | 3.5052 | #N/A | 0 | 0 | 0 | 0 | 0 | 0 | 0 | 0 | 0 | 0.04558% | 1 | 50% | 0% | 0% | 0% | 8.2745 | 0 | 0 | 0 | 8.2745 | #N/A
2007-03-27 17:00 | 3 | 27 | 17 | 86.6668 | 2057 | 35.96 | 6.98 | 1015 | 35.96 | 81.1828 | 0 | Heating | 10.8244 | #N/A | #N/A | #N/A | #N/A | 81.1828 | #N/A | #N/A | 3.5052 | #N/A | 0 | 0 | 0 | 0 | 0 | 0 | 0 | 0 | 0 | 0.03608% | 1 | 50% | 0% | 0% | 0% | 8.2745 | 0 | 0 | 0 | 8.2745 | #N/A
2007-03-27 18:00 | 3 | 27 | 18 | 86.7085 | 2058 | 32 | 6.98 | 1015 | 32 | 137.1394 | 0 | Heating | 18.2852 | #N/A | #N/A | #N/A | #N/A | 137.1394 | #N/A | #N/A | 3.3135 | #N/A | 0 | 0 | 0 | 0 | 0 | 0 | 0 | 0 | 0 | 0.06095% | 1 | 50% | 0% | 0% | 0% | 8.2745 | 0 | 0 | 0 | 8.2745 | #N/A
2007-03-27 19:00 | 3 | 27 | 19 | 86.7501 | 2059 | 28.94 | 6.98 | 1015 | 28.94 | 260.2372 | 0 | Heating | 34.6983 | #N/A | #N/A | #N/A | #N/A | 260.2372 | #N/A | #N/A | 3.188 | #N/A | 0 | 0 | 0 | 0 | 0 | 0 | 0 | 0 | 0 | 0.1157% | 1 | 50% | 0% | 0% | 0% | 8.2745 | 0 | 0 | 0 | 8.2745 | #N/A
2007-03-27 20:00 | 3 | 27 | 20 | 86.7918 | 2060 | 28.94 | 8.06 | 1015 | 28.94 | 330.6498 | 0 | Heating | 44.0866 | #N/A | #N/A | #N/A | #N/A | 330.6498 | #N/A | #N/A | 3.188 | #N/A | 0 | 0 | 0 | 0 | 0 | 0 | 0 | 0 | 0 | 0.147% | 1 | 50% | 0% | 0% | 0% | 8.2745 | 0 | 0 | 0 | 8.2745 | #N/A
2007-03-27 21:00 | 3 | 27 | 21 | 86.8335 | 2061 | 26.96 | 8.96 | 1015 | 26.96 | 413.8525 | 0 | Heating | 55.1803 | #N/A | #N/A | #N/A | #N/A | 413.8525 | #N/A | #N/A | 3.1163 | #N/A | 0 | 0 | 0 | 0 | 0 | 0 | 0 | 0 | 0 | 0.1839% | 1 | 50% | 0% | 0% | 0% | 8.2745 | 0 | 0 | 0 | 8.2745 | #N/A
2007-03-27 22:00 | 3 | 27 | 22 | 86.8751 | 2062 | 26.06 | 10.04 | 1015 | 26.06 | 466.8543 | 0 | Heating | 62.2472 | #N/A | #N/A | #N/A | #N/A | 466.8543 | #N/A | #N/A | 3.0859 | #N/A | 0 | 0 | 0 | 0 | 0 | 0 | 0 | 0 | 0 | 0.2075% | 1 | 50% | 0% | 0% | 0% | 8.2745 | 0 | 0 | 0 | 8.2745 | #N/A
2007-03-27 23:00 | 3 | 27 | 23 | 86.9168 | 2063 | 26.06 | 10.94 | 1014 | 26.06 | 29.8942 | 0 | Heating | 3.9859 | #N/A | #N/A | #N/A | #N/A | 29.8942 | #N/A | #N/A | 3.0859 | #N/A | 0 | 0 | 0 | 0 | 0 | 0 | 0 | 0 | 0 | 0.01329% | 1 | 50% | 0% | 0% | 0% | 8.2745 | 0 | 0 | 0 | 8.2745 | #N/A
2007-03-28 | 3 | 28 | 0 | 86.9585 | 2064 | 26.96 | 12.92 | 1014 | 26.96 | 106.6479 | 0 | Heating | 14.2197 | #N/A | #N/A | #N/A | #N/A | 106.6479 | #N/A | #N/A | 3.1163 | #N/A | 0 | 0 | 0 | 0 | 0 | 0 | 0 | 0 | 0 | 0.0474% | 1 | 50% | 0% | 0% | 0% | 8.2745 | 0 | 0 | 0 | 8.2745 | #N/A
2007-03-28 01:00 | 3 | 28 | 1 | 87.0001 | 2065 | 26.96 | 15.08 | 1014 | 26.96 | 157.8591 | 0 | Heating | 21.0479 | #N/A | #N/A | #N/A | #N/A | 157.8591 | #N/A | #N/A | 3.1163 | #N/A | 0 | 0 | 0 | 0 | 0 | 0 | 0 | 0 | 0 | 0.07016% | 1 | 50% | 0% | 0% | 0% | 8.2745 | 0 | 0 | 0 | 8.2745 | #N/A
2007-03-28 02:00 | 3 | 28 | 2 | 87.0418 | 2066 | 26.96 | 15.08 | 1014 | 26.96 | 197.0504 | 0 | Heating | 26.2734 | #N/A | #N/A | #N/A | #N/A | 197.0504 | #N/A | #N/A | 3.1163 | #N/A | 0 | 0 | 0 | 0 | 0 | 0 | 0 | 0 | 0 | 0.08758% | 1 | 50% | 0% | 0% | 0% | 8.2745 | 0 | 0 | 0 | 8.2745 | #N/A
2007-03-28 03:00 | 3 | 28 | 3 | 87.0835 | 2067 | 24.98 | 15.08 | 1014 | 24.98 | 240.3329 | 0 | Heating | 32.0444 | #N/A | #N/A | #N/A | #N/A | 240.3329 | #N/A | #N/A | 3.0513 | #N/A | 0 | 0 | 0 | 0 | 0 | 0 | 0 | 0 | 0 | 0.1068% | 1 | 50% | 0% | 0% | 0% | 8.2745 | 0 | 0 | 0 | 8.2745 | #N/A
2007-03-28 04:00 | 3 | 28 | 4 | 87.1251 | 2068 | 24.98 | 14 | 1014 | 24.98 | 289.4195 | 0 | Heating | 38.5893 | #N/A | #N/A | #N/A | #N/A | 289.4195 | #N/A | #N/A | 3.0513 | #N/A | 0 | 0 | 0 | 0 | 0 | 0 | 0 | 0 | 0 | 0.1286% | 1 | 50% | 0% | 0% | 0% | 8.2745 | 0 | 0 | 0 | 8.2745 | #N/A
2007-03-28 05:00 | 3 | 28 | 5 | 87.1668 | 2069 | 24.98 | 14 | 1014 | 24.98 | 303.632 | 0 | Heating | 40.4843 | #N/A | #N/A | #N/A | #N/A | 303.632 | #N/A | #N/A | 3.0513 | #N/A | 0 | 0 | 0 | 0 | 0 | 0 | 0 | 0 | 0 | 0.1349% | 1 | 50% | 0% | 0% | 0% | 8.2745 | 0 | 0 | 0 | 8.2745 | #N/A
2007-03-28 06:00 | 3 | 28 | 6 | 87.2085 | 2070 | 24.08 | 14 | 1014 | 24.08 | 265.5445 | 0 | Heating | 35.4059 | #N/A | #N/A | #N/A | #N/A | 265.5445 | #N/A | #N/A | 3.0238 | #N/A | 0 | 0 | 0 | 0 | 0 | 0 | 0 | 0 | 0 | 0.118% | 1 | 50% | 0% | 0% | 0% | 8.2745 | 0 | 0 | 0 | 8.2745 | #N/A
2007-03-28 07:00 | 3 | 28 | 7 | 87.2501 | 2071 | 24.98 | 17.06 | 1015 | 24.98 | 902.7075 | 0 | Heating | 120.361 | #N/A | #N/A | #N/A | #N/A | 902.7075 | #N/A | #N/A | 3.0513 | #N/A | 0 | 0 | 0 | 0 | 0 | 0 | 0 | 0 | 0 | 0.4012% | 1 | 50% | 0% | 0% | 0% | 8.2745 | 0 | 0 | 0 | 8.2745 | #N/A
2007-03-28 08:00 | 3 | 28 | 8 | 87.2918 | 2072 | 24.98 | 17.96 | 1014 | 24.98 | 437.9319 | 0 | Heating | 58.3909 | #N/A | #N/A | #N/A | #N/A | 437.9319 | #N/A | #N/A | 3.0513 | #N/A | 0 | 0 | 0 | 0 | 0 | 0 | 0 | 0 | 0 | 0.1946% | 1 | 50% | 0% | 0% | 0% | 8.2745 | 0 | 0 | 0 | 8.2745 | #N/A
2007-03-28 09:00 | 3 | 28 | 9 | 87.3335 | 2073 | 30.92 | 15.98 | 1015 | 30.92 | 112.2129 | 0 | Heating | 14.9617 | #N/A | #N/A | #N/A | #N/A | 112.2129 | #N/A | #N/A | 3.2671 | #N/A | 0 | 0 | 0 | 0 | 0 | 0 | 0 | 0 | 0 | 0.04987% | 1 | 50% | 0% | 0% | 0% | 8.2745 | 0 | 0 | 0 | 8.2745 | #N/A
2007-03-28 10:00 | 3 | 28 | 10 | 87.3751 | 2074 | 33.08 | 19.94 | 1015 | 33.08 | 80.501 | 0 | Heating | 10.7335 | #N/A | #N/A | #N/A | #N/A | 80.501 | #N/A | #N/A | 3.3624 | #N/A | 0 | 0 | 0 | 0 | 0 | 0 | 0 | 0 | 0 | 0.03578% | 1 | 50% | 0% | 0% | 0% | 8.2745 | 0 | 0 | 0 | 8.2745 | #N/A
2007-03-28 11:00 | 3 | 28 | 11 | 87.4168 | 2075 | 33.08 | 21.02 | 1014 | 33.08 | 72.896 | 0 | Heating | 9.7195 | #N/A | #N/A | #N/A | #N/A | 72.896 | #N/A | #N/A | 3.3624 | #N/A | 0 | 0 | 0 | 0 | 0 | 0 | 0 | 0 | 0 | 0.0324% | 1 | 50% | 0% | 0% | 0% | 8.2745 | 0 | 0 | 0 | 8.2745 | #N/A
2007-03-28 12:00 | 3 | 28 | 12 | 87.4585 | 2076 | 37.94 | 21.92 | 1014 | 37.94 | 34.9274 | 0 | Heating | 4.657 | #N/A | #N/A | #N/A | #N/A | 34.9274 | #N/A | #N/A | 3.6146 | #N/A | 0 | 0 | 0 | 0 | 0 | 0 | 0 | 0 | 0 | 0.01552% | 1 | 50% | 0% | 0% | 0% | 8.2745 | 0 | 0 | 0 | 8.2745 | #N/A
2007-03-28 13:00 | 3 | 28 | 13 | 87.5001 | 2077 | 39.92 | 21.02 | 1014 | 39.92 | 41.4525 | 0 | Heating | 5.527 | #N/A | #N/A | #N/A | #N/A | 41.4525 | #N/A | #N/A | 3.7339 | #N/A | 0 | 0 | 0 | 0 | 0 | 0 | 0 | 0 | 0 | 0.01842% | 1 | 50% | 0% | 0% | 0% | 8.2745 | 0 | 0 | 0 | 8.2745 | #N/A
2007-03-28 14:00 | 3 | 28 | 14 | 87.5418 | 2078 | 39.92 | 15.98 | 1013 | 39.92 | 11.922 | 0 | Heating | 1.5896 | #N/A | #N/A | #N/A | #N/A | 11.922 | #N/A | #N/A | 3.7339 | #N/A | 0 | 0 | 0 | 0 | 0 | 0 | 0 | 0 | 0 | 0.005299% | 1 | 50% | 0% | 0% | 0% | 8.2745 | 0 | 0 | 0 | 8.2745 | #N/A
2007-03-28 15:00 | 3 | 28 | 15 | 87.5835 | 2079 | 42.08 | 10.94 | 1013 | 42.08 | 9.1194 | 0 | Heating | 1.2159 | #N/A | #N/A | #N/A | #N/A | 9.1194 | #N/A | #N/A | 3.8759 | #N/A | 0 | 0 | 0 | 0 | 0 | 0 | 0 | 0 | 0 | 0.004053% | 1 | 50% | 0% | 0% | 0% | 8.2745 | 0 | 0 | 0 | 8.2745 | #N/A
2007-03-28 16:00 | 3 | 28 | 16 | 87.6251 | 2080 | 41 | 6.98 | 1013 | 41 | 8.7947 | 0 | Heating | 1.1726 | #N/A | #N/A | #N/A | #N/A | 8.7947 | #N/A | #N/A | 3.8033 | #N/A | 0 | 0 | 0 | 0 | 0 | 0 | 0 | 0 | 0 | 0.003909% | 1 | 50% | 0% | 0% | 0% | 8.2745 | 0 | 0 | 0 | 8.2745 | #N/A
2007-03-28 17:00 | 3 | 28 | 17 | 87.6668 | 2081 | 41 | 10.94 | 1014 | 41 | 7.2911 | 0 | Heating | 0.97214 | #N/A | #N/A | #N/A | #N/A | 7.2911 | #N/A | #N/A | 3.8033 | #N/A | 0 | 0 | 0 | 0 | 0 | 0 | 0 | 0 | 0 | 0.00324% | 1 | 50% | 0% | 0% | 0% | 8.2745 | 0 | 0 | 0 | 8.2745 | #N/A
2007-03-28 18:00 | 3 | 28 | 18 | 87.7085 | 2082 | 35.96 | 12.02 | 1014 | 35.96 | 12.2979 | 0 | Heating | 1.6397 | #N/A | #N/A | #N/A | #N/A | 12.2979 | #N/A | #N/A | 3.5052 | #N/A | 0 | 0 | 0 | 0 | 0 | 0 | 0 | 0 | 0 | 0.005466% | 1 | 50% | 0% | 0% | 0% | 8.2745 | 0 | 0 | 0 | 8.2745 | #N/A
2007-03-28 19:00 | 3 | 28 | 19 | 87.7501 | 2083 | 35.06 | 14 | 1015 | 35.06 | 59.3375 | 0 | Heating | 7.9117 | #N/A | #N/A | #N/A | #N/A | 59.3375 | #N/A | #N/A | 3.4585 | #N/A | 0 | 0 | 0 | 0 | 0 | 0 | 0 | 0 | 0 | 0.02637% | 1 | 50% | 0% | 0% | 0% | 8.2745 | 0 | 0 | 0 | 8.2745 | #N/A
2007-03-28 20:00 | 3 | 28 | 20 | 87.7918 | 2084 | 35.06 | 15.08 | 1016 | 35.06 | 89.6081 | 0 | Heating | 11.9477 | #N/A | #N/A | #N/A | #N/A | 89.6081 | #N/A | #N/A | 3.4585 | #N/A | 0 | 0 | 0 | 0 | 0 | 0 | 0 | 0 | 0 | 0.03983% | 1 | 50% | 0% | 0% | 0% | 8.2745 | 0 | 0 | 0 | 8.2745 | #N/A
2007-03-28 21:00 | 3 | 28 | 21 | 87.8335 | 2085 | 33.08 | 17.06 | 1016 | 33.08 | 166.4576 | 0 | Heating | 22.1944 | #N/A | #N/A | #N/A | #N/A | 166.4576 | #N/A | #N/A | 3.3624 | #N/A | 0 | 0 | 0 | 0 | 0 | 0 | 0 | 0 | 0 | 0.07398% | 1 | 50% | 0% | 0% | 0% | 8.2745 | 0 | 0 | 0 | 8.2745 | #N/A
2007-03-28 22:00 | 3 | 28 | 22 | 87.8751 | 2086 | 32 | 19.04 | 1016 | 32 | 258.5775 | 0 | Heating | 34.477 | #N/A | #N/A | #N/A | #N/A | 258.5775 | #N/A | #N/A | 3.3135 | #N/A | 0 | 0 | 0 | 0 | 0 | 0 | 0 | 0 | 0 | 0.1149% | 1 | 50% | 0% | 0% | 0% | 8.2745 | 0 | 0 | 0 | 8.2745 | #N/A
2007-03-28 23:00 | 3 | 28 | 23 | 87.9168 | 2087 | 32 | 17.96 | 1016 | 32 | 3.4188 | 0 | Heating | 0.45584 | #N/A | #N/A | #N/A | #N/A | 3.4188 | #N/A | #N/A | 3.3135 | #N/A | 0 | 0 | 0 | 0 | 0 | 0 | 0 | 0 | 0 | 0.001519% | 1 | 50% | 0% | 0% | 0% | 8.2745 | 0 | 0 | 0 | 8.2745 | #N/A
2007-03-29 | 3 | 29 | 0 | 87.9585 | 2088 | 30.92 | 19.04 | 1016 | 30.92 | 14.7522 | 0 | Heating | 1.967 | #N/A | #N/A | #N/A | #N/A | 14.7522 | #N/A | #N/A | 3.2671 | #N/A | 0 | 0 | 0 | 0 | 0 | 0 | 0 | 0 | 0 | 0.006557% | 1 | 50% | 0% | 0% | 0% | 8.2745 | 0 | 0 | 0 | 8.2745 | #N/A
2007-03-29 01:00 | 3 | 29 | 1 | 88.0001 | 2089 | 30.02 | 19.04 | 1017 | 30.02 | 23.2384 | 0 | Heating | 3.0985 | #N/A | #N/A | #N/A | #N/A | 23.2384 | #N/A | #N/A | 3.2302 | #N/A | 0 | 0 | 0 | 0 | 0 | 0 | 0 | 0 | 0 | 0.01033% | 1 | 50% | 0% | 0% | 0% | 8.2745 | 0 | 0 | 0 | 8.2745 | #N/A
2007-03-29 02:00 | 3 | 29 | 2 | 88.0418 | 2090 | 30.02 | 19.04 | 1017 | 30.02 | 50.7288 | 0 | Heating | 6.7638 | #N/A | #N/A | #N/A | #N/A | 50.7288 | #N/A | #N/A | 3.2302 | #N/A | 0 | 0 | 0 | 0 | 0 | 0 | 0 | 0 | 0 | 0.02255% | 1 | 50% | 0% | 0% | 0% | 8.2745 | 0 | 0 | 0 | 8.2745 | #N/A
2007-03-29 03:00 | 3 | 29 | 3 | 88.0835 | 2091 | 28.94 | 19.94 | 1017 | 28.94 | 89.9809 | 0 | Heating | 11.9974 | #N/A | #N/A | #N/A | #N/A | 89.9809 | #N/A | #N/A | 3.188 | #N/A | 0 | 0 | 0 | 0 | 0 | 0 | 0 | 0 | 0 | 0.03999% | 1 | 50% | 0% | 0% | 0% | 8.2745 | 0 | 0 | 0 | 8.2745 | #N/A
2007-03-29 04:00 | 3 | 29 | 4 | 88.1251 | 2092 | 28.04 | 19.04 | 1017 | 28.04 | 154.1284 | 0 | Heating | 20.5505 | #N/A | #N/A | #N/A | #N/A | 154.1284 | #N/A | #N/A | 3.1545 | #N/A | 0 | 0 | 0 | 0 | 0 | 0 | 0 | 0 | 0 | 0.0685% | 1 | 50% | 0% | 0% | 0% | 8.2745 | 0 | 0 | 0 | 8.2745 | #N/A
2007-03-29 05:00 | 3 | 29 | 5 | 88.1668 | 2093 | 28.04 | 19.04 | 1018 | 28.04 | 220.5468 | 0 | Heating | 29.4062 | #N/A | #N/A | #N/A | #N/A | 220.5468 | #N/A | #N/A | 3.1545 | #N/A | 0 | 0 | 0 | 0 | 0 | 0 | 0 | 0 | 0 | 0.09802% | 1 | 50% | 0% | 0% | 0% | 8.2745 | 0 | 0 | 0 | 8.2745 | #N/A
2007-03-29 06:00 | 3 | 29 | 6 | 88.2085 | 2094 | 28.04 | 17.96 | 1018 | 28.04 | 238.6549 | 0 | Heating | 31.8207 | #N/A | #N/A | #N/A | #N/A | 238.6549 | #N/A | #N/A | 3.1545 | #N/A | 0 | 0 | 0 | 0 | 0 | 0 | 0 | 0 | 0 | 0.1061% | 1 | 50% | 0% | 0% | 0% | 8.2745 | 0 | 0 | 0 | 8.2745 | #N/A
2007-03-29 07:00 | 3 | 29 | 7 | 88.2501 | 2095 | 30.02 | 19.94 | 1019 | 30.02 | 853.072 | 0 | Heating | 113.7429 | #N/A | #N/A | #N/A | #N/A | 853.072 | #N/A | #N/A | 3.2302 | #N/A | 0 | 0 | 0 | 0 | 0 | 0 | 0 | 0 | 0 | 0.3791% | 1 | 50% | 0% | 0% | 0% | 8.2745 | 0 | 0 | 0 | 8.2745 | #N/A
2007-03-29 08:00 | 3 | 29 | 8 | 88.2918 | 2096 | 30.02 | 21.92 | 1019 | 30.02 | 409.1545 | 0 | Heating | 54.5539 | #N/A | #N/A | #N/A | #N/A | 409.1545 | #N/A | #N/A | 3.2302 | #N/A | 0 | 0 | 0 | 0 | 0 | 0 | 0 | 0 | 0 | 0.1818% | 1 | 50% | 0% | 0% | 0% | 8.2745 | 0 | 0 | 0 | 8.2745 | #N/A
2007-03-29 09:00 | 3 | 29 | 9 | 88.3335 | 2097 | 33.98 | 21.02 | 1019 | 33.98 | 80.9212 | 0 | Heating | 10.7895 | #N/A | #N/A | #N/A | #N/A | 80.9212 | #N/A | #N/A | 3.405 | #N/A | 0 | 0 | 0 | 0 | 0 | 0 | 0 | 0 | 0 | 0.03596% | 1 | 50% | 0% | 0% | 0% | 8.2745 | 0 | 0 | 0 | 8.2745 | #N/A
2007-03-29 10:00 | 3 | 29 | 10 | 88.3751 | 2098 | 35.06 | 21.92 | 1019 | 35.06 | 33.0974 | 0 | Heating | 4.413 | #N/A | #N/A | #N/A | #N/A | 33.0974 | #N/A | #N/A | 3.4585 | #N/A | 0 | 0 | 0 | 0 | 0 | 0 | 0 | 0 | 0 | 0.01471% | 1 | 50% | 0% | 0% | 0% | 8.2745 | 0 | 0 | 0 | 8.2745 | #N/A
2007-03-29 11:00 | 3 | 29 | 11 | 88.4168 | 2099 | 35.06 | 21.02 | 1019 | 35.06 | 20.009 | 0 | Heating | 2.6679 | #N/A | #N/A | #N/A | #N/A | 20.009 | #N/A | #N/A | 3.4585 | #N/A | 0 | 0 | 0 | 0 | 0 | 0 | 0 | 0 | 0 | 0.008893% | 1 | 50% | 0% | 0% | 0% | 8.2745 | 0 | 0 | 0 | 8.2745 | #N/A
2007-03-29 12:00 | 3 | 29 | 12 | 88.4585 | 2100 | 37.04 | 19.94 | 1018 | 37.04 | 11.3118 | 0 | Heating | 1.5082 | #N/A | #N/A | #N/A | #N/A | 11.3118 | #N/A | #N/A | 3.5637 | #N/A | 0 | 0 | 0 | 0 | 0 | 0 | 0 | 0 | 0 | 0.005027% | 1 | 50% | 0% | 0% | 0% | 8.2745 | 0 | 0 | 0 | 8.2745 | #N/A
2007-03-29 13:00 | 3 | 29 | 13 | 88.5001 | 2101 | 41 | 17.96 | 1018 | 41 | 12.9008 | 0 | Heating | 1.7201 | #N/A | #N/A | #N/A | #N/A | 12.9008 | #N/A | #N/A | 3.8033 | #N/A | 0 | 0 | 0 | 0 | 0 | 0 | 0 | 0 | 0 | 0.005734% | 1 | 50% | 0% | 0% | 0% | 8.2745 | 0 | 0 | 0 | 8.2745 | #N/A
2007-03-29 14:00 | 3 | 29 | 14 | 88.5418 | 2102 | 41 | 17.06 | 1017 | 41 | 4.4547 | 0 | Heating | 0.59395 | #N/A | #N/A | #N/A | #N/A | 4.4547 | #N/A | #N/A | 3.8033 | #N/A | 0 | 0 | 0 | 0 | 0 | 0 | 0 | 0 | 0 | 0.00198% | 1 | 50% | 0% | 0% | 0% | 8.2745 | 0 | 0 | 0 | 8.2745 | #N/A
2007-03-29 15:00 | 3 | 29 | 15 | 88.5835 | 2103 | 42.08 | 15.98 | 1016 | 42.08 | 2.7172 | 0 | Heating | 0.3623 | #N/A | #N/A | #N/A | #N/A | 2.7172 | #N/A | #N/A | 3.8759 | #N/A | 0 | 0 | 0 | 0 | 0 | 0 | 0 | 0 | 0 | 0.001208% | 1 | 50% | 0% | 0% | 0% | 8.2745 | 0 | 0 | 0 | 8.2745 | #N/A
2007-03-29 16:00 | 3 | 29 | 16 | 88.6251 | 2104 | 44.06 | 15.08 | 1016 | 44.06 | 2.4188 | 0 | Heating | 0.3225 | #N/A | #N/A | #N/A | #N/A | 2.4188 | #N/A | #N/A | 4.0174 | #N/A | 0 | 0 | 0 | 0 | 0 | 0 | 0 | 0 | 0 | 0.001075% | 1 | 50% | 0% | 0% | 0% | 8.2745 | 0 | 0 | 0 | 8.2745 | #N/A
2007-03-29 17:00 | 3 | 29 | 17 | 88.6668 | 2105 | 44.06 | 15.08 | 1016 | 44.06 | 0.98782 | 0 | Heating | 0.13171 | #N/A | #N/A | #N/A | #N/A | 0.98782 | #N/A | #N/A | 4.0174 | #N/A | 0 | 0 | 0 | 0 | 0 | 0 | 0 | 0 | 0 | 0.000439% | 1 | 50% | 0% | 0% | 0% | 8.2745 | 0 | 0 | 0 | 8.2745 | #N/A
2007-03-29 18:00 | 3 | 29 | 18 | 88.7085 | 2106 | 42.08 | 15.98 | 1016 | 42.08 | 2.4195 | 0 | Heating | 0.32259 | #N/A | #N/A | #N/A | #N/A | 2.4195 | #N/A | #N/A | 3.8759 | #N/A | 0 | 0 | 0 | 0 | 0 | 0 | 0 | 0 | 0 | 0.001075% | 1 | 50% | 0% | 0% | 0% | 8.2745 | 0 | 0 | 0 | 8.2745 | #N/A
2007-03-29 19:00 | 3 | 29 | 19 | 88.7501 | 2107 | 39.02 | 15.08 | 1015 | 39.02 | 9.3917 | 0 | Heating | 1.2522 | #N/A | #N/A | #N/A | #N/A | 9.3917 | #N/A | #N/A | 3.6785 | #N/A | 0 | 0 | 0 | 0 | 0 | 0 | 0 | 0 | 0 | 0.004174% | 1 | 50% | 0% | 0% | 0% | 8.2745 | 0 | 0 | 0 | 8.2745 | #N/A
2007-03-29 20:00 | 3 | 29 | 20 | 88.7918 | 2108 | 39.02 | 15.98 | 1015 | 39.02 | 13.5251 | 0 | Heating | 1.8034 | #N/A | #N/A | #N/A | #N/A | 13.5251 | #N/A | #N/A | 3.6785 | #N/A | 0 | 0 | 0 | 0 | 0 | 0 | 0 | 0 | 0 | 0.006011% | 1 | 50% | 0% | 0% | 0% | 8.2745 | 0 | 0 | 0 | 8.2745 | #N/A
2007-03-29 21:00 | 3 | 29 | 21 | 88.8335 | 2109 | 33.98 | 17.96 | 1015 | 33.98 | 39.2386 | 0 | Heating | 5.2318 | #N/A | #N/A | #N/A | #N/A | 39.2386 | #N/A | #N/A | 3.405 | #N/A | 0 | 0 | 0 | 0 | 0 | 0 | 0 | 0 | 0 | 0.01744% | 1 | 50% | 0% | 0% | 0% | 8.2745 | 0 | 0 | 0 | 8.2745 | #N/A
2007-03-29 22:00 | 3 | 29 | 22 | 88.8751 | 2110 | 33.98 | 19.04 | 1015 | 33.98 | 75.3678 | 0 | Heating | 10.049 | #N/A | #N/A | #N/A | #N/A | 75.3678 | #N/A | #N/A | 3.405 | #N/A | 0 | 0 | 0 | 0 | 0 | 0 | 0 | 0 | 0 | 0.0335% | 1 | 50% | 0% | 0% | 0% | 8.2745 | 0 | 0 | 0 | 8.2745 | #N/A
2007-03-29 23:00 | 3 | 29 | 23 | 88.9168 | 2111 | 33.98 | 19.94 | 1015 | 33.98 | 0 | 0 | Cooling | 0 | #N/A | #N/A | #N/A | #N/A | 0 | 0 | 0 | 0 | 0 | 0 | #N/A | #N/A | 88 | 48.98 | 0.64288 | 0.39215 | #N/A | 0 | 0% | 1 | 50% | 0% | 0% | 0% | 8.2745 | 0 | 0 | 0 | 8.2745 | #N/A
2007-03-30 | 3 | 30 | 0 | 88.9585 | 2112 | 33.08 | 19.94 | 1015 | 33.08 | 0 | 0 | Cooling | 0 | #N/A | #N/A | #N/A | #N/A | 0 | 0 | 0 | 0 | 0 | 0 | #N/A | #N/A | 88 | 48.08 | 0.63599 | 0.38795 | #N/A | 0 | 0% | 1 | 50% | 0% | 0% | 0% | 8.2745 | 0 | 0 | 0 | 8.2745 | #N/A
2007-03-30 01:00 | 3 | 30 | 1 | 89.0001 | 2113 | 33.98 | 21.92 | 1014 | 33.98 | 0 | 0 | Cooling | 0 | #N/A | #N/A | #N/A | #N/A | 0 | 0 | 0 | 0 | 0 | 0 | #N/A | #N/A | 88 | 48.98 | 0.64288 | 0.39215 | #N/A | 0 | 0% | 1 | 50% | 0% | 0% | 0% | 8.2745 | 0 | 0 | 0 | 8.2745 | #N/A
2007-03-30 02:00 | 3 | 30 | 2 | 89.0418 | 2114 | 33.98 | 21.02 | 1014 | 33.98 | 0.19246 | 0 | Heating | 0.025661 | #N/A | #N/A | #N/A | #N/A | 0.19246 | #N/A | #N/A | 3.405 | #N/A | 0 | 0 | 0 | 0 | 0 | 0 | 0 | 0 | 0 | 8.554e-05% | 1 | 50% | 0% | 0% | 0% | 8.2745 | 0 | 0 | 0 | 8.2745 | #N/A
2007-03-30 03:00 | 3 | 30 | 3 | 89.0835 | 2115 | 32 | 30.92 | 1014 | 32 | 1.9135 | 0 | Heating | 0.25513 | #N/A | #N/A | #N/A | #N/A | 1.9135 | #N/A | #N/A | 3.3135 | #N/A | 0 | 0 | 0 | 0 | 0 | 0 | 0 | 0 | 0 | 0.0008504% | 1 | 50% | 0% | 0% | 0% | 8.2745 | 0 | 0 | 0 | 8.2745 | #N/A
2007-03-30 04:00 | 3 | 30 | 4 | 89.1251 | 2116 | 32 | 30.92 | 1014 | 32 | 7.1682 | 0 | Heating | 0.95576 | #N/A | #N/A | #N/A | #N/A | 7.1682 | #N/A | #N/A | 3.3135 | #N/A | 0 | 0 | 0 | 0 | 0 | 0 | 0 | 0 | 0 | 0.003186% | 1 | 50% | 0% | 0% | 0% | 8.2745 | 0 | 0 | 0 | 8.2745 | #N/A
2007-03-30 05:00 | 3 | 30 | 5 | 89.1668 | 2117 | 32 | 32 | 1013 | 32 | 12.3444 | 0 | Heating | 1.6459 | #N/A | #N/A | #N/A | #N/A | 12.3444 | #N/A | #N/A | 3.3135 | #N/A | 0 | 0 | 0 | 0 | 0 | 0 | 0 | 0 | 0 | 0.005486% | 1 | 50% | 0% | 0% | 0% | 8.2745 | 0 | 0 | 0 | 8.2745 | #N/A
2007-03-30 06:00 | 3 | 30 | 6 | 89.2085 | 2118 | 30.92 | 30.02 | 1013 | 30.92 | 15.7948 | 0 | Heating | 2.106 | #N/A | #N/A | #N/A | #N/A | 15.7948 | #N/A | #N/A | 3.2671 | #N/A | 0 | 0 | 0 | 0 | 0 | 0 | 0 | 0 | 0 | 0.00702% | 1 | 50% | 0% | 0% | 0% | 8.2745 | 0 | 0 | 0 | 8.2745 | #N/A
2007-03-30 07:00 | 3 | 30 | 7 | 89.2501 | 2119 | 33.98 | 28.94 | 1012 | 33.98 | 533.3279 | 0 | Heating | 71.1104 | #N/A | #N/A | #N/A | #N/A | 533.3279 | #N/A | #N/A | 3.405 | #N/A | 0 | 0 | 0 | 0 | 0 | 0 | 0 | 0 | 0 | 0.237% | 1 | 50% | 0% | 0% | 0% | 8.2745 | 0 | 0 | 0 | 8.2745 | #N/A
2007-03-30 08:00 | 3 | 30 | 8 | 89.2918 | 2120 | 33.98 | 30.02 | 1012 | 33.98 | 324.7166 | 0 | Heating | 43.2955 | #N/A | #N/A | #N/A | #N/A | 324.7166 | #N/A | #N/A | 3.405 | #N/A | 0 | 0 | 0 | 0 | 0 | 0 | 0 | 0 | 0 | 0.1443% | 1 | 50% | 0% | 0% | 0% | 8.2745 | 0 | 0 | 0 | 8.2745 | #N/A
2007-03-30 09:00 | 3 | 30 | 9 | 89.3335 | 2121 | 41 | 26.96 | 1012 | 41 | 206.2339 | 0 | Heating | 27.4979 | #N/A | #N/A | #N/A | #N/A | 206.2339 | #N/A | #N/A | 3.8033 | #N/A | 0 | 0 | 0 | 0 | 0 | 0 | 0 | 0 | 0 | 0.09166% | 1 | 50% | 0% | 0% | 0% | 8.2745 | 0 | 0 | 0 | 8.2745 | #N/A
2007-03-30 10:00 | 3 | 30 | 10 | 89.3751 | 2122 | 44.06 | 30.92 | 1011 | 44.06 | 192.1469 | 0 | Heating | 25.6196 | #N/A | #N/A | #N/A | #N/A | 192.1469 | #N/A | #N/A | 4.0174 | #N/A | 0 | 0 | 0 | 0 | 0 | 0 | 0 | 0 | 0 | 0.0854% | 1 | 50% | 0% | 0% | 0% | 8.2745 | 0 | 0 | 0 | 8.2745 | #N/A
2007-03-30 11:00 | 3 | 30 | 11 | 89.4168 | 2123 | 44.06 | 30.92 | 1011 | 44.06 | 223.9695 | 0 | Heating | 29.8626 | #N/A | #N/A | #N/A | #N/A | 223.9695 | #N/A | #N/A | 4.0174 | #N/A | 0 | 0 | 0 | 0 | 0 | 0 | 0 | 0 | 0 | 0.09954% | 1 | 50% | 0% | 0% | 0% | 8.2745 | 0 | 0 | 0 | 8.2745 | #N/A
2007-03-30 12:00 | 3 | 30 | 12 | 89.4585 | 2124 | 48.02 | 33.98 | 1010 | 48.02 | 202.3659 | 0 | Heating | 26.9821 | #N/A | #N/A | #N/A | #N/A | 202.3659 | #N/A | #N/A | 4.3357 | #N/A | 0 | 0 | 0 | 0 | 0 | 0 | 0 | 0 | 0 | 0.08994% | 1 | 50% | 0% | 0% | 0% | 8.2745 | 0 | 0 | 0 | 8.2745 | #N/A
2007-03-30 13:00 | 3 | 30 | 13 | 89.5001 | 2125 | 50 | 33.98 | 1010 | 50 | 172.7307 | 0 | Heating | 23.0308 | #N/A | #N/A | #N/A | #N/A | 172.7307 | #N/A | #N/A | 4.5134 | #N/A | 0 | 0 | 0 | 0 | 0 | 0 | 0 | 0 | 0 | 0.07677% | 1 | 50% | 0% | 0% | 0% | 8.2745 | 0 | 0 | 0 | 8.2745 | #N/A
2007-03-30 14:00 | 3 | 30 | 14 | 89.5418 | 2126 | 50 | 35.06 | 1008 | 50 | 154.0737 | 0 | Heating | 20.5432 | #N/A | #N/A | #N/A | #N/A | 154.0737 | #N/A | #N/A | 4.5134 | #N/A | 0 | 0 | 0 | 0 | 0 | 0 | 0 | 0 | 0 | 0.06848% | 1 | 50% | 0% | 0% | 0% | 8.2745 | 0 | 0 | 0 | 8.2745 | #N/A
2007-03-30 15:00 | 3 | 30 | 15 | 89.5835 | 2127 | 53.06 | 35.06 | 1008 | 53.06 | 246.4198 | 0 | Heating | 32.856 | #N/A | #N/A | #N/A | #N/A | 246.4198 | #N/A | #N/A | 4.8142 | #N/A | 0 | 0 | 0 | 0 | 0 | 0 | 0 | 0 | 0 | 0.1095% | 1 | 50% | 0% | 0% | 0% | 8.2745 | 0 | 0 | 0 | 8.2745 | #N/A
2007-03-30 16:00 | 3 | 30 | 16 | 89.6251 | 2128 | 53.06 | 35.96 | 1006 | 53.06 | 257.4346 | 0 | Heating | 34.3246 | #N/A | #N/A | #N/A | #N/A | 257.4346 | #N/A | #N/A | 4.8142 | #N/A | 0 | 0 | 0 | 0 | 0 | 0 | 0 | 0 | 0 | 0.1144% | 1 | 50% | 0% | 0% | 0% | 8.2745 | 0 | 0 | 0 | 8.2745 | #N/A
2007-03-30 17:00 | 3 | 30 | 17 | 89.6668 | 2129 | 53.06 | 35.96 | 1006 | 53.06 | 206.3586 | 0 | Heating | 27.5145 | #N/A | #N/A | #N/A | #N/A | 206.3586 | #N/A | #N/A | 4.8142 | #N/A | 0 | 0 | 0 | 0 | 0 | 0 | 0 | 0 | 0 | 0.09171% | 1 | 50% | 0% | 0% | 0% | 8.2745 | 0 | 0 | 0 | 8.2745 | #N/A
2007-03-30 18:00 | 3 | 30 | 18 | 89.7085 | 2130 | 50 | 35.06 | 1006 | 50 | 231.816 | 0 | Heating | 30.9088 | #N/A | #N/A | #N/A | #N/A | 231.816 | #N/A | #N/A | 4.5134 | #N/A | 0 | 0 | 0 | 0 | 0 | 0 | 0 | 0 | 0 | 0.103% | 1 | 50% | 0% | 0% | 0% | 8.2745 | 0 | 0 | 0 | 8.2745 | #N/A
2007-03-30 19:00 | 3 | 30 | 19 | 89.7501 | 2131 | 48.92 | 35.06 | 1006 | 48.92 | 0 | 0 | Cooling | 0 | #N/A | #N/A | #N/A | #N/A | 0 | 0 | 0 | 0 | 0 | 0 | #N/A | #N/A | 88 | 63.92 | 0.76966 | 0.46949 | #N/A | 0 | 0% | 1 | 50% | 0% | 0% | 0% | 8.2745 | 0 | 0 | 0 | 8.2745 | #N/A
2007-03-30 20:00 | 3 | 30 | 20 | 89.7918 | 2132 | 48.92 | 33.98 | 1006 | 48.92 | 1.1462 | 0 | Heating | 0.15283 | #N/A | #N/A | #N/A | #N/A | 1.1462 | #N/A | #N/A | 4.4149 | #N/A | 0 | 0 | 0 | 0 | 0 | 0 | 0 | 0 | 0 | 0.0005094% | 1 | 50% | 0% | 0% | 0% | 8.2745 | 0 | 0 | 0 | 8.2745 | #N/A
2007-03-30 21:00 | 3 | 30 | 21 | 89.8335 | 2133 | 44.06 | 35.06 | 1006 | 44.06 | 5.0458 | 0 | Heating | 0.67278 | #N/A | #N/A | #N/A | #N/A | 5.0458 | #N/A | #N/A | 4.0174 | #N/A | 0 | 0 | 0 | 0 | 0 | 0 | 0 | 0 | 0 | 0.002243% | 1 | 50% | 0% | 0% | 0% | 8.2745 | 0 | 0 | 0 | 8.2745 | #N/A
2007-03-30 22:00 | 3 | 30 | 22 | 89.8751 | 2134 | 42.98 | 33.98 | 1005 | 42.98 | 10.4817 | 0 | Heating | 1.3976 | #N/A | #N/A | #N/A | #N/A | 10.4817 | #N/A | #N/A | 3.9388 | #N/A | 0 | 0 | 0 | 0 | 0 | 0 | 0 | 0 | 0 | 0.004659% | 1 | 50% | 0% | 0% | 0% | 8.2745 | 0 | 0 | 0 | 8.2745 | #N/A
2007-03-30 23:00 | 3 | 30 | 23 | 89.9168 | 2135 | 42.98 | 33.98 | 1005 | 42.98 | 14.3618 | 0 | Heating | 1.9149 | #N/A | #N/A | #N/A | #N/A | 14.3618 | #N/A | #N/A | 3.9388 | #N/A | 0 | 0 | 0 | 0 | 0 | 0 | 0 | 0 | 0 | 0.006383% | 1 | 50% | 0% | 0% | 0% | 8.2745 | 0 | 0 | 0 | 8.2745 | #N/A
2007-03-31 | 3 | 31 | 0 | 89.9585 | 2136 | 41 | 33.98 | 1004 | 41 | 18.023 | 0 | Heating | 2.4031 | #N/A | #N/A | #N/A | #N/A | 18.023 | #N/A | #N/A | 3.8033 | #N/A | 0 | 0 | 0 | 0 | 0 | 0 | 0 | 0 | 0 | 0.00801% | 1 | 50% | 0% | 0% | 0% | 8.2745 | 0 | 0 | 0 | 8.2745 | #N/A
2007-03-31 01:00 | 3 | 31 | 1 | 90.0001 | 2137 | 39.92 | 33.98 | 1004 | 39.92 | 19.9512 | 0 | Heating | 2.6602 | #N/A | #N/A | #N/A | #N/A | 19.9512 | #N/A | #N/A | 3.7339 | #N/A | 0 | 0 | 0 | 0 | 0 | 0 | 0 | 0 | 0 | 0.008867% | 1 | 50% | 0% | 0% | 0% | 8.2745 | 0 | 0 | 0 | 8.2745 | #N/A
2007-03-31 02:00 | 3 | 31 | 2 | 90.0418 | 2138 | 39.92 | 33.98 | 1003 | 39.92 | 21.5915 | 0 | Heating | 2.8789 | #N/A | #N/A | #N/A | #N/A | 21.5915 | #N/A | #N/A | 3.7339 | #N/A | 0 | 0 | 0 | 0 | 0 | 0 | 0 | 0 | 0 | 0.009596% | 1 | 50% | 0% | 0% | 0% | 8.2745 | 0 | 0 | 0 | 8.2745 | #N/A
2007-03-31 03:00 | 3 | 31 | 3 | 90.0835 | 2139 | 39.02 | 33.98 | 1003 | 39.02 | 22.9265 | 0 | Heating | 3.0569 | #N/A | #N/A | #N/A | #N/A | 22.9265 | #N/A | #N/A | 3.6785 | #N/A | 0 | 0 | 0 | 0 | 0 | 0 | 0 | 0 | 0 | 0.01019% | 1 | 50% | 0% | 0% | 0% | 8.2745 | 0 | 0 | 0 | 8.2745 | #N/A
2007-03-31 04:00 | 3 | 31 | 4 | 90.1251 | 2140 | 39.02 | 33.98 | 1003 | 39.02 | 24.2019 | 0 | Heating | 3.2269 | #N/A | #N/A | #N/A | #N/A | 24.2019 | #N/A | #N/A | 3.6785 | #N/A | 0 | 0 | 0 | 0 | 0 | 0 | 0 | 0 | 0 | 0.01076% | 1 | 50% | 0% | 0% | 0% | 8.2745 | 0 | 0 | 0 | 8.2745 | #N/A
2007-03-31 05:00 | 3 | 31 | 5 | 90.1668 | 2141 | 39.02 | 33.98 | 1003 | 39.02 | 26.0875 | 0 | Heating | 3.4783 | #N/A | #N/A | #N/A | #N/A | 26.0875 | #N/A | #N/A | 3.6785 | #N/A | 0 | 0 | 0 | 0 | 0 | 0 | 0 | 0 | 0 | 0.01159% | 1 | 50% | 0% | 0% | 0% | 8.2745 | 0 | 0 | 0 | 8.2745 | #N/A
2007-03-31 06:00 | 3 | 31 | 6 | 90.2085 | 2142 | 37.94 | 33.98 | 1003 | 37.94 | 24.4194 | 0 | Heating | 3.2559 | #N/A | #N/A | #N/A | #N/A | 24.4194 | #N/A | #N/A | 3.6146 | #N/A | 0 | 0 | 0 | 0 | 0 | 0 | 0 | 0 | 0 | 0.01085% | 1 | 50% | 0% | 0% | 0% | 8.2745 | 0 | 0 | 0 | 8.2745 | #N/A
2007-03-31 07:00 | 3 | 31 | 7 | 90.2501 | 2143 | 37.94 | 33.98 | 1003 | 37.94 | 19.9931 | 0 | Heating | 2.6657 | #N/A | #N/A | #N/A | #N/A | 19.9931 | #N/A | #N/A | 3.6146 | #N/A | 0 | 0 | 0 | 0 | 0 | 0 | 0 | 0 | 0 | 0.008886% | 1 | 50% | 0% | 0% | 0% | 8.2745 | 0 | 0 | 0 | 8.2745 | #N/A
2007-03-31 08:00 | 3 | 31 | 8 | 90.2918 | 2144 | 37.94 | 35.06 | 1003 | 37.94 | 15.4536 | 0 | Heating | 2.0605 | #N/A | #N/A | #N/A | #N/A | 15.4536 | #N/A | #N/A | 3.6146 | #N/A | 0 | 0 | 0 | 0 | 0 | 0 | 0 | 0 | 0 | 0.006868% | 1 | 50% | 0% | 0% | 0% | 8.2745 | 0 | 0 | 0 | 8.2745 | #N/A
2007-03-31 09:00 | 3 | 31 | 9 | 90.3335 | 2145 | 42.08 | 35.96 | 1003 | 42.08 | 10.4466 | 0 | Heating | 1.3929 | #N/A | #N/A | #N/A | #N/A | 10.4466 | #N/A | #N/A | 3.8759 | #N/A | 0 | 0 | 0 | 0 | 0 | 0 | 0 | 0 | 0 | 0.004643% | 1 | 50% | 0% | 0% | 0% | 8.2745 | 0 | 0 | 0 | 8.2745 | #N/A
2007-03-31 10:00 | 3 | 31 | 10 | 90.3751 | 2146 | 44.96 | 37.94 | 1003 | 44.96 | 5.4719 | 0 | Heating | 0.72958 | #N/A | #N/A | #N/A | #N/A | 5.4719 | #N/A | #N/A | 4.0856 | #N/A | 0 | 0 | 0 | 0 | 0 | 0 | 0 | 0 | 0 | 0.002432% | 1 | 50% | 0% | 0% | 0% | 8.2745 | 0 | 0 | 0 | 8.2745 | #N/A
2007-03-31 11:00 | 3 | 31 | 11 | 90.4168 | 2147 | 44.96 | 37.94 | 1003 | 44.96 | 2.5986 | 0 | Heating | 0.34648 | #N/A | #N/A | #N/A | #N/A | 2.5986 | #N/A | #N/A | 4.0856 | #N/A | 0 | 0 | 0 | 0 | 0 | 0 | 0 | 0 | 0 | 0.001155% | 1 | 50% | 0% | 0% | 0% | 8.2745 | 0 | 0 | 0 | 8.2745 | #N/A
2007-03-31 12:00 | 3 | 31 | 12 | 90.4585 | 2148 | 48.02 | 39.02 | 1002 | 48.02 | 0.14181 | 0 | Heating | 0.018908 | #N/A | #N/A | #N/A | #N/A | 0.14181 | #N/A | #N/A | 4.3357 | #N/A | 0 | 0 | 0 | 0 | 0 | 0 | 0 | 0 | 0 | 6.303e-05% | 1 | 50% | 0% | 0% | 0% | 8.2745 | 0 | 0 | 0 | 8.2745 | #N/A
2007-03-31 13:00 | 3 | 31 | 13 | 90.5001 | 2149 | 48.92 | 39.92 | 1001 | 48.92 | 0 | 0 | Cooling | 0 | #N/A | #N/A | #N/A | #N/A | 0 | 0 | 0 | 0 | 0 | 0 | #N/A | #N/A | 88 | 63.92 | 0.76966 | 0.46949 | #N/A | 0 | 0% | 1 | 50% | 0% | 0% | 0% | 8.2745 | 0 | 0 | 0 | 8.2745 | #N/A
2007-03-31 14:00 | 3 | 31 | 14 | 90.5418 | 2150 | 48.92 | 39.92 | 1001 | 48.92 | 0 | 0 | Cooling | 0 | #N/A | #N/A | #N/A | #N/A | 0 | 0 | 0 | 0 | 0 | 0 | #N/A | #N/A | 88 | 63.92 | 0.76966 | 0.46949 | #N/A | 0 | 0% | 1 | 50% | 0% | 0% | 0% | 8.2745 | 0 | 0 | 0 | 8.2745 | #N/A
2007-03-31 15:00 | 3 | 31 | 15 | 90.5835 | 2151 | 48.02 | 39.92 | 1001 | 48.02 | 0 | 0 | Cooling | 0 | #N/A | #N/A | #N/A | #N/A | 0 | 0 | 0 | 0 | 0 | 0 | #N/A | #N/A | 88 | 63.02 | 0.76136 | 0.46443 | #N/A | 0 | 0% | 1 | 50% | 0% | 0% | 0% | 8.2745 | 0 | 0 | 0 | 8.2745 | #N/A
2007-03-31 16:00 | 3 | 31 | 16 | 90.6251 | 2152 | 46.04 | 41 | 1000 | 46.04 | 0 | 0 | Cooling | 0 | #N/A | #N/A | #N/A | #N/A | 0 | 0 | 0 | 0 | 0 | 0 | #N/A | #N/A | 88 | 61.04 | 0.74339 | 0.45347 | #N/A | 0 | 0% | 1 | 50% | 0% | 0% | 0% | 8.2745 | 0 | 0 | 0 | 8.2745 | #N/A
2007-03-31 17:00 | 3 | 31 | 17 | 90.6668 | 2153 | 46.04 | 41 | 1000 | 46.04 | 0 | 0 | Cooling | 0 | #N/A | #N/A | #N/A | #N/A | 0 | 0 | 0 | 0 | 0 | 0 | #N/A | #N/A | 88 | 61.04 | 0.74339 | 0.45347 | #N/A | 0 | 0% | 1 | 50% | 0% | 0% | 0% | 8.2745 | 0 | 0 | 0 | 8.2745 | #N/A
2007-03-31 18:00 | 3 | 31 | 18 | 90.7085 | 2154 | 44.06 | 39.92 | 1000 | 44.06 | 0 | 0 | Cooling | 0 | #N/A | #N/A | #N/A | #N/A | 0 | 0 | 0 | 0 | 0 | 0 | #N/A | #N/A | 88 | 59.06 | 0.72583 | 0.44276 | #N/A | 0 | 0% | 1 | 50% | 0% | 0% | 0% | 8.2745 | 0 | 0 | 0 | 8.2745 | #N/A
2007-03-31 19:00 | 3 | 31 | 19 | 90.7501 | 2155 | 43.16 | 39.92 | 1000 | 43.16 | 0 | 0 | Cooling | 0 | #N/A | #N/A | #N/A | #N/A | 0 | 0 | 0 | 0 | 0 | 0 | #N/A | #N/A | 88 | 58.16 | 0.71799 | 0.43797 | #N/A | 0 | 0% | 1 | 50% | 0% | 0% | 0% | 8.2745 | 0 | 0 | 0 | 8.2745 | #N/A
2007-03-31 20:00 | 3 | 31 | 20 | 90.7918 | 2156 | 42.62 | 41 | 1000 | 42.62 | 0 | 0 | Cooling | 0 | #N/A | #N/A | #N/A | #N/A | 0 | 0 | 0 | 0 | 0 | 0 | #N/A | #N/A | 88 | 57.62 | 0.71332 | 0.43513 | #N/A | 0 | 0% | 1 | 50% | 0% | 0% | 0% | 8.2745 | 0 | 0 | 0 | 8.2745 | #N/A
2007-03-31 21:00 | 3 | 31 | 21 | 90.8335 | 2157 | 41.54 | 41 | 1000 | 41.54 | 0 | 0 | Cooling | 0 | #N/A | #N/A | #N/A | #N/A | 0 | 0 | 0 | 0 | 0 | 0 | #N/A | #N/A | 88 | 56.54 | 0.70409 | 0.42949 | #N/A | 0 | 0% | 1 | 50% | 0% | 0% | 0% | 8.2745 | 0 | 0 | 0 | 8.2745 | #N/A
2007-03-31 22:00 | 3 | 31 | 22 | 90.8751 | 2158 | 38.48 | 40.46 | 1000 | 38.48 | 0 | 0 | Cooling | 0 | #N/A | #N/A | #N/A | #N/A | 0 | 0 | 0 | 0 | 0 | 0 | #N/A | #N/A | 88 | 53.48 | 0.67858 | 0.41394 | #N/A | 0 | 0% | 1 | 50% | 0% | 0% | 0% | 8.2745 | 0 | 0 | 0 | 8.2745 | #N/A
2007-03-31 23:00 | 3 | 31 | 23 | 90.9168 | 2159 | 35.42 | 39.92 | 1000 | 35.42 | 3.5402 | 0 | Heating | 0.47203 | #N/A | #N/A | #N/A | #N/A | 3.5402 | #N/A | #N/A | 3.477 | #N/A | 0 | 0 | 0 | 0 | 0 | 0 | 0 | 0 | 0 | 0.001573% | 1 | 50% | 0% | 0% | 0% | 8.2745 | 0 | 0 | 0 | 8.2745 | #N/A
2007-04-01 | 4 | 1 | 0 | 90.9585 | 2160 | 33.08 | 39.38 | 1000 | 33.08 | 9.1197 | 0 | Heating | 1.216 | #N/A | #N/A | #N/A | #N/A | 9.1197 | #N/A | #N/A | 3.3624 | #N/A | 0 | 0 | 0 | 0 | 0 | 0 | 0 | 0 | 0 | 0.004053% | 1 | 50% | 0% | 0% | 0% | 8.2745 | 0 | 0 | 0 | 8.2745 | #N/A
2007-04-01 01:00 | 4 | 1 | 1 | 91.0001 | 2161 | 30.74 | 38.66 | 990 | 30.74 | 10.9714 | 0 | Heating | 1.4629 | #N/A | #N/A | #N/A | #N/A | 10.9714 | #N/A | #N/A | 3.2596 | #N/A | 0 | 0 | 0 | 0 | 0 | 0 | 0 | 0 | 0 | 0.004876% | 1 | 50% | 0% | 0% | 0% | 8.2745 | 0 | 0 | 0 | 8.2745 | #N/A
2007-04-01 02:00 | 4 | 1 | 2 | 91.0418 | 2162 | 30.92 | 38.12 | 989 | 30.92 | 14.1979 | 0 | Heating | 1.8931 | #N/A | #N/A | #N/A | #N/A | 14.1979 | #N/A | #N/A | 3.2671 | #N/A | 0 | 0 | 0 | 0 | 0 | 0 | 0 | 0 | 0 | 0.00631% | 1 | 50% | 0% | 0% | 0% | 8.2745 | 0 | 0 | 0 | 8.2745 | #N/A
2007-04-01 03:00 | 4 | 1 | 3 | 91.0835 | 2163 | 30.92 | 37.58 | 989 | 30.92 | 17.577 | 0 | Heating | 2.3436 | #N/A | #N/A | #N/A | #N/A | 17.577 | #N/A | #N/A | 3.2671 | #N/A | 0 | 0 | 0 | 0 | 0 | 0 | 0 | 0 | 0 | 0.007812% | 1 | 50% | 0% | 0% | 0% | 8.2745 | 0 | 0 | 0 | 8.2745 | #N/A
2007-04-01 04:00 | 4 | 1 | 4 | 91.1251 | 2164 | 31.46 | 37.04 | 988 | 31.46 | 20.9755 | 0 | Heating | 2.7967 | #N/A | #N/A | #N/A | #N/A | 20.9755 | #N/A | #N/A | 3.29 | #N/A | 0 | 0 | 0 | 0 | 0 | 0 | 0 | 0 | 0 | 0.009322% | 1 | 50% | 0% | 0% | 0% | 8.2745 | 0 | 0 | 0 | 8.2745 | #N/A
2007-04-01 05:00 | 4 | 1 | 5 | 91.1668 | 2165 | 32.18 | 35.96 | 988 | 32.18 | 29.0538 | 0 | Heating | 3.8738 | #N/A | #N/A | #N/A | #N/A | 29.0538 | #N/A | #N/A | 3.3215 | #N/A | 0 | 0 | 0 | 0 | 0 | 0 | 0 | 0 | 0 | 0.01291% | 1 | 50% | 0% | 0% | 0% | 8.2745 | 0 | 0 | 0 | 8.2745 | #N/A
2007-04-01 06:00 | 4 | 1 | 6 | 91.2085 | 2166 | 34.16 | 35.96 | 988 | 34.16 | 31.5641 | 0 | Heating | 4.2086 | #N/A | #N/A | #N/A | #N/A | 31.5641 | #N/A | #N/A | 3.4137 | #N/A | 0 | 0 | 0 | 0 | 0 | 0 | 0 | 0 | 0 | 0.01403% | 1 | 50% | 0% | 0% | 0% | 8.2745 | 0 | 0 | 0 | 8.2745 | #N/A
2007-04-01 07:00 | 4 | 1 | 7 | 91.2501 | 2167 | 33.98 | 35.96 | 988 | 33.98 | 782.1387 | 0 | Heating | 104.2852 | #N/A | #N/A | #N/A | #N/A | 782.1387 | #N/A | #N/A | 3.405 | #N/A | 0 | 0 | 0 | 0 | 0 | 0 | 0 | 0 | 0 | 0.3476% | 1 | 50% | 0% | 0% | 0% | 8.2745 | 0 | 0 | 0 | 8.2745 | #N/A
2007-04-01 08:00 | 4 | 1 | 8 | 91.2918 | 2168 | 33.98 | 35.06 | 988 | 33.98 | 465.9999 | 0 | Heating | 62.1333 | #N/A | #N/A | #N/A | #N/A | 465.9999 | #N/A | #N/A | 3.405 | #N/A | 0 | 0 | 0 | 0 | 0 | 0 | 0 | 0 | 0 | 0.2071% | 1 | 50% | 0% | 0% | 0% | 8.2745 | 0 | 0 | 0 | 8.2745 | #N/A
2007-04-01 09:00 | 4 | 1 | 9 | 91.3335 | 2169 | 39.02 | 35.96 | 988 | 39.02 | 174.5525 | 0 | Heating | 23.2737 | #N/A | #N/A | #N/A | #N/A | 174.5525 | #N/A | #N/A | 3.6785 | #N/A | 0 | 0 | 0 | 0 | 0 | 0 | 0 | 0 | 0 | 0.07758% | 1 | 50% | 0% | 0% | 0% | 8.2745 | 0 | 0 | 0 | 8.2745 | #N/A
2007-04-01 10:00 | 4 | 1 | 10 | 91.3751 | 2170 | 42.08 | 37.04 | 988 | 42.08 | 121.744 | 0 | Heating | 16.2325 | #N/A | #N/A | #N/A | #N/A | 121.744 | #N/A | #N/A | 3.8759 | #N/A | 0 | 0 | 0 | 0 | 0 | 0 | 0 | 0 | 0 | 0.05411% | 1 | 50% | 0% | 0% | 0% | 8.2745 | 0 | 0 | 0 | 8.2745 | #N/A
2007-04-01 11:00 | 4 | 1 | 11 | 91.4168 | 2171 | 42.08 | 37.94 | 988 | 42.08 | 116.6923 | 0 | Heating | 15.559 | #N/A | #N/A | #N/A | #N/A | 116.6923 | #N/A | #N/A | 3.8759 | #N/A | 0 | 0 | 0 | 0 | 0 | 0 | 0 | 0 | 0 | 0.05186% | 1 | 50% | 0% | 0% | 0% | 8.2745 | 0 | 0 | 0 | 8.2745 | #N/A
2007-04-01 12:00 | 4 | 1 | 12 | 91.4585 | 2172 | 48.02 | 35.06 | 988 | 48.02 | 57.7026 | 0 | Heating | 7.6937 | #N/A | #N/A | #N/A | #N/A | 57.7026 | #N/A | #N/A | 4.3357 | #N/A | 0 | 0 | 0 | 0 | 0 | 0 | 0 | 0 | 0 | 0.02565% | 1 | 50% | 0% | 0% | 0% | 8.2745 | 0 | 0 | 0 | 8.2745 | #N/A
2007-04-01 13:00 | 4 | 1 | 13 | 91.5001 | 2173 | 50 | 32 | 987 | 50 | 75.1513 | 0 | Heating | 10.0202 | #N/A | #N/A | #N/A | #N/A | 75.1513 | #N/A | #N/A | 4.5134 | #N/A | 0 | 0 | 0 | 0 | 0 | 0 | 0 | 0 | 0 | 0.0334% | 1 | 50% | 0% | 0% | 0% | 8.2745 | 0 | 0 | 0 | 8.2745 | #N/A
2007-04-01 14:00 | 4 | 1 | 14 | 91.5418 | 2174 | 50 | 32 | 987 | 50 | 31.1689 | 0 | Heating | 4.1559 | #N/A | #N/A | #N/A | #N/A | 31.1689 | #N/A | #N/A | 4.5134 | #N/A | 0 | 0 | 0 | 0 | 0 | 0 | 0 | 0 | 0 | 0.01385% | 1 | 50% | 0% | 0% | 0% | 8.2745 | 0 | 0 | 0 | 8.2745 | #N/A
2007-04-01 15:00 | 4 | 1 | 15 | 91.5835 | 2175 | 51.08 | 32 | 988 | 51.08 | 41.0154 | 0 | Heating | 5.4687 | #N/A | #N/A | #N/A | #N/A | 41.0154 | #N/A | #N/A | 4.6159 | #N/A | 0 | 0 | 0 | 0 | 0 | 0 | 0 | 0 | 0 | 0.01823% | 1 | 50% | 0% | 0% | 0% | 8.2745 | 0 | 0 | 0 | 8.2745 | #N/A
2007-04-01 16:00 | 4 | 1 | 16 | 91.6251 | 2176 | 50 | 28.04 | 988 | 50 | 32.6338 | 0 | Heating | 4.3512 | #N/A | #N/A | #N/A | #N/A | 32.6338 | #N/A | #N/A | 4.5134 | #N/A | 0 | 0 | 0 | 0 | 0 | 0 | 0 | 0 | 0 | 0.0145% | 1 | 50% | 0% | 0% | 0% | 8.2745 | 0 | 0 | 0 | 8.2745 | #N/A
2007-04-01 17:00 | 4 | 1 | 17 | 91.6668 | 2177 | 50 | 28.04 | 989 | 50 | 16.7277 | 0 | Heating | 2.2304 | #N/A | #N/A | #N/A | #N/A | 16.7277 | #N/A | #N/A | 4.5134 | #N/A | 0 | 0 | 0 | 0 | 0 | 0 | 0 | 0 | 0 | 0.007435% | 1 | 50% | 0% | 0% | 0% | 8.2745 | 0 | 0 | 0 | 8.2745 | #N/A
2007-04-01 18:00 | 4 | 1 | 18 | 91.7085 | 2178 | 48.02 | 30.02 | 989 | 48.02 | 51.0801 | 0 | Heating | 6.8107 | #N/A | #N/A | #N/A | #N/A | 51.0801 | #N/A | #N/A | 4.3357 | #N/A | 0 | 0 | 0 | 0 | 0 | 0 | 0 | 0 | 0 | 0.0227% | 1 | 50% | 0% | 0% | 0% | 8.2745 | 0 | 0 | 0 | 8.2745 | #N/A
2007-04-01 19:00 | 4 | 1 | 19 | 91.7501 | 2179 | 46.04 | 28.94 | 989 | 46.04 | 143.9014 | 0 | Heating | 19.1869 | #N/A | #N/A | #N/A | #N/A | 143.9014 | #N/A | #N/A | 4.1705 | #N/A | 0 | 0 | 0 | 0 | 0 | 0 | 0 | 0 | 0 | 0.06396% | 1 | 50% | 0% | 0% | 0% | 8.2745 | 0 | 0 | 0 | 8.2745 | #N/A
2007-04-01 20:00 | 4 | 1 | 20 | 91.7918 | 2180 | 46.04 | 30.02 | 990 | 46.04 | 175.6456 | 0 | Heating | 23.4194 | #N/A | #N/A | #N/A | #N/A | 175.6456 | #N/A | #N/A | 4.1705 | #N/A | 0 | 0 | 0 | 0 | 0 | 0 | 0 | 0 | 0 | 0.07806% | 1 | 50% | 0% | 0% | 0% | 8.2745 | 0 | 0 | 0 | 8.2745 | #N/A
2007-04-01 21:00 | 4 | 1 | 21 | 91.8335 | 2181 | 39.02 | 30.02 | 990 | 39.02 | 258.2286 | 0 | Heating | 34.4305 | #N/A | #N/A | #N/A | #N/A | 258.2286 | #N/A | #N/A | 3.6785 | #N/A | 0 | 0 | 0 | 0 | 0 | 0 | 0 | 0 | 0 | 0.1148% | 1 | 50% | 0% | 0% | 0% | 8.2745 | 0 | 0 | 0 | 8.2745 | #N/A
2007-04-01 22:00 | 4 | 1 | 22 | 91.8751 | 2182 | 37.94 | 30.92 | 990 | 37.94 | 295.5472 | 0 | Heating | 39.4063 | #N/A | #N/A | #N/A | #N/A | 295.5472 | #N/A | #N/A | 3.6146 | #N/A | 0 | 0 | 0 | 0 | 0 | 0 | 0 | 0 | 0 | 0.1314% | 1 | 50% | 0% | 0% | 0% | 8.2745 | 0 | 0 | 0 | 8.2745 | #N/A
2007-04-01 23:00 | 4 | 1 | 23 | 91.9168 | 2183 | 37.94 | 30.92 | 990 | 37.94 | 0.60905 | 0 | Heating | 0.081207 | #N/A | #N/A | #N/A | #N/A | 0.60905 | #N/A | #N/A | 3.6146 | #N/A | 0 | 0 | 0 | 0 | 0 | 0 | 0 | 0 | 0 | 0.0002707% | 1 | 50% | 0% | 0% | 0% | 8.2745 | 0 | 0 | 0 | 8.2745 | #N/A
2007-04-02 | 4 | 2 | 0 | 91.9585 | 2184 | 33.08 | 30.92 | 990 | 33.08 | 7.4067 | 0 | Heating | 0.98755 | #N/A | #N/A | #N/A | #N/A | 7.4067 | #N/A | #N/A | 3.3624 | #N/A | 0 | 0 | 0 | 0 | 0 | 0 | 0 | 0 | 0 | 0.003292% | 1 | 50% | 0% | 0% | 0% | 8.2745 | 0 | 0 | 0 | 8.2745 | #N/A
2007-04-02 01:00 | 4 | 2 | 1 | 92.0001 | 2185 | 30.92 | 28.94 | 990 | 30.92 | 12.4045 | 0 | Heating | 1.6539 | #N/A | #N/A | #N/A | #N/A | 12.4045 | #N/A | #N/A | 3.2671 | #N/A | 0 | 0 | 0 | 0 | 0 | 0 | 0 | 0 | 0 | 0.005513% | 1 | 50% | 0% | 0% | 0% | 8.2745 | 0 | 0 | 0 | 8.2745 | #N/A
2007-04-02 02:00 | 4 | 2 | 2 | 92.0418 | 2186 | 30.92 | 28.94 | 989 | 30.92 | 16.607 | 0 | Heating | 2.2143 | #N/A | #N/A | #N/A | #N/A | 16.607 | #N/A | #N/A | 3.2671 | #N/A | 0 | 0 | 0 | 0 | 0 | 0 | 0 | 0 | 0 | 0.007381% | 1 | 50% | 0% | 0% | 0% | 8.2745 | 0 | 0 | 0 | 8.2745 | #N/A
2007-04-02 03:00 | 4 | 2 | 3 | 92.0835 | 2187 | 30.92 | 28.94 | 989 | 30.92 | 20.3304 | 0 | Heating | 2.7107 | #N/A | #N/A | #N/A | #N/A | 20.3304 | #N/A | #N/A | 3.2671 | #N/A | 0 | 0 | 0 | 0 | 0 | 0 | 0 | 0 | 0 | 0.009036% | 1 | 50% | 0% | 0% | 0% | 8.2745 | 0 | 0 | 0 | 8.2745 | #N/A
2007-04-02 04:00 | 4 | 2 | 4 | 92.1251 | 2188 | 30.92 | 28.04 | 989 | 30.92 | 24.2759 | 0 | Heating | 3.2368 | #N/A | #N/A | #N/A | #N/A | 24.2759 | #N/A | #N/A | 3.2671 | #N/A | 0 | 0 | 0 | 0 | 0 | 0 | 0 | 0 | 0 | 0.01079% | 1 | 50% | 0% | 0% | 0% | 8.2745 | 0 | 0 | 0 | 8.2745 | #N/A
2007-04-02 05:00 | 4 | 2 | 5 | 92.1668 | 2189 | 30.92 | 28.04 | 990 | 30.92 | 38.2763 | 0 | Heating | 5.1035 | #N/A | #N/A | #N/A | #N/A | 38.2763 | #N/A | #N/A | 3.2671 | #N/A | 0 | 0 | 0 | 0 | 0 | 0 | 0 | 0 | 0 | 0.01701% | 1 | 50% | 0% | 0% | 0% | 8.2745 | 0 | 0 | 0 | 8.2745 | #N/A
2007-04-02 06:00 | 4 | 2 | 6 | 92.2085 | 2190 | 39.02 | 26.96 | 990 | 39.02 | 34.5189 | 0 | Heating | 4.6025 | #N/A | #N/A | #N/A | #N/A | 34.5189 | #N/A | #N/A | 3.6785 | #N/A | 0 | 0 | 0 | 0 | 0 | 0 | 0 | 0 | 0 | 0.01534% | 1 | 50% | 0% | 0% | 0% | 8.2745 | 0 | 0 | 0 | 8.2745 | #N/A
2007-04-02 07:00 | 4 | 2 | 7 | 92.2501 | 2191 | 39.92 | 26.96 | 990 | 39.92 | 736.4055 | 0 | Heating | 98.1874 | #N/A | #N/A | #N/A | #N/A | 736.4055 | #N/A | #N/A | 3.7339 | #N/A | 0 | 0 | 0 | 0 | 0 | 0 | 0 | 0 | 0 | 0.3273% | 1 | 50% | 0% | 0% | 0% | 8.2745 | 0 | 0 | 0 | 8.2745 | #N/A
2007-04-02 08:00 | 4 | 2 | 8 | 92.2918 | 2192 | 39.92 | 28.04 | 990 | 39.92 | 424.8531 | 0 | Heating | 56.6471 | #N/A | #N/A | #N/A | #N/A | 424.8531 | #N/A | #N/A | 3.7339 | #N/A | 0 | 0 | 0 | 0 | 0 | 0 | 0 | 0 | 0 | 0.1888% | 1 | 50% | 0% | 0% | 0% | 8.2745 | 0 | 0 | 0 | 8.2745 | #N/A
2007-04-02 09:00 | 4 | 2 | 9 | 92.3335 | 2193 | 42.08 | 28.04 | 990 | 42.08 | 151.3163 | 0 | Heating | 20.1755 | #N/A | #N/A | #N/A | #N/A | 151.3163 | #N/A | #N/A | 3.8759 | #N/A | 0 | 0 | 0 | 0 | 0 | 0 | 0 | 0 | 0 | 0.06725% | 1 | 50% | 0% | 0% | 0% | 8.2745 | 0 | 0 | 0 | 8.2745 | #N/A
2007-04-02 10:00 | 4 | 2 | 10 | 92.3751 | 2194 | 46.94 | 28.94 | 990 | 46.94 | 105.4011 | 0 | Heating | 14.0535 | #N/A | #N/A | #N/A | #N/A | 105.4011 | #N/A | #N/A | 4.2441 | #N/A | 0 | 0 | 0 | 0 | 0 | 0 | 0 | 0 | 0 | 0.04684% | 1 | 50% | 0% | 0% | 0% | 8.2745 | 0 | 0 | 0 | 8.2745 | #N/A
2007-04-02 11:00 | 4 | 2 | 11 | 92.4168 | 2195 | 46.94 | 30.02 | 991 | 46.94 | 94.2622 | 0 | Heating | 12.5683 | #N/A | #N/A | #N/A | #N/A | 94.2622 | #N/A | #N/A | 4.2441 | #N/A | 0 | 0 | 0 | 0 | 0 | 0 | 0 | 0 | 0 | 0.04189% | 1 | 50% | 0% | 0% | 0% | 8.2745 | 0 | 0 | 0 | 8.2745 | #N/A
2007-04-02 12:00 | 4 | 2 | 12 | 92.4585 | 2196 | 50 | 30.02 | 991 | 50 | 91.6837 | 0 | Heating | 12.2245 | #N/A | #N/A | #N/A | #N/A | 91.6837 | #N/A | #N/A | 4.5134 | #N/A | 0 | 0 | 0 | 0 | 0 | 0 | 0 | 0 | 0 | 0.04075% | 1 | 50% | 0% | 0% | 0% | 8.2745 | 0 | 0 | 0 | 8.2745 | #N/A
2007-04-02 13:00 | 4 | 2 | 13 | 92.5001 | 2197 | 53.06 | 33.08 | 991 | 53.06 | 140.2495 | 0 | Heating | 18.6999 | #N/A | #N/A | #N/A | #N/A | 140.2495 | #N/A | #N/A | 4.8142 | #N/A | 0 | 0 | 0 | 0 | 0 | 0 | 0 | 0 | 0 | 0.06233% | 1 | 50% | 0% | 0% | 0% | 8.2745 | 0 | 0 | 0 | 8.2745 | #N/A
2007-04-02 14:00 | 4 | 2 | 14 | 92.5418 | 2198 | 53.06 | 33.98 | 991 | 53.06 | 39.5193 | 0 | Heating | 5.2692 | #N/A | #N/A | #N/A | #N/A | 39.5193 | #N/A | #N/A | 4.8142 | #N/A | 0 | 0 | 0 | 0 | 0 | 0 | 0 | 0 | 0 | 0.01756% | 1 | 50% | 0% | 0% | 0% | 8.2745 | 0 | 0 | 0 | 8.2745 | #N/A
2007-04-02 15:00 | 4 | 2 | 15 | 92.5835 | 2199 | 59 | 32 | 991 | 59 | 46.3849 | 0 | Heating | 6.1847 | #N/A | #N/A | #N/A | #N/A | 46.3849 | #N/A | #N/A | 5.4953 | #N/A | 0 | 0 | 0 | 0 | 0 | 0 | 0 | 0 | 0 | 0.02062% | 1 | 50% | 0% | 0% | 0% | 8.2745 | 0 | 0 | 0 | 8.2745 | #N/A
2007-04-02 16:00 | 4 | 2 | 16 | 92.6251 | 2200 | 59 | 30.92 | 991 | 59 | 51.2587 | 0 | Heating | 6.8345 | #N/A | #N/A | #N/A | #N/A | 51.2587 | #N/A | #N/A | 5.4953 | #N/A | 0 | 0 | 0 | 0 | 0 | 0 | 0 | 0 | 0 | 0.02278% | 1 | 50% | 0% | 0% | 0% | 8.2745 | 0 | 0 | 0 | 8.2745 | #N/A
2007-04-02 17:00 | 4 | 2 | 17 | 92.6668 | 2201 | 59 | 30.92 | 992 | 59 | 18.9619 | 0 | Heating | 2.5283 | #N/A | #N/A | #N/A | #N/A | 18.9619 | #N/A | #N/A | 5.4953 | #N/A | 0 | 0 | 0 | 0 | 0 | 0 | 0 | 0 | 0 | 0.008428% | 1 | 50% | 0% | 0% | 0% | 8.2745 | 0 | 0 | 0 | 8.2745 | #N/A
2007-04-02 18:00 | 4 | 2 | 18 | 92.7085 | 2202 | 53.06 | 30.02 | 992 | 53.06 | 67.1719 | 0 | Heating | 8.9563 | #N/A | #N/A | #N/A | #N/A | 67.1719 | #N/A | #N/A | 4.8142 | #N/A | 0 | 0 | 0 | 0 | 0 | 0 | 0 | 0 | 0 | 0.02985% | 1 | 50% | 0% | 0% | 0% | 8.2745 | 0 | 0 | 0 | 8.2745 | #N/A
2007-04-02 19:00 | 4 | 2 | 19 | 92.7501 | 2203 | 48.92 | 30.02 | 993 | 48.92 | 166.9695 | 0 | Heating | 22.2626 | #N/A | #N/A | #N/A | #N/A | 166.9695 | #N/A | #N/A | 4.4149 | #N/A | 0 | 0 | 0 | 0 | 0 | 0 | 0 | 0 | 0 | 0.07421% | 1 | 50% | 0% | 0% | 0% | 8.2745 | 0 | 0 | 0 | 8.2745 | #N/A
2007-04-02 20:00 | 4 | 2 | 20 | 92.7918 | 2204 | 48.92 | 30.02 | 993 | 48.92 | 200.25 | 0 | Heating | 26.7 | #N/A | #N/A | #N/A | #N/A | 200.25 | #N/A | #N/A | 4.4149 | #N/A | 0 | 0 | 0 | 0 | 0 | 0 | 0 | 0 | 0 | 0.089% | 1 | 50% | 0% | 0% | 0% | 8.2745 | 0 | 0 | 0 | 8.2745 | #N/A
2007-04-02 21:00 | 4 | 2 | 21 | 92.8335 | 2205 | 44.06 | 28.04 | 994 | 44.06 | 267.2155 | 0 | Heating | 35.6287 | #N/A | #N/A | #N/A | #N/A | 267.2155 | #N/A | #N/A | 4.0174 | #N/A | 0 | 0 | 0 | 0 | 0 | 0 | 0 | 0 | 0 | 0.1188% | 1 | 50% | 0% | 0% | 0% | 8.2745 | 0 | 0 | 0 | 8.2745 | #N/A
2007-04-02 22:00 | 4 | 2 | 22 | 92.8751 | 2206 | 41 | 28.04 | 993 | 41 | 304.2185 | 0 | Heating | 40.5625 | #N/A | #N/A | #N/A | #N/A | 304.2185 | #N/A | #N/A | 3.8033 | #N/A | 0 | 0 | 0 | 0 | 0 | 0 | 0 | 0 | 0 | 0.1352% | 1 | 50% | 0% | 0% | 0% | 8.2745 | 0 | 0 | 0 | 8.2745 | #N/A
2007-04-02 23:00 | 4 | 2 | 23 | 92.9168 | 2207 | 41 | 28.04 | 993 | 41 | 2.0545 | 0 | Heating | 0.27394 | #N/A | #N/A | #N/A | #N/A | 2.0545 | #N/A | #N/A | 3.8033 | #N/A | 0 | 0 | 0 | 0 | 0 | 0 | 0 | 0 | 0 | 0.0009131% | 1 | 50% | 0% | 0% | 0% | 8.2745 | 0 | 0 | 0 | 8.2745 | #N/A
2007-04-03 | 4 | 3 | 0 | 92.9585 | 2208 | 39.92 | 28.04 | 993 | 39.92 | 12.562 | 0 | Heating | 1.6749 | #N/A | #N/A | #N/A | #N/A | 12.562 | #N/A | #N/A | 3.7339 | #N/A | 0 | 0 | 0 | 0 | 0 | 0 | 0 | 0 | 0 | 0.005583% | 1 | 50% | 0% | 0% | 0% | 8.2745 | 0 | 0 | 0 | 8.2745 | #N/A
2007-04-03 01:00 | 4 | 3 | 1 | 93.0001 | 2209 | 37.94 | 26.96 | 993 | 37.94 | 18.3547 | 0 | Heating | 2.4473 | #N/A | #N/A | #N/A | #N/A | 18.3547 | #N/A | #N/A | 3.6146 | #N/A | 0 | 0 | 0 | 0 | 0 | 0 | 0 | 0 | 0 | 0.008158% | 1 | 50% | 0% | 0% | 0% | 8.2745 | 0 | 0 | 0 | 8.2745 | #N/A
2007-04-03 02:00 | 4 | 3 | 2 | 93.0418 | 2210 | 37.94 | 24.98 | 992 | 37.94 | 24.0001 | 0 | Heating | 3.2 | #N/A | #N/A | #N/A | #N/A | 24.0001 | #N/A | #N/A | 3.6146 | #N/A | 0 | 0 | 0 | 0 | 0 | 0 | 0 | 0 | 0 | 0.01067% | 1 | 50% | 0% | 0% | 0% | 8.2745 | 0 | 0 | 0 | 8.2745 | #N/A
2007-04-03 03:00 | 4 | 3 | 3 | 93.0835 | 2211 | 35.96 | 24.98 | 991 | 35.96 | 45.7107 | 0 | Heating | 6.0948 | #N/A | #N/A | #N/A | #N/A | 45.7107 | #N/A | #N/A | 3.5052 | #N/A | 0 | 0 | 0 | 0 | 0 | 0 | 0 | 0 | 0 | 0.02032% | 1 | 50% | 0% | 0% | 0% | 8.2745 | 0 | 0 | 0 | 8.2745 | #N/A
2007-04-03 04:00 | 4 | 3 | 4 | 93.1251 | 2212 | 35.06 | 24.08 | 990 | 35.06 | 88.5049 | 0 | Heating | 11.8007 | #N/A | #N/A | #N/A | #N/A | 88.5049 | #N/A | #N/A | 3.4585 | #N/A | 0 | 0 | 0 | 0 | 0 | 0 | 0 | 0 | 0 | 0.03934% | 1 | 50% | 0% | 0% | 0% | 8.2745 | 0 | 0 | 0 | 8.2745 | #N/A
2007-04-03 05:00 | 4 | 3 | 5 | 93.1668 | 2213 | 35.06 | 24.08 | 988 | 35.06 | 147.4276 | 0 | Heating | 19.657 | #N/A | #N/A | #N/A | #N/A | 147.4276 | #N/A | #N/A | 3.4585 | #N/A | 0 | 0 | 0 | 0 | 0 | 0 | 0 | 0 | 0 | 0.06552% | 1 | 50% | 0% | 0% | 0% | 8.2745 | 0 | 0 | 0 | 8.2745 | #N/A
2007-04-03 06:00 | 4 | 3 | 6 | 93.2085 | 2214 | 32 | 28.04 | 988 | 32 | 99.4748 | 0 | Heating | 13.2633 | #N/A | #N/A | #N/A | #N/A | 99.4748 | #N/A | #N/A | 3.3135 | #N/A | 0 | 0 | 0 | 0 | 0 | 0 | 0 | 0 | 0 | 0.04421% | 1 | 50% | 0% | 0% | 0% | 8.2745 | 0 | 0 | 0 | 8.2745 | #N/A
2007-04-03 07:00 | 4 | 3 | 7 | 93.2501 | 2215 | 35.06 | 28.04 | 987 | 35.06 | 755.5392 | 0 | Heating | 100.7386 | #N/A | #N/A | #N/A | #N/A | 755.5392 | #N/A | #N/A | 3.4585 | #N/A | 0 | 0 | 0 | 0 | 0 | 0 | 0 | 0 | 0 | 0.3358% | 1 | 50% | 0% | 0% | 0% | 8.2745 | 0 | 0 | 0 | 8.2745 | #N/A
2007-04-03 08:00 | 4 | 3 | 8 | 93.2918 | 2216 | 35.06 | 28.04 | 986 | 35.06 | 390.1735 | 0 | Heating | 52.0231 | #N/A | #N/A | #N/A | #N/A | 390.1735 | #N/A | #N/A | 3.4585 | #N/A | 0 | 0 | 0 | 0 | 0 | 0 | 0 | 0 | 0 | 0.1734% | 1 | 50% | 0% | 0% | 0% | 8.2745 | 0 | 0 | 0 | 8.2745 | #N/A
2007-04-03 09:00 | 4 | 3 | 9 | 93.3335 | 2217 | 39.92 | 30.92 | 985 | 39.92 | 105.7734 | 0 | Heating | 14.1031 | #N/A | #N/A | #N/A | #N/A | 105.7734 | #N/A | #N/A | 3.7339 | #N/A | 0 | 0 | 0 | 0 | 0 | 0 | 0 | 0 | 0 | 0.04701% | 1 | 50% | 0% | 0% | 0% | 8.2745 | 0 | 0 | 0 | 8.2745 | #N/A
2007-04-03 10:00 | 4 | 3 | 10 | 93.3751 | 2218 | 42.98 | 33.08 | 984 | 42.98 | 101.9674 | 0 | Heating | 13.5957 | #N/A | #N/A | #N/A | #N/A | 101.9674 | #N/A | #N/A | 3.9388 | #N/A | 0 | 0 | 0 | 0 | 0 | 0 | 0 | 0 | 0 | 0.04532% | 1 | 50% | 0% | 0% | 0% | 8.2745 | 0 | 0 | 0 | 8.2745 | #N/A
2007-04-03 11:00 | 4 | 3 | 11 | 93.4168 | 2219 | 42.98 | 33.08 | 983 | 42.98 | 112.6387 | 0 | Heating | 15.0185 | #N/A | #N/A | #N/A | #N/A | 112.6387 | #N/A | #N/A | 3.9388 | #N/A | 0 | 0 | 0 | 0 | 0 | 0 | 0 | 0 | 0 | 0.05006% | 1 | 50% | 0% | 0% | 0% | 8.2745 | 0 | 0 | 0 | 8.2745 | #N/A
2007-04-03 12:00 | 4 | 3 | 12 | 93.4585 | 2220 | 46.04 | 33.98 | 981 | 46.04 | 50.7896 | 0 | Heating | 6.7719 | #N/A | #N/A | #N/A | #N/A | 50.7896 | #N/A | #N/A | 4.1705 | #N/A | 0 | 0 | 0 | 0 | 0 | 0 | 0 | 0 | 0 | 0.02257% | 1 | 50% | 0% | 0% | 0% | 8.2745 | 0 | 0 | 0 | 8.2745 | #N/A
2007-04-03 13:00 | 4 | 3 | 13 | 93.5001 | 2221 | 48.02 | 35.06 | 981 | 48.02 | 97.5894 | 0 | Heating | 13.0119 | #N/A | #N/A | #N/A | #N/A | 97.5894 | #N/A | #N/A | 4.3357 | #N/A | 0 | 0 | 0 | 0 | 0 | 0 | 0 | 0 | 0 | 0.04337% | 1 | 50% | 0% | 0% | 0% | 8.2745 | 0 | 0 | 0 | 8.2745 | #N/A
2007-04-03 14:00 | 4 | 3 | 14 | 93.5418 | 2222 | 48.02 | 35.96 | 980 | 48.02 | 34.7084 | 0 | Heating | 4.6278 | #N/A | #N/A | #N/A | #N/A | 34.7084 | #N/A | #N/A | 4.3357 | #N/A | 0 | 0 | 0 | 0 | 0 | 0 | 0 | 0 | 0 | 0.01543% | 1 | 50% | 0% | 0% | 0% | 8.2745 | 0 | 0 | 0 | 8.2745 | #N/A
2007-04-03 15:00 | 4 | 3 | 15 | 93.5835 | 2223 | 51.98 | 37.94 | 980 | 51.98 | 25.7629 | 0 | Heating | 3.4351 | #N/A | #N/A | #N/A | #N/A | 25.7629 | #N/A | #N/A | 4.7043 | #N/A | 0 | 0 | 0 | 0 | 0 | 0 | 0 | 0 | 0 | 0.01145% | 1 | 50% | 0% | 0% | 0% | 8.2745 | 0 | 0 | 0 | 8.2745 | #N/A
2007-04-03 16:00 | 4 | 3 | 16 | 93.6251 | 2224 | 50 | 37.94 | 980 | 50 | 19.5972 | 0 | Heating | 2.613 | #N/A | #N/A | #N/A | #N/A | 19.5972 | #N/A | #N/A | 4.5134 | #N/A | 0 | 0 | 0 | 0 | 0 | 0 | 0 | 0 | 0 | 0.00871% | 1 | 50% | 0% | 0% | 0% | 8.2745 | 0 | 0 | 0 | 8.2745 | #N/A
2007-04-03 17:00 | 4 | 3 | 17 | 93.6668 | 2225 | 50 | 39.02 | 981 | 50 | 11.6065 | 0 | Heating | 1.5475 | #N/A | #N/A | #N/A | #N/A | 11.6065 | #N/A | #N/A | 4.5134 | #N/A | 0 | 0 | 0 | 0 | 0 | 0 | 0 | 0 | 0 | 0.005158% | 1 | 50% | 0% | 0% | 0% | 8.2745 | 0 | 0 | 0 | 8.2745 | #N/A
2007-04-03 18:00 | 4 | 3 | 18 | 93.7085 | 2226 | 48.02 | 39.02 | 982 | 48.02 | 16.549 | 0 | Heating | 2.2065 | #N/A | #N/A | #N/A | #N/A | 16.549 | #N/A | #N/A | 4.3357 | #N/A | 0 | 0 | 0 | 0 | 0 | 0 | 0 | 0 | 0 | 0.007355% | 1 | 50% | 0% | 0% | 0% | 8.2745 | 0 | 0 | 0 | 8.2745 | #N/A
2007-04-03 19:00 | 4 | 3 | 19 | 93.7501 | 2227 | 44.96 | 37.94 | 983 | 44.96 | 52.5127 | 0 | Heating | 7.0017 | #N/A | #N/A | #N/A | #N/A | 52.5127 | #N/A | #N/A | 4.0856 | #N/A | 0 | 0 | 0 | 0 | 0 | 0 | 0 | 0 | 0 | 0.02334% | 1 | 50% | 0% | 0% | 0% | 8.2745 | 0 | 0 | 0 | 8.2745 | #N/A
2007-04-03 20:00 | 4 | 3 | 20 | 93.7918 | 2228 | 44.96 | 37.04 | 984 | 44.96 | 105.5299 | 0 | Heating | 14.0706 | #N/A | #N/A | #N/A | #N/A | 105.5299 | #N/A | #N/A | 4.0856 | #N/A | 0 | 0 | 0 | 0 | 0 | 0 | 0 | 0 | 0 | 0.0469% | 1 | 50% | 0% | 0% | 0% | 8.2745 | 0 | 0 | 0 | 8.2745 | #N/A
2007-04-03 21:00 | 4 | 3 | 21 | 93.8335 | 2229 | 41 | 35.96 | 985 | 41 | 188.6126 | 0 | Heating | 25.1483 | #N/A | #N/A | #N/A | #N/A | 188.6126 | #N/A | #N/A | 3.8033 | #N/A | 0 | 0 | 0 | 0 | 0 | 0 | 0 | 0 | 0 | 0.08383% | 1 | 50% | 0% | 0% | 0% | 8.2745 | 0 | 0 | 0 | 8.2745 | #N/A
2007-04-03 22:00 | 4 | 3 | 22 | 93.8751 | 2230 | 37.94 | 35.06 | 987 | 37.94 | 239.8025 | 0 | Heating | 31.9737 | #N/A | #N/A | #N/A | #N/A | 239.8025 | #N/A | #N/A | 3.6146 | #N/A | 0 | 0 | 0 | 0 | 0 | 0 | 0 | 0 | 0 | 0.1066% | 1 | 50% | 0% | 0% | 0% | 8.2745 | 0 | 0 | 0 | 8.2745 | #N/A
2007-04-03 23:00 | 4 | 3 | 23 | 93.9168 | 2231 | 37.94 | 33.98 | 988 | 37.94 | 0 | 0 | Cooling | 0 | #N/A | #N/A | #N/A | #N/A | 0 | 0 | 0 | 0 | 0 | 0 | #N/A | #N/A | 88 | 52.94 | 0.67419 | 0.41125 | #N/A | 0 | 0% | 1 | 50% | 0% | 0% | 0% | 8.2745 | 0 | 0 | 0 | 8.2745 | #N/A
2007-04-04 | 4 | 4 | 0 | 93.9585 | 2232 | 37.04 | 33.08 | 989 | 37.04 | 1.7857 | 0 | Heating | 0.2381 | #N/A | #N/A | #N/A | #N/A | 1.7857 | #N/A | #N/A | 3.5637 | #N/A | 0 | 0 | 0 | 0 | 0 | 0 | 0 | 0 | 0 | 0.0007937% | 1 | 50% | 0% | 0% | 0% | 8.2745 | 0 | 0 | 0 | 8.2745 | #N/A
2007-04-04 01:00 | 4 | 4 | 1 | 94.0001 | 2233 | 35.96 | 32 | 990 | 35.96 | 7.2824 | 0 | Heating | 0.97099 | #N/A | #N/A | #N/A | #N/A | 7.2824 | #N/A | #N/A | 3.5052 | #N/A | 0 | 0 | 0 | 0 | 0 | 0 | 0 | 0 | 0 | 0.003237% | 1 | 50% | 0% | 0% | 0% | 8.2745 | 0 | 0 | 0 | 8.2745 | #N/A
2007-04-04 02:00 | 4 | 4 | 2 | 94.0418 | 2234 | 35.96 | 32 | 991 | 35.96 | 10.5911 | 0 | Heating | 1.4121 | #N/A | #N/A | #N/A | #N/A | 10.5911 | #N/A | #N/A | 3.5052 | #N/A | 0 | 0 | 0 | 0 | 0 | 0 | 0 | 0 | 0 | 0.004707% | 1 | 50% | 0% | 0% | 0% | 8.2745 | 0 | 0 | 0 | 8.2745 | #N/A
2007-04-04 03:00 | 4 | 4 | 3 | 94.0835 | 2235 | 35.06 | 30.02 | 992 | 35.06 | 14.4366 | 0 | Heating | 1.9249 | #N/A | #N/A | #N/A | #N/A | 14.4366 | #N/A | #N/A | 3.4585 | #N/A | 0 | 0 | 0 | 0 | 0 | 0 | 0 | 0 | 0 | 0.006416% | 1 | 50% | 0% | 0% | 0% | 8.2745 | 0 | 0 | 0 | 8.2745 | #N/A
2007-04-04 04:00 | 4 | 4 | 4 | 94.1251 | 2236 | 35.06 | 30.02 | 993 | 35.06 | 18.827 | 0 | Heating | 2.5103 | #N/A | #N/A | #N/A | #N/A | 18.827 | #N/A | #N/A | 3.4585 | #N/A | 0 | 0 | 0 | 0 | 0 | 0 | 0 | 0 | 0 | 0.008368% | 1 | 50% | 0% | 0% | 0% | 8.2745 | 0 | 0 | 0 | 8.2745 | #N/A
2007-04-04 05:00 | 4 | 4 | 5 | 94.1668 | 2237 | 35.06 | 30.02 | 993 | 35.06 | 22.9221 | 0 | Heating | 3.0563 | #N/A | #N/A | #N/A | #N/A | 22.9221 | #N/A | #N/A | 3.4585 | #N/A | 0 | 0 | 0 | 0 | 0 | 0 | 0 | 0 | 0 | 0.01019% | 1 | 50% | 0% | 0% | 0% | 8.2745 | 0 | 0 | 0 | 8.2745 | #N/A
2007-04-04 06:00 | 4 | 4 | 6 | 94.2085 | 2238 | 33.98 | 30.92 | 995 | 33.98 | 21.6582 | 0 | Heating | 2.8878 | #N/A | #N/A | #N/A | #N/A | 21.6582 | #N/A | #N/A | 3.405 | #N/A | 0 | 0 | 0 | 0 | 0 | 0 | 0 | 0 | 0 | 0.009626% | 1 | 50% | 0% | 0% | 0% | 8.2745 | 0 | 0 | 0 | 8.2745 | #N/A
2007-04-04 07:00 | 4 | 4 | 7 | 94.2501 | 2239 | 35.96 | 32 | 996 | 35.96 | 605.2646 | 0 | Heating | 80.7019 | #N/A | #N/A | #N/A | #N/A | 605.2646 | #N/A | #N/A | 3.5052 | #N/A | 0 | 0 | 0 | 0 | 0 | 0 | 0 | 0 | 0 | 0.269% | 1 | 50% | 0% | 0% | 0% | 8.2745 | 0 | 0 | 0 | 8.2745 | #N/A
2007-04-04 08:00 | 4 | 4 | 8 | 94.2918 | 2240 | 35.96 | 33.98 | 997 | 35.96 | 258.4457 | 0 | Heating | 34.4594 | #N/A | #N/A | #N/A | #N/A | 258.4457 | #N/A | #N/A | 3.5052 | #N/A | 0 | 0 | 0 | 0 | 0 | 0 | 0 | 0 | 0 | 0.1149% | 1 | 50% | 0% | 0% | 0% | 8.2745 | 0 | 0 | 0 | 8.2745 | #N/A
2007-04-04 09:00 | 4 | 4 | 9 | 94.3335 | 2241 | 44.06 | 33.98 | 997 | 44.06 | 21.9719 | 0 | Heating | 2.9296 | #N/A | #N/A | #N/A | #N/A | 21.9719 | #N/A | #N/A | 4.0174 | #N/A | 0 | 0 | 0 | 0 | 0 | 0 | 0 | 0 | 0 | 0.009765% | 1 | 50% | 0% | 0% | 0% | 8.2745 | 0 | 0 | 0 | 8.2745 | #N/A
2007-04-04 10:00 | 4 | 4 | 10 | 94.3751 | 2242 | 48.02 | 33.98 | 998 | 48.02 | 16.2722 | 0 | Heating | 2.1696 | #N/A | #N/A | #N/A | #N/A | 16.2722 | #N/A | #N/A | 4.3357 | #N/A | 0 | 0 | 0 | 0 | 0 | 0 | 0 | 0 | 0 | 0.007232% | 1 | 50% | 0% | 0% | 0% | 8.2745 | 0 | 0 | 0 | 8.2745 | #N/A
2007-04-04 11:00 | 4 | 4 | 11 | 94.4168 | 2243 | 48.02 | 33.08 | 999 | 48.02 | 13.8754 | 0 | Heating | 1.8501 | #N/A | #N/A | #N/A | #N/A | 13.8754 | #N/A | #N/A | 4.3357 | #N/A | 0 | 0 | 0 | 0 | 0 | 0 | 0 | 0 | 0 | 0.006167% | 1 | 50% | 0% | 0% | 0% | 8.2745 | 0 | 0 | 0 | 8.2745 | #N/A
2007-04-04 12:00 | 4 | 4 | 12 | 94.4585 | 2244 | 48.92 | 33.98 | 999 | 48.92 | 6.458 | 0 | Heating | 0.86107 | #N/A | #N/A | #N/A | #N/A | 6.458 | #N/A | #N/A | 4.4149 | #N/A | 0 | 0 | 0 | 0 | 0 | 0 | 0 | 0 | 0 | 0.00287% | 1 | 50% | 0% | 0% | 0% | 8.2745 | 0 | 0 | 0 | 8.2745 | #N/A
2007-04-04 13:00 | 4 | 4 | 13 | 94.5001 | 2245 | 50 | 33.08 | 998 | 50 | 6.4093 | 0 | Heating | 0.85457 | #N/A | #N/A | #N/A | #N/A | 6.4093 | #N/A | #N/A | 4.5134 | #N/A | 0 | 0 | 0 | 0 | 0 | 0 | 0 | 0 | 0 | 0.002849% | 1 | 50% | 0% | 0% | 0% | 8.2745 | 0 | 0 | 0 | 8.2745 | #N/A
2007-04-04 14:00 | 4 | 4 | 14 | 94.5418 | 2246 | 50 | 33.98 | 998 | 50 | 0.62703 | 0 | Heating | 0.083603 | #N/A | #N/A | #N/A | #N/A | 0.62703 | #N/A | #N/A | 4.5134 | #N/A | 0 | 0 | 0 | 0 | 0 | 0 | 0 | 0 | 0 | 0.0002787% | 1 | 50% | 0% | 0% | 0% | 8.2745 | 0 | 0 | 0 | 8.2745 | #N/A
2007-04-04 15:00 | 4 | 4 | 15 | 94.5835 | 2247 | 48.92 | 33.08 | 997 | 48.92 | 0 | 0.1025 | Cooling | 0.017084 | #N/A | #N/A | #N/A | #N/A | 0 | 0 | 0 | 0 | 0 | 0.1025 | #N/A | #N/A | 88 | 63.92 | 0.76966 | 0.46949 | #N/A | 0.0003169 | 5.695e-05% | 1 | 50% | 0% | 0% | 0% | 8.2745 | 0 | 0 | 0 | 8.2745 | #N/A
2007-04-04 16:00 | 4 | 4 | 16 | 94.6251 | 2248 | 48.02 | 33.98 | 997 | 48.02 | 0 | 0.10423 | Cooling | 0.017372 | #N/A | #N/A | #N/A | #N/A | 0 | 0 | 0 | 0 | 0 | 0.10423 | #N/A | #N/A | 88 | 63.02 | 0.76136 | 0.46443 | #N/A | 0.00032224 | 5.791e-05% | 1 | 50% | 0% | 0% | 0% | 8.2745 | 0 | 0 | 0 | 8.2745 | #N/A
2007-04-04 17:00 | 4 | 4 | 17 | 94.6668 | 2249 | 48.02 | 33.98 | 997 | 48.02 | 0 | 0.44153 | Cooling | 0.073588 | #N/A | #N/A | #N/A | #N/A | 0 | 0 | 0 | 0 | 0 | 0.44153 | #N/A | #N/A | 88 | 63.02 | 0.76136 | 0.46443 | #N/A | 0.001365 | 0.0002453% | 1 | 50% | 0% | 0% | 0% | 8.2745 | 0 | 0 | 0 | 8.2745 | #N/A
2007-04-04 18:00 | 4 | 4 | 18 | 94.7085 | 2250 | 44.06 | 33.98 | 996 | 44.06 | 0 | 0.44986 | Cooling | 0.074976 | #N/A | #N/A | #N/A | #N/A | 0 | 0 | 0 | 0 | 0 | 0.44986 | #N/A | #N/A | 88 | 59.06 | 0.72583 | 0.44276 | #N/A | 0.0013908 | 0.0002499% | 1 | 50% | 0% | 0% | 0% | 8.2745 | 0 | 0 | 0 | 8.2745 | #N/A
2007-04-04 19:00 | 4 | 4 | 19 | 94.7501 | 2251 | 41 | 33.08 | 997 | 41 | 3.1037 | 0 | Heating | 0.41383 | #N/A | #N/A | #N/A | #N/A | 3.1037 | #N/A | #N/A | 3.8033 | #N/A | 0 | 0 | 0 | 0 | 0 | 0 | 0 | 0 | 0 | 0.001379% | 1 | 50% | 0% | 0% | 0% | 8.2745 | 0 | 0 | 0 | 8.2745 | #N/A
2007-04-04 20:00 | 4 | 4 | 20 | 94.7918 | 2252 | 41 | 39.02 | 997 | 41 | 6.7589 | 0 | Heating | 0.90119 | #N/A | #N/A | #N/A | #N/A | 6.7589 | #N/A | #N/A | 3.8033 | #N/A | 0 | 0 | 0 | 0 | 0 | 0 | 0 | 0 | 0 | 0.003004% | 1 | 50% | 0% | 0% | 0% | 8.2745 | 0 | 0 | 0 | 8.2745 | #N/A
2007-04-04 21:00 | 4 | 4 | 21 | 94.8335 | 2253 | 37.94 | 41 | 996 | 37.94 | 15.4775 | 0 | Heating | 2.0637 | #N/A | #N/A | #N/A | #N/A | 15.4775 | #N/A | #N/A | 3.6146 | #N/A | 0 | 0 | 0 | 0 | 0 | 0 | 0 | 0 | 0 | 0.006879% | 1 | 50% | 0% | 0% | 0% | 8.2745 | 0 | 0 | 0 | 8.2745 | #N/A
2007-04-04 22:00 | 4 | 4 | 22 | 94.8751 | 2254 | 37.94 | 41 | 995 | 37.94 | 34.0829 | 0 | Heating | 4.5444 | #N/A | #N/A | #N/A | #N/A | 34.0829 | #N/A | #N/A | 3.6146 | #N/A | 0 | 0 | 0 | 0 | 0 | 0 | 0 | 0 | 0 | 0.01515% | 1 | 50% | 0% | 0% | 0% | 8.2745 | 0 | 0 | 0 | 8.2745 | #N/A
2007-04-04 23:00 | 4 | 4 | 23 | 94.9168 | 2255 | 37.94 | 41 | 994 | 37.94 | 0 | 0 | Cooling | 0 | #N/A | #N/A | #N/A | #N/A | 0 | 0 | 0 | 0 | 0 | 0 | #N/A | #N/A | 88 | 52.94 | 0.67419 | 0.41125 | #N/A | 0 | 0% | 1 | 50% | 0% | 0% | 0% | 8.2745 | 0 | 0 | 0 | 8.2745 | #N/A
2007-04-05 | 4 | 5 | 0 | 94.9585 | 2256 | 37.04 | 42.08 | 990 | 37.04 | 0 | 0 | Cooling | 0 | #N/A | #N/A | #N/A | #N/A | 0 | 0 | 0 | 0 | 0 | 0 | #N/A | #N/A | 88 | 52.04 | 0.66692 | 0.40682 | #N/A | 0 | 0% | 1 | 50% | 0% | 0% | 0% | 8.2745 | 0 | 0 | 0 | 8.2745 | #N/A
2007-04-05 01:00 | 4 | 5 | 1 | 95.0001 | 2257 | 37.4 | 39.92 | 989 | 37.4 | 0 | 0 | Cooling | 0 | #N/A | #N/A | #N/A | #N/A | 0 | 0 | 0 | 0 | 0 | 0 | #N/A | #N/A | 88 | 52.4 | 0.66982 | 0.40859 | #N/A | 0 | 0% | 1 | 50% | 0% | 0% | 0% | 8.2745 | 0 | 0 | 0 | 8.2745 | #N/A
2007-04-05 02:00 | 4 | 5 | 2 | 95.0418 | 2258 | 37.04 | 39.92 | 988 | 37.04 | 0 | 0 | Cooling | 0 | #N/A | #N/A | #N/A | #N/A | 0 | 0 | 0 | 0 | 0 | 0 | #N/A | #N/A | 88 | 52.04 | 0.66692 | 0.40682 | #N/A | 0 | 0% | 1 | 50% | 0% | 0% | 0% | 8.2745 | 0 | 0 | 0 | 8.2745 | #N/A
2007-04-05 03:00 | 4 | 5 | 3 | 95.0835 | 2259 | 37.94 | 39.02 | 988 | 37.94 | 0 | 0 | Cooling | 0 | #N/A | #N/A | #N/A | #N/A | 0 | 0 | 0 | 0 | 0 | 0 | #N/A | #N/A | 88 | 52.94 | 0.67419 | 0.41125 | #N/A | 0 | 0% | 1 | 50% | 0% | 0% | 0% | 8.2745 | 0 | 0 | 0 | 8.2745 | #N/A
2007-04-05 04:00 | 4 | 5 | 4 | 95.1251 | 2260 | 37.94 | 39.92 | 988 | 37.94 | 0 | 0 | Cooling | 0 | #N/A | #N/A | #N/A | #N/A | 0 | 0 | 0 | 0 | 0 | 0 | #N/A | #N/A | 88 | 52.94 | 0.67419 | 0.41125 | #N/A | 0 | 0% | 1 | 50% | 0% | 0% | 0% | 8.2745 | 0 | 0 | 0 | 8.2745 | #N/A
2007-04-05 05:00 | 4 | 5 | 5 | 95.1668 | 2261 | 37.94 | 39.92 | 988 | 37.94 | 0 | 0 | Cooling | 0 | #N/A | #N/A | #N/A | #N/A | 0 | 0 | 0 | 0 | 0 | 0 | #N/A | #N/A | 88 | 52.94 | 0.67419 | 0.41125 | #N/A | 0 | 0% | 1 | 50% | 0% | 0% | 0% | 8.2745 | 0 | 0 | 0 | 8.2745 | #N/A
2007-04-05 06:00 | 4 | 5 | 6 | 95.2085 | 2262 | 37.94 | 39.92 | 989 | 37.94 | 0 | 0 | Cooling | 0 | #N/A | #N/A | #N/A | #N/A | 0 | 0 | 0 | 0 | 0 | 0 | #N/A | #N/A | 88 | 52.94 | 0.67419 | 0.41125 | #N/A | 0 | 0% | 1 | 50% | 0% | 0% | 0% | 8.2745 | 0 | 0 | 0 | 8.2745 | #N/A
2007-04-05 07:00 | 4 | 5 | 7 | 95.2501 | 2263 | 37.94 | 41 | 989 | 37.94 | 230.7127 | 0 | Heating | 30.7617 | #N/A | #N/A | #N/A | #N/A | 230.7127 | #N/A | #N/A | 3.6146 | #N/A | 0 | 0 | 0 | 0 | 0 | 0 | 0 | 0 | 0 | 0.1025% | 1 | 50% | 0% | 0% | 0% | 8.2745 | 0 | 0 | 0 | 8.2745 | #N/A
2007-04-05 08:00 | 4 | 5 | 8 | 95.2918 | 2264 | 39.02 | 42.98 | 989 | 39.02 | 37.4412 | 0 | Heating | 4.9922 | #N/A | #N/A | #N/A | #N/A | 37.4412 | #N/A | #N/A | 3.6785 | #N/A | 0 | 0 | 0 | 0 | 0 | 0 | 0 | 0 | 0 | 0.01664% | 1 | 50% | 0% | 0% | 0% | 8.2745 | 0 | 0 | 0 | 8.2745 | #N/A
2007-04-05 09:00 | 4 | 5 | 9 | 95.3335 | 2265 | 44.06 | 44.96 | 989 | 44.06 | 0.2516 | 0 | Heating | 0.033547 | #N/A | #N/A | #N/A | #N/A | 0.2516 | #N/A | #N/A | 4.0174 | #N/A | 0 | 0 | 0 | 0 | 0 | 0 | 0 | 0 | 0 | 0.0001118% | 1 | 50% | 0% | 0% | 0% | 8.2745 | 0 | 0 | 0 | 8.2745 | #N/A
2007-04-05 10:00 | 4 | 5 | 10 | 95.3751 | 2266 | 46.04 | 50 | 989 | 46.04 | 0 | 7.9338 | Cooling | 1.3223 | #N/A | #N/A | #N/A | #N/A | 0 | 0 | 0 | 0 | 0 | 7.9338 | #N/A | #N/A | 88 | 61.04 | 0.74339 | 0.45347 | #N/A | 0.024528 | 0.004408% | 1 | 50% | 0% | 0% | 0% | 8.2745 | 0 | 0 | 0 | 8.2745 | #N/A
2007-04-05 11:00 | 4 | 5 | 11 | 95.4168 | 2267 | 46.04 | 46.04 | 989 | 46.04 | 0 | 31.801 | Cooling | 5.3002 | #N/A | #N/A | #N/A | #N/A | 0 | 0 | 0 | 0 | 0 | 31.801 | #N/A | #N/A | 88 | 61.04 | 0.74339 | 0.45347 | #N/A | 0.098317 | 0.01767% | 1 | 50% | 0% | 0% | 0% | 8.2745 | 0 | 0 | 0 | 8.2745 | #N/A
2007-04-05 12:00 | 4 | 5 | 12 | 95.4585 | 2268 | 44.96 | 46.94 | 988 | 44.96 | 0 | 214.1056 | Cooling | 35.6843 | #N/A | #N/A | #N/A | #N/A | 0 | 0 | 0 | 0 | 0 | 214.1056 | #N/A | #N/A | 88 | 59.96 | 0.73376 | 0.44759 | #N/A | 0.66193 | 0.1189% | 1 | 50% | 0% | 0% | 0% | 8.2745 | 0 | 0 | 0 | 8.2745 | #N/A
2007-04-05 13:00 | 4 | 5 | 13 | 95.5001 | 2269 | 44.96 | 48.92 | 988 | 44.96 | 0 | 44.0551 | Cooling | 7.3425 | #N/A | #N/A | #N/A | #N/A | 0 | 0 | 0 | 0 | 0 | 44.0551 | #N/A | #N/A | 88 | 59.96 | 0.73376 | 0.44759 | #N/A | 0.1362 | 0.02448% | 1 | 50% | 0% | 0% | 0% | 8.2745 | 0 | 0 | 0 | 8.2745 | #N/A
2007-04-05 14:00 | 4 | 5 | 14 | 95.5418 | 2270 | 44.96 | 51.08 | 987 | 44.96 | 0 | 267.7191 | Cooling | 44.6199 | #N/A | #N/A | #N/A | #N/A | 0 | 0 | 0 | 0 | 0 | 267.7191 | #N/A | #N/A | 88 | 59.96 | 0.73376 | 0.44759 | #N/A | 0.82769 | 0.1487% | 1 | 50% | 0% | 0% | 0% | 8.2745 | 0 | 0 | 0 | 8.2745 | #N/A
2007-04-05 15:00 | 4 | 5 | 15 | 95.5835 | 2271 | 42.08 | 48.92 | 986 | 42.08 | 0 | 484.9454 | Cooling | 80.8242 | #N/A | #N/A | #N/A | #N/A | 0 | 0 | 0 | 0 | 0 | 484.9454 | #N/A | #N/A | 88 | 57.08 | 0.70869 | 0.4323 | #N/A | 1.4993 | 0.2694% | 1 | 50% | 0% | 0% | 0% | 8.2745 | 0 | 0 | 0 | 8.2745 | #N/A
2007-04-05 16:00 | 4 | 5 | 16 | 95.6251 | 2272 | 42.08 | 48.92 | 984 | 42.08 | 0 | 641.8031 | Cooling | 106.9672 | #N/A | #N/A | #N/A | #N/A | 0 | 0 | 0 | 0 | 0 | 641.8031 | #N/A | #N/A | 88 | 57.08 | 0.70869 | 0.4323 | #N/A | 1.9842 | 0.3566% | 1 | 50% | 0% | 0% | 0% | 8.2745 | 0 | 0 | 0 | 8.2745 | #N/A
2007-04-05 17:00 | 4 | 5 | 17 | 95.6668 | 2273 | 42.08 | 48.92 | 983 | 42.08 | 0 | 933.8883 | Cooling | 155.6481 | #N/A | #N/A | #N/A | #N/A | 0 | 0 | 0 | 0 | 0 | 933.8883 | #N/A | #N/A | 88 | 57.08 | 0.70869 | 0.4323 | #N/A | 2.8872 | 0.5188% | 1 | 50% | 0% | 0% | 0% | 8.2745 | 0 | 0 | 0 | 8.2745 | #N/A
2007-04-05 18:00 | 4 | 5 | 18 | 95.7085 | 2274 | 39.02 | 46.94 | 983 | 39.02 | 0 | 905.1729 | Cooling | 150.8622 | #N/A | #N/A | #N/A | #N/A | 0 | 0 | 0 | 0 | 0 | 905.1729 | #N/A | #N/A | 88 | 54.02 | 0.68301 | 0.41664 | #N/A | 2.7985 | 0.5029% | 1 | 50% | 0% | 0% | 0% | 8.2745 | 0 | 0 | 0 | 8.2745 | #N/A
2007-04-05 19:00 | 4 | 5 | 19 | 95.7501 | 2275 | 37.04 | 46.94 | 983 | 37.04 | 0 | 475.4696 | Cooling | 79.2449 | #N/A | #N/A | #N/A | #N/A | 0 | 0 | 0 | 0 | 0 | 475.4696 | #N/A | #N/A | 88 | 52.04 | 0.66692 | 0.40682 | #N/A | 1.47 | 0.2641% | 1 | 50% | 0% | 0% | 0% | 8.2745 | 0 | 0 | 0 | 8.2745 | #N/A
2007-04-05 20:00 | 4 | 5 | 20 | 95.7918 | 2276 | 37.04 | 46.04 | 983 | 37.04 | 0 | 221.2747 | Cooling | 36.8791 | #N/A | #N/A | #N/A | #N/A | 0 | 0 | 0 | 0 | 0 | 221.2747 | #N/A | #N/A | 88 | 52.04 | 0.66692 | 0.40682 | #N/A | 0.6841 | 0.1229% | 1 | 50% | 0% | 0% | 0% | 8.2745 | 0 | 0 | 0 | 8.2745 | #N/A
2007-04-05 21:00 | 4 | 5 | 21 | 95.8335 | 2277 | 37.04 | 48.02 | 982 | 37.04 | 0 | 60.2636 | Cooling | 10.0439 | #N/A | #N/A | #N/A | #N/A | 0 | 0 | 0 | 0 | 0 | 60.2636 | #N/A | #N/A | 88 | 52.04 | 0.66692 | 0.40682 | #N/A | 0.18631 | 0.03348% | 1 | 50% | 0% | 0% | 0% | 8.2745 | 0 | 0 | 0 | 8.2745 | #N/A
2007-04-05 22:00 | 4 | 5 | 22 | 95.8751 | 2278 | 37.04 | 46.94 | 981 | 37.04 | 0 | 18.1605 | Cooling | 3.0267 | #N/A | #N/A | #N/A | #N/A | 0 | 0 | 0 | 0 | 0 | 18.1605 | #N/A | #N/A | 88 | 52.04 | 0.66692 | 0.40682 | #N/A | 0.056145 | 0.01009% | 1 | 50% | 0% | 0% | 0% | 8.2745 | 0 | 0 | 0 | 8.2745 | #N/A
2007-04-05 23:00 | 4 | 5 | 23 | 95.9168 | 2279 | 37.04 | 46.94 | 980 | 37.04 | 0 | 0 | Cooling | 0 | #N/A | #N/A | #N/A | #N/A | 0 | 0 | 0 | 0 | 0 | 0 | #N/A | #N/A | 88 | 52.04 | 0.66692 | 0.40682 | #N/A | 0 | 0% | 1 | 50% | 0% | 0% | 0% | 8.2745 | 0 | 0 | 0 | 8.2745 | #N/A
2007-04-06 | 4 | 6 | 0 | 95.9585 | 2280 | 37.04 | 46.04 | 979 | 37.04 | 0 | 0 | Cooling | 0 | #N/A | #N/A | #N/A | #N/A | 0 | 0 | 0 | 0 | 0 | 0 | #N/A | #N/A | 88 | 52.04 | 0.66692 | 0.40682 | #N/A | 0 | 0% | 1 | 50% | 0% | 0% | 0% | 8.2745 | 0 | 0 | 0 | 8.2745 | #N/A
2007-04-06 01:00 | 4 | 6 | 1 | 96.0001 | 2281 | 35.96 | 46.04 | 978 | 35.96 | 0 | 0 | Cooling | 0 | #N/A | #N/A | #N/A | #N/A | 0 | 0 | 0 | 0 | 0 | 0 | #N/A | #N/A | 88 | 50.96 | 0.65832 | 0.40158 | #N/A | 0 | 0% | 1 | 50% | 0% | 0% | 0% | 8.2745 | 0 | 0 | 0 | 8.2745 | #N/A
2007-04-06 02:00 | 4 | 6 | 2 | 96.0418 | 2282 | 35.96 | 44.96 | 977 | 35.96 | 0 | 0 | Cooling | 0 | #N/A | #N/A | #N/A | #N/A | 0 | 0 | 0 | 0 | 0 | 0 | #N/A | #N/A | 88 | 50.96 | 0.65832 | 0.40158 | #N/A | 0 | 0% | 1 | 50% | 0% | 0% | 0% | 8.2745 | 0 | 0 | 0 | 8.2745 | #N/A
2007-04-06 03:00 | 4 | 6 | 3 | 96.0835 | 2283 | 33.98 | 44.96 | 975 | 33.98 | 0 | 0 | Cooling | 0 | #N/A | #N/A | #N/A | #N/A | 0 | 0 | 0 | 0 | 0 | 0 | #N/A | #N/A | 88 | 48.98 | 0.64288 | 0.39215 | #N/A | 0 | 0% | 1 | 50% | 0% | 0% | 0% | 8.2745 | 0 | 0 | 0 | 8.2745 | #N/A
2007-04-06 04:00 | 4 | 6 | 4 | 96.1251 | 2284 | 33.98 | 46.94 | 975 | 33.98 | 0 | 0 | Cooling | 0 | #N/A | #N/A | #N/A | #N/A | 0 | 0 | 0 | 0 | 0 | 0 | #N/A | #N/A | 88 | 48.98 | 0.64288 | 0.39215 | #N/A | 0 | 0% | 1 | 50% | 0% | 0% | 0% | 8.2745 | 0 | 0 | 0 | 8.2745 | #N/A
2007-04-06 05:00 | 4 | 6 | 5 | 96.1668 | 2285 | 33.98 | 46.94 | 976 | 33.98 | 0 | 0 | Cooling | 0 | #N/A | #N/A | #N/A | #N/A | 0 | 0 | 0 | 0 | 0 | 0 | #N/A | #N/A | 88 | 48.98 | 0.64288 | 0.39215 | #N/A | 0 | 0% | 1 | 50% | 0% | 0% | 0% | 8.2745 | 0 | 0 | 0 | 8.2745 | #N/A
2007-04-06 06:00 | 4 | 6 | 6 | 96.2085 | 2286 | 28.94 | 44.96 | 980 | 28.94 | 0 | 0 | Cooling | 0 | #N/A | #N/A | #N/A | #N/A | 0 | 0 | 0 | 0 | 0 | 0 | #N/A | #N/A | 88 | 43.94 | 0.60542 | 0.36931 | #N/A | 0 | 0% | 1 | 50% | 0% | 0% | 0% | 8.2745 | 0 | 0 | 0 | 8.2745 | #N/A
2007-04-06 07:00 | 4 | 6 | 7 | 96.2501 | 2287 | 33.98 | 46.04 | 982 | 33.98 | 1.7595 | 0 | Heating | 0.23459 | #N/A | #N/A | #N/A | #N/A | 1.7595 | #N/A | #N/A | 3.405 | #N/A | 0 | 0 | 0 | 0 | 0 | 0 | 0 | 0 | 0 | 0.000782% | 1 | 50% | 0% | 0% | 0% | 8.2745 | 0 | 0 | 0 | 8.2745 | #N/A
2007-04-06 08:00 | 4 | 6 | 8 | 96.2918 | 2288 | 33.98 | 46.04 | 982 | 33.98 | 0 | 0 | Cooling | 0 | #N/A | #N/A | #N/A | #N/A | 0 | 0 | 0 | 0 | 0 | 0 | #N/A | #N/A | 88 | 48.98 | 0.64288 | 0.39215 | #N/A | 0 | 0% | 1 | 50% | 0% | 0% | 0% | 8.2745 | 0 | 0 | 0 | 8.2745 | #N/A
2007-04-06 09:00 | 4 | 6 | 9 | 96.3335 | 2289 | 37.94 | 42.98 | 983 | 37.94 | 0 | 0.21573 | Cooling | 0.035954 | #N/A | #N/A | #N/A | #N/A | 0 | 0 | 0 | 0 | 0 | 0.21573 | #N/A | #N/A | 88 | 52.94 | 0.67419 | 0.41125 | #N/A | 0.00066694 | 0.0001198% | 1 | 50% | 0% | 0% | 0% | 8.2745 | 0 | 0 | 0 | 8.2745 | #N/A
2007-04-06 10:00 | 4 | 6 | 10 | 96.3751 | 2290 | 41 | 35.96 | 983 | 41 | 0 | 0.30949 | Cooling | 0.051582 | #N/A | #N/A | #N/A | #N/A | 0 | 0 | 0 | 0 | 0 | 0.30949 | #N/A | #N/A | 88 | 56 | 0.69951 | 0.4267 | #N/A | 0.00095683 | 0.0001719% | 1 | 50% | 0% | 0% | 0% | 8.2745 | 0 | 0 | 0 | 8.2745 | #N/A
2007-04-06 11:00 | 4 | 6 | 11 | 96.4168 | 2291 | 41 | 33.98 | 983 | 41 | 0 | 0.096552 | Cooling | 0.016092 | #N/A | #N/A | #N/A | #N/A | 0 | 0 | 0 | 0 | 0 | 0.096552 | #N/A | #N/A | 88 | 56 | 0.69951 | 0.4267 | #N/A | 0.0002985 | 5.364e-05% | 1 | 50% | 0% | 0% | 0% | 8.2745 | 0 | 0 | 0 | 8.2745 | #N/A
2007-04-06 12:00 | 4 | 6 | 12 | 96.4585 | 2292 | 46.94 | 30.02 | 982 | 46.94 | 0 | 0.0074886 | Cooling | 0.0012481 | #N/A | #N/A | #N/A | #N/A | 0 | 0 | 0 | 0 | 0 | 0.0074886 | #N/A | #N/A | 88 | 61.94 | 0.7515 | 0.45842 | #N/A | 2.3152e-05 | 4.16e-06% | 1 | 50% | 0% | 0% | 0% | 8.2745 | 0 | 0 | 0 | 8.2745 | #N/A
2007-04-06 13:00 | 4 | 6 | 13 | 96.5001 | 2293 | 50 | 30.02 | 982 | 50 | 0 | 0 | Cooling | 0 | #N/A | #N/A | #N/A | #N/A | 0 | 0 | 0 | 0 | 0 | 0 | #N/A | #N/A | 88 | 65 | 0.77974 | 0.47564 | #N/A | 0 | 0% | 1 | 50% | 0% | 0% | 0% | 8.2745 | 0 | 0 | 0 | 8.2745 | #N/A
2007-04-06 14:00 | 4 | 6 | 14 | 96.5418 | 2294 | 50 | 30.02 | 982 | 50 | 0 | 0 | Cooling | 0 | #N/A | #N/A | #N/A | #N/A | 0 | 0 | 0 | 0 | 0 | 0 | #N/A | #N/A | 88 | 65 | 0.77974 | 0.47564 | #N/A | 0 | 0% | 1 | 50% | 0% | 0% | 0% | 8.2745 | 0 | 0 | 0 | 8.2745 | #N/A
2007-04-06 15:00 | 4 | 6 | 15 | 96.5835 | 2295 | 53.96 | 30.92 | 982 | 53.96 | 0 | 0 | Cooling | 0 | #N/A | #N/A | #N/A | #N/A | 0 | 0 | 0 | 0 | 0 | 0 | #N/A | #N/A | 88 | 68.96 | 0.81775 | 0.49883 | #N/A | 0 | 0% | 1 | 50% | 0% | 0% | 0% | 8.2745 | 0 | 0 | 0 | 8.2745 | #N/A
2007-04-06 16:00 | 4 | 6 | 16 | 96.6251 | 2296 | 55.04 | 33.98 | 984 | 55.04 | 0 | 0 | Cooling | 0 | #N/A | #N/A | #N/A | #N/A | 0 | 0 | 0 | 0 | 0 | 0 | #N/A | #N/A | 88 | 70.04 | 0.8284 | 0.50532 | #N/A | 0 | 0% | 1 | 50% | 0% | 0% | 0% | 8.2745 | 0 | 0 | 0 | 8.2745 | #N/A
2007-04-06 17:00 | 4 | 6 | 17 | 96.6668 | 2297 | 55.04 | 37.94 | 985 | 55.04 | 0 | 0 | Cooling | 0 | #N/A | #N/A | #N/A | #N/A | 0 | 0 | 0 | 0 | 0 | 0 | #N/A | #N/A | 88 | 70.04 | 0.8284 | 0.50532 | #N/A | 0 | 0% | 1 | 50% | 0% | 0% | 0% | 8.2745 | 0 | 0 | 0 | 8.2745 | #N/A
2007-04-06 18:00 | 4 | 6 | 18 | 96.7085 | 2298 | 51.08 | 37.94 | 987 | 51.08 | 0 | 0 | Cooling | 0 | #N/A | #N/A | #N/A | #N/A | 0 | 0 | 0 | 0 | 0 | 0 | #N/A | #N/A | 88 | 66.08 | 0.78994 | 0.48186 | #N/A | 0 | 0% | 1 | 50% | 0% | 0% | 0% | 8.2745 | 0 | 0 | 0 | 8.2745 | #N/A
2007-04-06 19:00 | 4 | 6 | 19 | 96.7501 | 2299 | 46.94 | 37.94 | 988 | 46.94 | 0 | 0 | Cooling | 0 | #N/A | #N/A | #N/A | #N/A | 0 | 0 | 0 | 0 | 0 | 0 | #N/A | #N/A | 88 | 61.94 | 0.7515 | 0.45842 | #N/A | 0 | 0% | 1 | 50% | 0% | 0% | 0% | 8.2745 | 0 | 0 | 0 | 8.2745 | #N/A
2007-04-06 20:00 | 4 | 6 | 20 | 96.7918 | 2300 | 46.94 | 35.06 | 989 | 46.94 | 0 | 0 | Cooling | 0 | #N/A | #N/A | #N/A | #N/A | 0 | 0 | 0 | 0 | 0 | 0 | #N/A | #N/A | 88 | 61.94 | 0.7515 | 0.45842 | #N/A | 0 | 0% | 1 | 50% | 0% | 0% | 0% | 8.2745 | 0 | 0 | 0 | 8.2745 | #N/A
2007-04-06 21:00 | 4 | 6 | 21 | 96.8335 | 2301 | 44.06 | 33.98 | 991 | 44.06 | 0 | 0 | Cooling | 0 | #N/A | #N/A | #N/A | #N/A | 0 | 0 | 0 | 0 | 0 | 0 | #N/A | #N/A | 88 | 59.06 | 0.72583 | 0.44276 | #N/A | 0 | 0% | 1 | 50% | 0% | 0% | 0% | 8.2745 | 0 | 0 | 0 | 8.2745 | #N/A
2007-04-06 22:00 | 4 | 6 | 22 | 96.8751 | 2302 | 37.04 | 30.02 | 991 | 37.04 | 0 | 0 | Cooling | 0 | #N/A | #N/A | #N/A | #N/A | 0 | 0 | 0 | 0 | 0 | 0 | #N/A | #N/A | 88 | 52.04 | 0.66692 | 0.40682 | #N/A | 0 | 0% | 1 | 50% | 0% | 0% | 0% | 8.2745 | 0 | 0 | 0 | 8.2745 | #N/A
2007-04-06 23:00 | 4 | 6 | 23 | 96.9168 | 2303 | 37.04 | 30.02 | 993 | 37.04 | 0 | 0 | Cooling | 0 | #N/A | #N/A | #N/A | #N/A | 0 | 0 | 0 | 0 | 0 | 0 | #N/A | #N/A | 88 | 52.04 | 0.66692 | 0.40682 | #N/A | 0 | 0% | 1 | 50% | 0% | 0% | 0% | 8.2745 | 0 | 0 | 0 | 8.2745 | #N/A
2007-04-07 | 4 | 7 | 0 | 96.9585 | 2304 | 35.06 | 28.94 | 994 | 35.06 | 0 | 0 | Cooling | 0 | #N/A | #N/A | #N/A | #N/A | 0 | 0 | 0 | 0 | 0 | 0 | #N/A | #N/A | 88 | 50.06 | 0.65125 | 0.39726 | #N/A | 0 | 0% | 1 | 50% | 0% | 0% | 0% | 8.2745 | 0 | 0 | 0 | 8.2745 | #N/A
2007-04-07 01:00 | 4 | 7 | 1 | 97.0001 | 2305 | 35.06 | 28.04 | 994 | 35.06 | 0 | 0 | Cooling | 0 | #N/A | #N/A | #N/A | #N/A | 0 | 0 | 0 | 0 | 0 | 0 | #N/A | #N/A | 88 | 50.06 | 0.65125 | 0.39726 | #N/A | 0 | 0% | 1 | 50% | 0% | 0% | 0% | 8.2745 | 0 | 0 | 0 | 8.2745 | #N/A
2007-04-07 02:00 | 4 | 7 | 2 | 97.0418 | 2306 | 35.06 | 26.96 | 995 | 35.06 | 0 | 0 | Cooling | 0 | #N/A | #N/A | #N/A | #N/A | 0 | 0 | 0 | 0 | 0 | 0 | #N/A | #N/A | 88 | 50.06 | 0.65125 | 0.39726 | #N/A | 0 | 0% | 1 | 50% | 0% | 0% | 0% | 8.2745 | 0 | 0 | 0 | 8.2745 | #N/A
2007-04-07 03:00 | 4 | 7 | 3 | 97.0835 | 2307 | 32 | 30.92 | 996 | 32 | 0 | 0 | Cooling | 0 | #N/A | #N/A | #N/A | #N/A | 0 | 0 | 0 | 0 | 0 | 0 | #N/A | #N/A | 88 | 47 | 0.62784 | 0.38298 | #N/A | 0 | 0% | 1 | 50% | 0% | 0% | 0% | 8.2745 | 0 | 0 | 0 | 8.2745 | #N/A
2007-04-07 04:00 | 4 | 7 | 4 | 97.1251 | 2308 | 30.92 | 28.94 | 997 | 30.92 | 0 | 0 | Cooling | 0 | #N/A | #N/A | #N/A | #N/A | 0 | 0 | 0 | 0 | 0 | 0 | #N/A | #N/A | 88 | 45.92 | 0.61982 | 0.37809 | #N/A | 0 | 0% | 1 | 50% | 0% | 0% | 0% | 8.2745 | 0 | 0 | 0 | 8.2745 | #N/A
2007-04-07 05:00 | 4 | 7 | 5 | 97.1668 | 2309 | 30.92 | 26.06 | 998 | 30.92 | 0 | 0 | Cooling | 0 | #N/A | #N/A | #N/A | #N/A | 0 | 0 | 0 | 0 | 0 | 0 | #N/A | #N/A | 88 | 45.92 | 0.61982 | 0.37809 | #N/A | 0 | 0% | 1 | 50% | 0% | 0% | 0% | 8.2745 | 0 | 0 | 0 | 8.2745 | #N/A
2007-04-07 06:00 | 4 | 7 | 6 | 97.2085 | 2310 | 30.02 | 24.98 | 999 | 30.02 | 0 | 0 | Cooling | 0 | #N/A | #N/A | #N/A | #N/A | 0 | 0 | 0 | 0 | 0 | 0 | #N/A | #N/A | 88 | 45.02 | 0.61322 | 0.37407 | #N/A | 0 | 0% | 1 | 50% | 0% | 0% | 0% | 8.2745 | 0 | 0 | 0 | 8.2745 | #N/A
2007-04-07 07:00 | 4 | 7 | 7 | 97.2501 | 2311 | 35.06 | 26.06 | 999 | 35.06 | 0 | 0 | Cooling | 0 | #N/A | #N/A | #N/A | #N/A | 0 | 0 | 0 | 0 | 0 | 0 | #N/A | #N/A | 88 | 50.06 | 0.65125 | 0.39726 | #N/A | 0 | 0% | 1 | 50% | 0% | 0% | 0% | 8.2745 | 0 | 0 | 0 | 8.2745 | #N/A
2007-04-07 08:00 | 4 | 7 | 8 | 97.2918 | 2312 | 35.06 | 24.98 | 1000 | 35.06 | 0 | 0 | Cooling | 0 | #N/A | #N/A | #N/A | #N/A | 0 | 0 | 0 | 0 | 0 | 0 | #N/A | #N/A | 88 | 50.06 | 0.65125 | 0.39726 | #N/A | 0 | 0% | 1 | 50% | 0% | 0% | 0% | 8.2745 | 0 | 0 | 0 | 8.2745 | #N/A
2007-04-07 09:00 | 4 | 7 | 9 | 97.3335 | 2313 | 44.06 | 24.08 | 1000 | 44.06 | 0 | 0 | Cooling | 0 | #N/A | #N/A | #N/A | #N/A | 0 | 0 | 0 | 0 | 0 | 0 | #N/A | #N/A | 88 | 59.06 | 0.72583 | 0.44276 | #N/A | 0 | 0% | 1 | 50% | 0% | 0% | 0% | 8.2745 | 0 | 0 | 0 | 8.2745 | #N/A
2007-04-07 10:00 | 4 | 7 | 10 | 97.3751 | 2314 | 48.92 | 23 | 1000 | 48.92 | 0 | 0 | Cooling | 0 | #N/A | #N/A | #N/A | #N/A | 0 | 0 | 0 | 0 | 0 | 0 | #N/A | #N/A | 88 | 63.92 | 0.76966 | 0.46949 | #N/A | 0 | 0% | 1 | 50% | 0% | 0% | 0% | 8.2745 | 0 | 0 | 0 | 8.2745 | #N/A
2007-04-07 11:00 | 4 | 7 | 11 | 97.4168 | 2315 | 48.92 | 21.02 | 1000 | 48.92 | 0 | 0 | Cooling | 0 | #N/A | #N/A | #N/A | #N/A | 0 | 0 | 0 | 0 | 0 | 0 | #N/A | #N/A | 88 | 63.92 | 0.76966 | 0.46949 | #N/A | 0 | 0% | 1 | 50% | 0% | 0% | 0% | 8.2745 | 0 | 0 | 0 | 8.2745 | #N/A
2007-04-07 12:00 | 4 | 7 | 12 | 97.4585 | 2316 | 53.96 | 17.96 | 1000 | 53.96 | 0 | 0 | Cooling | 0 | #N/A | #N/A | #N/A | #N/A | 0 | 0 | 0 | 0 | 0 | 0 | #N/A | #N/A | 88 | 68.96 | 0.81775 | 0.49883 | #N/A | 0 | 0% | 1 | 50% | 0% | 0% | 0% | 8.2745 | 0 | 0 | 0 | 8.2745 | #N/A
2007-04-07 13:00 | 4 | 7 | 13 | 97.5001 | 2317 | 55.04 | 17.96 | 1000 | 55.04 | 0 | 0 | Cooling | 0 | #N/A | #N/A | #N/A | #N/A | 0 | 0 | 0 | 0 | 0 | 0 | #N/A | #N/A | 88 | 70.04 | 0.8284 | 0.50532 | #N/A | 0 | 0% | 1 | 50% | 0% | 0% | 0% | 8.2745 | 0 | 0 | 0 | 8.2745 | #N/A
2007-04-07 14:00 | 4 | 7 | 14 | 97.5418 | 2318 | 55.04 | 19.04 | 1000 | 55.04 | 0 | 0 | Cooling | 0 | #N/A | #N/A | #N/A | #N/A | 0 | 0 | 0 | 0 | 0 | 0 | #N/A | #N/A | 88 | 70.04 | 0.8284 | 0.50532 | #N/A | 0 | 0% | 1 | 50% | 0% | 0% | 0% | 8.2745 | 0 | 0 | 0 | 8.2745 | #N/A
2007-04-07 15:00 | 4 | 7 | 15 | 97.5835 | 2319 | 53.96 | 19.94 | 1000 | 53.96 | 0 | 0 | Cooling | 0 | #N/A | #N/A | #N/A | #N/A | 0 | 0 | 0 | 0 | 0 | 0 | #N/A | #N/A | 88 | 68.96 | 0.81775 | 0.49883 | #N/A | 0 | 0% | 1 | 50% | 0% | 0% | 0% | 8.2745 | 0 | 0 | 0 | 8.2745 | #N/A
2007-04-07 16:00 | 4 | 7 | 16 | 97.6251 | 2320 | 53.96 | 19.04 | 1000 | 53.96 | 0 | 0 | Cooling | 0 | #N/A | #N/A | #N/A | #N/A | 0 | 0 | 0 | 0 | 0 | 0 | #N/A | #N/A | 88 | 68.96 | 0.81775 | 0.49883 | #N/A | 0 | 0% | 1 | 50% | 0% | 0% | 0% | 8.2745 | 0 | 0 | 0 | 8.2745 | #N/A
2007-04-07 17:00 | 4 | 7 | 17 | 97.6668 | 2321 | 53.96 | 17.96 | 1000 | 53.96 | 0 | 0 | Cooling | 0 | #N/A | #N/A | #N/A | #N/A | 0 | 0 | 0 | 0 | 0 | 0 | #N/A | #N/A | 88 | 68.96 | 0.81775 | 0.49883 | #N/A | 0 | 0% | 1 | 50% | 0% | 0% | 0% | 8.2745 | 0 | 0 | 0 | 8.2745 | #N/A
2007-04-07 18:00 | 4 | 7 | 18 | 97.7085 | 2322 | 53.06 | 17.96 | 1000 | 53.06 | 0 | 0 | Cooling | 0 | #N/A | #N/A | #N/A | #N/A | 0 | 0 | 0 | 0 | 0 | 0 | #N/A | #N/A | 88 | 68.06 | 0.80896 | 0.49347 | #N/A | 0 | 0% | 1 | 50% | 0% | 0% | 0% | 8.2745 | 0 | 0 | 0 | 8.2745 | #N/A
2007-04-07 19:00 | 4 | 7 | 19 | 97.7501 | 2323 | 50 | 19.04 | 1000 | 50 | 0 | 0 | Cooling | 0 | #N/A | #N/A | #N/A | #N/A | 0 | 0 | 0 | 0 | 0 | 0 | #N/A | #N/A | 88 | 65 | 0.77974 | 0.47564 | #N/A | 0 | 0% | 1 | 50% | 0% | 0% | 0% | 8.2745 | 0 | 0 | 0 | 8.2745 | #N/A
2007-04-07 20:00 | 4 | 7 | 20 | 97.7918 | 2324 | 50 | 19.94 | 1001 | 50 | 0 | 0 | Cooling | 0 | #N/A | #N/A | #N/A | #N/A | 0 | 0 | 0 | 0 | 0 | 0 | #N/A | #N/A | 88 | 65 | 0.77974 | 0.47564 | #N/A | 0 | 0% | 1 | 50% | 0% | 0% | 0% | 8.2745 | 0 | 0 | 0 | 8.2745 | #N/A
2007-04-07 21:00 | 4 | 7 | 21 | 97.8335 | 2325 | 46.94 | 19.04 | 1001 | 46.94 | 0 | 0 | Cooling | 0 | #N/A | #N/A | #N/A | #N/A | 0 | 0 | 0 | 0 | 0 | 0 | #N/A | #N/A | 88 | 61.94 | 0.7515 | 0.45842 | #N/A | 0 | 0% | 1 | 50% | 0% | 0% | 0% | 8.2745 | 0 | 0 | 0 | 8.2745 | #N/A
2007-04-07 22:00 | 4 | 7 | 22 | 97.8751 | 2326 | 44.96 | 19.94 | 1000 | 44.96 | 0 | 0 | Cooling | 0 | #N/A | #N/A | #N/A | #N/A | 0 | 0 | 0 | 0 | 0 | 0 | #N/A | #N/A | 88 | 59.96 | 0.73376 | 0.44759 | #N/A | 0 | 0% | 1 | 50% | 0% | 0% | 0% | 8.2745 | 0 | 0 | 0 | 8.2745 | #N/A
2007-04-07 23:00 | 4 | 7 | 23 | 97.9168 | 2327 | 44.06 | 21.02 | 1000 | 44.06 | 0 | 0 | Cooling | 0 | #N/A | #N/A | #N/A | #N/A | 0 | 0 | 0 | 0 | 0 | 0 | #N/A | #N/A | 88 | 59.06 | 0.72583 | 0.44276 | #N/A | 0 | 0% | 1 | 50% | 0% | 0% | 0% | 8.2745 | 0 | 0 | 0 | 8.2745 | #N/A
2007-04-08 | 4 | 8 | 0 | 97.9585 | 2328 | 42.08 | 21.02 | 999 | 42.08 | 0.63941 | 0 | Heating | 0.085254 | #N/A | #N/A | #N/A | #N/A | 0.63941 | #N/A | #N/A | 3.8759 | #N/A | 0 | 0 | 0 | 0 | 0 | 0 | 0 | 0 | 0 | 0.0002842% | 1 | 50% | 0% | 0% | 0% | 8.2745 | 0 | 0 | 0 | 8.2745 | #N/A
2007-04-08 01:00 | 4 | 8 | 1 | 98.0001 | 2329 | 42.08 | 21.92 | 999 | 42.08 | 4.5398 | 0 | Heating | 0.60531 | #N/A | #N/A | #N/A | #N/A | 4.5398 | #N/A | #N/A | 3.8759 | #N/A | 0 | 0 | 0 | 0 | 0 | 0 | 0 | 0 | 0 | 0.002018% | 1 | 50% | 0% | 0% | 0% | 8.2745 | 0 | 0 | 0 | 8.2745 | #N/A
2007-04-08 02:00 | 4 | 8 | 2 | 98.0418 | 2330 | 42.08 | 23 | 999 | 42.08 | 10.5918 | 0 | Heating | 1.4122 | #N/A | #N/A | #N/A | #N/A | 10.5918 | #N/A | #N/A | 3.8759 | #N/A | 0 | 0 | 0 | 0 | 0 | 0 | 0 | 0 | 0 | 0.004707% | 1 | 50% | 0% | 0% | 0% | 8.2745 | 0 | 0 | 0 | 8.2745 | #N/A
2007-04-08 03:00 | 4 | 8 | 3 | 98.0835 | 2331 | 46.04 | 24.98 | 999 | 46.04 | 14.5154 | 0 | Heating | 1.9354 | #N/A | #N/A | #N/A | #N/A | 14.5154 | #N/A | #N/A | 4.1705 | #N/A | 0 | 0 | 0 | 0 | 0 | 0 | 0 | 0 | 0 | 0.006451% | 1 | 50% | 0% | 0% | 0% | 8.2745 | 0 | 0 | 0 | 8.2745 | #N/A
2007-04-08 04:00 | 4 | 8 | 4 | 98.1251 | 2332 | 46.4 | 23 | 998 | 46.4 | 19.7351 | 0 | Heating | 2.6314 | #N/A | #N/A | #N/A | #N/A | 19.7351 | #N/A | #N/A | 4.1996 | #N/A | 0 | 0 | 0 | 0 | 0 | 0 | 0 | 0 | 0 | 0.008771% | 1 | 50% | 0% | 0% | 0% | 8.2745 | 0 | 0 | 0 | 8.2745 | #N/A
2007-04-08 05:00 | 4 | 8 | 5 | 98.1668 | 2333 | 46.94 | 23 | 998 | 46.94 | 20.2263 | 0 | Heating | 2.6968 | #N/A | #N/A | #N/A | #N/A | 20.2263 | #N/A | #N/A | 4.2441 | #N/A | 0 | 0 | 0 | 0 | 0 | 0 | 0 | 0 | 0 | 0.008989% | 1 | 50% | 0% | 0% | 0% | 8.2745 | 0 | 0 | 0 | 8.2745 | #N/A
2007-04-08 06:00 | 4 | 8 | 6 | 98.2085 | 2334 | 46.94 | 24.08 | 998 | 46.94 | 564.9666 | 0 | Heating | 75.3289 | #N/A | #N/A | #N/A | #N/A | 564.9666 | #N/A | #N/A | 4.2441 | #N/A | 0 | 0 | 0 | 0 | 0 | 0 | 0 | 0 | 0 | 0.2511% | 1 | 50% | 0% | 0% | 0% | 8.2745 | 0 | 0 | 0 | 8.2745 | #N/A
2007-04-08 07:00 | 4 | 8 | 7 | 98.2501 | 2335 | 48.02 | 26.06 | 998 | 48.02 | 264.9234 | 0 | Heating | 35.3231 | #N/A | #N/A | #N/A | #N/A | 264.9234 | #N/A | #N/A | 4.3357 | #N/A | 0 | 0 | 0 | 0 | 0 | 0 | 0 | 0 | 0 | 0.1177% | 1 | 50% | 0% | 0% | 0% | 8.2745 | 0 | 0 | 0 | 8.2745 | #N/A
2007-04-08 08:00 | 4 | 8 | 8 | 98.2918 | 2336 | 48.02 | 26.96 | 998 | 48.02 | 25.1663 | 0 | Heating | 3.3555 | #N/A | #N/A | #N/A | #N/A | 25.1663 | #N/A | #N/A | 4.3357 | #N/A | 0 | 0 | 0 | 0 | 0 | 0 | 0 | 0 | 0 | 0.01119% | 1 | 50% | 0% | 0% | 0% | 8.2745 | 0 | 0 | 0 | 8.2745 | #N/A
2007-04-08 09:00 | 4 | 8 | 9 | 98.3335 | 2337 | 51.08 | 30.92 | 998 | 51.08 | 22.1233 | 0 | Heating | 2.9498 | #N/A | #N/A | #N/A | #N/A | 22.1233 | #N/A | #N/A | 4.6159 | #N/A | 0 | 0 | 0 | 0 | 0 | 0 | 0 | 0 | 0 | 0.009833% | 1 | 50% | 0% | 0% | 0% | 8.2745 | 0 | 0 | 0 | 8.2745 | #N/A
2007-04-08 10:00 | 4 | 8 | 10 | 98.3751 | 2338 | 55.04 | 35.06 | 998 | 55.04 | 32.8399 | 0 | Heating | 4.3787 | #N/A | #N/A | #N/A | #N/A | 32.8399 | #N/A | #N/A | 5.0265 | #N/A | 0 | 0 | 0 | 0 | 0 | 0 | 0 | 0 | 0 | 0.0146% | 1 | 50% | 0% | 0% | 0% | 8.2745 | 0 | 0 | 0 | 8.2745 | #N/A
2007-04-08 11:00 | 4 | 8 | 11 | 98.4168 | 2339 | 55.94 | 37.04 | 998 | 55.94 | 16.4216 | 0 | Heating | 2.1895 | #N/A | #N/A | #N/A | #N/A | 16.4216 | #N/A | #N/A | 5.1278 | #N/A | 0 | 0 | 0 | 0 | 0 | 0 | 0 | 0 | 0 | 0.007298% | 1 | 50% | 0% | 0% | 0% | 8.2745 | 0 | 0 | 0 | 8.2745 | #N/A
2007-04-08 12:00 | 4 | 8 | 12 | 98.4585 | 2340 | 59 | 32 | 999 | 59 | 28.092 | 0 | Heating | 3.7456 | #N/A | #N/A | #N/A | #N/A | 28.092 | #N/A | #N/A | 5.4953 | #N/A | 0 | 0 | 0 | 0 | 0 | 0 | 0 | 0 | 0 | 0.01249% | 1 | 50% | 0% | 0% | 0% | 8.2745 | 0 | 0 | 0 | 8.2745 | #N/A
2007-04-08 13:00 | 4 | 8 | 13 | 98.5001 | 2341 | 60.08 | 28.94 | 999 | 60.08 | 11.9421 | 0 | Heating | 1.5923 | #N/A | #N/A | #N/A | #N/A | 11.9421 | #N/A | #N/A | 5.6339 | #N/A | 0 | 0 | 0 | 0 | 0 | 0 | 0 | 0 | 0 | 0.005308% | 1 | 50% | 0% | 0% | 0% | 8.2745 | 0 | 0 | 0 | 8.2745 | #N/A
2007-04-08 14:00 | 4 | 8 | 14 | 98.5418 | 2342 | 60.08 | 28.04 | 999 | 60.08 | 5.3446 | 0 | Heating | 0.71261 | #N/A | #N/A | #N/A | #N/A | 5.3446 | #N/A | #N/A | 5.6339 | #N/A | 0 | 0 | 0 | 0 | 0 | 0 | 0 | 0 | 0 | 0.002375% | 1 | 50% | 0% | 0% | 0% | 8.2745 | 0 | 0 | 0 | 8.2745 | #N/A
2007-04-08 15:00 | 4 | 8 | 15 | 98.5835 | 2343 | 51.98 | 26.06 | 999 | 51.98 | 3.6173 | 0 | Heating | 0.48231 | #N/A | #N/A | #N/A | #N/A | 3.6173 | #N/A | #N/A | 4.7043 | #N/A | 0 | 0 | 0 | 0 | 0 | 0 | 0 | 0 | 0 | 0.001608% | 1 | 50% | 0% | 0% | 0% | 8.2745 | 0 | 0 | 0 | 8.2745 | #N/A
2007-04-08 16:00 | 4 | 8 | 16 | 98.6251 | 2344 | 51.98 | 17.06 | 999 | 51.98 | 0.49523 | 0 | Heating | 0.066031 | #N/A | #N/A | #N/A | #N/A | 0.49523 | #N/A | #N/A | 4.7043 | #N/A | 0 | 0 | 0 | 0 | 0 | 0 | 0 | 0 | 0 | 0.0002201% | 1 | 50% | 0% | 0% | 0% | 8.2745 | 0 | 0 | 0 | 8.2745 | #N/A
2007-04-08 17:00 | 4 | 8 | 17 | 98.6668 | 2345 | 51.98 | 17.96 | 1000 | 51.98 | 3.4771 | 0 | Heating | 0.46361 | #N/A | #N/A | #N/A | #N/A | 3.4771 | #N/A | #N/A | 4.7043 | #N/A | 0 | 0 | 0 | 0 | 0 | 0 | 0 | 0 | 0 | 0.001545% | 1 | 50% | 0% | 0% | 0% | 8.2745 | 0 | 0 | 0 | 8.2745 | #N/A
2007-04-08 18:00 | 4 | 8 | 18 | 98.7085 | 2346 | 46.94 | 19.04 | 1000 | 46.94 | 12.1307 | 0 | Heating | 1.6174 | #N/A | #N/A | #N/A | #N/A | 12.1307 | #N/A | #N/A | 4.2441 | #N/A | 0 | 0 | 0 | 0 | 0 | 0 | 0 | 0 | 0 | 0.005391% | 1 | 50% | 0% | 0% | 0% | 8.2745 | 0 | 0 | 0 | 8.2745 | #N/A
2007-04-08 19:00 | 4 | 8 | 19 | 98.7501 | 2347 | 42.98 | 17.06 | 1001 | 42.98 | 32.1057 | 0 | Heating | 4.2808 | #N/A | #N/A | #N/A | #N/A | 32.1057 | #N/A | #N/A | 3.9388 | #N/A | 0 | 0 | 0 | 0 | 0 | 0 | 0 | 0 | 0 | 0.01427% | 1 | 50% | 0% | 0% | 0% | 8.2745 | 0 | 0 | 0 | 8.2745 | #N/A
2007-04-08 20:00 | 4 | 8 | 20 | 98.7918 | 2348 | 42.98 | 17.96 | 1001 | 42.98 | 106.58 | 0 | Heating | 14.2107 | #N/A | #N/A | #N/A | #N/A | 106.58 | #N/A | #N/A | 3.9388 | #N/A | 0 | 0 | 0 | 0 | 0 | 0 | 0 | 0 | 0 | 0.04737% | 1 | 50% | 0% | 0% | 0% | 8.2745 | 0 | 0 | 0 | 8.2745 | #N/A
2007-04-08 21:00 | 4 | 8 | 21 | 98.8335 | 2349 | 42.98 | 19.04 | 1002 | 42.98 | 180.8027 | 0 | Heating | 24.107 | #N/A | #N/A | #N/A | #N/A | 180.8027 | #N/A | #N/A | 3.9388 | #N/A | 0 | 0 | 0 | 0 | 0 | 0 | 0 | 0 | 0 | 0.08036% | 1 | 50% | 0% | 0% | 0% | 8.2745 | 0 | 0 | 0 | 8.2745 | #N/A
2007-04-08 22:00 | 4 | 8 | 22 | 98.8751 | 2350 | 42.98 | 19.94 | 1002 | 42.98 | 0 | 0 | Cooling | 0 | #N/A | #N/A | #N/A | #N/A | 0 | 0 | 0 | 0 | 0 | 0 | #N/A | #N/A | 88 | 57.98 | 0.71643 | 0.43702 | #N/A | 0 | 0% | 1 | 50% | 0% | 0% | 0% | 8.2745 | 0 | 0 | 0 | 8.2745 | #N/A
2007-04-08 23:00 | 4 | 8 | 23 | 98.9168 | 2351 | 42.98 | 19.04 | 1002 | 42.98 | 4.6975 | 0 | Heating | 0.62633 | #N/A | #N/A | #N/A | #N/A | 4.6975 | #N/A | #N/A | 3.9388 | #N/A | 0 | 0 | 0 | 0 | 0 | 0 | 0 | 0 | 0 | 0.002088% | 1 | 50% | 0% | 0% | 0% | 8.2745 | 0 | 0 | 0 | 8.2745 | #N/A
2007-04-09 | 4 | 9 | 0 | 98.9585 | 2352 | 42.98 | 19.04 | 1002 | 42.98 | 12.8328 | 0 | Heating | 1.711 | #N/A | #N/A | #N/A | #N/A | 12.8328 | #N/A | #N/A | 3.9388 | #N/A | 0 | 0 | 0 | 0 | 0 | 0 | 0 | 0 | 0 | 0.005703% | 1 | 50% | 0% | 0% | 0% | 8.2745 | 0 | 0 | 0 | 8.2745 | #N/A
2007-04-09 01:00 | 4 | 9 | 1 | 99.0001 | 2353 | 42.98 | 19.04 | 1002 | 42.98 | 20.4108 | 0 | Heating | 2.7214 | #N/A | #N/A | #N/A | #N/A | 20.4108 | #N/A | #N/A | 3.9388 | #N/A | 0 | 0 | 0 | 0 | 0 | 0 | 0 | 0 | 0 | 0.009071% | 1 | 50% | 0% | 0% | 0% | 8.2745 | 0 | 0 | 0 | 8.2745 | #N/A
2007-04-09 02:00 | 4 | 9 | 2 | 99.0418 | 2354 | 42.98 | 17.06 | 1002 | 42.98 | 22.4594 | 0 | Heating | 2.9946 | #N/A | #N/A | #N/A | #N/A | 22.4594 | #N/A | #N/A | 3.9388 | #N/A | 0 | 0 | 0 | 0 | 0 | 0 | 0 | 0 | 0 | 0.009982% | 1 | 50% | 0% | 0% | 0% | 8.2745 | 0 | 0 | 0 | 8.2745 | #N/A
2007-04-09 03:00 | 4 | 9 | 3 | 99.0835 | 2355 | 41 | 17.06 | 1002 | 41 | 24.1798 | 0 | Heating | 3.224 | #N/A | #N/A | #N/A | #N/A | 24.1798 | #N/A | #N/A | 3.8033 | #N/A | 0 | 0 | 0 | 0 | 0 | 0 | 0 | 0 | 0 | 0.01075% | 1 | 50% | 0% | 0% | 0% | 8.2745 | 0 | 0 | 0 | 8.2745 | #N/A
2007-04-09 04:00 | 4 | 9 | 4 | 99.1251 | 2356 | 39.92 | 12.92 | 1002 | 39.92 | 46.1321 | 0 | Heating | 6.151 | #N/A | #N/A | #N/A | #N/A | 46.1321 | #N/A | #N/A | 3.7339 | #N/A | 0 | 0 | 0 | 0 | 0 | 0 | 0 | 0 | 0 | 0.0205% | 1 | 50% | 0% | 0% | 0% | 8.2745 | 0 | 0 | 0 | 8.2745 | #N/A
2007-04-09 05:00 | 4 | 9 | 5 | 99.1668 | 2357 | 39.92 | 12.92 | 1002 | 39.92 | 86.7606 | 0 | Heating | 11.5681 | #N/A | #N/A | #N/A | #N/A | 86.7606 | #N/A | #N/A | 3.7339 | #N/A | 0 | 0 | 0 | 0 | 0 | 0 | 0 | 0 | 0 | 0.03856% | 1 | 50% | 0% | 0% | 0% | 8.2745 | 0 | 0 | 0 | 8.2745 | #N/A
2007-04-09 06:00 | 4 | 9 | 6 | 99.2085 | 2358 | 37.04 | 15.98 | 1003 | 37.04 | 784.5201 | 0 | Heating | 104.6027 | #N/A | #N/A | #N/A | #N/A | 784.5201 | #N/A | #N/A | 3.5637 | #N/A | 0 | 0 | 0 | 0 | 0 | 0 | 0 | 0 | 0 | 0.3487% | 1 | 50% | 0% | 0% | 0% | 8.2745 | 0 | 0 | 0 | 8.2745 | #N/A
2007-04-09 07:00 | 4 | 9 | 7 | 99.2501 | 2359 | 42.08 | 17.96 | 1003 | 42.08 | 425.7448 | 0 | Heating | 56.766 | #N/A | #N/A | #N/A | #N/A | 425.7448 | #N/A | #N/A | 3.8759 | #N/A | 0 | 0 | 0 | 0 | 0 | 0 | 0 | 0 | 0 | 0.1892% | 1 | 50% | 0% | 0% | 0% | 8.2745 | 0 | 0 | 0 | 8.2745 | #N/A
2007-04-09 08:00 | 4 | 9 | 8 | 99.2918 | 2360 | 42.08 | 12.92 | 1004 | 42.08 | 112.9482 | 0 | Heating | 15.0598 | #N/A | #N/A | #N/A | #N/A | 112.9482 | #N/A | #N/A | 3.8759 | #N/A | 0 | 0 | 0 | 0 | 0 | 0 | 0 | 0 | 0 | 0.0502% | 1 | 50% | 0% | 0% | 0% | 8.2745 | 0 | 0 | 0 | 8.2745 | #N/A
2007-04-09 09:00 | 4 | 9 | 9 | 99.3335 | 2361 | 46.94 | 10.94 | 1004 | 46.94 | 63.197 | 0 | Heating | 8.4263 | #N/A | #N/A | #N/A | #N/A | 63.197 | #N/A | #N/A | 4.2441 | #N/A | 0 | 0 | 0 | 0 | 0 | 0 | 0 | 0 | 0 | 0.02809% | 1 | 50% | 0% | 0% | 0% | 8.2745 | 0 | 0 | 0 | 8.2745 | #N/A
2007-04-09 10:00 | 4 | 9 | 10 | 99.3751 | 2362 | 48.92 | 8.96 | 1005 | 48.92 | 62.7881 | 0 | Heating | 8.3717 | #N/A | #N/A | #N/A | #N/A | 62.7881 | #N/A | #N/A | 4.4149 | #N/A | 0 | 0 | 0 | 0 | 0 | 0 | 0 | 0 | 0 | 0.02791% | 1 | 50% | 0% | 0% | 0% | 8.2745 | 0 | 0 | 0 | 8.2745 | #N/A
2007-04-09 11:00 | 4 | 9 | 11 | 99.4168 | 2363 | 48.92 | 8.06 | 1005 | 48.92 | 46.0532 | 0 | Heating | 6.1404 | #N/A | #N/A | #N/A | #N/A | 46.0532 | #N/A | #N/A | 4.4149 | #N/A | 0 | 0 | 0 | 0 | 0 | 0 | 0 | 0 | 0 | 0.02047% | 1 | 50% | 0% | 0% | 0% | 8.2745 | 0 | 0 | 0 | 8.2745 | #N/A
2007-04-09 12:00 | 4 | 9 | 12 | 99.4585 | 2364 | 51.98 | 10.94 | 1005 | 51.98 | 54.0628 | 0 | Heating | 7.2084 | #N/A | #N/A | #N/A | #N/A | 54.0628 | #N/A | #N/A | 4.7043 | #N/A | 0 | 0 | 0 | 0 | 0 | 0 | 0 | 0 | 0 | 0.02403% | 1 | 50% | 0% | 0% | 0% | 8.2745 | 0 | 0 | 0 | 8.2745 | #N/A
2007-04-09 13:00 | 4 | 9 | 13 | 99.5001 | 2365 | 53.06 | 10.04 | 1005 | 53.06 | 12.7393 | 0 | Heating | 1.6986 | #N/A | #N/A | #N/A | #N/A | 12.7393 | #N/A | #N/A | 4.8142 | #N/A | 0 | 0 | 0 | 0 | 0 | 0 | 0 | 0 | 0 | 0.005662% | 1 | 50% | 0% | 0% | 0% | 8.2745 | 0 | 0 | 0 | 8.2745 | #N/A
2007-04-09 14:00 | 4 | 9 | 14 | 99.5418 | 2366 | 53.06 | 8.96 | 1005 | 53.06 | 10.1883 | 0 | Heating | 1.3584 | #N/A | #N/A | #N/A | #N/A | 10.1883 | #N/A | #N/A | 4.8142 | #N/A | 0 | 0 | 0 | 0 | 0 | 0 | 0 | 0 | 0 | 0.004528% | 1 | 50% | 0% | 0% | 0% | 8.2745 | 0 | 0 | 0 | 8.2745 | #N/A
2007-04-09 15:00 | 4 | 9 | 15 | 99.5835 | 2367 | 51.08 | 10.94 | 1005 | 51.08 | 8.9311 | 0 | Heating | 1.1908 | #N/A | #N/A | #N/A | #N/A | 8.9311 | #N/A | #N/A | 4.6159 | #N/A | 0 | 0 | 0 | 0 | 0 | 0 | 0 | 0 | 0 | 0.003969% | 1 | 50% | 0% | 0% | 0% | 8.2745 | 0 | 0 | 0 | 8.2745 | #N/A
2007-04-09 16:00 | 4 | 9 | 16 | 99.6251 | 2368 | 50 | 8.96 | 1006 | 50 | 8.0325 | 0 | Heating | 1.071 | #N/A | #N/A | #N/A | #N/A | 8.0325 | #N/A | #N/A | 4.5134 | #N/A | 0 | 0 | 0 | 0 | 0 | 0 | 0 | 0 | 0 | 0.00357% | 1 | 50% | 0% | 0% | 0% | 8.2745 | 0 | 0 | 0 | 8.2745 | #N/A
2007-04-09 17:00 | 4 | 9 | 17 | 99.6668 | 2369 | 50 | 8.06 | 1006 | 50 | 10.1775 | 0 | Heating | 1.357 | #N/A | #N/A | #N/A | #N/A | 10.1775 | #N/A | #N/A | 4.5134 | #N/A | 0 | 0 | 0 | 0 | 0 | 0 | 0 | 0 | 0 | 0.004523% | 1 | 50% | 0% | 0% | 0% | 8.2745 | 0 | 0 | 0 | 8.2745 | #N/A
2007-04-09 18:00 | 4 | 9 | 18 | 99.7085 | 2370 | 46.94 | 10.94 | 1007 | 46.94 | 51.5721 | 0 | Heating | 6.8763 | #N/A | #N/A | #N/A | #N/A | 51.5721 | #N/A | #N/A | 4.2441 | #N/A | 0 | 0 | 0 | 0 | 0 | 0 | 0 | 0 | 0 | 0.02292% | 1 | 50% | 0% | 0% | 0% | 8.2745 | 0 | 0 | 0 | 8.2745 | #N/A
2007-04-09 19:00 | 4 | 9 | 19 | 99.7501 | 2371 | 42.98 | 10.94 | 1007 | 42.98 | 89.059 | 0 | Heating | 11.8745 | #N/A | #N/A | #N/A | #N/A | 89.059 | #N/A | #N/A | 3.9388 | #N/A | 0 | 0 | 0 | 0 | 0 | 0 | 0 | 0 | 0 | 0.03958% | 1 | 50% | 0% | 0% | 0% | 8.2745 | 0 | 0 | 0 | 8.2745 | #N/A
2007-04-09 20:00 | 4 | 9 | 20 | 99.7918 | 2372 | 42.98 | 12.92 | 1008 | 42.98 | 190.8268 | 0 | Heating | 25.4436 | #N/A | #N/A | #N/A | #N/A | 190.8268 | #N/A | #N/A | 3.9388 | #N/A | 0 | 0 | 0 | 0 | 0 | 0 | 0 | 0 | 0 | 0.08481% | 1 | 50% | 0% | 0% | 0% | 8.2745 | 0 | 0 | 0 | 8.2745 | #N/A
2007-04-09 21:00 | 4 | 9 | 21 | 99.8335 | 2373 | 39.92 | 14 | 1009 | 39.92 | 258.1176 | 0 | Heating | 34.4157 | #N/A | #N/A | #N/A | #N/A | 258.1176 | #N/A | #N/A | 3.7339 | #N/A | 0 | 0 | 0 | 0 | 0 | 0 | 0 | 0 | 0 | 0.1147% | 1 | 50% | 0% | 0% | 0% | 8.2745 | 0 | 0 | 0 | 8.2745 | #N/A
2007-04-09 22:00 | 4 | 9 | 22 | 99.8751 | 2374 | 37.94 | 15.98 | 1009 | 37.94 | 1.1071 | 0 | Heating | 0.14762 | #N/A | #N/A | #N/A | #N/A | 1.1071 | #N/A | #N/A | 3.6146 | #N/A | 0 | 0 | 0 | 0 | 0 | 0 | 0 | 0 | 0 | 0.0004921% | 1 | 50% | 0% | 0% | 0% | 8.2745 | 0 | 0 | 0 | 8.2745 | #N/A
2007-04-09 23:00 | 4 | 9 | 23 | 99.9168 | 2375 | 37.94 | 17.06 | 1009 | 37.94 | 16.0069 | 0 | Heating | 2.1343 | #N/A | #N/A | #N/A | #N/A | 16.0069 | #N/A | #N/A | 3.6146 | #N/A | 0 | 0 | 0 | 0 | 0 | 0 | 0 | 0 | 0 | 0.007114% | 1 | 50% | 0% | 0% | 0% | 8.2745 | 0 | 0 | 0 | 8.2745 | #N/A
2007-04-10 | 4 | 10 | 0 | 99.9585 | 2376 | 35.96 | 19.04 | 1009 | 35.96 | 20.1584 | 0 | Heating | 2.6878 | #N/A | #N/A | #N/A | #N/A | 20.1584 | #N/A | #N/A | 3.5052 | #N/A | 0 | 0 | 0 | 0 | 0 | 0 | 0 | 0 | 0 | 0.008959% | 1 | 50% | 0% | 0% | 0% | 8.2745 | 0 | 0 | 0 | 8.2745 | #N/A
2007-04-10 01:00 | 4 | 10 | 1 | 100.0001 | 2377 | 28.94 | 19.04 | 1009 | 28.94 | 24.5954 | 0 | Heating | 3.2794 | #N/A | #N/A | #N/A | #N/A | 24.5954 | #N/A | #N/A | 3.188 | #N/A | 0 | 0 | 0 | 0 | 0 | 0 | 0 | 0 | 0 | 0.01093% | 1 | 50% | 0% | 0% | 0% | 8.2745 | 0 | 0 | 0 | 8.2745 | #N/A
2007-04-10 02:00 | 4 | 10 | 2 | 100.0418 | 2378 | 28.94 | 17.96 | 1009 | 28.94 | 31.8481 | 0 | Heating | 4.2464 | #N/A | #N/A | #N/A | #N/A | 31.8481 | #N/A | #N/A | 3.188 | #N/A | 0 | 0 | 0 | 0 | 0 | 0 | 0 | 0 | 0 | 0.01415% | 1 | 50% | 0% | 0% | 0% | 8.2745 | 0 | 0 | 0 | 8.2745 | #N/A
2007-04-10 03:00 | 4 | 10 | 3 | 100.0835 | 2379 | 26.96 | 19.94 | 1010 | 26.96 | 37.0136 | 0 | Heating | 4.9351 | #N/A | #N/A | #N/A | #N/A | 37.0136 | #N/A | #N/A | 3.1163 | #N/A | 0 | 0 | 0 | 0 | 0 | 0 | 0 | 0 | 0 | 0.01645% | 1 | 50% | 0% | 0% | 0% | 8.2745 | 0 | 0 | 0 | 8.2745 | #N/A
2007-04-10 04:00 | 4 | 10 | 4 | 100.1251 | 2380 | 26.96 | 17.06 | 1010 | 26.96 | 88.7433 | 0 | Heating | 11.8324 | #N/A | #N/A | #N/A | #N/A | 88.7433 | #N/A | #N/A | 3.1163 | #N/A | 0 | 0 | 0 | 0 | 0 | 0 | 0 | 0 | 0 | 0.03944% | 1 | 50% | 0% | 0% | 0% | 8.2745 | 0 | 0 | 0 | 8.2745 | #N/A
2007-04-10 05:00 | 4 | 10 | 5 | 100.1668 | 2381 | 26.96 | 15.98 | 1010 | 26.96 | 127.8976 | 0 | Heating | 17.053 | #N/A | #N/A | #N/A | #N/A | 127.8976 | #N/A | #N/A | 3.1163 | #N/A | 0 | 0 | 0 | 0 | 0 | 0 | 0 | 0 | 0 | 0.05684% | 1 | 50% | 0% | 0% | 0% | 8.2745 | 0 | 0 | 0 | 8.2745 | #N/A
2007-04-10 06:00 | 4 | 10 | 6 | 100.2085 | 2382 | 30.92 | 15.98 | 1011 | 30.92 | 809.7697 | 0 | Heating | 107.9693 | #N/A | #N/A | #N/A | #N/A | 809.7697 | #N/A | #N/A | 3.2671 | #N/A | 0 | 0 | 0 | 0 | 0 | 0 | 0 | 0 | 0 | 0.3599% | 1 | 50% | 0% | 0% | 0% | 8.2745 | 0 | 0 | 0 | 8.2745 | #N/A
2007-04-10 07:00 | 4 | 10 | 7 | 100.2501 | 2383 | 37.04 | 15.98 | 1011 | 37.04 | 455.5274 | 0 | Heating | 60.737 | #N/A | #N/A | #N/A | #N/A | 455.5274 | #N/A | #N/A | 3.5637 | #N/A | 0 | 0 | 0 | 0 | 0 | 0 | 0 | 0 | 0 | 0.2025% | 1 | 50% | 0% | 0% | 0% | 8.2745 | 0 | 0 | 0 | 8.2745 | #N/A
2007-04-10 08:00 | 4 | 10 | 8 | 100.2918 | 2384 | 37.04 | 15.98 | 1011 | 37.04 | 149.1083 | 0 | Heating | 19.8811 | #N/A | #N/A | #N/A | #N/A | 149.1083 | #N/A | #N/A | 3.5637 | #N/A | 0 | 0 | 0 | 0 | 0 | 0 | 0 | 0 | 0 | 0.06627% | 1 | 50% | 0% | 0% | 0% | 8.2745 | 0 | 0 | 0 | 8.2745 | #N/A
2007-04-10 09:00 | 4 | 10 | 9 | 100.3335 | 2385 | 44.96 | 15.98 | 1011 | 44.96 | 78.2611 | 0 | Heating | 10.4348 | #N/A | #N/A | #N/A | #N/A | 78.2611 | #N/A | #N/A | 4.0856 | #N/A | 0 | 0 | 0 | 0 | 0 | 0 | 0 | 0 | 0 | 0.03478% | 1 | 50% | 0% | 0% | 0% | 8.2745 | 0 | 0 | 0 | 8.2745 | #N/A
2007-04-10 10:00 | 4 | 10 | 10 | 100.3751 | 2386 | 50 | 12.92 | 1011 | 50 | 68.715 | 0 | Heating | 9.162 | #N/A | #N/A | #N/A | #N/A | 68.715 | #N/A | #N/A | 4.5134 | #N/A | 0 | 0 | 0 | 0 | 0 | 0 | 0 | 0 | 0 | 0.03054% | 1 | 50% | 0% | 0% | 0% | 8.2745 | 0 | 0 | 0 | 8.2745 | #N/A
2007-04-10 11:00 | 4 | 10 | 11 | 100.4168 | 2387 | 50 | 15.98 | 1010 | 50 | 38.8475 | 0 | Heating | 5.1797 | #N/A | #N/A | #N/A | #N/A | 38.8475 | #N/A | #N/A | 4.5134 | #N/A | 0 | 0 | 0 | 0 | 0 | 0 | 0 | 0 | 0 | 0.01727% | 1 | 50% | 0% | 0% | 0% | 8.2745 | 0 | 0 | 0 | 8.2745 | #N/A
2007-04-10 12:00 | 4 | 10 | 12 | 100.4585 | 2388 | 60.08 | 15.98 | 1009 | 60.08 | 32.4014 | 0 | Heating | 4.3202 | #N/A | #N/A | #N/A | #N/A | 32.4014 | #N/A | #N/A | 5.6339 | #N/A | 0 | 0 | 0 | 0 | 0 | 0 | 0 | 0 | 0 | 0.0144% | 1 | 50% | 0% | 0% | 0% | 8.2745 | 0 | 0 | 0 | 8.2745 | #N/A
2007-04-10 13:00 | 4 | 10 | 13 | 100.5001 | 2389 | 60.98 | 17.06 | 1008 | 60.98 | 10.603 | 0 | Heating | 1.4137 | #N/A | #N/A | #N/A | #N/A | 10.603 | #N/A | #N/A | 5.753 | #N/A | 0 | 0 | 0 | 0 | 0 | 0 | 0 | 0 | 0 | 0.004712% | 1 | 50% | 0% | 0% | 0% | 8.2745 | 0 | 0 | 0 | 8.2745 | #N/A
2007-04-10 14:00 | 4 | 10 | 14 | 100.5418 | 2390 | 60.98 | 17.06 | 1007 | 60.98 | 5.6982 | 0 | Heating | 0.75976 | #N/A | #N/A | #N/A | #N/A | 5.6982 | #N/A | #N/A | 5.753 | #N/A | 0 | 0 | 0 | 0 | 0 | 0 | 0 | 0 | 0 | 0.002533% | 1 | 50% | 0% | 0% | 0% | 8.2745 | 0 | 0 | 0 | 8.2745 | #N/A
2007-04-10 15:00 | 4 | 10 | 15 | 100.5835 | 2391 | 66.02 | 15.98 | 1006 | 66.02 | 4.3731 | 0 | Heating | 0.58307 | #N/A | #N/A | #N/A | #N/A | 4.3731 | #N/A | #N/A | 6.4831 | #N/A | 0 | 0 | 0 | 0 | 0 | 0 | 0 | 0 | 0 | 0.001944% | 1 | 50% | 0% | 0% | 0% | 8.2745 | 0 | 0 | 0 | 8.2745 | #N/A
2007-04-10 16:00 | 4 | 10 | 16 | 100.6251 | 2392 | 64.94 | 17.06 | 1005 | 64.94 | 1.2051 | 0 | Heating | 0.16068 | #N/A | #N/A | #N/A | #N/A | 1.2051 | #N/A | #N/A | 6.3174 | #N/A | 0 | 0 | 0 | 0 | 0 | 0 | 0 | 0 | 0 | 0.0005356% | 1 | 50% | 0% | 0% | 0% | 8.2745 | 0 | 0 | 0 | 8.2745 | #N/A
2007-04-10 17:00 | 4 | 10 | 17 | 100.6668 | 2393 | 64.94 | 17.06 | 1003 | 64.94 | 1.8829 | 0 | Heating | 0.25105 | #N/A | #N/A | #N/A | #N/A | 1.8829 | #N/A | #N/A | 6.3174 | #N/A | 0 | 0 | 0 | 0 | 0 | 0 | 0 | 0 | 0 | 0.0008368% | 1 | 50% | 0% | 0% | 0% | 8.2745 | 0 | 0 | 0 | 8.2745 | #N/A
2007-04-10 18:00 | 4 | 10 | 18 | 100.7085 | 2394 | 62.06 | 17.06 | 1003 | 62.06 | 7.905 | 0 | Heating | 1.054 | #N/A | #N/A | #N/A | #N/A | 7.905 | #N/A | #N/A | 5.9003 | #N/A | 0 | 0 | 0 | 0 | 0 | 0 | 0 | 0 | 0 | 0.003513% | 1 | 50% | 0% | 0% | 0% | 8.2745 | 0 | 0 | 0 | 8.2745 | #N/A
2007-04-10 19:00 | 4 | 10 | 19 | 100.7501 | 2395 | 59 | 17.06 | 1003 | 59 | 11.5108 | 0 | Heating | 1.5348 | #N/A | #N/A | #N/A | #N/A | 11.5108 | #N/A | #N/A | 5.4953 | #N/A | 0 | 0 | 0 | 0 | 0 | 0 | 0 | 0 | 0 | 0.005116% | 1 | 50% | 0% | 0% | 0% | 8.2745 | 0 | 0 | 0 | 8.2745 | #N/A
2007-04-10 20:00 | 4 | 10 | 20 | 100.7918 | 2396 | 59 | 17.96 | 1003 | 59 | 18.9297 | 0 | Heating | 2.524 | #N/A | #N/A | #N/A | #N/A | 18.9297 | #N/A | #N/A | 5.4953 | #N/A | 0 | 0 | 0 | 0 | 0 | 0 | 0 | 0 | 0 | 0.008413% | 1 | 50% | 0% | 0% | 0% | 8.2745 | 0 | 0 | 0 | 8.2745 | #N/A
2007-04-10 21:00 | 4 | 10 | 21 | 100.8335 | 2397 | 55.94 | 17.96 | 1003 | 55.94 | 29.5822 | 0 | Heating | 3.9443 | #N/A | #N/A | #N/A | #N/A | 29.5822 | #N/A | #N/A | 5.1278 | #N/A | 0 | 0 | 0 | 0 | 0 | 0 | 0 | 0 | 0 | 0.01315% | 1 | 50% | 0% | 0% | 0% | 8.2745 | 0 | 0 | 0 | 8.2745 | #N/A
2007-04-10 22:00 | 4 | 10 | 22 | 100.8751 | 2398 | 55.94 | 19.04 | 1003 | 55.94 | 0 | 0 | Cooling | 0 | #N/A | #N/A | #N/A | #N/A | 0 | 0 | 0 | 0 | 0 | 0 | #N/A | #N/A | 88 | 70.94 | 0.83737 | 0.5108 | #N/A | 0 | 0% | 1 | 50% | 0% | 0% | 0% | 8.2745 | 0 | 0 | 0 | 8.2745 | #N/A
2007-04-10 23:00 | 4 | 10 | 23 | 100.9168 | 2399 | 55.94 | 19.04 | 1003 | 55.94 | 0 | 0 | Cooling | 0 | #N/A | #N/A | #N/A | #N/A | 0 | 0 | 0 | 0 | 0 | 0 | #N/A | #N/A | 88 | 70.94 | 0.83737 | 0.5108 | #N/A | 0 | 0% | 1 | 50% | 0% | 0% | 0% | 8.2745 | 0 | 0 | 0 | 8.2745 | #N/A
2007-04-11 | 4 | 11 | 0 | 100.9585 | 2400 | 55.94 | 19.04 | 1004 | 55.94 | 0 | 0 | Cooling | 0 | #N/A | #N/A | #N/A | #N/A | 0 | 0 | 0 | 0 | 0 | 0 | #N/A | #N/A | 88 | 70.94 | 0.83737 | 0.5108 | #N/A | 0 | 0% | 1 | 50% | 0% | 0% | 0% | 8.2745 | 0 | 0 | 0 | 8.2745 | #N/A
2007-04-11 01:00 | 4 | 11 | 1 | 101.0001 | 2401 | 55.94 | 19.04 | 1003 | 55.94 | 0 | 0 | Cooling | 0 | #N/A | #N/A | #N/A | #N/A | 0 | 0 | 0 | 0 | 0 | 0 | #N/A | #N/A | 88 | 70.94 | 0.83737 | 0.5108 | #N/A | 0 | 0% | 1 | 50% | 0% | 0% | 0% | 8.2745 | 0 | 0 | 0 | 8.2745 | #N/A
2007-04-11 02:00 | 4 | 11 | 2 | 101.0418 | 2402 | 55.94 | 19.94 | 1002 | 55.94 | 0.054237 | 0 | Heating | 0.0072316 | #N/A | #N/A | #N/A | #N/A | 0.054237 | #N/A | #N/A | 5.1278 | #N/A | 0 | 0 | 0 | 0 | 0 | 0 | 0 | 0 | 0 | 2.411e-05% | 1 | 50% | 0% | 0% | 0% | 8.2745 | 0 | 0 | 0 | 8.2745 | #N/A
2007-04-11 03:00 | 4 | 11 | 3 | 101.0835 | 2403 | 55.94 | 33.08 | 1002 | 55.94 | 0.5098 | 0 | Heating | 0.067973 | #N/A | #N/A | #N/A | #N/A | 0.5098 | #N/A | #N/A | 5.1278 | #N/A | 0 | 0 | 0 | 0 | 0 | 0 | 0 | 0 | 0 | 0.0002266% | 1 | 50% | 0% | 0% | 0% | 8.2745 | 0 | 0 | 0 | 8.2745 | #N/A
2007-04-11 04:00 | 4 | 11 | 4 | 101.1251 | 2404 | 53.96 | 30.92 | 1002 | 53.96 | 0.17389 | 0 | Heating | 0.023185 | #N/A | #N/A | #N/A | #N/A | 0.17389 | #N/A | #N/A | 4.9089 | #N/A | 0 | 0 | 0 | 0 | 0 | 0 | 0 | 0 | 0 | 7.728e-05% | 1 | 50% | 0% | 0% | 0% | 8.2745 | 0 | 0 | 0 | 8.2745 | #N/A
2007-04-11 05:00 | 4 | 11 | 5 | 101.1668 | 2405 | 53.96 | 32 | 1002 | 53.96 | 0 | 0 | Cooling | 0 | #N/A | #N/A | #N/A | #N/A | 0 | 0 | 0 | 0 | 0 | 0 | #N/A | #N/A | 88 | 68.96 | 0.81775 | 0.49883 | #N/A | 0 | 0% | 1 | 50% | 0% | 0% | 0% | 8.2745 | 0 | 0 | 0 | 8.2745 | #N/A
2007-04-11 06:00 | 4 | 11 | 6 | 101.2085 | 2406 | 51.08 | 32 | 1003 | 51.08 | 340.1577 | 0 | Heating | 45.3544 | #N/A | #N/A | #N/A | #N/A | 340.1577 | #N/A | #N/A | 4.6159 | #N/A | 0 | 0 | 0 | 0 | 0 | 0 | 0 | 0 | 0 | 0.1512% | 1 | 50% | 0% | 0% | 0% | 8.2745 | 0 | 0 | 0 | 8.2745 | #N/A
2007-04-11 07:00 | 4 | 11 | 7 | 101.2501 | 2407 | 53.96 | 32 | 1003 | 53.96 | 104.8504 | 0 | Heating | 13.9801 | #N/A | #N/A | #N/A | #N/A | 104.8504 | #N/A | #N/A | 4.9089 | #N/A | 0 | 0 | 0 | 0 | 0 | 0 | 0 | 0 | 0 | 0.0466% | 1 | 50% | 0% | 0% | 0% | 8.2745 | 0 | 0 | 0 | 8.2745 | #N/A
2007-04-11 08:00 | 4 | 11 | 8 | 101.2918 | 2408 | 53.96 | 32 | 1003 | 53.96 | 9.43 | 0 | Heating | 1.2573 | #N/A | #N/A | #N/A | #N/A | 9.43 | #N/A | #N/A | 4.9089 | #N/A | 0 | 0 | 0 | 0 | 0 | 0 | 0 | 0 | 0 | 0.004191% | 1 | 50% | 0% | 0% | 0% | 8.2745 | 0 | 0 | 0 | 8.2745 | #N/A
2007-04-11 09:00 | 4 | 11 | 9 | 101.3335 | 2409 | 59 | 35.06 | 1004 | 59 | 7.5839 | 0 | Heating | 1.0112 | #N/A | #N/A | #N/A | #N/A | 7.5839 | #N/A | #N/A | 5.4953 | #N/A | 0 | 0 | 0 | 0 | 0 | 0 | 0 | 0 | 0 | 0.003371% | 1 | 50% | 0% | 0% | 0% | 8.2745 | 0 | 0 | 0 | 8.2745 | #N/A
2007-04-11 10:00 | 4 | 11 | 10 | 101.3751 | 2410 | 60.08 | 37.94 | 1004 | 60.08 | 9.885 | 0 | Heating | 1.318 | #N/A | #N/A | #N/A | #N/A | 9.885 | #N/A | #N/A | 5.6339 | #N/A | 0 | 0 | 0 | 0 | 0 | 0 | 0 | 0 | 0 | 0.004393% | 1 | 50% | 0% | 0% | 0% | 8.2745 | 0 | 0 | 0 | 8.2745 | #N/A
2007-04-11 11:00 | 4 | 11 | 11 | 101.4168 | 2411 | 60.08 | 39.92 | 1005 | 60.08 | 5.9286 | 0 | Heating | 0.79048 | #N/A | #N/A | #N/A | #N/A | 5.9286 | #N/A | #N/A | 5.6339 | #N/A | 0 | 0 | 0 | 0 | 0 | 0 | 0 | 0 | 0 | 0.002635% | 1 | 50% | 0% | 0% | 0% | 8.2745 | 0 | 0 | 0 | 8.2745 | #N/A
2007-04-11 12:00 | 4 | 11 | 12 | 101.4585 | 2412 | 64.94 | 42.08 | 1005 | 64.94 | 6.9284 | 0 | Heating | 0.92379 | #N/A | #N/A | #N/A | #N/A | 6.9284 | #N/A | #N/A | 6.3174 | #N/A | 0 | 0 | 0 | 0 | 0 | 0 | 0 | 0 | 0 | 0.003079% | 1 | 50% | 0% | 0% | 0% | 8.2745 | 0 | 0 | 0 | 8.2745 | #N/A
2007-04-11 13:00 | 4 | 11 | 13 | 101.5001 | 2413 | 64.04 | 44.96 | 1005 | 64.04 | 0.21915 | 0 | Heating | 0.02922 | #N/A | #N/A | #N/A | #N/A | 0.21915 | #N/A | #N/A | 6.1832 | #N/A | 0 | 0 | 0 | 0 | 0 | 0 | 0 | 0 | 0 | 9.74e-05% | 1 | 50% | 0% | 0% | 0% | 8.2745 | 0 | 0 | 0 | 8.2745 | #N/A
2007-04-11 14:00 | 4 | 11 | 14 | 101.5418 | 2414 | 64.04 | 41 | 1005 | 64.04 | 0 | 0.045634 | Cooling | 0.0076056 | #N/A | #N/A | #N/A | #N/A | 0 | 0 | 0 | 0 | 0 | 0.045634 | #N/A | #N/A | 88 | 79.04 | 0.92197 | 0.5624 | #N/A | 0.00014108 | 2.535e-05% | 1 | 50% | 0% | 0% | 0% | 8.2745 | 0 | 0 | 0 | 8.2745 | #N/A
2007-04-11 15:00 | 4 | 11 | 15 | 101.5835 | 2415 | 57.02 | 42.98 | 1005 | 57.02 | 0 | 0.22365 | Cooling | 0.037274 | #N/A | #N/A | #N/A | #N/A | 0 | 0 | 0 | 0 | 0 | 0.22365 | #N/A | #N/A | 88 | 72.02 | 0.84825 | 0.51743 | #N/A | 0.00069143 | 0.0001242% | 1 | 50% | 0% | 0% | 0% | 8.2745 | 0 | 0 | 0 | 8.2745 | #N/A
2007-04-11 16:00 | 4 | 11 | 16 | 101.6251 | 2416 | 53.96 | 39.02 | 1005 | 53.96 | 0 | 0.44797 | Cooling | 0.074662 | #N/A | #N/A | #N/A | #N/A | 0 | 0 | 0 | 0 | 0 | 0.44797 | #N/A | #N/A | 88 | 68.96 | 0.81775 | 0.49883 | #N/A | 0.001385 | 0.0002489% | 1 | 50% | 0% | 0% | 0% | 8.2745 | 0 | 0 | 0 | 8.2745 | #N/A
2007-04-11 17:00 | 4 | 11 | 17 | 101.6668 | 2417 | 53.96 | 33.98 | 1006 | 53.96 | 0 | 0.50411 | Cooling | 0.084019 | #N/A | #N/A | #N/A | #N/A | 0 | 0 | 0 | 0 | 0 | 0.50411 | #N/A | #N/A | 88 | 68.96 | 0.81775 | 0.49883 | #N/A | 0.0015585 | 0.0002801% | 1 | 50% | 0% | 0% | 0% | 8.2745 | 0 | 0 | 0 | 8.2745 | #N/A
2007-04-11 18:00 | 4 | 11 | 18 | 101.7085 | 2418 | 48.02 | 30.02 | 1007 | 48.02 | 0 | 0.20561 | Cooling | 0.034268 | #N/A | #N/A | #N/A | #N/A | 0 | 0 | 0 | 0 | 0 | 0.20561 | #N/A | #N/A | 88 | 63.02 | 0.76136 | 0.46443 | #N/A | 0.00063567 | 0.0001142% | 1 | 50% | 0% | 0% | 0% | 8.2745 | 0 | 0 | 0 | 8.2745 | #N/A
2007-04-11 19:00 | 4 | 11 | 19 | 101.7501 | 2419 | 48.02 | 28.04 | 1008 | 48.02 | 4.3727 | 0 | Heating | 0.58303 | #N/A | #N/A | #N/A | #N/A | 4.3727 | #N/A | #N/A | 4.3357 | #N/A | 0 | 0 | 0 | 0 | 0 | 0 | 0 | 0 | 0 | 0.001943% | 1 | 50% | 0% | 0% | 0% | 8.2745 | 0 | 0 | 0 | 8.2745 | #N/A
2007-04-11 20:00 | 4 | 11 | 20 | 101.7918 | 2420 | 48.02 | 26.96 | 1010 | 48.02 | 17.7666 | 0 | Heating | 2.3689 | #N/A | #N/A | #N/A | #N/A | 17.7666 | #N/A | #N/A | 4.3357 | #N/A | 0 | 0 | 0 | 0 | 0 | 0 | 0 | 0 | 0 | 0.007896% | 1 | 50% | 0% | 0% | 0% | 8.2745 | 0 | 0 | 0 | 8.2745 | #N/A
2007-04-11 21:00 | 4 | 11 | 21 | 101.8335 | 2421 | 46.94 | 26.06 | 1010 | 46.94 | 36.7402 | 0 | Heating | 4.8987 | #N/A | #N/A | #N/A | #N/A | 36.7402 | #N/A | #N/A | 4.2441 | #N/A | 0 | 0 | 0 | 0 | 0 | 0 | 0 | 0 | 0 | 0.01633% | 1 | 50% | 0% | 0% | 0% | 8.2745 | 0 | 0 | 0 | 8.2745 | #N/A
2007-04-11 22:00 | 4 | 11 | 22 | 101.8751 | 2422 | 46.04 | 24.08 | 1011 | 46.04 | 0 | 0 | Cooling | 0 | #N/A | #N/A | #N/A | #N/A | 0 | 0 | 0 | 0 | 0 | 0 | #N/A | #N/A | 88 | 61.04 | 0.74339 | 0.45347 | #N/A | 0 | 0% | 1 | 50% | 0% | 0% | 0% | 8.2745 | 0 | 0 | 0 | 8.2745 | #N/A
2007-04-11 23:00 | 4 | 11 | 23 | 101.9168 | 2423 | 46.04 | 24.08 | 1012 | 46.04 | 0 | 0 | Cooling | 0 | #N/A | #N/A | #N/A | #N/A | 0 | 0 | 0 | 0 | 0 | 0 | #N/A | #N/A | 88 | 61.04 | 0.74339 | 0.45347 | #N/A | 0 | 0% | 1 | 50% | 0% | 0% | 0% | 8.2745 | 0 | 0 | 0 | 8.2745 | #N/A
2007-04-12 | 4 | 12 | 0 | 101.9585 | 2424 | 41 | 23 | 1012 | 41 | 0.27189 | 0 | Heating | 0.036252 | #N/A | #N/A | #N/A | #N/A | 0.27189 | #N/A | #N/A | 3.8033 | #N/A | 0 | 0 | 0 | 0 | 0 | 0 | 0 | 0 | 0 | 0.0001208% | 1 | 50% | 0% | 0% | 0% | 8.2745 | 0 | 0 | 0 | 8.2745 | #N/A
2007-04-12 01:00 | 4 | 12 | 1 | 102.0001 | 2425 | 37.94 | 23 | 1012 | 37.94 | 5.243 | 0 | Heating | 0.69907 | #N/A | #N/A | #N/A | #N/A | 5.243 | #N/A | #N/A | 3.6146 | #N/A | 0 | 0 | 0 | 0 | 0 | 0 | 0 | 0 | 0 | 0.00233% | 1 | 50% | 0% | 0% | 0% | 8.2745 | 0 | 0 | 0 | 8.2745 | #N/A
2007-04-12 02:00 | 4 | 12 | 2 | 102.0418 | 2426 | 39.02 | 21.92 | 1012 | 39.02 | 12.8532 | 0 | Heating | 1.7138 | #N/A | #N/A | #N/A | #N/A | 12.8532 | #N/A | #N/A | 3.6785 | #N/A | 0 | 0 | 0 | 0 | 0 | 0 | 0 | 0 | 0 | 0.005713% | 1 | 50% | 0% | 0% | 0% | 8.2745 | 0 | 0 | 0 | 8.2745 | #N/A
2007-04-12 03:00 | 4 | 12 | 3 | 102.0835 | 2427 | 35.06 | 21.92 | 1012 | 35.06 | 17.5932 | 0 | Heating | 2.3458 | #N/A | #N/A | #N/A | #N/A | 17.5932 | #N/A | #N/A | 3.4585 | #N/A | 0 | 0 | 0 | 0 | 0 | 0 | 0 | 0 | 0 | 0.007819% | 1 | 50% | 0% | 0% | 0% | 8.2745 | 0 | 0 | 0 | 8.2745 | #N/A
2007-04-12 04:00 | 4 | 12 | 4 | 102.1251 | 2428 | 37.04 | 21.92 | 1012 | 37.04 | 20.808 | 0 | Heating | 2.7744 | #N/A | #N/A | #N/A | #N/A | 20.808 | #N/A | #N/A | 3.5637 | #N/A | 0 | 0 | 0 | 0 | 0 | 0 | 0 | 0 | 0 | 0.009248% | 1 | 50% | 0% | 0% | 0% | 8.2745 | 0 | 0 | 0 | 8.2745 | #N/A
2007-04-12 05:00 | 4 | 12 | 5 | 102.1668 | 2429 | 37.04 | 19.94 | 1013 | 37.04 | 21.7345 | 0 | Heating | 2.8979 | #N/A | #N/A | #N/A | #N/A | 21.7345 | #N/A | #N/A | 3.5637 | #N/A | 0 | 0 | 0 | 0 | 0 | 0 | 0 | 0 | 0 | 0.00966% | 1 | 50% | 0% | 0% | 0% | 8.2745 | 0 | 0 | 0 | 8.2745 | #N/A
2007-04-12 06:00 | 4 | 12 | 6 | 102.2085 | 2430 | 33.98 | 21.92 | 1014 | 33.98 | 597.0303 | 0 | Heating | 79.604 | #N/A | #N/A | #N/A | #N/A | 597.0303 | #N/A | #N/A | 3.405 | #N/A | 0 | 0 | 0 | 0 | 0 | 0 | 0 | 0 | 0 | 0.2653% | 1 | 50% | 0% | 0% | 0% | 8.2745 | 0 | 0 | 0 | 8.2745 | #N/A
2007-04-12 07:00 | 4 | 12 | 7 | 102.2501 | 2431 | 35.96 | 24.98 | 1015 | 35.96 | 273.9623 | 0 | Heating | 36.5283 | #N/A | #N/A | #N/A | #N/A | 273.9623 | #N/A | #N/A | 3.5052 | #N/A | 0 | 0 | 0 | 0 | 0 | 0 | 0 | 0 | 0 | 0.1218% | 1 | 50% | 0% | 0% | 0% | 8.2745 | 0 | 0 | 0 | 8.2745 | #N/A
2007-04-12 08:00 | 4 | 12 | 8 | 102.2918 | 2432 | 35.96 | 26.96 | 1016 | 35.96 | 29.949 | 0 | Heating | 3.9932 | #N/A | #N/A | #N/A | #N/A | 29.949 | #N/A | #N/A | 3.5052 | #N/A | 0 | 0 | 0 | 0 | 0 | 0 | 0 | 0 | 0 | 0.01331% | 1 | 50% | 0% | 0% | 0% | 8.2745 | 0 | 0 | 0 | 8.2745 | #N/A
2007-04-12 09:00 | 4 | 12 | 9 | 102.3335 | 2433 | 41 | 26.06 | 1016 | 41 | 12.149 | 0 | Heating | 1.6199 | #N/A | #N/A | #N/A | #N/A | 12.149 | #N/A | #N/A | 3.8033 | #N/A | 0 | 0 | 0 | 0 | 0 | 0 | 0 | 0 | 0 | 0.0054% | 1 | 50% | 0% | 0% | 0% | 8.2745 | 0 | 0 | 0 | 8.2745 | #N/A
2007-04-12 10:00 | 4 | 12 | 10 | 102.3751 | 2434 | 51.08 | 23 | 1017 | 51.08 | 7.6485 | 0 | Heating | 1.0198 | #N/A | #N/A | #N/A | #N/A | 7.6485 | #N/A | #N/A | 4.6159 | #N/A | 0 | 0 | 0 | 0 | 0 | 0 | 0 | 0 | 0 | 0.003399% | 1 | 50% | 0% | 0% | 0% | 8.2745 | 0 | 0 | 0 | 8.2745 | #N/A
2007-04-12 11:00 | 4 | 12 | 11 | 102.4168 | 2435 | 51.08 | 24.08 | 1017 | 51.08 | 3.6444 | 0 | Heating | 0.48592 | #N/A | #N/A | #N/A | #N/A | 3.6444 | #N/A | #N/A | 4.6159 | #N/A | 0 | 0 | 0 | 0 | 0 | 0 | 0 | 0 | 0 | 0.00162% | 1 | 50% | 0% | 0% | 0% | 8.2745 | 0 | 0 | 0 | 8.2745 | #N/A
2007-04-12 12:00 | 4 | 12 | 12 | 102.4585 | 2436 | 60.98 | 19.94 | 1017 | 60.98 | 4.0376 | 0 | Heating | 0.53834 | #N/A | #N/A | #N/A | #N/A | 4.0376 | #N/A | #N/A | 5.753 | #N/A | 0 | 0 | 0 | 0 | 0 | 0 | 0 | 0 | 0 | 0.001794% | 1 | 50% | 0% | 0% | 0% | 8.2745 | 0 | 0 | 0 | 8.2745 | #N/A
2007-04-12 13:00 | 4 | 12 | 13 | 102.5001 | 2437 | 62.96 | 17.06 | 1017 | 62.96 | 0 | 0.33623 | Cooling | 0.056039 | #N/A | #N/A | #N/A | #N/A | 0 | 0 | 0 | 0 | 0 | 0.33623 | #N/A | #N/A | 88 | 77.96 | 0.91029 | 0.55528 | #N/A | 0.0010395 | 0.0001868% | 1 | 50% | 0% | 0% | 0% | 8.2745 | 0 | 0 | 0 | 8.2745 | #N/A
2007-04-12 14:00 | 4 | 12 | 14 | 102.5418 | 2438 | 62.96 | 15.98 | 1016 | 62.96 | 0 | 0.28876 | Cooling | 0.048126 | #N/A | #N/A | #N/A | #N/A | 0 | 0 | 0 | 0 | 0 | 0.28876 | #N/A | #N/A | 88 | 77.96 | 0.91029 | 0.55528 | #N/A | 0.00089273 | 0.0001604% | 1 | 50% | 0% | 0% | 0% | 8.2745 | 0 | 0 | 0 | 8.2745 | #N/A
2007-04-12 15:00 | 4 | 12 | 15 | 102.5835 | 2439 | 68 | 15.98 | 1016 | 68 | 0 | 0.18871 | Cooling | 0.031452 | #N/A | #N/A | #N/A | #N/A | 0 | 0 | 0 | 0 | 0 | 0.18871 | #N/A | #N/A | 88 | 83 | 0.96585 | 0.58917 | #N/A | 0.00058342 | 0.0001048% | 1 | 50% | 0% | 0% | 0% | 8.2745 | 0 | 0 | 0 | 8.2745 | #N/A
2007-04-12 16:00 | 4 | 12 | 16 | 102.6251 | 2440 | 69.08 | 15.08 | 1015 | 69.08 | 0 | 0.097772 | Cooling | 0.016295 | #N/A | #N/A | #N/A | #N/A | 0 | 0 | 0 | 0 | 0 | 0.097772 | #N/A | #N/A | 88 | 84.08 | 0.9781 | 0.59664 | #N/A | 0.00030227 | 5.432e-05% | 1 | 50% | 0% | 0% | 0% | 8.2745 | 0 | 0 | 0 | 8.2745 | #N/A
2007-04-12 17:00 | 4 | 12 | 17 | 102.6668 | 2441 | 69.08 | 12.92 | 1016 | 69.08 | 0 | 0.098686 | Cooling | 0.016448 | #N/A | #N/A | #N/A | #N/A | 0 | 0 | 0 | 0 | 0 | 0.098686 | #N/A | #N/A | 88 | 84.08 | 0.9781 | 0.59664 | #N/A | 0.0003051 | 5.483e-05% | 1 | 50% | 0% | 0% | 0% | 8.2745 | 0 | 0 | 0 | 8.2745 | #N/A
2007-04-12 18:00 | 4 | 12 | 18 | 102.7085 | 2442 | 64.04 | 12.02 | 1016 | 64.04 | 0 | 0.17623 | Cooling | 0.029372 | #N/A | #N/A | #N/A | #N/A | 0 | 0 | 0 | 0 | 0 | 0.17623 | #N/A | #N/A | 88 | 79.04 | 0.92197 | 0.5624 | #N/A | 0.00054484 | 9.791e-05% | 1 | 50% | 0% | 0% | 0% | 8.2745 | 0 | 0 | 0 | 8.2745 | #N/A
2007-04-12 19:00 | 4 | 12 | 19 | 102.7501 | 2443 | 60.08 | 17.96 | 1017 | 60.08 | 0.54885 | 0 | Heating | 0.07318 | #N/A | #N/A | #N/A | #N/A | 0.54885 | #N/A | #N/A | 5.6339 | #N/A | 0 | 0 | 0 | 0 | 0 | 0 | 0 | 0 | 0 | 0.0002439% | 1 | 50% | 0% | 0% | 0% | 8.2745 | 0 | 0 | 0 | 8.2745 | #N/A
2007-04-12 20:00 | 4 | 12 | 20 | 102.7918 | 2444 | 60.08 | 15.98 | 1017 | 60.08 | 5.3372 | 0 | Heating | 0.71163 | #N/A | #N/A | #N/A | #N/A | 5.3372 | #N/A | #N/A | 5.6339 | #N/A | 0 | 0 | 0 | 0 | 0 | 0 | 0 | 0 | 0 | 0.002372% | 1 | 50% | 0% | 0% | 0% | 8.2745 | 0 | 0 | 0 | 8.2745 | #N/A
2007-04-12 21:00 | 4 | 12 | 21 | 102.8335 | 2445 | 51.98 | 15.98 | 1017 | 51.98 | 6.933 | 0 | Heating | 0.9244 | #N/A | #N/A | #N/A | #N/A | 6.933 | #N/A | #N/A | 4.7043 | #N/A | 0 | 0 | 0 | 0 | 0 | 0 | 0 | 0 | 0 | 0.003081% | 1 | 50% | 0% | 0% | 0% | 8.2745 | 0 | 0 | 0 | 8.2745 | #N/A
2007-04-12 22:00 | 4 | 12 | 22 | 102.8751 | 2446 | 50 | 17.96 | 1017 | 50 | 0 | 0 | Cooling | 0 | #N/A | #N/A | #N/A | #N/A | 0 | 0 | 0 | 0 | 0 | 0 | #N/A | #N/A | 88 | 65 | 0.77974 | 0.47564 | #N/A | 0 | 0% | 1 | 50% | 0% | 0% | 0% | 8.2745 | 0 | 0 | 0 | 8.2745 | #N/A
2007-04-12 23:00 | 4 | 12 | 23 | 102.9168 | 2447 | 50 | 21.02 | 1017 | 50 | 0 | 0 | Cooling | 0 | #N/A | #N/A | #N/A | #N/A | 0 | 0 | 0 | 0 | 0 | 0 | #N/A | #N/A | 88 | 65 | 0.77974 | 0.47564 | #N/A | 0 | 0% | 1 | 50% | 0% | 0% | 0% | 8.2745 | 0 | 0 | 0 | 8.2745 | #N/A
2007-04-13 | 4 | 13 | 0 | 102.9585 | 2448 | 48.92 | 23 | 1017 | 48.92 | 0 | 0 | Cooling | 0 | #N/A | #N/A | #N/A | #N/A | 0 | 0 | 0 | 0 | 0 | 0 | #N/A | #N/A | 88 | 63.92 | 0.76966 | 0.46949 | #N/A | 0 | 0% | 1 | 50% | 0% | 0% | 0% | 8.2745 | 0 | 0 | 0 | 8.2745 | #N/A
2007-04-13 01:00 | 4 | 13 | 1 | 103.0001 | 2449 | 48.02 | 26.06 | 1016 | 48.02 | 0 | 0 | Cooling | 0 | #N/A | #N/A | #N/A | #N/A | 0 | 0 | 0 | 0 | 0 | 0 | #N/A | #N/A | 88 | 63.02 | 0.76136 | 0.46443 | #N/A | 0 | 0% | 1 | 50% | 0% | 0% | 0% | 8.2745 | 0 | 0 | 0 | 8.2745 | #N/A
2007-04-13 02:00 | 4 | 13 | 2 | 103.0418 | 2450 | 48.02 | 24.98 | 1017 | 48.02 | 0 | 0 | Cooling | 0 | #N/A | #N/A | #N/A | #N/A | 0 | 0 | 0 | 0 | 0 | 0 | #N/A | #N/A | 88 | 63.02 | 0.76136 | 0.46443 | #N/A | 0 | 0% | 1 | 50% | 0% | 0% | 0% | 8.2745 | 0 | 0 | 0 | 8.2745 | #N/A
2007-04-13 03:00 | 4 | 13 | 3 | 103.0835 | 2451 | 44.96 | 26.96 | 1017 | 44.96 | 0 | 0 | Cooling | 0 | #N/A | #N/A | #N/A | #N/A | 0 | 0 | 0 | 0 | 0 | 0 | #N/A | #N/A | 88 | 59.96 | 0.73376 | 0.44759 | #N/A | 0 | 0% | 1 | 50% | 0% | 0% | 0% | 8.2745 | 0 | 0 | 0 | 8.2745 | #N/A
2007-04-13 04:00 | 4 | 13 | 4 | 103.1251 | 2452 | 44.96 | 26.96 | 1017 | 44.96 | 0 | 0 | Cooling | 0 | #N/A | #N/A | #N/A | #N/A | 0 | 0 | 0 | 0 | 0 | 0 | #N/A | #N/A | 88 | 59.96 | 0.73376 | 0.44759 | #N/A | 0 | 0% | 1 | 50% | 0% | 0% | 0% | 8.2745 | 0 | 0 | 0 | 8.2745 | #N/A
2007-04-13 05:00 | 4 | 13 | 5 | 103.1668 | 2453 | 44.96 | 28.94 | 1018 | 44.96 | 0 | 0 | Cooling | 0 | #N/A | #N/A | #N/A | #N/A | 0 | 0 | 0 | 0 | 0 | 0 | #N/A | #N/A | 88 | 59.96 | 0.73376 | 0.44759 | #N/A | 0 | 0% | 1 | 50% | 0% | 0% | 0% | 8.2745 | 0 | 0 | 0 | 8.2745 | #N/A
2007-04-13 06:00 | 4 | 13 | 6 | 103.2085 | 2454 | 46.94 | 28.94 | 1018 | 46.94 | 248.365 | 0 | Heating | 33.1153 | #N/A | #N/A | #N/A | #N/A | 248.365 | #N/A | #N/A | 4.2441 | #N/A | 0 | 0 | 0 | 0 | 0 | 0 | 0 | 0 | 0 | 0.1104% | 1 | 50% | 0% | 0% | 0% | 8.2745 | 0 | 0 | 0 | 8.2745 | #N/A
2007-04-13 07:00 | 4 | 13 | 7 | 103.2501 | 2455 | 48.02 | 28.94 | 1018 | 48.02 | 114.7954 | 0 | Heating | 15.306 | #N/A | #N/A | #N/A | #N/A | 114.7954 | #N/A | #N/A | 4.3357 | #N/A | 0 | 0 | 0 | 0 | 0 | 0 | 0 | 0 | 0 | 0.05102% | 1 | 50% | 0% | 0% | 0% | 8.2745 | 0 | 0 | 0 | 8.2745 | #N/A
2007-04-13 08:00 | 4 | 13 | 8 | 103.2918 | 2456 | 48.02 | 26.96 | 1018 | 48.02 | 21.2436 | 0 | Heating | 2.8325 | #N/A | #N/A | #N/A | #N/A | 21.2436 | #N/A | #N/A | 4.3357 | #N/A | 0 | 0 | 0 | 0 | 0 | 0 | 0 | 0 | 0 | 0.009442% | 1 | 50% | 0% | 0% | 0% | 8.2745 | 0 | 0 | 0 | 8.2745 | #N/A
2007-04-13 09:00 | 4 | 13 | 9 | 103.3335 | 2457 | 59 | 23 | 1018 | 59 | 17.1498 | 0 | Heating | 2.2866 | #N/A | #N/A | #N/A | #N/A | 17.1498 | #N/A | #N/A | 5.4953 | #N/A | 0 | 0 | 0 | 0 | 0 | 0 | 0 | 0 | 0 | 0.007622% | 1 | 50% | 0% | 0% | 0% | 8.2745 | 0 | 0 | 0 | 8.2745 | #N/A
2007-04-13 10:00 | 4 | 13 | 10 | 103.3751 | 2458 | 62.96 | 24.08 | 1018 | 62.96 | 18.1635 | 0 | Heating | 2.4218 | #N/A | #N/A | #N/A | #N/A | 18.1635 | #N/A | #N/A | 6.0268 | #N/A | 0 | 0 | 0 | 0 | 0 | 0 | 0 | 0 | 0 | 0.008073% | 1 | 50% | 0% | 0% | 0% | 8.2745 | 0 | 0 | 0 | 8.2745 | #N/A
2007-04-13 11:00 | 4 | 13 | 11 | 103.4168 | 2459 | 62.96 | 24.08 | 1018 | 62.96 | 16.9866 | 0 | Heating | 2.2649 | #N/A | #N/A | #N/A | #N/A | 16.9866 | #N/A | #N/A | 6.0268 | #N/A | 0 | 0 | 0 | 0 | 0 | 0 | 0 | 0 | 0 | 0.00755% | 1 | 50% | 0% | 0% | 0% | 8.2745 | 0 | 0 | 0 | 8.2745 | #N/A
2007-04-13 12:00 | 4 | 13 | 12 | 103.4585 | 2460 | 69.08 | 24.08 | 1018 | 69.08 | 9.8961 | 0 | Heating | 1.3195 | #N/A | #N/A | #N/A | #N/A | 9.8961 | #N/A | #N/A | 6.9815 | #N/A | 0 | 0 | 0 | 0 | 0 | 0 | 0 | 0 | 0 | 0.004398% | 1 | 50% | 0% | 0% | 0% | 8.2745 | 0 | 0 | 0 | 8.2745 | #N/A
2007-04-13 13:00 | 4 | 13 | 13 | 103.5001 | 2461 | 71.06 | 24.08 | 1017 | 71.06 | 6.4738 | 0 | Heating | 0.86317 | #N/A | #N/A | #N/A | #N/A | 6.4738 | #N/A | #N/A | 7.3273 | #N/A | 0 | 0 | 0 | 0 | 0 | 0 | 0 | 0 | 0 | 0.002877% | 1 | 50% | 0% | 0% | 0% | 8.2745 | 0 | 0 | 0 | 8.2745 | #N/A
2007-04-13 14:00 | 4 | 13 | 14 | 103.5418 | 2462 | 71.06 | 21.92 | 1015 | 71.06 | 8.9066 | 0 | Heating | 1.1875 | #N/A | #N/A | #N/A | #N/A | 8.9066 | #N/A | #N/A | 7.3273 | #N/A | 0 | 0 | 0 | 0 | 0 | 0 | 0 | 0 | 0 | 0.003958% | 1 | 50% | 0% | 0% | 0% | 8.2745 | 0 | 0 | 0 | 8.2745 | #N/A
2007-04-13 15:00 | 4 | 13 | 15 | 103.5835 | 2463 | 75.92 | 23 | 1014 | 75.92 | 5.3408 | 0 | Heating | 0.7121 | #N/A | #N/A | #N/A | #N/A | 5.3408 | #N/A | #N/A | 8.2577 | #N/A | 0 | 0 | 0 | 0 | 0 | 0 | 0 | 0 | 0 | 0.002374% | 1 | 50% | 0% | 0% | 0% | 8.2745 | 0 | 0 | 0 | 8.2745 | #N/A
2007-04-13 16:00 | 4 | 13 | 16 | 103.6251 | 2464 | 77 | 21.92 | 1014 | 77 | 1.4992 | 0 | Heating | 0.19989 | #N/A | #N/A | #N/A | #N/A | 1.4992 | #N/A | #N/A | 8.4809 | #N/A | 0 | 0 | 0 | 0 | 0 | 0 | 0 | 0 | 0 | 0.0006663% | 1 | 50% | 0% | 0% | 0% | 8.2745 | 0 | 0 | 0 | 8.2745 | #N/A
2007-04-13 17:00 | 4 | 13 | 17 | 103.6668 | 2465 | 77 | 21.02 | 1013 | 77 | 3.5569 | 0 | Heating | 0.47426 | #N/A | #N/A | #N/A | #N/A | 3.5569 | #N/A | #N/A | 8.4809 | #N/A | 0 | 0 | 0 | 0 | 0 | 0 | 0 | 0 | 0 | 0.001581% | 1 | 50% | 0% | 0% | 0% | 8.2745 | 0 | 0 | 0 | 8.2745 | #N/A
2007-04-13 18:00 | 4 | 13 | 18 | 103.7085 | 2466 | 77 | 21.92 | 1013 | 77 | 0 | 0 | Cooling | 0 | #N/A | #N/A | #N/A | #N/A | 0 | 0 | 0 | 0 | 0 | 0 | #N/A | #N/A | 88 | 92 | 1.0717 | 0.65376 | #N/A | 0 | 0% | 1 | 50% | 0% | 0% | 0% | 8.2745 | 0 | 0 | 0 | 8.2745 | #N/A
2007-04-13 19:00 | 4 | 13 | 19 | 103.7501 | 2467 | 75.02 | 24.08 | 1012 | 75.02 | 0 | 0 | Cooling | 0 | #N/A | #N/A | #N/A | #N/A | 0 | 0 | 0 | 0 | 0 | 0 | #N/A | #N/A | 88 | 90.02 | 1.0477 | 0.6391 | #N/A | 0 | 0% | 1 | 50% | 0% | 0% | 0% | 8.2745 | 0 | 0 | 0 | 8.2745 | #N/A
2007-04-13 20:00 | 4 | 13 | 20 | 103.7918 | 2468 | 75.02 | 24.98 | 1012 | 75.02 | 0 | 0 | Cooling | 0 | #N/A | #N/A | #N/A | #N/A | 0 | 0 | 0 | 0 | 0 | 0 | #N/A | #N/A | 88 | 90.02 | 1.0477 | 0.6391 | #N/A | 0 | 0% | 1 | 50% | 0% | 0% | 0% | 8.2745 | 0 | 0 | 0 | 8.2745 | #N/A
2007-04-13 21:00 | 4 | 13 | 21 | 103.8335 | 2469 | 71.96 | 26.06 | 1012 | 71.96 | 0 | 0 | Cooling | 0 | #N/A | #N/A | #N/A | #N/A | 0 | 0 | 0 | 0 | 0 | 0 | #N/A | #N/A | 88 | 86.96 | 1.0114 | 0.61695 | #N/A | 0 | 0% | 1 | 50% | 0% | 0% | 0% | 8.2745 | 0 | 0 | 0 | 8.2745 | #N/A
2007-04-13 22:00 | 4 | 13 | 22 | 103.8751 | 2470 | 69.98 | 26.96 | 1012 | 69.98 | 0 | 0 | Cooling | 0 | #N/A | #N/A | #N/A | #N/A | 0 | 0 | 0 | 0 | 0 | 0 | #N/A | #N/A | 88 | 84.98 | 0.98841 | 0.60293 | #N/A | 0 | 0% | 1 | 50% | 0% | 0% | 0% | 8.2745 | 0 | 0 | 0 | 8.2745 | #N/A
2007-04-13 23:00 | 4 | 13 | 23 | 103.9168 | 2471 | 69.98 | 26.06 | 1012 | 69.98 | 0 | 0 | Cooling | 0 | #N/A | #N/A | #N/A | #N/A | 0 | 0 | 0 | 0 | 0 | 0 | #N/A | #N/A | 88 | 84.98 | 0.98841 | 0.60293 | #N/A | 0 | 0% | 1 | 50% | 0% | 0% | 0% | 8.2745 | 0 | 0 | 0 | 8.2745 | #N/A
2007-04-14 | 4 | 14 | 0 | 103.9585 | 2472 | 69.08 | 24.98 | 1011 | 69.08 | 0 | 0 | Cooling | 0 | #N/A | #N/A | #N/A | #N/A | 0 | 0 | 0 | 0 | 0 | 0 | #N/A | #N/A | 88 | 84.08 | 0.9781 | 0.59664 | #N/A | 0 | 0% | 1 | 50% | 0% | 0% | 0% | 8.2745 | 0 | 0 | 0 | 8.2745 | #N/A
2007-04-14 01:00 | 4 | 14 | 1 | 104.0001 | 2473 | 69.08 | 24.98 | 1010 | 69.08 | 0 | 0 | Cooling | 0 | #N/A | #N/A | #N/A | #N/A | 0 | 0 | 0 | 0 | 0 | 0 | #N/A | #N/A | 88 | 84.08 | 0.9781 | 0.59664 | #N/A | 0 | 0% | 1 | 50% | 0% | 0% | 0% | 8.2745 | 0 | 0 | 0 | 8.2745 | #N/A
2007-04-14 02:00 | 4 | 14 | 2 | 104.0418 | 2474 | 69.08 | 26.96 | 1010 | 69.08 | 0 | 0 | Cooling | 0 | #N/A | #N/A | #N/A | #N/A | 0 | 0 | 0 | 0 | 0 | 0 | #N/A | #N/A | 88 | 84.08 | 0.9781 | 0.59664 | #N/A | 0 | 0% | 1 | 50% | 0% | 0% | 0% | 8.2745 | 0 | 0 | 0 | 8.2745 | #N/A
2007-04-14 03:00 | 4 | 14 | 3 | 104.0835 | 2475 | 66.02 | 28.04 | 1009 | 66.02 | 0 | 0 | Cooling | 0 | #N/A | #N/A | #N/A | #N/A | 0 | 0 | 0 | 0 | 0 | 0 | #N/A | #N/A | 88 | 81.02 | 0.9437 | 0.57566 | #N/A | 0 | 0% | 1 | 50% | 0% | 0% | 0% | 8.2745 | 0 | 0 | 0 | 8.2745 | #N/A
2007-04-14 04:00 | 4 | 14 | 4 | 104.1251 | 2476 | 64.94 | 28.94 | 1009 | 64.94 | 0 | 0 | Cooling | 0 | #N/A | #N/A | #N/A | #N/A | 0 | 0 | 0 | 0 | 0 | 0 | #N/A | #N/A | 88 | 79.94 | 0.9318 | 0.5684 | #N/A | 0 | 0% | 1 | 50% | 0% | 0% | 0% | 8.2745 | 0 | 0 | 0 | 8.2745 | #N/A
2007-04-14 05:00 | 4 | 14 | 5 | 104.1668 | 2477 | 64.94 | 35.96 | 1009 | 64.94 | 0 | 0 | Cooling | 0 | #N/A | #N/A | #N/A | #N/A | 0 | 0 | 0 | 0 | 0 | 0 | #N/A | #N/A | 88 | 79.94 | 0.9318 | 0.5684 | #N/A | 0 | 0% | 1 | 50% | 0% | 0% | 0% | 8.2745 | 0 | 0 | 0 | 8.2745 | #N/A
2007-04-14 06:00 | 4 | 14 | 6 | 104.2085 | 2478 | 62.96 | 39.02 | 1009 | 62.96 | 0 | 0 | Cooling | 0 | #N/A | #N/A | #N/A | #N/A | 0 | 0 | 0 | 0 | 0 | 0 | #N/A | #N/A | 88 | 77.96 | 0.91029 | 0.55528 | #N/A | 0 | 0% | 1 | 50% | 0% | 0% | 0% | 8.2745 | 0 | 0 | 0 | 8.2745 | #N/A
2007-04-14 07:00 | 4 | 14 | 7 | 104.2501 | 2479 | 64.94 | 39.02 | 1010 | 64.94 | 0 | 0 | Cooling | 0 | #N/A | #N/A | #N/A | #N/A | 0 | 0 | 0 | 0 | 0 | 0 | #N/A | #N/A | 88 | 79.94 | 0.9318 | 0.5684 | #N/A | 0 | 0% | 1 | 50% | 0% | 0% | 0% | 8.2745 | 0 | 0 | 0 | 8.2745 | #N/A
2007-04-14 08:00 | 4 | 14 | 8 | 104.2918 | 2480 | 64.94 | 44.96 | 1010 | 64.94 | 0 | 0 | Cooling | 0 | #N/A | #N/A | #N/A | #N/A | 0 | 0 | 0 | 0 | 0 | 0 | #N/A | #N/A | 88 | 79.94 | 0.9318 | 0.5684 | #N/A | 0 | 0% | 1 | 50% | 0% | 0% | 0% | 8.2745 | 0 | 0 | 0 | 8.2745 | #N/A
2007-04-14 09:00 | 4 | 14 | 9 | 104.3335 | 2481 | 69.98 | 46.94 | 1010 | 69.98 | 0 | 0 | Cooling | 0 | #N/A | #N/A | #N/A | #N/A | 0 | 0 | 0 | 0 | 0 | 0 | #N/A | #N/A | 88 | 84.98 | 0.98841 | 0.60293 | #N/A | 0 | 0% | 1 | 50% | 0% | 0% | 0% | 8.2745 | 0 | 0 | 0 | 8.2745 | #N/A
2007-04-14 10:00 | 4 | 14 | 10 | 104.3751 | 2482 | 71.96 | 48.02 | 1009 | 71.96 | 0 | 0 | Cooling | 0 | #N/A | #N/A | #N/A | #N/A | 0 | 0 | 0 | 0 | 0 | 0 | #N/A | #N/A | 88 | 86.96 | 1.0114 | 0.61695 | #N/A | 0 | 0% | 1 | 50% | 0% | 0% | 0% | 8.2745 | 0 | 0 | 0 | 8.2745 | #N/A
2007-04-14 11:00 | 4 | 14 | 11 | 104.4168 | 2483 | 71.96 | 53.06 | 1009 | 71.96 | 0 | 0 | Cooling | 0 | #N/A | #N/A | #N/A | #N/A | 0 | 0 | 0 | 0 | 0 | 0 | #N/A | #N/A | 88 | 86.96 | 1.0114 | 0.61695 | #N/A | 0 | 0% | 1 | 50% | 0% | 0% | 0% | 8.2745 | 0 | 0 | 0 | 8.2745 | #N/A
2007-04-14 12:00 | 4 | 14 | 12 | 104.4585 | 2484 | 73.94 | 51.98 | 1008 | 73.94 | 0 | 0 | Cooling | 0 | #N/A | #N/A | #N/A | #N/A | 0 | 0 | 0 | 0 | 0 | 0 | #N/A | #N/A | 88 | 88.94 | 1.0348 | 0.63121 | #N/A | 0 | 0% | 1 | 50% | 0% | 0% | 0% | 8.2745 | 0 | 0 | 0 | 8.2745 | #N/A
2007-04-14 13:00 | 4 | 14 | 13 | 104.5001 | 2485 | 75.92 | 53.06 | 1007 | 75.92 | 0 | 0 | Cooling | 0 | #N/A | #N/A | #N/A | #N/A | 0 | 0 | 0 | 0 | 0 | 0 | #N/A | #N/A | 88 | 90.92 | 1.0586 | 0.64573 | #N/A | 0 | 0% | 1 | 50% | 0% | 0% | 0% | 8.2745 | 0 | 0 | 0 | 8.2745 | #N/A
2007-04-14 14:00 | 4 | 14 | 14 | 104.5418 | 2486 | 75.92 | 51.98 | 1006 | 75.92 | 0 | 0 | Cooling | 0 | #N/A | #N/A | #N/A | #N/A | 0 | 0 | 0 | 0 | 0 | 0 | #N/A | #N/A | 88 | 90.92 | 1.0586 | 0.64573 | #N/A | 0 | 0% | 1 | 50% | 0% | 0% | 0% | 8.2745 | 0 | 0 | 0 | 8.2745 | #N/A
2007-04-14 15:00 | 4 | 14 | 15 | 104.5835 | 2487 | 78.08 | 51.98 | 1005 | 78.08 | 0 | 0 | Cooling | 0 | #N/A | #N/A | #N/A | #N/A | 0 | 0 | 0 | 0 | 0 | 0 | #N/A | #N/A | 88 | 93.08 | 1.085 | 0.66186 | #N/A | 0 | 0% | 1 | 50% | 0% | 0% | 0% | 8.2745 | 0 | 0 | 0 | 8.2745 | #N/A
2007-04-14 16:00 | 4 | 14 | 16 | 104.6251 | 2488 | 77 | 53.06 | 1004 | 77 | 0 | 0 | Cooling | 0 | #N/A | #N/A | #N/A | #N/A | 0 | 0 | 0 | 0 | 0 | 0 | #N/A | #N/A | 88 | 92 | 1.0717 | 0.65376 | #N/A | 0 | 0% | 1 | 50% | 0% | 0% | 0% | 8.2745 | 0 | 0 | 0 | 8.2745 | #N/A
2007-04-14 17:00 | 4 | 14 | 17 | 104.6668 | 2489 | 77 | 53.06 | 1004 | 77 | 0 | 0 | Cooling | 0 | #N/A | #N/A | #N/A | #N/A | 0 | 0 | 0 | 0 | 0 | 0 | #N/A | #N/A | 88 | 92 | 1.0717 | 0.65376 | #N/A | 0 | 0% | 1 | 50% | 0% | 0% | 0% | 8.2745 | 0 | 0 | 0 | 8.2745 | #N/A
2007-04-14 18:00 | 4 | 14 | 18 | 104.7085 | 2490 | 73.94 | 51.98 | 1003 | 73.94 | 0 | 0 | Cooling | 0 | #N/A | #N/A | #N/A | #N/A | 0 | 0 | 0 | 0 | 0 | 0 | #N/A | #N/A | 88 | 88.94 | 1.0348 | 0.63121 | #N/A | 0 | 0% | 1 | 50% | 0% | 0% | 0% | 8.2745 | 0 | 0 | 0 | 8.2745 | #N/A
2007-04-14 19:00 | 4 | 14 | 19 | 104.7501 | 2491 | 71.96 | 48.02 | 1003 | 71.96 | 0 | 0 | Cooling | 0 | #N/A | #N/A | #N/A | #N/A | 0 | 0 | 0 | 0 | 0 | 0 | #N/A | #N/A | 88 | 86.96 | 1.0114 | 0.61695 | #N/A | 0 | 0% | 1 | 50% | 0% | 0% | 0% | 8.2745 | 0 | 0 | 0 | 8.2745 | #N/A
2007-04-14 20:00 | 4 | 14 | 20 | 104.7918 | 2492 | 71.96 | 50 | 1003 | 71.96 | 0 | 0 | Cooling | 0 | #N/A | #N/A | #N/A | #N/A | 0 | 0 | 0 | 0 | 0 | 0 | #N/A | #N/A | 88 | 86.96 | 1.0114 | 0.61695 | #N/A | 0 | 0% | 1 | 50% | 0% | 0% | 0% | 8.2745 | 0 | 0 | 0 | 8.2745 | #N/A
2007-04-14 21:00 | 4 | 14 | 21 | 104.8335 | 2493 | 68 | 51.08 | 1003 | 68 | 0 | 0 | Cooling | 0 | #N/A | #N/A | #N/A | #N/A | 0 | 0 | 0 | 0 | 0 | 0 | #N/A | #N/A | 88 | 83 | 0.96585 | 0.58917 | #N/A | 0 | 0% | 1 | 50% | 0% | 0% | 0% | 8.2745 | 0 | 0 | 0 | 8.2745 | #N/A
2007-04-14 22:00 | 4 | 14 | 22 | 104.8751 | 2494 | 66.92 | 51.08 | 1003 | 66.92 | 0 | 0 | Cooling | 0 | #N/A | #N/A | #N/A | #N/A | 0 | 0 | 0 | 0 | 0 | 0 | #N/A | #N/A | 88 | 81.92 | 0.95372 | 0.58177 | #N/A | 0 | 0% | 1 | 50% | 0% | 0% | 0% | 8.2745 | 0 | 0 | 0 | 8.2745 | #N/A
2007-04-14 23:00 | 4 | 14 | 23 | 104.9168 | 2495 | 66.92 | 51.08 | 1004 | 66.92 | 0 | 0 | Cooling | 0 | #N/A | #N/A | #N/A | #N/A | 0 | 0 | 0 | 0 | 0 | 0 | #N/A | #N/A | 88 | 81.92 | 0.95372 | 0.58177 | #N/A | 0 | 0% | 1 | 50% | 0% | 0% | 0% | 8.2745 | 0 | 0 | 0 | 8.2745 | #N/A
2007-04-15 | 4 | 15 | 0 | 104.9585 | 2496 | 66.02 | 51.08 | 1003 | 66.02 | 0 | 0 | Cooling | 0 | #N/A | #N/A | #N/A | #N/A | 0 | 0 | 0 | 0 | 0 | 0 | #N/A | #N/A | 88 | 81.02 | 0.9437 | 0.57566 | #N/A | 0 | 0% | 1 | 50% | 0% | 0% | 0% | 8.2745 | 0 | 0 | 0 | 8.2745 | #N/A
2007-04-15 01:00 | 4 | 15 | 1 | 105.0001 | 2497 | 64.94 | 51.08 | 1003 | 64.94 | 0 | 0 | Cooling | 0 | #N/A | #N/A | #N/A | #N/A | 0 | 0 | 0 | 0 | 0 | 0 | #N/A | #N/A | 88 | 79.94 | 0.9318 | 0.5684 | #N/A | 0 | 0% | 1 | 50% | 0% | 0% | 0% | 8.2745 | 0 | 0 | 0 | 8.2745 | #N/A
2007-04-15 02:00 | 4 | 15 | 2 | 105.0418 | 2498 | 64.94 | 51.08 | 1002 | 64.94 | 0 | 0 | Cooling | 0 | #N/A | #N/A | #N/A | #N/A | 0 | 0 | 0 | 0 | 0 | 0 | #N/A | #N/A | 88 | 79.94 | 0.9318 | 0.5684 | #N/A | 0 | 0% | 1 | 50% | 0% | 0% | 0% | 8.2745 | 0 | 0 | 0 | 8.2745 | #N/A
2007-04-15 03:00 | 4 | 15 | 3 | 105.0835 | 2499 | 64.04 | 51.08 | 1002 | 64.04 | 0 | 0 | Cooling | 0 | #N/A | #N/A | #N/A | #N/A | 0 | 0 | 0 | 0 | 0 | 0 | #N/A | #N/A | 88 | 79.04 | 0.92197 | 0.5624 | #N/A | 0 | 0% | 1 | 50% | 0% | 0% | 0% | 8.2745 | 0 | 0 | 0 | 8.2745 | #N/A
2007-04-15 04:00 | 4 | 15 | 4 | 105.1251 | 2500 | 64.04 | 51.08 | 1001 | 64.04 | 0 | 0 | Cooling | 0 | #N/A | #N/A | #N/A | #N/A | 0 | 0 | 0 | 0 | 0 | 0 | #N/A | #N/A | 88 | 79.04 | 0.92197 | 0.5624 | #N/A | 0 | 0% | 1 | 50% | 0% | 0% | 0% | 8.2745 | 0 | 0 | 0 | 8.2745 | #N/A
2007-04-15 05:00 | 4 | 15 | 5 | 105.1668 | 2501 | 64.04 | 51.98 | 1002 | 64.04 | 0 | 0 | Cooling | 0 | #N/A | #N/A | #N/A | #N/A | 0 | 0 | 0 | 0 | 0 | 0 | #N/A | #N/A | 88 | 79.04 | 0.92197 | 0.5624 | #N/A | 0 | 0% | 1 | 50% | 0% | 0% | 0% | 8.2745 | 0 | 0 | 0 | 8.2745 | #N/A
2007-04-15 06:00 | 4 | 15 | 6 | 105.2085 | 2502 | 64.04 | 51.98 | 1002 | 64.04 | 0 | 11.8546 | Cooling | 1.9758 | #N/A | #N/A | #N/A | #N/A | 0 | 0 | 0 | 0 | 0 | 11.8546 | #N/A | #N/A | 88 | 79.04 | 0.92197 | 0.5624 | #N/A | 0.03665 | 0.006586% | 1 | 50% | 0% | 0% | 0% | 8.2745 | 0 | 0 | 0 | 8.2745 | #N/A
2007-04-15 07:00 | 4 | 15 | 7 | 105.2501 | 2503 | 64.04 | 51.98 | 1002 | 64.04 | 1.8311 | 0 | Heating | 0.24414 | #N/A | #N/A | #N/A | #N/A | 1.8311 | #N/A | #N/A | 6.1832 | #N/A | 0 | 0 | 0 | 0 | 0 | 0 | 0 | 0 | 0 | 0.0008138% | 1 | 50% | 0% | 0% | 0% | 8.2745 | 0 | 0 | 0 | 8.2745 | #N/A
2007-04-15 08:00 | 4 | 15 | 8 | 105.2918 | 2504 | 62.96 | 51.98 | 1002 | 62.96 | 0 | 135.7383 | Cooling | 22.623 | #N/A | #N/A | #N/A | #N/A | 0 | 0 | 0 | 0 | 0 | 135.7383 | #N/A | #N/A | 88 | 77.96 | 0.91029 | 0.55528 | #N/A | 0.41965 | 0.07541% | 1 | 50% | 0% | 0% | 0% | 8.2745 | 0 | 0 | 0 | 8.2745 | #N/A
2007-04-15 09:00 | 4 | 15 | 9 | 105.3335 | 2505 | 62.96 | 51.98 | 1002 | 62.96 | 0 | 180.6605 | Cooling | 30.1101 | #N/A | #N/A | #N/A | #N/A | 0 | 0 | 0 | 0 | 0 | 180.6605 | #N/A | #N/A | 88 | 77.96 | 0.91029 | 0.55528 | #N/A | 0.55853 | 0.1004% | 1 | 50% | 0% | 0% | 0% | 8.2745 | 0 | 0 | 0 | 8.2745 | #N/A
2007-04-15 10:00 | 4 | 15 | 10 | 105.3751 | 2506 | 64.94 | 53.06 | 1001 | 64.94 | 0 | 278.6639 | Cooling | 46.444 | #N/A | #N/A | #N/A | #N/A | 0 | 0 | 0 | 0 | 0 | 278.6639 | #N/A | #N/A | 88 | 79.94 | 0.9318 | 0.5684 | #N/A | 0.86152 | 0.1548% | 1 | 50% | 0% | 0% | 0% | 8.2745 | 0 | 0 | 0 | 8.2745 | #N/A
2007-04-15 11:00 | 4 | 15 | 11 | 105.4168 | 2507 | 64.94 | 53.96 | 1000 | 64.94 | 0 | 622.6741 | Cooling | 103.779 | #N/A | #N/A | #N/A | #N/A | 0 | 0 | 0 | 0 | 0 | 622.6741 | #N/A | #N/A | 88 | 79.94 | 0.9318 | 0.5684 | #N/A | 1.9251 | 0.3459% | 1 | 50% | 0% | 0% | 0% | 8.2745 | 0 | 0 | 0 | 8.2745 | #N/A
2007-04-15 12:00 | 4 | 15 | 12 | 105.4585 | 2508 | 64.04 | 53.06 | 999 | 64.04 | 0 | 618.3411 | Cooling | 103.0568 | #N/A | #N/A | #N/A | #N/A | 0 | 0 | 0 | 0 | 0 | 618.3411 | #N/A | #N/A | 88 | 79.04 | 0.92197 | 0.5624 | #N/A | 1.9117 | 0.3435% | 1 | 50% | 0% | 0% | 0% | 8.2745 | 0 | 0 | 0 | 8.2745 | #N/A
2007-04-15 13:00 | 4 | 15 | 13 | 105.5001 | 2509 | 62.96 | 53.06 | 999 | 62.96 | 0 | 916.6833 | Cooling | 152.7805 | #N/A | #N/A | #N/A | #N/A | 0 | 0 | 0 | 0 | 0 | 916.6833 | #N/A | #N/A | 88 | 77.96 | 0.91029 | 0.55528 | #N/A | 2.834 | 0.5093% | 1 | 50% | 0% | 0% | 0% | 8.2745 | 0 | 0 | 0 | 8.2745 | #N/A
2007-04-15 14:00 | 4 | 15 | 14 | 105.5418 | 2510 | 57.02 | 51.98 | 998 | 57.02 | 0 | 1003.0212 | Cooling | 167.1702 | #N/A | #N/A | #N/A | #N/A | 0 | 0 | 0 | 0 | 0 | 1003.0212 | #N/A | #N/A | 88 | 72.02 | 0.84825 | 0.51743 | #N/A | 3.101 | 0.5572% | 1 | 50% | 0% | 0% | 0% | 8.2745 | 0 | 0 | 0 | 8.2745 | #N/A
2007-04-15 15:00 | 4 | 15 | 15 | 105.5835 | 2511 | 42.98 | 51.98 | 996 | 42.98 | 0 | 1041.4055 | Cooling | 173.5676 | #N/A | #N/A | #N/A | #N/A | 0 | 0 | 0 | 0 | 0 | 1041.4055 | #N/A | #N/A | 88 | 57.98 | 0.71643 | 0.43702 | #N/A | 3.2196 | 0.5786% | 1 | 50% | 0% | 0% | 0% | 8.2745 | 0 | 0 | 0 | 8.2745 | #N/A
2007-04-15 16:00 | 4 | 15 | 16 | 105.6251 | 2512 | 41 | 51.98 | 996 | 41 | 0 | 1170.7752 | Cooling | 195.1292 | #N/A | #N/A | #N/A | #N/A | 0 | 0 | 0 | 0 | 0 | 1170.7752 | #N/A | #N/A | 88 | 56 | 0.69951 | 0.4267 | #N/A | 3.6196 | 0.6504% | 1 | 50% | 0% | 0% | 0% | 8.2745 | 0 | 0 | 0 | 8.2745 | #N/A
2007-04-15 17:00 | 4 | 15 | 17 | 105.6668 | 2513 | 41 | 51.98 | 996 | 41 | 0 | 981.2217 | Cooling | 163.537 | #N/A | #N/A | #N/A | #N/A | 0 | 0 | 0 | 0 | 0 | 981.2217 | #N/A | #N/A | 88 | 56 | 0.69951 | 0.4267 | #N/A | 3.0336 | 0.5451% | 1 | 50% | 0% | 0% | 0% | 8.2745 | 0 | 0 | 0 | 8.2745 | #N/A
2007-04-15 18:00 | 4 | 15 | 18 | 105.7085 | 2514 | 35.96 | 51.98 | 996 | 35.96 | 0 | 614.7748 | Cooling | 102.4625 | #N/A | #N/A | #N/A | #N/A | 0 | 0 | 0 | 0 | 0 | 614.7748 | #N/A | #N/A | 88 | 50.96 | 0.65832 | 0.40158 | #N/A | 1.9007 | 0.3415% | 1 | 50% | 0% | 0% | 0% | 8.2745 | 0 | 0 | 0 | 8.2745 | #N/A
2007-04-15 19:00 | 4 | 15 | 19 | 105.7501 | 2515 | 33.98 | 53.06 | 996 | 33.98 | 0 | 413.4751 | Cooling | 68.9125 | #N/A | #N/A | #N/A | #N/A | 0 | 0 | 0 | 0 | 0 | 413.4751 | #N/A | #N/A | 88 | 48.98 | 0.64288 | 0.39215 | #N/A | 1.2783 | 0.2297% | 1 | 50% | 0% | 0% | 0% | 8.2745 | 0 | 0 | 0 | 8.2745 | #N/A
2007-04-15 20:00 | 4 | 15 | 20 | 105.7918 | 2516 | 33.08 | 53.06 | 996 | 33.08 | 0 | 253.9262 | Cooling | 42.321 | #N/A | #N/A | #N/A | #N/A | 0 | 0 | 0 | 0 | 0 | 253.9262 | #N/A | #N/A | 88 | 48.08 | 0.63599 | 0.38795 | #N/A | 0.78504 | 0.1411% | 1 | 50% | 0% | 0% | 0% | 8.2745 | 0 | 0 | 0 | 8.2745 | #N/A
2007-04-15 21:00 | 4 | 15 | 21 | 105.8335 | 2517 | 32 | 51.98 | 996 | 32 | 0 | 147.0158 | Cooling | 24.5026 | #N/A | #N/A | #N/A | #N/A | 0 | 0 | 0 | 0 | 0 | 147.0158 | #N/A | #N/A | 88 | 47 | 0.62784 | 0.38298 | #N/A | 0.45452 | 0.08168% | 1 | 50% | 0% | 0% | 0% | 8.2745 | 0 | 0 | 0 | 8.2745 | #N/A
2007-04-15 22:00 | 4 | 15 | 22 | 105.8751 | 2518 | 30.02 | 53.06 | 996 | 30.02 | 0 | 0 | Cooling | 0 | #N/A | #N/A | #N/A | #N/A | 0 | 0 | 0 | 0 | 0 | 0 | #N/A | #N/A | 88 | 45.02 | 0.61322 | 0.37407 | #N/A | 0 | 0% | 1 | 50% | 0% | 0% | 0% | 8.2745 | 0 | 0 | 0 | 8.2745 | #N/A
2007-04-15 23:00 | 4 | 15 | 23 | 105.9168 | 2519 | 28.94 | 53.06 | 995 | 28.94 | 0 | 0 | Cooling | 0 | #N/A | #N/A | #N/A | #N/A | 0 | 0 | 0 | 0 | 0 | 0 | #N/A | #N/A | 88 | 43.94 | 0.60542 | 0.36931 | #N/A | 0 | 0% | 1 | 50% | 0% | 0% | 0% | 8.2745 | 0 | 0 | 0 | 8.2745 | #N/A
2007-04-16 | 4 | 16 | 0 | 105.9585 | 2520 | 30.02 | 51.98 | 995 | 30.02 | 0 | 0 | Cooling | 0 | #N/A | #N/A | #N/A | #N/A | 0 | 0 | 0 | 0 | 0 | 0 | #N/A | #N/A | 88 | 45.02 | 0.61322 | 0.37407 | #N/A | 0 | 0% | 1 | 50% | 0% | 0% | 0% | 8.2745 | 0 | 0 | 0 | 8.2745 | #N/A
2007-04-16 01:00 | 4 | 16 | 1 | 106.0001 | 2521 | 30.02 | 51.98 | 995 | 30.02 | 0 | 0 | Cooling | 0 | #N/A | #N/A | #N/A | #N/A | 0 | 0 | 0 | 0 | 0 | 0 | #N/A | #N/A | 88 | 45.02 | 0.61322 | 0.37407 | #N/A | 0 | 0% | 1 | 50% | 0% | 0% | 0% | 8.2745 | 0 | 0 | 0 | 8.2745 | #N/A
2007-04-16 02:00 | 4 | 16 | 2 | 106.0418 | 2522 | 30.02 | 50 | 995 | 30.02 | 0 | 0 | Cooling | 0 | #N/A | #N/A | #N/A | #N/A | 0 | 0 | 0 | 0 | 0 | 0 | #N/A | #N/A | 88 | 45.02 | 0.61322 | 0.37407 | #N/A | 0 | 0% | 1 | 50% | 0% | 0% | 0% | 8.2745 | 0 | 0 | 0 | 8.2745 | #N/A
2007-04-16 03:00 | 4 | 16 | 3 | 106.0835 | 2523 | 28.94 | 48.92 | 994 | 28.94 | 0 | 0 | Cooling | 0 | #N/A | #N/A | #N/A | #N/A | 0 | 0 | 0 | 0 | 0 | 0 | #N/A | #N/A | 88 | 43.94 | 0.60542 | 0.36931 | #N/A | 0 | 0% | 1 | 50% | 0% | 0% | 0% | 8.2745 | 0 | 0 | 0 | 8.2745 | #N/A
2007-04-16 04:00 | 4 | 16 | 4 | 106.1251 | 2524 | 28.94 | 48.02 | 993 | 28.94 | 0 | 0 | Cooling | 0 | #N/A | #N/A | #N/A | #N/A | 0 | 0 | 0 | 0 | 0 | 0 | #N/A | #N/A | 88 | 43.94 | 0.60542 | 0.36931 | #N/A | 0 | 0% | 1 | 50% | 0% | 0% | 0% | 8.2745 | 0 | 0 | 0 | 8.2745 | #N/A
2007-04-16 05:00 | 4 | 16 | 5 | 106.1668 | 2525 | 28.94 | 46.04 | 993 | 28.94 | 0 | 0 | Cooling | 0 | #N/A | #N/A | #N/A | #N/A | 0 | 0 | 0 | 0 | 0 | 0 | #N/A | #N/A | 88 | 43.94 | 0.60542 | 0.36931 | #N/A | 0 | 0% | 1 | 50% | 0% | 0% | 0% | 8.2745 | 0 | 0 | 0 | 8.2745 | #N/A
2007-04-16 06:00 | 4 | 16 | 6 | 106.2085 | 2526 | 26.96 | 46.04 | 993 | 26.96 | 11.639 | 0 | Heating | 1.5519 | #N/A | #N/A | #N/A | #N/A | 11.639 | #N/A | #N/A | 3.1163 | #N/A | 0 | 0 | 0 | 0 | 0 | 0 | 0 | 0 | 0 | 0.005173% | 1 | 50% | 0% | 0% | 0% | 8.2745 | 0 | 0 | 0 | 8.2745 | #N/A
2007-04-16 07:00 | 4 | 16 | 7 | 106.2501 | 2527 | 26.96 | 50 | 993 | 26.96 | 0 | 1.5481 | Cooling | 0.25801 | #N/A | #N/A | #N/A | #N/A | 0 | 0 | 0 | 0 | 0 | 1.5481 | #N/A | #N/A | 88 | 41.96 | 0.59144 | 0.36078 | #N/A | 0.0047861 | 0.00086% | 1 | 50% | 0% | 0% | 0% | 8.2745 | 0 | 0 | 0 | 8.2745 | #N/A
2007-04-16 08:00 | 4 | 16 | 8 | 106.2918 | 2528 | 26.96 | 53.96 | 993 | 26.96 | 0 | 284.5221 | Cooling | 47.4204 | #N/A | #N/A | #N/A | #N/A | 0 | 0 | 0 | 0 | 0 | 284.5221 | #N/A | #N/A | 88 | 41.96 | 0.59144 | 0.36078 | #N/A | 0.87964 | 0.1581% | 1 | 50% | 0% | 0% | 0% | 8.2745 | 0 | 0 | 0 | 8.2745 | #N/A
2007-04-16 09:00 | 4 | 16 | 9 | 106.3335 | 2529 | 30.02 | 53.96 | 993 | 30.02 | 0 | 827.6197 | Cooling | 137.9366 | #N/A | #N/A | #N/A | #N/A | 0 | 0 | 0 | 0 | 0 | 827.6197 | #N/A | #N/A | 88 | 45.02 | 0.61322 | 0.37407 | #N/A | 2.5587 | 0.4598% | 1 | 50% | 0% | 0% | 0% | 8.2745 | 0 | 0 | 0 | 8.2745 | #N/A
2007-04-16 10:00 | 4 | 16 | 10 | 106.3751 | 2530 | 30.92 | 53.96 | 992 | 30.92 | 0 | 1046.682 | Cooling | 174.447 | #N/A | #N/A | #N/A | #N/A | 0 | 0 | 0 | 0 | 0 | 1046.682 | #N/A | #N/A | 88 | 45.92 | 0.61982 | 0.37809 | #N/A | 3.2359 | 0.5815% | 1 | 50% | 0% | 0% | 0% | 8.2745 | 0 | 0 | 0 | 8.2745 | #N/A
2007-04-16 11:00 | 4 | 16 | 11 | 106.4168 | 2531 | 30.92 | 55.04 | 991 | 30.92 | 0 | 1448.2057 | Cooling | 241.3676 | #N/A | #N/A | #N/A | #N/A | 0 | 0 | 0 | 0 | 0 | 1448.2057 | #N/A | #N/A | 88 | 45.92 | 0.61982 | 0.37809 | #N/A | 4.4773 | 0.8046% | 1 | 50% | 0% | 0% | 0% | 8.2745 | 0 | 0 | 0 | 8.2745 | #N/A
2007-04-16 12:00 | 4 | 16 | 12 | 106.4585 | 2532 | 33.98 | 55.94 | 991 | 33.98 | 0 | 1511.2648 | Cooling | 251.8775 | #N/A | #N/A | #N/A | #N/A | 0 | 0 | 0 | 0 | 0 | 1511.2648 | #N/A | #N/A | 88 | 48.98 | 0.64288 | 0.39215 | #N/A | 4.6723 | 0.8396% | 1 | 50% | 0% | 0% | 0% | 8.2745 | 0 | 0 | 0 | 8.2745 | #N/A
2007-04-16 13:00 | 4 | 16 | 13 | 106.5001 | 2533 | 37.04 | 55.94 | 990 | 37.04 | 0 | 1929.6388 | Cooling | 321.6065 | #N/A | #N/A | #N/A | #N/A | 0 | 0 | 0 | 0 | 0 | 1929.6388 | #N/A | #N/A | 88 | 52.04 | 0.66692 | 0.40682 | #N/A | 5.9657 | 1.072% | 1 | 50% | 0% | 0% | 0% | 8.2745 | 0 | 0 | 0 | 8.2745 | #N/A
2007-04-16 14:00 | 4 | 16 | 14 | 106.5418 | 2534 | 37.04 | 51.98 | 990 | 37.04 | 0 | 1605.3543 | Cooling | 267.559 | #N/A | #N/A | #N/A | #N/A | 0 | 0 | 0 | 0 | 0 | 1605.3543 | #N/A | #N/A | 88 | 52.04 | 0.66692 | 0.40682 | #N/A | 4.9632 | 0.8919% | 1 | 50% | 0% | 0% | 0% | 8.2745 | 0 | 0 | 0 | 8.2745 | #N/A
2007-04-16 15:00 | 4 | 16 | 15 | 106.5835 | 2535 | 41 | 51.98 | 991 | 41 | 0 | 1163.245 | Cooling | 193.8742 | #N/A | #N/A | #N/A | #N/A | 0 | 0 | 0 | 0 | 0 | 1163.245 | #N/A | #N/A | 88 | 56 | 0.69951 | 0.4267 | #N/A | 3.5963 | 0.6462% | 1 | 50% | 0% | 0% | 0% | 8.2745 | 0 | 0 | 0 | 8.2745 | #N/A
2007-04-16 16:00 | 4 | 16 | 16 | 106.6251 | 2536 | 41 | 46.04 | 992 | 41 | 0 | 654.1537 | Cooling | 109.0256 | #N/A | #N/A | #N/A | #N/A | 0 | 0 | 0 | 0 | 0 | 654.1537 | #N/A | #N/A | 88 | 56 | 0.69951 | 0.4267 | #N/A | 2.0224 | 0.3634% | 1 | 50% | 0% | 0% | 0% | 8.2745 | 0 | 0 | 0 | 8.2745 | #N/A
2007-04-16 17:00 | 4 | 16 | 17 | 106.6668 | 2537 | 41 | 33.98 | 993 | 41 | 0 | 370.5844 | Cooling | 61.7641 | #N/A | #N/A | #N/A | #N/A | 0 | 0 | 0 | 0 | 0 | 370.5844 | #N/A | #N/A | 88 | 56 | 0.69951 | 0.4267 | #N/A | 1.1457 | 0.2059% | 1 | 50% | 0% | 0% | 0% | 8.2745 | 0 | 0 | 0 | 8.2745 | #N/A
2007-04-16 18:00 | 4 | 16 | 18 | 106.7085 | 2538 | 39.02 | 28.94 | 994 | 39.02 | 0 | 102.1309 | Cooling | 17.0218 | #N/A | #N/A | #N/A | #N/A | 0 | 0 | 0 | 0 | 0 | 102.1309 | #N/A | #N/A | 88 | 54.02 | 0.68301 | 0.41664 | #N/A | 0.31575 | 0.05674% | 1 | 50% | 0% | 0% | 0% | 8.2745 | 0 | 0 | 0 | 8.2745 | #N/A
2007-04-16 19:00 | 4 | 16 | 19 | 106.7501 | 2539 | 35.96 | 35.06 | 996 | 35.96 | 0 | 0.077581 | Cooling | 0.01293 | #N/A | #N/A | #N/A | #N/A | 0 | 0 | 0 | 0 | 0 | 0.077581 | #N/A | #N/A | 88 | 50.96 | 0.65832 | 0.40158 | #N/A | 0.00023985 | 4.31e-05% | 1 | 50% | 0% | 0% | 0% | 8.2745 | 0 | 0 | 0 | 8.2745 | #N/A
2007-04-16 20:00 | 4 | 16 | 20 | 106.7918 | 2540 | 35.96 | 33.98 | 999 | 35.96 | 0 | 0.10504 | Cooling | 0.017506 | #N/A | #N/A | #N/A | #N/A | 0 | 0 | 0 | 0 | 0 | 0.10504 | #N/A | #N/A | 88 | 50.96 | 0.65832 | 0.40158 | #N/A | 0.00032473 | 5.835e-05% | 1 | 50% | 0% | 0% | 0% | 8.2745 | 0 | 0 | 0 | 8.2745 | #N/A
2007-04-16 21:00 | 4 | 16 | 21 | 106.8335 | 2541 | 33.08 | 26.06 | 1000 | 33.08 | 0 | 0.38318 | Cooling | 0.063863 | #N/A | #N/A | #N/A | #N/A | 0 | 0 | 0 | 0 | 0 | 0.38318 | #N/A | #N/A | 88 | 48.08 | 0.63599 | 0.38795 | #N/A | 0.0011846 | 0.0002129% | 1 | 50% | 0% | 0% | 0% | 8.2745 | 0 | 0 | 0 | 8.2745 | #N/A
2007-04-16 22:00 | 4 | 16 | 22 | 106.8751 | 2542 | 30.92 | 21.02 | 1002 | 30.92 | 0 | 0.032458 | Cooling | 0.0054097 | #N/A | #N/A | #N/A | #N/A | 0 | 0 | 0 | 0 | 0 | 0.032458 | #N/A | #N/A | 88 | 45.92 | 0.61982 | 0.37809 | #N/A | 0.00010035 | 1.803e-05% | 1 | 50% | 0% | 0% | 0% | 8.2745 | 0 | 0 | 0 | 8.2745 | #N/A
2007-04-16 23:00 | 4 | 16 | 23 | 106.9168 | 2543 | 30.92 | 17.96 | 1003 | 30.92 | 0 | 0.10013 | Cooling | 0.016688 | #N/A | #N/A | #N/A | #N/A | 0 | 0 | 0 | 0 | 0 | 0.10013 | #N/A | #N/A | 88 | 45.92 | 0.61982 | 0.37809 | #N/A | 0.00030956 | 5.563e-05% | 1 | 50% | 0% | 0% | 0% | 8.2745 | 0 | 0 | 0 | 8.2745 | #N/A
2007-04-17 | 4 | 17 | 0 | 106.9585 | 2544 | 30.02 | 17.96 | 1004 | 30.02 | 0 | 0.12241 | Cooling | 0.020402 | #N/A | #N/A | #N/A | #N/A | 0 | 0 | 0 | 0 | 0 | 0.12241 | #N/A | #N/A | 88 | 45.02 | 0.61322 | 0.37407 | #N/A | 0.00037846 | 6.801e-05% | 1 | 50% | 0% | 0% | 0% | 8.2745 | 0 | 0 | 0 | 8.2745 | #N/A
2007-04-17 01:00 | 4 | 17 | 1 | 107.0001 | 2545 | 28.94 | 19.94 | 1005 | 28.94 | 0 | 0.11061 | Cooling | 0.018435 | #N/A | #N/A | #N/A | #N/A | 0 | 0 | 0 | 0 | 0 | 0.11061 | #N/A | #N/A | 88 | 43.94 | 0.60542 | 0.36931 | #N/A | 0.00034197 | 6.145e-05% | 1 | 50% | 0% | 0% | 0% | 8.2745 | 0 | 0 | 0 | 8.2745 | #N/A
2007-04-17 02:00 | 4 | 17 | 2 | 107.0418 | 2546 | 28.94 | 15.08 | 1006 | 28.94 | 0 | 0.11798 | Cooling | 0.019663 | #N/A | #N/A | #N/A | #N/A | 0 | 0 | 0 | 0 | 0 | 0.11798 | #N/A | #N/A | 88 | 43.94 | 0.60542 | 0.36931 | #N/A | 0.00036474 | 6.554e-05% | 1 | 50% | 0% | 0% | 0% | 8.2745 | 0 | 0 | 0 | 8.2745 | #N/A
2007-04-17 03:00 | 4 | 17 | 3 | 107.0835 | 2547 | 28.04 | 15.08 | 1008 | 28.04 | 0 | 0.11612 | Cooling | 0.019353 | #N/A | #N/A | #N/A | #N/A | 0 | 0 | 0 | 0 | 0 | 0.11612 | #N/A | #N/A | 88 | 43.04 | 0.59902 | 0.3654 | #N/A | 0.00035899 | 6.451e-05% | 1 | 50% | 0% | 0% | 0% | 8.2745 | 0 | 0 | 0 | 8.2745 | #N/A
2007-04-17 04:00 | 4 | 17 | 4 | 107.1251 | 2548 | 26.96 | 15.08 | 1009 | 26.96 | 0 | 0.10236 | Cooling | 0.017061 | #N/A | #N/A | #N/A | #N/A | 0 | 0 | 0 | 0 | 0 | 0.10236 | #N/A | #N/A | 88 | 41.96 | 0.59144 | 0.36078 | #N/A | 0.00031647 | 5.687e-05% | 1 | 50% | 0% | 0% | 0% | 8.2745 | 0 | 0 | 0 | 8.2745 | #N/A
2007-04-17 05:00 | 4 | 17 | 5 | 107.1668 | 2549 | 26.96 | 15.08 | 1010 | 26.96 | 0 | 0.16772 | Cooling | 0.027954 | #N/A | #N/A | #N/A | #N/A | 0 | 0 | 0 | 0 | 0 | 0.16772 | #N/A | #N/A | 88 | 41.96 | 0.59144 | 0.36078 | #N/A | 0.00051853 | 9.318e-05% | 1 | 50% | 0% | 0% | 0% | 8.2745 | 0 | 0 | 0 | 8.2745 | #N/A
2007-04-17 06:00 | 4 | 17 | 6 | 107.2085 | 2550 | 26.06 | 12.02 | 1010 | 26.06 | 279.991 | 0 | Heating | 37.3321 | #N/A | #N/A | #N/A | #N/A | 279.991 | #N/A | #N/A | 3.0859 | #N/A | 0 | 0 | 0 | 0 | 0 | 0 | 0 | 0 | 0 | 0.1244% | 1 | 50% | 0% | 0% | 0% | 8.2745 | 0 | 0 | 0 | 8.2745 | #N/A
2007-04-17 07:00 | 4 | 17 | 7 | 107.2501 | 2551 | 30.02 | 12.02 | 1011 | 30.02 | 99.5752 | 0 | Heating | 13.2767 | #N/A | #N/A | #N/A | #N/A | 99.5752 | #N/A | #N/A | 3.2302 | #N/A | 0 | 0 | 0 | 0 | 0 | 0 | 0 | 0 | 0 | 0.04426% | 1 | 50% | 0% | 0% | 0% | 8.2745 | 0 | 0 | 0 | 8.2745 | #N/A
2007-04-17 08:00 | 4 | 17 | 8 | 107.2918 | 2552 | 30.02 | 10.94 | 1012 | 30.02 | 4.566 | 0 | Heating | 0.6088 | #N/A | #N/A | #N/A | #N/A | 4.566 | #N/A | #N/A | 3.2302 | #N/A | 0 | 0 | 0 | 0 | 0 | 0 | 0 | 0 | 0 | 0.002029% | 1 | 50% | 0% | 0% | 0% | 8.2745 | 0 | 0 | 0 | 8.2745 | #N/A
2007-04-17 09:00 | 4 | 17 | 9 | 107.3335 | 2553 | 37.04 | 10.94 | 1012 | 37.04 | 1.5053 | 0 | Heating | 0.2007 | #N/A | #N/A | #N/A | #N/A | 1.5053 | #N/A | #N/A | 3.5637 | #N/A | 0 | 0 | 0 | 0 | 0 | 0 | 0 | 0 | 0 | 0.000669% | 1 | 50% | 0% | 0% | 0% | 8.2745 | 0 | 0 | 0 | 8.2745 | #N/A
2007-04-17 10:00 | 4 | 17 | 10 | 107.3751 | 2554 | 39.02 | 10.04 | 1013 | 39.02 | 0.28273 | 0 | Heating | 0.037697 | #N/A | #N/A | #N/A | #N/A | 0.28273 | #N/A | #N/A | 3.6785 | #N/A | 0 | 0 | 0 | 0 | 0 | 0 | 0 | 0 | 0 | 0.0001257% | 1 | 50% | 0% | 0% | 0% | 8.2745 | 0 | 0 | 0 | 8.2745 | #N/A
2007-04-17 11:00 | 4 | 17 | 11 | 107.4168 | 2555 | 39.02 | 12.92 | 1013 | 39.02 | 0 | 0.12003 | Cooling | 0.020006 | #N/A | #N/A | #N/A | #N/A | 0 | 0 | 0 | 0 | 0 | 0.12003 | #N/A | #N/A | 88 | 54.02 | 0.68301 | 0.41664 | #N/A | 0.0003711 | 6.669e-05% | 1 | 50% | 0% | 0% | 0% | 8.2745 | 0 | 0 | 0 | 8.2745 | #N/A
2007-04-17 12:00 | 4 | 17 | 12 | 107.4585 | 2556 | 44.96 | 15.98 | 1013 | 44.96 | 0 | 0.44343 | Cooling | 0.073904 | #N/A | #N/A | #N/A | #N/A | 0 | 0 | 0 | 0 | 0 | 0.44343 | #N/A | #N/A | 88 | 59.96 | 0.73376 | 0.44759 | #N/A | 0.0013709 | 0.0002463% | 1 | 50% | 0% | 0% | 0% | 8.2745 | 0 | 0 | 0 | 8.2745 | #N/A
2007-04-17 13:00 | 4 | 17 | 13 | 107.5001 | 2557 | 46.94 | 12.92 | 1013 | 46.94 | 0 | 0.14029 | Cooling | 0.023382 | #N/A | #N/A | #N/A | #N/A | 0 | 0 | 0 | 0 | 0 | 0.14029 | #N/A | #N/A | 88 | 61.94 | 0.7515 | 0.45842 | #N/A | 0.00043373 | 7.794e-05% | 1 | 50% | 0% | 0% | 0% | 8.2745 | 0 | 0 | 0 | 8.2745 | #N/A
2007-04-17 14:00 | 4 | 17 | 14 | 107.5418 | 2558 | 46.94 | 15.98 | 1013 | 46.94 | 0 | 0.12049 | Cooling | 0.020082 | #N/A | #N/A | #N/A | #N/A | 0 | 0 | 0 | 0 | 0 | 0.12049 | #N/A | #N/A | 88 | 61.94 | 0.7515 | 0.45842 | #N/A | 0.00037251 | 6.694e-05% | 1 | 50% | 0% | 0% | 0% | 8.2745 | 0 | 0 | 0 | 8.2745 | #N/A
2007-04-17 15:00 | 4 | 17 | 15 | 107.5835 | 2559 | 51.98 | 12.92 | 1012 | 51.98 | 0 | 0.14247 | Cooling | 0.023745 | #N/A | #N/A | #N/A | #N/A | 0 | 0 | 0 | 0 | 0 | 0.14247 | #N/A | #N/A | 88 | 66.98 | 0.79854 | 0.48711 | #N/A | 0.00044046 | 7.915e-05% | 1 | 50% | 0% | 0% | 0% | 8.2745 | 0 | 0 | 0 | 8.2745 | #N/A
2007-04-17 16:00 | 4 | 17 | 16 | 107.6251 | 2560 | 53.06 | 10.94 | 1012 | 53.06 | 0 | 0.21444 | Cooling | 0.03574 | #N/A | #N/A | #N/A | #N/A | 0 | 0 | 0 | 0 | 0 | 0.21444 | #N/A | #N/A | 88 | 68.06 | 0.80896 | 0.49347 | #N/A | 0.00066297 | 0.0001191% | 1 | 50% | 0% | 0% | 0% | 8.2745 | 0 | 0 | 0 | 8.2745 | #N/A
2007-04-17 17:00 | 4 | 17 | 17 | 107.6668 | 2561 | 53.06 | 8.96 | 1011 | 53.06 | 0 | 0.18411 | Cooling | 0.030685 | #N/A | #N/A | #N/A | #N/A | 0 | 0 | 0 | 0 | 0 | 0.18411 | #N/A | #N/A | 88 | 68.06 | 0.80896 | 0.49347 | #N/A | 0.00056919 | 0.0001023% | 1 | 50% | 0% | 0% | 0% | 8.2745 | 0 | 0 | 0 | 8.2745 | #N/A
2007-04-17 18:00 | 4 | 17 | 18 | 107.7085 | 2562 | 50 | 8.06 | 1011 | 50 | 1.0895 | 0 | Heating | 0.14527 | #N/A | #N/A | #N/A | #N/A | 1.0895 | #N/A | #N/A | 4.5134 | #N/A | 0 | 0 | 0 | 0 | 0 | 0 | 0 | 0 | 0 | 0.0004842% | 1 | 50% | 0% | 0% | 0% | 8.2745 | 0 | 0 | 0 | 8.2745 | #N/A
2007-04-17 19:00 | 4 | 17 | 19 | 107.7501 | 2563 | 48.02 | 8.06 | 1011 | 48.02 | 0.47427 | 0 | Heating | 0.063236 | #N/A | #N/A | #N/A | #N/A | 0.47427 | #N/A | #N/A | 4.3357 | #N/A | 0 | 0 | 0 | 0 | 0 | 0 | 0 | 0 | 0 | 0.0002108% | 1 | 50% | 0% | 0% | 0% | 8.2745 | 0 | 0 | 0 | 8.2745 | #N/A
2007-04-17 20:00 | 4 | 17 | 20 | 107.7918 | 2564 | 48.02 | 8.96 | 1011 | 48.02 | 3.8454 | 0 | Heating | 0.51272 | #N/A | #N/A | #N/A | #N/A | 3.8454 | #N/A | #N/A | 4.3357 | #N/A | 0 | 0 | 0 | 0 | 0 | 0 | 0 | 0 | 0 | 0.001709% | 1 | 50% | 0% | 0% | 0% | 8.2745 | 0 | 0 | 0 | 8.2745 | #N/A
2007-04-17 21:00 | 4 | 17 | 21 | 107.8335 | 2565 | 44.06 | 10.94 | 1011 | 44.06 | 9.2643 | 0 | Heating | 1.2352 | #N/A | #N/A | #N/A | #N/A | 9.2643 | #N/A | #N/A | 4.0174 | #N/A | 0 | 0 | 0 | 0 | 0 | 0 | 0 | 0 | 0 | 0.004117% | 1 | 50% | 0% | 0% | 0% | 8.2745 | 0 | 0 | 0 | 8.2745 | #N/A
2007-04-17 22:00 | 4 | 17 | 22 | 107.8751 | 2566 | 42.08 | 12.92 | 1010 | 42.08 | 67.3795 | 0 | Heating | 8.9839 | #N/A | #N/A | #N/A | #N/A | 67.3795 | #N/A | #N/A | 3.8759 | #N/A | 0 | 0 | 0 | 0 | 0 | 0 | 0 | 0 | 0 | 0.02995% | 1 | 50% | 0% | 0% | 0% | 8.2745 | 0 | 0 | 0 | 8.2745 | #N/A
2007-04-17 23:00 | 4 | 17 | 23 | 107.9168 | 2567 | 42.08 | 19.04 | 1010 | 42.08 | 5.6871 | 0 | Heating | 0.75827 | #N/A | #N/A | #N/A | #N/A | 5.6871 | #N/A | #N/A | 3.8759 | #N/A | 0 | 0 | 0 | 0 | 0 | 0 | 0 | 0 | 0 | 0.002528% | 1 | 50% | 0% | 0% | 0% | 8.2745 | 0 | 0 | 0 | 8.2745 | #N/A
2007-04-18 | 4 | 18 | 0 | 107.9585 | 2568 | 37.94 | 17.06 | 1009 | 37.94 | 0 | 0.0031278 | Cooling | 0.0005213 | #N/A | #N/A | #N/A | #N/A | 0 | 0 | 0 | 0 | 0 | 0.0031278 | #N/A | #N/A | 88 | 52.94 | 0.67419 | 0.41125 | #N/A | 9.67e-06 | 1.738e-06% | 1 | 50% | 0% | 0% | 0% | 8.2745 | 0 | 0 | 0 | 8.2745 | #N/A
2007-04-18 01:00 | 4 | 18 | 1 | 108.0001 | 2569 | 35.96 | 15.98 | 1009 | 35.96 | 0 | 0.0016759 | Cooling | 0.00027931 | #N/A | #N/A | #N/A | #N/A | 0 | 0 | 0 | 0 | 0 | 0.0016759 | #N/A | #N/A | 88 | 50.96 | 0.65832 | 0.40158 | #N/A | 5.1812e-06 | 9.31e-07% | 1 | 50% | 0% | 0% | 0% | 8.2745 | 0 | 0 | 0 | 8.2745 | #N/A
2007-04-18 02:00 | 4 | 18 | 2 | 108.0418 | 2570 | 35.96 | 17.96 | 1009 | 35.96 | 0 | 0 | Cooling | 0 | #N/A | #N/A | #N/A | #N/A | 0 | 0 | 0 | 0 | 0 | 0 | #N/A | #N/A | 88 | 50.96 | 0.65832 | 0.40158 | #N/A | 0 | 0% | 1 | 50% | 0% | 0% | 0% | 8.2745 | 0 | 0 | 0 | 8.2745 | #N/A
2007-04-18 03:00 | 4 | 18 | 3 | 108.0835 | 2571 | 33.08 | 21.02 | 1009 | 33.08 | 0 | 0 | Cooling | 0 | #N/A | #N/A | #N/A | #N/A | 0 | 0 | 0 | 0 | 0 | 0 | #N/A | #N/A | 88 | 48.08 | 0.63599 | 0.38795 | #N/A | 0 | 0% | 1 | 50% | 0% | 0% | 0% | 8.2745 | 0 | 0 | 0 | 8.2745 | #N/A
2007-04-18 04:00 | 4 | 18 | 4 | 108.1251 | 2572 | 30.92 | 24.08 | 1009 | 30.92 | 0 | 0 | Cooling | 0 | #N/A | #N/A | #N/A | #N/A | 0 | 0 | 0 | 0 | 0 | 0 | #N/A | #N/A | 88 | 45.92 | 0.61982 | 0.37809 | #N/A | 0 | 0% | 1 | 50% | 0% | 0% | 0% | 8.2745 | 0 | 0 | 0 | 8.2745 | #N/A
2007-04-18 05:00 | 4 | 18 | 5 | 108.1668 | 2573 | 30.92 | 30.92 | 1009 | 30.92 | 0 | 0 | Cooling | 0 | #N/A | #N/A | #N/A | #N/A | 0 | 0 | 0 | 0 | 0 | 0 | #N/A | #N/A | 88 | 45.92 | 0.61982 | 0.37809 | #N/A | 0 | 0% | 1 | 50% | 0% | 0% | 0% | 8.2745 | 0 | 0 | 0 | 8.2745 | #N/A
2007-04-18 06:00 | 4 | 18 | 6 | 108.2085 | 2574 | 30.02 | 30.92 | 1007 | 30.02 | 286.0886 | 0 | Heating | 38.1451 | #N/A | #N/A | #N/A | #N/A | 286.0886 | #N/A | #N/A | 3.2302 | #N/A | 0 | 0 | 0 | 0 | 0 | 0 | 0 | 0 | 0 | 0.1272% | 1 | 50% | 0% | 0% | 0% | 8.2745 | 0 | 0 | 0 | 8.2745 | #N/A
2007-04-18 07:00 | 4 | 18 | 7 | 108.2501 | 2575 | 33.98 | 32 | 1006 | 33.98 | 125.9012 | 0 | Heating | 16.7868 | #N/A | #N/A | #N/A | #N/A | 125.9012 | #N/A | #N/A | 3.405 | #N/A | 0 | 0 | 0 | 0 | 0 | 0 | 0 | 0 | 0 | 0.05596% | 1 | 50% | 0% | 0% | 0% | 8.2745 | 0 | 0 | 0 | 8.2745 | #N/A
2007-04-18 08:00 | 4 | 18 | 8 | 108.2918 | 2576 | 33.98 | 33.08 | 1005 | 33.98 | 11.9637 | 0 | Heating | 1.5952 | #N/A | #N/A | #N/A | #N/A | 11.9637 | #N/A | #N/A | 3.405 | #N/A | 0 | 0 | 0 | 0 | 0 | 0 | 0 | 0 | 0 | 0.005317% | 1 | 50% | 0% | 0% | 0% | 8.2745 | 0 | 0 | 0 | 8.2745 | #N/A
2007-04-18 09:00 | 4 | 18 | 9 | 108.3335 | 2577 | 41 | 33.98 | 1003 | 41 | 6.1362 | 0 | Heating | 0.81815 | #N/A | #N/A | #N/A | #N/A | 6.1362 | #N/A | #N/A | 3.8033 | #N/A | 0 | 0 | 0 | 0 | 0 | 0 | 0 | 0 | 0 | 0.002727% | 1 | 50% | 0% | 0% | 0% | 8.2745 | 0 | 0 | 0 | 8.2745 | #N/A
2007-04-18 10:00 | 4 | 18 | 10 | 108.3751 | 2578 | 42.98 | 33.98 | 1002 | 42.98 | 4.4953 | 0 | Heating | 0.59937 | #N/A | #N/A | #N/A | #N/A | 4.4953 | #N/A | #N/A | 3.9388 | #N/A | 0 | 0 | 0 | 0 | 0 | 0 | 0 | 0 | 0 | 0.001998% | 1 | 50% | 0% | 0% | 0% | 8.2745 | 0 | 0 | 0 | 8.2745 | #N/A
2007-04-18 11:00 | 4 | 18 | 11 | 108.4168 | 2579 | 42.98 | 37.04 | 1002 | 42.98 | 0.67558 | 0 | Heating | 0.090078 | #N/A | #N/A | #N/A | #N/A | 0.67558 | #N/A | #N/A | 3.9388 | #N/A | 0 | 0 | 0 | 0 | 0 | 0 | 0 | 0 | 0 | 0.0003003% | 1 | 50% | 0% | 0% | 0% | 8.2745 | 0 | 0 | 0 | 8.2745 | #N/A
2007-04-18 12:00 | 4 | 18 | 12 | 108.4585 | 2580 | 46.94 | 39.92 | 1000 | 46.94 | 1.7473 | 0 | Heating | 0.23298 | #N/A | #N/A | #N/A | #N/A | 1.7473 | #N/A | #N/A | 4.2441 | #N/A | 0 | 0 | 0 | 0 | 0 | 0 | 0 | 0 | 0 | 0.0007766% | 1 | 50% | 0% | 0% | 0% | 8.2745 | 0 | 0 | 0 | 8.2745 | #N/A
2007-04-18 13:00 | 4 | 18 | 13 | 108.5001 | 2581 | 48.02 | 39.02 | 998 | 48.02 | 0 | 0.27609 | Cooling | 0.046015 | #N/A | #N/A | #N/A | #N/A | 0 | 0 | 0 | 0 | 0 | 0.27609 | #N/A | #N/A | 88 | 63.02 | 0.76136 | 0.46443 | #N/A | 0.00085357 | 0.0001534% | 1 | 50% | 0% | 0% | 0% | 8.2745 | 0 | 0 | 0 | 8.2745 | #N/A
2007-04-18 14:00 | 4 | 18 | 14 | 108.5418 | 2582 | 48.02 | 42.98 | 996 | 48.02 | 0 | 0.17355 | Cooling | 0.028926 | #N/A | #N/A | #N/A | #N/A | 0 | 0 | 0 | 0 | 0 | 0.17355 | #N/A | #N/A | 88 | 63.02 | 0.76136 | 0.46443 | #N/A | 0.00053656 | 9.642e-05% | 1 | 50% | 0% | 0% | 0% | 8.2745 | 0 | 0 | 0 | 8.2745 | #N/A
2007-04-18 15:00 | 4 | 18 | 15 | 108.5835 | 2583 | 50 | 42.98 | 994 | 50 | 0 | 0.14412 | Cooling | 0.024019 | #N/A | #N/A | #N/A | #N/A | 0 | 0 | 0 | 0 | 0 | 0.14412 | #N/A | #N/A | 88 | 65 | 0.77974 | 0.47564 | #N/A | 0.00044555 | 8.006e-05% | 1 | 50% | 0% | 0% | 0% | 8.2745 | 0 | 0 | 0 | 8.2745 | #N/A
2007-04-18 16:00 | 4 | 18 | 16 | 108.6251 | 2584 | 50 | 42.08 | 994 | 50 | 0 | 0.043127 | Cooling | 0.0071879 | #N/A | #N/A | #N/A | #N/A | 0 | 0 | 0 | 0 | 0 | 0.043127 | #N/A | #N/A | 88 | 65 | 0.77974 | 0.47564 | #N/A | 0.00013333 | 2.396e-05% | 1 | 50% | 0% | 0% | 0% | 8.2745 | 0 | 0 | 0 | 8.2745 | #N/A
2007-04-18 17:00 | 4 | 18 | 17 | 108.6668 | 2585 | 50 | 42.08 | 993 | 50 | 0 | 0.41533 | Cooling | 0.069221 | #N/A | #N/A | #N/A | #N/A | 0 | 0 | 0 | 0 | 0 | 0.41533 | #N/A | #N/A | 88 | 65 | 0.77974 | 0.47564 | #N/A | 0.001284 | 0.0002307% | 1 | 50% | 0% | 0% | 0% | 8.2745 | 0 | 0 | 0 | 8.2745 | #N/A
2007-04-18 18:00 | 4 | 18 | 18 | 108.7085 | 2586 | 48.92 | 42.08 | 994 | 48.92 | 0 | 0.28217 | Cooling | 0.047028 | #N/A | #N/A | #N/A | #N/A | 0 | 0 | 0 | 0 | 0 | 0.28217 | #N/A | #N/A | 88 | 63.92 | 0.76966 | 0.46949 | #N/A | 0.00087236 | 0.0001568% | 1 | 50% | 0% | 0% | 0% | 8.2745 | 0 | 0 | 0 | 8.2745 | #N/A
2007-04-18 19:00 | 4 | 18 | 19 | 108.7501 | 2587 | 48.02 | 42.98 | 994 | 48.02 | 0 | 0.15058 | Cooling | 0.025097 | #N/A | #N/A | #N/A | #N/A | 0 | 0 | 0 | 0 | 0 | 0.15058 | #N/A | #N/A | 88 | 63.02 | 0.76136 | 0.46443 | #N/A | 0.00046554 | 8.366e-05% | 1 | 50% | 0% | 0% | 0% | 8.2745 | 0 | 0 | 0 | 8.2745 | #N/A
2007-04-18 20:00 | 4 | 18 | 20 | 108.7918 | 2588 | 48.02 | 42.98 | 995 | 48.02 | 0 | 0.11093 | Cooling | 0.018488 | #N/A | #N/A | #N/A | #N/A | 0 | 0 | 0 | 0 | 0 | 0.11093 | #N/A | #N/A | 88 | 63.02 | 0.76136 | 0.46443 | #N/A | 0.00034294 | 6.163e-05% | 1 | 50% | 0% | 0% | 0% | 8.2745 | 0 | 0 | 0 | 8.2745 | #N/A
2007-04-18 21:00 | 4 | 18 | 21 | 108.8335 | 2589 | 44.96 | 42.98 | 996 | 44.96 | 1.5308 | 0 | Heating | 0.20411 | #N/A | #N/A | #N/A | #N/A | 1.5308 | #N/A | #N/A | 4.0856 | #N/A | 0 | 0 | 0 | 0 | 0 | 0 | 0 | 0 | 0 | 0.0006804% | 1 | 50% | 0% | 0% | 0% | 8.2745 | 0 | 0 | 0 | 8.2745 | #N/A
2007-04-18 22:00 | 4 | 18 | 22 | 108.8751 | 2590 | 44.06 | 42.98 | 996 | 44.06 | 0 | 0 | Cooling | 0 | #N/A | #N/A | #N/A | #N/A | 0 | 0 | 0 | 0 | 0 | 0 | #N/A | #N/A | 88 | 59.06 | 0.72583 | 0.44276 | #N/A | 0 | 0% | 1 | 50% | 0% | 0% | 0% | 8.2745 | 0 | 0 | 0 | 8.2745 | #N/A
2007-04-18 23:00 | 4 | 18 | 23 | 108.9168 | 2591 | 44.06 | 44.06 | 996 | 44.06 | 0 | 0 | Cooling | 0 | #N/A | #N/A | #N/A | #N/A | 0 | 0 | 0 | 0 | 0 | 0 | #N/A | #N/A | 88 | 59.06 | 0.72583 | 0.44276 | #N/A | 0 | 0% | 1 | 50% | 0% | 0% | 0% | 8.2745 | 0 | 0 | 0 | 8.2745 | #N/A
2007-04-19 | 4 | 19 | 0 | 108.9585 | 2592 | 41 | 44.06 | 997 | 41 | 0 | 0 | Cooling | 0 | #N/A | #N/A | #N/A | #N/A | 0 | 0 | 0 | 0 | 0 | 0 | #N/A | #N/A | 88 | 56 | 0.69951 | 0.4267 | #N/A | 0 | 0% | 1 | 50% | 0% | 0% | 0% | 8.2745 | 0 | 0 | 0 | 8.2745 | #N/A
2007-04-19 01:00 | 4 | 19 | 1 | 109.0001 | 2593 | 42.98 | 42.98 | 998 | 42.98 | 0 | 0 | Cooling | 0 | #N/A | #N/A | #N/A | #N/A | 0 | 0 | 0 | 0 | 0 | 0 | #N/A | #N/A | 88 | 57.98 | 0.71643 | 0.43702 | #N/A | 0 | 0% | 1 | 50% | 0% | 0% | 0% | 8.2745 | 0 | 0 | 0 | 8.2745 | #N/A
2007-04-19 02:00 | 4 | 19 | 2 | 109.0418 | 2594 | 42.98 | 42.08 | 998 | 42.98 | 0 | 0 | Cooling | 0 | #N/A | #N/A | #N/A | #N/A | 0 | 0 | 0 | 0 | 0 | 0 | #N/A | #N/A | 88 | 57.98 | 0.71643 | 0.43702 | #N/A | 0 | 0% | 1 | 50% | 0% | 0% | 0% | 8.2745 | 0 | 0 | 0 | 8.2745 | #N/A
2007-04-19 03:00 | 4 | 19 | 3 | 109.0835 | 2595 | 37.4 | 42.08 | 999 | 37.4 | 0 | 0 | Cooling | 0 | #N/A | #N/A | #N/A | #N/A | 0 | 0 | 0 | 0 | 0 | 0 | #N/A | #N/A | 88 | 52.4 | 0.66982 | 0.40859 | #N/A | 0 | 0% | 1 | 50% | 0% | 0% | 0% | 8.2745 | 0 | 0 | 0 | 8.2745 | #N/A
2007-04-19 04:00 | 4 | 19 | 4 | 109.1252 | 2596 | 39.02 | 39.92 | 999 | 39.02 | 0 | 0 | Cooling | 0 | #N/A | #N/A | #N/A | #N/A | 0 | 0 | 0 | 0 | 0 | 0 | #N/A | #N/A | 88 | 54.02 | 0.68301 | 0.41664 | #N/A | 0 | 0% | 1 | 50% | 0% | 0% | 0% | 8.2745 | 0 | 0 | 0 | 8.2745 | #N/A
2007-04-19 05:00 | 4 | 19 | 5 | 109.1668 | 2597 | 35.96 | 39.92 | 999 | 35.96 | 0 | 0 | Cooling | 0 | #N/A | #N/A | #N/A | #N/A | 0 | 0 | 0 | 0 | 0 | 0 | #N/A | #N/A | 88 | 50.96 | 0.65832 | 0.40158 | #N/A | 0 | 0% | 1 | 50% | 0% | 0% | 0% | 8.2745 | 0 | 0 | 0 | 8.2745 | #N/A
2007-04-19 06:00 | 4 | 19 | 6 | 109.2085 | 2598 | 42.98 | 39.92 | 1000 | 42.98 | 159.7363 | 0 | Heating | 21.2982 | #N/A | #N/A | #N/A | #N/A | 159.7363 | #N/A | #N/A | 3.9388 | #N/A | 0 | 0 | 0 | 0 | 0 | 0 | 0 | 0 | 0 | 0.07099% | 1 | 50% | 0% | 0% | 0% | 8.2745 | 0 | 0 | 0 | 8.2745 | #N/A
2007-04-19 07:00 | 4 | 19 | 7 | 109.2502 | 2599 | 44.96 | 42.08 | 1001 | 44.96 | 16.3793 | 0 | Heating | 2.1839 | #N/A | #N/A | #N/A | #N/A | 16.3793 | #N/A | #N/A | 4.0856 | #N/A | 0 | 0 | 0 | 0 | 0 | 0 | 0 | 0 | 0 | 0.00728% | 1 | 50% | 0% | 0% | 0% | 8.2745 | 0 | 0 | 0 | 8.2745 | #N/A
2007-04-19 08:00 | 4 | 19 | 8 | 109.2918 | 2600 | 44.96 | 44.06 | 1001 | 44.96 | 0 | 0.020971 | Cooling | 0.0034952 | #N/A | #N/A | #N/A | #N/A | 0 | 0 | 0 | 0 | 0 | 0.020971 | #N/A | #N/A | 88 | 59.96 | 0.73376 | 0.44759 | #N/A | 6.4835e-05 | 1.165e-05% | 1 | 50% | 0% | 0% | 0% | 8.2745 | 0 | 0 | 0 | 8.2745 | #N/A
2007-04-19 09:00 | 4 | 19 | 9 | 109.3335 | 2601 | 50 | 46.94 | 1001 | 50 | 0 | 0.013269 | Cooling | 0.0022114 | #N/A | #N/A | #N/A | #N/A | 0 | 0 | 0 | 0 | 0 | 0.013269 | #N/A | #N/A | 88 | 65 | 0.77974 | 0.47564 | #N/A | 4.1022e-05 | 7.371e-06% | 1 | 50% | 0% | 0% | 0% | 8.2745 | 0 | 0 | 0 | 8.2745 | #N/A
2007-04-19 10:00 | 4 | 19 | 10 | 109.3752 | 2602 | 51.98 | 46.94 | 1001 | 51.98 | 0 | 0.095832 | Cooling | 0.015972 | #N/A | #N/A | #N/A | #N/A | 0 | 0 | 0 | 0 | 0 | 0.095832 | #N/A | #N/A | 88 | 66.98 | 0.79854 | 0.48711 | #N/A | 0.00029628 | 5.324e-05% | 1 | 50% | 0% | 0% | 0% | 8.2745 | 0 | 0 | 0 | 8.2745 | #N/A
2007-04-19 11:00 | 4 | 19 | 11 | 109.4168 | 2603 | 51.98 | 48.02 | 1000 | 51.98 | 0 | 0.15299 | Cooling | 0.025498 | #N/A | #N/A | #N/A | #N/A | 0 | 0 | 0 | 0 | 0 | 0.15299 | #N/A | #N/A | 88 | 66.98 | 0.79854 | 0.48711 | #N/A | 0.00047297 | 8.499e-05% | 1 | 50% | 0% | 0% | 0% | 8.2745 | 0 | 0 | 0 | 8.2745 | #N/A
2007-04-19 12:00 | 4 | 19 | 12 | 109.4585 | 2604 | 55.94 | 48.92 | 1003 | 55.94 | 0 | 0.097518 | Cooling | 0.016253 | #N/A | #N/A | #N/A | #N/A | 0 | 0 | 0 | 0 | 0 | 0.097518 | #N/A | #N/A | 88 | 70.94 | 0.83737 | 0.5108 | #N/A | 0.00030149 | 5.418e-05% | 1 | 50% | 0% | 0% | 0% | 8.2745 | 0 | 0 | 0 | 8.2745 | #N/A
2007-04-19 13:00 | 4 | 19 | 13 | 109.5002 | 2605 | 57.02 | 50 | 999 | 57.02 | 0 | 4.6903 | Cooling | 0.78172 | #N/A | #N/A | #N/A | #N/A | 0 | 0 | 0 | 0 | 0 | 4.6903 | #N/A | #N/A | 88 | 72.02 | 0.84825 | 0.51743 | #N/A | 0.014501 | 0.002606% | 1 | 50% | 0% | 0% | 0% | 8.2745 | 0 | 0 | 0 | 8.2745 | #N/A
2007-04-19 14:00 | 4 | 19 | 14 | 109.5418 | 2606 | 57.02 | 50 | 1000 | 57.02 | 0 | 24.8419 | Cooling | 4.1403 | #N/A | #N/A | #N/A | #N/A | 0 | 0 | 0 | 0 | 0 | 24.8419 | #N/A | #N/A | 88 | 72.02 | 0.84825 | 0.51743 | #N/A | 0.076802 | 0.0138% | 1 | 50% | 0% | 0% | 0% | 8.2745 | 0 | 0 | 0 | 8.2745 | #N/A
2007-04-19 15:00 | 4 | 19 | 15 | 109.5835 | 2607 | 60.08 | 48.92 | 1001 | 60.08 | 0 | 4.3445 | Cooling | 0.72408 | #N/A | #N/A | #N/A | #N/A | 0 | 0 | 0 | 0 | 0 | 4.3445 | #N/A | #N/A | 88 | 75.08 | 0.87975 | 0.53664 | #N/A | 0.013432 | 0.002414% | 1 | 50% | 0% | 0% | 0% | 8.2745 | 0 | 0 | 0 | 8.2745 | #N/A
2007-04-19 16:00 | 4 | 19 | 16 | 109.6252 | 2608 | 60.08 | 48.92 | 1000 | 60.08 | 0 | 0.068384 | Cooling | 0.011397 | #N/A | #N/A | #N/A | #N/A | 0 | 0 | 0 | 0 | 0 | 0.068384 | #N/A | #N/A | 88 | 75.08 | 0.87975 | 0.53664 | #N/A | 0.00021142 | 3.799e-05% | 1 | 50% | 0% | 0% | 0% | 8.2745 | 0 | 0 | 0 | 8.2745 | #N/A
2007-04-19 17:00 | 4 | 19 | 17 | 109.6668 | 2609 | 60.08 | 48.92 | 1000 | 60.08 | 0 | 0.30401 | Cooling | 0.050669 | #N/A | #N/A | #N/A | #N/A | 0 | 0 | 0 | 0 | 0 | 0.30401 | #N/A | #N/A | 88 | 75.08 | 0.87975 | 0.53664 | #N/A | 0.0009399 | 0.0001689% | 1 | 50% | 0% | 0% | 0% | 8.2745 | 0 | 0 | 0 | 8.2745 | #N/A
2007-04-19 18:00 | 4 | 19 | 18 | 109.7085 | 2610 | 55.94 | 50 | 1000 | 55.94 | 0 | 4.7299 | Cooling | 0.78832 | #N/A | #N/A | #N/A | #N/A | 0 | 0 | 0 | 0 | 0 | 4.7299 | #N/A | #N/A | 88 | 70.94 | 0.83737 | 0.5108 | #N/A | 0.014623 | 0.002628% | 1 | 50% | 0% | 0% | 0% | 8.2745 | 0 | 0 | 0 | 8.2745 | #N/A
2007-04-19 19:00 | 4 | 19 | 19 | 109.7502 | 2611 | 51.08 | 48.92 | 1000 | 51.08 | 0 | 0.66832 | Cooling | 0.11139 | #N/A | #N/A | #N/A | #N/A | 0 | 0 | 0 | 0 | 0 | 0.66832 | #N/A | #N/A | 88 | 66.08 | 0.78994 | 0.48186 | #N/A | 0.0020662 | 0.0003713% | 1 | 50% | 0% | 0% | 0% | 8.2745 | 0 | 0 | 0 | 8.2745 | #N/A
2007-04-19 20:00 | 4 | 19 | 20 | 109.7918 | 2612 | 51.08 | 48.92 | 1001 | 51.08 | 0 | 0.13116 | Cooling | 0.02186 | #N/A | #N/A | #N/A | #N/A | 0 | 0 | 0 | 0 | 0 | 0.13116 | #N/A | #N/A | 88 | 66.08 | 0.78994 | 0.48186 | #N/A | 0.00040549 | 7.287e-05% | 1 | 50% | 0% | 0% | 0% | 8.2745 | 0 | 0 | 0 | 8.2745 | #N/A
2007-04-19 21:00 | 4 | 19 | 21 | 109.8335 | 2613 | 46.04 | 48.02 | 1001 | 46.04 | 0 | 0.049781 | Cooling | 0.0082968 | #N/A | #N/A | #N/A | #N/A | 0 | 0 | 0 | 0 | 0 | 0.049781 | #N/A | #N/A | 88 | 61.04 | 0.74339 | 0.45347 | #N/A | 0.0001539 | 2.766e-05% | 1 | 50% | 0% | 0% | 0% | 8.2745 | 0 | 0 | 0 | 8.2745 | #N/A
2007-04-19 22:00 | 4 | 19 | 22 | 109.8752 | 2614 | 44.96 | 48.02 | 1002 | 44.96 | 0 | 0 | Cooling | 0 | #N/A | #N/A | #N/A | #N/A | 0 | 0 | 0 | 0 | 0 | 0 | #N/A | #N/A | 88 | 59.96 | 0.73376 | 0.44759 | #N/A | 0 | 0% | 1 | 50% | 0% | 0% | 0% | 8.2745 | 0 | 0 | 0 | 8.2745 | #N/A
2007-04-19 23:00 | 4 | 19 | 23 | 109.9168 | 2615 | 44.96 | 48.02 | 1002 | 44.96 | 0 | 0 | Cooling | 0 | #N/A | #N/A | #N/A | #N/A | 0 | 0 | 0 | 0 | 0 | 0 | #N/A | #N/A | 88 | 59.96 | 0.73376 | 0.44759 | #N/A | 0 | 0% | 1 | 50% | 0% | 0% | 0% | 8.2745 | 0 | 0 | 0 | 8.2745 | #N/A
2007-04-20 | 4 | 20 | 0 | 109.9585 | 2616 | 42.08 | 46.94 | 1002 | 42.08 | 0 | 0 | Cooling | 0 | #N/A | #N/A | #N/A | #N/A | 0 | 0 | 0 | 0 | 0 | 0 | #N/A | #N/A | 88 | 57.08 | 0.70869 | 0.4323 | #N/A | 0 | 0% | 1 | 50% | 0% | 0% | 0% | 8.2745 | 0 | 0 | 0 | 8.2745 | #N/A
2007-04-20 01:00 | 4 | 20 | 1 | 110.0002 | 2617 | 41 | 46.94 | 1002 | 41 | 0 | 0 | Cooling | 0 | #N/A | #N/A | #N/A | #N/A | 0 | 0 | 0 | 0 | 0 | 0 | #N/A | #N/A | 88 | 56 | 0.69951 | 0.4267 | #N/A | 0 | 0% | 1 | 50% | 0% | 0% | 0% | 8.2745 | 0 | 0 | 0 | 8.2745 | #N/A
2007-04-20 02:00 | 4 | 20 | 2 | 110.0418 | 2618 | 41 | 46.94 | 1002 | 41 | 0 | 0 | Cooling | 0 | #N/A | #N/A | #N/A | #N/A | 0 | 0 | 0 | 0 | 0 | 0 | #N/A | #N/A | 88 | 56 | 0.69951 | 0.4267 | #N/A | 0 | 0% | 1 | 50% | 0% | 0% | 0% | 8.2745 | 0 | 0 | 0 | 8.2745 | #N/A
2007-04-20 03:00 | 4 | 20 | 3 | 110.0835 | 2619 | 33.08 | 46.04 | 1002 | 33.08 | 0 | 0 | Cooling | 0 | #N/A | #N/A | #N/A | #N/A | 0 | 0 | 0 | 0 | 0 | 0 | #N/A | #N/A | 88 | 48.08 | 0.63599 | 0.38795 | #N/A | 0 | 0% | 1 | 50% | 0% | 0% | 0% | 8.2745 | 0 | 0 | 0 | 8.2745 | #N/A
2007-04-20 04:00 | 4 | 20 | 4 | 110.1252 | 2620 | 33.08 | 46.04 | 1003 | 33.08 | 0 | 0 | Cooling | 0 | #N/A | #N/A | #N/A | #N/A | 0 | 0 | 0 | 0 | 0 | 0 | #N/A | #N/A | 88 | 48.08 | 0.63599 | 0.38795 | #N/A | 0 | 0% | 1 | 50% | 0% | 0% | 0% | 8.2745 | 0 | 0 | 0 | 8.2745 | #N/A
2007-04-20 05:00 | 4 | 20 | 5 | 110.1668 | 2621 | 33.08 | 46.04 | 1003 | 33.08 | 0 | 0 | Cooling | 0 | #N/A | #N/A | #N/A | #N/A | 0 | 0 | 0 | 0 | 0 | 0 | #N/A | #N/A | 88 | 48.08 | 0.63599 | 0.38795 | #N/A | 0 | 0% | 1 | 50% | 0% | 0% | 0% | 8.2745 | 0 | 0 | 0 | 8.2745 | #N/A
2007-04-20 06:00 | 4 | 20 | 6 | 110.2085 | 2622 | 30.92 | 46.04 | 1004 | 30.92 | 55.8581 | 0 | Heating | 7.4477 | #N/A | #N/A | #N/A | #N/A | 55.8581 | #N/A | #N/A | 3.2671 | #N/A | 0 | 0 | 0 | 0 | 0 | 0 | 0 | 0 | 0 | 0.02483% | 1 | 50% | 0% | 0% | 0% | 8.2745 | 0 | 0 | 0 | 8.2745 | #N/A
2007-04-20 07:00 | 4 | 20 | 7 | 110.2502 | 2623 | 39.92 | 46.04 | 1005 | 39.92 | 7.1871 | 0 | Heating | 0.95828 | #N/A | #N/A | #N/A | #N/A | 7.1871 | #N/A | #N/A | 3.7339 | #N/A | 0 | 0 | 0 | 0 | 0 | 0 | 0 | 0 | 0 | 0.003194% | 1 | 50% | 0% | 0% | 0% | 8.2745 | 0 | 0 | 0 | 8.2745 | #N/A
2007-04-20 08:00 | 4 | 20 | 8 | 110.2918 | 2624 | 39.92 | 46.04 | 1005 | 39.92 | 0 | 0.11782 | Cooling | 0.019637 | #N/A | #N/A | #N/A | #N/A | 0 | 0 | 0 | 0 | 0 | 0.11782 | #N/A | #N/A | 88 | 54.92 | 0.69046 | 0.42118 | #N/A | 0.00036425 | 6.546e-05% | 1 | 50% | 0% | 0% | 0% | 8.2745 | 0 | 0 | 0 | 8.2745 | #N/A
2007-04-20 09:00 | 4 | 20 | 9 | 110.3335 | 2625 | 48.92 | 48.92 | 1005 | 48.92 | 0 | 0.041668 | Cooling | 0.0069447 | #N/A | #N/A | #N/A | #N/A | 0 | 0 | 0 | 0 | 0 | 0.041668 | #N/A | #N/A | 88 | 63.92 | 0.76966 | 0.46949 | #N/A | 0.00012882 | 2.315e-05% | 1 | 50% | 0% | 0% | 0% | 8.2745 | 0 | 0 | 0 | 8.2745 | #N/A
2007-04-20 10:00 | 4 | 20 | 10 | 110.3752 | 2626 | 50 | 50 | 1005 | 50 | 0.03463 | 0 | Heating | 0.0046173 | #N/A | #N/A | #N/A | #N/A | 0.03463 | #N/A | #N/A | 4.5134 | #N/A | 0 | 0 | 0 | 0 | 0 | 0 | 0 | 0 | 0 | 1.539e-05% | 1 | 50% | 0% | 0% | 0% | 8.2745 | 0 | 0 | 0 | 8.2745 | #N/A
2007-04-20 11:00 | 4 | 20 | 11 | 110.4168 | 2627 | 50 | 53.06 | 1005 | 50 | 0 | 44.5214 | Cooling | 7.4202 | #N/A | #N/A | #N/A | #N/A | 0 | 0 | 0 | 0 | 0 | 44.5214 | #N/A | #N/A | 88 | 65 | 0.77974 | 0.47564 | #N/A | 0.13764 | 0.02473% | 1 | 50% | 0% | 0% | 0% | 8.2745 | 0 | 0 | 0 | 8.2745 | #N/A
2007-04-20 12:00 | 4 | 20 | 12 | 110.4585 | 2628 | 55.94 | 55.04 | 1005 | 55.94 | 0 | 170.4025 | Cooling | 28.4004 | #N/A | #N/A | #N/A | #N/A | 0 | 0 | 0 | 0 | 0 | 170.4025 | #N/A | #N/A | 88 | 70.94 | 0.83737 | 0.5108 | #N/A | 0.52682 | 0.09467% | 1 | 50% | 0% | 0% | 0% | 8.2745 | 0 | 0 | 0 | 8.2745 | #N/A
2007-04-20 13:00 | 4 | 20 | 13 | 110.5002 | 2629 | 57.92 | 53.96 | 1005 | 57.92 | 0 | 187.6144 | Cooling | 31.2691 | #N/A | #N/A | #N/A | #N/A | 0 | 0 | 0 | 0 | 0 | 187.6144 | #N/A | #N/A | 88 | 72.92 | 0.85741 | 0.52302 | #N/A | 0.58003 | 0.1042% | 1 | 50% | 0% | 0% | 0% | 8.2745 | 0 | 0 | 0 | 8.2745 | #N/A
2007-04-20 14:00 | 4 | 20 | 14 | 110.5418 | 2630 | 57.92 | 55.04 | 1005 | 57.92 | 0 | 0 | Cooling | 0 | #N/A | #N/A | #N/A | #N/A | 0 | 0 | 0 | 0 | 0 | 0 | #N/A | #N/A | 88 | 72.92 | 0.85741 | 0.52302 | #N/A | 0 | 0% | 1 | 50% | 0% | 0% | 0% | 8.2745 | 0 | 0 | 0 | 8.2745 | #N/A
2007-04-20 15:00 | 4 | 20 | 15 | 110.5835 | 2631 | 62.06 | 55.04 | 1004 | 62.06 | 0 | 0 | Cooling | 0 | #N/A | #N/A | #N/A | #N/A | 0 | 0 | 0 | 0 | 0 | 0 | #N/A | #N/A | 88 | 77.06 | 0.90065 | 0.5494 | #N/A | 0 | 0% | 1 | 50% | 0% | 0% | 0% | 8.2745 | 0 | 0 | 0 | 8.2745 | #N/A
2007-04-20 16:00 | 4 | 20 | 16 | 110.6252 | 2632 | 62.06 | 55.94 | 1004 | 62.06 | 0 | 253.0939 | Cooling | 42.1823 | #N/A | #N/A | #N/A | #N/A | 0 | 0 | 0 | 0 | 0 | 253.0939 | #N/A | #N/A | 88 | 77.06 | 0.90065 | 0.5494 | #N/A | 0.78247 | 0.1406% | 1 | 50% | 0% | 0% | 0% | 8.2745 | 0 | 0 | 0 | 8.2745 | #N/A
2007-04-20 17:00 | 4 | 20 | 17 | 110.6668 | 2633 | 62.06 | 55.04 | 1004 | 62.06 | 0 | 265.9769 | Cooling | 44.3295 | #N/A | #N/A | #N/A | #N/A | 0 | 0 | 0 | 0 | 0 | 265.9769 | #N/A | #N/A | 88 | 77.06 | 0.90065 | 0.5494 | #N/A | 0.8223 | 0.1478% | 1 | 50% | 0% | 0% | 0% | 8.2745 | 0 | 0 | 0 | 8.2745 | #N/A
2007-04-20 18:00 | 4 | 20 | 18 | 110.7085 | 2634 | 62.06 | 55.04 | 1003 | 62.06 | 0 | 0 | Cooling | 0 | #N/A | #N/A | #N/A | #N/A | 0 | 0 | 0 | 0 | 0 | 0 | #N/A | #N/A | 88 | 77.06 | 0.90065 | 0.5494 | #N/A | 0 | 0% | 1 | 50% | 0% | 0% | 0% | 8.2745 | 0 | 0 | 0 | 8.2745 | #N/A
2007-04-20 19:00 | 4 | 20 | 19 | 110.7502 | 2635 | 59 | 53.06 | 1003 | 59 | 0 | 0 | Cooling | 0 | #N/A | #N/A | #N/A | #N/A | 0 | 0 | 0 | 0 | 0 | 0 | #N/A | #N/A | 88 | 74 | 0.86852 | 0.5298 | #N/A | 0 | 0% | 1 | 50% | 0% | 0% | 0% | 8.2745 | 0 | 0 | 0 | 8.2745 | #N/A
2007-04-20 20:00 | 4 | 20 | 20 | 110.7918 | 2636 | 59 | 50 | 1003 | 59 | 0 | 0 | Cooling | 0 | #N/A | #N/A | #N/A | #N/A | 0 | 0 | 0 | 0 | 0 | 0 | #N/A | #N/A | 88 | 74 | 0.86852 | 0.5298 | #N/A | 0 | 0% | 1 | 50% | 0% | 0% | 0% | 8.2745 | 0 | 0 | 0 | 8.2745 | #N/A
2007-04-20 21:00 | 4 | 20 | 21 | 110.8335 | 2637 | 55.94 | 50 | 1004 | 55.94 | 0 | 0 | Cooling | 0 | #N/A | #N/A | #N/A | #N/A | 0 | 0 | 0 | 0 | 0 | 0 | #N/A | #N/A | 88 | 70.94 | 0.83737 | 0.5108 | #N/A | 0 | 0% | 1 | 50% | 0% | 0% | 0% | 8.2745 | 0 | 0 | 0 | 8.2745 | #N/A
2007-04-20 22:00 | 4 | 20 | 22 | 110.8752 | 2638 | 53.06 | 48.02 | 1004 | 53.06 | 0 | 0 | Cooling | 0 | #N/A | #N/A | #N/A | #N/A | 0 | 0 | 0 | 0 | 0 | 0 | #N/A | #N/A | 88 | 68.06 | 0.80896 | 0.49347 | #N/A | 0 | 0% | 1 | 50% | 0% | 0% | 0% | 8.2745 | 0 | 0 | 0 | 8.2745 | #N/A
2007-04-20 23:00 | 4 | 20 | 23 | 110.9168 | 2639 | 53.06 | 48.02 | 1004 | 53.06 | 0 | 0 | Cooling | 0 | #N/A | #N/A | #N/A | #N/A | 0 | 0 | 0 | 0 | 0 | 0 | #N/A | #N/A | 88 | 68.06 | 0.80896 | 0.49347 | #N/A | 0 | 0% | 1 | 50% | 0% | 0% | 0% | 8.2745 | 0 | 0 | 0 | 8.2745 | #N/A
2007-04-21 | 4 | 21 | 0 | 110.9585 | 2640 | 48.02 | 46.94 | 1004 | 48.02 | 0 | 0 | Cooling | 0 | #N/A | #N/A | #N/A | #N/A | 0 | 0 | 0 | 0 | 0 | 0 | #N/A | #N/A | 88 | 63.02 | 0.76136 | 0.46443 | #N/A | 0 | 0% | 1 | 50% | 0% | 0% | 0% | 8.2745 | 0 | 0 | 0 | 8.2745 | #N/A
2007-04-21 01:00 | 4 | 21 | 1 | 111.0002 | 2641 | 46.04 | 44.96 | 1003 | 46.04 | 0 | 0 | Cooling | 0 | #N/A | #N/A | #N/A | #N/A | 0 | 0 | 0 | 0 | 0 | 0 | #N/A | #N/A | 88 | 61.04 | 0.74339 | 0.45347 | #N/A | 0 | 0% | 1 | 50% | 0% | 0% | 0% | 8.2745 | 0 | 0 | 0 | 8.2745 | #N/A
2007-04-21 02:00 | 4 | 21 | 2 | 111.0418 | 2642 | 46.04 | 44.06 | 1003 | 46.04 | 0 | 0 | Cooling | 0 | #N/A | #N/A | #N/A | #N/A | 0 | 0 | 0 | 0 | 0 | 0 | #N/A | #N/A | 88 | 61.04 | 0.74339 | 0.45347 | #N/A | 0 | 0% | 1 | 50% | 0% | 0% | 0% | 8.2745 | 0 | 0 | 0 | 8.2745 | #N/A
2007-04-21 03:00 | 4 | 21 | 3 | 111.0835 | 2643 | 44.06 | 44.06 | 1003 | 44.06 | 0 | 0 | Cooling | 0 | #N/A | #N/A | #N/A | #N/A | 0 | 0 | 0 | 0 | 0 | 0 | #N/A | #N/A | 88 | 59.06 | 0.72583 | 0.44276 | #N/A | 0 | 0% | 1 | 50% | 0% | 0% | 0% | 8.2745 | 0 | 0 | 0 | 8.2745 | #N/A
2007-04-21 04:00 | 4 | 21 | 4 | 111.1252 | 2644 | 42.98 | 44.06 | 1003 | 42.98 | 0 | 0 | Cooling | 0 | #N/A | #N/A | #N/A | #N/A | 0 | 0 | 0 | 0 | 0 | 0 | #N/A | #N/A | 88 | 57.98 | 0.71643 | 0.43702 | #N/A | 0 | 0% | 1 | 50% | 0% | 0% | 0% | 8.2745 | 0 | 0 | 0 | 8.2745 | #N/A
2007-04-21 05:00 | 4 | 21 | 5 | 111.1668 | 2645 | 42.98 | 44.06 | 1003 | 42.98 | 0 | 0 | Cooling | 0 | #N/A | #N/A | #N/A | #N/A | 0 | 0 | 0 | 0 | 0 | 0 | #N/A | #N/A | 88 | 57.98 | 0.71643 | 0.43702 | #N/A | 0 | 0% | 1 | 50% | 0% | 0% | 0% | 8.2745 | 0 | 0 | 0 | 8.2745 | #N/A
2007-04-21 06:00 | 4 | 21 | 6 | 111.2085 | 2646 | 41 | 42.98 | 1003 | 41 | 0 | 0 | Cooling | 0 | #N/A | #N/A | #N/A | #N/A | 0 | 0 | 0 | 0 | 0 | 0 | #N/A | #N/A | 88 | 56 | 0.69951 | 0.4267 | #N/A | 0 | 0% | 1 | 50% | 0% | 0% | 0% | 8.2745 | 0 | 0 | 0 | 8.2745 | #N/A
2007-04-21 07:00 | 4 | 21 | 7 | 111.2502 | 2647 | 44.96 | 46.04 | 1003 | 44.96 | 0 | 0 | Cooling | 0 | #N/A | #N/A | #N/A | #N/A | 0 | 0 | 0 | 0 | 0 | 0 | #N/A | #N/A | 88 | 59.96 | 0.73376 | 0.44759 | #N/A | 0 | 0% | 1 | 50% | 0% | 0% | 0% | 8.2745 | 0 | 0 | 0 | 8.2745 | #N/A
2007-04-21 08:00 | 4 | 21 | 8 | 111.2918 | 2648 | 44.96 | 51.08 | 1004 | 44.96 | 0 | 0 | Cooling | 0 | #N/A | #N/A | #N/A | #N/A | 0 | 0 | 0 | 0 | 0 | 0 | #N/A | #N/A | 88 | 59.96 | 0.73376 | 0.44759 | #N/A | 0 | 0% | 1 | 50% | 0% | 0% | 0% | 8.2745 | 0 | 0 | 0 | 8.2745 | #N/A
2007-04-21 09:00 | 4 | 21 | 9 | 111.3335 | 2649 | 50 | 55.04 | 1004 | 50 | 0 | 0 | Cooling | 0 | #N/A | #N/A | #N/A | #N/A | 0 | 0 | 0 | 0 | 0 | 0 | #N/A | #N/A | 88 | 65 | 0.77974 | 0.47564 | #N/A | 0 | 0% | 1 | 50% | 0% | 0% | 0% | 8.2745 | 0 | 0 | 0 | 8.2745 | #N/A
2007-04-21 10:00 | 4 | 21 | 10 | 111.3752 | 2650 | 55.04 | 59 | 1004 | 55.04 | 0 | 0 | Cooling | 0 | #N/A | #N/A | #N/A | #N/A | 0 | 0 | 0 | 0 | 0 | 0 | #N/A | #N/A | 88 | 70.04 | 0.8284 | 0.50532 | #N/A | 0 | 0% | 1 | 50% | 0% | 0% | 0% | 8.2745 | 0 | 0 | 0 | 8.2745 | #N/A
2007-04-21 11:00 | 4 | 21 | 11 | 111.4168 | 2651 | 55.04 | 57.92 | 1004 | 55.04 | 0 | 0 | Cooling | 0 | #N/A | #N/A | #N/A | #N/A | 0 | 0 | 0 | 0 | 0 | 0 | #N/A | #N/A | 88 | 70.04 | 0.8284 | 0.50532 | #N/A | 0 | 0% | 1 | 50% | 0% | 0% | 0% | 8.2745 | 0 | 0 | 0 | 8.2745 | #N/A
2007-04-21 12:00 | 4 | 21 | 12 | 111.4585 | 2652 | 62.96 | 59 | 1003 | 62.96 | 0 | 0 | Cooling | 0 | #N/A | #N/A | #N/A | #N/A | 0 | 0 | 0 | 0 | 0 | 0 | #N/A | #N/A | 88 | 77.96 | 0.91029 | 0.55528 | #N/A | 0 | 0% | 1 | 50% | 0% | 0% | 0% | 8.2745 | 0 | 0 | 0 | 8.2745 | #N/A
2007-04-21 13:00 | 4 | 21 | 13 | 111.5002 | 2653 | 66.92 | 60.98 | 1003 | 66.92 | 0 | 16.6109 | Cooling | 2.7685 | #N/A | #N/A | #N/A | #N/A | 0 | 0 | 0 | 0 | 0 | 16.6109 | #N/A | #N/A | 88 | 81.92 | 0.95372 | 0.58177 | #N/A | 0.051355 | 0.009228% | 1 | 50% | 0% | 0% | 0% | 8.2745 | 0 | 0 | 0 | 8.2745 | #N/A
2007-04-21 14:00 | 4 | 21 | 14 | 111.5418 | 2654 | 66.92 | 60.08 | 1002 | 66.92 | 0 | 71.8328 | Cooling | 11.9721 | #N/A | #N/A | #N/A | #N/A | 0 | 0 | 0 | 0 | 0 | 71.8328 | #N/A | #N/A | 88 | 81.92 | 0.95372 | 0.58177 | #N/A | 0.22208 | 0.03991% | 1 | 50% | 0% | 0% | 0% | 8.2745 | 0 | 0 | 0 | 8.2745 | #N/A
2007-04-21 15:00 | 4 | 21 | 15 | 111.5835 | 2655 | 71.06 | 60.08 | 1002 | 71.06 | 0 | 116.8622 | Cooling | 19.477 | #N/A | #N/A | #N/A | #N/A | 0 | 0 | 0 | 0 | 0 | 116.8622 | #N/A | #N/A | 88 | 86.06 | 1.0009 | 0.61054 | #N/A | 0.36129 | 0.06492% | 1 | 50% | 0% | 0% | 0% | 8.2745 | 0 | 0 | 0 | 8.2745 | #N/A
2007-04-21 16:00 | 4 | 21 | 16 | 111.6252 | 2656 | 71.96 | 60.08 | 1002 | 71.96 | 0 | 165.0221 | Cooling | 27.5037 | #N/A | #N/A | #N/A | #N/A | 0 | 0 | 0 | 0 | 0 | 165.0221 | #N/A | #N/A | 88 | 86.96 | 1.0114 | 0.61695 | #N/A | 0.51019 | 0.09168% | 1 | 50% | 0% | 0% | 0% | 8.2745 | 0 | 0 | 0 | 8.2745 | #N/A
2007-04-21 17:00 | 4 | 21 | 17 | 111.6668 | 2657 | 71.96 | 59 | 1001 | 71.96 | 0 | 110.8958 | Cooling | 18.4826 | #N/A | #N/A | #N/A | #N/A | 0 | 0 | 0 | 0 | 0 | 110.8958 | #N/A | #N/A | 88 | 86.96 | 1.0114 | 0.61695 | #N/A | 0.34285 | 0.06161% | 1 | 50% | 0% | 0% | 0% | 8.2745 | 0 | 0 | 0 | 8.2745 | #N/A
2007-04-21 18:00 | 4 | 21 | 18 | 111.7085 | 2658 | 69.08 | 60.08 | 1001 | 69.08 | 0 | 46.037 | Cooling | 7.6728 | #N/A | #N/A | #N/A | #N/A | 0 | 0 | 0 | 0 | 0 | 46.037 | #N/A | #N/A | 88 | 84.08 | 0.9781 | 0.59664 | #N/A | 0.14233 | 0.02558% | 1 | 50% | 0% | 0% | 0% | 8.2745 | 0 | 0 | 0 | 8.2745 | #N/A
2007-04-21 19:00 | 4 | 21 | 19 | 111.7502 | 2659 | 66.92 | 57.92 | 1001 | 66.92 | 0 | 2.8473 | Cooling | 0.47456 | #N/A | #N/A | #N/A | #N/A | 0 | 0 | 0 | 0 | 0 | 2.8473 | #N/A | #N/A | 88 | 81.92 | 0.95372 | 0.58177 | #N/A | 0.0088029 | 0.001582% | 1 | 50% | 0% | 0% | 0% | 8.2745 | 0 | 0 | 0 | 8.2745 | #N/A
2007-04-21 20:00 | 4 | 21 | 20 | 111.7918 | 2660 | 66.92 | 57.92 | 1001 | 66.92 | 0 | 0 | Cooling | 0 | #N/A | #N/A | #N/A | #N/A | 0 | 0 | 0 | 0 | 0 | 0 | #N/A | #N/A | 88 | 81.92 | 0.95372 | 0.58177 | #N/A | 0 | 0% | 1 | 50% | 0% | 0% | 0% | 8.2745 | 0 | 0 | 0 | 8.2745 | #N/A
2007-04-21 21:00 | 4 | 21 | 21 | 111.8335 | 2661 | 64.94 | 57.02 | 1002 | 64.94 | 0 | 0 | Cooling | 0 | #N/A | #N/A | #N/A | #N/A | 0 | 0 | 0 | 0 | 0 | 0 | #N/A | #N/A | 88 | 79.94 | 0.9318 | 0.5684 | #N/A | 0 | 0% | 1 | 50% | 0% | 0% | 0% | 8.2745 | 0 | 0 | 0 | 8.2745 | #N/A
2007-04-21 22:00 | 4 | 21 | 22 | 111.8752 | 2662 | 62.06 | 57.02 | 1002 | 62.06 | 0 | 0 | Cooling | 0 | #N/A | #N/A | #N/A | #N/A | 0 | 0 | 0 | 0 | 0 | 0 | #N/A | #N/A | 88 | 77.06 | 0.90065 | 0.5494 | #N/A | 0 | 0% | 1 | 50% | 0% | 0% | 0% | 8.2745 | 0 | 0 | 0 | 8.2745 | #N/A
2007-04-21 23:00 | 4 | 21 | 23 | 111.9168 | 2663 | 62.06 | 55.94 | 1002 | 62.06 | 0 | 0 | Cooling | 0 | #N/A | #N/A | #N/A | #N/A | 0 | 0 | 0 | 0 | 0 | 0 | #N/A | #N/A | 88 | 77.06 | 0.90065 | 0.5494 | #N/A | 0 | 0% | 1 | 50% | 0% | 0% | 0% | 8.2745 | 0 | 0 | 0 | 8.2745 | #N/A
2007-04-22 | 4 | 22 | 0 | 111.9585 | 2664 | 60.08 | 55.94 | 1002 | 60.08 | 0 | 0 | Cooling | 0 | #N/A | #N/A | #N/A | #N/A | 0 | 0 | 0 | 0 | 0 | 0 | #N/A | #N/A | 88 | 75.08 | 0.87975 | 0.53664 | #N/A | 0 | 0% | 1 | 50% | 0% | 0% | 0% | 8.2745 | 0 | 0 | 0 | 8.2745 | #N/A
2007-04-22 01:00 | 4 | 22 | 1 | 112.0002 | 2665 | 57.92 | 55.04 | 1001 | 57.92 | 0 | 0 | Cooling | 0 | #N/A | #N/A | #N/A | #N/A | 0 | 0 | 0 | 0 | 0 | 0 | #N/A | #N/A | 88 | 72.92 | 0.85741 | 0.52302 | #N/A | 0 | 0% | 1 | 50% | 0% | 0% | 0% | 8.2745 | 0 | 0 | 0 | 8.2745 | #N/A
2007-04-22 02:00 | 4 | 22 | 2 | 112.0418 | 2666 | 57.92 | 53.96 | 1001 | 57.92 | 0 | 0 | Cooling | 0 | #N/A | #N/A | #N/A | #N/A | 0 | 0 | 0 | 0 | 0 | 0 | #N/A | #N/A | 88 | 72.92 | 0.85741 | 0.52302 | #N/A | 0 | 0% | 1 | 50% | 0% | 0% | 0% | 8.2745 | 0 | 0 | 0 | 8.2745 | #N/A
2007-04-22 03:00 | 4 | 22 | 3 | 112.0835 | 2667 | 55.04 | 51.98 | 1001 | 55.04 | 0 | 0 | Cooling | 0 | #N/A | #N/A | #N/A | #N/A | 0 | 0 | 0 | 0 | 0 | 0 | #N/A | #N/A | 88 | 70.04 | 0.8284 | 0.50532 | #N/A | 0 | 0% | 1 | 50% | 0% | 0% | 0% | 8.2745 | 0 | 0 | 0 | 8.2745 | #N/A
2007-04-22 04:00 | 4 | 22 | 4 | 112.1252 | 2668 | 53.06 | 51.08 | 1001 | 53.06 | 0 | 0 | Cooling | 0 | #N/A | #N/A | #N/A | #N/A | 0 | 0 | 0 | 0 | 0 | 0 | #N/A | #N/A | 88 | 68.06 | 0.80896 | 0.49347 | #N/A | 0 | 0% | 1 | 50% | 0% | 0% | 0% | 8.2745 | 0 | 0 | 0 | 8.2745 | #N/A
2007-04-22 05:00 | 4 | 22 | 5 | 112.1668 | 2669 | 53.06 | 51.98 | 1001 | 53.06 | 0 | 0 | Cooling | 0 | #N/A | #N/A | #N/A | #N/A | 0 | 0 | 0 | 0 | 0 | 0 | #N/A | #N/A | 88 | 68.06 | 0.80896 | 0.49347 | #N/A | 0 | 0% | 1 | 50% | 0% | 0% | 0% | 8.2745 | 0 | 0 | 0 | 8.2745 | #N/A
2007-04-22 06:00 | 4 | 22 | 6 | 112.2085 | 2670 | 51.98 | 51.98 | 1002 | 51.98 | 0 | 53.4065 | Cooling | 8.9011 | #N/A | #N/A | #N/A | #N/A | 0 | 0 | 0 | 0 | 0 | 53.4065 | #N/A | #N/A | 88 | 66.98 | 0.79854 | 0.48711 | #N/A | 0.16511 | 0.02967% | 1 | 50% | 0% | 0% | 0% | 8.2745 | 0 | 0 | 0 | 8.2745 | #N/A
2007-04-22 07:00 | 4 | 22 | 7 | 112.2502 | 2671 | 53.96 | 55.04 | 1002 | 53.96 | 0 | 182.9108 | Cooling | 30.4851 | #N/A | #N/A | #N/A | #N/A | 0 | 0 | 0 | 0 | 0 | 182.9108 | #N/A | #N/A | 88 | 68.96 | 0.81775 | 0.49883 | #N/A | 0.56549 | 0.1016% | 1 | 50% | 0% | 0% | 0% | 8.2745 | 0 | 0 | 0 | 8.2745 | #N/A
2007-04-22 08:00 | 4 | 22 | 8 | 112.2918 | 2672 | 53.96 | 57.02 | 1002 | 53.96 | 0 | 950.4672 | Cooling | 158.4112 | #N/A | #N/A | #N/A | #N/A | 0 | 0 | 0 | 0 | 0 | 950.4672 | #N/A | #N/A | 88 | 68.96 | 0.81775 | 0.49883 | #N/A | 2.9385 | 0.528% | 1 | 50% | 0% | 0% | 0% | 8.2745 | 0 | 0 | 0 | 8.2745 | #N/A
2007-04-22 09:00 | 4 | 22 | 9 | 112.3335 | 2673 | 55.94 | 57.02 | 1002 | 55.94 | 0 | 1786.6039 | Cooling | 297.7673 | #N/A | #N/A | #N/A | #N/A | 0 | 0 | 0 | 0 | 0 | 1786.6039 | #N/A | #N/A | 88 | 70.94 | 0.83737 | 0.5108 | #N/A | 5.5235 | 0.9926% | 1 | 50% | 0% | 0% | 0% | 8.2745 | 0 | 0 | 0 | 8.2745 | #N/A
2007-04-22 10:00 | 4 | 22 | 10 | 112.3752 | 2674 | 59 | 55.94 | 1002 | 59 | 0 | 2090.5359 | Cooling | 348.4227 | #N/A | #N/A | #N/A | #N/A | 0 | 0 | 0 | 0 | 0 | 2090.5359 | #N/A | #N/A | 88 | 74 | 0.86852 | 0.5298 | #N/A | 6.4632 | 1.161% | 1 | 50% | 0% | 0% | 0% | 8.2745 | 0 | 0 | 0 | 8.2745 | #N/A
2007-04-22 11:00 | 4 | 22 | 11 | 112.4168 | 2675 | 59 | 57.02 | 1001 | 59 | 0 | 2595.691 | Cooling | 432.6152 | #N/A | #N/A | #N/A | #N/A | 0 | 0 | 0 | 0 | 0 | 2595.691 | #N/A | #N/A | 88 | 74 | 0.86852 | 0.5298 | #N/A | 8.0249 | 1.442% | 1 | 50% | 0% | 0% | 0% | 8.2745 | 0 | 0 | 0 | 8.2745 | #N/A
2007-04-22 12:00 | 4 | 22 | 12 | 112.4585 | 2676 | 66.92 | 59 | 1001 | 66.92 | 0 | 1864.3644 | Cooling | 310.7274 | #N/A | #N/A | #N/A | #N/A | 0 | 0 | 0 | 0 | 0 | 1864.3644 | #N/A | #N/A | 88 | 81.92 | 0.95372 | 0.58177 | #N/A | 5.7639 | 1.036% | 1 | 50% | 0% | 0% | 0% | 8.2745 | 0 | 0 | 0 | 8.2745 | #N/A
2007-04-22 13:00 | 4 | 22 | 13 | 112.5002 | 2677 | 69.08 | 60.08 | 1001 | 69.08 | 0 | 2184.0258 | Cooling | 364.0043 | #N/A | #N/A | #N/A | #N/A | 0 | 0 | 0 | 0 | 0 | 2184.0258 | #N/A | #N/A | 88 | 84.08 | 0.9781 | 0.59664 | #N/A | 6.7522 | 1.213% | 1 | 50% | 0% | 0% | 0% | 8.2745 | 0 | 0 | 0 | 8.2745 | #N/A
2007-04-22 14:00 | 4 | 22 | 14 | 112.5418 | 2678 | 69.08 | 60.08 | 1000 | 69.08 | 0 | 2343.6618 | Cooling | 390.6103 | #N/A | #N/A | #N/A | #N/A | 0 | 0 | 0 | 0 | 0 | 2343.6618 | #N/A | #N/A | 88 | 84.08 | 0.9781 | 0.59664 | #N/A | 7.2457 | 1.302% | 1 | 50% | 0% | 0% | 0% | 8.2745 | 0 | 0 | 0 | 8.2745 | #N/A
2007-04-22 15:00 | 4 | 22 | 15 | 112.5835 | 2679 | 62.96 | 59 | 1000 | 62.96 | 0 | 2405.0225 | Cooling | 400.8371 | #N/A | #N/A | #N/A | #N/A | 0 | 0 | 0 | 0 | 0 | 2405.0225 | #N/A | #N/A | 88 | 77.96 | 0.91029 | 0.55528 | #N/A | 7.4354 | 1.336% | 1 | 50% | 0% | 0% | 0% | 8.2745 | 0 | 0 | 0 | 8.2745 | #N/A
2007-04-22 16:00 | 4 | 22 | 16 | 112.6252 | 2680 | 62.96 | 59 | 1000 | 62.96 | 0 | 2494.4762 | Cooling | 415.746 | #N/A | #N/A | #N/A | #N/A | 0 | 0 | 0 | 0 | 0 | 2494.4762 | #N/A | #N/A | 88 | 77.96 | 0.91029 | 0.55528 | #N/A | 7.712 | 1.386% | 1 | 50% | 0% | 0% | 0% | 8.2745 | 0 | 0 | 0 | 8.2745 | #N/A
2007-04-22 17:00 | 4 | 22 | 17 | 112.6668 | 2681 | 62.96 | 60.08 | 1000 | 62.96 | 0 | 2473.971 | Cooling | 412.3285 | #N/A | #N/A | #N/A | #N/A | 0 | 0 | 0 | 0 | 0 | 2473.971 | #N/A | #N/A | 88 | 77.96 | 0.91029 | 0.55528 | #N/A | 7.6486 | 1.374% | 1 | 50% | 0% | 0% | 0% | 8.2745 | 0 | 0 | 0 | 8.2745 | #N/A
2007-04-22 18:00 | 4 | 22 | 18 | 112.7085 | 2682 | 59 | 57.92 | 1000 | 59 | 0 | 2268.9802 | Cooling | 378.1634 | #N/A | #N/A | #N/A | #N/A | 0 | 0 | 0 | 0 | 0 | 2268.9802 | #N/A | #N/A | 88 | 74 | 0.86852 | 0.5298 | #N/A | 7.0148 | 1.261% | 1 | 50% | 0% | 0% | 0% | 8.2745 | 0 | 0 | 0 | 8.2745 | #N/A
2007-04-22 19:00 | 4 | 22 | 19 | 112.7502 | 2683 | 57.92 | 57.92 | 1000 | 57.92 | 0 | 2575.0406 | Cooling | 429.1734 | #N/A | #N/A | #N/A | #N/A | 0 | 0 | 0 | 0 | 0 | 2575.0406 | #N/A | #N/A | 88 | 72.92 | 0.85741 | 0.52302 | #N/A | 7.9611 | 1.431% | 1 | 50% | 0% | 0% | 0% | 8.2745 | 0 | 0 | 0 | 8.2745 | #N/A
2007-04-22 20:00 | 4 | 22 | 20 | 112.7918 | 2684 | 57.92 | 57.92 | 1001 | 57.92 | 0 | 2020.6892 | Cooling | 336.7815 | #N/A | #N/A | #N/A | #N/A | 0 | 0 | 0 | 0 | 0 | 2020.6892 | #N/A | #N/A | 88 | 72.92 | 0.85741 | 0.52302 | #N/A | 6.2472 | 1.123% | 1 | 50% | 0% | 0% | 0% | 8.2745 | 0 | 0 | 0 | 8.2745 | #N/A
2007-04-22 21:00 | 4 | 22 | 21 | 112.8335 | 2685 | 55.94 | 57.02 | 1001 | 55.94 | 0 | 1642.7149 | Cooling | 273.7858 | #N/A | #N/A | #N/A | #N/A | 0 | 0 | 0 | 0 | 0 | 1642.7149 | #N/A | #N/A | 88 | 70.94 | 0.83737 | 0.5108 | #N/A | 5.0787 | 0.9126% | 1 | 50% | 0% | 0% | 0% | 8.2745 | 0 | 0 | 0 | 8.2745 | #N/A
2007-04-22 22:00 | 4 | 22 | 22 | 112.8752 | 2686 | 55.94 | 57.02 | 1001 | 55.94 | 0 | 32.5094 | Cooling | 5.4182 | #N/A | #N/A | #N/A | #N/A | 0 | 0 | 0 | 0 | 0 | 32.5094 | #N/A | #N/A | 88 | 70.94 | 0.83737 | 0.5108 | #N/A | 0.10051 | 0.01806% | 1 | 50% | 0% | 0% | 0% | 8.2745 | 0 | 0 | 0 | 8.2745 | #N/A
2007-04-22 23:00 | 4 | 22 | 23 | 112.9168 | 2687 | 55.94 | 57.92 | 1002 | 55.94 | 0 | 118.4012 | Cooling | 19.7335 | #N/A | #N/A | #N/A | #N/A | 0 | 0 | 0 | 0 | 0 | 118.4012 | #N/A | #N/A | 88 | 70.94 | 0.83737 | 0.5108 | #N/A | 0.36605 | 0.06578% | 1 | 50% | 0% | 0% | 0% | 8.2745 | 0 | 0 | 0 | 8.2745 | #N/A
2007-04-23 | 4 | 23 | 0 | 112.9585 | 2688 | 51.08 | 57.92 | 1002 | 51.08 | 0 | 96.4093 | Cooling | 16.0682 | #N/A | #N/A | #N/A | #N/A | 0 | 0 | 0 | 0 | 0 | 96.4093 | #N/A | #N/A | 88 | 66.08 | 0.78994 | 0.48186 | #N/A | 0.29806 | 0.05356% | 1 | 50% | 0% | 0% | 0% | 8.2745 | 0 | 0 | 0 | 8.2745 | #N/A
2007-04-23 01:00 | 4 | 23 | 1 | 113.0002 | 2689 | 48.92 | 57.02 | 1002 | 48.92 | 0 | 81.6605 | Cooling | 13.6101 | #N/A | #N/A | #N/A | #N/A | 0 | 0 | 0 | 0 | 0 | 81.6605 | #N/A | #N/A | 88 | 63.92 | 0.76966 | 0.46949 | #N/A | 0.25246 | 0.04537% | 1 | 50% | 0% | 0% | 0% | 8.2745 | 0 | 0 | 0 | 8.2745 | #N/A
2007-04-23 02:00 | 4 | 23 | 2 | 113.0418 | 2690 | 48.02 | 57.02 | 1002 | 48.02 | 0 | 71.7642 | Cooling | 11.9607 | #N/A | #N/A | #N/A | #N/A | 0 | 0 | 0 | 0 | 0 | 71.7642 | #N/A | #N/A | 88 | 63.02 | 0.76136 | 0.46443 | #N/A | 0.22187 | 0.03987% | 1 | 50% | 0% | 0% | 0% | 8.2745 | 0 | 0 | 0 | 8.2745 | #N/A
2007-04-23 03:00 | 4 | 23 | 3 | 113.0835 | 2691 | 46.04 | 55.94 | 1002 | 46.04 | 0 | 60.8546 | Cooling | 10.1424 | #N/A | #N/A | #N/A | #N/A | 0 | 0 | 0 | 0 | 0 | 60.8546 | #N/A | #N/A | 88 | 61.04 | 0.74339 | 0.45347 | #N/A | 0.18814 | 0.03381% | 1 | 50% | 0% | 0% | 0% | 8.2745 | 0 | 0 | 0 | 8.2745 | #N/A
2007-04-23 04:00 | 4 | 23 | 4 | 113.1252 | 2692 | 46.04 | 55.04 | 1002 | 46.04 | 0 | 46.6779 | Cooling | 7.7797 | #N/A | #N/A | #N/A | #N/A | 0 | 0 | 0 | 0 | 0 | 46.6779 | #N/A | #N/A | 88 | 61.04 | 0.74339 | 0.45347 | #N/A | 0.14431 | 0.02593% | 1 | 50% | 0% | 0% | 0% | 8.2745 | 0 | 0 | 0 | 8.2745 | #N/A
2007-04-23 05:00 | 4 | 23 | 5 | 113.1668 | 2693 | 44.96 | 53.96 | 1002 | 44.96 | 0 | 49.4911 | Cooling | 8.2485 | #N/A | #N/A | #N/A | #N/A | 0 | 0 | 0 | 0 | 0 | 49.4911 | #N/A | #N/A | 88 | 59.96 | 0.73376 | 0.44759 | #N/A | 0.15301 | 0.0275% | 1 | 50% | 0% | 0% | 0% | 8.2745 | 0 | 0 | 0 | 8.2745 | #N/A
2007-04-23 06:00 | 4 | 23 | 6 | 113.2085 | 2694 | 44.96 | 55.04 | 1003 | 44.96 | 0 | 390.0844 | Cooling | 65.0141 | #N/A | #N/A | #N/A | #N/A | 0 | 0 | 0 | 0 | 0 | 390.0844 | #N/A | #N/A | 88 | 59.96 | 0.73376 | 0.44759 | #N/A | 1.206 | 0.2167% | 1 | 50% | 0% | 0% | 0% | 8.2745 | 0 | 0 | 0 | 8.2745 | #N/A
2007-04-23 07:00 | 4 | 23 | 7 | 113.2502 | 2695 | 44.96 | 57.92 | 1003 | 44.96 | 0 | 843.9073 | Cooling | 140.6512 | #N/A | #N/A | #N/A | #N/A | 0 | 0 | 0 | 0 | 0 | 843.9073 | #N/A | #N/A | 88 | 59.96 | 0.73376 | 0.44759 | #N/A | 2.609 | 0.4688% | 1 | 50% | 0% | 0% | 0% | 8.2745 | 0 | 0 | 0 | 8.2745 | #N/A
2007-04-23 08:00 | 4 | 23 | 8 | 113.2918 | 2696 | 42.98 | 59 | 1003 | 42.98 | 0 | 1759.8251 | Cooling | 293.3042 | #N/A | #N/A | #N/A | #N/A | 0 | 0 | 0 | 0 | 0 | 1759.8251 | #N/A | #N/A | 88 | 57.98 | 0.71643 | 0.43702 | #N/A | 5.4407 | 0.9777% | 1 | 50% | 0% | 0% | 0% | 8.2745 | 0 | 0 | 0 | 8.2745 | #N/A
2007-04-23 09:00 | 4 | 23 | 9 | 113.3335 | 2697 | 44.06 | 60.08 | 1003 | 44.06 | 0 | 2327.6979 | Cooling | 387.9496 | #N/A | #N/A | #N/A | #N/A | 0 | 0 | 0 | 0 | 0 | 2327.6979 | #N/A | #N/A | 88 | 59.06 | 0.72583 | 0.44276 | #N/A | 7.1964 | 1.293% | 1 | 50% | 0% | 0% | 0% | 8.2745 | 0 | 0 | 0 | 8.2745 | #N/A
2007-04-23 10:00 | 4 | 23 | 10 | 113.3752 | 2698 | 44.96 | 59 | 1003 | 44.96 | 0 | 2846.1407 | Cooling | 474.3568 | #N/A | #N/A | #N/A | #N/A | 0 | 0 | 0 | 0 | 0 | 2846.1407 | #N/A | #N/A | 88 | 59.96 | 0.73376 | 0.44759 | #N/A | 8.7992 | 1.581% | 1 | 50% | 0% | 0% | 0% | 8.2745 | 0 | 0 | 0 | 8.2745 | #N/A
2007-04-23 11:00 | 4 | 23 | 11 | 113.4168 | 2699 | 44.96 | 59 | 1002 | 44.96 | 0 | 2626.127 | Cooling | 437.6878 | #N/A | #N/A | #N/A | #N/A | 0 | 0 | 0 | 0 | 0 | 2626.127 | #N/A | #N/A | 88 | 59.96 | 0.73376 | 0.44759 | #N/A | 8.119 | 1.459% | 1 | 50% | 0% | 0% | 0% | 8.2745 | 0 | 0 | 0 | 8.2745 | #N/A
2007-04-23 12:00 | 4 | 23 | 12 | 113.4585 | 2700 | 48.02 | 60.98 | 1002 | 48.02 | 0 | 2374.6928 | Cooling | 395.7821 | #N/A | #N/A | #N/A | #N/A | 0 | 0 | 0 | 0 | 0 | 2374.6928 | #N/A | #N/A | 88 | 63.02 | 0.76136 | 0.46443 | #N/A | 7.3417 | 1.319% | 1 | 50% | 0% | 0% | 0% | 8.2745 | 0 | 0 | 0 | 8.2745 | #N/A
2007-04-23 13:00 | 4 | 23 | 13 | 113.5002 | 2701 | 53.06 | 60.98 | 1001 | 53.06 | 0 | 2494.0699 | Cooling | 415.6783 | #N/A | #N/A | #N/A | #N/A | 0 | 0 | 0 | 0 | 0 | 2494.0699 | #N/A | #N/A | 88 | 68.06 | 0.80896 | 0.49347 | #N/A | 7.7107 | 1.386% | 1 | 50% | 0% | 0% | 0% | 8.2745 | 0 | 0 | 0 | 8.2745 | #N/A
2007-04-23 14:00 | 4 | 23 | 14 | 113.5418 | 2702 | 53.06 | 59 | 1001 | 53.06 | 0 | 2572.0907 | Cooling | 428.6818 | #N/A | #N/A | #N/A | #N/A | 0 | 0 | 0 | 0 | 0 | 2572.0907 | #N/A | #N/A | 88 | 68.06 | 0.80896 | 0.49347 | #N/A | 7.9519 | 1.429% | 1 | 50% | 0% | 0% | 0% | 8.2745 | 0 | 0 | 0 | 8.2745 | #N/A
2007-04-23 15:00 | 4 | 23 | 15 | 113.5835 | 2703 | 50 | 59 | 1000 | 50 | 0 | 2605.4492 | Cooling | 434.2415 | #N/A | #N/A | #N/A | #N/A | 0 | 0 | 0 | 0 | 0 | 2605.4492 | #N/A | #N/A | 88 | 65 | 0.77974 | 0.47564 | #N/A | 8.0551 | 1.447% | 1 | 50% | 0% | 0% | 0% | 8.2745 | 0 | 0 | 0 | 8.2745 | #N/A
2007-04-23 16:00 | 4 | 23 | 16 | 113.6252 | 2704 | 48.92 | 60.08 | 1000 | 48.92 | 0 | 2712.5917 | Cooling | 452.0986 | #N/A | #N/A | #N/A | #N/A | 0 | 0 | 0 | 0 | 0 | 2712.5917 | #N/A | #N/A | 88 | 63.92 | 0.76966 | 0.46949 | #N/A | 8.3863 | 1.507% | 1 | 50% | 0% | 0% | 0% | 8.2745 | 0 | 0 | 0 | 8.2745 | #N/A
2007-04-23 17:00 | 4 | 23 | 17 | 113.6668 | 2705 | 48.92 | 57.92 | 1000 | 48.92 | 0 | 2655.0149 | Cooling | 442.5025 | #N/A | #N/A | #N/A | #N/A | 0 | 0 | 0 | 0 | 0 | 2655.0149 | #N/A | #N/A | 88 | 63.92 | 0.76966 | 0.46949 | #N/A | 8.2083 | 1.475% | 1 | 50% | 0% | 0% | 0% | 8.2745 | 0 | 0 | 0 | 8.2745 | #N/A
2007-04-23 18:00 | 4 | 23 | 18 | 113.7085 | 2706 | 46.04 | 57.92 | 1000 | 46.04 | 0 | 2457.7955 | Cooling | 409.6326 | #N/A | #N/A | #N/A | #N/A | 0 | 0 | 0 | 0 | 0 | 2457.7955 | #N/A | #N/A | 88 | 61.04 | 0.74339 | 0.45347 | #N/A | 7.5986 | 1.365% | 1 | 50% | 0% | 0% | 0% | 8.2745 | 0 | 0 | 0 | 8.2745 | #N/A
2007-04-23 19:00 | 4 | 23 | 19 | 113.7502 | 2707 | 44.06 | 57.02 | 1000 | 44.06 | 0 | 2498.6127 | Cooling | 416.4354 | #N/A | #N/A | #N/A | #N/A | 0 | 0 | 0 | 0 | 0 | 2498.6127 | #N/A | #N/A | 88 | 59.06 | 0.72583 | 0.44276 | #N/A | 7.7248 | 1.388% | 1 | 50% | 0% | 0% | 0% | 8.2745 | 0 | 0 | 0 | 8.2745 | #N/A
2007-04-23 20:00 | 4 | 23 | 20 | 113.7918 | 2708 | 44.06 | 59 | 1000 | 44.06 | 0 | 2568.2456 | Cooling | 428.0409 | #N/A | #N/A | #N/A | #N/A | 0 | 0 | 0 | 0 | 0 | 2568.2456 | #N/A | #N/A | 88 | 59.06 | 0.72583 | 0.44276 | #N/A | 7.9401 | 1.427% | 1 | 50% | 0% | 0% | 0% | 8.2745 | 0 | 0 | 0 | 8.2745 | #N/A
2007-04-23 21:00 | 4 | 23 | 21 | 113.8335 | 2709 | 42.98 | 59 | 1000 | 42.98 | 0 | 2135.1363 | Cooling | 355.856 | #N/A | #N/A | #N/A | #N/A | 0 | 0 | 0 | 0 | 0 | 2135.1363 | #N/A | #N/A | 88 | 57.98 | 0.71643 | 0.43702 | #N/A | 6.601 | 1.186% | 1 | 50% | 0% | 0% | 0% | 8.2745 | 0 | 0 | 0 | 8.2745 | #N/A
2007-04-23 22:00 | 4 | 23 | 22 | 113.8752 | 2710 | 42.98 | 59 | 1000 | 42.98 | 0 | 171.1981 | Cooling | 28.533 | #N/A | #N/A | #N/A | #N/A | 0 | 0 | 0 | 0 | 0 | 171.1981 | #N/A | #N/A | 88 | 57.98 | 0.71643 | 0.43702 | #N/A | 0.52928 | 0.09511% | 1 | 50% | 0% | 0% | 0% | 8.2745 | 0 | 0 | 0 | 8.2745 | #N/A
2007-04-23 23:00 | 4 | 23 | 23 | 113.9168 | 2711 | 42.98 | 59 | 1000 | 42.98 | 0 | 272.2935 | Cooling | 45.3822 | #N/A | #N/A | #N/A | #N/A | 0 | 0 | 0 | 0 | 0 | 272.2935 | #N/A | #N/A | 88 | 57.98 | 0.71643 | 0.43702 | #N/A | 0.84183 | 0.1513% | 1 | 50% | 0% | 0% | 0% | 8.2745 | 0 | 0 | 0 | 8.2745 | #N/A
2007-04-24 | 4 | 24 | 0 | 113.9585 | 2712 | 39.92 | 59 | 1001 | 39.92 | 0 | 248.2912 | Cooling | 41.3819 | #N/A | #N/A | #N/A | #N/A | 0 | 0 | 0 | 0 | 0 | 248.2912 | #N/A | #N/A | 88 | 54.92 | 0.69046 | 0.42118 | #N/A | 0.76762 | 0.1379% | 1 | 50% | 0% | 0% | 0% | 8.2745 | 0 | 0 | 0 | 8.2745 | #N/A
2007-04-24 01:00 | 4 | 24 | 1 | 114.0002 | 2713 | 39.02 | 57.92 | 1000 | 39.02 | 0 | 219.2111 | Cooling | 36.5352 | #N/A | #N/A | #N/A | #N/A | 0 | 0 | 0 | 0 | 0 | 219.2111 | #N/A | #N/A | 88 | 54.02 | 0.68301 | 0.41664 | #N/A | 0.67772 | 0.1218% | 1 | 50% | 0% | 0% | 0% | 8.2745 | 0 | 0 | 0 | 8.2745 | #N/A
2007-04-24 02:00 | 4 | 24 | 2 | 114.0418 | 2714 | 39.02 | 57.02 | 1000 | 39.02 | 0 | 173.1961 | Cooling | 28.866 | #N/A | #N/A | #N/A | #N/A | 0 | 0 | 0 | 0 | 0 | 173.1961 | #N/A | #N/A | 88 | 54.02 | 0.68301 | 0.41664 | #N/A | 0.53546 | 0.09622% | 1 | 50% | 0% | 0% | 0% | 8.2745 | 0 | 0 | 0 | 8.2745 | #N/A
2007-04-24 03:00 | 4 | 24 | 3 | 114.0835 | 2715 | 37.94 | 53.06 | 1000 | 37.94 | 0 | 94.0926 | Cooling | 15.6821 | #N/A | #N/A | #N/A | #N/A | 0 | 0 | 0 | 0 | 0 | 94.0926 | #N/A | #N/A | 88 | 52.94 | 0.67419 | 0.41125 | #N/A | 0.2909 | 0.05227% | 1 | 50% | 0% | 0% | 0% | 8.2745 | 0 | 0 | 0 | 8.2745 | #N/A
2007-04-24 04:00 | 4 | 24 | 4 | 114.1252 | 2716 | 37.04 | 46.04 | 1001 | 37.04 | 0 | 6.9559 | Cooling | 1.1593 | #N/A | #N/A | #N/A | #N/A | 0 | 0 | 0 | 0 | 0 | 6.9559 | #N/A | #N/A | 88 | 52.04 | 0.66692 | 0.40682 | #N/A | 0.021505 | 0.003864% | 1 | 50% | 0% | 0% | 0% | 8.2745 | 0 | 0 | 0 | 8.2745 | #N/A
2007-04-24 05:00 | 4 | 24 | 5 | 114.1668 | 2717 | 37.04 | 41 | 1002 | 37.04 | 0 | 0 | Cooling | 0 | #N/A | #N/A | #N/A | #N/A | 0 | 0 | 0 | 0 | 0 | 0 | #N/A | #N/A | 88 | 52.04 | 0.66692 | 0.40682 | #N/A | 0 | 0% | 1 | 50% | 0% | 0% | 0% | 8.2745 | 0 | 0 | 0 | 8.2745 | #N/A
2007-04-24 06:00 | 4 | 24 | 6 | 114.2085 | 2718 | 37.94 | 39.92 | 1002 | 37.94 | 0 | 17.2672 | Cooling | 2.8779 | #N/A | #N/A | #N/A | #N/A | 0 | 0 | 0 | 0 | 0 | 17.2672 | #N/A | #N/A | 88 | 52.94 | 0.67419 | 0.41125 | #N/A | 0.053384 | 0.009593% | 1 | 50% | 0% | 0% | 0% | 8.2745 | 0 | 0 | 0 | 8.2745 | #N/A
2007-04-24 07:00 | 4 | 24 | 7 | 114.2502 | 2719 | 39.92 | 39.92 | 1003 | 39.92 | 0 | 80.7067 | Cooling | 13.4511 | #N/A | #N/A | #N/A | #N/A | 0 | 0 | 0 | 0 | 0 | 80.7067 | #N/A | #N/A | 88 | 54.92 | 0.69046 | 0.42118 | #N/A | 0.24951 | 0.04484% | 1 | 50% | 0% | 0% | 0% | 8.2745 | 0 | 0 | 0 | 8.2745 | #N/A
2007-04-24 08:00 | 4 | 24 | 8 | 114.2918 | 2720 | 39.92 | 44.06 | 1003 | 39.92 | 0 | 276.5023 | Cooling | 46.0837 | #N/A | #N/A | #N/A | #N/A | 0 | 0 | 0 | 0 | 0 | 276.5023 | #N/A | #N/A | 88 | 54.92 | 0.69046 | 0.42118 | #N/A | 0.85484 | 0.1536% | 1 | 50% | 0% | 0% | 0% | 8.2745 | 0 | 0 | 0 | 8.2745 | #N/A
2007-04-24 09:00 | 4 | 24 | 9 | 114.3335 | 2721 | 44.96 | 46.04 | 1003 | 44.96 | 0 | 476.009 | Cooling | 79.3348 | #N/A | #N/A | #N/A | #N/A | 0 | 0 | 0 | 0 | 0 | 476.009 | #N/A | #N/A | 88 | 59.96 | 0.73376 | 0.44759 | #N/A | 1.4716 | 0.2644% | 1 | 50% | 0% | 0% | 0% | 8.2745 | 0 | 0 | 0 | 8.2745 | #N/A
2007-04-24 10:00 | 4 | 24 | 10 | 114.3752 | 2722 | 48.92 | 48.02 | 1003 | 48.92 | 0 | 631.8091 | Cooling | 105.3015 | #N/A | #N/A | #N/A | #N/A | 0 | 0 | 0 | 0 | 0 | 631.8091 | #N/A | #N/A | 88 | 63.92 | 0.76966 | 0.46949 | #N/A | 1.9533 | 0.351% | 1 | 50% | 0% | 0% | 0% | 8.2745 | 0 | 0 | 0 | 8.2745 | #N/A
2007-04-24 11:00 | 4 | 24 | 11 | 114.4168 | 2723 | 48.92 | 48.92 | 1002 | 48.92 | 0 | 761.3968 | Cooling | 126.8995 | #N/A | #N/A | #N/A | #N/A | 0 | 0 | 0 | 0 | 0 | 761.3968 | #N/A | #N/A | 88 | 63.92 | 0.76966 | 0.46949 | #N/A | 2.354 | 0.423% | 1 | 50% | 0% | 0% | 0% | 8.2745 | 0 | 0 | 0 | 8.2745 | #N/A
2007-04-24 12:00 | 4 | 24 | 12 | 114.4585 | 2724 | 53.96 | 48.02 | 1001 | 53.96 | 0 | 890.3816 | Cooling | 148.3969 | #N/A | #N/A | #N/A | #N/A | 0 | 0 | 0 | 0 | 0 | 890.3816 | #N/A | #N/A | 88 | 68.96 | 0.81775 | 0.49883 | #N/A | 2.7527 | 0.4947% | 1 | 50% | 0% | 0% | 0% | 8.2745 | 0 | 0 | 0 | 8.2745 | #N/A
2007-04-24 13:00 | 4 | 24 | 13 | 114.5002 | 2725 | 57.02 | 50 | 1000 | 57.02 | 0 | 1023.9047 | Cooling | 170.6508 | #N/A | #N/A | #N/A | #N/A | 0 | 0 | 0 | 0 | 0 | 1023.9047 | #N/A | #N/A | 88 | 72.02 | 0.84825 | 0.51743 | #N/A | 3.1655 | 0.5688% | 1 | 50% | 0% | 0% | 0% | 8.2745 | 0 | 0 | 0 | 8.2745 | #N/A
2007-04-24 14:00 | 4 | 24 | 14 | 114.5418 | 2726 | 57.02 | 51.08 | 999 | 57.02 | 0 | 1389.8258 | Cooling | 231.6376 | #N/A | #N/A | #N/A | #N/A | 0 | 0 | 0 | 0 | 0 | 1389.8258 | #N/A | #N/A | 88 | 72.02 | 0.84825 | 0.51743 | #N/A | 4.2968 | 0.7721% | 1 | 50% | 0% | 0% | 0% | 8.2745 | 0 | 0 | 0 | 8.2745 | #N/A
2007-04-24 15:00 | 4 | 24 | 15 | 114.5835 | 2727 | 57.02 | 51.98 | 998 | 57.02 | 0 | 1924.1904 | Cooling | 320.6984 | #N/A | #N/A | #N/A | #N/A | 0 | 0 | 0 | 0 | 0 | 1924.1904 | #N/A | #N/A | 88 | 72.02 | 0.84825 | 0.51743 | #N/A | 5.9489 | 1.069% | 1 | 50% | 0% | 0% | 0% | 8.2745 | 0 | 0 | 0 | 8.2745 | #N/A
2007-04-24 16:00 | 4 | 24 | 16 | 114.6252 | 2728 | 57.92 | 51.08 | 998 | 57.92 | 0 | 1853.1254 | Cooling | 308.8542 | #N/A | #N/A | #N/A | #N/A | 0 | 0 | 0 | 0 | 0 | 1853.1254 | #N/A | #N/A | 88 | 72.92 | 0.85741 | 0.52302 | #N/A | 5.7292 | 1.03% | 1 | 50% | 0% | 0% | 0% | 8.2745 | 0 | 0 | 0 | 8.2745 | #N/A
2007-04-24 17:00 | 4 | 24 | 17 | 114.6668 | 2729 | 57.92 | 51.98 | 997 | 57.92 | 0 | 1607.3181 | Cooling | 267.8864 | #N/A | #N/A | #N/A | #N/A | 0 | 0 | 0 | 0 | 0 | 1607.3181 | #N/A | #N/A | 88 | 72.92 | 0.85741 | 0.52302 | #N/A | 4.9692 | 0.893% | 1 | 50% | 0% | 0% | 0% | 8.2745 | 0 | 0 | 0 | 8.2745 | #N/A
2007-04-24 18:00 | 4 | 24 | 18 | 114.7085 | 2730 | 55.04 | 51.08 | 997 | 55.04 | 0 | 1154.3121 | Cooling | 192.3853 | #N/A | #N/A | #N/A | #N/A | 0 | 0 | 0 | 0 | 0 | 1154.3121 | #N/A | #N/A | 88 | 70.04 | 0.8284 | 0.50532 | #N/A | 3.5687 | 0.6413% | 1 | 50% | 0% | 0% | 0% | 8.2745 | 0 | 0 | 0 | 8.2745 | #N/A
2007-04-24 19:00 | 4 | 24 | 19 | 114.7502 | 2731 | 51.98 | 50 | 997 | 51.98 | 0 | 722.746 | Cooling | 120.4577 | #N/A | #N/A | #N/A | #N/A | 0 | 0 | 0 | 0 | 0 | 722.746 | #N/A | #N/A | 88 | 66.98 | 0.79854 | 0.48711 | #N/A | 2.2345 | 0.4015% | 1 | 50% | 0% | 0% | 0% | 8.2745 | 0 | 0 | 0 | 8.2745 | #N/A
2007-04-24 20:00 | 4 | 24 | 20 | 114.7918 | 2732 | 51.98 | 50 | 998 | 51.98 | 0 | 521.3497 | Cooling | 86.8916 | #N/A | #N/A | #N/A | #N/A | 0 | 0 | 0 | 0 | 0 | 521.3497 | #N/A | #N/A | 88 | 66.98 | 0.79854 | 0.48711 | #N/A | 1.6118 | 0.2896% | 1 | 50% | 0% | 0% | 0% | 8.2745 | 0 | 0 | 0 | 8.2745 | #N/A
2007-04-24 21:00 | 4 | 24 | 21 | 114.8335 | 2733 | 46.94 | 48.92 | 997 | 46.94 | 0 | 332.4342 | Cooling | 55.4057 | #N/A | #N/A | #N/A | #N/A | 0 | 0 | 0 | 0 | 0 | 332.4342 | #N/A | #N/A | 88 | 61.94 | 0.7515 | 0.45842 | #N/A | 1.0278 | 0.1847% | 1 | 50% | 0% | 0% | 0% | 8.2745 | 0 | 0 | 0 | 8.2745 | #N/A
2007-04-24 22:00 | 4 | 24 | 22 | 114.8752 | 2734 | 44.96 | 48.92 | 997 | 44.96 | 0 | 0 | Cooling | 0 | #N/A | #N/A | #N/A | #N/A | 0 | 0 | 0 | 0 | 0 | 0 | #N/A | #N/A | 88 | 59.96 | 0.73376 | 0.44759 | #N/A | 0 | 0% | 1 | 50% | 0% | 0% | 0% | 8.2745 | 0 | 0 | 0 | 8.2745 | #N/A
2007-04-24 23:00 | 4 | 24 | 23 | 114.9168 | 2735 | 44.96 | 51.08 | 997 | 44.96 | 0 | 13.6134 | Cooling | 2.2689 | #N/A | #N/A | #N/A | #N/A | 0 | 0 | 0 | 0 | 0 | 13.6134 | #N/A | #N/A | 88 | 59.96 | 0.73376 | 0.44759 | #N/A | 0.042088 | 0.007563% | 1 | 50% | 0% | 0% | 0% | 8.2745 | 0 | 0 | 0 | 8.2745 | #N/A
2007-04-25 | 4 | 25 | 0 | 114.9585 | 2736 | 41 | 51.08 | 996 | 41 | 0 | 29.2996 | Cooling | 4.8833 | #N/A | #N/A | #N/A | #N/A | 0 | 0 | 0 | 0 | 0 | 29.2996 | #N/A | #N/A | 88 | 56 | 0.69951 | 0.4267 | #N/A | 0.090583 | 0.01628% | 1 | 50% | 0% | 0% | 0% | 8.2745 | 0 | 0 | 0 | 8.2745 | #N/A
2007-04-25 01:00 | 4 | 25 | 1 | 115.0002 | 2737 | 39.92 | 50 | 995 | 39.92 | 0 | 12.1539 | Cooling | 2.0256 | #N/A | #N/A | #N/A | #N/A | 0 | 0 | 0 | 0 | 0 | 12.1539 | #N/A | #N/A | 88 | 54.92 | 0.69046 | 0.42118 | #N/A | 0.037575 | 0.006752% | 1 | 50% | 0% | 0% | 0% | 8.2745 | 0 | 0 | 0 | 8.2745 | #N/A
2007-04-25 02:00 | 4 | 25 | 2 | 115.0418 | 2738 | 39.92 | 48.92 | 995 | 39.92 | 0 | 0 | Cooling | 0 | #N/A | #N/A | #N/A | #N/A | 0 | 0 | 0 | 0 | 0 | 0 | #N/A | #N/A | 88 | 54.92 | 0.69046 | 0.42118 | #N/A | 0 | 0% | 1 | 50% | 0% | 0% | 0% | 8.2745 | 0 | 0 | 0 | 8.2745 | #N/A
2007-04-25 03:00 | 4 | 25 | 3 | 115.0835 | 2739 | 33.98 | 48.02 | 994 | 33.98 | 0 | 0.0099873 | Cooling | 0.0016646 | #N/A | #N/A | #N/A | #N/A | 0 | 0 | 0 | 0 | 0 | 0.0099873 | #N/A | #N/A | 88 | 48.98 | 0.64288 | 0.39215 | #N/A | 3.0877e-05 | 5.549e-06% | 1 | 50% | 0% | 0% | 0% | 8.2745 | 0 | 0 | 0 | 8.2745 | #N/A
2007-04-25 04:00 | 4 | 25 | 4 | 115.1252 | 2740 | 32 | 50 | 994 | 32 | 0 | 0.98152 | Cooling | 0.16359 | #N/A | #N/A | #N/A | #N/A | 0 | 0 | 0 | 0 | 0 | 0.98152 | #N/A | #N/A | 88 | 47 | 0.62784 | 0.38298 | #N/A | 0.0030345 | 0.0005453% | 1 | 50% | 0% | 0% | 0% | 8.2745 | 0 | 0 | 0 | 8.2745 | #N/A
2007-04-25 05:00 | 4 | 25 | 5 | 115.1668 | 2741 | 32 | 50 | 994 | 32 | 0 | 4.7172 | Cooling | 0.7862 | #N/A | #N/A | #N/A | #N/A | 0 | 0 | 0 | 0 | 0 | 4.7172 | #N/A | #N/A | 88 | 47 | 0.62784 | 0.38298 | #N/A | 0.014584 | 0.002621% | 1 | 50% | 0% | 0% | 0% | 8.2745 | 0 | 0 | 0 | 8.2745 | #N/A
2007-04-25 06:00 | 4 | 25 | 6 | 115.2085 | 2742 | 33.98 | 51.08 | 994 | 33.98 | 0 | 63.9939 | Cooling | 10.6656 | #N/A | #N/A | #N/A | #N/A | 0 | 0 | 0 | 0 | 0 | 63.9939 | #N/A | #N/A | 88 | 48.98 | 0.64288 | 0.39215 | #N/A | 0.19785 | 0.03555% | 1 | 50% | 0% | 0% | 0% | 8.2745 | 0 | 0 | 0 | 8.2745 | #N/A
2007-04-25 07:00 | 4 | 25 | 7 | 115.2502 | 2743 | 42.08 | 51.08 | 994 | 42.08 | 0 | 121.8927 | Cooling | 20.3155 | #N/A | #N/A | #N/A | #N/A | 0 | 0 | 0 | 0 | 0 | 121.8927 | #N/A | #N/A | 88 | 57.08 | 0.70869 | 0.4323 | #N/A | 0.37685 | 0.06772% | 1 | 50% | 0% | 0% | 0% | 8.2745 | 0 | 0 | 0 | 8.2745 | #N/A
2007-04-25 08:00 | 4 | 25 | 8 | 115.2918 | 2744 | 42.08 | 51.98 | 994 | 42.08 | 0 | 240.1345 | Cooling | 40.0224 | #N/A | #N/A | #N/A | #N/A | 0 | 0 | 0 | 0 | 0 | 240.1345 | #N/A | #N/A | 88 | 57.08 | 0.70869 | 0.4323 | #N/A | 0.74241 | 0.1334% | 1 | 50% | 0% | 0% | 0% | 8.2745 | 0 | 0 | 0 | 8.2745 | #N/A
2007-04-25 09:00 | 4 | 25 | 9 | 115.3335 | 2745 | 46.94 | 53.06 | 994 | 46.94 | 0 | 342.3085 | Cooling | 57.0514 | #N/A | #N/A | #N/A | #N/A | 0 | 0 | 0 | 0 | 0 | 342.3085 | #N/A | #N/A | 88 | 61.94 | 0.7515 | 0.45842 | #N/A | 1.0583 | 0.1902% | 1 | 50% | 0% | 0% | 0% | 8.2745 | 0 | 0 | 0 | 8.2745 | #N/A
2007-04-25 10:00 | 4 | 25 | 10 | 115.3752 | 2746 | 51.08 | 53.06 | 994 | 51.08 | 0 | 433.7905 | Cooling | 72.2984 | #N/A | #N/A | #N/A | #N/A | 0 | 0 | 0 | 0 | 0 | 433.7905 | #N/A | #N/A | 88 | 66.08 | 0.78994 | 0.48186 | #N/A | 1.3411 | 0.241% | 1 | 50% | 0% | 0% | 0% | 8.2745 | 0 | 0 | 0 | 8.2745 | #N/A
2007-04-25 11:00 | 4 | 25 | 11 | 115.4168 | 2747 | 51.08 | 55.94 | 994 | 51.08 | 0 | 744.1165 | Cooling | 124.0194 | #N/A | #N/A | #N/A | #N/A | 0 | 0 | 0 | 0 | 0 | 744.1165 | #N/A | #N/A | 88 | 66.08 | 0.78994 | 0.48186 | #N/A | 2.3005 | 0.4134% | 1 | 50% | 0% | 0% | 0% | 8.2745 | 0 | 0 | 0 | 8.2745 | #N/A
2007-04-25 12:00 | 4 | 25 | 12 | 115.4585 | 2748 | 57.02 | 55.94 | 994 | 57.02 | 0 | 964.7475 | Cooling | 160.7913 | #N/A | #N/A | #N/A | #N/A | 0 | 0 | 0 | 0 | 0 | 964.7475 | #N/A | #N/A | 88 | 72.02 | 0.84825 | 0.51743 | #N/A | 2.9826 | 0.536% | 1 | 50% | 0% | 0% | 0% | 8.2745 | 0 | 0 | 0 | 8.2745 | #N/A
2007-04-25 13:00 | 4 | 25 | 13 | 115.5002 | 2749 | 59 | 57.02 | 994 | 59 | 0 | 1108.4919 | Cooling | 184.7486 | #N/A | #N/A | #N/A | #N/A | 0 | 0 | 0 | 0 | 0 | 1108.4919 | #N/A | #N/A | 88 | 74 | 0.86852 | 0.5298 | #N/A | 3.427 | 0.6158% | 1 | 50% | 0% | 0% | 0% | 8.2745 | 0 | 0 | 0 | 8.2745 | #N/A
2007-04-25 14:00 | 4 | 25 | 14 | 115.5418 | 2750 | 59 | 57.92 | 994 | 59 | 0 | 1359.6583 | Cooling | 226.6097 | #N/A | #N/A | #N/A | #N/A | 0 | 0 | 0 | 0 | 0 | 1359.6583 | #N/A | #N/A | 88 | 74 | 0.86852 | 0.5298 | #N/A | 4.2036 | 0.7554% | 1 | 50% | 0% | 0% | 0% | 8.2745 | 0 | 0 | 0 | 8.2745 | #N/A
2007-04-25 15:00 | 4 | 25 | 15 | 115.5835 | 2751 | 62.06 | 57.92 | 994 | 62.06 | 0 | 1537.8976 | Cooling | 256.3163 | #N/A | #N/A | #N/A | #N/A | 0 | 0 | 0 | 0 | 0 | 1537.8976 | #N/A | #N/A | 88 | 77.06 | 0.90065 | 0.5494 | #N/A | 4.7546 | 0.8544% | 1 | 50% | 0% | 0% | 0% | 8.2745 | 0 | 0 | 0 | 8.2745 | #N/A
2007-04-25 16:00 | 4 | 25 | 16 | 115.6252 | 2752 | 62.96 | 57.92 | 994 | 62.96 | 0 | 1662.0631 | Cooling | 277.0105 | #N/A | #N/A | #N/A | #N/A | 0 | 0 | 0 | 0 | 0 | 1662.0631 | #N/A | #N/A | 88 | 77.96 | 0.91029 | 0.55528 | #N/A | 5.1385 | 0.9234% | 1 | 50% | 0% | 0% | 0% | 8.2745 | 0 | 0 | 0 | 8.2745 | #N/A
2007-04-25 17:00 | 4 | 25 | 17 | 115.6668 | 2753 | 62.96 | 57.02 | 994 | 62.96 | 0 | 1581.2016 | Cooling | 263.5336 | #N/A | #N/A | #N/A | #N/A | 0 | 0 | 0 | 0 | 0 | 1581.2016 | #N/A | #N/A | 88 | 77.96 | 0.91029 | 0.55528 | #N/A | 4.8885 | 0.8784% | 1 | 50% | 0% | 0% | 0% | 8.2745 | 0 | 0 | 0 | 8.2745 | #N/A
2007-04-25 18:00 | 4 | 25 | 18 | 115.7085 | 2754 | 62.06 | 55.94 | 994 | 62.06 | 0 | 1345.7785 | Cooling | 224.2964 | #N/A | #N/A | #N/A | #N/A | 0 | 0 | 0 | 0 | 0 | 1345.7785 | #N/A | #N/A | 88 | 77.06 | 0.90065 | 0.5494 | #N/A | 4.1606 | 0.7477% | 1 | 50% | 0% | 0% | 0% | 8.2745 | 0 | 0 | 0 | 8.2745 | #N/A
2007-04-25 19:00 | 4 | 25 | 19 | 115.7502 | 2755 | 62.06 | 53.96 | 995 | 62.06 | 0 | 961.7925 | Cooling | 160.2987 | #N/A | #N/A | #N/A | #N/A | 0 | 0 | 0 | 0 | 0 | 961.7925 | #N/A | #N/A | 88 | 77.06 | 0.90065 | 0.5494 | #N/A | 2.9735 | 0.5343% | 1 | 50% | 0% | 0% | 0% | 8.2745 | 0 | 0 | 0 | 8.2745 | #N/A
2007-04-25 20:00 | 4 | 25 | 20 | 115.7918 | 2756 | 62.06 | 55.04 | 995 | 62.06 | 0 | 751.781 | Cooling | 125.2968 | #N/A | #N/A | #N/A | #N/A | 0 | 0 | 0 | 0 | 0 | 751.781 | #N/A | #N/A | 88 | 77.06 | 0.90065 | 0.5494 | #N/A | 2.3242 | 0.4177% | 1 | 50% | 0% | 0% | 0% | 8.2745 | 0 | 0 | 0 | 8.2745 | #N/A
2007-04-25 21:00 | 4 | 25 | 21 | 115.8335 | 2757 | 57.92 | 53.06 | 996 | 57.92 | 0 | 544.0426 | Cooling | 90.6738 | #N/A | #N/A | #N/A | #N/A | 0 | 0 | 0 | 0 | 0 | 544.0426 | #N/A | #N/A | 88 | 72.92 | 0.85741 | 0.52302 | #N/A | 1.682 | 0.3022% | 1 | 50% | 0% | 0% | 0% | 8.2745 | 0 | 0 | 0 | 8.2745 | #N/A
2007-04-25 22:00 | 4 | 25 | 22 | 115.8752 | 2758 | 51.98 | 51.08 | 996 | 51.98 | 0 | 15.3177 | Cooling | 2.5529 | #N/A | #N/A | #N/A | #N/A | 0 | 0 | 0 | 0 | 0 | 15.3177 | #N/A | #N/A | 88 | 66.98 | 0.79854 | 0.48711 | #N/A | 0.047356 | 0.00851% | 1 | 50% | 0% | 0% | 0% | 8.2745 | 0 | 0 | 0 | 8.2745 | #N/A
2007-04-25 23:00 | 4 | 25 | 23 | 115.9168 | 2759 | 51.98 | 48.92 | 996 | 51.98 | 0 | 4.0223 | Cooling | 0.67038 | #N/A | #N/A | #N/A | #N/A | 0 | 0 | 0 | 0 | 0 | 4.0223 | #N/A | #N/A | 88 | 66.98 | 0.79854 | 0.48711 | #N/A | 0.012435 | 0.002235% | 1 | 50% | 0% | 0% | 0% | 8.2745 | 0 | 0 | 0 | 8.2745 | #N/A
2007-04-26 | 4 | 26 | 0 | 115.9585 | 2760 | 44.96 | 48.92 | 997 | 44.96 | 0 | 0.0082209 | Cooling | 0.0013701 | #N/A | #N/A | #N/A | #N/A | 0 | 0 | 0 | 0 | 0 | 0.0082209 | #N/A | #N/A | 88 | 59.96 | 0.73376 | 0.44759 | #N/A | 2.5416e-05 | 4.567e-06% | 1 | 50% | 0% | 0% | 0% | 8.2745 | 0 | 0 | 0 | 8.2745 | #N/A
2007-04-26 01:00 | 4 | 26 | 1 | 116.0002 | 2761 | 44.06 | 48.92 | 997 | 44.06 | 0 | 0.007856 | Cooling | 0.0013093 | #N/A | #N/A | #N/A | #N/A | 0 | 0 | 0 | 0 | 0 | 0.007856 | #N/A | #N/A | 88 | 59.06 | 0.72583 | 0.44276 | #N/A | 2.4288e-05 | 4.364e-06% | 1 | 50% | 0% | 0% | 0% | 8.2745 | 0 | 0 | 0 | 8.2745 | #N/A
2007-04-26 02:00 | 4 | 26 | 2 | 116.0418 | 2762 | 44.06 | 48.02 | 996 | 44.06 | 0 | 0.017879 | Cooling | 0.0029798 | #N/A | #N/A | #N/A | #N/A | 0 | 0 | 0 | 0 | 0 | 0.017879 | #N/A | #N/A | 88 | 59.06 | 0.72583 | 0.44276 | #N/A | 5.5274e-05 | 9.933e-06% | 1 | 50% | 0% | 0% | 0% | 8.2745 | 0 | 0 | 0 | 8.2745 | #N/A
2007-04-26 03:00 | 4 | 26 | 3 | 116.0835 | 2763 | 44.06 | 48.02 | 996 | 44.06 | 0 | 0.021371 | Cooling | 0.0035619 | #N/A | #N/A | #N/A | #N/A | 0 | 0 | 0 | 0 | 0 | 0.021371 | #N/A | #N/A | 88 | 59.06 | 0.72583 | 0.44276 | #N/A | 6.6072e-05 | 1.187e-05% | 1 | 50% | 0% | 0% | 0% | 8.2745 | 0 | 0 | 0 | 8.2745 | #N/A
2007-04-26 04:00 | 4 | 26 | 4 | 116.1252 | 2764 | 42.98 | 48.92 | 997 | 42.98 | 0 | 0.0065701 | Cooling | 0.001095 | #N/A | #N/A | #N/A | #N/A | 0 | 0 | 0 | 0 | 0 | 0.0065701 | #N/A | #N/A | 88 | 57.98 | 0.71643 | 0.43702 | #N/A | 2.0312e-05 | 3.65e-06% | 1 | 50% | 0% | 0% | 0% | 8.2745 | 0 | 0 | 0 | 8.2745 | #N/A
2007-04-26 05:00 | 4 | 26 | 5 | 116.1668 | 2765 | 42.98 | 48.02 | 997 | 42.98 | 0 | 0.01624 | Cooling | 0.0027067 | #N/A | #N/A | #N/A | #N/A | 0 | 0 | 0 | 0 | 0 | 0.01624 | #N/A | #N/A | 88 | 57.98 | 0.71643 | 0.43702 | #N/A | 5.0209e-05 | 9.022e-06% | 1 | 50% | 0% | 0% | 0% | 8.2745 | 0 | 0 | 0 | 8.2745 | #N/A
2007-04-26 06:00 | 4 | 26 | 6 | 116.2085 | 2766 | 42.98 | 46.94 | 998 | 42.98 | 0 | 0.10278 | Cooling | 0.01713 | #N/A | #N/A | #N/A | #N/A | 0 | 0 | 0 | 0 | 0 | 0.10278 | #N/A | #N/A | 88 | 57.98 | 0.71643 | 0.43702 | #N/A | 0.00031776 | 5.71e-05% | 1 | 50% | 0% | 0% | 0% | 8.2745 | 0 | 0 | 0 | 8.2745 | #N/A
2007-04-26 07:00 | 4 | 26 | 7 | 116.2502 | 2767 | 42.98 | 50 | 998 | 42.98 | 0 | 5.368 | Cooling | 0.89466 | #N/A | #N/A | #N/A | #N/A | 0 | 0 | 0 | 0 | 0 | 5.368 | #N/A | #N/A | 88 | 57.98 | 0.71643 | 0.43702 | #N/A | 0.016596 | 0.002982% | 1 | 50% | 0% | 0% | 0% | 8.2745 | 0 | 0 | 0 | 8.2745 | #N/A
2007-04-26 08:00 | 4 | 26 | 8 | 116.2918 | 2768 | 42.98 | 50 | 998 | 42.98 | 0 | 179.7512 | Cooling | 29.9585 | #N/A | #N/A | #N/A | #N/A | 0 | 0 | 0 | 0 | 0 | 179.7512 | #N/A | #N/A | 88 | 57.98 | 0.71643 | 0.43702 | #N/A | 0.55572 | 0.09986% | 1 | 50% | 0% | 0% | 0% | 8.2745 | 0 | 0 | 0 | 8.2745 | #N/A
2007-04-26 09:00 | 4 | 26 | 9 | 116.3335 | 2769 | 44.96 | 48.92 | 998 | 44.96 | 0 | 314.4832 | Cooling | 52.4139 | #N/A | #N/A | #N/A | #N/A | 0 | 0 | 0 | 0 | 0 | 314.4832 | #N/A | #N/A | 88 | 59.96 | 0.73376 | 0.44759 | #N/A | 0.97226 | 0.1747% | 1 | 50% | 0% | 0% | 0% | 8.2745 | 0 | 0 | 0 | 8.2745 | #N/A
2007-04-26 10:00 | 4 | 26 | 10 | 116.3752 | 2770 | 44.96 | 50 | 998 | 44.96 | 0 | 398.8858 | Cooling | 66.481 | #N/A | #N/A | #N/A | #N/A | 0 | 0 | 0 | 0 | 0 | 398.8858 | #N/A | #N/A | 88 | 59.96 | 0.73376 | 0.44759 | #N/A | 1.2332 | 0.2216% | 1 | 50% | 0% | 0% | 0% | 8.2745 | 0 | 0 | 0 | 8.2745 | #N/A
2007-04-26 11:00 | 4 | 26 | 11 | 116.4168 | 2771 | 44.96 | 48.92 | 998 | 44.96 | 0 | 463.2208 | Cooling | 77.2035 | #N/A | #N/A | #N/A | #N/A | 0 | 0 | 0 | 0 | 0 | 463.2208 | #N/A | #N/A | 88 | 59.96 | 0.73376 | 0.44759 | #N/A | 1.4321 | 0.2573% | 1 | 50% | 0% | 0% | 0% | 8.2745 | 0 | 0 | 0 | 8.2745 | #N/A
2007-04-26 12:00 | 4 | 26 | 12 | 116.4585 | 2772 | 48.92 | 48.92 | 998 | 48.92 | 0 | 474.3341 | Cooling | 79.0557 | #N/A | #N/A | #N/A | #N/A | 0 | 0 | 0 | 0 | 0 | 474.3341 | #N/A | #N/A | 88 | 63.92 | 0.76966 | 0.46949 | #N/A | 1.4665 | 0.2635% | 1 | 50% | 0% | 0% | 0% | 8.2745 | 0 | 0 | 0 | 8.2745 | #N/A
2007-04-26 13:00 | 4 | 26 | 13 | 116.5002 | 2773 | 53.96 | 48.02 | 998 | 53.96 | 0 | 481.1481 | Cooling | 80.1913 | #N/A | #N/A | #N/A | #N/A | 0 | 0 | 0 | 0 | 0 | 481.1481 | #N/A | #N/A | 88 | 68.96 | 0.81775 | 0.49883 | #N/A | 1.4875 | 0.2673% | 1 | 50% | 0% | 0% | 0% | 8.2745 | 0 | 0 | 0 | 8.2745 | #N/A
2007-04-26 14:00 | 4 | 26 | 14 | 116.5418 | 2774 | 53.96 | 51.98 | 997 | 53.96 | 0 | 486.9142 | Cooling | 81.1524 | #N/A | #N/A | #N/A | #N/A | 0 | 0 | 0 | 0 | 0 | 486.9142 | #N/A | #N/A | 88 | 68.96 | 0.81775 | 0.49883 | #N/A | 1.5054 | 0.2705% | 1 | 50% | 0% | 0% | 0% | 8.2745 | 0 | 0 | 0 | 8.2745 | #N/A
2007-04-26 15:00 | 4 | 26 | 15 | 116.5835 | 2775 | 57.02 | 51.08 | 997 | 57.02 | 0 | 375.6277 | Cooling | 62.6046 | #N/A | #N/A | #N/A | #N/A | 0 | 0 | 0 | 0 | 0 | 375.6277 | #N/A | #N/A | 88 | 72.02 | 0.84825 | 0.51743 | #N/A | 1.1613 | 0.2087% | 1 | 50% | 0% | 0% | 0% | 8.2745 | 0 | 0 | 0 | 8.2745 | #N/A
2007-04-26 16:00 | 4 | 26 | 16 | 116.6252 | 2776 | 55.94 | 51.08 | 996 | 55.94 | 0 | 275.7427 | Cooling | 45.9571 | #N/A | #N/A | #N/A | #N/A | 0 | 0 | 0 | 0 | 0 | 275.7427 | #N/A | #N/A | 88 | 70.94 | 0.83737 | 0.5108 | #N/A | 0.85249 | 0.1532% | 1 | 50% | 0% | 0% | 0% | 8.2745 | 0 | 0 | 0 | 8.2745 | #N/A
2007-04-26 17:00 | 4 | 26 | 17 | 116.6668 | 2777 | 55.94 | 51.98 | 995 | 55.94 | 0 | 456.5451 | Cooling | 76.0908 | #N/A | #N/A | #N/A | #N/A | 0 | 0 | 0 | 0 | 0 | 456.5451 | #N/A | #N/A | 88 | 70.94 | 0.83737 | 0.5108 | #N/A | 1.4115 | 0.2536% | 1 | 50% | 0% | 0% | 0% | 8.2745 | 0 | 0 | 0 | 8.2745 | #N/A
2007-04-26 18:00 | 4 | 26 | 18 | 116.7085 | 2778 | 50 | 46.94 | 995 | 50 | 0 | 312.1736 | Cooling | 52.0289 | #N/A | #N/A | #N/A | #N/A | 0 | 0 | 0 | 0 | 0 | 312.1736 | #N/A | #N/A | 88 | 65 | 0.77974 | 0.47564 | #N/A | 0.96512 | 0.1734% | 1 | 50% | 0% | 0% | 0% | 8.2745 | 0 | 0 | 0 | 8.2745 | #N/A
2007-04-26 19:00 | 4 | 26 | 19 | 116.7502 | 2779 | 46.94 | 48.02 | 994 | 46.94 | 0 | 165.3435 | Cooling | 27.5572 | #N/A | #N/A | #N/A | #N/A | 0 | 0 | 0 | 0 | 0 | 165.3435 | #N/A | #N/A | 88 | 61.94 | 0.7515 | 0.45842 | #N/A | 0.51118 | 0.09186% | 1 | 50% | 0% | 0% | 0% | 8.2745 | 0 | 0 | 0 | 8.2745 | #N/A
2007-04-26 20:00 | 4 | 26 | 20 | 116.7918 | 2780 | 46.04 | 46.94 | 995 | 46.04 | 0 | 110.3701 | Cooling | 18.395 | #N/A | #N/A | #N/A | #N/A | 0 | 0 | 0 | 0 | 0 | 110.3701 | #N/A | #N/A | 88 | 61.04 | 0.74339 | 0.45347 | #N/A | 0.34122 | 0.06132% | 1 | 50% | 0% | 0% | 0% | 8.2745 | 0 | 0 | 0 | 8.2745 | #N/A
2007-04-26 21:00 | 4 | 26 | 21 | 116.8335 | 2781 | 46.94 | 46.94 | 995 | 46.94 | 0 | 110.3473 | Cooling | 18.3912 | #N/A | #N/A | #N/A | #N/A | 0 | 0 | 0 | 0 | 0 | 110.3473 | #N/A | #N/A | 88 | 61.94 | 0.7515 | 0.45842 | #N/A | 0.34115 | 0.0613% | 1 | 50% | 0% | 0% | 0% | 8.2745 | 0 | 0 | 0 | 8.2745 | #N/A
2007-04-26 22:00 | 4 | 26 | 22 | 116.8752 | 2782 | 44.96 | 46.94 | 995 | 44.96 | 0 | 0 | Cooling | 0 | #N/A | #N/A | #N/A | #N/A | 0 | 0 | 0 | 0 | 0 | 0 | #N/A | #N/A | 88 | 59.96 | 0.73376 | 0.44759 | #N/A | 0 | 0% | 1 | 50% | 0% | 0% | 0% | 8.2745 | 0 | 0 | 0 | 8.2745 | #N/A
2007-04-26 23:00 | 4 | 26 | 23 | 116.9168 | 2783 | 44.96 | 46.04 | 995 | 44.96 | 0 | 0.0010392 | Cooling | 0.00017321 | #N/A | #N/A | #N/A | #N/A | 0 | 0 | 0 | 0 | 0 | 0.0010392 | #N/A | #N/A | 88 | 59.96 | 0.73376 | 0.44759 | #N/A | 3.213e-06 | 5.774e-07% | 1 | 50% | 0% | 0% | 0% | 8.2745 | 0 | 0 | 0 | 8.2745 | #N/A
2007-04-27 | 4 | 27 | 0 | 116.9585 | 2784 | 44.06 | 44.06 | 996 | 44.06 | 0 | 0.00078258 | Cooling | 0.00013043 | #N/A | #N/A | #N/A | #N/A | 0 | 0 | 0 | 0 | 0 | 0.00078258 | #N/A | #N/A | 88 | 59.06 | 0.72583 | 0.44276 | #N/A | 2.4194e-06 | 4.348e-07% | 1 | 50% | 0% | 0% | 0% | 8.2745 | 0 | 0 | 0 | 8.2745 | #N/A
2007-04-27 01:00 | 4 | 27 | 1 | 117.0002 | 2785 | 44.06 | 41 | 995 | 44.06 | 0 | 0.019816 | Cooling | 0.0033027 | #N/A | #N/A | #N/A | #N/A | 0 | 0 | 0 | 0 | 0 | 0.019816 | #N/A | #N/A | 88 | 59.06 | 0.72583 | 0.44276 | #N/A | 6.1264e-05 | 1.101e-05% | 1 | 50% | 0% | 0% | 0% | 8.2745 | 0 | 0 | 0 | 8.2745 | #N/A
2007-04-27 02:00 | 4 | 27 | 2 | 117.0418 | 2786 | 44.06 | 39.02 | 997 | 44.06 | 0 | 0.078885 | Cooling | 0.013147 | #N/A | #N/A | #N/A | #N/A | 0 | 0 | 0 | 0 | 0 | 0.078885 | #N/A | #N/A | 88 | 59.06 | 0.72583 | 0.44276 | #N/A | 0.00024388 | 4.382e-05% | 1 | 50% | 0% | 0% | 0% | 8.2745 | 0 | 0 | 0 | 8.2745 | #N/A
2007-04-27 03:00 | 4 | 27 | 3 | 117.0835 | 2787 | 41 | 39.02 | 998 | 41 | 0 | 0.092812 | Cooling | 0.015469 | #N/A | #N/A | #N/A | #N/A | 0 | 0 | 0 | 0 | 0 | 0.092812 | #N/A | #N/A | 88 | 56 | 0.69951 | 0.4267 | #N/A | 0.00028694 | 5.156e-05% | 1 | 50% | 0% | 0% | 0% | 8.2745 | 0 | 0 | 0 | 8.2745 | #N/A
2007-04-27 04:00 | 4 | 27 | 4 | 117.1252 | 2788 | 42.98 | 39.02 | 998 | 42.98 | 0 | 0.07619 | Cooling | 0.012698 | #N/A | #N/A | #N/A | #N/A | 0 | 0 | 0 | 0 | 0 | 0.07619 | #N/A | #N/A | 88 | 57.98 | 0.71643 | 0.43702 | #N/A | 0.00023555 | 4.233e-05% | 1 | 50% | 0% | 0% | 0% | 8.2745 | 0 | 0 | 0 | 8.2745 | #N/A
2007-04-27 05:00 | 4 | 27 | 5 | 117.1668 | 2789 | 42.98 | 37.04 | 1000 | 42.98 | 0 | 0.11608 | Cooling | 0.019346 | #N/A | #N/A | #N/A | #N/A | 0 | 0 | 0 | 0 | 0 | 0.11608 | #N/A | #N/A | 88 | 57.98 | 0.71643 | 0.43702 | #N/A | 0.00035887 | 6.449e-05% | 1 | 50% | 0% | 0% | 0% | 8.2745 | 0 | 0 | 0 | 8.2745 | #N/A
2007-04-27 06:00 | 4 | 27 | 6 | 117.2085 | 2790 | 42.98 | 35.96 | 1001 | 42.98 | 2.9124 | 0 | Heating | 0.38832 | #N/A | #N/A | #N/A | #N/A | 2.9124 | #N/A | #N/A | 3.9388 | #N/A | 0 | 0 | 0 | 0 | 0 | 0 | 0 | 0 | 0 | 0.001294% | 1 | 50% | 0% | 0% | 0% | 8.2745 | 0 | 0 | 0 | 8.2745 | #N/A
2007-04-27 07:00 | 4 | 27 | 7 | 117.2502 | 2791 | 44.06 | 35.96 | 1002 | 44.06 | 0 | 0.38538 | Cooling | 0.064229 | #N/A | #N/A | #N/A | #N/A | 0 | 0 | 0 | 0 | 0 | 0.38538 | #N/A | #N/A | 88 | 59.06 | 0.72583 | 0.44276 | #N/A | 0.0011914 | 0.0002141% | 1 | 50% | 0% | 0% | 0% | 8.2745 | 0 | 0 | 0 | 8.2745 | #N/A
2007-04-27 08:00 | 4 | 27 | 8 | 117.2918 | 2792 | 44.06 | 35.06 | 1002 | 44.06 | 0 | 0.079121 | Cooling | 0.013187 | #N/A | #N/A | #N/A | #N/A | 0 | 0 | 0 | 0 | 0 | 0.079121 | #N/A | #N/A | 88 | 59.06 | 0.72583 | 0.44276 | #N/A | 0.00024461 | 4.396e-05% | 1 | 50% | 0% | 0% | 0% | 8.2745 | 0 | 0 | 0 | 8.2745 | #N/A
2007-04-27 09:00 | 4 | 27 | 9 | 117.3335 | 2793 | 48.02 | 35.06 | 1002 | 48.02 | 0 | 0.29028 | Cooling | 0.04838 | #N/A | #N/A | #N/A | #N/A | 0 | 0 | 0 | 0 | 0 | 0.29028 | #N/A | #N/A | 88 | 63.02 | 0.76136 | 0.46443 | #N/A | 0.00089743 | 0.0001613% | 1 | 50% | 0% | 0% | 0% | 8.2745 | 0 | 0 | 0 | 8.2745 | #N/A
2007-04-27 10:00 | 4 | 27 | 10 | 117.3752 | 2794 | 48.92 | 33.98 | 1003 | 48.92 | 0 | 0.20217 | Cooling | 0.033695 | #N/A | #N/A | #N/A | #N/A | 0 | 0 | 0 | 0 | 0 | 0.20217 | #N/A | #N/A | 88 | 63.92 | 0.76966 | 0.46949 | #N/A | 0.00062503 | 0.0001123% | 1 | 50% | 0% | 0% | 0% | 8.2745 | 0 | 0 | 0 | 8.2745 | #N/A
2007-04-27 11:00 | 4 | 27 | 11 | 117.4168 | 2795 | 48.92 | 39.02 | 1003 | 48.92 | 0 | 0.037249 | Cooling | 0.0062082 | #N/A | #N/A | #N/A | #N/A | 0 | 0 | 0 | 0 | 0 | 0.037249 | #N/A | #N/A | 88 | 63.92 | 0.76966 | 0.46949 | #N/A | 0.00011516 | 2.069e-05% | 1 | 50% | 0% | 0% | 0% | 8.2745 | 0 | 0 | 0 | 8.2745 | #N/A
2007-04-27 12:00 | 4 | 27 | 12 | 117.4585 | 2796 | 50 | 39.02 | 1002 | 50 | 0 | 0.0066356 | Cooling | 0.0011059 | #N/A | #N/A | #N/A | #N/A | 0 | 0 | 0 | 0 | 0 | 0.0066356 | #N/A | #N/A | 88 | 65 | 0.77974 | 0.47564 | #N/A | 2.0515e-05 | 3.686e-06% | 1 | 50% | 0% | 0% | 0% | 8.2745 | 0 | 0 | 0 | 8.2745 | #N/A
2007-04-27 13:00 | 4 | 27 | 13 | 117.5002 | 2797 | 51.08 | 35.96 | 1002 | 51.08 | 0 | 3.8642 | Cooling | 0.64404 | #N/A | #N/A | #N/A | #N/A | 0 | 0 | 0 | 0 | 0 | 3.8642 | #N/A | #N/A | 88 | 66.08 | 0.78994 | 0.48186 | #N/A | 0.011947 | 0.002147% | 1 | 50% | 0% | 0% | 0% | 8.2745 | 0 | 0 | 0 | 8.2745 | #N/A
2007-04-27 14:00 | 4 | 27 | 14 | 117.5418 | 2798 | 51.08 | 37.94 | 1002 | 51.08 | 0 | 10.9192 | Cooling | 1.8199 | #N/A | #N/A | #N/A | #N/A | 0 | 0 | 0 | 0 | 0 | 10.9192 | #N/A | #N/A | 88 | 66.08 | 0.78994 | 0.48186 | #N/A | 0.033758 | 0.006066% | 1 | 50% | 0% | 0% | 0% | 8.2745 | 0 | 0 | 0 | 8.2745 | #N/A
2007-04-27 15:00 | 4 | 27 | 15 | 117.5835 | 2799 | 51.98 | 37.04 | 1002 | 51.98 | 0 | 24.6009 | Cooling | 4.1001 | #N/A | #N/A | #N/A | #N/A | 0 | 0 | 0 | 0 | 0 | 24.6009 | #N/A | #N/A | 88 | 66.98 | 0.79854 | 0.48711 | #N/A | 0.076057 | 0.01367% | 1 | 50% | 0% | 0% | 0% | 8.2745 | 0 | 0 | 0 | 8.2745 | #N/A
2007-04-27 16:00 | 4 | 27 | 16 | 117.6252 | 2800 | 51.98 | 37.04 | 1002 | 51.98 | 0 | 29.7031 | Cooling | 4.9505 | #N/A | #N/A | #N/A | #N/A | 0 | 0 | 0 | 0 | 0 | 29.7031 | #N/A | #N/A | 88 | 66.98 | 0.79854 | 0.48711 | #N/A | 0.091831 | 0.0165% | 1 | 50% | 0% | 0% | 0% | 8.2745 | 0 | 0 | 0 | 8.2745 | #N/A
2007-04-27 17:00 | 4 | 27 | 17 | 117.6668 | 2801 | 51.98 | 35.96 | 1002 | 51.98 | 0 | 10.5237 | Cooling | 1.754 | #N/A | #N/A | #N/A | #N/A | 0 | 0 | 0 | 0 | 0 | 10.5237 | #N/A | #N/A | 88 | 66.98 | 0.79854 | 0.48711 | #N/A | 0.032535 | 0.005847% | 1 | 50% | 0% | 0% | 0% | 8.2745 | 0 | 0 | 0 | 8.2745 | #N/A
2007-04-27 18:00 | 4 | 27 | 18 | 117.7085 | 2802 | 50 | 33.98 | 1002 | 50 | 0 | 0 | Cooling | 0 | #N/A | #N/A | #N/A | #N/A | 0 | 0 | 0 | 0 | 0 | 0 | #N/A | #N/A | 88 | 65 | 0.77974 | 0.47564 | #N/A | 0 | 0% | 1 | 50% | 0% | 0% | 0% | 8.2745 | 0 | 0 | 0 | 8.2745 | #N/A
2007-04-27 19:00 | 4 | 27 | 19 | 117.7502 | 2803 | 48.02 | 35.06 | 1002 | 48.02 | 0 | 0.0090236 | Cooling | 0.0015039 | #N/A | #N/A | #N/A | #N/A | 0 | 0 | 0 | 0 | 0 | 0.0090236 | #N/A | #N/A | 88 | 63.02 | 0.76136 | 0.46443 | #N/A | 2.7898e-05 | 5.013e-06% | 1 | 50% | 0% | 0% | 0% | 8.2745 | 0 | 0 | 0 | 8.2745 | #N/A
2007-04-27 20:00 | 4 | 27 | 20 | 117.7918 | 2804 | 48.02 | 33.08 | 1002 | 48.02 | 0 | 0.034652 | Cooling | 0.0057754 | #N/A | #N/A | #N/A | #N/A | 0 | 0 | 0 | 0 | 0 | 0.034652 | #N/A | #N/A | 88 | 63.02 | 0.76136 | 0.46443 | #N/A | 0.00010713 | 1.925e-05% | 1 | 50% | 0% | 0% | 0% | 8.2745 | 0 | 0 | 0 | 8.2745 | #N/A
2007-04-27 21:00 | 4 | 27 | 21 | 117.8335 | 2805 | 46.04 | 33.98 | 1001 | 46.04 | 0 | 0.024376 | Cooling | 0.0040626 | #N/A | #N/A | #N/A | #N/A | 0 | 0 | 0 | 0 | 0 | 0.024376 | #N/A | #N/A | 88 | 61.04 | 0.74339 | 0.45347 | #N/A | 7.5361e-05 | 1.354e-05% | 1 | 50% | 0% | 0% | 0% | 8.2745 | 0 | 0 | 0 | 8.2745 | #N/A
2007-04-27 22:00 | 4 | 27 | 22 | 117.8752 | 2806 | 44.96 | 33.98 | 1001 | 44.96 | 0 | 0.011318 | Cooling | 0.0018864 | #N/A | #N/A | #N/A | #N/A | 0 | 0 | 0 | 0 | 0 | 0.011318 | #N/A | #N/A | 88 | 59.96 | 0.73376 | 0.44759 | #N/A | 3.4992e-05 | 6.288e-06% | 1 | 50% | 0% | 0% | 0% | 8.2745 | 0 | 0 | 0 | 8.2745 | #N/A
2007-04-27 23:00 | 4 | 27 | 23 | 117.9168 | 2807 | 44.96 | 33.98 | 1001 | 44.96 | 0 | 0.0046326 | Cooling | 0.0007721 | #N/A | #N/A | #N/A | #N/A | 0 | 0 | 0 | 0 | 0 | 0.0046326 | #N/A | #N/A | 88 | 59.96 | 0.73376 | 0.44759 | #N/A | 1.4322e-05 | 2.574e-06% | 1 | 50% | 0% | 0% | 0% | 8.2745 | 0 | 0 | 0 | 8.2745 | #N/A
2007-04-28 | 4 | 28 | 0 | 117.9585 | 2808 | 44.96 | 35.06 | 1001 | 44.96 | 0 | 0.0019703 | Cooling | 0.00032838 | #N/A | #N/A | #N/A | #N/A | 0 | 0 | 0 | 0 | 0 | 0.0019703 | #N/A | #N/A | 88 | 59.96 | 0.73376 | 0.44759 | #N/A | 6.0914e-06 | 1.095e-06% | 1 | 50% | 0% | 0% | 0% | 8.2745 | 0 | 0 | 0 | 8.2745 | #N/A
2007-04-28 01:00 | 4 | 28 | 1 | 118.0002 | 2809 | 44.96 | 37.04 | 1001 | 44.96 | 0 | 0 | Cooling | 0 | #N/A | #N/A | #N/A | #N/A | 0 | 0 | 0 | 0 | 0 | 0 | #N/A | #N/A | 88 | 59.96 | 0.73376 | 0.44759 | #N/A | 0 | 0% | 1 | 50% | 0% | 0% | 0% | 8.2745 | 0 | 0 | 0 | 8.2745 | #N/A
2007-04-28 02:00 | 4 | 28 | 2 | 118.0418 | 2810 | 44.96 | 37.04 | 1001 | 44.96 | 0 | 0 | Cooling | 0 | #N/A | #N/A | #N/A | #N/A | 0 | 0 | 0 | 0 | 0 | 0 | #N/A | #N/A | 88 | 59.96 | 0.73376 | 0.44759 | #N/A | 0 | 0% | 1 | 50% | 0% | 0% | 0% | 8.2745 | 0 | 0 | 0 | 8.2745 | #N/A
2007-04-28 03:00 | 4 | 28 | 3 | 118.0835 | 2811 | 42.08 | 37.94 | 1000 | 42.08 | 0 | 0 | Cooling | 0 | #N/A | #N/A | #N/A | #N/A | 0 | 0 | 0 | 0 | 0 | 0 | #N/A | #N/A | 88 | 57.08 | 0.70869 | 0.4323 | #N/A | 0 | 0% | 1 | 50% | 0% | 0% | 0% | 8.2745 | 0 | 0 | 0 | 8.2745 | #N/A
2007-04-28 04:00 | 4 | 28 | 4 | 118.1252 | 2812 | 39.02 | 37.04 | 1000 | 39.02 | 0 | 0 | Cooling | 0 | #N/A | #N/A | #N/A | #N/A | 0 | 0 | 0 | 0 | 0 | 0 | #N/A | #N/A | 88 | 54.02 | 0.68301 | 0.41664 | #N/A | 0 | 0% | 1 | 50% | 0% | 0% | 0% | 8.2745 | 0 | 0 | 0 | 8.2745 | #N/A
2007-04-28 05:00 | 4 | 28 | 5 | 118.1668 | 2813 | 39.02 | 37.04 | 1000 | 39.02 | 0 | 0 | Cooling | 0 | #N/A | #N/A | #N/A | #N/A | 0 | 0 | 0 | 0 | 0 | 0 | #N/A | #N/A | 88 | 54.02 | 0.68301 | 0.41664 | #N/A | 0 | 0% | 1 | 50% | 0% | 0% | 0% | 8.2745 | 0 | 0 | 0 | 8.2745 | #N/A
2007-04-28 06:00 | 4 | 28 | 6 | 118.2085 | 2814 | 41 | 37.94 | 1000 | 41 | 0 | 0 | Cooling | 0 | #N/A | #N/A | #N/A | #N/A | 0 | 0 | 0 | 0 | 0 | 0 | #N/A | #N/A | 88 | 56 | 0.69951 | 0.4267 | #N/A | 0 | 0% | 1 | 50% | 0% | 0% | 0% | 8.2745 | 0 | 0 | 0 | 8.2745 | #N/A
2007-04-28 07:00 | 4 | 28 | 7 | 118.2502 | 2815 | 46.04 | 37.94 | 1001 | 46.04 | 0 | 0 | Cooling | 0 | #N/A | #N/A | #N/A | #N/A | 0 | 0 | 0 | 0 | 0 | 0 | #N/A | #N/A | 88 | 61.04 | 0.74339 | 0.45347 | #N/A | 0 | 0% | 1 | 50% | 0% | 0% | 0% | 8.2745 | 0 | 0 | 0 | 8.2745 | #N/A
2007-04-28 08:00 | 4 | 28 | 8 | 118.2918 | 2816 | 46.04 | 39.02 | 1000 | 46.04 | 0 | 0 | Cooling | 0 | #N/A | #N/A | #N/A | #N/A | 0 | 0 | 0 | 0 | 0 | 0 | #N/A | #N/A | 88 | 61.04 | 0.74339 | 0.45347 | #N/A | 0 | 0% | 1 | 50% | 0% | 0% | 0% | 8.2745 | 0 | 0 | 0 | 8.2745 | #N/A
2007-04-28 09:00 | 4 | 28 | 9 | 118.3335 | 2817 | 51.08 | 39.92 | 1001 | 51.08 | 0 | 0 | Cooling | 0 | #N/A | #N/A | #N/A | #N/A | 0 | 0 | 0 | 0 | 0 | 0 | #N/A | #N/A | 88 | 66.08 | 0.78994 | 0.48186 | #N/A | 0 | 0% | 1 | 50% | 0% | 0% | 0% | 8.2745 | 0 | 0 | 0 | 8.2745 | #N/A
2007-04-28 10:00 | 4 | 28 | 10 | 118.3752 | 2818 | 53.96 | 39.92 | 1001 | 53.96 | 0 | 0 | Cooling | 0 | #N/A | #N/A | #N/A | #N/A | 0 | 0 | 0 | 0 | 0 | 0 | #N/A | #N/A | 88 | 68.96 | 0.81775 | 0.49883 | #N/A | 0 | 0% | 1 | 50% | 0% | 0% | 0% | 8.2745 | 0 | 0 | 0 | 8.2745 | #N/A
2007-04-28 11:00 | 4 | 28 | 11 | 118.4168 | 2819 | 53.96 | 42.08 | 1001 | 53.96 | 0 | 0 | Cooling | 0 | #N/A | #N/A | #N/A | #N/A | 0 | 0 | 0 | 0 | 0 | 0 | #N/A | #N/A | 88 | 68.96 | 0.81775 | 0.49883 | #N/A | 0 | 0% | 1 | 50% | 0% | 0% | 0% | 8.2745 | 0 | 0 | 0 | 8.2745 | #N/A
2007-04-28 12:00 | 4 | 28 | 12 | 118.4585 | 2820 | 57.92 | 41 | 1001 | 57.92 | 0 | 0 | Cooling | 0 | #N/A | #N/A | #N/A | #N/A | 0 | 0 | 0 | 0 | 0 | 0 | #N/A | #N/A | 88 | 72.92 | 0.85741 | 0.52302 | #N/A | 0 | 0% | 1 | 50% | 0% | 0% | 0% | 8.2745 | 0 | 0 | 0 | 8.2745 | #N/A
2007-04-28 13:00 | 4 | 28 | 13 | 118.5002 | 2821 | 60.08 | 42.08 | 1001 | 60.08 | 0 | 0 | Cooling | 0 | #N/A | #N/A | #N/A | #N/A | 0 | 0 | 0 | 0 | 0 | 0 | #N/A | #N/A | 88 | 75.08 | 0.87975 | 0.53664 | #N/A | 0 | 0% | 1 | 50% | 0% | 0% | 0% | 8.2745 | 0 | 0 | 0 | 8.2745 | #N/A
2007-04-28 14:00 | 4 | 28 | 14 | 118.5418 | 2822 | 60.08 | 42.98 | 1001 | 60.08 | 0 | 0 | Cooling | 0 | #N/A | #N/A | #N/A | #N/A | 0 | 0 | 0 | 0 | 0 | 0 | #N/A | #N/A | 88 | 75.08 | 0.87975 | 0.53664 | #N/A | 0 | 0% | 1 | 50% | 0% | 0% | 0% | 8.2745 | 0 | 0 | 0 | 8.2745 | #N/A
2007-04-28 15:00 | 4 | 28 | 15 | 118.5835 | 2823 | 60.98 | 42.08 | 1001 | 60.98 | 0 | 0 | Cooling | 0 | #N/A | #N/A | #N/A | #N/A | 0 | 0 | 0 | 0 | 0 | 0 | #N/A | #N/A | 88 | 75.98 | 0.8892 | 0.54241 | #N/A | 0 | 0% | 1 | 50% | 0% | 0% | 0% | 8.2745 | 0 | 0 | 0 | 8.2745 | #N/A
2007-04-28 16:00 | 4 | 28 | 16 | 118.6252 | 2824 | 60.98 | 41 | 1001 | 60.98 | 0 | 0 | Cooling | 0 | #N/A | #N/A | #N/A | #N/A | 0 | 0 | 0 | 0 | 0 | 0 | #N/A | #N/A | 88 | 75.98 | 0.8892 | 0.54241 | #N/A | 0 | 0% | 1 | 50% | 0% | 0% | 0% | 8.2745 | 0 | 0 | 0 | 8.2745 | #N/A
2007-04-28 17:00 | 4 | 28 | 17 | 118.6668 | 2825 | 60.98 | 41 | 1002 | 60.98 | 0 | 0 | Cooling | 0 | #N/A | #N/A | #N/A | #N/A | 0 | 0 | 0 | 0 | 0 | 0 | #N/A | #N/A | 88 | 75.98 | 0.8892 | 0.54241 | #N/A | 0 | 0% | 1 | 50% | 0% | 0% | 0% | 8.2745 | 0 | 0 | 0 | 8.2745 | #N/A
2007-04-28 18:00 | 4 | 28 | 18 | 118.7085 | 2826 | 59 | 41 | 1002 | 59 | 0 | 0 | Cooling | 0 | #N/A | #N/A | #N/A | #N/A | 0 | 0 | 0 | 0 | 0 | 0 | #N/A | #N/A | 88 | 74 | 0.86852 | 0.5298 | #N/A | 0 | 0% | 1 | 50% | 0% | 0% | 0% | 8.2745 | 0 | 0 | 0 | 8.2745 | #N/A
2007-04-28 19:00 | 4 | 28 | 19 | 118.7502 | 2827 | 55.94 | 39.92 | 1003 | 55.94 | 0 | 0 | Cooling | 0 | #N/A | #N/A | #N/A | #N/A | 0 | 0 | 0 | 0 | 0 | 0 | #N/A | #N/A | 88 | 70.94 | 0.83737 | 0.5108 | #N/A | 0 | 0% | 1 | 50% | 0% | 0% | 0% | 8.2745 | 0 | 0 | 0 | 8.2745 | #N/A
2007-04-28 20:00 | 4 | 28 | 20 | 118.7918 | 2828 | 55.94 | 39.92 | 1004 | 55.94 | 0 | 0 | Cooling | 0 | #N/A | #N/A | #N/A | #N/A | 0 | 0 | 0 | 0 | 0 | 0 | #N/A | #N/A | 88 | 70.94 | 0.83737 | 0.5108 | #N/A | 0 | 0% | 1 | 50% | 0% | 0% | 0% | 8.2745 | 0 | 0 | 0 | 8.2745 | #N/A
2007-04-28 21:00 | 4 | 28 | 21 | 118.8335 | 2829 | 51.98 | 41 | 1004 | 51.98 | 0 | 0 | Cooling | 0 | #N/A | #N/A | #N/A | #N/A | 0 | 0 | 0 | 0 | 0 | 0 | #N/A | #N/A | 88 | 66.98 | 0.79854 | 0.48711 | #N/A | 0 | 0% | 1 | 50% | 0% | 0% | 0% | 8.2745 | 0 | 0 | 0 | 8.2745 | #N/A
2007-04-28 22:00 | 4 | 28 | 22 | 118.8752 | 2830 | 51.08 | 39.92 | 1004 | 51.08 | 0 | 0 | Cooling | 0 | #N/A | #N/A | #N/A | #N/A | 0 | 0 | 0 | 0 | 0 | 0 | #N/A | #N/A | 88 | 66.08 | 0.78994 | 0.48186 | #N/A | 0 | 0% | 1 | 50% | 0% | 0% | 0% | 8.2745 | 0 | 0 | 0 | 8.2745 | #N/A
2007-04-28 23:00 | 4 | 28 | 23 | 118.9168 | 2831 | 51.08 | 39.02 | 1005 | 51.08 | 0 | 0 | Cooling | 0 | #N/A | #N/A | #N/A | #N/A | 0 | 0 | 0 | 0 | 0 | 0 | #N/A | #N/A | 88 | 66.08 | 0.78994 | 0.48186 | #N/A | 0 | 0% | 1 | 50% | 0% | 0% | 0% | 8.2745 | 0 | 0 | 0 | 8.2745 | #N/A
2007-04-29 | 4 | 29 | 0 | 118.9585 | 2832 | 48.02 | 37.94 | 1005 | 48.02 | 0 | 0 | Cooling | 0 | #N/A | #N/A | #N/A | #N/A | 0 | 0 | 0 | 0 | 0 | 0 | #N/A | #N/A | 88 | 63.02 | 0.76136 | 0.46443 | #N/A | 0 | 0% | 1 | 50% | 0% | 0% | 0% | 8.2745 | 0 | 0 | 0 | 8.2745 | #N/A
2007-04-29 01:00 | 4 | 29 | 1 | 119.0002 | 2833 | 51.08 | 37.04 | 1006 | 51.08 | 0 | 0 | Cooling | 0 | #N/A | #N/A | #N/A | #N/A | 0 | 0 | 0 | 0 | 0 | 0 | #N/A | #N/A | 88 | 66.08 | 0.78994 | 0.48186 | #N/A | 0 | 0% | 1 | 50% | 0% | 0% | 0% | 8.2745 | 0 | 0 | 0 | 8.2745 | #N/A
2007-04-29 02:00 | 4 | 29 | 2 | 119.0418 | 2834 | 51.08 | 35.06 | 1006 | 51.08 | 0 | 0 | Cooling | 0 | #N/A | #N/A | #N/A | #N/A | 0 | 0 | 0 | 0 | 0 | 0 | #N/A | #N/A | 88 | 66.08 | 0.78994 | 0.48186 | #N/A | 0 | 0% | 1 | 50% | 0% | 0% | 0% | 8.2745 | 0 | 0 | 0 | 8.2745 | #N/A
2007-04-29 03:00 | 4 | 29 | 3 | 119.0835 | 2835 | 50 | 33.98 | 1006 | 50 | 0 | 0 | Cooling | 0 | #N/A | #N/A | #N/A | #N/A | 0 | 0 | 0 | 0 | 0 | 0 | #N/A | #N/A | 88 | 65 | 0.77974 | 0.47564 | #N/A | 0 | 0% | 1 | 50% | 0% | 0% | 0% | 8.2745 | 0 | 0 | 0 | 8.2745 | #N/A
2007-04-29 04:00 | 4 | 29 | 4 | 119.1252 | 2836 | 50 | 33.08 | 1006 | 50 | 0.025073 | 0 | Heating | 0.003343 | #N/A | #N/A | #N/A | #N/A | 0.025073 | #N/A | #N/A | 4.5134 | #N/A | 0 | 0 | 0 | 0 | 0 | 0 | 0 | 0 | 0 | 1.114e-05% | 1 | 50% | 0% | 0% | 0% | 8.2745 | 0 | 0 | 0 | 8.2745 | #N/A
2007-04-29 05:00 | 4 | 29 | 5 | 119.1668 | 2837 | 50 | 33.98 | 1007 | 50 | 0 | 0 | Cooling | 0 | #N/A | #N/A | #N/A | #N/A | 0 | 0 | 0 | 0 | 0 | 0 | #N/A | #N/A | 88 | 65 | 0.77974 | 0.47564 | #N/A | 0 | 0% | 1 | 50% | 0% | 0% | 0% | 8.2745 | 0 | 0 | 0 | 8.2745 | #N/A
2007-04-29 06:00 | 4 | 29 | 6 | 119.2085 | 2838 | 48.92 | 35.96 | 1007 | 48.92 | 295.6961 | 0 | Heating | 39.4261 | #N/A | #N/A | #N/A | #N/A | 295.6961 | #N/A | #N/A | 4.4149 | #N/A | 0 | 0 | 0 | 0 | 0 | 0 | 0 | 0 | 0 | 0.1314% | 1 | 50% | 0% | 0% | 0% | 8.2745 | 0 | 0 | 0 | 8.2745 | #N/A
2007-04-29 07:00 | 4 | 29 | 7 | 119.2502 | 2839 | 48.92 | 35.96 | 1008 | 48.92 | 67.632 | 0 | Heating | 9.0176 | #N/A | #N/A | #N/A | #N/A | 67.632 | #N/A | #N/A | 4.4149 | #N/A | 0 | 0 | 0 | 0 | 0 | 0 | 0 | 0 | 0 | 0.03006% | 1 | 50% | 0% | 0% | 0% | 8.2745 | 0 | 0 | 0 | 8.2745 | #N/A
2007-04-29 08:00 | 4 | 29 | 8 | 119.2918 | 2840 | 48.02 | 35.96 | 1008 | 48.02 | 4.5567 | 0 | Heating | 0.60756 | #N/A | #N/A | #N/A | #N/A | 4.5567 | #N/A | #N/A | 4.3357 | #N/A | 0 | 0 | 0 | 0 | 0 | 0 | 0 | 0 | 0 | 0.002025% | 1 | 50% | 0% | 0% | 0% | 8.2745 | 0 | 0 | 0 | 8.2745 | #N/A
2007-04-29 09:00 | 4 | 29 | 9 | 119.3335 | 2841 | 48.02 | 37.94 | 1009 | 48.02 | 0.42961 | 0 | Heating | 0.057281 | #N/A | #N/A | #N/A | #N/A | 0.42961 | #N/A | #N/A | 4.3357 | #N/A | 0 | 0 | 0 | 0 | 0 | 0 | 0 | 0 | 0 | 0.0001909% | 1 | 50% | 0% | 0% | 0% | 8.2745 | 0 | 0 | 0 | 8.2745 | #N/A
2007-04-29 10:00 | 4 | 29 | 10 | 119.3752 | 2842 | 48.02 | 39.02 | 1009 | 48.02 | 0 | 0.11856 | Cooling | 0.01976 | #N/A | #N/A | #N/A | #N/A | 0 | 0 | 0 | 0 | 0 | 0.11856 | #N/A | #N/A | 88 | 63.02 | 0.76136 | 0.46443 | #N/A | 0.00036654 | 6.587e-05% | 1 | 50% | 0% | 0% | 0% | 8.2745 | 0 | 0 | 0 | 8.2745 | #N/A
2007-04-29 11:00 | 4 | 29 | 11 | 119.4168 | 2843 | 50 | 37.94 | 1009 | 50 | 0 | 0.078628 | Cooling | 0.013105 | #N/A | #N/A | #N/A | #N/A | 0 | 0 | 0 | 0 | 0 | 0.078628 | #N/A | #N/A | 88 | 65 | 0.77974 | 0.47564 | #N/A | 0.00024309 | 4.368e-05% | 1 | 50% | 0% | 0% | 0% | 8.2745 | 0 | 0 | 0 | 8.2745 | #N/A
2007-04-29 12:00 | 4 | 29 | 12 | 119.4585 | 2844 | 53.06 | 39.02 | 1008 | 53.06 | 0 | 0.10067 | Cooling | 0.016779 | #N/A | #N/A | #N/A | #N/A | 0 | 0 | 0 | 0 | 0 | 0.10067 | #N/A | #N/A | 88 | 68.06 | 0.80896 | 0.49347 | #N/A | 0.00031124 | 5.593e-05% | 1 | 50% | 0% | 0% | 0% | 8.2745 | 0 | 0 | 0 | 8.2745 | #N/A
2007-04-29 13:00 | 4 | 29 | 13 | 119.5002 | 2845 | 53.06 | 37.94 | 1008 | 53.06 | 0 | 16.4449 | Cooling | 2.7408 | #N/A | #N/A | #N/A | #N/A | 0 | 0 | 0 | 0 | 0 | 16.4449 | #N/A | #N/A | 88 | 68.06 | 0.80896 | 0.49347 | #N/A | 0.050841 | 0.009136% | 1 | 50% | 0% | 0% | 0% | 8.2745 | 0 | 0 | 0 | 8.2745 | #N/A
2007-04-29 14:00 | 4 | 29 | 14 | 119.5418 | 2846 | 53.06 | 39.92 | 1008 | 53.06 | 0 | 50.6427 | Cooling | 8.4405 | #N/A | #N/A | #N/A | #N/A | 0 | 0 | 0 | 0 | 0 | 50.6427 | #N/A | #N/A | 88 | 68.06 | 0.80896 | 0.49347 | #N/A | 0.15657 | 0.02813% | 1 | 50% | 0% | 0% | 0% | 8.2745 | 0 | 0 | 0 | 8.2745 | #N/A
2007-04-29 15:00 | 4 | 29 | 15 | 119.5835 | 2847 | 51.08 | 37.94 | 1008 | 51.08 | 0 | 119.6086 | Cooling | 19.9348 | #N/A | #N/A | #N/A | #N/A | 0 | 0 | 0 | 0 | 0 | 119.6086 | #N/A | #N/A | 88 | 66.08 | 0.78994 | 0.48186 | #N/A | 0.36978 | 0.06645% | 1 | 50% | 0% | 0% | 0% | 8.2745 | 0 | 0 | 0 | 8.2745 | #N/A
2007-04-29 16:00 | 4 | 29 | 16 | 119.6252 | 2848 | 48.02 | 35.96 | 1007 | 48.02 | 0 | 260.258 | Cooling | 43.3763 | #N/A | #N/A | #N/A | #N/A | 0 | 0 | 0 | 0 | 0 | 260.258 | #N/A | #N/A | 88 | 63.02 | 0.76136 | 0.46443 | #N/A | 0.80462 | 0.1446% | 1 | 50% | 0% | 0% | 0% | 8.2745 | 0 | 0 | 0 | 8.2745 | #N/A
2007-04-29 17:00 | 4 | 29 | 17 | 119.6668 | 2849 | 48.02 | 33.98 | 1007 | 48.02 | 0 | 219.3796 | Cooling | 36.5633 | #N/A | #N/A | #N/A | #N/A | 0 | 0 | 0 | 0 | 0 | 219.3796 | #N/A | #N/A | 88 | 63.02 | 0.76136 | 0.46443 | #N/A | 0.67824 | 0.1219% | 1 | 50% | 0% | 0% | 0% | 8.2745 | 0 | 0 | 0 | 8.2745 | #N/A
2007-04-29 18:00 | 4 | 29 | 18 | 119.7085 | 2850 | 46.04 | 35.06 | 1007 | 46.04 | 0 | 17.535 | Cooling | 2.9225 | #N/A | #N/A | #N/A | #N/A | 0 | 0 | 0 | 0 | 0 | 17.535 | #N/A | #N/A | 88 | 61.04 | 0.74339 | 0.45347 | #N/A | 0.054212 | 0.009742% | 1 | 50% | 0% | 0% | 0% | 8.2745 | 0 | 0 | 0 | 8.2745 | #N/A
2007-04-29 19:00 | 4 | 29 | 19 | 119.7502 | 2851 | 44.06 | 33.98 | 1006 | 44.06 | 0 | 3.7882 | Cooling | 0.63137 | #N/A | #N/A | #N/A | #N/A | 0 | 0 | 0 | 0 | 0 | 3.7882 | #N/A | #N/A | 88 | 59.06 | 0.72583 | 0.44276 | #N/A | 0.011712 | 0.002105% | 1 | 50% | 0% | 0% | 0% | 8.2745 | 0 | 0 | 0 | 8.2745 | #N/A
2007-04-29 20:00 | 4 | 29 | 20 | 119.7918 | 2852 | 44.06 | 33.08 | 1006 | 44.06 | 0 | 0.016006 | Cooling | 0.0026677 | #N/A | #N/A | #N/A | #N/A | 0 | 0 | 0 | 0 | 0 | 0.016006 | #N/A | #N/A | 88 | 59.06 | 0.72583 | 0.44276 | #N/A | 4.9486e-05 | 8.892e-06% | 1 | 50% | 0% | 0% | 0% | 8.2745 | 0 | 0 | 0 | 8.2745 | #N/A
2007-04-29 21:00 | 4 | 29 | 21 | 119.8335 | 2853 | 42.98 | 35.06 | 1006 | 42.98 | 0 | 0.013405 | Cooling | 0.0022341 | #N/A | #N/A | #N/A | #N/A | 0 | 0 | 0 | 0 | 0 | 0.013405 | #N/A | #N/A | 88 | 57.98 | 0.71643 | 0.43702 | #N/A | 4.1442e-05 | 7.447e-06% | 1 | 50% | 0% | 0% | 0% | 8.2745 | 0 | 0 | 0 | 8.2745 | #N/A
2007-04-29 22:00 | 4 | 29 | 22 | 119.8752 | 2854 | 42.08 | 35.06 | 1006 | 42.08 | 0 | 0 | Cooling | 0 | #N/A | #N/A | #N/A | #N/A | 0 | 0 | 0 | 0 | 0 | 0 | #N/A | #N/A | 88 | 57.08 | 0.70869 | 0.4323 | #N/A | 0 | 0% | 1 | 50% | 0% | 0% | 0% | 8.2745 | 0 | 0 | 0 | 8.2745 | #N/A
2007-04-29 23:00 | 4 | 29 | 23 | 119.9168 | 2855 | 42.08 | 37.94 | 1006 | 42.08 | 0 | 0 | Cooling | 0 | #N/A | #N/A | #N/A | #N/A | 0 | 0 | 0 | 0 | 0 | 0 | #N/A | #N/A | 88 | 57.08 | 0.70869 | 0.4323 | #N/A | 0 | 0% | 1 | 50% | 0% | 0% | 0% | 8.2745 | 0 | 0 | 0 | 8.2745 | #N/A
2007-04-30 | 4 | 30 | 0 | 119.9585 | 2856 | 41 | 37.04 | 1005 | 41 | 0 | 0 | Cooling | 0 | #N/A | #N/A | #N/A | #N/A | 0 | 0 | 0 | 0 | 0 | 0 | #N/A | #N/A | 88 | 56 | 0.69951 | 0.4267 | #N/A | 0 | 0% | 1 | 50% | 0% | 0% | 0% | 8.2745 | 0 | 0 | 0 | 8.2745 | #N/A
2007-04-30 01:00 | 4 | 30 | 1 | 120.0002 | 2857 | 41 | 37.04 | 1005 | 41 | 0 | 0 | Cooling | 0 | #N/A | #N/A | #N/A | #N/A | 0 | 0 | 0 | 0 | 0 | 0 | #N/A | #N/A | 88 | 56 | 0.69951 | 0.4267 | #N/A | 0 | 0% | 1 | 50% | 0% | 0% | 0% | 8.2745 | 0 | 0 | 0 | 8.2745 | #N/A
2007-04-30 02:00 | 4 | 30 | 2 | 120.0418 | 2858 | 41 | 37.94 | 1005 | 41 | 0 | 0 | Cooling | 0 | #N/A | #N/A | #N/A | #N/A | 0 | 0 | 0 | 0 | 0 | 0 | #N/A | #N/A | 88 | 56 | 0.69951 | 0.4267 | #N/A | 0 | 0% | 1 | 50% | 0% | 0% | 0% | 8.2745 | 0 | 0 | 0 | 8.2745 | #N/A
2007-04-30 03:00 | 4 | 30 | 3 | 120.0835 | 2859 | 41 | 37.94 | 1005 | 41 | 0 | 0 | Cooling | 0 | #N/A | #N/A | #N/A | #N/A | 0 | 0 | 0 | 0 | 0 | 0 | #N/A | #N/A | 88 | 56 | 0.69951 | 0.4267 | #N/A | 0 | 0% | 1 | 50% | 0% | 0% | 0% | 8.2745 | 0 | 0 | 0 | 8.2745 | #N/A
2007-04-30 04:00 | 4 | 30 | 4 | 120.1252 | 2860 | 39.92 | 37.94 | 1005 | 39.92 | 0 | 0 | Cooling | 0 | #N/A | #N/A | #N/A | #N/A | 0 | 0 | 0 | 0 | 0 | 0 | #N/A | #N/A | 88 | 54.92 | 0.69046 | 0.42118 | #N/A | 0 | 0% | 1 | 50% | 0% | 0% | 0% | 8.2745 | 0 | 0 | 0 | 8.2745 | #N/A
2007-04-30 05:00 | 4 | 30 | 5 | 120.1668 | 2861 | 39.92 | 35.96 | 1005 | 39.92 | 0 | 0 | Cooling | 0 | #N/A | #N/A | #N/A | #N/A | 0 | 0 | 0 | 0 | 0 | 0 | #N/A | #N/A | 88 | 54.92 | 0.69046 | 0.42118 | #N/A | 0 | 0% | 1 | 50% | 0% | 0% | 0% | 8.2745 | 0 | 0 | 0 | 8.2745 | #N/A
2007-04-30 06:00 | 4 | 30 | 6 | 120.2085 | 2862 | 41 | 37.94 | 1005 | 41 | 102.2548 | 0 | Heating | 13.634 | #N/A | #N/A | #N/A | #N/A | 102.2548 | #N/A | #N/A | 3.8033 | #N/A | 0 | 0 | 0 | 0 | 0 | 0 | 0 | 0 | 0 | 0.04545% | 1 | 50% | 0% | 0% | 0% | 8.2745 | 0 | 0 | 0 | 8.2745 | #N/A
2007-04-30 07:00 | 4 | 30 | 7 | 120.2502 | 2863 | 42.08 | 41 | 1006 | 42.08 | 5.5315 | 0 | Heating | 0.73753 | #N/A | #N/A | #N/A | #N/A | 5.5315 | #N/A | #N/A | 3.8759 | #N/A | 0 | 0 | 0 | 0 | 0 | 0 | 0 | 0 | 0 | 0.002458% | 1 | 50% | 0% | 0% | 0% | 8.2745 | 0 | 0 | 0 | 8.2745 | #N/A
2007-04-30 08:00 | 4 | 30 | 8 | 120.2918 | 2864 | 42.08 | 44.06 | 1005 | 42.08 | 0 | 34.1537 | Cooling | 5.6923 | #N/A | #N/A | #N/A | #N/A | 0 | 0 | 0 | 0 | 0 | 34.1537 | #N/A | #N/A | 88 | 57.08 | 0.70869 | 0.4323 | #N/A | 0.10559 | 0.01897% | 1 | 50% | 0% | 0% | 0% | 8.2745 | 0 | 0 | 0 | 8.2745 | #N/A
2007-04-30 09:00 | 4 | 30 | 9 | 120.3335 | 2865 | 42.98 | 42.98 | 1005 | 42.98 | 0 | 294.8426 | Cooling | 49.1404 | #N/A | #N/A | #N/A | #N/A | 0 | 0 | 0 | 0 | 0 | 294.8426 | #N/A | #N/A | 88 | 57.98 | 0.71643 | 0.43702 | #N/A | 0.91154 | 0.1638% | 1 | 50% | 0% | 0% | 0% | 8.2745 | 0 | 0 | 0 | 8.2745 | #N/A
2007-04-30 10:00 | 4 | 30 | 10 | 120.3752 | 2866 | 44.06 | 42.98 | 1004 | 44.06 | 0 | 499.3542 | Cooling | 83.2257 | #N/A | #N/A | #N/A | #N/A | 0 | 0 | 0 | 0 | 0 | 499.3542 | #N/A | #N/A | 88 | 59.06 | 0.72583 | 0.44276 | #N/A | 1.5438 | 0.2774% | 1 | 50% | 0% | 0% | 0% | 8.2745 | 0 | 0 | 0 | 8.2745 | #N/A
2007-04-30 11:00 | 4 | 30 | 11 | 120.4168 | 2867 | 44.06 | 41 | 1003 | 44.06 | 0 | 803.4603 | Cooling | 133.9101 | #N/A | #N/A | #N/A | #N/A | 0 | 0 | 0 | 0 | 0 | 803.4603 | #N/A | #N/A | 88 | 59.06 | 0.72583 | 0.44276 | #N/A | 2.484 | 0.4464% | 1 | 50% | 0% | 0% | 0% | 8.2745 | 0 | 0 | 0 | 8.2745 | #N/A
2007-04-30 12:00 | 4 | 30 | 12 | 120.4585 | 2868 | 44.06 | 41 | 1002 | 44.06 | 0 | 929.7401 | Cooling | 154.9567 | #N/A | #N/A | #N/A | #N/A | 0 | 0 | 0 | 0 | 0 | 929.7401 | #N/A | #N/A | 88 | 59.06 | 0.72583 | 0.44276 | #N/A | 2.8744 | 0.5165% | 1 | 50% | 0% | 0% | 0% | 8.2745 | 0 | 0 | 0 | 8.2745 | #N/A
2007-04-30 13:00 | 4 | 30 | 13 | 120.5002 | 2869 | 44.96 | 39.92 | 1001 | 44.96 | 0 | 1411.9357 | Cooling | 235.3226 | #N/A | #N/A | #N/A | #N/A | 0 | 0 | 0 | 0 | 0 | 1411.9357 | #N/A | #N/A | 88 | 59.96 | 0.73376 | 0.44759 | #N/A | 4.3652 | 0.7844% | 1 | 50% | 0% | 0% | 0% | 8.2745 | 0 | 0 | 0 | 8.2745 | #N/A
2007-04-30 14:00 | 4 | 30 | 14 | 120.5418 | 2870 | 44.96 | 42.08 | 1000 | 44.96 | 0 | 1707.5698 | Cooling | 284.595 | #N/A | #N/A | #N/A | #N/A | 0 | 0 | 0 | 0 | 0 | 1707.5698 | #N/A | #N/A | 88 | 59.96 | 0.73376 | 0.44759 | #N/A | 5.2792 | 0.9486% | 1 | 50% | 0% | 0% | 0% | 8.2745 | 0 | 0 | 0 | 8.2745 | #N/A
2007-04-30 15:00 | 4 | 30 | 15 | 120.5835 | 2871 | 44.96 | 42.98 | 999 | 44.96 | 0 | 1824.1069 | Cooling | 304.0178 | #N/A | #N/A | #N/A | #N/A | 0 | 0 | 0 | 0 | 0 | 1824.1069 | #N/A | #N/A | 88 | 59.96 | 0.73376 | 0.44759 | #N/A | 5.6395 | 1.013% | 1 | 50% | 0% | 0% | 0% | 8.2745 | 0 | 0 | 0 | 8.2745 | #N/A
2007-04-30 16:00 | 4 | 30 | 16 | 120.6252 | 2872 | 44.6 | 42.08 | 999 | 44.6 | 0 | 1961.9324 | Cooling | 326.9887 | #N/A | #N/A | #N/A | #N/A | 0 | 0 | 0 | 0 | 0 | 1961.9324 | #N/A | #N/A | 88 | 59.6 | 0.73058 | 0.44565 | #N/A | 6.0656 | 1.09% | 1 | 50% | 0% | 0% | 0% | 8.2745 | 0 | 0 | 0 | 8.2745 | #N/A
2007-04-30 17:00 | 4 | 30 | 17 | 120.6668 | 2873 | 44.96 | 44.06 | 999 | 44.96 | 0 | 1922.6005 | Cooling | 320.4334 | #N/A | #N/A | #N/A | #N/A | 0 | 0 | 0 | 0 | 0 | 1922.6005 | #N/A | #N/A | 88 | 59.96 | 0.73376 | 0.44759 | #N/A | 5.944 | 1.068% | 1 | 50% | 0% | 0% | 0% | 8.2745 | 0 | 0 | 0 | 8.2745 | #N/A
2007-04-30 18:00 | 4 | 30 | 18 | 120.7085 | 2874 | 46.04 | 42.98 | 999 | 46.04 | 0 | 1425.1622 | Cooling | 237.527 | #N/A | #N/A | #N/A | #N/A | 0 | 0 | 0 | 0 | 0 | 1425.1622 | #N/A | #N/A | 88 | 61.04 | 0.74339 | 0.45347 | #N/A | 4.4061 | 0.7918% | 1 | 50% | 0% | 0% | 0% | 8.2745 | 0 | 0 | 0 | 8.2745 | #N/A
2007-04-30 19:00 | 4 | 30 | 19 | 120.7502 | 2875 | 46.58 | 42.08 | 999 | 46.58 | 0 | 895.2002 | Cooling | 149.2 | #N/A | #N/A | #N/A | #N/A | 0 | 0 | 0 | 0 | 0 | 895.2002 | #N/A | #N/A | 88 | 61.58 | 0.74825 | 0.45643 | #N/A | 2.7676 | 0.4973% | 1 | 50% | 0% | 0% | 0% | 8.2745 | 0 | 0 | 0 | 8.2745 | #N/A
2007-04-30 20:00 | 4 | 30 | 20 | 120.7918 | 2876 | 46.76 | 41 | 999 | 46.76 | 0 | 555.1467 | Cooling | 92.5244 | #N/A | #N/A | #N/A | #N/A | 0 | 0 | 0 | 0 | 0 | 555.1467 | #N/A | #N/A | 88 | 61.76 | 0.74987 | 0.45742 | #N/A | 1.7163 | 0.3084% | 1 | 50% | 0% | 0% | 0% | 8.2745 | 0 | 0 | 0 | 8.2745 | #N/A
2007-04-30 21:00 | 4 | 30 | 21 | 120.8335 | 2877 | 47.3 | 41 | 999 | 47.3 | 0 | 251.6627 | Cooling | 41.9438 | #N/A | #N/A | #N/A | #N/A | 0 | 0 | 0 | 0 | 0 | 251.6627 | #N/A | #N/A | 88 | 62.3 | 0.75477 | 0.46041 | #N/A | 0.77805 | 0.1398% | 1 | 50% | 0% | 0% | 0% | 8.2745 | 0 | 0 | 0 | 8.2745 | #N/A
2007-04-30 22:00 | 4 | 30 | 22 | 120.8752 | 2878 | 47.48 | 40.82 | 999 | 47.48 | 0 | 0 | Cooling | 0 | #N/A | #N/A | #N/A | #N/A | 0 | 0 | 0 | 0 | 0 | 0 | #N/A | #N/A | 88 | 62.48 | 0.75641 | 0.46141 | #N/A | 0 | 0% | 1 | 50% | 0% | 0% | 0% | 8.2745 | 0 | 0 | 0 | 8.2745 | #N/A
2007-04-30 23:00 | 4 | 30 | 23 | 120.9168 | 2879 | 47.84 | 40.64 | 999 | 47.84 | 0 | 0 | Cooling | 0 | #N/A | #N/A | #N/A | #N/A | 0 | 0 | 0 | 0 | 0 | 0 | #N/A | #N/A | 88 | 62.84 | 0.7597 | 0.46342 | #N/A | 0 | 0% | 1 | 50% | 0% | 0% | 0% | 8.2745 | 0 | 0 | 0 | 8.2745 | #N/A
2007-05-01 | 5 | 1 | 0 | 120.9585 | 2880 | 48.56 | 40.46 | 999 | 48.56 | 0 | 0 | Cooling | 0 | #N/A | #N/A | #N/A | #N/A | 0 | 0 | 0 | 0 | 0 | 0 | #N/A | #N/A | 88 | 63.56 | 0.76633 | 0.46746 | #N/A | 0 | 0% | 1 | 50% | 0% | 0% | 0% | 8.2745 | 0 | 0 | 0 | 8.2745 | #N/A
2007-05-01 01:00 | 5 | 1 | 1 | 121.0002 | 2881 | 48.56 | 40.46 | 999 | 48.56 | 0 | 0 | Cooling | 0 | #N/A | #N/A | #N/A | #N/A | 0 | 0 | 0 | 0 | 0 | 0 | #N/A | #N/A | 88 | 63.56 | 0.76633 | 0.46746 | #N/A | 0 | 0% | 1 | 50% | 0% | 0% | 0% | 8.2745 | 0 | 0 | 0 | 8.2745 | #N/A
2007-05-01 02:00 | 5 | 1 | 2 | 121.0418 | 2882 | 48.2 | 40.28 | 999 | 48.2 | 0 | 0 | Cooling | 0 | #N/A | #N/A | #N/A | #N/A | 0 | 0 | 0 | 0 | 0 | 0 | #N/A | #N/A | 88 | 63.2 | 0.76301 | 0.46544 | #N/A | 0 | 0% | 1 | 50% | 0% | 0% | 0% | 8.2745 | 0 | 0 | 0 | 8.2745 | #N/A
2007-05-01 03:00 | 5 | 1 | 3 | 121.0835 | 2883 | 48.2 | 40.1 | 999 | 48.2 | 0 | 0.00015853 | Cooling | 2.6422e-05 | #N/A | #N/A | #N/A | #N/A | 0 | 0 | 0 | 0 | 0 | 0.00015853 | #N/A | #N/A | 88 | 63.2 | 0.76301 | 0.46544 | #N/A | 4.9011e-07 | 8.807e-08% | 1 | 50% | 0% | 0% | 0% | 8.2745 | 0 | 0 | 0 | 8.2745 | #N/A
2007-05-01 04:00 | 5 | 1 | 4 | 121.1252 | 2884 | 48.02 | 39.92 | 999 | 48.02 | 0 | 0.0020307 | Cooling | 0.00033845 | #N/A | #N/A | #N/A | #N/A | 0 | 0 | 0 | 0 | 0 | 0.0020307 | #N/A | #N/A | 88 | 63.02 | 0.76136 | 0.46443 | #N/A | 6.2781e-06 | 1.128e-06% | 1 | 50% | 0% | 0% | 0% | 8.2745 | 0 | 0 | 0 | 8.2745 | #N/A
2007-05-01 05:00 | 5 | 1 | 5 | 121.1668 | 2885 | 48.2 | 41 | 999 | 48.2 | 0 | 0.0046426 | Cooling | 0.00077377 | #N/A | #N/A | #N/A | #N/A | 0 | 0 | 0 | 0 | 0 | 0.0046426 | #N/A | #N/A | 88 | 63.2 | 0.76301 | 0.46544 | #N/A | 1.4353e-05 | 2.579e-06% | 1 | 50% | 0% | 0% | 0% | 8.2745 | 0 | 0 | 0 | 8.2745 | #N/A
2007-05-01 06:00 | 5 | 1 | 6 | 121.2085 | 2886 | 50.36 | 42.98 | 1001 | 50.36 | 0 | 0.0030095 | Cooling | 0.00050159 | #N/A | #N/A | #N/A | #N/A | 0 | 0 | 0 | 0 | 0 | 0.0030095 | #N/A | #N/A | 88 | 65.36 | 0.78313 | 0.47771 | #N/A | 9.3044e-06 | 1.672e-06% | 1 | 50% | 0% | 0% | 0% | 8.2745 | 0 | 0 | 0 | 8.2745 | #N/A
2007-05-01 07:00 | 5 | 1 | 7 | 121.2502 | 2887 | 48.92 | 44.96 | 1002 | 48.92 | 0 | 0 | Cooling | 0 | #N/A | #N/A | #N/A | #N/A | 0 | 0 | 0 | 0 | 0 | 0 | #N/A | #N/A | 88 | 63.92 | 0.76966 | 0.46949 | #N/A | 0 | 0% | 1 | 50% | 0% | 0% | 0% | 8.2745 | 0 | 0 | 0 | 8.2745 | #N/A
2007-05-01 08:00 | 5 | 1 | 8 | 121.2918 | 2888 | 48.92 | 41 | 1003 | 48.92 | 0 | 51.5577 | Cooling | 8.593 | #N/A | #N/A | #N/A | #N/A | 0 | 0 | 0 | 0 | 0 | 51.5577 | #N/A | #N/A | 88 | 63.92 | 0.76966 | 0.46949 | #N/A | 0.1594 | 0.02864% | 1 | 50% | 0% | 0% | 0% | 8.2745 | 0 | 0 | 0 | 8.2745 | #N/A
2007-05-01 09:00 | 5 | 1 | 9 | 121.3335 | 2889 | 55.94 | 41 | 1004 | 55.94 | 0 | 72.7885 | Cooling | 12.1314 | #N/A | #N/A | #N/A | #N/A | 0 | 0 | 0 | 0 | 0 | 72.7885 | #N/A | #N/A | 88 | 70.94 | 0.83737 | 0.5108 | #N/A | 0.22503 | 0.04044% | 1 | 50% | 0% | 0% | 0% | 8.2745 | 0 | 0 | 0 | 8.2745 | #N/A
2007-05-01 10:00 | 5 | 1 | 10 | 121.3752 | 2890 | 57.92 | 42.08 | 1005 | 57.92 | 0 | 5.3194 | Cooling | 0.88656 | #N/A | #N/A | #N/A | #N/A | 0 | 0 | 0 | 0 | 0 | 5.3194 | #N/A | #N/A | 88 | 72.92 | 0.85741 | 0.52302 | #N/A | 0.016445 | 0.002955% | 1 | 50% | 0% | 0% | 0% | 8.2745 | 0 | 0 | 0 | 8.2745 | #N/A
2007-05-01 11:00 | 5 | 1 | 11 | 121.4168 | 2891 | 57.92 | 44.06 | 1005 | 57.92 | 0 | 0.042408 | Cooling | 0.007068 | #N/A | #N/A | #N/A | #N/A | 0 | 0 | 0 | 0 | 0 | 0.042408 | #N/A | #N/A | 88 | 72.92 | 0.85741 | 0.52302 | #N/A | 0.00013111 | 2.356e-05% | 1 | 50% | 0% | 0% | 0% | 8.2745 | 0 | 0 | 0 | 8.2745 | #N/A
2007-05-01 12:00 | 5 | 1 | 12 | 121.4585 | 2892 | 66.02 | 44.96 | 1005 | 66.02 | 0 | 4.7407 | Cooling | 0.79012 | #N/A | #N/A | #N/A | #N/A | 0 | 0 | 0 | 0 | 0 | 4.7407 | #N/A | #N/A | 88 | 81.02 | 0.9437 | 0.57566 | #N/A | 0.014656 | 0.002634% | 1 | 50% | 0% | 0% | 0% | 8.2745 | 0 | 0 | 0 | 8.2745 | #N/A
2007-05-01 13:00 | 5 | 1 | 13 | 121.5002 | 2893 | 68 | 39.92 | 1005 | 68 | 0 | 58.7392 | Cooling | 9.7899 | #N/A | #N/A | #N/A | #N/A | 0 | 0 | 0 | 0 | 0 | 58.7392 | #N/A | #N/A | 88 | 83 | 0.96585 | 0.58917 | #N/A | 0.1816 | 0.03263% | 1 | 50% | 0% | 0% | 0% | 8.2745 | 0 | 0 | 0 | 8.2745 | #N/A
2007-05-01 14:00 | 5 | 1 | 14 | 121.5418 | 2894 | 68 | 37.04 | 1005 | 68 | 0 | 202.5203 | Cooling | 33.7534 | #N/A | #N/A | #N/A | #N/A | 0 | 0 | 0 | 0 | 0 | 202.5203 | #N/A | #N/A | 88 | 83 | 0.96585 | 0.58917 | #N/A | 0.62612 | 0.1125% | 1 | 50% | 0% | 0% | 0% | 8.2745 | 0 | 0 | 0 | 8.2745 | #N/A
2007-05-01 15:00 | 5 | 1 | 15 | 121.5835 | 2895 | 69.08 | 42.08 | 1004 | 69.08 | 0 | 367.7715 | Cooling | 61.2952 | #N/A | #N/A | #N/A | #N/A | 0 | 0 | 0 | 0 | 0 | 367.7715 | #N/A | #N/A | 88 | 84.08 | 0.9781 | 0.59664 | #N/A | 1.137 | 0.2043% | 1 | 50% | 0% | 0% | 0% | 8.2745 | 0 | 0 | 0 | 8.2745 | #N/A
2007-05-01 16:00 | 5 | 1 | 16 | 121.6252 | 2896 | 66.92 | 39.02 | 1004 | 66.92 | 0 | 377.0864 | Cooling | 62.8477 | #N/A | #N/A | #N/A | #N/A | 0 | 0 | 0 | 0 | 0 | 377.0864 | #N/A | #N/A | 88 | 81.92 | 0.95372 | 0.58177 | #N/A | 1.1658 | 0.2095% | 1 | 50% | 0% | 0% | 0% | 8.2745 | 0 | 0 | 0 | 8.2745 | #N/A
2007-05-01 17:00 | 5 | 1 | 17 | 121.6668 | 2897 | 66.92 | 35.96 | 1004 | 66.92 | 0 | 270.1045 | Cooling | 45.0174 | #N/A | #N/A | #N/A | #N/A | 0 | 0 | 0 | 0 | 0 | 270.1045 | #N/A | #N/A | 88 | 81.92 | 0.95372 | 0.58177 | #N/A | 0.83506 | 0.1501% | 1 | 50% | 0% | 0% | 0% | 8.2745 | 0 | 0 | 0 | 8.2745 | #N/A
2007-05-01 18:00 | 5 | 1 | 18 | 121.7085 | 2898 | 62.06 | 33.98 | 1004 | 62.06 | 0 | 198.8077 | Cooling | 33.1346 | #N/A | #N/A | #N/A | #N/A | 0 | 0 | 0 | 0 | 0 | 198.8077 | #N/A | #N/A | 88 | 77.06 | 0.90065 | 0.5494 | #N/A | 0.61464 | 0.1104% | 1 | 50% | 0% | 0% | 0% | 8.2745 | 0 | 0 | 0 | 8.2745 | #N/A
2007-05-01 19:00 | 5 | 1 | 19 | 121.7502 | 2899 | 60.08 | 33.98 | 1004 | 60.08 | 0 | 78.9074 | Cooling | 13.1512 | #N/A | #N/A | #N/A | #N/A | 0 | 0 | 0 | 0 | 0 | 78.9074 | #N/A | #N/A | 88 | 75.08 | 0.87975 | 0.53664 | #N/A | 0.24395 | 0.04384% | 1 | 50% | 0% | 0% | 0% | 8.2745 | 0 | 0 | 0 | 8.2745 | #N/A
2007-05-01 20:00 | 5 | 1 | 20 | 121.7918 | 2900 | 60.08 | 33.98 | 1005 | 60.08 | 0 | 0.034637 | Cooling | 0.0057729 | #N/A | #N/A | #N/A | #N/A | 0 | 0 | 0 | 0 | 0 | 0.034637 | #N/A | #N/A | 88 | 75.08 | 0.87975 | 0.53664 | #N/A | 0.00010709 | 1.924e-05% | 1 | 50% | 0% | 0% | 0% | 8.2745 | 0 | 0 | 0 | 8.2745 | #N/A
2007-05-01 21:00 | 5 | 1 | 21 | 121.8335 | 2901 | 55.04 | 33.98 | 1006 | 55.04 | 0 | 0.04316 | Cooling | 0.0071934 | #N/A | #N/A | #N/A | #N/A | 0 | 0 | 0 | 0 | 0 | 0.04316 | #N/A | #N/A | 88 | 70.04 | 0.8284 | 0.50532 | #N/A | 0.00013344 | 2.398e-05% | 1 | 50% | 0% | 0% | 0% | 8.2745 | 0 | 0 | 0 | 8.2745 | #N/A
2007-05-01 22:00 | 5 | 1 | 22 | 121.8752 | 2902 | 53.96 | 33.08 | 1006 | 53.96 | 0 | 0.010463 | Cooling | 0.0017438 | #N/A | #N/A | #N/A | #N/A | 0 | 0 | 0 | 0 | 0 | 0.010463 | #N/A | #N/A | 88 | 68.96 | 0.81775 | 0.49883 | #N/A | 3.2347e-05 | 5.813e-06% | 1 | 50% | 0% | 0% | 0% | 8.2745 | 0 | 0 | 0 | 8.2745 | #N/A
2007-05-01 23:00 | 5 | 1 | 23 | 121.9168 | 2903 | 53.96 | 33.98 | 1006 | 53.96 | 0 | 0.020136 | Cooling | 0.003356 | #N/A | #N/A | #N/A | #N/A | 0 | 0 | 0 | 0 | 0 | 0.020136 | #N/A | #N/A | 88 | 68.96 | 0.81775 | 0.49883 | #N/A | 6.2252e-05 | 1.119e-05% | 1 | 50% | 0% | 0% | 0% | 8.2745 | 0 | 0 | 0 | 8.2745 | #N/A
2007-05-02 | 5 | 2 | 0 | 121.9585 | 2904 | 51.08 | 35.06 | 1006 | 51.08 | 0 | 0.0096174 | Cooling | 0.0016029 | #N/A | #N/A | #N/A | #N/A | 0 | 0 | 0 | 0 | 0 | 0.0096174 | #N/A | #N/A | 88 | 66.08 | 0.78994 | 0.48186 | #N/A | 2.9733e-05 | 5.343e-06% | 1 | 50% | 0% | 0% | 0% | 8.2745 | 0 | 0 | 0 | 8.2745 | #N/A
2007-05-02 01:00 | 5 | 2 | 1 | 122.0002 | 2905 | 50 | 35.06 | 1006 | 50 | 0 | 0.0039884 | Cooling | 0.00066473 | #N/A | #N/A | #N/A | #N/A | 0 | 0 | 0 | 0 | 0 | 0.0039884 | #N/A | #N/A | 88 | 65 | 0.77974 | 0.47564 | #N/A | 1.2331e-05 | 2.216e-06% | 1 | 50% | 0% | 0% | 0% | 8.2745 | 0 | 0 | 0 | 8.2745 | #N/A
2007-05-02 02:00 | 5 | 2 | 2 | 122.0418 | 2906 | 50 | 35.96 | 1006 | 50 | 0 | 0.00041771 | Cooling | 6.9619e-05 | #N/A | #N/A | #N/A | #N/A | 0 | 0 | 0 | 0 | 0 | 0.00041771 | #N/A | #N/A | 88 | 65 | 0.77974 | 0.47564 | #N/A | 1.2914e-06 | 2.321e-07% | 1 | 50% | 0% | 0% | 0% | 8.2745 | 0 | 0 | 0 | 8.2745 | #N/A
2007-05-02 03:00 | 5 | 2 | 3 | 122.0835 | 2907 | 44.96 | 37.04 | 1006 | 44.96 | 0 | 0 | Cooling | 0 | #N/A | #N/A | #N/A | #N/A | 0 | 0 | 0 | 0 | 0 | 0 | #N/A | #N/A | 88 | 59.96 | 0.73376 | 0.44759 | #N/A | 0 | 0% | 1 | 50% | 0% | 0% | 0% | 8.2745 | 0 | 0 | 0 | 8.2745 | #N/A
2007-05-02 04:00 | 5 | 2 | 4 | 122.1252 | 2908 | 42.08 | 37.04 | 1006 | 42.08 | 0 | 0 | Cooling | 0 | #N/A | #N/A | #N/A | #N/A | 0 | 0 | 0 | 0 | 0 | 0 | #N/A | #N/A | 88 | 57.08 | 0.70869 | 0.4323 | #N/A | 0 | 0% | 1 | 50% | 0% | 0% | 0% | 8.2745 | 0 | 0 | 0 | 8.2745 | #N/A
2007-05-02 05:00 | 5 | 2 | 5 | 122.1668 | 2909 | 42.08 | 35.96 | 1006 | 42.08 | 0 | 0 | Cooling | 0 | #N/A | #N/A | #N/A | #N/A | 0 | 0 | 0 | 0 | 0 | 0 | #N/A | #N/A | 88 | 57.08 | 0.70869 | 0.4323 | #N/A | 0 | 0% | 1 | 50% | 0% | 0% | 0% | 8.2745 | 0 | 0 | 0 | 8.2745 | #N/A
2007-05-02 06:00 | 5 | 2 | 6 | 122.2085 | 2910 | 44.06 | 33.98 | 1006 | 44.06 | 13.423 | 0 | Heating | 1.7897 | #N/A | #N/A | #N/A | #N/A | 13.423 | #N/A | #N/A | 4.0174 | #N/A | 0 | 0 | 0 | 0 | 0 | 0 | 0 | 0 | 0 | 0.005966% | 1 | 50% | 0% | 0% | 0% | 8.2745 | 0 | 0 | 0 | 8.2745 | #N/A
2007-05-02 07:00 | 5 | 2 | 7 | 122.2502 | 2911 | 51.08 | 35.06 | 1007 | 51.08 | 0 | 0.092641 | Cooling | 0.01544 | #N/A | #N/A | #N/A | #N/A | 0 | 0 | 0 | 0 | 0 | 0.092641 | #N/A | #N/A | 88 | 66.08 | 0.78994 | 0.48186 | #N/A | 0.00028641 | 5.147e-05% | 1 | 50% | 0% | 0% | 0% | 8.2745 | 0 | 0 | 0 | 8.2745 | #N/A
2007-05-02 08:00 | 5 | 2 | 8 | 122.2918 | 2912 | 51.08 | 37.04 | 1007 | 51.08 | 0 | 0.011394 | Cooling | 0.001899 | #N/A | #N/A | #N/A | #N/A | 0 | 0 | 0 | 0 | 0 | 0.011394 | #N/A | #N/A | 88 | 66.08 | 0.78994 | 0.48186 | #N/A | 3.5226e-05 | 6.33e-06% | 1 | 50% | 0% | 0% | 0% | 8.2745 | 0 | 0 | 0 | 8.2745 | #N/A
2007-05-02 09:00 | 5 | 2 | 9 | 122.3335 | 2913 | 53.96 | 35.96 | 1007 | 53.96 | 0 | 26.6802 | Cooling | 4.4467 | #N/A | #N/A | #N/A | #N/A | 0 | 0 | 0 | 0 | 0 | 26.6802 | #N/A | #N/A | 88 | 68.96 | 0.81775 | 0.49883 | #N/A | 0.082485 | 0.01482% | 1 | 50% | 0% | 0% | 0% | 8.2745 | 0 | 0 | 0 | 8.2745 | #N/A
2007-05-02 10:00 | 5 | 2 | 10 | 122.3752 | 2914 | 55.04 | 39.92 | 1007 | 55.04 | 0 | 164.9764 | Cooling | 27.4961 | #N/A | #N/A | #N/A | #N/A | 0 | 0 | 0 | 0 | 0 | 164.9764 | #N/A | #N/A | 88 | 70.04 | 0.8284 | 0.50532 | #N/A | 0.51005 | 0.09165% | 1 | 50% | 0% | 0% | 0% | 8.2745 | 0 | 0 | 0 | 8.2745 | #N/A
2007-05-02 11:00 | 5 | 2 | 11 | 122.4168 | 2915 | 55.04 | 37.04 | 1006 | 55.04 | 0 | 324.4425 | Cooling | 54.0738 | #N/A | #N/A | #N/A | #N/A | 0 | 0 | 0 | 0 | 0 | 324.4425 | #N/A | #N/A | 88 | 70.04 | 0.8284 | 0.50532 | #N/A | 1.0031 | 0.1802% | 1 | 50% | 0% | 0% | 0% | 8.2745 | 0 | 0 | 0 | 8.2745 | #N/A
2007-05-02 12:00 | 5 | 2 | 12 | 122.4585 | 2916 | 60.08 | 35.96 | 1005 | 60.08 | 0 | 396.7054 | Cooling | 66.1176 | #N/A | #N/A | #N/A | #N/A | 0 | 0 | 0 | 0 | 0 | 396.7054 | #N/A | #N/A | 88 | 75.08 | 0.87975 | 0.53664 | #N/A | 1.2265 | 0.2204% | 1 | 50% | 0% | 0% | 0% | 8.2745 | 0 | 0 | 0 | 8.2745 | #N/A
2007-05-02 13:00 | 5 | 2 | 13 | 122.5002 | 2917 | 60.08 | 35.06 | 1005 | 60.08 | 0 | 514.5154 | Cooling | 85.7526 | #N/A | #N/A | #N/A | #N/A | 0 | 0 | 0 | 0 | 0 | 514.5154 | #N/A | #N/A | 88 | 75.08 | 0.87975 | 0.53664 | #N/A | 1.5907 | 0.2858% | 1 | 50% | 0% | 0% | 0% | 8.2745 | 0 | 0 | 0 | 8.2745 | #N/A
2007-05-02 14:00 | 5 | 2 | 14 | 122.5418 | 2918 | 60.08 | 35.06 | 1005 | 60.08 | 0 | 584.8397 | Cooling | 97.4733 | #N/A | #N/A | #N/A | #N/A | 0 | 0 | 0 | 0 | 0 | 584.8397 | #N/A | #N/A | 88 | 75.08 | 0.87975 | 0.53664 | #N/A | 1.8081 | 0.3249% | 1 | 50% | 0% | 0% | 0% | 8.2745 | 0 | 0 | 0 | 8.2745 | #N/A
2007-05-02 15:00 | 5 | 2 | 15 | 122.5835 | 2919 | 60.08 | 33.98 | 1004 | 60.08 | 0 | 570.2586 | Cooling | 95.0431 | #N/A | #N/A | #N/A | #N/A | 0 | 0 | 0 | 0 | 0 | 570.2586 | #N/A | #N/A | 88 | 75.08 | 0.87975 | 0.53664 | #N/A | 1.763 | 0.3168% | 1 | 50% | 0% | 0% | 0% | 8.2745 | 0 | 0 | 0 | 8.2745 | #N/A
2007-05-02 16:00 | 5 | 2 | 16 | 122.6252 | 2920 | 60.08 | 32 | 1004 | 60.08 | 0 | 548.1816 | Cooling | 91.3636 | #N/A | #N/A | #N/A | #N/A | 0 | 0 | 0 | 0 | 0 | 548.1816 | #N/A | #N/A | 88 | 75.08 | 0.87975 | 0.53664 | #N/A | 1.6948 | 0.3045% | 1 | 50% | 0% | 0% | 0% | 8.2745 | 0 | 0 | 0 | 8.2745 | #N/A
2007-05-02 17:00 | 5 | 2 | 17 | 122.6668 | 2921 | 60.08 | 30.92 | 1003 | 60.08 | 0 | 504.2126 | Cooling | 84.0354 | #N/A | #N/A | #N/A | #N/A | 0 | 0 | 0 | 0 | 0 | 504.2126 | #N/A | #N/A | 88 | 75.08 | 0.87975 | 0.53664 | #N/A | 1.5588 | 0.2801% | 1 | 50% | 0% | 0% | 0% | 8.2745 | 0 | 0 | 0 | 8.2745 | #N/A
2007-05-02 18:00 | 5 | 2 | 18 | 122.7085 | 2922 | 57.02 | 30.92 | 1003 | 57.02 | 0 | 432.7448 | Cooling | 72.1241 | #N/A | #N/A | #N/A | #N/A | 0 | 0 | 0 | 0 | 0 | 432.7448 | #N/A | #N/A | 88 | 72.02 | 0.84825 | 0.51743 | #N/A | 1.3379 | 0.2404% | 1 | 50% | 0% | 0% | 0% | 8.2745 | 0 | 0 | 0 | 8.2745 | #N/A
2007-05-02 19:00 | 5 | 2 | 19 | 122.7502 | 2923 | 55.94 | 33.98 | 1003 | 55.94 | 0 | 245.3464 | Cooling | 40.8911 | #N/A | #N/A | #N/A | #N/A | 0 | 0 | 0 | 0 | 0 | 245.3464 | #N/A | #N/A | 88 | 70.94 | 0.83737 | 0.5108 | #N/A | 0.75852 | 0.1363% | 1 | 50% | 0% | 0% | 0% | 8.2745 | 0 | 0 | 0 | 8.2745 | #N/A
2007-05-02 20:00 | 5 | 2 | 20 | 122.7918 | 2924 | 55.94 | 33.98 | 1003 | 55.94 | 0 | 51.8172 | Cooling | 8.6362 | #N/A | #N/A | #N/A | #N/A | 0 | 0 | 0 | 0 | 0 | 51.8172 | #N/A | #N/A | 88 | 70.94 | 0.83737 | 0.5108 | #N/A | 0.1602 | 0.02879% | 1 | 50% | 0% | 0% | 0% | 8.2745 | 0 | 0 | 0 | 8.2745 | #N/A
2007-05-02 21:00 | 5 | 2 | 21 | 122.8335 | 2925 | 51.08 | 33.98 | 1003 | 51.08 | 0 | 0.0011726 | Cooling | 0.00019544 | #N/A | #N/A | #N/A | #N/A | 0 | 0 | 0 | 0 | 0 | 0.0011726 | #N/A | #N/A | 88 | 66.08 | 0.78994 | 0.48186 | #N/A | 3.6253e-06 | 6.515e-07% | 1 | 50% | 0% | 0% | 0% | 8.2745 | 0 | 0 | 0 | 8.2745 | #N/A
2007-05-02 22:00 | 5 | 2 | 22 | 122.8752 | 2926 | 50 | 35.96 | 1003 | 50 | 0 | 0 | Cooling | 0 | #N/A | #N/A | #N/A | #N/A | 0 | 0 | 0 | 0 | 0 | 0 | #N/A | #N/A | 88 | 65 | 0.77974 | 0.47564 | #N/A | 0 | 0% | 1 | 50% | 0% | 0% | 0% | 8.2745 | 0 | 0 | 0 | 8.2745 | #N/A
2007-05-02 23:00 | 5 | 2 | 23 | 122.9168 | 2927 | 50 | 37.94 | 1003 | 50 | 0 | 0 | Cooling | 0 | #N/A | #N/A | #N/A | #N/A | 0 | 0 | 0 | 0 | 0 | 0 | #N/A | #N/A | 88 | 65 | 0.77974 | 0.47564 | #N/A | 0 | 0% | 1 | 50% | 0% | 0% | 0% | 8.2745 | 0 | 0 | 0 | 8.2745 | #N/A
2007-05-03 | 5 | 3 | 0 | 122.9585 | 2928 | 50 | 37.94 | 1003 | 50 | 0 | 0 | Cooling | 0 | #N/A | #N/A | #N/A | #N/A | 0 | 0 | 0 | 0 | 0 | 0 | #N/A | #N/A | 88 | 65 | 0.77974 | 0.47564 | #N/A | 0 | 0% | 1 | 50% | 0% | 0% | 0% | 8.2745 | 0 | 0 | 0 | 8.2745 | #N/A
2007-05-03 01:00 | 5 | 3 | 1 | 123.0002 | 2929 | 48.92 | 35.96 | 1003 | 48.92 | 0 | 0.0021666 | Cooling | 0.00036109 | #N/A | #N/A | #N/A | #N/A | 0 | 0 | 0 | 0 | 0 | 0.0021666 | #N/A | #N/A | 88 | 63.92 | 0.76966 | 0.46949 | #N/A | 6.6982e-06 | 1.204e-06% | 1 | 50% | 0% | 0% | 0% | 8.2745 | 0 | 0 | 0 | 8.2745 | #N/A
2007-05-03 02:00 | 5 | 3 | 2 | 123.0418 | 2930 | 48.92 | 33.08 | 1002 | 48.92 | 0 | 0.024265 | Cooling | 0.0040442 | #N/A | #N/A | #N/A | #N/A | 0 | 0 | 0 | 0 | 0 | 0.024265 | #N/A | #N/A | 88 | 63.92 | 0.76966 | 0.46949 | #N/A | 7.5018e-05 | 1.348e-05% | 1 | 50% | 0% | 0% | 0% | 8.2745 | 0 | 0 | 0 | 8.2745 | #N/A
2007-05-03 03:00 | 5 | 3 | 3 | 123.0835 | 2931 | 50 | 33.98 | 1002 | 50 | 0 | 0.026633 | Cooling | 0.0044388 | #N/A | #N/A | #N/A | #N/A | 0 | 0 | 0 | 0 | 0 | 0.026633 | #N/A | #N/A | 88 | 65 | 0.77974 | 0.47564 | #N/A | 8.2339e-05 | 1.48e-05% | 1 | 50% | 0% | 0% | 0% | 8.2745 | 0 | 0 | 0 | 8.2745 | #N/A
2007-05-03 04:00 | 5 | 3 | 4 | 123.1252 | 2932 | 50 | 33.98 | 1002 | 50 | 0 | 0.021185 | Cooling | 0.0035308 | #N/A | #N/A | #N/A | #N/A | 0 | 0 | 0 | 0 | 0 | 0.021185 | #N/A | #N/A | 88 | 65 | 0.77974 | 0.47564 | #N/A | 6.5496e-05 | 1.177e-05% | 1 | 50% | 0% | 0% | 0% | 8.2745 | 0 | 0 | 0 | 8.2745 | #N/A
2007-05-03 05:00 | 5 | 3 | 5 | 123.1668 | 2933 | 50 | 35.96 | 1002 | 50 | 0 | 0.0083517 | Cooling | 0.001392 | #N/A | #N/A | #N/A | #N/A | 0 | 0 | 0 | 0 | 0 | 0.0083517 | #N/A | #N/A | 88 | 65 | 0.77974 | 0.47564 | #N/A | 2.582e-05 | 4.64e-06% | 1 | 50% | 0% | 0% | 0% | 8.2745 | 0 | 0 | 0 | 8.2745 | #N/A
2007-05-03 06:00 | 5 | 3 | 6 | 123.2085 | 2934 | 50 | 33.98 | 1003 | 50 | 4.5261 | 0 | Heating | 0.60348 | #N/A | #N/A | #N/A | #N/A | 4.5261 | #N/A | #N/A | 4.5134 | #N/A | 0 | 0 | 0 | 0 | 0 | 0 | 0 | 0 | 0 | 0.002012% | 1 | 50% | 0% | 0% | 0% | 8.2745 | 0 | 0 | 0 | 8.2745 | #N/A
2007-05-03 07:00 | 5 | 3 | 7 | 123.2502 | 2935 | 51.08 | 37.94 | 1003 | 51.08 | 0 | 0.010428 | Cooling | 0.0017379 | #N/A | #N/A | #N/A | #N/A | 0 | 0 | 0 | 0 | 0 | 0.010428 | #N/A | #N/A | 88 | 66.08 | 0.78994 | 0.48186 | #N/A | 3.2238e-05 | 5.793e-06% | 1 | 50% | 0% | 0% | 0% | 8.2745 | 0 | 0 | 0 | 8.2745 | #N/A
2007-05-03 08:00 | 5 | 3 | 8 | 123.2918 | 2936 | 51.08 | 37.04 | 1003 | 51.08 | 0 | 0.016784 | Cooling | 0.0027973 | #N/A | #N/A | #N/A | #N/A | 0 | 0 | 0 | 0 | 0 | 0.016784 | #N/A | #N/A | 88 | 66.08 | 0.78994 | 0.48186 | #N/A | 5.189e-05 | 9.324e-06% | 1 | 50% | 0% | 0% | 0% | 8.2745 | 0 | 0 | 0 | 8.2745 | #N/A
2007-05-03 09:00 | 5 | 3 | 9 | 123.3335 | 2937 | 55.94 | 37.04 | 1004 | 55.94 | 0 | 0.048545 | Cooling | 0.0080909 | #N/A | #N/A | #N/A | #N/A | 0 | 0 | 0 | 0 | 0 | 0.048545 | #N/A | #N/A | 88 | 70.94 | 0.83737 | 0.5108 | #N/A | 0.00015008 | 2.697e-05% | 1 | 50% | 0% | 0% | 0% | 8.2745 | 0 | 0 | 0 | 8.2745 | #N/A
2007-05-03 10:00 | 5 | 3 | 10 | 123.3752 | 2938 | 60.98 | 37.94 | 1004 | 60.98 | 0 | 88.4792 | Cooling | 14.7465 | #N/A | #N/A | #N/A | #N/A | 0 | 0 | 0 | 0 | 0 | 88.4792 | #N/A | #N/A | 88 | 75.98 | 0.8892 | 0.54241 | #N/A | 0.27354 | 0.04916% | 1 | 50% | 0% | 0% | 0% | 8.2745 | 0 | 0 | 0 | 8.2745 | #N/A
2007-05-03 11:00 | 5 | 3 | 11 | 123.4168 | 2939 | 60.98 | 37.94 | 1004 | 60.98 | 0 | 305.3974 | Cooling | 50.8996 | #N/A | #N/A | #N/A | #N/A | 0 | 0 | 0 | 0 | 0 | 305.3974 | #N/A | #N/A | 88 | 75.98 | 0.8892 | 0.54241 | #N/A | 0.94417 | 0.1697% | 1 | 50% | 0% | 0% | 0% | 8.2745 | 0 | 0 | 0 | 8.2745 | #N/A
2007-05-03 12:00 | 5 | 3 | 12 | 123.4585 | 2940 | 62.96 | 37.94 | 1003 | 62.96 | 0 | 451.6916 | Cooling | 75.2819 | #N/A | #N/A | #N/A | #N/A | 0 | 0 | 0 | 0 | 0 | 451.6916 | #N/A | #N/A | 88 | 77.96 | 0.91029 | 0.55528 | #N/A | 1.3965 | 0.2509% | 1 | 50% | 0% | 0% | 0% | 8.2745 | 0 | 0 | 0 | 8.2745 | #N/A
2007-05-03 13:00 | 5 | 3 | 13 | 123.5002 | 2941 | 62.96 | 37.94 | 1003 | 62.96 | 0 | 539.152 | Cooling | 89.8587 | #N/A | #N/A | #N/A | #N/A | 0 | 0 | 0 | 0 | 0 | 539.152 | #N/A | #N/A | 88 | 77.96 | 0.91029 | 0.55528 | #N/A | 1.6669 | 0.2995% | 1 | 50% | 0% | 0% | 0% | 8.2745 | 0 | 0 | 0 | 8.2745 | #N/A
2007-05-03 14:00 | 5 | 3 | 14 | 123.5418 | 2942 | 62.96 | 33.98 | 1002 | 62.96 | 0 | 546.5222 | Cooling | 91.087 | #N/A | #N/A | #N/A | #N/A | 0 | 0 | 0 | 0 | 0 | 546.5222 | #N/A | #N/A | 88 | 77.96 | 0.91029 | 0.55528 | #N/A | 1.6896 | 0.3036% | 1 | 50% | 0% | 0% | 0% | 8.2745 | 0 | 0 | 0 | 8.2745 | #N/A
2007-05-03 15:00 | 5 | 3 | 15 | 123.5835 | 2943 | 64.04 | 28.94 | 1002 | 64.04 | 0 | 502.7165 | Cooling | 83.7861 | #N/A | #N/A | #N/A | #N/A | 0 | 0 | 0 | 0 | 0 | 502.7165 | #N/A | #N/A | 88 | 79.04 | 0.92197 | 0.5624 | #N/A | 1.5542 | 0.2793% | 1 | 50% | 0% | 0% | 0% | 8.2745 | 0 | 0 | 0 | 8.2745 | #N/A
2007-05-03 16:00 | 5 | 3 | 16 | 123.6252 | 2944 | 60.08 | 28.04 | 1002 | 60.08 | 0 | 477.6336 | Cooling | 79.6056 | #N/A | #N/A | #N/A | #N/A | 0 | 0 | 0 | 0 | 0 | 477.6336 | #N/A | #N/A | 88 | 75.08 | 0.87975 | 0.53664 | #N/A | 1.4767 | 0.2654% | 1 | 50% | 0% | 0% | 0% | 8.2745 | 0 | 0 | 0 | 8.2745 | #N/A
2007-05-03 17:00 | 5 | 3 | 17 | 123.6668 | 2945 | 60.08 | 26.06 | 1002 | 60.08 | 0 | 441.0294 | Cooling | 73.5049 | #N/A | #N/A | #N/A | #N/A | 0 | 0 | 0 | 0 | 0 | 441.0294 | #N/A | #N/A | 88 | 75.08 | 0.87975 | 0.53664 | #N/A | 1.3635 | 0.245% | 1 | 50% | 0% | 0% | 0% | 8.2745 | 0 | 0 | 0 | 8.2745 | #N/A
2007-05-03 18:00 | 5 | 3 | 18 | 123.7085 | 2946 | 55.94 | 24.98 | 1002 | 55.94 | 0 | 278.6136 | Cooling | 46.4356 | #N/A | #N/A | #N/A | #N/A | 0 | 0 | 0 | 0 | 0 | 278.6136 | #N/A | #N/A | 88 | 70.94 | 0.83737 | 0.5108 | #N/A | 0.86137 | 0.1548% | 1 | 50% | 0% | 0% | 0% | 8.2745 | 0 | 0 | 0 | 8.2745 | #N/A
2007-05-03 19:00 | 5 | 3 | 19 | 123.7502 | 2947 | 53.96 | 24.08 | 1002 | 53.96 | 0 | 81.3389 | Cooling | 13.5565 | #N/A | #N/A | #N/A | #N/A | 0 | 0 | 0 | 0 | 0 | 81.3389 | #N/A | #N/A | 88 | 68.96 | 0.81775 | 0.49883 | #N/A | 0.25147 | 0.04519% | 1 | 50% | 0% | 0% | 0% | 8.2745 | 0 | 0 | 0 | 8.2745 | #N/A
2007-05-03 20:00 | 5 | 3 | 20 | 123.7918 | 2948 | 53.96 | 28.04 | 1003 | 53.96 | 0 | 0.006243 | Cooling | 0.0010405 | #N/A | #N/A | #N/A | #N/A | 0 | 0 | 0 | 0 | 0 | 0.006243 | #N/A | #N/A | 88 | 68.96 | 0.81775 | 0.49883 | #N/A | 1.9301e-05 | 3.468e-06% | 1 | 50% | 0% | 0% | 0% | 8.2745 | 0 | 0 | 0 | 8.2745 | #N/A
2007-05-03 21:00 | 5 | 3 | 21 | 123.8335 | 2949 | 50 | 28.04 | 1004 | 50 | 0 | 0.0017665 | Cooling | 0.00029441 | #N/A | #N/A | #N/A | #N/A | 0 | 0 | 0 | 0 | 0 | 0.0017665 | #N/A | #N/A | 88 | 65 | 0.77974 | 0.47564 | #N/A | 5.4613e-06 | 9.814e-07% | 1 | 50% | 0% | 0% | 0% | 8.2745 | 0 | 0 | 0 | 8.2745 | #N/A
2007-05-03 22:00 | 5 | 3 | 22 | 123.8752 | 2950 | 50 | 28.04 | 1004 | 50 | 0 | 0.0071489 | Cooling | 0.0011915 | #N/A | #N/A | #N/A | #N/A | 0 | 0 | 0 | 0 | 0 | 0.0071489 | #N/A | #N/A | 88 | 65 | 0.77974 | 0.47564 | #N/A | 2.2102e-05 | 3.972e-06% | 1 | 50% | 0% | 0% | 0% | 8.2745 | 0 | 0 | 0 | 8.2745 | #N/A
2007-05-03 23:00 | 5 | 3 | 23 | 123.9168 | 2951 | 50 | 28.94 | 1004 | 50 | 0 | 0.011407 | Cooling | 0.0019011 | #N/A | #N/A | #N/A | #N/A | 0 | 0 | 0 | 0 | 0 | 0.011407 | #N/A | #N/A | 88 | 65 | 0.77974 | 0.47564 | #N/A | 3.5265e-05 | 6.337e-06% | 1 | 50% | 0% | 0% | 0% | 8.2745 | 0 | 0 | 0 | 8.2745 | #N/A
2007-05-04 | 5 | 4 | 0 | 123.9585 | 2952 | 50 | 28.04 | 1004 | 50 | 0 | 0.015604 | Cooling | 0.0026006 | #N/A | #N/A | #N/A | #N/A | 0 | 0 | 0 | 0 | 0 | 0.015604 | #N/A | #N/A | 88 | 65 | 0.77974 | 0.47564 | #N/A | 4.8241e-05 | 8.669e-06% | 1 | 50% | 0% | 0% | 0% | 8.2745 | 0 | 0 | 0 | 8.2745 | #N/A
2007-05-04 01:00 | 5 | 4 | 1 | 124.0002 | 2953 | 48.92 | 30.02 | 1004 | 48.92 | 0 | 0.0046829 | Cooling | 0.00078048 | #N/A | #N/A | #N/A | #N/A | 0 | 0 | 0 | 0 | 0 | 0.0046829 | #N/A | #N/A | 88 | 63.92 | 0.76966 | 0.46949 | #N/A | 1.4478e-05 | 2.602e-06% | 1 | 50% | 0% | 0% | 0% | 8.2745 | 0 | 0 | 0 | 8.2745 | #N/A
2007-05-04 02:00 | 5 | 4 | 2 | 124.0418 | 2954 | 48.92 | 28.94 | 1003 | 48.92 | 0 | 0.0026371 | Cooling | 0.00043952 | #N/A | #N/A | #N/A | #N/A | 0 | 0 | 0 | 0 | 0 | 0.0026371 | #N/A | #N/A | 88 | 63.92 | 0.76966 | 0.46949 | #N/A | 8.153e-06 | 1.465e-06% | 1 | 50% | 0% | 0% | 0% | 8.2745 | 0 | 0 | 0 | 8.2745 | #N/A
2007-05-04 03:00 | 5 | 4 | 3 | 124.0835 | 2955 | 46.94 | 28.04 | 1003 | 46.94 | 0 | 0.012018 | Cooling | 0.002003 | #N/A | #N/A | #N/A | #N/A | 0 | 0 | 0 | 0 | 0 | 0.012018 | #N/A | #N/A | 88 | 61.94 | 0.7515 | 0.45842 | #N/A | 3.7155e-05 | 6.677e-06% | 1 | 50% | 0% | 0% | 0% | 8.2745 | 0 | 0 | 0 | 8.2745 | #N/A
2007-05-04 04:00 | 5 | 4 | 4 | 124.1252 | 2956 | 48.92 | 28.94 | 1003 | 48.92 | 0 | 0.0084071 | Cooling | 0.0014012 | #N/A | #N/A | #N/A | #N/A | 0 | 0 | 0 | 0 | 0 | 0.0084071 | #N/A | #N/A | 88 | 63.92 | 0.76966 | 0.46949 | #N/A | 2.5992e-05 | 4.671e-06% | 1 | 50% | 0% | 0% | 0% | 8.2745 | 0 | 0 | 0 | 8.2745 | #N/A
2007-05-04 05:00 | 5 | 4 | 5 | 124.1668 | 2957 | 48.92 | 26.06 | 1003 | 48.92 | 0 | 0.031318 | Cooling | 0.0052197 | #N/A | #N/A | #N/A | #N/A | 0 | 0 | 0 | 0 | 0 | 0.031318 | #N/A | #N/A | 88 | 63.92 | 0.76966 | 0.46949 | #N/A | 9.6824e-05 | 1.74e-05% | 1 | 50% | 0% | 0% | 0% | 8.2745 | 0 | 0 | 0 | 8.2745 | #N/A
2007-05-04 06:00 | 5 | 4 | 6 | 124.2085 | 2958 | 48.92 | 28.04 | 1003 | 48.92 | 67.3637 | 0 | Heating | 8.9818 | #N/A | #N/A | #N/A | #N/A | 67.3637 | #N/A | #N/A | 4.4149 | #N/A | 0 | 0 | 0 | 0 | 0 | 0 | 0 | 0 | 0 | 0.02994% | 1 | 50% | 0% | 0% | 0% | 8.2745 | 0 | 0 | 0 | 8.2745 | #N/A
2007-05-04 07:00 | 5 | 4 | 7 | 124.2502 | 2959 | 50 | 26.06 | 1003 | 50 | 0.099715 | 0 | Heating | 0.013295 | #N/A | #N/A | #N/A | #N/A | 0.099715 | #N/A | #N/A | 4.5134 | #N/A | 0 | 0 | 0 | 0 | 0 | 0 | 0 | 0 | 0 | 4.432e-05% | 1 | 50% | 0% | 0% | 0% | 8.2745 | 0 | 0 | 0 | 8.2745 | #N/A
2007-05-04 08:00 | 5 | 4 | 8 | 124.2918 | 2960 | 50 | 26.06 | 1003 | 50 | 0 | 4.9573 | Cooling | 0.82622 | #N/A | #N/A | #N/A | #N/A | 0 | 0 | 0 | 0 | 0 | 4.9573 | #N/A | #N/A | 88 | 65 | 0.77974 | 0.47564 | #N/A | 0.015326 | 0.002754% | 1 | 50% | 0% | 0% | 0% | 8.2745 | 0 | 0 | 0 | 8.2745 | #N/A
2007-05-04 09:00 | 5 | 4 | 9 | 124.3335 | 2961 | 50 | 28.94 | 1004 | 50 | 0 | 50.5023 | Cooling | 8.4171 | #N/A | #N/A | #N/A | #N/A | 0 | 0 | 0 | 0 | 0 | 50.5023 | #N/A | #N/A | 88 | 65 | 0.77974 | 0.47564 | #N/A | 0.15613 | 0.02806% | 1 | 50% | 0% | 0% | 0% | 8.2745 | 0 | 0 | 0 | 8.2745 | #N/A
2007-05-04 10:00 | 5 | 4 | 10 | 124.3752 | 2962 | 50 | 30.92 | 1003 | 50 | 0 | 21.3502 | Cooling | 3.5584 | #N/A | #N/A | #N/A | #N/A | 0 | 0 | 0 | 0 | 0 | 21.3502 | #N/A | #N/A | 88 | 65 | 0.77974 | 0.47564 | #N/A | 0.066007 | 0.01186% | 1 | 50% | 0% | 0% | 0% | 8.2745 | 0 | 0 | 0 | 8.2745 | #N/A
2007-05-04 11:00 | 5 | 4 | 11 | 124.4168 | 2963 | 50 | 30.92 | 1003 | 50 | 0 | 134.9781 | Cooling | 22.4964 | #N/A | #N/A | #N/A | #N/A | 0 | 0 | 0 | 0 | 0 | 134.9781 | #N/A | #N/A | 88 | 65 | 0.77974 | 0.47564 | #N/A | 0.4173 | 0.07499% | 1 | 50% | 0% | 0% | 0% | 8.2745 | 0 | 0 | 0 | 8.2745 | #N/A
2007-05-04 12:00 | 5 | 4 | 12 | 124.4585 | 2964 | 53.06 | 30.02 | 1002 | 53.06 | 0 | 286.687 | Cooling | 47.7812 | #N/A | #N/A | #N/A | #N/A | 0 | 0 | 0 | 0 | 0 | 286.687 | #N/A | #N/A | 88 | 68.06 | 0.80896 | 0.49347 | #N/A | 0.88633 | 0.1593% | 1 | 50% | 0% | 0% | 0% | 8.2745 | 0 | 0 | 0 | 8.2745 | #N/A
2007-05-04 13:00 | 5 | 4 | 13 | 124.5002 | 2965 | 53.06 | 30.92 | 1002 | 53.06 | 0 | 371.675 | Cooling | 61.9458 | #N/A | #N/A | #N/A | #N/A | 0 | 0 | 0 | 0 | 0 | 371.675 | #N/A | #N/A | 88 | 68.06 | 0.80896 | 0.49347 | #N/A | 1.1491 | 0.2065% | 1 | 50% | 0% | 0% | 0% | 8.2745 | 0 | 0 | 0 | 8.2745 | #N/A
2007-05-04 14:00 | 5 | 4 | 14 | 124.5418 | 2966 | 53.06 | 30.92 | 1002 | 53.06 | 0 | 239.7528 | Cooling | 39.9588 | #N/A | #N/A | #N/A | #N/A | 0 | 0 | 0 | 0 | 0 | 239.7528 | #N/A | #N/A | 88 | 68.06 | 0.80896 | 0.49347 | #N/A | 0.74123 | 0.1332% | 1 | 50% | 0% | 0% | 0% | 8.2745 | 0 | 0 | 0 | 8.2745 | #N/A
2007-05-04 15:00 | 5 | 4 | 15 | 124.5835 | 2967 | 50 | 30.92 | 1002 | 50 | 0 | 243.955 | Cooling | 40.6592 | #N/A | #N/A | #N/A | #N/A | 0 | 0 | 0 | 0 | 0 | 243.955 | #N/A | #N/A | 88 | 65 | 0.77974 | 0.47564 | #N/A | 0.75422 | 0.1355% | 1 | 50% | 0% | 0% | 0% | 8.2745 | 0 | 0 | 0 | 8.2745 | #N/A
2007-05-04 16:00 | 5 | 4 | 16 | 124.6252 | 2968 | 50 | 30.92 | 1001 | 50 | 0 | 355.4581 | Cooling | 59.243 | #N/A | #N/A | #N/A | #N/A | 0 | 0 | 0 | 0 | 0 | 355.4581 | #N/A | #N/A | 88 | 65 | 0.77974 | 0.47564 | #N/A | 1.0989 | 0.1975% | 1 | 50% | 0% | 0% | 0% | 8.2745 | 0 | 0 | 0 | 8.2745 | #N/A
2007-05-04 17:00 | 5 | 4 | 17 | 124.6668 | 2969 | 50 | 30.92 | 1001 | 50 | 0 | 229.1361 | Cooling | 38.1893 | #N/A | #N/A | #N/A | #N/A | 0 | 0 | 0 | 0 | 0 | 229.1361 | #N/A | #N/A | 88 | 65 | 0.77974 | 0.47564 | #N/A | 0.7084 | 0.1273% | 1 | 50% | 0% | 0% | 0% | 8.2745 | 0 | 0 | 0 | 8.2745 | #N/A
2007-05-04 18:00 | 5 | 4 | 18 | 124.7085 | 2970 | 51.08 | 30.92 | 1001 | 51.08 | 0 | 0 | Cooling | 0 | #N/A | #N/A | #N/A | #N/A | 0 | 0 | 0 | 0 | 0 | 0 | #N/A | #N/A | 88 | 66.08 | 0.78994 | 0.48186 | #N/A | 0 | 0% | 1 | 50% | 0% | 0% | 0% | 8.2745 | 0 | 0 | 0 | 8.2745 | #N/A
2007-05-04 19:00 | 5 | 4 | 19 | 124.7502 | 2971 | 50 | 33.08 | 1001 | 50 | 0 | 0 | Cooling | 0 | #N/A | #N/A | #N/A | #N/A | 0 | 0 | 0 | 0 | 0 | 0 | #N/A | #N/A | 88 | 65 | 0.77974 | 0.47564 | #N/A | 0 | 0% | 1 | 50% | 0% | 0% | 0% | 8.2745 | 0 | 0 | 0 | 8.2745 | #N/A
2007-05-04 20:00 | 5 | 4 | 20 | 124.7918 | 2972 | 50 | 33.08 | 1001 | 50 | 0 | 0 | Cooling | 0 | #N/A | #N/A | #N/A | #N/A | 0 | 0 | 0 | 0 | 0 | 0 | #N/A | #N/A | 88 | 65 | 0.77974 | 0.47564 | #N/A | 0 | 0% | 1 | 50% | 0% | 0% | 0% | 8.2745 | 0 | 0 | 0 | 8.2745 | #N/A
2007-05-04 21:00 | 5 | 4 | 21 | 124.8335 | 2973 | 48.02 | 41 | 1003 | 48.02 | 0 | 0 | Cooling | 0 | #N/A | #N/A | #N/A | #N/A | 0 | 0 | 0 | 0 | 0 | 0 | #N/A | #N/A | 88 | 63.02 | 0.76136 | 0.46443 | #N/A | 0 | 0% | 1 | 50% | 0% | 0% | 0% | 8.2745 | 0 | 0 | 0 | 8.2745 | #N/A
2007-05-04 22:00 | 5 | 4 | 22 | 124.8752 | 2974 | 48.02 | 46.04 | 1002 | 48.02 | 0 | 0 | Cooling | 0 | #N/A | #N/A | #N/A | #N/A | 0 | 0 | 0 | 0 | 0 | 0 | #N/A | #N/A | 88 | 63.02 | 0.76136 | 0.46443 | #N/A | 0 | 0% | 1 | 50% | 0% | 0% | 0% | 8.2745 | 0 | 0 | 0 | 8.2745 | #N/A
2007-05-04 23:00 | 5 | 4 | 23 | 124.9168 | 2975 | 48.02 | 46.04 | 1002 | 48.02 | 0 | 0 | Cooling | 0 | #N/A | #N/A | #N/A | #N/A | 0 | 0 | 0 | 0 | 0 | 0 | #N/A | #N/A | 88 | 63.02 | 0.76136 | 0.46443 | #N/A | 0 | 0% | 1 | 50% | 0% | 0% | 0% | 8.2745 | 0 | 0 | 0 | 8.2745 | #N/A
2007-05-05 | 5 | 5 | 0 | 124.9585 | 2976 | 48.02 | 48.92 | 1002 | 48.02 | 0 | 0 | Cooling | 0 | #N/A | #N/A | #N/A | #N/A | 0 | 0 | 0 | 0 | 0 | 0 | #N/A | #N/A | 88 | 63.02 | 0.76136 | 0.46443 | #N/A | 0 | 0% | 1 | 50% | 0% | 0% | 0% | 8.2745 | 0 | 0 | 0 | 8.2745 | #N/A
2007-05-05 01:00 | 5 | 5 | 1 | 125.0002 | 2977 | 46.94 | 48.92 | 1001 | 46.94 | 0 | 0 | Cooling | 0 | #N/A | #N/A | #N/A | #N/A | 0 | 0 | 0 | 0 | 0 | 0 | #N/A | #N/A | 88 | 61.94 | 0.7515 | 0.45842 | #N/A | 0 | 0% | 1 | 50% | 0% | 0% | 0% | 8.2745 | 0 | 0 | 0 | 8.2745 | #N/A
2007-05-05 02:00 | 5 | 5 | 2 | 125.0418 | 2978 | 46.94 | 50 | 1001 | 46.94 | 0 | 0 | Cooling | 0 | #N/A | #N/A | #N/A | #N/A | 0 | 0 | 0 | 0 | 0 | 0 | #N/A | #N/A | 88 | 61.94 | 0.7515 | 0.45842 | #N/A | 0 | 0% | 1 | 50% | 0% | 0% | 0% | 8.2745 | 0 | 0 | 0 | 8.2745 | #N/A
2007-05-05 03:00 | 5 | 5 | 3 | 125.0835 | 2979 | 46.94 | 51.08 | 1000 | 46.94 | 0 | 0 | Cooling | 0 | #N/A | #N/A | #N/A | #N/A | 0 | 0 | 0 | 0 | 0 | 0 | #N/A | #N/A | 88 | 61.94 | 0.7515 | 0.45842 | #N/A | 0 | 0% | 1 | 50% | 0% | 0% | 0% | 8.2745 | 0 | 0 | 0 | 8.2745 | #N/A
2007-05-05 04:00 | 5 | 5 | 4 | 125.1252 | 2980 | 46.94 | 51.08 | 1000 | 46.94 | 0 | 0 | Cooling | 0 | #N/A | #N/A | #N/A | #N/A | 0 | 0 | 0 | 0 | 0 | 0 | #N/A | #N/A | 88 | 61.94 | 0.7515 | 0.45842 | #N/A | 0 | 0% | 1 | 50% | 0% | 0% | 0% | 8.2745 | 0 | 0 | 0 | 8.2745 | #N/A
2007-05-05 05:00 | 5 | 5 | 5 | 125.1668 | 2981 | 46.94 | 51.08 | 998 | 46.94 | 0 | 0.074554 | Cooling | 0.012426 | #N/A | #N/A | #N/A | #N/A | 0 | 0 | 0 | 0 | 0 | 0.074554 | #N/A | #N/A | 88 | 61.94 | 0.7515 | 0.45842 | #N/A | 0.00023049 | 4.142e-05% | 1 | 50% | 0% | 0% | 0% | 8.2745 | 0 | 0 | 0 | 8.2745 | #N/A
2007-05-05 06:00 | 5 | 5 | 6 | 125.2085 | 2982 | 46.04 | 51.08 | 998 | 46.04 | 0 | 3.9764 | Cooling | 0.66274 | #N/A | #N/A | #N/A | #N/A | 0 | 0 | 0 | 0 | 0 | 3.9764 | #N/A | #N/A | 88 | 61.04 | 0.74339 | 0.45347 | #N/A | 0.012294 | 0.002209% | 1 | 50% | 0% | 0% | 0% | 8.2745 | 0 | 0 | 0 | 8.2745 | #N/A
2007-05-05 07:00 | 5 | 5 | 7 | 125.2502 | 2983 | 46.94 | 50 | 997 | 46.94 | 0 | 7.2789 | Cooling | 1.2131 | #N/A | #N/A | #N/A | #N/A | 0 | 0 | 0 | 0 | 0 | 7.2789 | #N/A | #N/A | 88 | 61.94 | 0.7515 | 0.45842 | #N/A | 0.022503 | 0.004044% | 1 | 50% | 0% | 0% | 0% | 8.2745 | 0 | 0 | 0 | 8.2745 | #N/A
2007-05-05 08:00 | 5 | 5 | 8 | 125.2918 | 2984 | 46.94 | 46.94 | 996 | 46.94 | 0 | 0 | Cooling | 0 | #N/A | #N/A | #N/A | #N/A | 0 | 0 | 0 | 0 | 0 | 0 | #N/A | #N/A | 88 | 61.94 | 0.7515 | 0.45842 | #N/A | 0 | 0% | 1 | 50% | 0% | 0% | 0% | 8.2745 | 0 | 0 | 0 | 8.2745 | #N/A
2007-05-05 09:00 | 5 | 5 | 9 | 125.3335 | 2985 | 48.92 | 44.06 | 996 | 48.92 | 0 | 0 | Cooling | 0 | #N/A | #N/A | #N/A | #N/A | 0 | 0 | 0 | 0 | 0 | 0 | #N/A | #N/A | 88 | 63.92 | 0.76966 | 0.46949 | #N/A | 0 | 0% | 1 | 50% | 0% | 0% | 0% | 8.2745 | 0 | 0 | 0 | 8.2745 | #N/A
2007-05-05 10:00 | 5 | 5 | 10 | 125.3752 | 2986 | 51.98 | 44.96 | 995 | 51.98 | 0 | 0 | Cooling | 0 | #N/A | #N/A | #N/A | #N/A | 0 | 0 | 0 | 0 | 0 | 0 | #N/A | #N/A | 88 | 66.98 | 0.79854 | 0.48711 | #N/A | 0 | 0% | 1 | 50% | 0% | 0% | 0% | 8.2745 | 0 | 0 | 0 | 8.2745 | #N/A
2007-05-05 11:00 | 5 | 5 | 11 | 125.4168 | 2987 | 51.98 | 44.96 | 995 | 51.98 | 0 | 0 | Cooling | 0 | #N/A | #N/A | #N/A | #N/A | 0 | 0 | 0 | 0 | 0 | 0 | #N/A | #N/A | 88 | 66.98 | 0.79854 | 0.48711 | #N/A | 0 | 0% | 1 | 50% | 0% | 0% | 0% | 8.2745 | 0 | 0 | 0 | 8.2745 | #N/A
2007-05-05 12:00 | 5 | 5 | 12 | 125.4585 | 2988 | 57.02 | 48.02 | 995 | 57.02 | 0 | 0 | Cooling | 0 | #N/A | #N/A | #N/A | #N/A | 0 | 0 | 0 | 0 | 0 | 0 | #N/A | #N/A | 88 | 72.02 | 0.84825 | 0.51743 | #N/A | 0 | 0% | 1 | 50% | 0% | 0% | 0% | 8.2745 | 0 | 0 | 0 | 8.2745 | #N/A
2007-05-05 13:00 | 5 | 5 | 13 | 125.5002 | 2989 | 60.08 | 48.02 | 995 | 60.08 | 0 | 0 | Cooling | 0 | #N/A | #N/A | #N/A | #N/A | 0 | 0 | 0 | 0 | 0 | 0 | #N/A | #N/A | 88 | 75.08 | 0.87975 | 0.53664 | #N/A | 0 | 0% | 1 | 50% | 0% | 0% | 0% | 8.2745 | 0 | 0 | 0 | 8.2745 | #N/A
2007-05-05 14:00 | 5 | 5 | 14 | 125.5418 | 2990 | 60.08 | 53.96 | 994 | 60.08 | 0 | 0 | Cooling | 0 | #N/A | #N/A | #N/A | #N/A | 0 | 0 | 0 | 0 | 0 | 0 | #N/A | #N/A | 88 | 75.08 | 0.87975 | 0.53664 | #N/A | 0 | 0% | 1 | 50% | 0% | 0% | 0% | 8.2745 | 0 | 0 | 0 | 8.2745 | #N/A
2007-05-05 15:00 | 5 | 5 | 15 | 125.5835 | 2991 | 62.06 | 55.94 | 994 | 62.06 | 0 | 0 | Cooling | 0 | #N/A | #N/A | #N/A | #N/A | 0 | 0 | 0 | 0 | 0 | 0 | #N/A | #N/A | 88 | 77.06 | 0.90065 | 0.5494 | #N/A | 0 | 0% | 1 | 50% | 0% | 0% | 0% | 8.2745 | 0 | 0 | 0 | 8.2745 | #N/A
2007-05-05 16:00 | 5 | 5 | 16 | 125.6252 | 2992 | 62.06 | 57.92 | 994 | 62.06 | 0 | 39.5181 | Cooling | 6.5864 | #N/A | #N/A | #N/A | #N/A | 0 | 0 | 0 | 0 | 0 | 39.5181 | #N/A | #N/A | 88 | 77.06 | 0.90065 | 0.5494 | #N/A | 0.12218 | 0.02195% | 1 | 50% | 0% | 0% | 0% | 8.2745 | 0 | 0 | 0 | 8.2745 | #N/A
2007-05-05 17:00 | 5 | 5 | 17 | 125.6668 | 2993 | 62.06 | 57.02 | 993 | 62.06 | 0 | 72.9151 | Cooling | 12.1525 | #N/A | #N/A | #N/A | #N/A | 0 | 0 | 0 | 0 | 0 | 72.9151 | #N/A | #N/A | 88 | 77.06 | 0.90065 | 0.5494 | #N/A | 0.22543 | 0.04051% | 1 | 50% | 0% | 0% | 0% | 8.2745 | 0 | 0 | 0 | 8.2745 | #N/A
2007-05-05 18:00 | 5 | 5 | 18 | 125.7085 | 2994 | 57.92 | 57.92 | 994 | 57.92 | 0 | 76.8617 | Cooling | 12.8103 | #N/A | #N/A | #N/A | #N/A | 0 | 0 | 0 | 0 | 0 | 76.8617 | #N/A | #N/A | 88 | 72.92 | 0.85741 | 0.52302 | #N/A | 0.23763 | 0.0427% | 1 | 50% | 0% | 0% | 0% | 8.2745 | 0 | 0 | 0 | 8.2745 | #N/A
2007-05-05 19:00 | 5 | 5 | 19 | 125.7502 | 2995 | 55.94 | 57.92 | 994 | 55.94 | 0 | 51.4517 | Cooling | 8.5753 | #N/A | #N/A | #N/A | #N/A | 0 | 0 | 0 | 0 | 0 | 51.4517 | #N/A | #N/A | 88 | 70.94 | 0.83737 | 0.5108 | #N/A | 0.15907 | 0.02858% | 1 | 50% | 0% | 0% | 0% | 8.2745 | 0 | 0 | 0 | 8.2745 | #N/A
2007-05-05 20:00 | 5 | 5 | 20 | 125.7918 | 2996 | 55.94 | 57.92 | 995 | 55.94 | 0 | 50.8708 | Cooling | 8.4785 | #N/A | #N/A | #N/A | #N/A | 0 | 0 | 0 | 0 | 0 | 50.8708 | #N/A | #N/A | 88 | 70.94 | 0.83737 | 0.5108 | #N/A | 0.15727 | 0.02826% | 1 | 50% | 0% | 0% | 0% | 8.2745 | 0 | 0 | 0 | 8.2745 | #N/A
2007-05-05 21:00 | 5 | 5 | 21 | 125.8335 | 2997 | 55.04 | 57.02 | 995 | 55.04 | 0 | 17.7794 | Cooling | 2.9632 | #N/A | #N/A | #N/A | #N/A | 0 | 0 | 0 | 0 | 0 | 17.7794 | #N/A | #N/A | 88 | 70.04 | 0.8284 | 0.50532 | #N/A | 0.054967 | 0.009877% | 1 | 50% | 0% | 0% | 0% | 8.2745 | 0 | 0 | 0 | 8.2745 | #N/A
2007-05-05 22:00 | 5 | 5 | 22 | 125.8752 | 2998 | 51.98 | 55.94 | 995 | 51.98 | 0 | 0 | Cooling | 0 | #N/A | #N/A | #N/A | #N/A | 0 | 0 | 0 | 0 | 0 | 0 | #N/A | #N/A | 88 | 66.98 | 0.79854 | 0.48711 | #N/A | 0 | 0% | 1 | 50% | 0% | 0% | 0% | 8.2745 | 0 | 0 | 0 | 8.2745 | #N/A
2007-05-05 23:00 | 5 | 5 | 23 | 125.9168 | 2999 | 51.98 | 55.94 | 995 | 51.98 | 0 | 0 | Cooling | 0 | #N/A | #N/A | #N/A | #N/A | 0 | 0 | 0 | 0 | 0 | 0 | #N/A | #N/A | 88 | 66.98 | 0.79854 | 0.48711 | #N/A | 0 | 0% | 1 | 50% | 0% | 0% | 0% | 8.2745 | 0 | 0 | 0 | 8.2745 | #N/A
2007-05-06 | 5 | 6 | 0 | 125.9585 | 3000 | 48.92 | 55.04 | 994 | 48.92 | 0 | 0 | Cooling | 0 | #N/A | #N/A | #N/A | #N/A | 0 | 0 | 0 | 0 | 0 | 0 | #N/A | #N/A | 88 | 63.92 | 0.76966 | 0.46949 | #N/A | 0 | 0% | 1 | 50% | 0% | 0% | 0% | 8.2745 | 0 | 0 | 0 | 8.2745 | #N/A
2007-05-06 01:00 | 5 | 6 | 1 | 126.0002 | 3001 | 42.98 | 53.96 | 994 | 42.98 | 0 | 0 | Cooling | 0 | #N/A | #N/A | #N/A | #N/A | 0 | 0 | 0 | 0 | 0 | 0 | #N/A | #N/A | 88 | 57.98 | 0.71643 | 0.43702 | #N/A | 0 | 0% | 1 | 50% | 0% | 0% | 0% | 8.2745 | 0 | 0 | 0 | 8.2745 | #N/A
2007-05-06 02:00 | 5 | 6 | 2 | 126.0418 | 3002 | 42.98 | 55.04 | 994 | 42.98 | 0 | 0 | Cooling | 0 | #N/A | #N/A | #N/A | #N/A | 0 | 0 | 0 | 0 | 0 | 0 | #N/A | #N/A | 88 | 57.98 | 0.71643 | 0.43702 | #N/A | 0 | 0% | 1 | 50% | 0% | 0% | 0% | 8.2745 | 0 | 0 | 0 | 8.2745 | #N/A
2007-05-06 03:00 | 5 | 6 | 3 | 126.0835 | 3003 | 44.96 | 55.04 | 994 | 44.96 | 0 | 0 | Cooling | 0 | #N/A | #N/A | #N/A | #N/A | 0 | 0 | 0 | 0 | 0 | 0 | #N/A | #N/A | 88 | 59.96 | 0.73376 | 0.44759 | #N/A | 0 | 0% | 1 | 50% | 0% | 0% | 0% | 8.2745 | 0 | 0 | 0 | 8.2745 | #N/A
2007-05-06 04:00 | 5 | 6 | 4 | 126.1252 | 3004 | 42.08 | 55.94 | 993 | 42.08 | 0 | 0 | Cooling | 0 | #N/A | #N/A | #N/A | #N/A | 0 | 0 | 0 | 0 | 0 | 0 | #N/A | #N/A | 88 | 57.08 | 0.70869 | 0.4323 | #N/A | 0 | 0% | 1 | 50% | 0% | 0% | 0% | 8.2745 | 0 | 0 | 0 | 8.2745 | #N/A
2007-05-06 05:00 | 5 | 6 | 5 | 126.1668 | 3005 | 42.08 | 55.94 | 994 | 42.08 | 0 | 0 | Cooling | 0 | #N/A | #N/A | #N/A | #N/A | 0 | 0 | 0 | 0 | 0 | 0 | #N/A | #N/A | 88 | 57.08 | 0.70869 | 0.4323 | #N/A | 0 | 0% | 1 | 50% | 0% | 0% | 0% | 8.2745 | 0 | 0 | 0 | 8.2745 | #N/A
2007-05-06 06:00 | 5 | 6 | 6 | 126.2085 | 3006 | 46.04 | 55.94 | 994 | 46.04 | 0 | 407.4292 | Cooling | 67.9049 | #N/A | #N/A | #N/A | #N/A | 0 | 0 | 0 | 0 | 0 | 407.4292 | #N/A | #N/A | 88 | 61.04 | 0.74339 | 0.45347 | #N/A | 1.2596 | 0.2263% | 1 | 50% | 0% | 0% | 0% | 8.2745 | 0 | 0 | 0 | 8.2745 | #N/A
2007-05-06 07:00 | 5 | 6 | 7 | 126.2502 | 3007 | 48.92 | 57.02 | 994 | 48.92 | 0 | 419.9899 | Cooling | 69.9983 | #N/A | #N/A | #N/A | #N/A | 0 | 0 | 0 | 0 | 0 | 419.9899 | #N/A | #N/A | 88 | 63.92 | 0.76966 | 0.46949 | #N/A | 1.2985 | 0.2333% | 1 | 50% | 0% | 0% | 0% | 8.2745 | 0 | 0 | 0 | 8.2745 | #N/A
2007-05-06 08:00 | 5 | 6 | 8 | 126.2918 | 3008 | 48.92 | 57.92 | 994 | 48.92 | 0 | 1044.1223 | Cooling | 174.0204 | #N/A | #N/A | #N/A | #N/A | 0 | 0 | 0 | 0 | 0 | 1044.1223 | #N/A | #N/A | 88 | 63.92 | 0.76966 | 0.46949 | #N/A | 3.228 | 0.5801% | 1 | 50% | 0% | 0% | 0% | 8.2745 | 0 | 0 | 0 | 8.2745 | #N/A
2007-05-06 09:00 | 5 | 6 | 9 | 126.3335 | 3009 | 55.94 | 57.02 | 994 | 55.94 | 0 | 1026.0286 | Cooling | 171.0048 | #N/A | #N/A | #N/A | #N/A | 0 | 0 | 0 | 0 | 0 | 1026.0286 | #N/A | #N/A | 88 | 70.94 | 0.83737 | 0.5108 | #N/A | 3.1721 | 0.57% | 1 | 50% | 0% | 0% | 0% | 8.2745 | 0 | 0 | 0 | 8.2745 | #N/A
2007-05-06 10:00 | 5 | 6 | 10 | 126.3752 | 3010 | 59 | 57.02 | 994 | 59 | 0 | 866.3196 | Cooling | 144.3866 | #N/A | #N/A | #N/A | #N/A | 0 | 0 | 0 | 0 | 0 | 866.3196 | #N/A | #N/A | 88 | 74 | 0.86852 | 0.5298 | #N/A | 2.6783 | 0.4813% | 1 | 50% | 0% | 0% | 0% | 8.2745 | 0 | 0 | 0 | 8.2745 | #N/A
2007-05-06 11:00 | 5 | 6 | 11 | 126.4168 | 3011 | 60.98 | 57.02 | 994 | 60.98 | 0 | 900.0232 | Cooling | 150.0039 | #N/A | #N/A | #N/A | #N/A | 0 | 0 | 0 | 0 | 0 | 900.0232 | #N/A | #N/A | 88 | 75.98 | 0.8892 | 0.54241 | #N/A | 2.7825 | 0.5% | 1 | 50% | 0% | 0% | 0% | 8.2745 | 0 | 0 | 0 | 8.2745 | #N/A
2007-05-06 12:00 | 5 | 6 | 12 | 126.4585 | 3012 | 60.08 | 55.94 | 994 | 60.08 | 0 | 657.4748 | Cooling | 109.5791 | #N/A | #N/A | #N/A | #N/A | 0 | 0 | 0 | 0 | 0 | 657.4748 | #N/A | #N/A | 88 | 75.08 | 0.87975 | 0.53664 | #N/A | 2.0327 | 0.3653% | 1 | 50% | 0% | 0% | 0% | 8.2745 | 0 | 0 | 0 | 8.2745 | #N/A
2007-05-06 13:00 | 5 | 6 | 13 | 126.5002 | 3013 | 59 | 55.94 | 994 | 59 | 0 | 760.0008 | Cooling | 126.6668 | #N/A | #N/A | #N/A | #N/A | 0 | 0 | 0 | 0 | 0 | 760.0008 | #N/A | #N/A | 88 | 74 | 0.86852 | 0.5298 | #N/A | 2.3496 | 0.4222% | 1 | 50% | 0% | 0% | 0% | 8.2745 | 0 | 0 | 0 | 8.2745 | #N/A
2007-05-06 14:00 | 5 | 6 | 14 | 126.5418 | 3014 | 59 | 55.04 | 994 | 59 | 0 | 683.6436 | Cooling | 113.9406 | #N/A | #N/A | #N/A | #N/A | 0 | 0 | 0 | 0 | 0 | 683.6436 | #N/A | #N/A | 88 | 74 | 0.86852 | 0.5298 | #N/A | 2.1136 | 0.3798% | 1 | 50% | 0% | 0% | 0% | 8.2745 | 0 | 0 | 0 | 8.2745 | #N/A
2007-05-06 15:00 | 5 | 6 | 15 | 126.5835 | 3015 | 60.98 | 55.04 | 993 | 60.98 | 0 | 635.3004 | Cooling | 105.8834 | #N/A | #N/A | #N/A | #N/A | 0 | 0 | 0 | 0 | 0 | 635.3004 | #N/A | #N/A | 88 | 75.98 | 0.8892 | 0.54241 | #N/A | 1.9641 | 0.3529% | 1 | 50% | 0% | 0% | 0% | 8.2745 | 0 | 0 | 0 | 8.2745 | #N/A
2007-05-06 16:00 | 5 | 6 | 16 | 126.6252 | 3016 | 62.06 | 53.96 | 992 | 62.06 | 0 | 560.9194 | Cooling | 93.4866 | #N/A | #N/A | #N/A | #N/A | 0 | 0 | 0 | 0 | 0 | 560.9194 | #N/A | #N/A | 88 | 77.06 | 0.90065 | 0.5494 | #N/A | 1.7342 | 0.3116% | 1 | 50% | 0% | 0% | 0% | 8.2745 | 0 | 0 | 0 | 8.2745 | #N/A
2007-05-06 17:00 | 5 | 6 | 17 | 126.6668 | 3017 | 62.06 | 53.96 | 992 | 62.06 | 0 | 474.4637 | Cooling | 79.0773 | #N/A | #N/A | #N/A | #N/A | 0 | 0 | 0 | 0 | 0 | 474.4637 | #N/A | #N/A | 88 | 77.06 | 0.90065 | 0.5494 | #N/A | 1.4669 | 0.2636% | 1 | 50% | 0% | 0% | 0% | 8.2745 | 0 | 0 | 0 | 8.2745 | #N/A
2007-05-06 18:00 | 5 | 6 | 18 | 126.7085 | 3018 | 57.92 | 53.96 | 990 | 57.92 | 0 | 423.4722 | Cooling | 70.5787 | #N/A | #N/A | #N/A | #N/A | 0 | 0 | 0 | 0 | 0 | 423.4722 | #N/A | #N/A | 88 | 72.92 | 0.85741 | 0.52302 | #N/A | 1.3092 | 0.2353% | 1 | 50% | 0% | 0% | 0% | 8.2745 | 0 | 0 | 0 | 8.2745 | #N/A
2007-05-06 19:00 | 5 | 6 | 19 | 126.7502 | 3019 | 55.04 | 55.04 | 989 | 55.04 | 0 | 468.3756 | Cooling | 78.0626 | #N/A | #N/A | #N/A | #N/A | 0 | 0 | 0 | 0 | 0 | 468.3756 | #N/A | #N/A | 88 | 70.04 | 0.8284 | 0.50532 | #N/A | 1.448 | 0.2602% | 1 | 50% | 0% | 0% | 0% | 8.2745 | 0 | 0 | 0 | 8.2745 | #N/A
2007-05-06 20:00 | 5 | 6 | 20 | 126.7918 | 3020 | 55.04 | 55.04 | 988 | 55.04 | 0 | 387.6796 | Cooling | 64.6133 | #N/A | #N/A | #N/A | #N/A | 0 | 0 | 0 | 0 | 0 | 387.6796 | #N/A | #N/A | 88 | 70.04 | 0.8284 | 0.50532 | #N/A | 1.1986 | 0.2154% | 1 | 50% | 0% | 0% | 0% | 8.2745 | 0 | 0 | 0 | 8.2745 | #N/A
2007-05-06 21:00 | 5 | 6 | 21 | 126.8335 | 3021 | 51.98 | 55.04 | 989 | 51.98 | 0 | 353.7035 | Cooling | 58.9506 | #N/A | #N/A | #N/A | #N/A | 0 | 0 | 0 | 0 | 0 | 353.7035 | #N/A | #N/A | 88 | 66.98 | 0.79854 | 0.48711 | #N/A | 1.0935 | 0.1965% | 1 | 50% | 0% | 0% | 0% | 8.2745 | 0 | 0 | 0 | 8.2745 | #N/A
2007-05-06 22:00 | 5 | 6 | 22 | 126.8752 | 3022 | 48.92 | 53.96 | 989 | 48.92 | 0 | 0 | Cooling | 0 | #N/A | #N/A | #N/A | #N/A | 0 | 0 | 0 | 0 | 0 | 0 | #N/A | #N/A | 88 | 63.92 | 0.76966 | 0.46949 | #N/A | 0 | 0% | 1 | 50% | 0% | 0% | 0% | 8.2745 | 0 | 0 | 0 | 8.2745 | #N/A
2007-05-06 23:00 | 5 | 6 | 23 | 126.9168 | 3023 | 48.92 | 55.04 | 989 | 48.92 | 0 | 21.8909 | Cooling | 3.6485 | #N/A | #N/A | #N/A | #N/A | 0 | 0 | 0 | 0 | 0 | 21.8909 | #N/A | #N/A | 88 | 63.92 | 0.76966 | 0.46949 | #N/A | 0.067679 | 0.01216% | 1 | 50% | 0% | 0% | 0% | 8.2745 | 0 | 0 | 0 | 8.2745 | #N/A
2007-05-07 | 5 | 7 | 0 | 126.9585 | 3024 | 44.96 | 53.96 | 990 | 44.96 | 0 | 15.9361 | Cooling | 2.656 | #N/A | #N/A | #N/A | #N/A | 0 | 0 | 0 | 0 | 0 | 15.9361 | #N/A | #N/A | 88 | 59.96 | 0.73376 | 0.44759 | #N/A | 0.049268 | 0.008853% | 1 | 50% | 0% | 0% | 0% | 8.2745 | 0 | 0 | 0 | 8.2745 | #N/A
2007-05-07 01:00 | 5 | 7 | 1 | 127.0002 | 3025 | 39.92 | 50 | 991 | 39.92 | 0 | 5.5501 | Cooling | 0.92502 | #N/A | #N/A | #N/A | #N/A | 0 | 0 | 0 | 0 | 0 | 5.5501 | #N/A | #N/A | 88 | 54.92 | 0.69046 | 0.42118 | #N/A | 0.017159 | 0.003083% | 1 | 50% | 0% | 0% | 0% | 8.2745 | 0 | 0 | 0 | 8.2745 | #N/A
2007-05-07 02:00 | 5 | 7 | 2 | 127.0418 | 3026 | 39.92 | 48.92 | 992 | 39.92 | 0 | 0.13553 | Cooling | 0.022588 | #N/A | #N/A | #N/A | #N/A | 0 | 0 | 0 | 0 | 0 | 0.13553 | #N/A | #N/A | 88 | 54.92 | 0.69046 | 0.42118 | #N/A | 0.000419 | 7.529e-05% | 1 | 50% | 0% | 0% | 0% | 8.2745 | 0 | 0 | 0 | 8.2745 | #N/A
2007-05-07 03:00 | 5 | 7 | 3 | 127.0835 | 3027 | 41 | 48.92 | 992 | 41 | 0 | 0.0064619 | Cooling | 0.001077 | #N/A | #N/A | #N/A | #N/A | 0 | 0 | 0 | 0 | 0 | 0.0064619 | #N/A | #N/A | 88 | 56 | 0.69951 | 0.4267 | #N/A | 1.9978e-05 | 3.59e-06% | 1 | 50% | 0% | 0% | 0% | 8.2745 | 0 | 0 | 0 | 8.2745 | #N/A
2007-05-07 04:00 | 5 | 7 | 4 | 127.1252 | 3028 | 41 | 48.02 | 993 | 41 | 0 | 0.0082687 | Cooling | 0.0013781 | #N/A | #N/A | #N/A | #N/A | 0 | 0 | 0 | 0 | 0 | 0.0082687 | #N/A | #N/A | 88 | 56 | 0.69951 | 0.4267 | #N/A | 2.5564e-05 | 4.594e-06% | 1 | 50% | 0% | 0% | 0% | 8.2745 | 0 | 0 | 0 | 8.2745 | #N/A
2007-05-07 05:00 | 5 | 7 | 5 | 127.1668 | 3029 | 41 | 46.94 | 994 | 41 | 0 | 0.027561 | Cooling | 0.0045936 | #N/A | #N/A | #N/A | #N/A | 0 | 0 | 0 | 0 | 0 | 0.027561 | #N/A | #N/A | 88 | 56 | 0.69951 | 0.4267 | #N/A | 8.521e-05 | 1.531e-05% | 1 | 50% | 0% | 0% | 0% | 8.2745 | 0 | 0 | 0 | 8.2745 | #N/A
2007-05-07 06:00 | 5 | 7 | 6 | 127.2085 | 3030 | 39.02 | 46.94 | 995 | 39.02 | 3.934 | 0 | Heating | 0.52453 | #N/A | #N/A | #N/A | #N/A | 3.934 | #N/A | #N/A | 3.6785 | #N/A | 0 | 0 | 0 | 0 | 0 | 0 | 0 | 0 | 0 | 0.001748% | 1 | 50% | 0% | 0% | 0% | 8.2745 | 0 | 0 | 0 | 8.2745 | #N/A
2007-05-07 07:00 | 5 | 7 | 7 | 127.2502 | 3031 | 46.04 | 48.02 | 996 | 46.04 | 0 | 0.11476 | Cooling | 0.019127 | #N/A | #N/A | #N/A | #N/A | 0 | 0 | 0 | 0 | 0 | 0.11476 | #N/A | #N/A | 88 | 61.04 | 0.74339 | 0.45347 | #N/A | 0.00035481 | 6.376e-05% | 1 | 50% | 0% | 0% | 0% | 8.2745 | 0 | 0 | 0 | 8.2745 | #N/A
2007-05-07 08:00 | 5 | 7 | 8 | 127.2918 | 3032 | 46.04 | 48.02 | 996 | 46.04 | 0 | 0.040734 | Cooling | 0.0067891 | #N/A | #N/A | #N/A | #N/A | 0 | 0 | 0 | 0 | 0 | 0.040734 | #N/A | #N/A | 88 | 61.04 | 0.74339 | 0.45347 | #N/A | 0.00012594 | 2.263e-05% | 1 | 50% | 0% | 0% | 0% | 8.2745 | 0 | 0 | 0 | 8.2745 | #N/A
2007-05-07 09:00 | 5 | 7 | 9 | 127.3335 | 3033 | 53.06 | 46.94 | 996 | 53.06 | 0 | 0.048057 | Cooling | 0.0080095 | #N/A | #N/A | #N/A | #N/A | 0 | 0 | 0 | 0 | 0 | 0.048057 | #N/A | #N/A | 88 | 68.06 | 0.80896 | 0.49347 | #N/A | 0.00014857 | 2.67e-05% | 1 | 50% | 0% | 0% | 0% | 8.2745 | 0 | 0 | 0 | 8.2745 | #N/A
2007-05-07 10:00 | 5 | 7 | 10 | 127.3752 | 3034 | 55.94 | 46.94 | 997 | 55.94 | 0 | 26.8041 | Cooling | 4.4674 | #N/A | #N/A | #N/A | #N/A | 0 | 0 | 0 | 0 | 0 | 26.8041 | #N/A | #N/A | 88 | 70.94 | 0.83737 | 0.5108 | #N/A | 0.082868 | 0.01489% | 1 | 50% | 0% | 0% | 0% | 8.2745 | 0 | 0 | 0 | 8.2745 | #N/A
2007-05-07 11:00 | 5 | 7 | 11 | 127.4168 | 3035 | 55.94 | 48.02 | 997 | 55.94 | 0 | 178.6243 | Cooling | 29.7707 | #N/A | #N/A | #N/A | #N/A | 0 | 0 | 0 | 0 | 0 | 178.6243 | #N/A | #N/A | 88 | 70.94 | 0.83737 | 0.5108 | #N/A | 0.55224 | 0.09924% | 1 | 50% | 0% | 0% | 0% | 8.2745 | 0 | 0 | 0 | 8.2745 | #N/A
2007-05-07 12:00 | 5 | 7 | 12 | 127.4585 | 3036 | 59 | 46.04 | 997 | 59 | 0 | 255.1439 | Cooling | 42.524 | #N/A | #N/A | #N/A | #N/A | 0 | 0 | 0 | 0 | 0 | 255.1439 | #N/A | #N/A | 88 | 74 | 0.86852 | 0.5298 | #N/A | 0.78881 | 0.1417% | 1 | 50% | 0% | 0% | 0% | 8.2745 | 0 | 0 | 0 | 8.2745 | #N/A
2007-05-07 13:00 | 5 | 7 | 13 | 127.5002 | 3037 | 62.96 | 46.04 | 997 | 62.96 | 0 | 474.2809 | Cooling | 79.0468 | #N/A | #N/A | #N/A | #N/A | 0 | 0 | 0 | 0 | 0 | 474.2809 | #N/A | #N/A | 88 | 77.96 | 0.91029 | 0.55528 | #N/A | 1.4663 | 0.2635% | 1 | 50% | 0% | 0% | 0% | 8.2745 | 0 | 0 | 0 | 8.2745 | #N/A
2007-05-07 14:00 | 5 | 7 | 14 | 127.5418 | 3038 | 62.96 | 41 | 996 | 62.96 | 0 | 536.8701 | Cooling | 89.4784 | #N/A | #N/A | #N/A | #N/A | 0 | 0 | 0 | 0 | 0 | 536.8701 | #N/A | #N/A | 88 | 77.96 | 0.91029 | 0.55528 | #N/A | 1.6598 | 0.2983% | 1 | 50% | 0% | 0% | 0% | 8.2745 | 0 | 0 | 0 | 8.2745 | #N/A
2007-05-07 15:00 | 5 | 7 | 15 | 127.5835 | 3039 | 64.04 | 39.02 | 997 | 64.04 | 0 | 624.2543 | Cooling | 104.0424 | #N/A | #N/A | #N/A | #N/A | 0 | 0 | 0 | 0 | 0 | 624.2543 | #N/A | #N/A | 88 | 79.04 | 0.92197 | 0.5624 | #N/A | 1.93 | 0.3468% | 1 | 50% | 0% | 0% | 0% | 8.2745 | 0 | 0 | 0 | 8.2745 | #N/A
2007-05-07 16:00 | 5 | 7 | 16 | 127.6252 | 3040 | 64.94 | 37.04 | 996 | 64.94 | 0 | 633.7371 | Cooling | 105.6229 | #N/A | #N/A | #N/A | #N/A | 0 | 0 | 0 | 0 | 0 | 633.7371 | #N/A | #N/A | 88 | 79.94 | 0.9318 | 0.5684 | #N/A | 1.9593 | 0.3521% | 1 | 50% | 0% | 0% | 0% | 8.2745 | 0 | 0 | 0 | 8.2745 | #N/A
2007-05-07 17:00 | 5 | 7 | 17 | 127.6668 | 3041 | 64.94 | 37.94 | 997 | 64.94 | 0 | 570.9111 | Cooling | 95.1519 | #N/A | #N/A | #N/A | #N/A | 0 | 0 | 0 | 0 | 0 | 570.9111 | #N/A | #N/A | 88 | 79.94 | 0.9318 | 0.5684 | #N/A | 1.765 | 0.3172% | 1 | 50% | 0% | 0% | 0% | 8.2745 | 0 | 0 | 0 | 8.2745 | #N/A
2007-05-07 18:00 | 5 | 7 | 18 | 127.7085 | 3042 | 64.04 | 37.04 | 997 | 64.04 | 0 | 486.128 | Cooling | 81.0213 | #N/A | #N/A | #N/A | #N/A | 0 | 0 | 0 | 0 | 0 | 486.128 | #N/A | #N/A | 88 | 79.04 | 0.92197 | 0.5624 | #N/A | 1.5029 | 0.2701% | 1 | 50% | 0% | 0% | 0% | 8.2745 | 0 | 0 | 0 | 8.2745 | #N/A
2007-05-07 19:00 | 5 | 7 | 19 | 127.7502 | 3043 | 62.96 | 35.96 | 997 | 62.96 | 0 | 307.9098 | Cooling | 51.3183 | #N/A | #N/A | #N/A | #N/A | 0 | 0 | 0 | 0 | 0 | 307.9098 | #N/A | #N/A | 88 | 77.96 | 0.91029 | 0.55528 | #N/A | 0.95194 | 0.1711% | 1 | 50% | 0% | 0% | 0% | 8.2745 | 0 | 0 | 0 | 8.2745 | #N/A
2007-05-07 20:00 | 5 | 7 | 20 | 127.7918 | 3044 | 62.96 | 35.96 | 997 | 62.96 | 0 | 113.0724 | Cooling | 18.8454 | #N/A | #N/A | #N/A | #N/A | 0 | 0 | 0 | 0 | 0 | 113.0724 | #N/A | #N/A | 88 | 77.96 | 0.91029 | 0.55528 | #N/A | 0.34958 | 0.06282% | 1 | 50% | 0% | 0% | 0% | 8.2745 | 0 | 0 | 0 | 8.2745 | #N/A
2007-05-07 21:00 | 5 | 7 | 21 | 127.8335 | 3045 | 53.96 | 37.94 | 997 | 53.96 | 0 | 24.9812 | Cooling | 4.1635 | #N/A | #N/A | #N/A | #N/A | 0 | 0 | 0 | 0 | 0 | 24.9812 | #N/A | #N/A | 88 | 68.96 | 0.81775 | 0.49883 | #N/A | 0.077233 | 0.01388% | 1 | 50% | 0% | 0% | 0% | 8.2745 | 0 | 0 | 0 | 8.2745 | #N/A
2007-05-07 22:00 | 5 | 7 | 22 | 127.8752 | 3046 | 51.08 | 44.96 | 997 | 51.08 | 0 | 0 | Cooling | 0 | #N/A | #N/A | #N/A | #N/A | 0 | 0 | 0 | 0 | 0 | 0 | #N/A | #N/A | 88 | 66.08 | 0.78994 | 0.48186 | #N/A | 0 | 0% | 1 | 50% | 0% | 0% | 0% | 8.2745 | 0 | 0 | 0 | 8.2745 | #N/A
2007-05-07 23:00 | 5 | 7 | 23 | 127.9168 | 3047 | 51.08 | 46.94 | 998 | 51.08 | 0 | 0 | Cooling | 0 | #N/A | #N/A | #N/A | #N/A | 0 | 0 | 0 | 0 | 0 | 0 | #N/A | #N/A | 88 | 66.08 | 0.78994 | 0.48186 | #N/A | 0 | 0% | 1 | 50% | 0% | 0% | 0% | 8.2745 | 0 | 0 | 0 | 8.2745 | #N/A
2007-05-08 | 5 | 8 | 0 | 127.9585 | 3048 | 46.94 | 44.96 | 1000 | 46.94 | 0 | 0 | Cooling | 0 | #N/A | #N/A | #N/A | #N/A | 0 | 0 | 0 | 0 | 0 | 0 | #N/A | #N/A | 88 | 61.94 | 0.7515 | 0.45842 | #N/A | 0 | 0% | 1 | 50% | 0% | 0% | 0% | 8.2745 | 0 | 0 | 0 | 8.2745 | #N/A
2007-05-08 01:00 | 5 | 8 | 1 | 128.0002 | 3049 | 46.94 | 39.92 | 1001 | 46.94 | 0 | 0.0045294 | Cooling | 0.0007549 | #N/A | #N/A | #N/A | #N/A | 0 | 0 | 0 | 0 | 0 | 0.0045294 | #N/A | #N/A | 88 | 61.94 | 0.7515 | 0.45842 | #N/A | 1.4003e-05 | 2.516e-06% | 1 | 50% | 0% | 0% | 0% | 8.2745 | 0 | 0 | 0 | 8.2745 | #N/A
2007-05-08 02:00 | 5 | 8 | 2 | 128.0418 | 3050 | 46.94 | 33.08 | 1002 | 46.94 | 0 | 0.081257 | Cooling | 0.013543 | #N/A | #N/A | #N/A | #N/A | 0 | 0 | 0 | 0 | 0 | 0.081257 | #N/A | #N/A | 88 | 61.94 | 0.7515 | 0.45842 | #N/A | 0.00025122 | 4.514e-05% | 1 | 50% | 0% | 0% | 0% | 8.2745 | 0 | 0 | 0 | 8.2745 | #N/A
2007-05-08 03:00 | 5 | 8 | 3 | 128.0835 | 3051 | 46.94 | 30.92 | 1004 | 46.94 | 0 | 0.13869 | Cooling | 0.023115 | #N/A | #N/A | #N/A | #N/A | 0 | 0 | 0 | 0 | 0 | 0.13869 | #N/A | #N/A | 88 | 61.94 | 0.7515 | 0.45842 | #N/A | 0.00042879 | 7.705e-05% | 1 | 50% | 0% | 0% | 0% | 8.2745 | 0 | 0 | 0 | 8.2745 | #N/A
2007-05-08 04:00 | 5 | 8 | 4 | 128.1252 | 3052 | 46.94 | 30.92 | 1005 | 46.94 | 0 | 0.13387 | Cooling | 0.022312 | #N/A | #N/A | #N/A | #N/A | 0 | 0 | 0 | 0 | 0 | 0.13387 | #N/A | #N/A | 88 | 61.94 | 0.7515 | 0.45842 | #N/A | 0.00041388 | 7.437e-05% | 1 | 50% | 0% | 0% | 0% | 8.2745 | 0 | 0 | 0 | 8.2745 | #N/A
2007-05-08 05:00 | 5 | 8 | 5 | 128.1668 | 3053 | 46.94 | 30.92 | 1005 | 46.94 | 0 | 0.17399 | Cooling | 0.028998 | #N/A | #N/A | #N/A | #N/A | 0 | 0 | 0 | 0 | 0 | 0.17399 | #N/A | #N/A | 88 | 61.94 | 0.7515 | 0.45842 | #N/A | 0.0005379 | 9.666e-05% | 1 | 50% | 0% | 0% | 0% | 8.2745 | 0 | 0 | 0 | 8.2745 | #N/A
2007-05-08 06:00 | 5 | 8 | 6 | 128.2085 | 3054 | 44.96 | 30.02 | 1006 | 44.96 | 35.9119 | 0 | Heating | 4.7883 | #N/A | #N/A | #N/A | #N/A | 35.9119 | #N/A | #N/A | 4.0856 | #N/A | 0 | 0 | 0 | 0 | 0 | 0 | 0 | 0 | 0 | 0.01596% | 1 | 50% | 0% | 0% | 0% | 8.2745 | 0 | 0 | 0 | 8.2745 | #N/A
2007-05-08 07:00 | 5 | 8 | 7 | 128.2502 | 3055 | 48.92 | 30.02 | 1007 | 48.92 | 0 | 0.4498 | Cooling | 0.074967 | #N/A | #N/A | #N/A | #N/A | 0 | 0 | 0 | 0 | 0 | 0.4498 | #N/A | #N/A | 88 | 63.92 | 0.76966 | 0.46949 | #N/A | 0.0013906 | 0.0002499% | 1 | 50% | 0% | 0% | 0% | 8.2745 | 0 | 0 | 0 | 8.2745 | #N/A
2007-05-08 08:00 | 5 | 8 | 8 | 128.2918 | 3056 | 48.92 | 28.94 | 1008 | 48.92 | 0 | 0.12321 | Cooling | 0.020535 | #N/A | #N/A | #N/A | #N/A | 0 | 0 | 0 | 0 | 0 | 0.12321 | #N/A | #N/A | 88 | 63.92 | 0.76966 | 0.46949 | #N/A | 0.00038091 | 6.845e-05% | 1 | 50% | 0% | 0% | 0% | 8.2745 | 0 | 0 | 0 | 8.2745 | #N/A
2007-05-08 09:00 | 5 | 8 | 9 | 128.3335 | 3057 | 57.92 | 26.96 | 1008 | 57.92 | 0 | 0.17327 | Cooling | 0.028879 | #N/A | #N/A | #N/A | #N/A | 0 | 0 | 0 | 0 | 0 | 0.17327 | #N/A | #N/A | 88 | 72.92 | 0.85741 | 0.52302 | #N/A | 0.00053569 | 9.626e-05% | 1 | 50% | 0% | 0% | 0% | 8.2745 | 0 | 0 | 0 | 8.2745 | #N/A
2007-05-08 10:00 | 5 | 8 | 10 | 128.3752 | 3058 | 60.98 | 26.96 | 1009 | 60.98 | 0 | 0.14275 | Cooling | 0.023791 | #N/A | #N/A | #N/A | #N/A | 0 | 0 | 0 | 0 | 0 | 0.14275 | #N/A | #N/A | 88 | 75.98 | 0.8892 | 0.54241 | #N/A | 0.00044132 | 7.93e-05% | 1 | 50% | 0% | 0% | 0% | 8.2745 | 0 | 0 | 0 | 8.2745 | #N/A
2007-05-08 11:00 | 5 | 8 | 11 | 128.4168 | 3059 | 60.98 | 26.96 | 1010 | 60.98 | 0 | 0.13302 | Cooling | 0.02217 | #N/A | #N/A | #N/A | #N/A | 0 | 0 | 0 | 0 | 0 | 0.13302 | #N/A | #N/A | 88 | 75.98 | 0.8892 | 0.54241 | #N/A | 0.00041124 | 7.39e-05% | 1 | 50% | 0% | 0% | 0% | 8.2745 | 0 | 0 | 0 | 8.2745 | #N/A
2007-05-08 12:00 | 5 | 8 | 12 | 128.4585 | 3060 | 66.02 | 24.08 | 1010 | 66.02 | 0 | 0.10212 | Cooling | 0.01702 | #N/A | #N/A | #N/A | #N/A | 0 | 0 | 0 | 0 | 0 | 0.10212 | #N/A | #N/A | 88 | 81.02 | 0.9437 | 0.57566 | #N/A | 0.00031571 | 5.673e-05% | 1 | 50% | 0% | 0% | 0% | 8.2745 | 0 | 0 | 0 | 8.2745 | #N/A
2007-05-08 13:00 | 5 | 8 | 13 | 128.5002 | 3061 | 68 | 23 | 1010 | 68 | 0 | 0.075253 | Cooling | 0.012542 | #N/A | #N/A | #N/A | #N/A | 0 | 0 | 0 | 0 | 0 | 0.075253 | #N/A | #N/A | 88 | 83 | 0.96585 | 0.58917 | #N/A | 0.00023266 | 4.181e-05% | 1 | 50% | 0% | 0% | 0% | 8.2745 | 0 | 0 | 0 | 8.2745 | #N/A
2007-05-08 14:00 | 5 | 8 | 14 | 128.5418 | 3062 | 68 | 24.08 | 1010 | 68 | 0 | 0.064328 | Cooling | 0.010721 | #N/A | #N/A | #N/A | #N/A | 0 | 0 | 0 | 0 | 0 | 0.064328 | #N/A | #N/A | 88 | 83 | 0.96585 | 0.58917 | #N/A | 0.00019888 | 3.574e-05% | 1 | 50% | 0% | 0% | 0% | 8.2745 | 0 | 0 | 0 | 8.2745 | #N/A
2007-05-08 15:00 | 5 | 8 | 15 | 128.5835 | 3063 | 71.06 | 23 | 1009 | 71.06 | 0 | 0.052458 | Cooling | 0.008743 | #N/A | #N/A | #N/A | #N/A | 0 | 0 | 0 | 0 | 0 | 0.052458 | #N/A | #N/A | 88 | 86.06 | 1.0009 | 0.61054 | #N/A | 0.00016218 | 2.914e-05% | 1 | 50% | 0% | 0% | 0% | 8.2745 | 0 | 0 | 0 | 8.2745 | #N/A
2007-05-08 16:00 | 5 | 8 | 16 | 128.6252 | 3064 | 71.06 | 24.98 | 1009 | 71.06 | 0 | 0.040903 | Cooling | 0.0068172 | #N/A | #N/A | #N/A | #N/A | 0 | 0 | 0 | 0 | 0 | 0.040903 | #N/A | #N/A | 88 | 86.06 | 1.0009 | 0.61054 | #N/A | 0.00012646 | 2.272e-05% | 1 | 50% | 0% | 0% | 0% | 8.2745 | 0 | 0 | 0 | 8.2745 | #N/A
2007-05-08 17:00 | 5 | 8 | 17 | 128.6668 | 3065 | 71.06 | 23 | 1009 | 71.06 | 0 | 0.048563 | Cooling | 0.0080938 | #N/A | #N/A | #N/A | #N/A | 0 | 0 | 0 | 0 | 0 | 0.048563 | #N/A | #N/A | 88 | 86.06 | 1.0009 | 0.61054 | #N/A | 0.00015014 | 2.698e-05% | 1 | 50% | 0% | 0% | 0% | 8.2745 | 0 | 0 | 0 | 8.2745 | #N/A
2007-05-08 18:00 | 5 | 8 | 18 | 128.7085 | 3066 | 71.96 | 24.08 | 1009 | 71.96 | 0 | 0.049335 | Cooling | 0.0082225 | #N/A | #N/A | #N/A | #N/A | 0 | 0 | 0 | 0 | 0 | 0.049335 | #N/A | #N/A | 88 | 86.96 | 1.0114 | 0.61695 | #N/A | 0.00015253 | 2.741e-05% | 1 | 50% | 0% | 0% | 0% | 8.2745 | 0 | 0 | 0 | 8.2745 | #N/A
2007-05-08 19:00 | 5 | 8 | 19 | 128.7502 | 3067 | 68 | 24.08 | 1009 | 68 | 0 | 0.047614 | Cooling | 0.0079357 | #N/A | #N/A | #N/A | #N/A | 0 | 0 | 0 | 0 | 0 | 0.047614 | #N/A | #N/A | 88 | 83 | 0.96585 | 0.58917 | #N/A | 0.0001472 | 2.645e-05% | 1 | 50% | 0% | 0% | 0% | 8.2745 | 0 | 0 | 0 | 8.2745 | #N/A
2007-05-08 20:00 | 5 | 8 | 20 | 128.7918 | 3068 | 68 | 26.06 | 1009 | 68 | 0 | 0.12378 | Cooling | 0.02063 | #N/A | #N/A | #N/A | #N/A | 0 | 0 | 0 | 0 | 0 | 0.12378 | #N/A | #N/A | 88 | 83 | 0.96585 | 0.58917 | #N/A | 0.00038268 | 6.877e-05% | 1 | 50% | 0% | 0% | 0% | 8.2745 | 0 | 0 | 0 | 8.2745 | #N/A
2007-05-08 21:00 | 5 | 8 | 21 | 128.8335 | 3069 | 64.04 | 30.02 | 1010 | 64.04 | 0 | 0 | Cooling | 0 | #N/A | #N/A | #N/A | #N/A | 0 | 0 | 0 | 0 | 0 | 0 | #N/A | #N/A | 88 | 79.04 | 0.92197 | 0.5624 | #N/A | 0 | 0% | 1 | 50% | 0% | 0% | 0% | 8.2745 | 0 | 0 | 0 | 8.2745 | #N/A
2007-05-08 22:00 | 5 | 8 | 22 | 128.8752 | 3070 | 62.06 | 30.02 | 1011 | 62.06 | 0 | 0 | Cooling | 0 | #N/A | #N/A | #N/A | #N/A | 0 | 0 | 0 | 0 | 0 | 0 | #N/A | #N/A | 88 | 77.06 | 0.90065 | 0.5494 | #N/A | 0 | 0% | 1 | 50% | 0% | 0% | 0% | 8.2745 | 0 | 0 | 0 | 8.2745 | #N/A
2007-05-08 23:00 | 5 | 8 | 23 | 128.9168 | 3071 | 62.06 | 30.02 | 1010 | 62.06 | 0 | 0 | Cooling | 0 | #N/A | #N/A | #N/A | #N/A | 0 | 0 | 0 | 0 | 0 | 0 | #N/A | #N/A | 88 | 77.06 | 0.90065 | 0.5494 | #N/A | 0 | 0% | 1 | 50% | 0% | 0% | 0% | 8.2745 | 0 | 0 | 0 | 8.2745 | #N/A
2007-05-09 | 5 | 9 | 0 | 128.9585 | 3072 | 60.08 | 28.94 | 1010 | 60.08 | 0 | 0.0021062 | Cooling | 0.00035103 | #N/A | #N/A | #N/A | #N/A | 0 | 0 | 0 | 0 | 0 | 0.0021062 | #N/A | #N/A | 88 | 75.08 | 0.87975 | 0.53664 | #N/A | 6.5115e-06 | 1.17e-06% | 1 | 50% | 0% | 0% | 0% | 8.2745 | 0 | 0 | 0 | 8.2745 | #N/A
2007-05-09 01:00 | 5 | 9 | 1 | 129.0002 | 3073 | 57.92 | 28.04 | 1010 | 57.92 | 0 | 0.014479 | Cooling | 0.0024132 | #N/A | #N/A | #N/A | #N/A | 0 | 0 | 0 | 0 | 0 | 0.014479 | #N/A | #N/A | 88 | 72.92 | 0.85741 | 0.52302 | #N/A | 4.4764e-05 | 8.044e-06% | 1 | 50% | 0% | 0% | 0% | 8.2745 | 0 | 0 | 0 | 8.2745 | #N/A
2007-05-09 02:00 | 5 | 9 | 2 | 129.0418 | 3074 | 57.92 | 26.96 | 1010 | 57.92 | 0 | 0.024449 | Cooling | 0.0040748 | #N/A | #N/A | #N/A | #N/A | 0 | 0 | 0 | 0 | 0 | 0.024449 | #N/A | #N/A | 88 | 72.92 | 0.85741 | 0.52302 | #N/A | 7.5586e-05 | 1.358e-05% | 1 | 50% | 0% | 0% | 0% | 8.2745 | 0 | 0 | 0 | 8.2745 | #N/A
2007-05-09 03:00 | 5 | 9 | 3 | 129.0835 | 3075 | 57.02 | 26.06 | 1010 | 57.02 | 0 | 0.031937 | Cooling | 0.0053229 | #N/A | #N/A | #N/A | #N/A | 0 | 0 | 0 | 0 | 0 | 0.031937 | #N/A | #N/A | 88 | 72.02 | 0.84825 | 0.51743 | #N/A | 9.8738e-05 | 1.774e-05% | 1 | 50% | 0% | 0% | 0% | 8.2745 | 0 | 0 | 0 | 8.2745 | #N/A
2007-05-09 04:00 | 5 | 9 | 4 | 129.1252 | 3076 | 57.02 | 26.96 | 1011 | 57.02 | 0 | 0.024882 | Cooling | 0.0041469 | #N/A | #N/A | #N/A | #N/A | 0 | 0 | 0 | 0 | 0 | 0.024882 | #N/A | #N/A | 88 | 72.02 | 0.84825 | 0.51743 | #N/A | 7.6924e-05 | 1.382e-05% | 1 | 50% | 0% | 0% | 0% | 8.2745 | 0 | 0 | 0 | 8.2745 | #N/A
2007-05-09 05:00 | 5 | 9 | 5 | 129.1668 | 3077 | 55.94 | 26.96 | 1011 | 55.94 | 0 | 0.029091 | Cooling | 0.0048486 | #N/A | #N/A | #N/A | #N/A | 0 | 0 | 0 | 0 | 0 | 0.029091 | #N/A | #N/A | 88 | 70.94 | 0.83737 | 0.5108 | #N/A | 8.994e-05 | 1.616e-05% | 1 | 50% | 0% | 0% | 0% | 8.2745 | 0 | 0 | 0 | 8.2745 | #N/A
2007-05-09 06:00 | 5 | 9 | 6 | 129.2085 | 3078 | 55.94 | 30.02 | 1011 | 55.94 | 132.3555 | 0 | Heating | 17.6474 | #N/A | #N/A | #N/A | #N/A | 132.3555 | #N/A | #N/A | 5.1278 | #N/A | 0 | 0 | 0 | 0 | 0 | 0 | 0 | 0 | 0 | 0.05882% | 1 | 50% | 0% | 0% | 0% | 8.2745 | 0 | 0 | 0 | 8.2745 | #N/A
2007-05-09 07:00 | 5 | 9 | 7 | 129.2502 | 3079 | 57.02 | 32 | 1011 | 57.02 | 10.2459 | 0 | Heating | 1.3661 | #N/A | #N/A | #N/A | #N/A | 10.2459 | #N/A | #N/A | 5.2534 | #N/A | 0 | 0 | 0 | 0 | 0 | 0 | 0 | 0 | 0 | 0.004554% | 1 | 50% | 0% | 0% | 0% | 8.2745 | 0 | 0 | 0 | 8.2745 | #N/A
2007-05-09 08:00 | 5 | 9 | 8 | 129.2918 | 3080 | 57.02 | 33.08 | 1011 | 57.02 | 0 | 0.0074181 | Cooling | 0.0012364 | #N/A | #N/A | #N/A | #N/A | 0 | 0 | 0 | 0 | 0 | 0.0074181 | #N/A | #N/A | 88 | 72.02 | 0.84825 | 0.51743 | #N/A | 2.2934e-05 | 4.121e-06% | 1 | 50% | 0% | 0% | 0% | 8.2745 | 0 | 0 | 0 | 8.2745 | #N/A
2007-05-09 09:00 | 5 | 9 | 9 | 129.3335 | 3081 | 62.06 | 33.08 | 1010 | 62.06 | 0 | 4.5506 | Cooling | 0.75843 | #N/A | #N/A | #N/A | #N/A | 0 | 0 | 0 | 0 | 0 | 4.5506 | #N/A | #N/A | 88 | 77.06 | 0.90065 | 0.5494 | #N/A | 0.014069 | 0.002528% | 1 | 50% | 0% | 0% | 0% | 8.2745 | 0 | 0 | 0 | 8.2745 | #N/A
2007-05-09 10:00 | 5 | 9 | 10 | 129.3752 | 3082 | 64.04 | 32 | 1009 | 64.04 | 0 | 215.9153 | Cooling | 35.9859 | #N/A | #N/A | #N/A | #N/A | 0 | 0 | 0 | 0 | 0 | 215.9153 | #N/A | #N/A | 88 | 79.04 | 0.92197 | 0.5624 | #N/A | 0.66753 | 0.12% | 1 | 50% | 0% | 0% | 0% | 8.2745 | 0 | 0 | 0 | 8.2745 | #N/A
2007-05-09 11:00 | 5 | 9 | 11 | 129.4168 | 3083 | 64.04 | 32 | 1007 | 64.04 | 0 | 512.6414 | Cooling | 85.4402 | #N/A | #N/A | #N/A | #N/A | 0 | 0 | 0 | 0 | 0 | 512.6414 | #N/A | #N/A | 88 | 79.04 | 0.92197 | 0.5624 | #N/A | 1.5849 | 0.2848% | 1 | 50% | 0% | 0% | 0% | 8.2745 | 0 | 0 | 0 | 8.2745 | #N/A
2007-05-09 12:00 | 5 | 9 | 12 | 129.4585 | 3084 | 66.02 | 33.98 | 1006 | 66.02 | 0 | 663.9223 | Cooling | 110.6537 | #N/A | #N/A | #N/A | #N/A | 0 | 0 | 0 | 0 | 0 | 663.9223 | #N/A | #N/A | 88 | 81.02 | 0.9437 | 0.57566 | #N/A | 2.0526 | 0.3688% | 1 | 50% | 0% | 0% | 0% | 8.2745 | 0 | 0 | 0 | 8.2745 | #N/A
2007-05-09 13:00 | 5 | 9 | 13 | 129.5002 | 3085 | 66.02 | 32 | 1006 | 66.02 | 0 | 968.1037 | Cooling | 161.3506 | #N/A | #N/A | #N/A | #N/A | 0 | 0 | 0 | 0 | 0 | 968.1037 | #N/A | #N/A | 88 | 81.02 | 0.9437 | 0.57566 | #N/A | 2.993 | 0.5378% | 1 | 50% | 0% | 0% | 0% | 8.2745 | 0 | 0 | 0 | 8.2745 | #N/A
2007-05-09 14:00 | 5 | 9 | 14 | 129.5418 | 3086 | 66.02 | 35.06 | 1005 | 66.02 | 0 | 1139.7788 | Cooling | 189.9631 | #N/A | #N/A | #N/A | #N/A | 0 | 0 | 0 | 0 | 0 | 1139.7788 | #N/A | #N/A | 88 | 81.02 | 0.9437 | 0.57566 | #N/A | 3.5238 | 0.6332% | 1 | 50% | 0% | 0% | 0% | 8.2745 | 0 | 0 | 0 | 8.2745 | #N/A
2007-05-09 15:00 | 5 | 9 | 15 | 129.5835 | 3087 | 64.94 | 39.02 | 1004 | 64.94 | 0 | 1322.3183 | Cooling | 220.3864 | #N/A | #N/A | #N/A | #N/A | 0 | 0 | 0 | 0 | 0 | 1322.3183 | #N/A | #N/A | 88 | 79.94 | 0.9318 | 0.5684 | #N/A | 4.0881 | 0.7346% | 1 | 50% | 0% | 0% | 0% | 8.2745 | 0 | 0 | 0 | 8.2745 | #N/A
2007-05-09 16:00 | 5 | 9 | 16 | 129.6252 | 3088 | 64.94 | 37.04 | 1002 | 64.94 | 0 | 1660.9569 | Cooling | 276.8261 | #N/A | #N/A | #N/A | #N/A | 0 | 0 | 0 | 0 | 0 | 1660.9569 | #N/A | #N/A | 88 | 79.94 | 0.9318 | 0.5684 | #N/A | 5.1351 | 0.9228% | 1 | 50% | 0% | 0% | 0% | 8.2745 | 0 | 0 | 0 | 8.2745 | #N/A
2007-05-09 17:00 | 5 | 9 | 17 | 129.6668 | 3089 | 64.94 | 35.96 | 1002 | 64.94 | 0 | 1831.6283 | Cooling | 305.2714 | #N/A | #N/A | #N/A | #N/A | 0 | 0 | 0 | 0 | 0 | 1831.6283 | #N/A | #N/A | 88 | 79.94 | 0.9318 | 0.5684 | #N/A | 5.6627 | 1.018% | 1 | 50% | 0% | 0% | 0% | 8.2745 | 0 | 0 | 0 | 8.2745 | #N/A
2007-05-09 18:00 | 5 | 9 | 18 | 129.7085 | 3090 | 62.96 | 35.06 | 1001 | 62.96 | 0 | 1599.5998 | Cooling | 266.6 | #N/A | #N/A | #N/A | #N/A | 0 | 0 | 0 | 0 | 0 | 1599.5998 | #N/A | #N/A | 88 | 77.96 | 0.91029 | 0.55528 | #N/A | 4.9454 | 0.8887% | 1 | 50% | 0% | 0% | 0% | 8.2745 | 0 | 0 | 0 | 8.2745 | #N/A
2007-05-09 19:00 | 5 | 9 | 19 | 129.7502 | 3091 | 62.96 | 37.04 | 1001 | 62.96 | 0 | 1207.1883 | Cooling | 201.198 | #N/A | #N/A | #N/A | #N/A | 0 | 0 | 0 | 0 | 0 | 1207.1883 | #N/A | #N/A | 88 | 77.96 | 0.91029 | 0.55528 | #N/A | 3.7322 | 0.6707% | 1 | 50% | 0% | 0% | 0% | 8.2745 | 0 | 0 | 0 | 8.2745 | #N/A
2007-05-09 20:00 | 5 | 9 | 20 | 129.7918 | 3092 | 62.96 | 37.94 | 1002 | 62.96 | 0 | 975.5189 | Cooling | 162.5865 | #N/A | #N/A | #N/A | #N/A | 0 | 0 | 0 | 0 | 0 | 975.5189 | #N/A | #N/A | 88 | 77.96 | 0.91029 | 0.55528 | #N/A | 3.0159 | 0.542% | 1 | 50% | 0% | 0% | 0% | 8.2745 | 0 | 0 | 0 | 8.2745 | #N/A
2007-05-09 21:00 | 5 | 9 | 21 | 129.8335 | 3093 | 62.06 | 42.98 | 1002 | 62.06 | 0 | 732.9252 | Cooling | 122.1542 | #N/A | #N/A | #N/A | #N/A | 0 | 0 | 0 | 0 | 0 | 732.9252 | #N/A | #N/A | 88 | 77.06 | 0.90065 | 0.5494 | #N/A | 2.2659 | 0.4072% | 1 | 50% | 0% | 0% | 0% | 8.2745 | 0 | 0 | 0 | 8.2745 | #N/A
2007-05-09 22:00 | 5 | 9 | 22 | 129.8752 | 3094 | 62.06 | 44.96 | 1002 | 62.06 | 0 | 0 | Cooling | 0 | #N/A | #N/A | #N/A | #N/A | 0 | 0 | 0 | 0 | 0 | 0 | #N/A | #N/A | 88 | 77.06 | 0.90065 | 0.5494 | #N/A | 0 | 0% | 1 | 50% | 0% | 0% | 0% | 8.2745 | 0 | 0 | 0 | 8.2745 | #N/A
2007-05-09 23:00 | 5 | 9 | 23 | 129.9168 | 3095 | 62.06 | 48.92 | 1002 | 62.06 | 0 | 0 | Cooling | 0 | #N/A | #N/A | #N/A | #N/A | 0 | 0 | 0 | 0 | 0 | 0 | #N/A | #N/A | 88 | 77.06 | 0.90065 | 0.5494 | #N/A | 0 | 0% | 1 | 50% | 0% | 0% | 0% | 8.2745 | 0 | 0 | 0 | 8.2745 | #N/A
2007-05-10 | 5 | 10 | 0 | 129.9585 | 3096 | 62.96 | 51.08 | 1002 | 62.96 | 0 | 6.1646 | Cooling | 1.0274 | #N/A | #N/A | #N/A | #N/A | 0 | 0 | 0 | 0 | 0 | 6.1646 | #N/A | #N/A | 88 | 77.96 | 0.91029 | 0.55528 | #N/A | 0.019059 | 0.003425% | 1 | 50% | 0% | 0% | 0% | 8.2745 | 0 | 0 | 0 | 8.2745 | #N/A
2007-05-10 01:00 | 5 | 10 | 1 | 130.0002 | 3097 | 62.96 | 51.08 | 1002 | 62.96 | 0 | 13.0028 | Cooling | 2.1671 | #N/A | #N/A | #N/A | #N/A | 0 | 0 | 0 | 0 | 0 | 13.0028 | #N/A | #N/A | 88 | 77.96 | 0.91029 | 0.55528 | #N/A | 0.0402 | 0.007224% | 1 | 50% | 0% | 0% | 0% | 8.2745 | 0 | 0 | 0 | 8.2745 | #N/A
2007-05-10 02:00 | 5 | 10 | 2 | 130.0418 | 3098 | 62.96 | 51.08 | 1001 | 62.96 | 0 | 13.6376 | Cooling | 2.2729 | #N/A | #N/A | #N/A | #N/A | 0 | 0 | 0 | 0 | 0 | 13.6376 | #N/A | #N/A | 88 | 77.96 | 0.91029 | 0.55528 | #N/A | 0.042162 | 0.007576% | 1 | 50% | 0% | 0% | 0% | 8.2745 | 0 | 0 | 0 | 8.2745 | #N/A
2007-05-10 03:00 | 5 | 10 | 3 | 130.0835 | 3099 | 62.96 | 50 | 1001 | 62.96 | 0 | 8.5081 | Cooling | 1.418 | #N/A | #N/A | #N/A | #N/A | 0 | 0 | 0 | 0 | 0 | 8.5081 | #N/A | #N/A | 88 | 77.96 | 0.91029 | 0.55528 | #N/A | 0.026304 | 0.004727% | 1 | 50% | 0% | 0% | 0% | 8.2745 | 0 | 0 | 0 | 8.2745 | #N/A
2007-05-10 04:00 | 5 | 10 | 4 | 130.1252 | 3100 | 62.06 | 48.92 | 1001 | 62.06 | 0 | 0.21874 | Cooling | 0.036456 | #N/A | #N/A | #N/A | #N/A | 0 | 0 | 0 | 0 | 0 | 0.21874 | #N/A | #N/A | 88 | 77.06 | 0.90065 | 0.5494 | #N/A | 0.00067625 | 0.0001215% | 1 | 50% | 0% | 0% | 0% | 8.2745 | 0 | 0 | 0 | 8.2745 | #N/A
2007-05-10 05:00 | 5 | 10 | 5 | 130.1668 | 3101 | 62.06 | 48.02 | 1001 | 62.06 | 0 | 0 | Cooling | 0 | #N/A | #N/A | #N/A | #N/A | 0 | 0 | 0 | 0 | 0 | 0 | #N/A | #N/A | 88 | 77.06 | 0.90065 | 0.5494 | #N/A | 0 | 0% | 1 | 50% | 0% | 0% | 0% | 8.2745 | 0 | 0 | 0 | 8.2745 | #N/A
2007-05-10 06:00 | 5 | 10 | 6 | 130.2085 | 3102 | 62.96 | 48.92 | 1001 | 62.96 | 0 | 642.6889 | Cooling | 107.1148 | #N/A | #N/A | #N/A | #N/A | 0 | 0 | 0 | 0 | 0 | 642.6889 | #N/A | #N/A | 88 | 77.96 | 0.91029 | 0.55528 | #N/A | 1.987 | 0.357% | 1 | 50% | 0% | 0% | 0% | 8.2745 | 0 | 0 | 0 | 8.2745 | #N/A
2007-05-10 07:00 | 5 | 10 | 7 | 130.2502 | 3103 | 62.06 | 48.92 | 1001 | 62.06 | 0 | 713.1834 | Cooling | 118.8639 | #N/A | #N/A | #N/A | #N/A | 0 | 0 | 0 | 0 | 0 | 713.1834 | #N/A | #N/A | 88 | 77.06 | 0.90065 | 0.5494 | #N/A | 2.2049 | 0.3962% | 1 | 50% | 0% | 0% | 0% | 8.2745 | 0 | 0 | 0 | 8.2745 | #N/A
2007-05-10 08:00 | 5 | 10 | 8 | 130.2918 | 3104 | 62.06 | 51.08 | 1001 | 62.06 | 0 | 1114.0472 | Cooling | 185.6745 | #N/A | #N/A | #N/A | #N/A | 0 | 0 | 0 | 0 | 0 | 1114.0472 | #N/A | #N/A | 88 | 77.06 | 0.90065 | 0.5494 | #N/A | 3.4442 | 0.6189% | 1 | 50% | 0% | 0% | 0% | 8.2745 | 0 | 0 | 0 | 8.2745 | #N/A
2007-05-10 09:00 | 5 | 10 | 9 | 130.3335 | 3105 | 66.02 | 50 | 1000 | 66.02 | 0 | 1433.5228 | Cooling | 238.9205 | #N/A | #N/A | #N/A | #N/A | 0 | 0 | 0 | 0 | 0 | 1433.5228 | #N/A | #N/A | 88 | 81.02 | 0.9437 | 0.57566 | #N/A | 4.4319 | 0.7964% | 1 | 50% | 0% | 0% | 0% | 8.2745 | 0 | 0 | 0 | 8.2745 | #N/A
2007-05-10 10:00 | 5 | 10 | 10 | 130.3752 | 3106 | 69.08 | 50 | 1000 | 69.08 | 0 | 1768.2845 | Cooling | 294.7141 | #N/A | #N/A | #N/A | #N/A | 0 | 0 | 0 | 0 | 0 | 1768.2845 | #N/A | #N/A | 88 | 84.08 | 0.9781 | 0.59664 | #N/A | 5.4669 | 0.9824% | 1 | 50% | 0% | 0% | 0% | 8.2745 | 0 | 0 | 0 | 8.2745 | #N/A
2007-05-10 11:00 | 5 | 10 | 11 | 130.4168 | 3107 | 69.98 | 53.06 | 1000 | 69.98 | 0 | 2135.1776 | Cooling | 355.8629 | #N/A | #N/A | #N/A | #N/A | 0 | 0 | 0 | 0 | 0 | 2135.1776 | #N/A | #N/A | 88 | 84.98 | 0.98841 | 0.60293 | #N/A | 6.6012 | 1.186% | 1 | 50% | 0% | 0% | 0% | 8.2745 | 0 | 0 | 0 | 8.2745 | #N/A
2007-05-10 12:00 | 5 | 10 | 12 | 130.4585 | 3108 | 75.02 | 51.98 | 999 | 75.02 | 0 | 2153.0065 | Cooling | 358.8344 | #N/A | #N/A | #N/A | #N/A | 0 | 0 | 0 | 0 | 0 | 2153.0065 | #N/A | #N/A | 88 | 90.02 | 1.0477 | 0.6391 | #N/A | 6.6563 | 1.196% | 1 | 50% | 0% | 0% | 0% | 8.2745 | 0 | 0 | 0 | 8.2745 | #N/A
2007-05-10 13:00 | 5 | 10 | 13 | 130.5002 | 3109 | 75.02 | 53.06 | 999 | 75.02 | 0 | 2226.4123 | Cooling | 371.0687 | #N/A | #N/A | #N/A | #N/A | 0 | 0 | 0 | 0 | 0 | 2226.4123 | #N/A | #N/A | 88 | 90.02 | 1.0477 | 0.6391 | #N/A | 6.8832 | 1.237% | 1 | 50% | 0% | 0% | 0% | 8.2745 | 0 | 0 | 0 | 8.2745 | #N/A
2007-05-10 14:00 | 5 | 10 | 14 | 130.5418 | 3110 | 75.02 | 51.08 | 998 | 75.02 | 0 | 2292.7664 | Cooling | 382.1277 | #N/A | #N/A | #N/A | #N/A | 0 | 0 | 0 | 0 | 0 | 2292.7664 | #N/A | #N/A | 88 | 90.02 | 1.0477 | 0.6391 | #N/A | 7.0884 | 1.274% | 1 | 50% | 0% | 0% | 0% | 8.2745 | 0 | 0 | 0 | 8.2745 | #N/A
2007-05-10 15:00 | 5 | 10 | 15 | 130.5835 | 3111 | 80.6 | 51.98 | 998 | 80.6 | 0 | 2288.3298 | Cooling | 381.3883 | #N/A | #N/A | #N/A | #N/A | 0 | 0 | 0 | 0 | 0 | 2288.3298 | #N/A | #N/A | 88 | 95.6 | 1.1165 | 0.68106 | #N/A | 7.0747 | 1.271% | 1 | 50% | 0% | 0% | 0% | 8.2745 | 0 | 0 | 0 | 8.2745 | #N/A
2007-05-10 16:00 | 5 | 10 | 16 | 130.6252 | 3112 | 78.98 | 51.98 | 998 | 78.98 | 0 | 2371.7938 | Cooling | 395.299 | #N/A | #N/A | #N/A | #N/A | 0 | 0 | 0 | 0 | 0 | 2371.7938 | #N/A | #N/A | 88 | 93.98 | 1.0962 | 0.66867 | #N/A | 7.3327 | 1.318% | 1 | 50% | 0% | 0% | 0% | 8.2745 | 0 | 0 | 0 | 8.2745 | #N/A
2007-05-10 17:00 | 5 | 10 | 17 | 130.6668 | 3113 | 78.98 | 51.08 | 998 | 78.98 | 0 | 2329.2163 | Cooling | 388.2027 | #N/A | #N/A | #N/A | #N/A | 0 | 0 | 0 | 0 | 0 | 2329.2163 | #N/A | #N/A | 88 | 93.98 | 1.0962 | 0.66867 | #N/A | 7.2011 | 1.294% | 1 | 50% | 0% | 0% | 0% | 8.2745 | 0 | 0 | 0 | 8.2745 | #N/A
2007-05-10 18:00 | 5 | 10 | 18 | 130.7085 | 3114 | 75.92 | 51.08 | 998 | 75.92 | 0 | 2174.6489 | Cooling | 362.4415 | #N/A | #N/A | #N/A | #N/A | 0 | 0 | 0 | 0 | 0 | 2174.6489 | #N/A | #N/A | 88 | 90.92 | 1.0586 | 0.64573 | #N/A | 6.7232 | 1.208% | 1 | 50% | 0% | 0% | 0% | 8.2745 | 0 | 0 | 0 | 8.2745 | #N/A
2007-05-10 19:00 | 5 | 10 | 19 | 130.7502 | 3115 | 73.04 | 51.98 | 998 | 73.04 | 0 | 2116.6392 | Cooling | 352.7732 | #N/A | #N/A | #N/A | #N/A | 0 | 0 | 0 | 0 | 0 | 2116.6392 | #N/A | #N/A | 88 | 88.04 | 1.0241 | 0.6247 | #N/A | 6.5439 | 1.176% | 1 | 50% | 0% | 0% | 0% | 8.2745 | 0 | 0 | 0 | 8.2745 | #N/A
2007-05-10 20:00 | 5 | 10 | 20 | 130.7918 | 3116 | 73.04 | 51.98 | 999 | 73.04 | 0 | 1731.0035 | Cooling | 288.5006 | #N/A | #N/A | #N/A | #N/A | 0 | 0 | 0 | 0 | 0 | 1731.0035 | #N/A | #N/A | 88 | 88.04 | 1.0241 | 0.6247 | #N/A | 5.3516 | 0.9617% | 1 | 50% | 0% | 0% | 0% | 8.2745 | 0 | 0 | 0 | 8.2745 | #N/A
2007-05-10 21:00 | 5 | 10 | 21 | 130.8335 | 3117 | 69.98 | 50 | 999 | 69.98 | 0 | 1250.7901 | Cooling | 208.465 | #N/A | #N/A | #N/A | #N/A | 0 | 0 | 0 | 0 | 0 | 1250.7901 | #N/A | #N/A | 88 | 84.98 | 0.98841 | 0.60293 | #N/A | 3.867 | 0.6949% | 1 | 50% | 0% | 0% | 0% | 8.2745 | 0 | 0 | 0 | 8.2745 | #N/A
2007-05-10 22:00 | 5 | 10 | 22 | 130.8752 | 3118 | 66.02 | 51.08 | 999 | 66.02 | 0 | 18.666 | Cooling | 3.111 | #N/A | #N/A | #N/A | #N/A | 0 | 0 | 0 | 0 | 0 | 18.666 | #N/A | #N/A | 88 | 81.02 | 0.9437 | 0.57566 | #N/A | 0.057708 | 0.01037% | 1 | 50% | 0% | 0% | 0% | 8.2745 | 0 | 0 | 0 | 8.2745 | #N/A
2007-05-10 23:00 | 5 | 10 | 23 | 130.9168 | 3119 | 66.02 | 50 | 999 | 66.02 | 0 | 21.2357 | Cooling | 3.5393 | #N/A | #N/A | #N/A | #N/A | 0 | 0 | 0 | 0 | 0 | 21.2357 | #N/A | #N/A | 88 | 81.02 | 0.9437 | 0.57566 | #N/A | 0.065653 | 0.0118% | 1 | 50% | 0% | 0% | 0% | 8.2745 | 0 | 0 | 0 | 8.2745 | #N/A
2007-05-11 | 5 | 11 | 0 | 130.9585 | 3120 | 62.96 | 50 | 999 | 62.96 | 0 | 9.2582 | Cooling | 1.543 | #N/A | #N/A | #N/A | #N/A | 0 | 0 | 0 | 0 | 0 | 9.2582 | #N/A | #N/A | 88 | 77.96 | 0.91029 | 0.55528 | #N/A | 0.028623 | 0.005143% | 1 | 50% | 0% | 0% | 0% | 8.2745 | 0 | 0 | 0 | 8.2745 | #N/A
2007-05-11 01:00 | 5 | 11 | 1 | 131.0002 | 3121 | 62.06 | 50 | 999 | 62.06 | 0 | 8.4735 | Cooling | 1.4123 | #N/A | #N/A | #N/A | #N/A | 0 | 0 | 0 | 0 | 0 | 8.4735 | #N/A | #N/A | 88 | 77.06 | 0.90065 | 0.5494 | #N/A | 0.026197 | 0.004708% | 1 | 50% | 0% | 0% | 0% | 8.2745 | 0 | 0 | 0 | 8.2745 | #N/A
2007-05-11 02:00 | 5 | 11 | 2 | 131.0418 | 3122 | 62.06 | 50 | 999 | 62.06 | 0 | 8.4892 | Cooling | 1.4149 | #N/A | #N/A | #N/A | #N/A | 0 | 0 | 0 | 0 | 0 | 8.4892 | #N/A | #N/A | 88 | 77.06 | 0.90065 | 0.5494 | #N/A | 0.026245 | 0.004716% | 1 | 50% | 0% | 0% | 0% | 8.2745 | 0 | 0 | 0 | 8.2745 | #N/A
2007-05-11 03:00 | 5 | 11 | 3 | 131.0835 | 3123 | 57.02 | 50 | 999 | 57.02 | 0 | 4.2776 | Cooling | 0.71293 | #N/A | #N/A | #N/A | #N/A | 0 | 0 | 0 | 0 | 0 | 4.2776 | #N/A | #N/A | 88 | 72.02 | 0.84825 | 0.51743 | #N/A | 0.013225 | 0.002376% | 1 | 50% | 0% | 0% | 0% | 8.2745 | 0 | 0 | 0 | 8.2745 | #N/A
2007-05-11 04:00 | 5 | 11 | 4 | 131.1252 | 3124 | 57.02 | 50 | 1000 | 57.02 | 0 | 4.0105 | Cooling | 0.66842 | #N/A | #N/A | #N/A | #N/A | 0 | 0 | 0 | 0 | 0 | 4.0105 | #N/A | #N/A | 88 | 72.02 | 0.84825 | 0.51743 | #N/A | 0.012399 | 0.002228% | 1 | 50% | 0% | 0% | 0% | 8.2745 | 0 | 0 | 0 | 8.2745 | #N/A
2007-05-11 05:00 | 5 | 11 | 5 | 131.1668 | 3125 | 57.02 | 51.08 | 1000 | 57.02 | 0 | 13.4621 | Cooling | 2.2437 | #N/A | #N/A | #N/A | #N/A | 0 | 0 | 0 | 0 | 0 | 13.4621 | #N/A | #N/A | 88 | 72.02 | 0.84825 | 0.51743 | #N/A | 0.04162 | 0.007479% | 1 | 50% | 0% | 0% | 0% | 8.2745 | 0 | 0 | 0 | 8.2745 | #N/A
2007-05-11 06:00 | 5 | 11 | 6 | 131.2085 | 3126 | 57.02 | 51.98 | 1001 | 57.02 | 0 | 252.2455 | Cooling | 42.0409 | #N/A | #N/A | #N/A | #N/A | 0 | 0 | 0 | 0 | 0 | 252.2455 | #N/A | #N/A | 88 | 72.02 | 0.84825 | 0.51743 | #N/A | 0.77985 | 0.1401% | 1 | 50% | 0% | 0% | 0% | 8.2745 | 0 | 0 | 0 | 8.2745 | #N/A
2007-05-11 07:00 | 5 | 11 | 7 | 131.2502 | 3127 | 59 | 57.02 | 1001 | 59 | 0 | 1142.6454 | Cooling | 190.4409 | #N/A | #N/A | #N/A | #N/A | 0 | 0 | 0 | 0 | 0 | 1142.6454 | #N/A | #N/A | 88 | 74 | 0.86852 | 0.5298 | #N/A | 3.5326 | 0.6348% | 1 | 50% | 0% | 0% | 0% | 8.2745 | 0 | 0 | 0 | 8.2745 | #N/A
2007-05-11 08:00 | 5 | 11 | 8 | 131.2918 | 3128 | 59 | 51.98 | 1001 | 59 | 0 | 1918.7937 | Cooling | 319.7989 | #N/A | #N/A | #N/A | #N/A | 0 | 0 | 0 | 0 | 0 | 1918.7937 | #N/A | #N/A | 88 | 74 | 0.86852 | 0.5298 | #N/A | 5.9322 | 1.066% | 1 | 50% | 0% | 0% | 0% | 8.2745 | 0 | 0 | 0 | 8.2745 | #N/A
2007-05-11 09:00 | 5 | 11 | 9 | 131.3335 | 3129 | 64.94 | 60.08 | 1001 | 64.94 | 0 | 2329.7348 | Cooling | 388.2891 | #N/A | #N/A | #N/A | #N/A | 0 | 0 | 0 | 0 | 0 | 2329.7348 | #N/A | #N/A | 88 | 79.94 | 0.9318 | 0.5684 | #N/A | 7.2027 | 1.294% | 1 | 50% | 0% | 0% | 0% | 8.2745 | 0 | 0 | 0 | 8.2745 | #N/A
2007-05-11 10:00 | 5 | 11 | 10 | 131.3752 | 3130 | 66.02 | 59 | 1001 | 66.02 | 0 | 2134.9622 | Cooling | 355.827 | #N/A | #N/A | #N/A | #N/A | 0 | 0 | 0 | 0 | 0 | 2134.9622 | #N/A | #N/A | 88 | 81.02 | 0.9437 | 0.57566 | #N/A | 6.6005 | 1.186% | 1 | 50% | 0% | 0% | 0% | 8.2745 | 0 | 0 | 0 | 8.2745 | #N/A
2007-05-11 11:00 | 5 | 11 | 11 | 131.4168 | 3131 | 66.02 | 60.08 | 1001 | 66.02 | 0 | 2185.087 | Cooling | 364.1812 | #N/A | #N/A | #N/A | #N/A | 0 | 0 | 0 | 0 | 0 | 2185.087 | #N/A | #N/A | 88 | 81.02 | 0.9437 | 0.57566 | #N/A | 6.7555 | 1.214% | 1 | 50% | 0% | 0% | 0% | 8.2745 | 0 | 0 | 0 | 8.2745 | #N/A
2007-05-11 12:00 | 5 | 11 | 12 | 131.4585 | 3132 | 69.98 | 53.96 | 1001 | 69.98 | 0 | 2146.1894 | Cooling | 357.6982 | #N/A | #N/A | #N/A | #N/A | 0 | 0 | 0 | 0 | 0 | 2146.1894 | #N/A | #N/A | 88 | 84.98 | 0.98841 | 0.60293 | #N/A | 6.6352 | 1.192% | 1 | 50% | 0% | 0% | 0% | 8.2745 | 0 | 0 | 0 | 8.2745 | #N/A
2007-05-11 13:00 | 5 | 11 | 13 | 131.5002 | 3133 | 71.96 | 59 | 1000 | 71.96 | 0 | 2171.6636 | Cooling | 361.9439 | #N/A | #N/A | #N/A | #N/A | 0 | 0 | 0 | 0 | 0 | 2171.6636 | #N/A | #N/A | 88 | 86.96 | 1.0114 | 0.61695 | #N/A | 6.714 | 1.206% | 1 | 50% | 0% | 0% | 0% | 8.2745 | 0 | 0 | 0 | 8.2745 | #N/A
2007-05-11 14:00 | 5 | 11 | 14 | 131.5418 | 3134 | 71.96 | 62.06 | 1000 | 71.96 | 0 | 2048.5882 | Cooling | 341.4314 | #N/A | #N/A | #N/A | #N/A | 0 | 0 | 0 | 0 | 0 | 2048.5882 | #N/A | #N/A | 88 | 86.96 | 1.0114 | 0.61695 | #N/A | 6.3335 | 1.138% | 1 | 50% | 0% | 0% | 0% | 8.2745 | 0 | 0 | 0 | 8.2745 | #N/A
2007-05-11 15:00 | 5 | 11 | 15 | 131.5835 | 3135 | 73.94 | 57.92 | 999 | 73.94 | 0 | 1989.1743 | Cooling | 331.5291 | #N/A | #N/A | #N/A | #N/A | 0 | 0 | 0 | 0 | 0 | 1989.1743 | #N/A | #N/A | 88 | 88.94 | 1.0348 | 0.63121 | #N/A | 6.1498 | 1.105% | 1 | 50% | 0% | 0% | 0% | 8.2745 | 0 | 0 | 0 | 8.2745 | #N/A
2007-05-11 16:00 | 5 | 11 | 16 | 131.6252 | 3136 | 73.04 | 53.06 | 999 | 73.04 | 0 | 2034.5594 | Cooling | 339.0932 | #N/A | #N/A | #N/A | #N/A | 0 | 0 | 0 | 0 | 0 | 2034.5594 | #N/A | #N/A | 88 | 88.04 | 1.0241 | 0.6247 | #N/A | 6.2901 | 1.13% | 1 | 50% | 0% | 0% | 0% | 8.2745 | 0 | 0 | 0 | 8.2745 | #N/A
2007-05-11 17:00 | 5 | 11 | 17 | 131.6668 | 3137 | 71.96 | 53.06 | 999 | 71.96 | 0 | 1932.6329 | Cooling | 322.1055 | #N/A | #N/A | #N/A | #N/A | 0 | 0 | 0 | 0 | 0 | 1932.6329 | #N/A | #N/A | 88 | 86.96 | 1.0114 | 0.61695 | #N/A | 5.975 | 1.074% | 1 | 50% | 0% | 0% | 0% | 8.2745 | 0 | 0 | 0 | 8.2745 | #N/A
2007-05-11 18:00 | 5 | 11 | 18 | 131.7085 | 3138 | 71.06 | 55.94 | 999 | 71.06 | 0 | 542.3082 | Cooling | 90.3847 | #N/A | #N/A | #N/A | #N/A | 0 | 0 | 0 | 0 | 0 | 542.3082 | #N/A | #N/A | 88 | 86.06 | 1.0009 | 0.61054 | #N/A | 1.6766 | 0.3013% | 1 | 50% | 0% | 0% | 0% | 8.2745 | 0 | 0 | 0 | 8.2745 | #N/A
2007-05-11 19:00 | 5 | 11 | 19 | 131.7502 | 3139 | 68 | 59 | 999 | 68 | 0 | 1011.4725 | Cooling | 168.5788 | #N/A | #N/A | #N/A | #N/A | 0 | 0 | 0 | 0 | 0 | 1011.4725 | #N/A | #N/A | 88 | 83 | 0.96585 | 0.58917 | #N/A | 3.1271 | 0.5619% | 1 | 50% | 0% | 0% | 0% | 8.2745 | 0 | 0 | 0 | 8.2745 | #N/A
2007-05-11 20:00 | 5 | 11 | 20 | 131.7918 | 3140 | 68 | 59 | 999 | 68 | 0 | 664.7614 | Cooling | 110.7936 | #N/A | #N/A | #N/A | #N/A | 0 | 0 | 0 | 0 | 0 | 664.7614 | #N/A | #N/A | 88 | 83 | 0.96585 | 0.58917 | #N/A | 2.0552 | 0.3693% | 1 | 50% | 0% | 0% | 0% | 8.2745 | 0 | 0 | 0 | 8.2745 | #N/A
2007-05-11 21:00 | 5 | 11 | 21 | 131.8335 | 3141 | 60.98 | 59 | 999 | 60.98 | 0 | 351.7582 | Cooling | 58.6264 | #N/A | #N/A | #N/A | #N/A | 0 | 0 | 0 | 0 | 0 | 351.7582 | #N/A | #N/A | 88 | 75.98 | 0.8892 | 0.54241 | #N/A | 1.0875 | 0.1954% | 1 | 50% | 0% | 0% | 0% | 8.2745 | 0 | 0 | 0 | 8.2745 | #N/A
2007-05-11 22:00 | 5 | 11 | 22 | 131.8752 | 3142 | 57.02 | 60.08 | 999 | 57.02 | 0 | 287.481 | Cooling | 47.9135 | #N/A | #N/A | #N/A | #N/A | 0 | 0 | 0 | 0 | 0 | 287.481 | #N/A | #N/A | 88 | 72.02 | 0.84825 | 0.51743 | #N/A | 0.88878 | 0.1597% | 1 | 50% | 0% | 0% | 0% | 8.2745 | 0 | 0 | 0 | 8.2745 | #N/A
2007-05-11 23:00 | 5 | 11 | 23 | 131.9168 | 3143 | 57.02 | 62.96 | 999 | 57.02 | 0 | 233.7 | Cooling | 38.95 | #N/A | #N/A | #N/A | #N/A | 0 | 0 | 0 | 0 | 0 | 233.7 | #N/A | #N/A | 88 | 72.02 | 0.84825 | 0.51743 | #N/A | 0.72251 | 0.1298% | 1 | 50% | 0% | 0% | 0% | 8.2745 | 0 | 0 | 0 | 8.2745 | #N/A
2007-05-12 | 5 | 12 | 0 | 131.9585 | 3144 | 53.96 | 60.98 | 999 | 53.96 | 0 | 222.1704 | Cooling | 37.0284 | #N/A | #N/A | #N/A | #N/A | 0 | 0 | 0 | 0 | 0 | 222.1704 | #N/A | #N/A | 88 | 68.96 | 0.81775 | 0.49883 | #N/A | 0.68687 | 0.1234% | 1 | 50% | 0% | 0% | 0% | 8.2745 | 0 | 0 | 0 | 8.2745 | #N/A
2007-05-12 01:00 | 5 | 12 | 1 | 132.0002 | 3145 | 51.98 | 60.08 | 999 | 51.98 | 0 | 210.4805 | Cooling | 35.0801 | #N/A | #N/A | #N/A | #N/A | 0 | 0 | 0 | 0 | 0 | 210.4805 | #N/A | #N/A | 88 | 66.98 | 0.79854 | 0.48711 | #N/A | 0.65073 | 0.1169% | 1 | 50% | 0% | 0% | 0% | 8.2745 | 0 | 0 | 0 | 8.2745 | #N/A
2007-05-12 02:00 | 5 | 12 | 2 | 132.0418 | 3146 | 51.98 | 59 | 999 | 51.98 | 0 | 167.2368 | Cooling | 27.8728 | #N/A | #N/A | #N/A | #N/A | 0 | 0 | 0 | 0 | 0 | 167.2368 | #N/A | #N/A | 88 | 66.98 | 0.79854 | 0.48711 | #N/A | 0.51703 | 0.09291% | 1 | 50% | 0% | 0% | 0% | 8.2745 | 0 | 0 | 0 | 8.2745 | #N/A
2007-05-12 03:00 | 5 | 12 | 3 | 132.0835 | 3147 | 55.94 | 60.08 | 999 | 55.94 | 0 | 160.2887 | Cooling | 26.7148 | #N/A | #N/A | #N/A | #N/A | 0 | 0 | 0 | 0 | 0 | 160.2887 | #N/A | #N/A | 88 | 70.94 | 0.83737 | 0.5108 | #N/A | 0.49555 | 0.08905% | 1 | 50% | 0% | 0% | 0% | 8.2745 | 0 | 0 | 0 | 8.2745 | #N/A
2007-05-12 04:00 | 5 | 12 | 4 | 132.1252 | 3148 | 55.04 | 59 | 999 | 55.04 | 0 | 147.2572 | Cooling | 24.5429 | #N/A | #N/A | #N/A | #N/A | 0 | 0 | 0 | 0 | 0 | 147.2572 | #N/A | #N/A | 88 | 70.04 | 0.8284 | 0.50532 | #N/A | 0.45526 | 0.08181% | 1 | 50% | 0% | 0% | 0% | 8.2745 | 0 | 0 | 0 | 8.2745 | #N/A
2007-05-12 05:00 | 5 | 12 | 5 | 132.1668 | 3149 | 55.04 | 57.92 | 999 | 55.04 | 0 | 164.1918 | Cooling | 27.3653 | #N/A | #N/A | #N/A | #N/A | 0 | 0 | 0 | 0 | 0 | 164.1918 | #N/A | #N/A | 88 | 70.04 | 0.8284 | 0.50532 | #N/A | 0.50762 | 0.09122% | 1 | 50% | 0% | 0% | 0% | 8.2745 | 0 | 0 | 0 | 8.2745 | #N/A
2007-05-12 06:00 | 5 | 12 | 6 | 132.2085 | 3150 | 57.92 | 59 | 999 | 57.92 | 0 | 269.5746 | Cooling | 44.9291 | #N/A | #N/A | #N/A | #N/A | 0 | 0 | 0 | 0 | 0 | 269.5746 | #N/A | #N/A | 88 | 72.92 | 0.85741 | 0.52302 | #N/A | 0.83342 | 0.1498% | 1 | 50% | 0% | 0% | 0% | 8.2745 | 0 | 0 | 0 | 8.2745 | #N/A
2007-05-12 07:00 | 5 | 12 | 7 | 132.2502 | 3151 | 62.06 | 60.98 | 999 | 62.06 | 0 | 427.1866 | Cooling | 71.1978 | #N/A | #N/A | #N/A | #N/A | 0 | 0 | 0 | 0 | 0 | 427.1866 | #N/A | #N/A | 88 | 77.06 | 0.90065 | 0.5494 | #N/A | 1.3207 | 0.2373% | 1 | 50% | 0% | 0% | 0% | 8.2745 | 0 | 0 | 0 | 8.2745 | #N/A
2007-05-12 08:00 | 5 | 12 | 8 | 132.2918 | 3152 | 62.06 | 57.92 | 999 | 62.06 | 0 | 452.5274 | Cooling | 75.4212 | #N/A | #N/A | #N/A | #N/A | 0 | 0 | 0 | 0 | 0 | 452.5274 | #N/A | #N/A | 88 | 77.06 | 0.90065 | 0.5494 | #N/A | 1.399 | 0.2514% | 1 | 50% | 0% | 0% | 0% | 8.2745 | 0 | 0 | 0 | 8.2745 | #N/A
2007-05-12 09:00 | 5 | 12 | 9 | 132.3335 | 3153 | 69.98 | 64.94 | 999 | 69.98 | 0 | 632.1159 | Cooling | 105.3527 | #N/A | #N/A | #N/A | #N/A | 0 | 0 | 0 | 0 | 0 | 632.1159 | #N/A | #N/A | 88 | 84.98 | 0.98841 | 0.60293 | #N/A | 1.9543 | 0.3512% | 1 | 50% | 0% | 0% | 0% | 8.2745 | 0 | 0 | 0 | 8.2745 | #N/A
2007-05-12 10:00 | 5 | 12 | 10 | 132.3752 | 3154 | 73.04 | 69.08 | 999 | 73.04 | 0 | 551.9645 | Cooling | 91.9941 | #N/A | #N/A | #N/A | #N/A | 0 | 0 | 0 | 0 | 0 | 551.9645 | #N/A | #N/A | 88 | 88.04 | 1.0241 | 0.6247 | #N/A | 1.7065 | 0.3066% | 1 | 50% | 0% | 0% | 0% | 8.2745 | 0 | 0 | 0 | 8.2745 | #N/A
2007-05-12 11:00 | 5 | 12 | 11 | 132.4168 | 3155 | 73.04 | 69.08 | 999 | 73.04 | 0 | 770.3754 | Cooling | 128.3959 | #N/A | #N/A | #N/A | #N/A | 0 | 0 | 0 | 0 | 0 | 770.3754 | #N/A | #N/A | 88 | 88.04 | 1.0241 | 0.6247 | #N/A | 2.3817 | 0.428% | 1 | 50% | 0% | 0% | 0% | 8.2745 | 0 | 0 | 0 | 8.2745 | #N/A
2007-05-12 12:00 | 5 | 12 | 12 | 132.4585 | 3156 | 80.06 | 68 | 998 | 80.06 | 0 | 1303.1604 | Cooling | 217.1934 | #N/A | #N/A | #N/A | #N/A | 0 | 0 | 0 | 0 | 0 | 1303.1604 | #N/A | #N/A | 88 | 95.06 | 1.1097 | 0.67691 | #N/A | 4.0289 | 0.724% | 1 | 50% | 0% | 0% | 0% | 8.2745 | 0 | 0 | 0 | 8.2745 | #N/A
2007-05-12 13:00 | 5 | 12 | 13 | 132.5002 | 3157 | 82.94 | 66.92 | 997 | 82.94 | 0 | 1773.9659 | Cooling | 295.661 | #N/A | #N/A | #N/A | #N/A | 0 | 0 | 0 | 0 | 0 | 1773.9659 | #N/A | #N/A | 88 | 97.94 | 1.1463 | 0.69925 | #N/A | 5.4844 | 0.9855% | 1 | 50% | 0% | 0% | 0% | 8.2745 | 0 | 0 | 0 | 8.2745 | #N/A
2007-05-12 14:00 | 5 | 12 | 14 | 132.5418 | 3158 | 82.94 | 66.02 | 996 | 82.94 | 0 | 1088.3407 | Cooling | 181.3901 | #N/A | #N/A | #N/A | #N/A | 0 | 0 | 0 | 0 | 0 | 1088.3407 | #N/A | #N/A | 88 | 97.94 | 1.1463 | 0.69925 | #N/A | 3.3647 | 0.6046% | 1 | 50% | 0% | 0% | 0% | 8.2745 | 0 | 0 | 0 | 8.2745 | #N/A
2007-05-12 15:00 | 5 | 12 | 15 | 132.5835 | 3159 | 84.92 | 62.96 | 996 | 84.92 | 0 | 642.6254 | Cooling | 107.1042 | #N/A | #N/A | #N/A | #N/A | 0 | 0 | 0 | 0 | 0 | 642.6254 | #N/A | #N/A | 88 | 99.92 | 1.172 | 0.71491 | #N/A | 1.9868 | 0.357% | 1 | 50% | 0% | 0% | 0% | 8.2745 | 0 | 0 | 0 | 8.2745 | #N/A
2007-05-12 16:00 | 5 | 12 | 16 | 132.6252 | 3160 | 84.02 | 64.94 | 995 | 84.02 | 0 | 1254.6316 | Cooling | 209.1053 | #N/A | #N/A | #N/A | #N/A | 0 | 0 | 0 | 0 | 0 | 1254.6316 | #N/A | #N/A | 88 | 99.02 | 1.1603 | 0.70776 | #N/A | 3.8789 | 0.697% | 1 | 50% | 0% | 0% | 0% | 8.2745 | 0 | 0 | 0 | 8.2745 | #N/A
2007-05-12 17:00 | 5 | 12 | 17 | 132.6668 | 3161 | 84.02 | 64.94 | 997 | 84.02 | 0 | 746.7087 | Cooling | 124.4515 | #N/A | #N/A | #N/A | #N/A | 0 | 0 | 0 | 0 | 0 | 746.7087 | #N/A | #N/A | 88 | 99.02 | 1.1603 | 0.70776 | #N/A | 2.3085 | 0.4148% | 1 | 50% | 0% | 0% | 0% | 8.2745 | 0 | 0 | 0 | 8.2745 | #N/A
2007-05-12 18:00 | 5 | 12 | 18 | 132.7085 | 3162 | 80.96 | 64.94 | 996 | 80.96 | 0 | 610.6384 | Cooling | 101.7731 | #N/A | #N/A | #N/A | #N/A | 0 | 0 | 0 | 0 | 0 | 610.6384 | #N/A | #N/A | 88 | 95.96 | 1.121 | 0.68383 | #N/A | 1.8879 | 0.3392% | 1 | 50% | 0% | 0% | 0% | 8.2745 | 0 | 0 | 0 | 8.2745 | #N/A
2007-05-12 19:00 | 5 | 12 | 19 | 132.7502 | 3163 | 78.08 | 66.02 | 996 | 78.08 | 0 | 539.7798 | Cooling | 89.9633 | #N/A | #N/A | #N/A | #N/A | 0 | 0 | 0 | 0 | 0 | 539.7798 | #N/A | #N/A | 88 | 93.08 | 1.085 | 0.66186 | #N/A | 1.6688 | 0.2999% | 1 | 50% | 0% | 0% | 0% | 8.2745 | 0 | 0 | 0 | 8.2745 | #N/A
2007-05-12 20:00 | 5 | 12 | 20 | 132.7918 | 3164 | 78.08 | 66.02 | 996 | 78.08 | 0 | 558.6763 | Cooling | 93.1127 | #N/A | #N/A | #N/A | #N/A | 0 | 0 | 0 | 0 | 0 | 558.6763 | #N/A | #N/A | 88 | 93.08 | 1.085 | 0.66186 | #N/A | 1.7272 | 0.3104% | 1 | 50% | 0% | 0% | 0% | 8.2745 | 0 | 0 | 0 | 8.2745 | #N/A
2007-05-12 21:00 | 5 | 12 | 21 | 132.8335 | 3165 | 69.98 | 64.94 | 996 | 69.98 | 0 | 448.139 | Cooling | 74.6898 | #N/A | #N/A | #N/A | #N/A | 0 | 0 | 0 | 0 | 0 | 448.139 | #N/A | #N/A | 88 | 84.98 | 0.98841 | 0.60293 | #N/A | 1.3855 | 0.249% | 1 | 50% | 0% | 0% | 0% | 8.2745 | 0 | 0 | 0 | 8.2745 | #N/A
2007-05-12 22:00 | 5 | 12 | 22 | 132.8752 | 3166 | 68 | 64.04 | 996 | 68 | 0 | 376.6684 | Cooling | 62.7781 | #N/A | #N/A | #N/A | #N/A | 0 | 0 | 0 | 0 | 0 | 376.6684 | #N/A | #N/A | 88 | 83 | 0.96585 | 0.58917 | #N/A | 1.1645 | 0.2093% | 1 | 50% | 0% | 0% | 0% | 8.2745 | 0 | 0 | 0 | 8.2745 | #N/A
2007-05-12 23:00 | 5 | 12 | 23 | 132.9168 | 3167 | 68 | 64.04 | 996 | 68 | 0 | 297.6409 | Cooling | 49.6068 | #N/A | #N/A | #N/A | #N/A | 0 | 0 | 0 | 0 | 0 | 297.6409 | #N/A | #N/A | 88 | 83 | 0.96585 | 0.58917 | #N/A | 0.92019 | 0.1654% | 1 | 50% | 0% | 0% | 0% | 8.2745 | 0 | 0 | 0 | 8.2745 | #N/A
2007-05-13 | 5 | 13 | 0 | 132.9585 | 3168 | 64.04 | 62.96 | 996 | 64.04 | 0 | 336.575 | Cooling | 56.0958 | #N/A | #N/A | #N/A | #N/A | 0 | 0 | 0 | 0 | 0 | 336.575 | #N/A | #N/A | 88 | 79.04 | 0.92197 | 0.5624 | #N/A | 1.0406 | 0.187% | 1 | 50% | 0% | 0% | 0% | 8.2745 | 0 | 0 | 0 | 8.2745 | #N/A
2007-05-13 01:00 | 5 | 13 | 1 | 133.0002 | 3169 | 64.94 | 62.96 | 996 | 64.94 | 0 | 324.5806 | Cooling | 54.0968 | #N/A | #N/A | #N/A | #N/A | 0 | 0 | 0 | 0 | 0 | 324.5806 | #N/A | #N/A | 88 | 79.94 | 0.9318 | 0.5684 | #N/A | 1.0035 | 0.1803% | 1 | 50% | 0% | 0% | 0% | 8.2745 | 0 | 0 | 0 | 8.2745 | #N/A
2007-05-13 02:00 | 5 | 13 | 2 | 133.0419 | 3170 | 64.94 | 64.04 | 996 | 64.94 | 0 | 331.5297 | Cooling | 55.255 | #N/A | #N/A | #N/A | #N/A | 0 | 0 | 0 | 0 | 0 | 331.5297 | #N/A | #N/A | 88 | 79.94 | 0.9318 | 0.5684 | #N/A | 1.025 | 0.1842% | 1 | 50% | 0% | 0% | 0% | 8.2745 | 0 | 0 | 0 | 8.2745 | #N/A
2007-05-13 03:00 | 5 | 13 | 3 | 133.0835 | 3171 | 64.04 | 64.04 | 996 | 64.04 | 0 | 334.304 | Cooling | 55.7173 | #N/A | #N/A | #N/A | #N/A | 0 | 0 | 0 | 0 | 0 | 334.304 | #N/A | #N/A | 88 | 79.04 | 0.92197 | 0.5624 | #N/A | 1.0335 | 0.1857% | 1 | 50% | 0% | 0% | 0% | 8.2745 | 0 | 0 | 0 | 8.2745 | #N/A
2007-05-13 04:00 | 5 | 13 | 4 | 133.1252 | 3172 | 62.96 | 62.96 | 996 | 62.96 | 0 | 314.5296 | Cooling | 52.4216 | #N/A | #N/A | #N/A | #N/A | 0 | 0 | 0 | 0 | 0 | 314.5296 | #N/A | #N/A | 88 | 77.96 | 0.91029 | 0.55528 | #N/A | 0.97241 | 0.1747% | 1 | 50% | 0% | 0% | 0% | 8.2745 | 0 | 0 | 0 | 8.2745 | #N/A
2007-05-13 05:00 | 5 | 13 | 5 | 133.1669 | 3173 | 62.96 | 60.98 | 996 | 62.96 | 0 | 339.3241 | Cooling | 56.554 | #N/A | #N/A | #N/A | #N/A | 0 | 0 | 0 | 0 | 0 | 339.3241 | #N/A | #N/A | 88 | 77.96 | 0.91029 | 0.55528 | #N/A | 1.0491 | 0.1885% | 1 | 50% | 0% | 0% | 0% | 8.2745 | 0 | 0 | 0 | 8.2745 | #N/A
2007-05-13 06:00 | 5 | 13 | 6 | 133.2085 | 3174 | 62.06 | 62.96 | 996 | 62.06 | 0 | 2226.4034 | Cooling | 371.0672 | #N/A | #N/A | #N/A | #N/A | 0 | 0 | 0 | 0 | 0 | 2226.4034 | #N/A | #N/A | 88 | 77.06 | 0.90065 | 0.5494 | #N/A | 6.8832 | 1.237% | 1 | 50% | 0% | 0% | 0% | 8.2745 | 0 | 0 | 0 | 8.2745 | #N/A
2007-05-13 07:00 | 5 | 13 | 7 | 133.2502 | 3175 | 60.98 | 64.04 | 996 | 60.98 | 0 | 2449.3958 | Cooling | 408.2326 | #N/A | #N/A | #N/A | #N/A | 0 | 0 | 0 | 0 | 0 | 2449.3958 | #N/A | #N/A | 88 | 75.98 | 0.8892 | 0.54241 | #N/A | 7.5726 | 1.361% | 1 | 50% | 0% | 0% | 0% | 8.2745 | 0 | 0 | 0 | 8.2745 | #N/A
2007-05-13 08:00 | 5 | 13 | 8 | 133.2919 | 3176 | 60.98 | 64.94 | 996 | 60.98 | 0 | 3399.161 | Cooling | 566.5268 | #N/A | #N/A | #N/A | #N/A | 0 | 0 | 0 | 0 | 0 | 3399.161 | #N/A | #N/A | 88 | 75.98 | 0.8892 | 0.54241 | #N/A | 10.5089 | 1.888% | 1 | 50% | 0% | 0% | 0% | 8.2745 | 0 | 0 | 0 | 8.2745 | #N/A
2007-05-13 09:00 | 5 | 13 | 9 | 133.3335 | 3177 | 60.98 | 60.98 | 996 | 60.98 | 0 | 3539.4157 | Cooling | 589.9026 | #N/A | #N/A | #N/A | #N/A | 0 | 0 | 0 | 0 | 0 | 3539.4157 | #N/A | #N/A | 88 | 75.98 | 0.8892 | 0.54241 | #N/A | 10.9425 | 1.966% | 1 | 50% | 0% | 0% | 0% | 8.2745 | 0 | 0 | 0 | 8.2745 | #N/A
2007-05-13 10:00 | 5 | 13 | 10 | 133.3752 | 3178 | 62.06 | 66.02 | 996 | 62.06 | 0 | 2873.9114 | Cooling | 478.9852 | #N/A | #N/A | #N/A | #N/A | 0 | 0 | 0 | 0 | 0 | 2873.9114 | #N/A | #N/A | 88 | 77.06 | 0.90065 | 0.5494 | #N/A | 8.8851 | 1.597% | 1 | 50% | 0% | 0% | 0% | 8.2745 | 0 | 0 | 0 | 8.2745 | #N/A
2007-05-13 11:00 | 5 | 13 | 11 | 133.4169 | 3179 | 62.06 | 60.98 | 996 | 62.06 | 0 | 2698.5283 | Cooling | 449.7547 | #N/A | #N/A | #N/A | #N/A | 0 | 0 | 0 | 0 | 0 | 2698.5283 | #N/A | #N/A | 88 | 77.06 | 0.90065 | 0.5494 | #N/A | 8.3428 | 1.499% | 1 | 50% | 0% | 0% | 0% | 8.2745 | 0 | 0 | 0 | 8.2745 | #N/A
2007-05-13 12:00 | 5 | 13 | 12 | 133.4585 | 3180 | 64.94 | 64.94 | 996 | 64.94 | 0 | 2613.6704 | Cooling | 435.6117 | #N/A | #N/A | #N/A | #N/A | 0 | 0 | 0 | 0 | 0 | 2613.6704 | #N/A | #N/A | 88 | 79.94 | 0.9318 | 0.5684 | #N/A | 8.0805 | 1.452% | 1 | 50% | 0% | 0% | 0% | 8.2745 | 0 | 0 | 0 | 8.2745 | #N/A
2007-05-13 13:00 | 5 | 13 | 13 | 133.5002 | 3181 | 69.08 | 66.02 | 996 | 69.08 | 0 | 2754.8632 | Cooling | 459.1439 | #N/A | #N/A | #N/A | #N/A | 0 | 0 | 0 | 0 | 0 | 2754.8632 | #N/A | #N/A | 88 | 84.08 | 0.9781 | 0.59664 | #N/A | 8.517 | 1.53% | 1 | 50% | 0% | 0% | 0% | 8.2745 | 0 | 0 | 0 | 8.2745 | #N/A
2007-05-13 14:00 | 5 | 13 | 14 | 133.5419 | 3182 | 69.08 | 59 | 996 | 69.08 | 0 | 2730.723 | Cooling | 455.1205 | #N/A | #N/A | #N/A | #N/A | 0 | 0 | 0 | 0 | 0 | 2730.723 | #N/A | #N/A | 88 | 84.08 | 0.9781 | 0.59664 | #N/A | 8.4424 | 1.517% | 1 | 50% | 0% | 0% | 0% | 8.2745 | 0 | 0 | 0 | 8.2745 | #N/A
2007-05-13 15:00 | 5 | 13 | 15 | 133.5835 | 3183 | 71.06 | 53.96 | 996 | 71.06 | 0 | 2531.1688 | Cooling | 421.8615 | #N/A | #N/A | #N/A | #N/A | 0 | 0 | 0 | 0 | 0 | 2531.1688 | #N/A | #N/A | 88 | 86.06 | 1.0009 | 0.61054 | #N/A | 7.8254 | 1.406% | 1 | 50% | 0% | 0% | 0% | 8.2745 | 0 | 0 | 0 | 8.2745 | #N/A
2007-05-13 16:00 | 5 | 13 | 16 | 133.6252 | 3184 | 73.04 | 57.02 | 996 | 73.04 | 0 | 2764.4856 | Cooling | 460.7476 | #N/A | #N/A | #N/A | #N/A | 0 | 0 | 0 | 0 | 0 | 2764.4856 | #N/A | #N/A | 88 | 88.04 | 1.0241 | 0.6247 | #N/A | 8.5468 | 1.536% | 1 | 50% | 0% | 0% | 0% | 8.2745 | 0 | 0 | 0 | 8.2745 | #N/A
2007-05-13 17:00 | 5 | 13 | 17 | 133.6669 | 3185 | 73.04 | 57.02 | 997 | 73.04 | 0 | 3219.7705 | Cooling | 536.6284 | #N/A | #N/A | #N/A | #N/A | 0 | 0 | 0 | 0 | 0 | 3219.7705 | #N/A | #N/A | 88 | 88.04 | 1.0241 | 0.6247 | #N/A | 9.9543 | 1.789% | 1 | 50% | 0% | 0% | 0% | 8.2745 | 0 | 0 | 0 | 8.2745 | #N/A
2007-05-13 18:00 | 5 | 13 | 18 | 133.7085 | 3186 | 71.96 | 55.04 | 997 | 71.96 | 0 | 2823.0425 | Cooling | 470.5071 | #N/A | #N/A | #N/A | #N/A | 0 | 0 | 0 | 0 | 0 | 2823.0425 | #N/A | #N/A | 88 | 86.96 | 1.0114 | 0.61695 | #N/A | 8.7278 | 1.568% | 1 | 50% | 0% | 0% | 0% | 8.2745 | 0 | 0 | 0 | 8.2745 | #N/A
2007-05-13 19:00 | 5 | 13 | 19 | 133.7502 | 3187 | 71.06 | 53.06 | 997 | 71.06 | 0 | 2041.4075 | Cooling | 340.2346 | #N/A | #N/A | #N/A | #N/A | 0 | 0 | 0 | 0 | 0 | 2041.4075 | #N/A | #N/A | 88 | 86.06 | 1.0009 | 0.61054 | #N/A | 6.3113 | 1.134% | 1 | 50% | 0% | 0% | 0% | 8.2745 | 0 | 0 | 0 | 8.2745 | #N/A
2007-05-13 20:00 | 5 | 13 | 20 | 133.7919 | 3188 | 71.06 | 53.06 | 997 | 71.06 | 0 | 1438.1651 | Cooling | 239.6942 | #N/A | #N/A | #N/A | #N/A | 0 | 0 | 0 | 0 | 0 | 1438.1651 | #N/A | #N/A | 88 | 86.06 | 1.0009 | 0.61054 | #N/A | 4.4463 | 0.799% | 1 | 50% | 0% | 0% | 0% | 8.2745 | 0 | 0 | 0 | 8.2745 | #N/A
2007-05-13 21:00 | 5 | 13 | 21 | 133.8335 | 3189 | 66.92 | 53.96 | 998 | 66.92 | 0 | 1260.827 | Cooling | 210.1378 | #N/A | #N/A | #N/A | #N/A | 0 | 0 | 0 | 0 | 0 | 1260.827 | #N/A | #N/A | 88 | 81.92 | 0.95372 | 0.58177 | #N/A | 3.898 | 0.7005% | 1 | 50% | 0% | 0% | 0% | 8.2745 | 0 | 0 | 0 | 8.2745 | #N/A
2007-05-13 22:00 | 5 | 13 | 22 | 133.8752 | 3190 | 62.06 | 51.98 | 998 | 62.06 | 0 | 66.901 | Cooling | 11.1502 | #N/A | #N/A | #N/A | #N/A | 0 | 0 | 0 | 0 | 0 | 66.901 | #N/A | #N/A | 88 | 77.06 | 0.90065 | 0.5494 | #N/A | 0.20683 | 0.03717% | 1 | 50% | 0% | 0% | 0% | 8.2745 | 0 | 0 | 0 | 8.2745 | #N/A
2007-05-13 23:00 | 5 | 13 | 23 | 133.9169 | 3191 | 62.06 | 48.92 | 999 | 62.06 | 0 | 14.4396 | Cooling | 2.4066 | #N/A | #N/A | #N/A | #N/A | 0 | 0 | 0 | 0 | 0 | 14.4396 | #N/A | #N/A | 88 | 77.06 | 0.90065 | 0.5494 | #N/A | 0.044642 | 0.008022% | 1 | 50% | 0% | 0% | 0% | 8.2745 | 0 | 0 | 0 | 8.2745 | #N/A
2007-05-14 | 5 | 14 | 0 | 133.9585 | 3192 | 57.92 | 48.02 | 1000 | 57.92 | 0 | 0 | Cooling | 0 | #N/A | #N/A | #N/A | #N/A | 0 | 0 | 0 | 0 | 0 | 0 | #N/A | #N/A | 88 | 72.92 | 0.85741 | 0.52302 | #N/A | 0 | 0% | 1 | 50% | 0% | 0% | 0% | 8.2745 | 0 | 0 | 0 | 8.2745 | #N/A
2007-05-14 01:00 | 5 | 14 | 1 | 134.0002 | 3193 | 57.92 | 48.92 | 1000 | 57.92 | 0 | 0 | Cooling | 0 | #N/A | #N/A | #N/A | #N/A | 0 | 0 | 0 | 0 | 0 | 0 | #N/A | #N/A | 88 | 72.92 | 0.85741 | 0.52302 | #N/A | 0 | 0% | 1 | 50% | 0% | 0% | 0% | 8.2745 | 0 | 0 | 0 | 8.2745 | #N/A
2007-05-14 02:00 | 5 | 14 | 2 | 134.0419 | 3194 | 57.92 | 48.02 | 1000 | 57.92 | 0 | 0.0011273 | Cooling | 0.00018789 | #N/A | #N/A | #N/A | #N/A | 0 | 0 | 0 | 0 | 0 | 0.0011273 | #N/A | #N/A | 88 | 72.92 | 0.85741 | 0.52302 | #N/A | 3.4852e-06 | 6.263e-07% | 1 | 50% | 0% | 0% | 0% | 8.2745 | 0 | 0 | 0 | 8.2745 | #N/A
2007-05-14 03:00 | 5 | 14 | 3 | 134.0835 | 3195 | 53.96 | 48.02 | 1000 | 53.96 | 0 | 0.0033492 | Cooling | 0.00055821 | #N/A | #N/A | #N/A | #N/A | 0 | 0 | 0 | 0 | 0 | 0.0033492 | #N/A | #N/A | 88 | 68.96 | 0.81775 | 0.49883 | #N/A | 1.0355e-05 | 1.861e-06% | 1 | 50% | 0% | 0% | 0% | 8.2745 | 0 | 0 | 0 | 8.2745 | #N/A
2007-05-14 04:00 | 5 | 14 | 4 | 134.1252 | 3196 | 51.98 | 48.02 | 1000 | 51.98 | 0 | 0.0053623 | Cooling | 0.00089372 | #N/A | #N/A | #N/A | #N/A | 0 | 0 | 0 | 0 | 0 | 0.0053623 | #N/A | #N/A | 88 | 66.98 | 0.79854 | 0.48711 | #N/A | 1.6578e-05 | 2.979e-06% | 1 | 50% | 0% | 0% | 0% | 8.2745 | 0 | 0 | 0 | 8.2745 | #N/A
2007-05-14 05:00 | 5 | 14 | 5 | 134.1669 | 3197 | 51.98 | 46.94 | 1000 | 51.98 | 0 | 0.020488 | Cooling | 0.0034147 | #N/A | #N/A | #N/A | #N/A | 0 | 0 | 0 | 0 | 0 | 0.020488 | #N/A | #N/A | 88 | 66.98 | 0.79854 | 0.48711 | #N/A | 6.3341e-05 | 1.138e-05% | 1 | 50% | 0% | 0% | 0% | 8.2745 | 0 | 0 | 0 | 8.2745 | #N/A
2007-05-14 06:00 | 5 | 14 | 6 | 134.2085 | 3198 | 51.08 | 48.92 | 1001 | 51.08 | 0 | 20.5482 | Cooling | 3.4247 | #N/A | #N/A | #N/A | #N/A | 0 | 0 | 0 | 0 | 0 | 20.5482 | #N/A | #N/A | 88 | 66.08 | 0.78994 | 0.48186 | #N/A | 0.063527 | 0.01142% | 1 | 50% | 0% | 0% | 0% | 8.2745 | 0 | 0 | 0 | 8.2745 | #N/A
2007-05-14 07:00 | 5 | 14 | 7 | 134.2502 | 3199 | 50 | 50 | 1001 | 50 | 0 | 172.0227 | Cooling | 28.6704 | #N/A | #N/A | #N/A | #N/A | 0 | 0 | 0 | 0 | 0 | 172.0227 | #N/A | #N/A | 88 | 65 | 0.77974 | 0.47564 | #N/A | 0.53183 | 0.09557% | 1 | 50% | 0% | 0% | 0% | 8.2745 | 0 | 0 | 0 | 8.2745 | #N/A
2007-05-14 08:00 | 5 | 14 | 8 | 134.2919 | 3200 | 50 | 46.04 | 1002 | 50 | 0 | 406.1058 | Cooling | 67.6843 | #N/A | #N/A | #N/A | #N/A | 0 | 0 | 0 | 0 | 0 | 406.1058 | #N/A | #N/A | 88 | 65 | 0.77974 | 0.47564 | #N/A | 1.2555 | 0.2256% | 1 | 50% | 0% | 0% | 0% | 8.2745 | 0 | 0 | 0 | 8.2745 | #N/A
2007-05-14 09:00 | 5 | 14 | 9 | 134.3335 | 3201 | 55.94 | 51.98 | 1002 | 55.94 | 0 | 669.5241 | Cooling | 111.5874 | #N/A | #N/A | #N/A | #N/A | 0 | 0 | 0 | 0 | 0 | 669.5241 | #N/A | #N/A | 88 | 70.94 | 0.83737 | 0.5108 | #N/A | 2.0699 | 0.372% | 1 | 50% | 0% | 0% | 0% | 8.2745 | 0 | 0 | 0 | 8.2745 | #N/A
2007-05-14 10:00 | 5 | 14 | 10 | 134.3752 | 3202 | 62.96 | 55.04 | 1002 | 62.96 | 0 | 1357.1259 | Cooling | 226.1876 | #N/A | #N/A | #N/A | #N/A | 0 | 0 | 0 | 0 | 0 | 1357.1259 | #N/A | #N/A | 88 | 77.96 | 0.91029 | 0.55528 | #N/A | 4.1957 | 0.754% | 1 | 50% | 0% | 0% | 0% | 8.2745 | 0 | 0 | 0 | 8.2745 | #N/A
2007-05-14 11:00 | 5 | 14 | 11 | 134.4169 | 3203 | 62.96 | 57.92 | 1002 | 62.96 | 0 | 2119.8767 | Cooling | 353.3128 | #N/A | #N/A | #N/A | #N/A | 0 | 0 | 0 | 0 | 0 | 2119.8767 | #N/A | #N/A | 88 | 77.96 | 0.91029 | 0.55528 | #N/A | 6.5539 | 1.178% | 1 | 50% | 0% | 0% | 0% | 8.2745 | 0 | 0 | 0 | 8.2745 | #N/A
2007-05-14 12:00 | 5 | 14 | 12 | 134.4585 | 3204 | 69.98 | 57.02 | 1002 | 69.98 | 0 | 2354.9332 | Cooling | 392.4889 | #N/A | #N/A | #N/A | #N/A | 0 | 0 | 0 | 0 | 0 | 2354.9332 | #N/A | #N/A | 88 | 84.98 | 0.98841 | 0.60293 | #N/A | 7.2806 | 1.308% | 1 | 50% | 0% | 0% | 0% | 8.2745 | 0 | 0 | 0 | 8.2745 | #N/A
2007-05-14 13:00 | 5 | 14 | 13 | 134.5002 | 3205 | 71.96 | 57.02 | 1003 | 71.96 | 0 | 2514.8767 | Cooling | 419.1461 | #N/A | #N/A | #N/A | #N/A | 0 | 0 | 0 | 0 | 0 | 2514.8767 | #N/A | #N/A | 88 | 86.96 | 1.0114 | 0.61695 | #N/A | 7.7751 | 1.397% | 1 | 50% | 0% | 0% | 0% | 8.2745 | 0 | 0 | 0 | 8.2745 | #N/A
2007-05-14 14:00 | 5 | 14 | 14 | 134.5419 | 3206 | 71.96 | 59 | 1003 | 71.96 | 0 | 2871.7388 | Cooling | 478.6231 | #N/A | #N/A | #N/A | #N/A | 0 | 0 | 0 | 0 | 0 | 2871.7388 | #N/A | #N/A | 88 | 86.96 | 1.0114 | 0.61695 | #N/A | 8.8783 | 1.595% | 1 | 50% | 0% | 0% | 0% | 8.2745 | 0 | 0 | 0 | 8.2745 | #N/A
2007-05-14 15:00 | 5 | 14 | 15 | 134.5835 | 3207 | 77 | 59 | 1003 | 77 | 0 | 3069.838 | Cooling | 511.6397 | #N/A | #N/A | #N/A | #N/A | 0 | 0 | 0 | 0 | 0 | 3069.838 | #N/A | #N/A | 88 | 92 | 1.0717 | 0.65376 | #N/A | 9.4908 | 1.705% | 1 | 50% | 0% | 0% | 0% | 8.2745 | 0 | 0 | 0 | 8.2745 | #N/A
2007-05-14 16:00 | 5 | 14 | 16 | 134.6252 | 3208 | 77 | 57.02 | 1003 | 77 | 0 | 2884.7845 | Cooling | 480.7974 | #N/A | #N/A | #N/A | #N/A | 0 | 0 | 0 | 0 | 0 | 2884.7845 | #N/A | #N/A | 88 | 92 | 1.0717 | 0.65376 | #N/A | 8.9187 | 1.603% | 1 | 50% | 0% | 0% | 0% | 8.2745 | 0 | 0 | 0 | 8.2745 | #N/A
2007-05-14 17:00 | 5 | 14 | 17 | 134.6669 | 3209 | 77 | 57.02 | 1004 | 77 | 0 | 2583.1239 | Cooling | 430.5207 | #N/A | #N/A | #N/A | #N/A | 0 | 0 | 0 | 0 | 0 | 2583.1239 | #N/A | #N/A | 88 | 92 | 1.0717 | 0.65376 | #N/A | 7.9861 | 1.435% | 1 | 50% | 0% | 0% | 0% | 8.2745 | 0 | 0 | 0 | 8.2745 | #N/A
2007-05-14 18:00 | 5 | 14 | 18 | 134.7085 | 3210 | 75.92 | 53.96 | 1004 | 75.92 | 0 | 1984.9096 | Cooling | 330.8183 | #N/A | #N/A | #N/A | #N/A | 0 | 0 | 0 | 0 | 0 | 1984.9096 | #N/A | #N/A | 88 | 90.92 | 1.0586 | 0.64573 | #N/A | 6.1366 | 1.103% | 1 | 50% | 0% | 0% | 0% | 8.2745 | 0 | 0 | 0 | 8.2745 | #N/A
2007-05-14 19:00 | 5 | 14 | 19 | 134.7502 | 3211 | 73.94 | 53.96 | 1004 | 73.94 | 0 | 1410.227 | Cooling | 235.0378 | #N/A | #N/A | #N/A | #N/A | 0 | 0 | 0 | 0 | 0 | 1410.227 | #N/A | #N/A | 88 | 88.94 | 1.0348 | 0.63121 | #N/A | 4.3599 | 0.7835% | 1 | 50% | 0% | 0% | 0% | 8.2745 | 0 | 0 | 0 | 8.2745 | #N/A
2007-05-14 20:00 | 5 | 14 | 20 | 134.7919 | 3212 | 73.94 | 53.06 | 1005 | 73.94 | 0 | 922.1036 | Cooling | 153.6839 | #N/A | #N/A | #N/A | #N/A | 0 | 0 | 0 | 0 | 0 | 922.1036 | #N/A | #N/A | 88 | 88.94 | 1.0348 | 0.63121 | #N/A | 2.8508 | 0.5123% | 1 | 50% | 0% | 0% | 0% | 8.2745 | 0 | 0 | 0 | 8.2745 | #N/A
2007-05-14 21:00 | 5 | 14 | 21 | 134.8335 | 3213 | 69.08 | 51.98 | 1005 | 69.08 | 0 | 474.873 | Cooling | 79.1455 | #N/A | #N/A | #N/A | #N/A | 0 | 0 | 0 | 0 | 0 | 474.873 | #N/A | #N/A | 88 | 84.08 | 0.9781 | 0.59664 | #N/A | 1.4681 | 0.2638% | 1 | 50% | 0% | 0% | 0% | 8.2745 | 0 | 0 | 0 | 8.2745 | #N/A
2007-05-14 22:00 | 5 | 14 | 22 | 134.8752 | 3214 | 66.02 | 51.08 | 1005 | 66.02 | 0 | 20.7695 | Cooling | 3.4616 | #N/A | #N/A | #N/A | #N/A | 0 | 0 | 0 | 0 | 0 | 20.7695 | #N/A | #N/A | 88 | 81.02 | 0.9437 | 0.57566 | #N/A | 0.064212 | 0.01154% | 1 | 50% | 0% | 0% | 0% | 8.2745 | 0 | 0 | 0 | 8.2745 | #N/A
2007-05-14 23:00 | 5 | 14 | 23 | 134.9169 | 3215 | 66.02 | 51.08 | 1005 | 66.02 | 0 | 20.8734 | Cooling | 3.4789 | #N/A | #N/A | #N/A | #N/A | 0 | 0 | 0 | 0 | 0 | 20.8734 | #N/A | #N/A | 88 | 81.02 | 0.9437 | 0.57566 | #N/A | 0.064533 | 0.0116% | 1 | 50% | 0% | 0% | 0% | 8.2745 | 0 | 0 | 0 | 8.2745 | #N/A
2007-05-15 | 5 | 15 | 0 | 134.9585 | 3216 | 64.94 | 51.08 | 1005 | 64.94 | 0 | 17.2606 | Cooling | 2.8768 | #N/A | #N/A | #N/A | #N/A | 0 | 0 | 0 | 0 | 0 | 17.2606 | #N/A | #N/A | 88 | 79.94 | 0.9318 | 0.5684 | #N/A | 0.053363 | 0.009589% | 1 | 50% | 0% | 0% | 0% | 8.2745 | 0 | 0 | 0 | 8.2745 | #N/A
2007-05-15 01:00 | 5 | 15 | 1 | 135.0002 | 3217 | 64.04 | 51.98 | 1005 | 64.04 | 0 | 27.1937 | Cooling | 4.5323 | #N/A | #N/A | #N/A | #N/A | 0 | 0 | 0 | 0 | 0 | 27.1937 | #N/A | #N/A | 88 | 79.04 | 0.92197 | 0.5624 | #N/A | 0.084073 | 0.01511% | 1 | 50% | 0% | 0% | 0% | 8.2745 | 0 | 0 | 0 | 8.2745 | #N/A
2007-05-15 02:00 | 5 | 15 | 2 | 135.0419 | 3218 | 64.04 | 51.98 | 1005 | 64.04 | 0 | 33.7474 | Cooling | 5.6246 | #N/A | #N/A | #N/A | #N/A | 0 | 0 | 0 | 0 | 0 | 33.7474 | #N/A | #N/A | 88 | 79.04 | 0.92197 | 0.5624 | #N/A | 0.10433 | 0.01875% | 1 | 50% | 0% | 0% | 0% | 8.2745 | 0 | 0 | 0 | 8.2745 | #N/A
2007-05-15 03:00 | 5 | 15 | 3 | 135.0835 | 3219 | 62.96 | 51.08 | 1005 | 62.96 | 0 | 20.7739 | Cooling | 3.4623 | #N/A | #N/A | #N/A | #N/A | 0 | 0 | 0 | 0 | 0 | 20.7739 | #N/A | #N/A | 88 | 77.96 | 0.91029 | 0.55528 | #N/A | 0.064225 | 0.01154% | 1 | 50% | 0% | 0% | 0% | 8.2745 | 0 | 0 | 0 | 8.2745 | #N/A
2007-05-15 04:00 | 5 | 15 | 4 | 135.1252 | 3220 | 64.04 | 50 | 1004 | 64.04 | 0 | 5.3429 | Cooling | 0.89048 | #N/A | #N/A | #N/A | #N/A | 0 | 0 | 0 | 0 | 0 | 5.3429 | #N/A | #N/A | 88 | 79.04 | 0.92197 | 0.5624 | #N/A | 0.016518 | 0.002968% | 1 | 50% | 0% | 0% | 0% | 8.2745 | 0 | 0 | 0 | 8.2745 | #N/A
2007-05-15 05:00 | 5 | 15 | 5 | 135.1669 | 3221 | 62.96 | 48.92 | 1005 | 62.96 | 0 | 0.0069577 | Cooling | 0.0011596 | #N/A | #N/A | #N/A | #N/A | 0 | 0 | 0 | 0 | 0 | 0.0069577 | #N/A | #N/A | 88 | 77.96 | 0.91029 | 0.55528 | #N/A | 2.151e-05 | 3.865e-06% | 1 | 50% | 0% | 0% | 0% | 8.2745 | 0 | 0 | 0 | 8.2745 | #N/A
2007-05-15 06:00 | 5 | 15 | 6 | 135.2085 | 3222 | 62.06 | 51.08 | 1005 | 62.06 | 0 | 40.9739 | Cooling | 6.829 | #N/A | #N/A | #N/A | #N/A | 0 | 0 | 0 | 0 | 0 | 40.9739 | #N/A | #N/A | 88 | 77.06 | 0.90065 | 0.5494 | #N/A | 0.12668 | 0.02276% | 1 | 50% | 0% | 0% | 0% | 8.2745 | 0 | 0 | 0 | 8.2745 | #N/A
2007-05-15 07:00 | 5 | 15 | 7 | 135.2502 | 3223 | 62.96 | 51.98 | 1005 | 62.96 | 0 | 246.0486 | Cooling | 41.0081 | #N/A | #N/A | #N/A | #N/A | 0 | 0 | 0 | 0 | 0 | 246.0486 | #N/A | #N/A | 88 | 77.96 | 0.91029 | 0.55528 | #N/A | 0.76069 | 0.1367% | 1 | 50% | 0% | 0% | 0% | 8.2745 | 0 | 0 | 0 | 8.2745 | #N/A
2007-05-15 08:00 | 5 | 15 | 8 | 135.2919 | 3224 | 64.04 | 55.04 | 1005 | 64.04 | 0 | 871.2296 | Cooling | 145.2049 | #N/A | #N/A | #N/A | #N/A | 0 | 0 | 0 | 0 | 0 | 871.2296 | #N/A | #N/A | 88 | 79.04 | 0.92197 | 0.5624 | #N/A | 2.6935 | 0.484% | 1 | 50% | 0% | 0% | 0% | 8.2745 | 0 | 0 | 0 | 8.2745 | #N/A
2007-05-15 09:00 | 5 | 15 | 9 | 135.3335 | 3225 | 66.02 | 53.96 | 1005 | 66.02 | 0 | 1186.6617 | Cooling | 197.7769 | #N/A | #N/A | #N/A | #N/A | 0 | 0 | 0 | 0 | 0 | 1186.6617 | #N/A | #N/A | 88 | 81.02 | 0.9437 | 0.57566 | #N/A | 3.6687 | 0.6593% | 1 | 50% | 0% | 0% | 0% | 8.2745 | 0 | 0 | 0 | 8.2745 | #N/A
2007-05-15 10:00 | 5 | 15 | 10 | 135.3752 | 3226 | 64.94 | 55.04 | 1004 | 64.94 | 0 | 1506.7928 | Cooling | 251.1321 | #N/A | #N/A | #N/A | #N/A | 0 | 0 | 0 | 0 | 0 | 1506.7928 | #N/A | #N/A | 88 | 79.94 | 0.9318 | 0.5684 | #N/A | 4.6584 | 0.8371% | 1 | 50% | 0% | 0% | 0% | 8.2745 | 0 | 0 | 0 | 8.2745 | #N/A
2007-05-15 11:00 | 5 | 15 | 11 | 135.4169 | 3227 | 64.94 | 55.04 | 1004 | 64.94 | 0 | 1885.798 | Cooling | 314.2997 | #N/A | #N/A | #N/A | #N/A | 0 | 0 | 0 | 0 | 0 | 1885.798 | #N/A | #N/A | 88 | 79.94 | 0.9318 | 0.5684 | #N/A | 5.8302 | 1.048% | 1 | 50% | 0% | 0% | 0% | 8.2745 | 0 | 0 | 0 | 8.2745 | #N/A
2007-05-15 12:00 | 5 | 15 | 12 | 135.4585 | 3228 | 66.92 | 55.04 | 1003 | 66.92 | 0 | 1993.1596 | Cooling | 332.1933 | #N/A | #N/A | #N/A | #N/A | 0 | 0 | 0 | 0 | 0 | 1993.1596 | #N/A | #N/A | 88 | 81.92 | 0.95372 | 0.58177 | #N/A | 6.1621 | 1.107% | 1 | 50% | 0% | 0% | 0% | 8.2745 | 0 | 0 | 0 | 8.2745 | #N/A
2007-05-15 13:00 | 5 | 15 | 13 | 135.5002 | 3229 | 69.98 | 57.02 | 1003 | 69.98 | 0 | 2657.7649 | Cooling | 442.9608 | #N/A | #N/A | #N/A | #N/A | 0 | 0 | 0 | 0 | 0 | 2657.7649 | #N/A | #N/A | 88 | 84.98 | 0.98841 | 0.60293 | #N/A | 8.2168 | 1.477% | 1 | 50% | 0% | 0% | 0% | 8.2745 | 0 | 0 | 0 | 8.2745 | #N/A
2007-05-15 14:00 | 5 | 15 | 14 | 135.5419 | 3230 | 71.96 | 57.02 | 1002 | 71.96 | 0 | 3075.3284 | Cooling | 512.5547 | #N/A | #N/A | #N/A | #N/A | 0 | 0 | 0 | 0 | 0 | 3075.3284 | #N/A | #N/A | 88 | 86.96 | 1.0114 | 0.61695 | #N/A | 9.5078 | 1.709% | 1 | 50% | 0% | 0% | 0% | 8.2745 | 0 | 0 | 0 | 8.2745 | #N/A
2007-05-15 15:00 | 5 | 15 | 15 | 135.5835 | 3231 | 71.06 | 55.94 | 1001 | 71.06 | 0 | 2477.5898 | Cooling | 412.9316 | #N/A | #N/A | #N/A | #N/A | 0 | 0 | 0 | 0 | 0 | 2477.5898 | #N/A | #N/A | 88 | 86.06 | 1.0009 | 0.61054 | #N/A | 7.6598 | 1.376% | 1 | 50% | 0% | 0% | 0% | 8.2745 | 0 | 0 | 0 | 8.2745 | #N/A
2007-05-15 16:00 | 5 | 15 | 16 | 135.6252 | 3232 | 69.08 | 55.94 | 1000 | 69.08 | 0 | 2941.3894 | Cooling | 490.2316 | #N/A | #N/A | #N/A | #N/A | 0 | 0 | 0 | 0 | 0 | 2941.3894 | #N/A | #N/A | 88 | 84.08 | 0.9781 | 0.59664 | #N/A | 9.0937 | 1.634% | 1 | 50% | 0% | 0% | 0% | 8.2745 | 0 | 0 | 0 | 8.2745 | #N/A
2007-05-15 17:00 | 5 | 15 | 17 | 135.6669 | 3233 | 69.08 | 55.04 | 1000 | 69.08 | 0 | 2771.8286 | Cooling | 461.9714 | #N/A | #N/A | #N/A | #N/A | 0 | 0 | 0 | 0 | 0 | 2771.8286 | #N/A | #N/A | 88 | 84.08 | 0.9781 | 0.59664 | #N/A | 8.5695 | 1.54% | 1 | 50% | 0% | 0% | 0% | 8.2745 | 0 | 0 | 0 | 8.2745 | #N/A
2007-05-15 18:00 | 5 | 15 | 18 | 135.7085 | 3234 | 69.08 | 53.06 | 1000 | 69.08 | 0 | 1959.9398 | Cooling | 326.6566 | #N/A | #N/A | #N/A | #N/A | 0 | 0 | 0 | 0 | 0 | 1959.9398 | #N/A | #N/A | 88 | 84.08 | 0.9781 | 0.59664 | #N/A | 6.0594 | 1.089% | 1 | 50% | 0% | 0% | 0% | 8.2745 | 0 | 0 | 0 | 8.2745 | #N/A
2007-05-15 19:00 | 5 | 15 | 19 | 135.7502 | 3235 | 69.98 | 55.04 | 1000 | 69.98 | 0 | 1527.725 | Cooling | 254.6208 | #N/A | #N/A | #N/A | #N/A | 0 | 0 | 0 | 0 | 0 | 1527.725 | #N/A | #N/A | 88 | 84.98 | 0.98841 | 0.60293 | #N/A | 4.7232 | 0.8487% | 1 | 50% | 0% | 0% | 0% | 8.2745 | 0 | 0 | 0 | 8.2745 | #N/A
2007-05-15 20:00 | 5 | 15 | 20 | 135.7919 | 3236 | 69.98 | 57.02 | 1000 | 69.98 | 0 | 1491.4691 | Cooling | 248.5782 | #N/A | #N/A | #N/A | #N/A | 0 | 0 | 0 | 0 | 0 | 1491.4691 | #N/A | #N/A | 88 | 84.98 | 0.98841 | 0.60293 | #N/A | 4.6111 | 0.8286% | 1 | 50% | 0% | 0% | 0% | 8.2745 | 0 | 0 | 0 | 8.2745 | #N/A
2007-05-15 21:00 | 5 | 15 | 21 | 135.8335 | 3237 | 69.98 | 55.94 | 1000 | 69.98 | 0 | 1411.9033 | Cooling | 235.3172 | #N/A | #N/A | #N/A | #N/A | 0 | 0 | 0 | 0 | 0 | 1411.9033 | #N/A | #N/A | 88 | 84.98 | 0.98841 | 0.60293 | #N/A | 4.3651 | 0.7844% | 1 | 50% | 0% | 0% | 0% | 8.2745 | 0 | 0 | 0 | 8.2745 | #N/A
2007-05-15 22:00 | 5 | 15 | 22 | 135.8752 | 3238 | 69.98 | 55.04 | 999 | 69.98 | 0 | 113.4293 | Cooling | 18.9049 | #N/A | #N/A | #N/A | #N/A | 0 | 0 | 0 | 0 | 0 | 113.4293 | #N/A | #N/A | 88 | 84.98 | 0.98841 | 0.60293 | #N/A | 0.35068 | 0.06302% | 1 | 50% | 0% | 0% | 0% | 8.2745 | 0 | 0 | 0 | 8.2745 | #N/A
2007-05-15 23:00 | 5 | 15 | 23 | 135.9169 | 3239 | 69.98 | 55.04 | 999 | 69.98 | 0 | 143.9618 | Cooling | 23.9936 | #N/A | #N/A | #N/A | #N/A | 0 | 0 | 0 | 0 | 0 | 143.9618 | #N/A | #N/A | 88 | 84.98 | 0.98841 | 0.60293 | #N/A | 0.44508 | 0.07998% | 1 | 50% | 0% | 0% | 0% | 8.2745 | 0 | 0 | 0 | 8.2745 | #N/A
2007-05-16 | 5 | 16 | 0 | 135.9585 | 3240 | 69.8 | 55.04 | 998 | 69.8 | 0 | 134.3404 | Cooling | 22.3901 | #N/A | #N/A | #N/A | #N/A | 0 | 0 | 0 | 0 | 0 | 134.3404 | #N/A | #N/A | 88 | 84.8 | 0.98634 | 0.60167 | #N/A | 0.41533 | 0.07463% | 1 | 50% | 0% | 0% | 0% | 8.2745 | 0 | 0 | 0 | 8.2745 | #N/A
2007-05-16 01:00 | 5 | 16 | 1 | 136.0002 | 3241 | 69.98 | 55.04 | 997 | 69.98 | 0 | 132.0736 | Cooling | 22.0123 | #N/A | #N/A | #N/A | #N/A | 0 | 0 | 0 | 0 | 0 | 132.0736 | #N/A | #N/A | 88 | 84.98 | 0.98841 | 0.60293 | #N/A | 0.40832 | 0.07337% | 1 | 50% | 0% | 0% | 0% | 8.2745 | 0 | 0 | 0 | 8.2745 | #N/A
2007-05-16 02:00 | 5 | 16 | 2 | 136.0419 | 3242 | 69.98 | 55.04 | 997 | 69.98 | 0 | 134.0078 | Cooling | 22.3346 | #N/A | #N/A | #N/A | #N/A | 0 | 0 | 0 | 0 | 0 | 134.0078 | #N/A | #N/A | 88 | 84.98 | 0.98841 | 0.60293 | #N/A | 0.4143 | 0.07445% | 1 | 50% | 0% | 0% | 0% | 8.2745 | 0 | 0 | 0 | 8.2745 | #N/A
2007-05-16 03:00 | 5 | 16 | 3 | 136.0835 | 3243 | 69.8 | 55.04 | 996 | 69.8 | 0 | 133.7416 | Cooling | 22.2903 | #N/A | #N/A | #N/A | #N/A | 0 | 0 | 0 | 0 | 0 | 133.7416 | #N/A | #N/A | 88 | 84.8 | 0.98634 | 0.60167 | #N/A | 0.41348 | 0.0743% | 1 | 50% | 0% | 0% | 0% | 8.2745 | 0 | 0 | 0 | 8.2745 | #N/A
2007-05-16 04:00 | 5 | 16 | 4 | 136.1252 | 3244 | 69.08 | 55.04 | 996 | 69.08 | 0 | 125.5254 | Cooling | 20.9209 | #N/A | #N/A | #N/A | #N/A | 0 | 0 | 0 | 0 | 0 | 125.5254 | #N/A | #N/A | 88 | 84.08 | 0.9781 | 0.59664 | #N/A | 0.38808 | 0.06974% | 1 | 50% | 0% | 0% | 0% | 8.2745 | 0 | 0 | 0 | 8.2745 | #N/A
2007-05-16 05:00 | 5 | 16 | 5 | 136.1669 | 3245 | 69.08 | 55.94 | 996 | 69.08 | 0 | 170.4655 | Cooling | 28.4109 | #N/A | #N/A | #N/A | #N/A | 0 | 0 | 0 | 0 | 0 | 170.4655 | #N/A | #N/A | 88 | 84.08 | 0.9781 | 0.59664 | #N/A | 0.52702 | 0.0947% | 1 | 50% | 0% | 0% | 0% | 8.2745 | 0 | 0 | 0 | 8.2745 | #N/A
2007-05-16 06:00 | 5 | 16 | 6 | 136.2085 | 3246 | 66.92 | 55.94 | 996 | 66.92 | 0 | 1278.0667 | Cooling | 213.0111 | #N/A | #N/A | #N/A | #N/A | 0 | 0 | 0 | 0 | 0 | 1278.0667 | #N/A | #N/A | 88 | 81.92 | 0.95372 | 0.58177 | #N/A | 3.9513 | 0.71% | 1 | 50% | 0% | 0% | 0% | 8.2745 | 0 | 0 | 0 | 8.2745 | #N/A
2007-05-16 07:00 | 5 | 16 | 7 | 136.2502 | 3247 | 66.02 | 57.92 | 996 | 66.02 | 0 | 1390.1577 | Cooling | 231.6929 | #N/A | #N/A | #N/A | #N/A | 0 | 0 | 0 | 0 | 0 | 1390.1577 | #N/A | #N/A | 88 | 81.02 | 0.9437 | 0.57566 | #N/A | 4.2978 | 0.7723% | 1 | 50% | 0% | 0% | 0% | 8.2745 | 0 | 0 | 0 | 8.2745 | #N/A
2007-05-16 08:00 | 5 | 16 | 8 | 136.2919 | 3248 | 66.02 | 59 | 996 | 66.02 | 0 | 1732.2299 | Cooling | 288.705 | #N/A | #N/A | #N/A | #N/A | 0 | 0 | 0 | 0 | 0 | 1732.2299 | #N/A | #N/A | 88 | 81.02 | 0.9437 | 0.57566 | #N/A | 5.3554 | 0.9623% | 1 | 50% | 0% | 0% | 0% | 8.2745 | 0 | 0 | 0 | 8.2745 | #N/A
2007-05-16 09:00 | 5 | 16 | 9 | 136.3335 | 3249 | 69.08 | 60.08 | 995 | 69.08 | 0 | 2052.6678 | Cooling | 342.1113 | #N/A | #N/A | #N/A | #N/A | 0 | 0 | 0 | 0 | 0 | 2052.6678 | #N/A | #N/A | 88 | 84.08 | 0.9781 | 0.59664 | #N/A | 6.3461 | 1.14% | 1 | 50% | 0% | 0% | 0% | 8.2745 | 0 | 0 | 0 | 8.2745 | #N/A
2007-05-16 10:00 | 5 | 16 | 10 | 136.3752 | 3250 | 71.06 | 60.08 | 995 | 71.06 | 0 | 2363.0903 | Cooling | 393.8484 | #N/A | #N/A | #N/A | #N/A | 0 | 0 | 0 | 0 | 0 | 2363.0903 | #N/A | #N/A | 88 | 86.06 | 1.0009 | 0.61054 | #N/A | 7.3058 | 1.313% | 1 | 50% | 0% | 0% | 0% | 8.2745 | 0 | 0 | 0 | 8.2745 | #N/A
2007-05-16 11:00 | 5 | 16 | 11 | 136.4169 | 3251 | 71.06 | 60.08 | 994 | 71.06 | 0 | 2455.0359 | Cooling | 409.1726 | #N/A | #N/A | #N/A | #N/A | 0 | 0 | 0 | 0 | 0 | 2455.0359 | #N/A | #N/A | 88 | 86.06 | 1.0009 | 0.61054 | #N/A | 7.5901 | 1.364% | 1 | 50% | 0% | 0% | 0% | 8.2745 | 0 | 0 | 0 | 8.2745 | #N/A
2007-05-16 12:00 | 5 | 16 | 12 | 136.4585 | 3252 | 73.4 | 60.08 | 994 | 73.4 | 0 | 2312.9958 | Cooling | 385.4993 | #N/A | #N/A | #N/A | #N/A | 0 | 0 | 0 | 0 | 0 | 2312.9958 | #N/A | #N/A | 88 | 88.4 | 1.0284 | 0.6273 | #N/A | 7.1509 | 1.285% | 1 | 50% | 0% | 0% | 0% | 8.2745 | 0 | 0 | 0 | 8.2745 | #N/A
2007-05-16 13:00 | 5 | 16 | 13 | 136.5002 | 3253 | 73.04 | 59 | 993 | 73.04 | 0 | 2149.7108 | Cooling | 358.2851 | #N/A | #N/A | #N/A | #N/A | 0 | 0 | 0 | 0 | 0 | 2149.7108 | #N/A | #N/A | 88 | 88.04 | 1.0241 | 0.6247 | #N/A | 6.6461 | 1.194% | 1 | 50% | 0% | 0% | 0% | 8.2745 | 0 | 0 | 0 | 8.2745 | #N/A
2007-05-16 14:00 | 5 | 16 | 14 | 136.5419 | 3254 | 73.04 | 60.08 | 993 | 73.04 | 0 | 2039.5196 | Cooling | 339.9199 | #N/A | #N/A | #N/A | #N/A | 0 | 0 | 0 | 0 | 0 | 2039.5196 | #N/A | #N/A | 88 | 88.04 | 1.0241 | 0.6247 | #N/A | 6.3054 | 1.133% | 1 | 50% | 0% | 0% | 0% | 8.2745 | 0 | 0 | 0 | 8.2745 | #N/A
2007-05-16 15:00 | 5 | 16 | 15 | 136.5835 | 3255 | 71.06 | 60.98 | 993 | 71.06 | 0 | 2120.755 | Cooling | 353.4592 | #N/A | #N/A | #N/A | #N/A | 0 | 0 | 0 | 0 | 0 | 2120.755 | #N/A | #N/A | 88 | 86.06 | 1.0009 | 0.61054 | #N/A | 6.5566 | 1.178% | 1 | 50% | 0% | 0% | 0% | 8.2745 | 0 | 0 | 0 | 8.2745 | #N/A
2007-05-16 16:00 | 5 | 16 | 16 | 136.6252 | 3256 | 69.98 | 60.98 | 992 | 69.98 | 0 | 2234.3526 | Cooling | 372.3921 | #N/A | #N/A | #N/A | #N/A | 0 | 0 | 0 | 0 | 0 | 2234.3526 | #N/A | #N/A | 88 | 84.98 | 0.98841 | 0.60293 | #N/A | 6.9078 | 1.241% | 1 | 50% | 0% | 0% | 0% | 8.2745 | 0 | 0 | 0 | 8.2745 | #N/A
2007-05-16 17:00 | 5 | 16 | 17 | 136.6669 | 3257 | 71.06 | 60.98 | 991 | 71.06 | 0 | 2214.0199 | Cooling | 369.0033 | #N/A | #N/A | #N/A | #N/A | 0 | 0 | 0 | 0 | 0 | 2214.0199 | #N/A | #N/A | 88 | 86.06 | 1.0009 | 0.61054 | #N/A | 6.8449 | 1.23% | 1 | 50% | 0% | 0% | 0% | 8.2745 | 0 | 0 | 0 | 8.2745 | #N/A
2007-05-16 18:00 | 5 | 16 | 18 | 136.7085 | 3258 | 69.98 | 60.98 | 990 | 69.98 | 0 | 2221.8039 | Cooling | 370.3006 | #N/A | #N/A | #N/A | #N/A | 0 | 0 | 0 | 0 | 0 | 2221.8039 | #N/A | #N/A | 88 | 84.98 | 0.98841 | 0.60293 | #N/A | 6.869 | 1.234% | 1 | 50% | 0% | 0% | 0% | 8.2745 | 0 | 0 | 0 | 8.2745 | #N/A
2007-05-16 19:00 | 5 | 16 | 19 | 136.7502 | 3259 | 69.98 | 60.98 | 990 | 69.98 | 0 | 2164.8613 | Cooling | 360.8102 | #N/A | #N/A | #N/A | #N/A | 0 | 0 | 0 | 0 | 0 | 2164.8613 | #N/A | #N/A | 88 | 84.98 | 0.98841 | 0.60293 | #N/A | 6.6929 | 1.203% | 1 | 50% | 0% | 0% | 0% | 8.2745 | 0 | 0 | 0 | 8.2745 | #N/A
2007-05-16 20:00 | 5 | 16 | 20 | 136.7919 | 3260 | 69.98 | 60.98 | 990 | 69.98 | 0 | 2042.5653 | Cooling | 340.4276 | #N/A | #N/A | #N/A | #N/A | 0 | 0 | 0 | 0 | 0 | 2042.5653 | #N/A | #N/A | 88 | 84.98 | 0.98841 | 0.60293 | #N/A | 6.3148 | 1.135% | 1 | 50% | 0% | 0% | 0% | 8.2745 | 0 | 0 | 0 | 8.2745 | #N/A
2007-05-16 21:00 | 5 | 16 | 21 | 136.8335 | 3261 | 62.6 | 59 | 990 | 62.6 | 0 | 1784.0346 | Cooling | 297.3391 | #N/A | #N/A | #N/A | #N/A | 0 | 0 | 0 | 0 | 0 | 1784.0346 | #N/A | #N/A | 88 | 77.6 | 0.90642 | 0.55292 | #N/A | 5.5156 | 0.9911% | 1 | 50% | 0% | 0% | 0% | 8.2745 | 0 | 0 | 0 | 8.2745 | #N/A
2007-05-16 22:00 | 5 | 16 | 22 | 136.8752 | 3262 | 53.06 | 57.92 | 990 | 53.06 | 0 | 178.0496 | Cooling | 29.6749 | #N/A | #N/A | #N/A | #N/A | 0 | 0 | 0 | 0 | 0 | 178.0496 | #N/A | #N/A | 88 | 68.06 | 0.80896 | 0.49347 | #N/A | 0.55046 | 0.09892% | 1 | 50% | 0% | 0% | 0% | 8.2745 | 0 | 0 | 0 | 8.2745 | #N/A
2007-05-16 23:00 | 5 | 16 | 23 | 136.9169 | 3263 | 51.08 | 57.92 | 989 | 51.08 | 0 | 194.239 | Cooling | 32.3732 | #N/A | #N/A | #N/A | #N/A | 0 | 0 | 0 | 0 | 0 | 194.239 | #N/A | #N/A | 88 | 66.08 | 0.78994 | 0.48186 | #N/A | 0.60051 | 0.1079% | 1 | 50% | 0% | 0% | 0% | 8.2745 | 0 | 0 | 0 | 8.2745 | #N/A
2007-05-17 | 5 | 17 | 0 | 136.9585 | 3264 | 50 | 55.94 | 988 | 50 | 0 | 138.8903 | Cooling | 23.1484 | #N/A | #N/A | #N/A | #N/A | 0 | 0 | 0 | 0 | 0 | 138.8903 | #N/A | #N/A | 88 | 65 | 0.77974 | 0.47564 | #N/A | 0.4294 | 0.07716% | 1 | 50% | 0% | 0% | 0% | 8.2745 | 0 | 0 | 0 | 8.2745 | #N/A
2007-05-17 01:00 | 5 | 17 | 1 | 137.0002 | 3265 | 48.02 | 53.96 | 987 | 48.02 | 0 | 87.1733 | Cooling | 14.5289 | #N/A | #N/A | #N/A | #N/A | 0 | 0 | 0 | 0 | 0 | 87.1733 | #N/A | #N/A | 88 | 63.02 | 0.76136 | 0.46443 | #N/A | 0.26951 | 0.04843% | 1 | 50% | 0% | 0% | 0% | 8.2745 | 0 | 0 | 0 | 8.2745 | #N/A
2007-05-17 02:00 | 5 | 17 | 2 | 137.0419 | 3266 | 46.94 | 53.06 | 986 | 46.94 | 0 | 58.7851 | Cooling | 9.7975 | #N/A | #N/A | #N/A | #N/A | 0 | 0 | 0 | 0 | 0 | 58.7851 | #N/A | #N/A | 88 | 61.94 | 0.7515 | 0.45842 | #N/A | 0.18174 | 0.03266% | 1 | 50% | 0% | 0% | 0% | 8.2745 | 0 | 0 | 0 | 8.2745 | #N/A
2007-05-17 03:00 | 5 | 17 | 3 | 137.0835 | 3267 | 48.02 | 53.06 | 986 | 48.02 | 0 | 50.8444 | Cooling | 8.4741 | #N/A | #N/A | #N/A | #N/A | 0 | 0 | 0 | 0 | 0 | 50.8444 | #N/A | #N/A | 88 | 63.02 | 0.76136 | 0.46443 | #N/A | 0.15719 | 0.02825% | 1 | 50% | 0% | 0% | 0% | 8.2745 | 0 | 0 | 0 | 8.2745 | #N/A
2007-05-17 04:00 | 5 | 17 | 4 | 137.1252 | 3268 | 46.94 | 51.08 | 986 | 46.94 | 0 | 30.218 | Cooling | 5.0363 | #N/A | #N/A | #N/A | #N/A | 0 | 0 | 0 | 0 | 0 | 30.218 | #N/A | #N/A | 88 | 61.94 | 0.7515 | 0.45842 | #N/A | 0.093423 | 0.01679% | 1 | 50% | 0% | 0% | 0% | 8.2745 | 0 | 0 | 0 | 8.2745 | #N/A
2007-05-17 05:00 | 5 | 17 | 5 | 137.1669 | 3269 | 46.94 | 51.08 | 986 | 46.94 | 0 | 23.5117 | Cooling | 3.9186 | #N/A | #N/A | #N/A | #N/A | 0 | 0 | 0 | 0 | 0 | 23.5117 | #N/A | #N/A | 88 | 61.94 | 0.7515 | 0.45842 | #N/A | 0.072689 | 0.01306% | 1 | 50% | 0% | 0% | 0% | 8.2745 | 0 | 0 | 0 | 8.2745 | #N/A
2007-05-17 06:00 | 5 | 17 | 6 | 137.2085 | 3270 | 46.04 | 51.98 | 985 | 46.04 | 0 | 162.5048 | Cooling | 27.0841 | #N/A | #N/A | #N/A | #N/A | 0 | 0 | 0 | 0 | 0 | 162.5048 | #N/A | #N/A | 88 | 61.04 | 0.74339 | 0.45347 | #N/A | 0.5024 | 0.09028% | 1 | 50% | 0% | 0% | 0% | 8.2745 | 0 | 0 | 0 | 8.2745 | #N/A
2007-05-17 07:00 | 5 | 17 | 7 | 137.2502 | 3271 | 48.02 | 57.02 | 985 | 48.02 | 0 | 697.1259 | Cooling | 116.1876 | #N/A | #N/A | #N/A | #N/A | 0 | 0 | 0 | 0 | 0 | 697.1259 | #N/A | #N/A | 88 | 63.02 | 0.76136 | 0.46443 | #N/A | 2.1553 | 0.3873% | 1 | 50% | 0% | 0% | 0% | 8.2745 | 0 | 0 | 0 | 8.2745 | #N/A
2007-05-17 08:00 | 5 | 17 | 8 | 137.2919 | 3272 | 48.02 | 57.92 | 985 | 48.02 | 0 | 1542.3305 | Cooling | 257.0551 | #N/A | #N/A | #N/A | #N/A | 0 | 0 | 0 | 0 | 0 | 1542.3305 | #N/A | #N/A | 88 | 63.02 | 0.76136 | 0.46443 | #N/A | 4.7683 | 0.8569% | 1 | 50% | 0% | 0% | 0% | 8.2745 | 0 | 0 | 0 | 8.2745 | #N/A
2007-05-17 09:00 | 5 | 17 | 9 | 137.3335 | 3273 | 48.92 | 59 | 984 | 48.92 | 0 | 2004.8742 | Cooling | 334.1457 | #N/A | #N/A | #N/A | #N/A | 0 | 0 | 0 | 0 | 0 | 2004.8742 | #N/A | #N/A | 88 | 63.92 | 0.76966 | 0.46949 | #N/A | 6.1983 | 1.114% | 1 | 50% | 0% | 0% | 0% | 8.2745 | 0 | 0 | 0 | 8.2745 | #N/A
2007-05-17 10:00 | 5 | 17 | 10 | 137.3752 | 3274 | 51.98 | 59 | 984 | 51.98 | 0 | 2309.7207 | Cooling | 384.9535 | #N/A | #N/A | #N/A | #N/A | 0 | 0 | 0 | 0 | 0 | 2309.7207 | #N/A | #N/A | 88 | 66.98 | 0.79854 | 0.48711 | #N/A | 7.1408 | 1.283% | 1 | 50% | 0% | 0% | 0% | 8.2745 | 0 | 0 | 0 | 8.2745 | #N/A
2007-05-17 11:00 | 5 | 17 | 11 | 137.4169 | 3275 | 51.98 | 60.08 | 984 | 51.98 | 0 | 2631.4013 | Cooling | 438.5669 | #N/A | #N/A | #N/A | #N/A | 0 | 0 | 0 | 0 | 0 | 2631.4013 | #N/A | #N/A | 88 | 66.98 | 0.79854 | 0.48711 | #N/A | 8.1353 | 1.462% | 1 | 50% | 0% | 0% | 0% | 8.2745 | 0 | 0 | 0 | 8.2745 | #N/A
2007-05-17 12:00 | 5 | 17 | 12 | 137.4585 | 3276 | 57.92 | 60.08 | 983 | 57.92 | 0 | 2735.3956 | Cooling | 455.8993 | #N/A | #N/A | #N/A | #N/A | 0 | 0 | 0 | 0 | 0 | 2735.3956 | #N/A | #N/A | 88 | 72.92 | 0.85741 | 0.52302 | #N/A | 8.4568 | 1.52% | 1 | 50% | 0% | 0% | 0% | 8.2745 | 0 | 0 | 0 | 8.2745 | #N/A
2007-05-17 13:00 | 5 | 17 | 13 | 137.5002 | 3277 | 59 | 55.94 | 982 | 59 | 0 | 2697.3476 | Cooling | 449.5579 | #N/A | #N/A | #N/A | #N/A | 0 | 0 | 0 | 0 | 0 | 2697.3476 | #N/A | #N/A | 88 | 74 | 0.86852 | 0.5298 | #N/A | 8.3392 | 1.499% | 1 | 50% | 0% | 0% | 0% | 8.2745 | 0 | 0 | 0 | 8.2745 | #N/A
2007-05-17 14:00 | 5 | 17 | 14 | 137.5419 | 3278 | 59 | 57.92 | 981 | 59 | 0 | 3007.4021 | Cooling | 501.2337 | #N/A | #N/A | #N/A | #N/A | 0 | 0 | 0 | 0 | 0 | 3007.4021 | #N/A | #N/A | 88 | 74 | 0.86852 | 0.5298 | #N/A | 9.2978 | 1.671% | 1 | 50% | 0% | 0% | 0% | 8.2745 | 0 | 0 | 0 | 8.2745 | #N/A
2007-05-17 15:00 | 5 | 17 | 15 | 137.5835 | 3279 | 62.96 | 55.94 | 981 | 62.96 | 0 | 2896.5714 | Cooling | 482.7619 | #N/A | #N/A | #N/A | #N/A | 0 | 0 | 0 | 0 | 0 | 2896.5714 | #N/A | #N/A | 88 | 77.96 | 0.91029 | 0.55528 | #N/A | 8.9551 | 1.609% | 1 | 50% | 0% | 0% | 0% | 8.2745 | 0 | 0 | 0 | 8.2745 | #N/A
2007-05-17 16:00 | 5 | 17 | 16 | 137.6252 | 3280 | 62.96 | 55.94 | 980 | 62.96 | 0 | 2640.0857 | Cooling | 440.0143 | #N/A | #N/A | #N/A | #N/A | 0 | 0 | 0 | 0 | 0 | 2640.0857 | #N/A | #N/A | 88 | 77.96 | 0.91029 | 0.55528 | #N/A | 8.1622 | 1.467% | 1 | 50% | 0% | 0% | 0% | 8.2745 | 0 | 0 | 0 | 8.2745 | #N/A
2007-05-17 17:00 | 5 | 17 | 17 | 137.6669 | 3281 | 62.96 | 55.94 | 981 | 62.96 | 0 | 2381.4635 | Cooling | 396.9106 | #N/A | #N/A | #N/A | #N/A | 0 | 0 | 0 | 0 | 0 | 2381.4635 | #N/A | #N/A | 88 | 77.96 | 0.91029 | 0.55528 | #N/A | 7.3626 | 1.323% | 1 | 50% | 0% | 0% | 0% | 8.2745 | 0 | 0 | 0 | 8.2745 | #N/A
2007-05-17 18:00 | 5 | 17 | 18 | 137.7085 | 3282 | 59 | 55.04 | 981 | 59 | 0 | 1833.5833 | Cooling | 305.5972 | #N/A | #N/A | #N/A | #N/A | 0 | 0 | 0 | 0 | 0 | 1833.5833 | #N/A | #N/A | 88 | 74 | 0.86852 | 0.5298 | #N/A | 5.6688 | 1.019% | 1 | 50% | 0% | 0% | 0% | 8.2745 | 0 | 0 | 0 | 8.2745 | #N/A
2007-05-17 19:00 | 5 | 17 | 19 | 137.7502 | 3283 | 55.94 | 53.06 | 982 | 55.94 | 0 | 1168.2737 | Cooling | 194.7123 | #N/A | #N/A | #N/A | #N/A | 0 | 0 | 0 | 0 | 0 | 1168.2737 | #N/A | #N/A | 88 | 70.94 | 0.83737 | 0.5108 | #N/A | 3.6119 | 0.649% | 1 | 50% | 0% | 0% | 0% | 8.2745 | 0 | 0 | 0 | 8.2745 | #N/A
2007-05-17 20:00 | 5 | 17 | 20 | 137.7919 | 3284 | 55.94 | 51.98 | 982 | 55.94 | 0 | 689.252 | Cooling | 114.8753 | #N/A | #N/A | #N/A | #N/A | 0 | 0 | 0 | 0 | 0 | 689.252 | #N/A | #N/A | 88 | 70.94 | 0.83737 | 0.5108 | #N/A | 2.1309 | 0.3829% | 1 | 50% | 0% | 0% | 0% | 8.2745 | 0 | 0 | 0 | 8.2745 | #N/A
2007-05-17 21:00 | 5 | 17 | 21 | 137.8335 | 3285 | 51.08 | 53.06 | 982 | 51.08 | 0 | 598.0671 | Cooling | 99.6778 | #N/A | #N/A | #N/A | #N/A | 0 | 0 | 0 | 0 | 0 | 598.0671 | #N/A | #N/A | 88 | 66.08 | 0.78994 | 0.48186 | #N/A | 1.849 | 0.3323% | 1 | 50% | 0% | 0% | 0% | 8.2745 | 0 | 0 | 0 | 8.2745 | #N/A
2007-05-17 22:00 | 5 | 17 | 22 | 137.8752 | 3286 | 50 | 50 | 983 | 50 | 0 | 18.691 | Cooling | 3.1152 | #N/A | #N/A | #N/A | #N/A | 0 | 0 | 0 | 0 | 0 | 18.691 | #N/A | #N/A | 88 | 65 | 0.77974 | 0.47564 | #N/A | 0.057786 | 0.01038% | 1 | 50% | 0% | 0% | 0% | 8.2745 | 0 | 0 | 0 | 8.2745 | #N/A
2007-05-17 23:00 | 5 | 17 | 23 | 137.9169 | 3287 | 50 | 48.02 | 983 | 50 | 0 | 1.3014 | Cooling | 0.2169 | #N/A | #N/A | #N/A | #N/A | 0 | 0 | 0 | 0 | 0 | 1.3014 | #N/A | #N/A | 88 | 65 | 0.77974 | 0.47564 | #N/A | 0.0040234 | 0.000723% | 1 | 50% | 0% | 0% | 0% | 8.2745 | 0 | 0 | 0 | 8.2745 | #N/A
2007-05-18 | 5 | 18 | 0 | 137.9585 | 3288 | 46.94 | 42.98 | 983 | 46.94 | 0 | 0.0039028 | Cooling | 0.00065047 | #N/A | #N/A | #N/A | #N/A | 0 | 0 | 0 | 0 | 0 | 0.0039028 | #N/A | #N/A | 88 | 61.94 | 0.7515 | 0.45842 | #N/A | 1.2066e-05 | 2.168e-06% | 1 | 50% | 0% | 0% | 0% | 8.2745 | 0 | 0 | 0 | 8.2745 | #N/A
2007-05-18 01:00 | 5 | 18 | 1 | 138.0002 | 3289 | 42.98 | 41 | 983 | 42.98 | 0 | 0.048082 | Cooling | 0.0080137 | #N/A | #N/A | #N/A | #N/A | 0 | 0 | 0 | 0 | 0 | 0.048082 | #N/A | #N/A | 88 | 57.98 | 0.71643 | 0.43702 | #N/A | 0.00014865 | 2.671e-05% | 1 | 50% | 0% | 0% | 0% | 8.2745 | 0 | 0 | 0 | 8.2745 | #N/A
2007-05-18 02:00 | 5 | 18 | 2 | 138.0419 | 3290 | 42.98 | 39.02 | 983 | 42.98 | 0 | 0.096554 | Cooling | 0.016092 | #N/A | #N/A | #N/A | #N/A | 0 | 0 | 0 | 0 | 0 | 0.096554 | #N/A | #N/A | 88 | 57.98 | 0.71643 | 0.43702 | #N/A | 0.00029851 | 5.364e-05% | 1 | 50% | 0% | 0% | 0% | 8.2745 | 0 | 0 | 0 | 8.2745 | #N/A
2007-05-18 03:00 | 5 | 18 | 3 | 138.0835 | 3291 | 42.98 | 39.92 | 983 | 42.98 | 0 | 0.1064 | Cooling | 0.017733 | #N/A | #N/A | #N/A | #N/A | 0 | 0 | 0 | 0 | 0 | 0.1064 | #N/A | #N/A | 88 | 57.98 | 0.71643 | 0.43702 | #N/A | 0.00032894 | 5.911e-05% | 1 | 50% | 0% | 0% | 0% | 8.2745 | 0 | 0 | 0 | 8.2745 | #N/A
2007-05-18 04:00 | 5 | 18 | 4 | 138.1252 | 3292 | 39.92 | 39.92 | 984 | 39.92 | 0 | 0.097359 | Cooling | 0.016227 | #N/A | #N/A | #N/A | #N/A | 0 | 0 | 0 | 0 | 0 | 0.097359 | #N/A | #N/A | 88 | 54.92 | 0.69046 | 0.42118 | #N/A | 0.000301 | 5.409e-05% | 1 | 50% | 0% | 0% | 0% | 8.2745 | 0 | 0 | 0 | 8.2745 | #N/A
2007-05-18 05:00 | 5 | 18 | 5 | 138.1669 | 3293 | 39.92 | 39.92 | 984 | 39.92 | 0 | 0.11172 | Cooling | 0.01862 | #N/A | #N/A | #N/A | #N/A | 0 | 0 | 0 | 0 | 0 | 0.11172 | #N/A | #N/A | 88 | 54.92 | 0.69046 | 0.42118 | #N/A | 0.0003454 | 6.207e-05% | 1 | 50% | 0% | 0% | 0% | 8.2745 | 0 | 0 | 0 | 8.2745 | #N/A
2007-05-18 06:00 | 5 | 18 | 6 | 138.2085 | 3294 | 46.04 | 41 | 985 | 46.04 | 0 | 0.12456 | Cooling | 0.020761 | #N/A | #N/A | #N/A | #N/A | 0 | 0 | 0 | 0 | 0 | 0.12456 | #N/A | #N/A | 88 | 61.04 | 0.74339 | 0.45347 | #N/A | 0.0003851 | 6.92e-05% | 1 | 50% | 0% | 0% | 0% | 8.2745 | 0 | 0 | 0 | 8.2745 | #N/A
2007-05-18 07:00 | 5 | 18 | 7 | 138.2502 | 3295 | 48.92 | 41 | 985 | 48.92 | 0 | 0.043127 | Cooling | 0.0071879 | #N/A | #N/A | #N/A | #N/A | 0 | 0 | 0 | 0 | 0 | 0.043127 | #N/A | #N/A | 88 | 63.92 | 0.76966 | 0.46949 | #N/A | 0.00013333 | 2.396e-05% | 1 | 50% | 0% | 0% | 0% | 8.2745 | 0 | 0 | 0 | 8.2745 | #N/A
2007-05-18 08:00 | 5 | 18 | 8 | 138.2919 | 3296 | 48.92 | 41 | 985 | 48.92 | 0 | 0.037463 | Cooling | 0.0062439 | #N/A | #N/A | #N/A | #N/A | 0 | 0 | 0 | 0 | 0 | 0.037463 | #N/A | #N/A | 88 | 63.92 | 0.76966 | 0.46949 | #N/A | 0.00011582 | 2.081e-05% | 1 | 50% | 0% | 0% | 0% | 8.2745 | 0 | 0 | 0 | 8.2745 | #N/A
2007-05-18 09:00 | 5 | 18 | 9 | 138.3335 | 3297 | 55.04 | 39.92 | 985 | 55.04 | 0 | 23.8851 | Cooling | 3.9809 | #N/A | #N/A | #N/A | #N/A | 0 | 0 | 0 | 0 | 0 | 23.8851 | #N/A | #N/A | 88 | 70.04 | 0.8284 | 0.50532 | #N/A | 0.073844 | 0.01327% | 1 | 50% | 0% | 0% | 0% | 8.2745 | 0 | 0 | 0 | 8.2745 | #N/A
2007-05-18 10:00 | 5 | 18 | 10 | 138.3752 | 3298 | 57.92 | 41 | 985 | 57.92 | 0 | 93.8234 | Cooling | 15.6372 | #N/A | #N/A | #N/A | #N/A | 0 | 0 | 0 | 0 | 0 | 93.8234 | #N/A | #N/A | 88 | 72.92 | 0.85741 | 0.52302 | #N/A | 0.29007 | 0.05212% | 1 | 50% | 0% | 0% | 0% | 8.2745 | 0 | 0 | 0 | 8.2745 | #N/A
2007-05-18 11:00 | 5 | 18 | 11 | 138.4169 | 3299 | 57.92 | 39.92 | 985 | 57.92 | 0 | 181.0838 | Cooling | 30.1806 | #N/A | #N/A | #N/A | #N/A | 0 | 0 | 0 | 0 | 0 | 181.0838 | #N/A | #N/A | 88 | 72.92 | 0.85741 | 0.52302 | #N/A | 0.55984 | 0.1006% | 1 | 50% | 0% | 0% | 0% | 8.2745 | 0 | 0 | 0 | 8.2745 | #N/A
2007-05-18 12:00 | 5 | 18 | 12 | 138.4585 | 3300 | 62.96 | 39.02 | 985 | 62.96 | 0 | 249.5987 | Cooling | 41.5998 | #N/A | #N/A | #N/A | #N/A | 0 | 0 | 0 | 0 | 0 | 249.5987 | #N/A | #N/A | 88 | 77.96 | 0.91029 | 0.55528 | #N/A | 0.77167 | 0.1387% | 1 | 50% | 0% | 0% | 0% | 8.2745 | 0 | 0 | 0 | 8.2745 | #N/A
2007-05-18 13:00 | 5 | 18 | 13 | 138.5002 | 3301 | 64.04 | 39.92 | 985 | 64.04 | 0 | 320.6921 | Cooling | 53.4487 | #N/A | #N/A | #N/A | #N/A | 0 | 0 | 0 | 0 | 0 | 320.6921 | #N/A | #N/A | 88 | 79.04 | 0.92197 | 0.5624 | #N/A | 0.99146 | 0.1782% | 1 | 50% | 0% | 0% | 0% | 8.2745 | 0 | 0 | 0 | 8.2745 | #N/A
2007-05-18 14:00 | 5 | 18 | 14 | 138.5419 | 3302 | 64.04 | 39.02 | 984 | 64.04 | 0 | 146.7279 | Cooling | 24.4546 | #N/A | #N/A | #N/A | #N/A | 0 | 0 | 0 | 0 | 0 | 146.7279 | #N/A | #N/A | 88 | 79.04 | 0.92197 | 0.5624 | #N/A | 0.45363 | 0.08152% | 1 | 50% | 0% | 0% | 0% | 8.2745 | 0 | 0 | 0 | 8.2745 | #N/A
2007-05-18 15:00 | 5 | 18 | 15 | 138.5835 | 3303 | 62.06 | 41 | 984 | 62.06 | 0 | 225.1425 | Cooling | 37.5237 | #N/A | #N/A | #N/A | #N/A | 0 | 0 | 0 | 0 | 0 | 225.1425 | #N/A | #N/A | 88 | 77.06 | 0.90065 | 0.5494 | #N/A | 0.69606 | 0.1251% | 1 | 50% | 0% | 0% | 0% | 8.2745 | 0 | 0 | 0 | 8.2745 | #N/A
2007-05-18 16:00 | 5 | 18 | 16 | 138.6252 | 3304 | 60.08 | 39.02 | 985 | 60.08 | 0 | 237.8875 | Cooling | 39.6479 | #N/A | #N/A | #N/A | #N/A | 0 | 0 | 0 | 0 | 0 | 237.8875 | #N/A | #N/A | 88 | 75.08 | 0.87975 | 0.53664 | #N/A | 0.73546 | 0.1322% | 1 | 50% | 0% | 0% | 0% | 8.2745 | 0 | 0 | 0 | 8.2745 | #N/A
2007-05-18 17:00 | 5 | 18 | 17 | 138.6669 | 3305 | 60.08 | 39.92 | 985 | 60.08 | 0 | 73.3433 | Cooling | 12.2239 | #N/A | #N/A | #N/A | #N/A | 0 | 0 | 0 | 0 | 0 | 73.3433 | #N/A | #N/A | 88 | 75.08 | 0.87975 | 0.53664 | #N/A | 0.22675 | 0.04075% | 1 | 50% | 0% | 0% | 0% | 8.2745 | 0 | 0 | 0 | 8.2745 | #N/A
2007-05-18 18:00 | 5 | 18 | 18 | 138.7085 | 3306 | 60.08 | 39.92 | 985 | 60.08 | 0 | 0 | Cooling | 0 | #N/A | #N/A | #N/A | #N/A | 0 | 0 | 0 | 0 | 0 | 0 | #N/A | #N/A | 88 | 75.08 | 0.87975 | 0.53664 | #N/A | 0 | 0% | 1 | 50% | 0% | 0% | 0% | 8.2745 | 0 | 0 | 0 | 8.2745 | #N/A
2007-05-18 19:00 | 5 | 18 | 19 | 138.7502 | 3307 | 57.92 | 37.94 | 986 | 57.92 | 0 | 0.00088827 | Cooling | 0.00014804 | #N/A | #N/A | #N/A | #N/A | 0 | 0 | 0 | 0 | 0 | 0.00088827 | #N/A | #N/A | 88 | 72.92 | 0.85741 | 0.52302 | #N/A | 2.7462e-06 | 4.935e-07% | 1 | 50% | 0% | 0% | 0% | 8.2745 | 0 | 0 | 0 | 8.2745 | #N/A
2007-05-18 20:00 | 5 | 18 | 20 | 138.7919 | 3308 | 57.92 | 39.02 | 986 | 57.92 | 0 | 0.0056165 | Cooling | 0.00093608 | #N/A | #N/A | #N/A | #N/A | 0 | 0 | 0 | 0 | 0 | 0.0056165 | #N/A | #N/A | 88 | 72.92 | 0.85741 | 0.52302 | #N/A | 1.7364e-05 | 3.12e-06% | 1 | 50% | 0% | 0% | 0% | 8.2745 | 0 | 0 | 0 | 8.2745 | #N/A
2007-05-18 21:00 | 5 | 18 | 21 | 138.8335 | 3309 | 53.96 | 41 | 987 | 53.96 | 0 | 2.5163e-06 | Cooling | 4.1939e-07 | #N/A | #N/A | #N/A | #N/A | 0 | 0 | 0 | 0 | 0 | 2.5163e-06 | #N/A | #N/A | 88 | 68.96 | 0.81775 | 0.49883 | #N/A | 7.7796e-09 | 1.398e-09% | 1 | 50% | 0% | 0% | 0% | 8.2745 | 0 | 0 | 0 | 8.2745 | #N/A
2007-05-18 22:00 | 5 | 18 | 22 | 138.8752 | 3310 | 51.08 | 44.06 | 987 | 51.08 | 0 | 0 | Cooling | 0 | #N/A | #N/A | #N/A | #N/A | 0 | 0 | 0 | 0 | 0 | 0 | #N/A | #N/A | 88 | 66.08 | 0.78994 | 0.48186 | #N/A | 0 | 0% | 1 | 50% | 0% | 0% | 0% | 8.2745 | 0 | 0 | 0 | 8.2745 | #N/A
2007-05-18 23:00 | 5 | 18 | 23 | 138.9169 | 3311 | 51.08 | 44.06 | 988 | 51.08 | 0 | 0 | Cooling | 0 | #N/A | #N/A | #N/A | #N/A | 0 | 0 | 0 | 0 | 0 | 0 | #N/A | #N/A | 88 | 66.08 | 0.78994 | 0.48186 | #N/A | 0 | 0% | 1 | 50% | 0% | 0% | 0% | 8.2745 | 0 | 0 | 0 | 8.2745 | #N/A
2007-05-19 | 5 | 19 | 0 | 138.9585 | 3312 | 46.04 | 44.06 | 988 | 46.04 | 0 | 0 | Cooling | 0 | #N/A | #N/A | #N/A | #N/A | 0 | 0 | 0 | 0 | 0 | 0 | #N/A | #N/A | 88 | 61.04 | 0.74339 | 0.45347 | #N/A | 0 | 0% | 1 | 50% | 0% | 0% | 0% | 8.2745 | 0 | 0 | 0 | 8.2745 | #N/A
2007-05-19 01:00 | 5 | 19 | 1 | 139.0002 | 3313 | 44.96 | 44.06 | 988 | 44.96 | 0 | 0 | Cooling | 0 | #N/A | #N/A | #N/A | #N/A | 0 | 0 | 0 | 0 | 0 | 0 | #N/A | #N/A | 88 | 59.96 | 0.73376 | 0.44759 | #N/A | 0 | 0% | 1 | 50% | 0% | 0% | 0% | 8.2745 | 0 | 0 | 0 | 8.2745 | #N/A
2007-05-19 02:00 | 5 | 19 | 2 | 139.0419 | 3314 | 44.96 | 42.08 | 988 | 44.96 | 0 | 0 | Cooling | 0 | #N/A | #N/A | #N/A | #N/A | 0 | 0 | 0 | 0 | 0 | 0 | #N/A | #N/A | 88 | 59.96 | 0.73376 | 0.44759 | #N/A | 0 | 0% | 1 | 50% | 0% | 0% | 0% | 8.2745 | 0 | 0 | 0 | 8.2745 | #N/A
2007-05-19 03:00 | 5 | 19 | 3 | 139.0835 | 3315 | 44.96 | 41 | 989 | 44.96 | 0 | 0.0015551 | Cooling | 0.00025918 | #N/A | #N/A | #N/A | #N/A | 0 | 0 | 0 | 0 | 0 | 0.0015551 | #N/A | #N/A | 88 | 59.96 | 0.73376 | 0.44759 | #N/A | 4.8078e-06 | 8.639e-07% | 1 | 50% | 0% | 0% | 0% | 8.2745 | 0 | 0 | 0 | 8.2745 | #N/A
2007-05-19 04:00 | 5 | 19 | 4 | 139.1252 | 3316 | 39.02 | 39.02 | 990 | 39.02 | 0 | 0.015204 | Cooling | 0.0025339 | #N/A | #N/A | #N/A | #N/A | 0 | 0 | 0 | 0 | 0 | 0.015204 | #N/A | #N/A | 88 | 54.02 | 0.68301 | 0.41664 | #N/A | 4.7004e-05 | 8.446e-06% | 1 | 50% | 0% | 0% | 0% | 8.2745 | 0 | 0 | 0 | 8.2745 | #N/A
2007-05-19 05:00 | 5 | 19 | 5 | 139.1669 | 3317 | 39.02 | 39.92 | 991 | 39.02 | 0 | 0.024668 | Cooling | 0.0041113 | #N/A | #N/A | #N/A | #N/A | 0 | 0 | 0 | 0 | 0 | 0.024668 | #N/A | #N/A | 88 | 54.02 | 0.68301 | 0.41664 | #N/A | 7.6263e-05 | 1.37e-05% | 1 | 50% | 0% | 0% | 0% | 8.2745 | 0 | 0 | 0 | 8.2745 | #N/A
2007-05-19 06:00 | 5 | 19 | 6 | 139.2085 | 3318 | 42.98 | 39.92 | 992 | 42.98 | 0 | 0.026384 | Cooling | 0.0043973 | #N/A | #N/A | #N/A | #N/A | 0 | 0 | 0 | 0 | 0 | 0.026384 | #N/A | #N/A | 88 | 57.98 | 0.71643 | 0.43702 | #N/A | 8.1569e-05 | 1.466e-05% | 1 | 50% | 0% | 0% | 0% | 8.2745 | 0 | 0 | 0 | 8.2745 | #N/A
2007-05-19 07:00 | 5 | 19 | 7 | 139.2502 | 3319 | 50 | 39.92 | 993 | 50 | 0 | 0.020068 | Cooling | 0.0033446 | #N/A | #N/A | #N/A | #N/A | 0 | 0 | 0 | 0 | 0 | 0.020068 | #N/A | #N/A | 88 | 65 | 0.77974 | 0.47564 | #N/A | 6.2042e-05 | 1.115e-05% | 1 | 50% | 0% | 0% | 0% | 8.2745 | 0 | 0 | 0 | 8.2745 | #N/A
2007-05-19 08:00 | 5 | 19 | 8 | 139.2919 | 3320 | 50 | 39.92 | 994 | 50 | 0 | 0.012931 | Cooling | 0.0021552 | #N/A | #N/A | #N/A | #N/A | 0 | 0 | 0 | 0 | 0 | 0.012931 | #N/A | #N/A | 88 | 65 | 0.77974 | 0.47564 | #N/A | 3.9979e-05 | 7.184e-06% | 1 | 50% | 0% | 0% | 0% | 8.2745 | 0 | 0 | 0 | 8.2745 | #N/A
2007-05-19 09:00 | 5 | 19 | 9 | 139.3335 | 3321 | 55.04 | 41 | 994 | 55.04 | 0 | 0.0013462 | Cooling | 0.00022437 | #N/A | #N/A | #N/A | #N/A | 0 | 0 | 0 | 0 | 0 | 0.0013462 | #N/A | #N/A | 88 | 70.04 | 0.8284 | 0.50532 | #N/A | 4.1621e-06 | 7.479e-07% | 1 | 50% | 0% | 0% | 0% | 8.2745 | 0 | 0 | 0 | 8.2745 | #N/A
2007-05-19 10:00 | 5 | 19 | 10 | 139.3752 | 3322 | 60.08 | 39.02 | 995 | 60.08 | 0 | 0.00019879 | Cooling | 3.3132e-05 | #N/A | #N/A | #N/A | #N/A | 0 | 0 | 0 | 0 | 0 | 0.00019879 | #N/A | #N/A | 88 | 75.08 | 0.87975 | 0.53664 | #N/A | 6.1459e-07 | 1.104e-07% | 1 | 50% | 0% | 0% | 0% | 8.2745 | 0 | 0 | 0 | 8.2745 | #N/A
2007-05-19 11:00 | 5 | 19 | 11 | 139.4169 | 3323 | 60.08 | 37.04 | 995 | 60.08 | 0 | 0 | Cooling | 0 | #N/A | #N/A | #N/A | #N/A | 0 | 0 | 0 | 0 | 0 | 0 | #N/A | #N/A | 88 | 75.08 | 0.87975 | 0.53664 | #N/A | 0 | 0% | 1 | 50% | 0% | 0% | 0% | 8.2745 | 0 | 0 | 0 | 8.2745 | #N/A
2007-05-19 12:00 | 5 | 19 | 12 | 139.4585 | 3324 | 64.04 | 35.96 | 995 | 64.04 | 0 | 0 | Cooling | 0 | #N/A | #N/A | #N/A | #N/A | 0 | 0 | 0 | 0 | 0 | 0 | #N/A | #N/A | 88 | 79.04 | 0.92197 | 0.5624 | #N/A | 0 | 0% | 1 | 50% | 0% | 0% | 0% | 8.2745 | 0 | 0 | 0 | 8.2745 | #N/A
2007-05-19 13:00 | 5 | 19 | 13 | 139.5002 | 3325 | 66.02 | 39.02 | 995 | 66.02 | 0 | 0 | Cooling | 0 | #N/A | #N/A | #N/A | #N/A | 0 | 0 | 0 | 0 | 0 | 0 | #N/A | #N/A | 88 | 81.02 | 0.9437 | 0.57566 | #N/A | 0 | 0% | 1 | 50% | 0% | 0% | 0% | 8.2745 | 0 | 0 | 0 | 8.2745 | #N/A
2007-05-19 14:00 | 5 | 19 | 14 | 139.5419 | 3326 | 66.02 | 37.94 | 996 | 66.02 | 0 | 0 | Cooling | 0 | #N/A | #N/A | #N/A | #N/A | 0 | 0 | 0 | 0 | 0 | 0 | #N/A | #N/A | 88 | 81.02 | 0.9437 | 0.57566 | #N/A | 0 | 0% | 1 | 50% | 0% | 0% | 0% | 8.2745 | 0 | 0 | 0 | 8.2745 | #N/A
2007-05-19 15:00 | 5 | 19 | 15 | 139.5835 | 3327 | 69.98 | 39.92 | 995 | 69.98 | 0 | 0 | Cooling | 0 | #N/A | #N/A | #N/A | #N/A | 0 | 0 | 0 | 0 | 0 | 0 | #N/A | #N/A | 88 | 84.98 | 0.98841 | 0.60293 | #N/A | 0 | 0% | 1 | 50% | 0% | 0% | 0% | 8.2745 | 0 | 0 | 0 | 8.2745 | #N/A
2007-05-19 16:00 | 5 | 19 | 16 | 139.6252 | 3328 | 68 | 41 | 995 | 68 | 0 | 0 | Cooling | 0 | #N/A | #N/A | #N/A | #N/A | 0 | 0 | 0 | 0 | 0 | 0 | #N/A | #N/A | 88 | 83 | 0.96585 | 0.58917 | #N/A | 0 | 0% | 1 | 50% | 0% | 0% | 0% | 8.2745 | 0 | 0 | 0 | 8.2745 | #N/A
2007-05-19 17:00 | 5 | 19 | 17 | 139.6669 | 3329 | 68 | 41 | 994 | 68 | 0 | 0 | Cooling | 0 | #N/A | #N/A | #N/A | #N/A | 0 | 0 | 0 | 0 | 0 | 0 | #N/A | #N/A | 88 | 83 | 0.96585 | 0.58917 | #N/A | 0 | 0% | 1 | 50% | 0% | 0% | 0% | 8.2745 | 0 | 0 | 0 | 8.2745 | #N/A
2007-05-19 18:00 | 5 | 19 | 18 | 139.7085 | 3330 | 64.94 | 42.98 | 993 | 64.94 | 0 | 0 | Cooling | 0 | #N/A | #N/A | #N/A | #N/A | 0 | 0 | 0 | 0 | 0 | 0 | #N/A | #N/A | 88 | 79.94 | 0.9318 | 0.5684 | #N/A | 0 | 0% | 1 | 50% | 0% | 0% | 0% | 8.2745 | 0 | 0 | 0 | 8.2745 | #N/A
2007-05-19 19:00 | 5 | 19 | 19 | 139.7502 | 3331 | 60.98 | 44.96 | 994 | 60.98 | 0 | 0 | Cooling | 0 | #N/A | #N/A | #N/A | #N/A | 0 | 0 | 0 | 0 | 0 | 0 | #N/A | #N/A | 88 | 75.98 | 0.8892 | 0.54241 | #N/A | 0 | 0% | 1 | 50% | 0% | 0% | 0% | 8.2745 | 0 | 0 | 0 | 8.2745 | #N/A
2007-05-19 20:00 | 5 | 19 | 20 | 139.7919 | 3332 | 60.98 | 42.98 | 994 | 60.98 | 0 | 0 | Cooling | 0 | #N/A | #N/A | #N/A | #N/A | 0 | 0 | 0 | 0 | 0 | 0 | #N/A | #N/A | 88 | 75.98 | 0.8892 | 0.54241 | #N/A | 0 | 0% | 1 | 50% | 0% | 0% | 0% | 8.2745 | 0 | 0 | 0 | 8.2745 | #N/A
2007-05-19 21:00 | 5 | 19 | 21 | 139.8335 | 3333 | 57.02 | 42.98 | 994 | 57.02 | 0 | 0 | Cooling | 0 | #N/A | #N/A | #N/A | #N/A | 0 | 0 | 0 | 0 | 0 | 0 | #N/A | #N/A | 88 | 72.02 | 0.84825 | 0.51743 | #N/A | 0 | 0% | 1 | 50% | 0% | 0% | 0% | 8.2745 | 0 | 0 | 0 | 8.2745 | #N/A
2007-05-19 22:00 | 5 | 19 | 22 | 139.8752 | 3334 | 57.02 | 44.06 | 994 | 57.02 | 0 | 0 | Cooling | 0 | #N/A | #N/A | #N/A | #N/A | 0 | 0 | 0 | 0 | 0 | 0 | #N/A | #N/A | 88 | 72.02 | 0.84825 | 0.51743 | #N/A | 0 | 0% | 1 | 50% | 0% | 0% | 0% | 8.2745 | 0 | 0 | 0 | 8.2745 | #N/A
2007-05-19 23:00 | 5 | 19 | 23 | 139.9169 | 3335 | 57.02 | 44.06 | 994 | 57.02 | 0 | 0 | Cooling | 0 | #N/A | #N/A | #N/A | #N/A | 0 | 0 | 0 | 0 | 0 | 0 | #N/A | #N/A | 88 | 72.02 | 0.84825 | 0.51743 | #N/A | 0 | 0% | 1 | 50% | 0% | 0% | 0% | 8.2745 | 0 | 0 | 0 | 8.2745 | #N/A
2007-05-20 | 5 | 20 | 0 | 139.9585 | 3336 | 50 | 44.96 | 994 | 50 | 0 | 0 | Cooling | 0 | #N/A | #N/A | #N/A | #N/A | 0 | 0 | 0 | 0 | 0 | 0 | #N/A | #N/A | 88 | 65 | 0.77974 | 0.47564 | #N/A | 0 | 0% | 1 | 50% | 0% | 0% | 0% | 8.2745 | 0 | 0 | 0 | 8.2745 | #N/A
2007-05-20 01:00 | 5 | 20 | 1 | 140.0002 | 3337 | 48.02 | 44.96 | 994 | 48.02 | 0 | 0 | Cooling | 0 | #N/A | #N/A | #N/A | #N/A | 0 | 0 | 0 | 0 | 0 | 0 | #N/A | #N/A | 88 | 63.02 | 0.76136 | 0.46443 | #N/A | 0 | 0% | 1 | 50% | 0% | 0% | 0% | 8.2745 | 0 | 0 | 0 | 8.2745 | #N/A
2007-05-20 02:00 | 5 | 20 | 2 | 140.0419 | 3338 | 48.02 | 46.94 | 994 | 48.02 | 0 | 0 | Cooling | 0 | #N/A | #N/A | #N/A | #N/A | 0 | 0 | 0 | 0 | 0 | 0 | #N/A | #N/A | 88 | 63.02 | 0.76136 | 0.46443 | #N/A | 0 | 0% | 1 | 50% | 0% | 0% | 0% | 8.2745 | 0 | 0 | 0 | 8.2745 | #N/A
2007-05-20 03:00 | 5 | 20 | 3 | 140.0835 | 3339 | 42.08 | 48.02 | 995 | 42.08 | 0 | 0 | Cooling | 0 | #N/A | #N/A | #N/A | #N/A | 0 | 0 | 0 | 0 | 0 | 0 | #N/A | #N/A | 88 | 57.08 | 0.70869 | 0.4323 | #N/A | 0 | 0% | 1 | 50% | 0% | 0% | 0% | 8.2745 | 0 | 0 | 0 | 8.2745 | #N/A
2007-05-20 04:00 | 5 | 20 | 4 | 140.1252 | 3340 | 42.98 | 53.06 | 995 | 42.98 | 0 | 0 | Cooling | 0 | #N/A | #N/A | #N/A | #N/A | 0 | 0 | 0 | 0 | 0 | 0 | #N/A | #N/A | 88 | 57.98 | 0.71643 | 0.43702 | #N/A | 0 | 0% | 1 | 50% | 0% | 0% | 0% | 8.2745 | 0 | 0 | 0 | 8.2745 | #N/A
2007-05-20 05:00 | 5 | 20 | 5 | 140.1669 | 3341 | 42.98 | 55.94 | 995 | 42.98 | 0 | 15.6211 | Cooling | 2.6035 | #N/A | #N/A | #N/A | #N/A | 0 | 0 | 0 | 0 | 0 | 15.6211 | #N/A | #N/A | 88 | 57.98 | 0.71643 | 0.43702 | #N/A | 0.048295 | 0.008678% | 1 | 50% | 0% | 0% | 0% | 8.2745 | 0 | 0 | 0 | 8.2745 | #N/A
2007-05-20 06:00 | 5 | 20 | 6 | 140.2085 | 3342 | 46.94 | 53.06 | 996 | 46.94 | 0 | 633.7698 | Cooling | 105.6283 | #N/A | #N/A | #N/A | #N/A | 0 | 0 | 0 | 0 | 0 | 633.7698 | #N/A | #N/A | 88 | 61.94 | 0.7515 | 0.45842 | #N/A | 1.9594 | 0.3521% | 1 | 50% | 0% | 0% | 0% | 8.2745 | 0 | 0 | 0 | 8.2745 | #N/A
2007-05-20 07:00 | 5 | 20 | 7 | 140.2502 | 3343 | 55.94 | 53.06 | 996 | 55.94 | 0 | 687.6619 | Cooling | 114.6103 | #N/A | #N/A | #N/A | #N/A | 0 | 0 | 0 | 0 | 0 | 687.6619 | #N/A | #N/A | 88 | 70.94 | 0.83737 | 0.5108 | #N/A | 2.126 | 0.382% | 1 | 50% | 0% | 0% | 0% | 8.2745 | 0 | 0 | 0 | 8.2745 | #N/A
2007-05-20 08:00 | 5 | 20 | 8 | 140.2919 | 3344 | 55.94 | 53.06 | 996 | 55.94 | 0 | 1597.4095 | Cooling | 266.2349 | #N/A | #N/A | #N/A | #N/A | 0 | 0 | 0 | 0 | 0 | 1597.4095 | #N/A | #N/A | 88 | 70.94 | 0.83737 | 0.5108 | #N/A | 4.9386 | 0.8874% | 1 | 50% | 0% | 0% | 0% | 8.2745 | 0 | 0 | 0 | 8.2745 | #N/A
2007-05-20 09:00 | 5 | 20 | 9 | 140.3335 | 3345 | 64.04 | 53.96 | 996 | 64.04 | 0 | 2105.5227 | Cooling | 350.9204 | #N/A | #N/A | #N/A | #N/A | 0 | 0 | 0 | 0 | 0 | 2105.5227 | #N/A | #N/A | 88 | 79.04 | 0.92197 | 0.5624 | #N/A | 6.5095 | 1.17% | 1 | 50% | 0% | 0% | 0% | 8.2745 | 0 | 0 | 0 | 8.2745 | #N/A
2007-05-20 10:00 | 5 | 20 | 10 | 140.3752 | 3346 | 66.92 | 53.96 | 996 | 66.92 | 0 | 2214.0664 | Cooling | 369.0111 | #N/A | #N/A | #N/A | #N/A | 0 | 0 | 0 | 0 | 0 | 2214.0664 | #N/A | #N/A | 88 | 81.92 | 0.95372 | 0.58177 | #N/A | 6.8451 | 1.23% | 1 | 50% | 0% | 0% | 0% | 8.2745 | 0 | 0 | 0 | 8.2745 | #N/A
2007-05-20 11:00 | 5 | 20 | 11 | 140.4169 | 3347 | 66.92 | 53.06 | 995 | 66.92 | 0 | 2076.6767 | Cooling | 346.1128 | #N/A | #N/A | #N/A | #N/A | 0 | 0 | 0 | 0 | 0 | 2076.6767 | #N/A | #N/A | 88 | 81.92 | 0.95372 | 0.58177 | #N/A | 6.4203 | 1.154% | 1 | 50% | 0% | 0% | 0% | 8.2745 | 0 | 0 | 0 | 8.2745 | #N/A
2007-05-20 12:00 | 5 | 20 | 12 | 140.4585 | 3348 | 69.98 | 53.06 | 995 | 69.98 | 0 | 1946.7399 | Cooling | 324.4566 | #N/A | #N/A | #N/A | #N/A | 0 | 0 | 0 | 0 | 0 | 1946.7399 | #N/A | #N/A | 88 | 84.98 | 0.98841 | 0.60293 | #N/A | 6.0186 | 1.082% | 1 | 50% | 0% | 0% | 0% | 8.2745 | 0 | 0 | 0 | 8.2745 | #N/A
2007-05-20 13:00 | 5 | 20 | 13 | 140.5002 | 3349 | 71.96 | 51.98 | 994 | 71.96 | 0 | 2109.8103 | Cooling | 351.635 | #N/A | #N/A | #N/A | #N/A | 0 | 0 | 0 | 0 | 0 | 2109.8103 | #N/A | #N/A | 88 | 86.96 | 1.0114 | 0.61695 | #N/A | 6.5227 | 1.172% | 1 | 50% | 0% | 0% | 0% | 8.2745 | 0 | 0 | 0 | 8.2745 | #N/A
2007-05-20 14:00 | 5 | 20 | 14 | 140.5419 | 3350 | 71.96 | 51.98 | 994 | 71.96 | 0 | 2206.1431 | Cooling | 367.6905 | #N/A | #N/A | #N/A | #N/A | 0 | 0 | 0 | 0 | 0 | 2206.1431 | #N/A | #N/A | 88 | 86.96 | 1.0114 | 0.61695 | #N/A | 6.8206 | 1.226% | 1 | 50% | 0% | 0% | 0% | 8.2745 | 0 | 0 | 0 | 8.2745 | #N/A
2007-05-20 15:00 | 5 | 20 | 15 | 140.5835 | 3351 | 73.94 | 51.08 | 993 | 73.94 | 0 | 2235.5133 | Cooling | 372.5856 | #N/A | #N/A | #N/A | #N/A | 0 | 0 | 0 | 0 | 0 | 2235.5133 | #N/A | #N/A | 88 | 88.94 | 1.0348 | 0.63121 | #N/A | 6.9114 | 1.242% | 1 | 50% | 0% | 0% | 0% | 8.2745 | 0 | 0 | 0 | 8.2745 | #N/A
2007-05-20 16:00 | 5 | 20 | 16 | 140.6252 | 3352 | 71.96 | 50 | 993 | 71.96 | 0 | 2299.9198 | Cooling | 383.32 | #N/A | #N/A | #N/A | #N/A | 0 | 0 | 0 | 0 | 0 | 2299.9198 | #N/A | #N/A | 88 | 86.96 | 1.0114 | 0.61695 | #N/A | 7.1105 | 1.278% | 1 | 50% | 0% | 0% | 0% | 8.2745 | 0 | 0 | 0 | 8.2745 | #N/A
2007-05-20 17:00 | 5 | 20 | 17 | 140.6669 | 3353 | 71.96 | 48.02 | 993 | 71.96 | 0 | 2242.5959 | Cooling | 373.766 | #N/A | #N/A | #N/A | #N/A | 0 | 0 | 0 | 0 | 0 | 2242.5959 | #N/A | #N/A | 88 | 86.96 | 1.0114 | 0.61695 | #N/A | 6.9333 | 1.246% | 1 | 50% | 0% | 0% | 0% | 8.2745 | 0 | 0 | 0 | 8.2745 | #N/A
2007-05-20 18:00 | 5 | 20 | 18 | 140.7085 | 3354 | 69.98 | 48.92 | 993 | 69.98 | 0 | 2078.6118 | Cooling | 346.4353 | #N/A | #N/A | #N/A | #N/A | 0 | 0 | 0 | 0 | 0 | 2078.6118 | #N/A | #N/A | 88 | 84.98 | 0.98841 | 0.60293 | #N/A | 6.4263 | 1.155% | 1 | 50% | 0% | 0% | 0% | 8.2745 | 0 | 0 | 0 | 8.2745 | #N/A
2007-05-20 19:00 | 5 | 20 | 19 | 140.7502 | 3355 | 66.02 | 48.92 | 994 | 66.02 | 0 | 1945.5917 | Cooling | 324.2653 | #N/A | #N/A | #N/A | #N/A | 0 | 0 | 0 | 0 | 0 | 1945.5917 | #N/A | #N/A | 88 | 81.02 | 0.9437 | 0.57566 | #N/A | 6.015 | 1.081% | 1 | 50% | 0% | 0% | 0% | 8.2745 | 0 | 0 | 0 | 8.2745 | #N/A
2007-05-20 20:00 | 5 | 20 | 20 | 140.7919 | 3356 | 66.02 | 55.04 | 996 | 66.02 | 0 | 1722.3987 | Cooling | 287.0665 | #N/A | #N/A | #N/A | #N/A | 0 | 0 | 0 | 0 | 0 | 1722.3987 | #N/A | #N/A | 88 | 81.02 | 0.9437 | 0.57566 | #N/A | 5.325 | 0.9569% | 1 | 50% | 0% | 0% | 0% | 8.2745 | 0 | 0 | 0 | 8.2745 | #N/A
2007-05-20 21:00 | 5 | 20 | 21 | 140.8335 | 3357 | 62.06 | 55.04 | 998 | 62.06 | 0 | 1079.101 | Cooling | 179.8502 | #N/A | #N/A | #N/A | #N/A | 0 | 0 | 0 | 0 | 0 | 1079.101 | #N/A | #N/A | 88 | 77.06 | 0.90065 | 0.5494 | #N/A | 3.3362 | 0.5995% | 1 | 50% | 0% | 0% | 0% | 8.2745 | 0 | 0 | 0 | 8.2745 | #N/A
2007-05-20 22:00 | 5 | 20 | 22 | 140.8752 | 3358 | 60.08 | 55.04 | 998 | 60.08 | 0 | 34.5764 | Cooling | 5.7627 | #N/A | #N/A | #N/A | #N/A | 0 | 0 | 0 | 0 | 0 | 34.5764 | #N/A | #N/A | 88 | 75.08 | 0.87975 | 0.53664 | #N/A | 0.1069 | 0.01921% | 1 | 50% | 0% | 0% | 0% | 8.2745 | 0 | 0 | 0 | 8.2745 | #N/A
2007-05-20 23:00 | 5 | 20 | 23 | 140.9169 | 3359 | 60.08 | 55.04 | 998 | 60.08 | 0 | 80.2912 | Cooling | 13.3819 | #N/A | #N/A | #N/A | #N/A | 0 | 0 | 0 | 0 | 0 | 80.2912 | #N/A | #N/A | 88 | 75.08 | 0.87975 | 0.53664 | #N/A | 0.24823 | 0.04461% | 1 | 50% | 0% | 0% | 0% | 8.2745 | 0 | 0 | 0 | 8.2745 | #N/A
2007-05-21 | 5 | 21 | 0 | 140.9585 | 3360 | 53.96 | 55.94 | 998 | 53.96 | 0 | 82.0742 | Cooling | 13.679 | #N/A | #N/A | #N/A | #N/A | 0 | 0 | 0 | 0 | 0 | 82.0742 | #N/A | #N/A | 88 | 68.96 | 0.81775 | 0.49883 | #N/A | 0.25374 | 0.0456% | 1 | 50% | 0% | 0% | 0% | 8.2745 | 0 | 0 | 0 | 8.2745 | #N/A
2007-05-21 01:00 | 5 | 21 | 1 | 141.0002 | 3361 | 53.06 | 57.02 | 998 | 53.06 | 0 | 96.0138 | Cooling | 16.0023 | #N/A | #N/A | #N/A | #N/A | 0 | 0 | 0 | 0 | 0 | 96.0138 | #N/A | #N/A | 88 | 68.06 | 0.80896 | 0.49347 | #N/A | 0.29684 | 0.05334% | 1 | 50% | 0% | 0% | 0% | 8.2745 | 0 | 0 | 0 | 8.2745 | #N/A
2007-05-21 02:00 | 5 | 21 | 2 | 141.0419 | 3362 | 53.06 | 57.92 | 998 | 53.06 | 0 | 102.4874 | Cooling | 17.0812 | #N/A | #N/A | #N/A | #N/A | 0 | 0 | 0 | 0 | 0 | 102.4874 | #N/A | #N/A | 88 | 68.06 | 0.80896 | 0.49347 | #N/A | 0.31685 | 0.05694% | 1 | 50% | 0% | 0% | 0% | 8.2745 | 0 | 0 | 0 | 8.2745 | #N/A
2007-05-21 03:00 | 5 | 21 | 3 | 141.0835 | 3363 | 48.92 | 57.92 | 998 | 48.92 | 0 | 101.8807 | Cooling | 16.9801 | #N/A | #N/A | #N/A | #N/A | 0 | 0 | 0 | 0 | 0 | 101.8807 | #N/A | #N/A | 88 | 63.92 | 0.76966 | 0.46949 | #N/A | 0.31498 | 0.0566% | 1 | 50% | 0% | 0% | 0% | 8.2745 | 0 | 0 | 0 | 8.2745 | #N/A
2007-05-21 04:00 | 5 | 21 | 4 | 141.1252 | 3364 | 46.94 | 55.94 | 998 | 46.94 | 0 | 83.5263 | Cooling | 13.921 | #N/A | #N/A | #N/A | #N/A | 0 | 0 | 0 | 0 | 0 | 83.5263 | #N/A | #N/A | 88 | 61.94 | 0.7515 | 0.45842 | #N/A | 0.25823 | 0.0464% | 1 | 50% | 0% | 0% | 0% | 8.2745 | 0 | 0 | 0 | 8.2745 | #N/A
2007-05-21 05:00 | 5 | 21 | 5 | 141.1669 | 3365 | 46.94 | 51.98 | 999 | 46.94 | 0 | 50.4933 | Cooling | 8.4156 | #N/A | #N/A | #N/A | #N/A | 0 | 0 | 0 | 0 | 0 | 50.4933 | #N/A | #N/A | 88 | 61.94 | 0.7515 | 0.45842 | #N/A | 0.15611 | 0.02805% | 1 | 50% | 0% | 0% | 0% | 8.2745 | 0 | 0 | 0 | 8.2745 | #N/A
2007-05-21 06:00 | 5 | 21 | 6 | 141.2085 | 3366 | 50 | 51.98 | 1000 | 50 | 0 | 148.865 | Cooling | 24.8108 | #N/A | #N/A | #N/A | #N/A | 0 | 0 | 0 | 0 | 0 | 148.865 | #N/A | #N/A | 88 | 65 | 0.77974 | 0.47564 | #N/A | 0.46023 | 0.0827% | 1 | 50% | 0% | 0% | 0% | 8.2745 | 0 | 0 | 0 | 8.2745 | #N/A
2007-05-21 07:00 | 5 | 21 | 7 | 141.2502 | 3367 | 55.94 | 51.08 | 1000 | 55.94 | 0 | 117.2872 | Cooling | 19.5479 | #N/A | #N/A | #N/A | #N/A | 0 | 0 | 0 | 0 | 0 | 117.2872 | #N/A | #N/A | 88 | 70.94 | 0.83737 | 0.5108 | #N/A | 0.36261 | 0.06516% | 1 | 50% | 0% | 0% | 0% | 8.2745 | 0 | 0 | 0 | 8.2745 | #N/A
2007-05-21 08:00 | 5 | 21 | 8 | 141.2919 | 3368 | 55.94 | 50 | 1001 | 55.94 | 0 | 55.5 | Cooling | 9.25 | #N/A | #N/A | #N/A | #N/A | 0 | 0 | 0 | 0 | 0 | 55.5 | #N/A | #N/A | 88 | 70.94 | 0.83737 | 0.5108 | #N/A | 0.17159 | 0.03083% | 1 | 50% | 0% | 0% | 0% | 8.2745 | 0 | 0 | 0 | 8.2745 | #N/A
2007-05-21 09:00 | 5 | 21 | 9 | 141.3335 | 3369 | 66.02 | 50 | 1001 | 66.02 | 0 | 170.9599 | Cooling | 28.4933 | #N/A | #N/A | #N/A | #N/A | 0 | 0 | 0 | 0 | 0 | 170.9599 | #N/A | #N/A | 88 | 81.02 | 0.9437 | 0.57566 | #N/A | 0.52854 | 0.09498% | 1 | 50% | 0% | 0% | 0% | 8.2745 | 0 | 0 | 0 | 8.2745 | #N/A
2007-05-21 10:00 | 5 | 21 | 10 | 141.3752 | 3370 | 69.98 | 48.02 | 1002 | 69.98 | 0 | 347.6368 | Cooling | 57.9395 | #N/A | #N/A | #N/A | #N/A | 0 | 0 | 0 | 0 | 0 | 347.6368 | #N/A | #N/A | 88 | 84.98 | 0.98841 | 0.60293 | #N/A | 1.0748 | 0.1931% | 1 | 50% | 0% | 0% | 0% | 8.2745 | 0 | 0 | 0 | 8.2745 | #N/A
2007-05-21 11:00 | 5 | 21 | 11 | 141.4169 | 3371 | 69.98 | 48.02 | 1002 | 69.98 | 0 | 539.6556 | Cooling | 89.9426 | #N/A | #N/A | #N/A | #N/A | 0 | 0 | 0 | 0 | 0 | 539.6556 | #N/A | #N/A | 88 | 84.98 | 0.98841 | 0.60293 | #N/A | 1.6684 | 0.2998% | 1 | 50% | 0% | 0% | 0% | 8.2745 | 0 | 0 | 0 | 8.2745 | #N/A
2007-05-21 12:00 | 5 | 21 | 12 | 141.4585 | 3372 | 75.02 | 50 | 1001 | 75.02 | 0 | 667.773 | Cooling | 111.2955 | #N/A | #N/A | #N/A | #N/A | 0 | 0 | 0 | 0 | 0 | 667.773 | #N/A | #N/A | 88 | 90.02 | 1.0477 | 0.6391 | #N/A | 2.0645 | 0.371% | 1 | 50% | 0% | 0% | 0% | 8.2745 | 0 | 0 | 0 | 8.2745 | #N/A
2007-05-21 13:00 | 5 | 21 | 13 | 141.5002 | 3373 | 75.02 | 51.08 | 1001 | 75.02 | 0 | 906.4657 | Cooling | 151.0776 | #N/A | #N/A | #N/A | #N/A | 0 | 0 | 0 | 0 | 0 | 906.4657 | #N/A | #N/A | 88 | 90.02 | 1.0477 | 0.6391 | #N/A | 2.8025 | 0.5036% | 1 | 50% | 0% | 0% | 0% | 8.2745 | 0 | 0 | 0 | 8.2745 | #N/A
2007-05-21 14:00 | 5 | 21 | 14 | 141.5419 | 3374 | 75.02 | 51.98 | 1001 | 75.02 | 0 | 1139.2928 | Cooling | 189.8821 | #N/A | #N/A | #N/A | #N/A | 0 | 0 | 0 | 0 | 0 | 1139.2928 | #N/A | #N/A | 88 | 90.02 | 1.0477 | 0.6391 | #N/A | 3.5223 | 0.6329% | 1 | 50% | 0% | 0% | 0% | 8.2745 | 0 | 0 | 0 | 8.2745 | #N/A
2007-05-21 15:00 | 5 | 21 | 15 | 141.5835 | 3375 | 77 | 48.02 | 1000 | 77 | 0 | 978.3198 | Cooling | 163.0533 | #N/A | #N/A | #N/A | #N/A | 0 | 0 | 0 | 0 | 0 | 978.3198 | #N/A | #N/A | 88 | 92 | 1.0717 | 0.65376 | #N/A | 3.0246 | 0.5435% | 1 | 50% | 0% | 0% | 0% | 8.2745 | 0 | 0 | 0 | 8.2745 | #N/A
2007-05-21 16:00 | 5 | 21 | 16 | 141.6252 | 3376 | 75.02 | 48.92 | 1000 | 75.02 | 0 | 894.8934 | Cooling | 149.1489 | #N/A | #N/A | #N/A | #N/A | 0 | 0 | 0 | 0 | 0 | 894.8934 | #N/A | #N/A | 88 | 90.02 | 1.0477 | 0.6391 | #N/A | 2.7667 | 0.4972% | 1 | 50% | 0% | 0% | 0% | 8.2745 | 0 | 0 | 0 | 8.2745 | #N/A
2007-05-21 17:00 | 5 | 21 | 17 | 141.6669 | 3377 | 75.02 | 46.94 | 1000 | 75.02 | 0 | 831.5009 | Cooling | 138.5835 | #N/A | #N/A | #N/A | #N/A | 0 | 0 | 0 | 0 | 0 | 831.5009 | #N/A | #N/A | 88 | 90.02 | 1.0477 | 0.6391 | #N/A | 2.5707 | 0.4619% | 1 | 50% | 0% | 0% | 0% | 8.2745 | 0 | 0 | 0 | 8.2745 | #N/A
2007-05-21 18:00 | 5 | 21 | 18 | 141.7085 | 3378 | 73.94 | 42.08 | 1000 | 73.94 | 0 | 683.5805 | Cooling | 113.9301 | #N/A | #N/A | #N/A | #N/A | 0 | 0 | 0 | 0 | 0 | 683.5805 | #N/A | #N/A | 88 | 88.94 | 1.0348 | 0.63121 | #N/A | 2.1134 | 0.3798% | 1 | 50% | 0% | 0% | 0% | 8.2745 | 0 | 0 | 0 | 8.2745 | #N/A
2007-05-21 19:00 | 5 | 21 | 19 | 141.7502 | 3379 | 71.96 | 41 | 1001 | 71.96 | 0 | 491.3066 | Cooling | 81.8844 | #N/A | #N/A | #N/A | #N/A | 0 | 0 | 0 | 0 | 0 | 491.3066 | #N/A | #N/A | 88 | 86.96 | 1.0114 | 0.61695 | #N/A | 1.5189 | 0.2729% | 1 | 50% | 0% | 0% | 0% | 8.2745 | 0 | 0 | 0 | 8.2745 | #N/A
2007-05-21 20:00 | 5 | 21 | 20 | 141.7919 | 3380 | 71.96 | 42.98 | 1002 | 71.96 | 0 | 139.4623 | Cooling | 23.2437 | #N/A | #N/A | #N/A | #N/A | 0 | 0 | 0 | 0 | 0 | 139.4623 | #N/A | #N/A | 88 | 86.96 | 1.0114 | 0.61695 | #N/A | 0.43117 | 0.07748% | 1 | 50% | 0% | 0% | 0% | 8.2745 | 0 | 0 | 0 | 8.2745 | #N/A
2007-05-21 21:00 | 5 | 21 | 21 | 141.8335 | 3381 | 66.92 | 42.98 | 1002 | 66.92 | 0 | 0.0014242 | Cooling | 0.00023737 | #N/A | #N/A | #N/A | #N/A | 0 | 0 | 0 | 0 | 0 | 0.0014242 | #N/A | #N/A | 88 | 81.92 | 0.95372 | 0.58177 | #N/A | 4.4032e-06 | 7.912e-07% | 1 | 50% | 0% | 0% | 0% | 8.2745 | 0 | 0 | 0 | 8.2745 | #N/A
2007-05-21 22:00 | 5 | 21 | 22 | 141.8752 | 3382 | 64.94 | 42.98 | 1002 | 64.94 | 0 | 0.0049018 | Cooling | 0.00081697 | #N/A | #N/A | #N/A | #N/A | 0 | 0 | 0 | 0 | 0 | 0.0049018 | #N/A | #N/A | 88 | 79.94 | 0.9318 | 0.5684 | #N/A | 1.5155e-05 | 2.723e-06% | 1 | 50% | 0% | 0% | 0% | 8.2745 | 0 | 0 | 0 | 8.2745 | #N/A
2007-05-21 23:00 | 5 | 21 | 23 | 141.9169 | 3383 | 64.94 | 42.98 | 1002 | 64.94 | 0 | 0.018427 | Cooling | 0.0030712 | #N/A | #N/A | #N/A | #N/A | 0 | 0 | 0 | 0 | 0 | 0.018427 | #N/A | #N/A | 88 | 79.94 | 0.9318 | 0.5684 | #N/A | 5.697e-05 | 1.024e-05% | 1 | 50% | 0% | 0% | 0% | 8.2745 | 0 | 0 | 0 | 8.2745 | #N/A
2007-05-22 | 5 | 22 | 0 | 141.9585 | 3384 | 62.96 | 42.08 | 1003 | 62.96 | 0 | 0.037861 | Cooling | 0.0063101 | #N/A | #N/A | #N/A | #N/A | 0 | 0 | 0 | 0 | 0 | 0.037861 | #N/A | #N/A | 88 | 77.96 | 0.91029 | 0.55528 | #N/A | 0.00011705 | 2.103e-05% | 1 | 50% | 0% | 0% | 0% | 8.2745 | 0 | 0 | 0 | 8.2745 | #N/A
2007-05-22 01:00 | 5 | 22 | 1 | 142.0002 | 3385 | 62.06 | 42.08 | 1002 | 62.06 | 0 | 0.036213 | Cooling | 0.0060354 | #N/A | #N/A | #N/A | #N/A | 0 | 0 | 0 | 0 | 0 | 0.036213 | #N/A | #N/A | 88 | 77.06 | 0.90065 | 0.5494 | #N/A | 0.00011196 | 2.012e-05% | 1 | 50% | 0% | 0% | 0% | 8.2745 | 0 | 0 | 0 | 8.2745 | #N/A
2007-05-22 02:00 | 5 | 22 | 2 | 142.0419 | 3386 | 62.06 | 42.08 | 1002 | 62.06 | 0 | 0.028588 | Cooling | 0.0047647 | #N/A | #N/A | #N/A | #N/A | 0 | 0 | 0 | 0 | 0 | 0.028588 | #N/A | #N/A | 88 | 77.06 | 0.90065 | 0.5494 | #N/A | 8.8384e-05 | 1.588e-05% | 1 | 50% | 0% | 0% | 0% | 8.2745 | 0 | 0 | 0 | 8.2745 | #N/A
2007-05-22 03:00 | 5 | 22 | 3 | 142.0835 | 3387 | 60.98 | 42.08 | 1003 | 60.98 | 0 | 0.023382 | Cooling | 0.003897 | #N/A | #N/A | #N/A | #N/A | 0 | 0 | 0 | 0 | 0 | 0.023382 | #N/A | #N/A | 88 | 75.98 | 0.8892 | 0.54241 | #N/A | 7.2288e-05 | 1.299e-05% | 1 | 50% | 0% | 0% | 0% | 8.2745 | 0 | 0 | 0 | 8.2745 | #N/A
2007-05-22 04:00 | 5 | 22 | 4 | 142.1252 | 3388 | 59 | 42.08 | 1003 | 59 | 0 | 0.021907 | Cooling | 0.0036512 | #N/A | #N/A | #N/A | #N/A | 0 | 0 | 0 | 0 | 0 | 0.021907 | #N/A | #N/A | 88 | 74 | 0.86852 | 0.5298 | #N/A | 6.7729e-05 | 1.217e-05% | 1 | 50% | 0% | 0% | 0% | 8.2745 | 0 | 0 | 0 | 8.2745 | #N/A
2007-05-22 05:00 | 5 | 22 | 5 | 142.1669 | 3389 | 59 | 41 | 1004 | 59 | 0 | 0.042237 | Cooling | 0.0070394 | #N/A | #N/A | #N/A | #N/A | 0 | 0 | 0 | 0 | 0 | 0.042237 | #N/A | #N/A | 88 | 74 | 0.86852 | 0.5298 | #N/A | 0.00013058 | 2.346e-05% | 1 | 50% | 0% | 0% | 0% | 8.2745 | 0 | 0 | 0 | 8.2745 | #N/A
2007-05-22 06:00 | 5 | 22 | 6 | 142.2085 | 3390 | 60.98 | 42.98 | 1004 | 60.98 | 0.020868 | 0 | Heating | 0.0027824 | #N/A | #N/A | #N/A | #N/A | 0.020868 | #N/A | #N/A | 5.753 | #N/A | 0 | 0 | 0 | 0 | 0 | 0 | 0 | 0 | 0 | 9.275e-06% | 1 | 50% | 0% | 0% | 0% | 8.2745 | 0 | 0 | 0 | 8.2745 | #N/A
2007-05-22 07:00 | 5 | 22 | 7 | 142.2502 | 3391 | 62.6 | 44.96 | 1004 | 62.6 | 0 | 0 | Cooling | 0 | #N/A | #N/A | #N/A | #N/A | 0 | 0 | 0 | 0 | 0 | 0 | #N/A | #N/A | 88 | 77.6 | 0.90642 | 0.55292 | #N/A | 0 | 0% | 1 | 50% | 0% | 0% | 0% | 8.2745 | 0 | 0 | 0 | 8.2745 | #N/A
2007-05-22 08:00 | 5 | 22 | 8 | 142.2919 | 3392 | 62.06 | 48.02 | 1005 | 62.06 | 0 | 27.0516 | Cooling | 4.5086 | #N/A | #N/A | #N/A | #N/A | 0 | 0 | 0 | 0 | 0 | 27.0516 | #N/A | #N/A | 88 | 77.06 | 0.90065 | 0.5494 | #N/A | 0.083633 | 0.01503% | 1 | 50% | 0% | 0% | 0% | 8.2745 | 0 | 0 | 0 | 8.2745 | #N/A
2007-05-22 09:00 | 5 | 22 | 9 | 142.3335 | 3393 | 62.96 | 46.94 | 1004 | 62.96 | 0 | 286.7518 | Cooling | 47.792 | #N/A | #N/A | #N/A | #N/A | 0 | 0 | 0 | 0 | 0 | 286.7518 | #N/A | #N/A | 88 | 77.96 | 0.91029 | 0.55528 | #N/A | 0.88653 | 0.1593% | 1 | 50% | 0% | 0% | 0% | 8.2745 | 0 | 0 | 0 | 8.2745 | #N/A
2007-05-22 10:00 | 5 | 22 | 10 | 142.3752 | 3394 | 62.06 | 44.96 | 1005 | 62.06 | 0 | 498.5629 | Cooling | 83.0938 | #N/A | #N/A | #N/A | #N/A | 0 | 0 | 0 | 0 | 0 | 498.5629 | #N/A | #N/A | 88 | 77.06 | 0.90065 | 0.5494 | #N/A | 1.5414 | 0.277% | 1 | 50% | 0% | 0% | 0% | 8.2745 | 0 | 0 | 0 | 8.2745 | #N/A
2007-05-22 11:00 | 5 | 22 | 11 | 142.4169 | 3395 | 64.04 | 44.06 | 1004 | 64.04 | 0 | 667.5954 | Cooling | 111.2659 | #N/A | #N/A | #N/A | #N/A | 0 | 0 | 0 | 0 | 0 | 667.5954 | #N/A | #N/A | 88 | 79.04 | 0.92197 | 0.5624 | #N/A | 2.064 | 0.3709% | 1 | 50% | 0% | 0% | 0% | 8.2745 | 0 | 0 | 0 | 8.2745 | #N/A
2007-05-22 12:00 | 5 | 22 | 12 | 142.4585 | 3396 | 64.04 | 42.08 | 1004 | 64.04 | 0 | 781.2553 | Cooling | 130.2092 | #N/A | #N/A | #N/A | #N/A | 0 | 0 | 0 | 0 | 0 | 781.2553 | #N/A | #N/A | 88 | 79.04 | 0.92197 | 0.5624 | #N/A | 2.4153 | 0.434% | 1 | 50% | 0% | 0% | 0% | 8.2745 | 0 | 0 | 0 | 8.2745 | #N/A
2007-05-22 13:00 | 5 | 22 | 13 | 142.5002 | 3397 | 62.96 | 42.08 | 1003 | 62.96 | 0 | 843.8129 | Cooling | 140.6355 | #N/A | #N/A | #N/A | #N/A | 0 | 0 | 0 | 0 | 0 | 843.8129 | #N/A | #N/A | 88 | 77.96 | 0.91029 | 0.55528 | #N/A | 2.6088 | 0.4688% | 1 | 50% | 0% | 0% | 0% | 8.2745 | 0 | 0 | 0 | 8.2745 | #N/A
2007-05-22 14:00 | 5 | 22 | 14 | 142.5419 | 3398 | 62.96 | 42.98 | 1003 | 62.96 | 0 | 909.9414 | Cooling | 151.6569 | #N/A | #N/A | #N/A | #N/A | 0 | 0 | 0 | 0 | 0 | 909.9414 | #N/A | #N/A | 88 | 77.96 | 0.91029 | 0.55528 | #N/A | 2.8132 | 0.5055% | 1 | 50% | 0% | 0% | 0% | 8.2745 | 0 | 0 | 0 | 8.2745 | #N/A
2007-05-22 15:00 | 5 | 22 | 15 | 142.5835 | 3399 | 62.06 | 42.08 | 1003 | 62.06 | 0 | 980.1472 | Cooling | 163.3579 | #N/A | #N/A | #N/A | #N/A | 0 | 0 | 0 | 0 | 0 | 980.1472 | #N/A | #N/A | 88 | 77.06 | 0.90065 | 0.5494 | #N/A | 3.0302 | 0.5445% | 1 | 50% | 0% | 0% | 0% | 8.2745 | 0 | 0 | 0 | 8.2745 | #N/A
2007-05-22 16:00 | 5 | 22 | 16 | 142.6252 | 3400 | 60.98 | 42.98 | 1003 | 60.98 | 0 | 1006.4954 | Cooling | 167.7492 | #N/A | #N/A | #N/A | #N/A | 0 | 0 | 0 | 0 | 0 | 1006.4954 | #N/A | #N/A | 88 | 75.98 | 0.8892 | 0.54241 | #N/A | 3.1117 | 0.5592% | 1 | 50% | 0% | 0% | 0% | 8.2745 | 0 | 0 | 0 | 8.2745 | #N/A
2007-05-22 17:00 | 5 | 22 | 17 | 142.6669 | 3401 | 60.08 | 42.98 | 1002 | 60.08 | 0 | 918.8263 | Cooling | 153.1377 | #N/A | #N/A | #N/A | #N/A | 0 | 0 | 0 | 0 | 0 | 918.8263 | #N/A | #N/A | 88 | 75.08 | 0.87975 | 0.53664 | #N/A | 2.8407 | 0.5105% | 1 | 50% | 0% | 0% | 0% | 8.2745 | 0 | 0 | 0 | 8.2745 | #N/A
2007-05-22 18:00 | 5 | 22 | 18 | 142.7085 | 3402 | 62.06 | 42.08 | 1002 | 62.06 | 0 | 705.0052 | Cooling | 117.5009 | #N/A | #N/A | #N/A | #N/A | 0 | 0 | 0 | 0 | 0 | 705.0052 | #N/A | #N/A | 88 | 77.06 | 0.90065 | 0.5494 | #N/A | 2.1796 | 0.3917% | 1 | 50% | 0% | 0% | 0% | 8.2745 | 0 | 0 | 0 | 8.2745 | #N/A
2007-05-22 19:00 | 5 | 22 | 19 | 142.7502 | 3403 | 60.08 | 42.08 | 1002 | 60.08 | 0 | 527.9598 | Cooling | 87.9933 | #N/A | #N/A | #N/A | #N/A | 0 | 0 | 0 | 0 | 0 | 527.9598 | #N/A | #N/A | 88 | 75.08 | 0.87975 | 0.53664 | #N/A | 1.6323 | 0.2933% | 1 | 50% | 0% | 0% | 0% | 8.2745 | 0 | 0 | 0 | 8.2745 | #N/A
2007-05-22 20:00 | 5 | 22 | 20 | 142.7919 | 3404 | 60.08 | 42.08 | 1002 | 60.08 | 0 | 161.4837 | Cooling | 26.9139 | #N/A | #N/A | #N/A | #N/A | 0 | 0 | 0 | 0 | 0 | 161.4837 | #N/A | #N/A | 88 | 75.08 | 0.87975 | 0.53664 | #N/A | 0.49925 | 0.08971% | 1 | 50% | 0% | 0% | 0% | 8.2745 | 0 | 0 | 0 | 8.2745 | #N/A
2007-05-22 21:00 | 5 | 22 | 21 | 142.8335 | 3405 | 60.08 | 42.08 | 1003 | 60.08 | 0 | 0.0053145 | Cooling | 0.00088575 | #N/A | #N/A | #N/A | #N/A | 0 | 0 | 0 | 0 | 0 | 0.0053145 | #N/A | #N/A | 88 | 75.08 | 0.87975 | 0.53664 | #N/A | 1.643e-05 | 2.952e-06% | 1 | 50% | 0% | 0% | 0% | 8.2745 | 0 | 0 | 0 | 8.2745 | #N/A
2007-05-22 22:00 | 5 | 22 | 22 | 142.8752 | 3406 | 60.08 | 42.98 | 1003 | 60.08 | 0 | 1.5098e-05 | Cooling | 2.5163e-06 | #N/A | #N/A | #N/A | #N/A | 0 | 0 | 0 | 0 | 0 | 1.5098e-05 | #N/A | #N/A | 88 | 75.08 | 0.87975 | 0.53664 | #N/A | 4.6677e-08 | 8.388e-09% | 1 | 50% | 0% | 0% | 0% | 8.2745 | 0 | 0 | 0 | 8.2745 | #N/A
2007-05-22 23:00 | 5 | 22 | 23 | 142.9169 | 3407 | 60.08 | 42.98 | 1003 | 60.08 | 0 | 0.0019351 | Cooling | 0.00032251 | #N/A | #N/A | #N/A | #N/A | 0 | 0 | 0 | 0 | 0 | 0.0019351 | #N/A | #N/A | 88 | 75.08 | 0.87975 | 0.53664 | #N/A | 5.9825e-06 | 1.075e-06% | 1 | 50% | 0% | 0% | 0% | 8.2745 | 0 | 0 | 0 | 8.2745 | #N/A
2007-05-23 | 5 | 23 | 0 | 142.9585 | 3408 | 59 | 44.06 | 1003 | 59 | 0 | 0.00080774 | Cooling | 0.00013462 | #N/A | #N/A | #N/A | #N/A | 0 | 0 | 0 | 0 | 0 | 0.00080774 | #N/A | #N/A | 88 | 74 | 0.86852 | 0.5298 | #N/A | 2.4972e-06 | 4.487e-07% | 1 | 50% | 0% | 0% | 0% | 8.2745 | 0 | 0 | 0 | 8.2745 | #N/A
2007-05-23 01:00 | 5 | 23 | 1 | 143.0002 | 3409 | 57.92 | 44.96 | 1003 | 57.92 | 0 | 0 | Cooling | 0 | #N/A | #N/A | #N/A | #N/A | 0 | 0 | 0 | 0 | 0 | 0 | #N/A | #N/A | 88 | 72.92 | 0.85741 | 0.52302 | #N/A | 0 | 0% | 1 | 50% | 0% | 0% | 0% | 8.2745 | 0 | 0 | 0 | 8.2745 | #N/A
2007-05-23 02:00 | 5 | 23 | 2 | 143.0419 | 3410 | 57.02 | 44.96 | 1002 | 57.02 | 0 | 0 | Cooling | 0 | #N/A | #N/A | #N/A | #N/A | 0 | 0 | 0 | 0 | 0 | 0 | #N/A | #N/A | 88 | 72.02 | 0.84825 | 0.51743 | #N/A | 0 | 0% | 1 | 50% | 0% | 0% | 0% | 8.2745 | 0 | 0 | 0 | 8.2745 | #N/A
2007-05-23 03:00 | 5 | 23 | 3 | 143.0835 | 3411 | 55.94 | 44.06 | 1002 | 55.94 | 0 | 0 | Cooling | 0 | #N/A | #N/A | #N/A | #N/A | 0 | 0 | 0 | 0 | 0 | 0 | #N/A | #N/A | 88 | 70.94 | 0.83737 | 0.5108 | #N/A | 0 | 0% | 1 | 50% | 0% | 0% | 0% | 8.2745 | 0 | 0 | 0 | 8.2745 | #N/A
2007-05-23 04:00 | 5 | 23 | 4 | 143.1252 | 3412 | 55.94 | 42.08 | 1002 | 55.94 | 0 | 0.027295 | Cooling | 0.0045491 | #N/A | #N/A | #N/A | #N/A | 0 | 0 | 0 | 0 | 0 | 0.027295 | #N/A | #N/A | 88 | 70.94 | 0.83737 | 0.5108 | #N/A | 8.4385e-05 | 1.516e-05% | 1 | 50% | 0% | 0% | 0% | 8.2745 | 0 | 0 | 0 | 8.2745 | #N/A
2007-05-23 05:00 | 5 | 23 | 5 | 143.1669 | 3413 | 55.94 | 42.08 | 1002 | 55.94 | 0 | 0.049725 | Cooling | 0.0082875 | #N/A | #N/A | #N/A | #N/A | 0 | 0 | 0 | 0 | 0 | 0.049725 | #N/A | #N/A | 88 | 70.94 | 0.83737 | 0.5108 | #N/A | 0.00015373 | 2.763e-05% | 1 | 50% | 0% | 0% | 0% | 8.2745 | 0 | 0 | 0 | 8.2745 | #N/A
2007-05-23 06:00 | 5 | 23 | 6 | 143.2085 | 3414 | 57.02 | 44.06 | 1002 | 57.02 | 0 | 0.010005 | Cooling | 0.0016675 | #N/A | #N/A | #N/A | #N/A | 0 | 0 | 0 | 0 | 0 | 0.010005 | #N/A | #N/A | 88 | 72.02 | 0.84825 | 0.51743 | #N/A | 3.0932e-05 | 5.558e-06% | 1 | 50% | 0% | 0% | 0% | 8.2745 | 0 | 0 | 0 | 8.2745 | #N/A
2007-05-23 07:00 | 5 | 23 | 7 | 143.2502 | 3415 | 60.08 | 46.94 | 1002 | 60.08 | 0 | 0 | Cooling | 0 | #N/A | #N/A | #N/A | #N/A | 0 | 0 | 0 | 0 | 0 | 0 | #N/A | #N/A | 88 | 75.08 | 0.87975 | 0.53664 | #N/A | 0 | 0% | 1 | 50% | 0% | 0% | 0% | 8.2745 | 0 | 0 | 0 | 8.2745 | #N/A
2007-05-23 08:00 | 5 | 23 | 8 | 143.2919 | 3416 | 60.08 | 48.02 | 1002 | 60.08 | 0 | 4.5626 | Cooling | 0.76043 | #N/A | #N/A | #N/A | #N/A | 0 | 0 | 0 | 0 | 0 | 4.5626 | #N/A | #N/A | 88 | 75.08 | 0.87975 | 0.53664 | #N/A | 0.014106 | 0.002535% | 1 | 50% | 0% | 0% | 0% | 8.2745 | 0 | 0 | 0 | 8.2745 | #N/A
2007-05-23 09:00 | 5 | 23 | 9 | 143.3335 | 3417 | 60.98 | 50 | 1002 | 60.98 | 0 | 175.5842 | Cooling | 29.264 | #N/A | #N/A | #N/A | #N/A | 0 | 0 | 0 | 0 | 0 | 175.5842 | #N/A | #N/A | 88 | 75.98 | 0.8892 | 0.54241 | #N/A | 0.54284 | 0.09755% | 1 | 50% | 0% | 0% | 0% | 8.2745 | 0 | 0 | 0 | 8.2745 | #N/A
2007-05-23 10:00 | 5 | 23 | 10 | 143.3752 | 3418 | 60.98 | 48.02 | 1002 | 60.98 | 0 | 481.937 | Cooling | 80.3228 | #N/A | #N/A | #N/A | #N/A | 0 | 0 | 0 | 0 | 0 | 481.937 | #N/A | #N/A | 88 | 75.98 | 0.8892 | 0.54241 | #N/A | 1.49 | 0.2677% | 1 | 50% | 0% | 0% | 0% | 8.2745 | 0 | 0 | 0 | 8.2745 | #N/A
2007-05-23 11:00 | 5 | 23 | 11 | 143.4169 | 3419 | 60.98 | 46.04 | 1001 | 60.98 | 0 | 690.2258 | Cooling | 115.0376 | #N/A | #N/A | #N/A | #N/A | 0 | 0 | 0 | 0 | 0 | 690.2258 | #N/A | #N/A | 88 | 75.98 | 0.8892 | 0.54241 | #N/A | 2.1339 | 0.3835% | 1 | 50% | 0% | 0% | 0% | 8.2745 | 0 | 0 | 0 | 8.2745 | #N/A
2007-05-23 12:00 | 5 | 23 | 12 | 143.4585 | 3420 | 64.04 | 46.94 | 1001 | 64.04 | 0 | 907.2201 | Cooling | 151.2034 | #N/A | #N/A | #N/A | #N/A | 0 | 0 | 0 | 0 | 0 | 907.2201 | #N/A | #N/A | 88 | 79.04 | 0.92197 | 0.5624 | #N/A | 2.8048 | 0.504% | 1 | 50% | 0% | 0% | 0% | 8.2745 | 0 | 0 | 0 | 8.2745 | #N/A
2007-05-23 13:00 | 5 | 23 | 13 | 143.5002 | 3421 | 64.04 | 44.96 | 1001 | 64.04 | 0 | 1088.6305 | Cooling | 181.4384 | #N/A | #N/A | #N/A | #N/A | 0 | 0 | 0 | 0 | 0 | 1088.6305 | #N/A | #N/A | 88 | 79.04 | 0.92197 | 0.5624 | #N/A | 3.3656 | 0.6048% | 1 | 50% | 0% | 0% | 0% | 8.2745 | 0 | 0 | 0 | 8.2745 | #N/A
2007-05-23 14:00 | 5 | 23 | 14 | 143.5419 | 3422 | 64.04 | 44.06 | 1000 | 64.04 | 0 | 1176.0075 | Cooling | 196.0013 | #N/A | #N/A | #N/A | #N/A | 0 | 0 | 0 | 0 | 0 | 1176.0075 | #N/A | #N/A | 88 | 79.04 | 0.92197 | 0.5624 | #N/A | 3.6358 | 0.6533% | 1 | 50% | 0% | 0% | 0% | 8.2745 | 0 | 0 | 0 | 8.2745 | #N/A
2007-05-23 15:00 | 5 | 23 | 15 | 143.5835 | 3423 | 64.04 | 42.08 | 999 | 64.04 | 0 | 1368.3339 | Cooling | 228.0556 | #N/A | #N/A | #N/A | #N/A | 0 | 0 | 0 | 0 | 0 | 1368.3339 | #N/A | #N/A | 88 | 79.04 | 0.92197 | 0.5624 | #N/A | 4.2304 | 0.7602% | 1 | 50% | 0% | 0% | 0% | 8.2745 | 0 | 0 | 0 | 8.2745 | #N/A
2007-05-23 16:00 | 5 | 23 | 16 | 143.6252 | 3424 | 64.94 | 44.06 | 999 | 64.94 | 0 | 1747.1045 | Cooling | 291.1841 | #N/A | #N/A | #N/A | #N/A | 0 | 0 | 0 | 0 | 0 | 1747.1045 | #N/A | #N/A | 88 | 79.94 | 0.9318 | 0.5684 | #N/A | 5.4014 | 0.9706% | 1 | 50% | 0% | 0% | 0% | 8.2745 | 0 | 0 | 0 | 8.2745 | #N/A
2007-05-23 17:00 | 5 | 23 | 17 | 143.6669 | 3425 | 64.94 | 46.04 | 999 | 64.94 | 0 | 1407.7432 | Cooling | 234.6239 | #N/A | #N/A | #N/A | #N/A | 0 | 0 | 0 | 0 | 0 | 1407.7432 | #N/A | #N/A | 88 | 79.94 | 0.9318 | 0.5684 | #N/A | 4.3522 | 0.7821% | 1 | 50% | 0% | 0% | 0% | 8.2745 | 0 | 0 | 0 | 8.2745 | #N/A
2007-05-23 18:00 | 5 | 23 | 18 | 143.7085 | 3426 | 60.08 | 42.98 | 999 | 60.08 | 0 | 1118.7102 | Cooling | 186.4517 | #N/A | #N/A | #N/A | #N/A | 0 | 0 | 0 | 0 | 0 | 1118.7102 | #N/A | #N/A | 88 | 75.08 | 0.87975 | 0.53664 | #N/A | 3.4586 | 0.6215% | 1 | 50% | 0% | 0% | 0% | 8.2745 | 0 | 0 | 0 | 8.2745 | #N/A
2007-05-23 19:00 | 5 | 23 | 19 | 143.7502 | 3427 | 57.92 | 44.96 | 999 | 57.92 | 0 | 904.785 | Cooling | 150.7975 | #N/A | #N/A | #N/A | #N/A | 0 | 0 | 0 | 0 | 0 | 904.785 | #N/A | #N/A | 88 | 72.92 | 0.85741 | 0.52302 | #N/A | 2.7973 | 0.5027% | 1 | 50% | 0% | 0% | 0% | 8.2745 | 0 | 0 | 0 | 8.2745 | #N/A
2007-05-23 20:00 | 5 | 23 | 20 | 143.7919 | 3428 | 57.02 | 44.06 | 999 | 57.02 | 0 | 521.4484 | Cooling | 86.9081 | #N/A | #N/A | #N/A | #N/A | 0 | 0 | 0 | 0 | 0 | 521.4484 | #N/A | #N/A | 88 | 72.02 | 0.84825 | 0.51743 | #N/A | 1.6121 | 0.2897% | 1 | 50% | 0% | 0% | 0% | 8.2745 | 0 | 0 | 0 | 8.2745 | #N/A
2007-05-23 21:00 | 5 | 23 | 21 | 143.8335 | 3429 | 57.02 | 44.06 | 1000 | 57.02 | 0 | 288.7329 | Cooling | 48.1221 | #N/A | #N/A | #N/A | #N/A | 0 | 0 | 0 | 0 | 0 | 288.7329 | #N/A | #N/A | 88 | 72.02 | 0.84825 | 0.51743 | #N/A | 0.89265 | 0.1604% | 1 | 50% | 0% | 0% | 0% | 8.2745 | 0 | 0 | 0 | 8.2745 | #N/A
2007-05-23 22:00 | 5 | 23 | 22 | 143.8752 | 3430 | 55.94 | 44.96 | 1000 | 55.94 | 0 | 0 | Cooling | 0 | #N/A | #N/A | #N/A | #N/A | 0 | 0 | 0 | 0 | 0 | 0 | #N/A | #N/A | 88 | 70.94 | 0.83737 | 0.5108 | #N/A | 0 | 0% | 1 | 50% | 0% | 0% | 0% | 8.2745 | 0 | 0 | 0 | 8.2745 | #N/A
2007-05-23 23:00 | 5 | 23 | 23 | 143.9169 | 3431 | 55.94 | 44.06 | 1000 | 55.94 | 0 | 0.012723 | Cooling | 0.0021204 | #N/A | #N/A | #N/A | #N/A | 0 | 0 | 0 | 0 | 0 | 0.012723 | #N/A | #N/A | 88 | 70.94 | 0.83737 | 0.5108 | #N/A | 3.9333e-05 | 7.068e-06% | 1 | 50% | 0% | 0% | 0% | 8.2745 | 0 | 0 | 0 | 8.2745 | #N/A
2007-05-24 | 5 | 24 | 0 | 143.9585 | 3432 | 55.04 | 46.04 | 1000 | 55.04 | 0 | 0.0052088 | Cooling | 0.00086814 | #N/A | #N/A | #N/A | #N/A | 0 | 0 | 0 | 0 | 0 | 0.0052088 | #N/A | #N/A | 88 | 70.04 | 0.8284 | 0.50532 | #N/A | 1.6104e-05 | 2.894e-06% | 1 | 50% | 0% | 0% | 0% | 8.2745 | 0 | 0 | 0 | 8.2745 | #N/A
2007-05-24 01:00 | 5 | 24 | 1 | 144.0002 | 3433 | 53.96 | 44.96 | 1000 | 53.96 | 0 | 0.0031203 | Cooling | 0.00052004 | #N/A | #N/A | #N/A | #N/A | 0 | 0 | 0 | 0 | 0 | 0.0031203 | #N/A | #N/A | 88 | 68.96 | 0.81775 | 0.49883 | #N/A | 9.6467e-06 | 1.733e-06% | 1 | 50% | 0% | 0% | 0% | 8.2745 | 0 | 0 | 0 | 8.2745 | #N/A
2007-05-24 02:00 | 5 | 24 | 2 | 144.0419 | 3434 | 53.96 | 44.06 | 1000 | 53.96 | 0 | 0.021673 | Cooling | 0.0036122 | #N/A | #N/A | #N/A | #N/A | 0 | 0 | 0 | 0 | 0 | 0.021673 | #N/A | #N/A | 88 | 68.96 | 0.81775 | 0.49883 | #N/A | 6.7005e-05 | 1.204e-05% | 1 | 50% | 0% | 0% | 0% | 8.2745 | 0 | 0 | 0 | 8.2745 | #N/A
2007-05-24 03:00 | 5 | 24 | 3 | 144.0835 | 3435 | 55.04 | 44.06 | 999 | 55.04 | 0 | 0.024396 | Cooling | 0.004066 | #N/A | #N/A | #N/A | #N/A | 0 | 0 | 0 | 0 | 0 | 0.024396 | #N/A | #N/A | 88 | 70.04 | 0.8284 | 0.50532 | #N/A | 7.5423e-05 | 1.355e-05% | 1 | 50% | 0% | 0% | 0% | 8.2745 | 0 | 0 | 0 | 8.2745 | #N/A
2007-05-24 04:00 | 5 | 24 | 4 | 144.1252 | 3436 | 55.04 | 44.06 | 999 | 55.04 | 0 | 0.018862 | Cooling | 0.0031437 | #N/A | #N/A | #N/A | #N/A | 0 | 0 | 0 | 0 | 0 | 0.018862 | #N/A | #N/A | 88 | 70.04 | 0.8284 | 0.50532 | #N/A | 5.8316e-05 | 1.048e-05% | 1 | 50% | 0% | 0% | 0% | 8.2745 | 0 | 0 | 0 | 8.2745 | #N/A
2007-05-24 05:00 | 5 | 24 | 5 | 144.1669 | 3437 | 55.04 | 42.98 | 1000 | 55.04 | 0 | 0.039647 | Cooling | 0.0066079 | #N/A | #N/A | #N/A | #N/A | 0 | 0 | 0 | 0 | 0 | 0.039647 | #N/A | #N/A | 88 | 70.04 | 0.8284 | 0.50532 | #N/A | 0.00012257 | 2.203e-05% | 1 | 50% | 0% | 0% | 0% | 8.2745 | 0 | 0 | 0 | 8.2745 | #N/A
2007-05-24 06:00 | 5 | 24 | 6 | 144.2085 | 3438 | 55.04 | 46.04 | 1000 | 55.04 | 0 | 0.012803 | Cooling | 0.0021339 | #N/A | #N/A | #N/A | #N/A | 0 | 0 | 0 | 0 | 0 | 0.012803 | #N/A | #N/A | 88 | 70.04 | 0.8284 | 0.50532 | #N/A | 3.9582e-05 | 7.113e-06% | 1 | 50% | 0% | 0% | 0% | 8.2745 | 0 | 0 | 0 | 8.2745 | #N/A
2007-05-24 07:00 | 5 | 24 | 7 | 144.2502 | 3439 | 55.94 | 46.94 | 1000 | 55.94 | 0 | 40.4753 | Cooling | 6.7459 | #N/A | #N/A | #N/A | #N/A | 0 | 0 | 0 | 0 | 0 | 40.4753 | #N/A | #N/A | 88 | 70.94 | 0.83737 | 0.5108 | #N/A | 0.12513 | 0.02249% | 1 | 50% | 0% | 0% | 0% | 8.2745 | 0 | 0 | 0 | 8.2745 | #N/A
2007-05-24 08:00 | 5 | 24 | 8 | 144.2919 | 3440 | 55.94 | 48.02 | 1000 | 55.94 | 0 | 353.264 | Cooling | 58.8773 | #N/A | #N/A | #N/A | #N/A | 0 | 0 | 0 | 0 | 0 | 353.264 | #N/A | #N/A | 88 | 70.94 | 0.83737 | 0.5108 | #N/A | 1.0922 | 0.1963% | 1 | 50% | 0% | 0% | 0% | 8.2745 | 0 | 0 | 0 | 8.2745 | #N/A
2007-05-24 09:00 | 5 | 24 | 9 | 144.3335 | 3441 | 57.02 | 48.02 | 1000 | 57.02 | 0 | 686.4353 | Cooling | 114.4059 | #N/A | #N/A | #N/A | #N/A | 0 | 0 | 0 | 0 | 0 | 686.4353 | #N/A | #N/A | 88 | 72.02 | 0.84825 | 0.51743 | #N/A | 2.1222 | 0.3814% | 1 | 50% | 0% | 0% | 0% | 8.2745 | 0 | 0 | 0 | 8.2745 | #N/A
2007-05-24 10:00 | 5 | 24 | 10 | 144.3752 | 3442 | 59 | 48.02 | 1000 | 59 | 0 | 890.2289 | Cooling | 148.3715 | #N/A | #N/A | #N/A | #N/A | 0 | 0 | 0 | 0 | 0 | 890.2289 | #N/A | #N/A | 88 | 74 | 0.86852 | 0.5298 | #N/A | 2.7523 | 0.4946% | 1 | 50% | 0% | 0% | 0% | 8.2745 | 0 | 0 | 0 | 8.2745 | #N/A
2007-05-24 11:00 | 5 | 24 | 11 | 144.4169 | 3443 | 59 | 46.94 | 1000 | 59 | 0 | 1063.8701 | Cooling | 177.3117 | #N/A | #N/A | #N/A | #N/A | 0 | 0 | 0 | 0 | 0 | 1063.8701 | #N/A | #N/A | 88 | 74 | 0.86852 | 0.5298 | #N/A | 3.2891 | 0.591% | 1 | 50% | 0% | 0% | 0% | 8.2745 | 0 | 0 | 0 | 8.2745 | #N/A
2007-05-24 12:00 | 5 | 24 | 12 | 144.4585 | 3444 | 64.04 | 48.92 | 999 | 64.04 | 0 | 1432.7344 | Cooling | 238.7891 | #N/A | #N/A | #N/A | #N/A | 0 | 0 | 0 | 0 | 0 | 1432.7344 | #N/A | #N/A | 88 | 79.04 | 0.92197 | 0.5624 | #N/A | 4.4295 | 0.796% | 1 | 50% | 0% | 0% | 0% | 8.2745 | 0 | 0 | 0 | 8.2745 | #N/A
2007-05-24 13:00 | 5 | 24 | 13 | 144.5002 | 3445 | 68 | 48.92 | 999 | 68 | 0 | 1858.6962 | Cooling | 309.7827 | #N/A | #N/A | #N/A | #N/A | 0 | 0 | 0 | 0 | 0 | 1858.6962 | #N/A | #N/A | 88 | 83 | 0.96585 | 0.58917 | #N/A | 5.7464 | 1.033% | 1 | 50% | 0% | 0% | 0% | 8.2745 | 0 | 0 | 0 | 8.2745 | #N/A
2007-05-24 14:00 | 5 | 24 | 14 | 144.5419 | 3446 | 68 | 48.02 | 998 | 68 | 0 | 1957.4848 | Cooling | 326.2475 | #N/A | #N/A | #N/A | #N/A | 0 | 0 | 0 | 0 | 0 | 1957.4848 | #N/A | #N/A | 88 | 83 | 0.96585 | 0.58917 | #N/A | 6.0518 | 1.087% | 1 | 50% | 0% | 0% | 0% | 8.2745 | 0 | 0 | 0 | 8.2745 | #N/A
2007-05-24 15:00 | 5 | 24 | 15 | 144.5835 | 3447 | 62.06 | 44.96 | 998 | 62.06 | 0 | 2035.0734 | Cooling | 339.1789 | #N/A | #N/A | #N/A | #N/A | 0 | 0 | 0 | 0 | 0 | 2035.0734 | #N/A | #N/A | 88 | 77.06 | 0.90065 | 0.5494 | #N/A | 6.2917 | 1.131% | 1 | 50% | 0% | 0% | 0% | 8.2745 | 0 | 0 | 0 | 8.2745 | #N/A
2007-05-24 16:00 | 5 | 24 | 16 | 144.6252 | 3448 | 62.06 | 46.04 | 997 | 62.06 | 0 | 2126.8391 | Cooling | 354.4732 | #N/A | #N/A | #N/A | #N/A | 0 | 0 | 0 | 0 | 0 | 2126.8391 | #N/A | #N/A | 88 | 77.06 | 0.90065 | 0.5494 | #N/A | 6.5754 | 1.182% | 1 | 50% | 0% | 0% | 0% | 8.2745 | 0 | 0 | 0 | 8.2745 | #N/A
2007-05-24 17:00 | 5 | 24 | 17 | 144.6669 | 3449 | 62.06 | 46.94 | 997 | 62.06 | 0 | 2022.2142 | Cooling | 337.0357 | #N/A | #N/A | #N/A | #N/A | 0 | 0 | 0 | 0 | 0 | 2022.2142 | #N/A | #N/A | 88 | 77.06 | 0.90065 | 0.5494 | #N/A | 6.2519 | 1.123% | 1 | 50% | 0% | 0% | 0% | 8.2745 | 0 | 0 | 0 | 8.2745 | #N/A
2007-05-24 18:00 | 5 | 24 | 18 | 144.7085 | 3450 | 62.06 | 44.96 | 997 | 62.06 | 0 | 1705.7866 | Cooling | 284.2978 | #N/A | #N/A | #N/A | #N/A | 0 | 0 | 0 | 0 | 0 | 1705.7866 | #N/A | #N/A | 88 | 77.06 | 0.90065 | 0.5494 | #N/A | 5.2737 | 0.9477% | 1 | 50% | 0% | 0% | 0% | 8.2745 | 0 | 0 | 0 | 8.2745 | #N/A
2007-05-24 19:00 | 5 | 24 | 19 | 144.7502 | 3451 | 60.98 | 44.06 | 997 | 60.98 | 0 | 1181.7325 | Cooling | 196.9554 | #N/A | #N/A | #N/A | #N/A | 0 | 0 | 0 | 0 | 0 | 1181.7325 | #N/A | #N/A | 88 | 75.98 | 0.8892 | 0.54241 | #N/A | 3.6535 | 0.6565% | 1 | 50% | 0% | 0% | 0% | 8.2745 | 0 | 0 | 0 | 8.2745 | #N/A
2007-05-24 20:00 | 5 | 24 | 20 | 144.7919 | 3452 | 60.98 | 46.04 | 997 | 60.98 | 0 | 780.6668 | Cooling | 130.1111 | #N/A | #N/A | #N/A | #N/A | 0 | 0 | 0 | 0 | 0 | 780.6668 | #N/A | #N/A | 88 | 75.98 | 0.8892 | 0.54241 | #N/A | 2.4135 | 0.4337% | 1 | 50% | 0% | 0% | 0% | 8.2745 | 0 | 0 | 0 | 8.2745 | #N/A
2007-05-24 21:00 | 5 | 24 | 21 | 144.8335 | 3453 | 57.92 | 46.94 | 997 | 57.92 | 0 | 448.2335 | Cooling | 74.7056 | #N/A | #N/A | #N/A | #N/A | 0 | 0 | 0 | 0 | 0 | 448.2335 | #N/A | #N/A | 88 | 72.92 | 0.85741 | 0.52302 | #N/A | 1.3858 | 0.249% | 1 | 50% | 0% | 0% | 0% | 8.2745 | 0 | 0 | 0 | 8.2745 | #N/A
2007-05-24 22:00 | 5 | 24 | 22 | 144.8752 | 3454 | 57.92 | 46.94 | 996 | 57.92 | 0 | 0 | Cooling | 0 | #N/A | #N/A | #N/A | #N/A | 0 | 0 | 0 | 0 | 0 | 0 | #N/A | #N/A | 88 | 72.92 | 0.85741 | 0.52302 | #N/A | 0 | 0% | 1 | 50% | 0% | 0% | 0% | 8.2745 | 0 | 0 | 0 | 8.2745 | #N/A
2007-05-24 23:00 | 5 | 24 | 23 | 144.9169 | 3455 | 57.92 | 46.94 | 996 | 57.92 | 0 | 0 | Cooling | 0 | #N/A | #N/A | #N/A | #N/A | 0 | 0 | 0 | 0 | 0 | 0 | #N/A | #N/A | 88 | 72.92 | 0.85741 | 0.52302 | #N/A | 0 | 0% | 1 | 50% | 0% | 0% | 0% | 8.2745 | 0 | 0 | 0 | 8.2745 | #N/A
2007-05-25 | 5 | 25 | 0 | 144.9585 | 3456 | 53.96 | 46.94 | 996 | 53.96 | 0 | 0 | Cooling | 0 | #N/A | #N/A | #N/A | #N/A | 0 | 0 | 0 | 0 | 0 | 0 | #N/A | #N/A | 88 | 68.96 | 0.81775 | 0.49883 | #N/A | 0 | 0% | 1 | 50% | 0% | 0% | 0% | 8.2745 | 0 | 0 | 0 | 8.2745 | #N/A
2007-05-25 01:00 | 5 | 25 | 1 | 145.0002 | 3457 | 55.94 | 46.04 | 996 | 55.94 | 0 | 0.0098137 | Cooling | 0.0016356 | #N/A | #N/A | #N/A | #N/A | 0 | 0 | 0 | 0 | 0 | 0.0098137 | #N/A | #N/A | 88 | 70.94 | 0.83737 | 0.5108 | #N/A | 3.034e-05 | 5.452e-06% | 1 | 50% | 0% | 0% | 0% | 8.2745 | 0 | 0 | 0 | 8.2745 | #N/A
2007-05-25 02:00 | 5 | 25 | 2 | 145.0419 | 3458 | 55.94 | 44.96 | 995 | 55.94 | 0 | 0.023301 | Cooling | 0.0038835 | #N/A | #N/A | #N/A | #N/A | 0 | 0 | 0 | 0 | 0 | 0.023301 | #N/A | #N/A | 88 | 70.94 | 0.83737 | 0.5108 | #N/A | 7.2039e-05 | 1.295e-05% | 1 | 50% | 0% | 0% | 0% | 8.2745 | 0 | 0 | 0 | 8.2745 | #N/A
2007-05-25 03:00 | 5 | 25 | 3 | 145.0835 | 3459 | 53.06 | 46.04 | 995 | 53.06 | 0 | 0.015302 | Cooling | 0.0025503 | #N/A | #N/A | #N/A | #N/A | 0 | 0 | 0 | 0 | 0 | 0.015302 | #N/A | #N/A | 88 | 68.06 | 0.80896 | 0.49347 | #N/A | 4.7308e-05 | 8.501e-06% | 1 | 50% | 0% | 0% | 0% | 8.2745 | 0 | 0 | 0 | 8.2745 | #N/A
2007-05-25 04:00 | 5 | 25 | 4 | 145.1252 | 3460 | 51.98 | 44.96 | 995 | 51.98 | 0 | 0.021663 | Cooling | 0.0036105 | #N/A | #N/A | #N/A | #N/A | 0 | 0 | 0 | 0 | 0 | 0.021663 | #N/A | #N/A | 88 | 66.98 | 0.79854 | 0.48711 | #N/A | 6.6974e-05 | 1.204e-05% | 1 | 50% | 0% | 0% | 0% | 8.2745 | 0 | 0 | 0 | 8.2745 | #N/A
2007-05-25 05:00 | 5 | 25 | 5 | 145.1669 | 3461 | 51.98 | 44.96 | 995 | 51.98 | 0 | 0.033784 | Cooling | 0.0056307 | #N/A | #N/A | #N/A | #N/A | 0 | 0 | 0 | 0 | 0 | 0.033784 | #N/A | #N/A | 88 | 66.98 | 0.79854 | 0.48711 | #N/A | 0.00010445 | 1.877e-05% | 1 | 50% | 0% | 0% | 0% | 8.2745 | 0 | 0 | 0 | 8.2745 | #N/A
2007-05-25 06:00 | 5 | 25 | 6 | 145.2085 | 3462 | 53.06 | 48.02 | 995 | 53.06 | 0 | 0.007013 | Cooling | 0.0011688 | #N/A | #N/A | #N/A | #N/A | 0 | 0 | 0 | 0 | 0 | 0.007013 | #N/A | #N/A | 88 | 68.06 | 0.80896 | 0.49347 | #N/A | 2.1682e-05 | 3.896e-06% | 1 | 50% | 0% | 0% | 0% | 8.2745 | 0 | 0 | 0 | 8.2745 | #N/A
2007-05-25 07:00 | 5 | 25 | 7 | 145.2502 | 3463 | 57.02 | 48.92 | 995 | 57.02 | 0 | 99.2946 | Cooling | 16.5491 | #N/A | #N/A | #N/A | #N/A | 0 | 0 | 0 | 0 | 0 | 99.2946 | #N/A | #N/A | 88 | 72.02 | 0.84825 | 0.51743 | #N/A | 0.30698 | 0.05516% | 1 | 50% | 0% | 0% | 0% | 8.2745 | 0 | 0 | 0 | 8.2745 | #N/A
2007-05-25 08:00 | 5 | 25 | 8 | 145.2919 | 3464 | 57.02 | 48.92 | 995 | 57.02 | 0 | 585.5571 | Cooling | 97.5928 | #N/A | #N/A | #N/A | #N/A | 0 | 0 | 0 | 0 | 0 | 585.5571 | #N/A | #N/A | 88 | 72.02 | 0.84825 | 0.51743 | #N/A | 1.8103 | 0.3253% | 1 | 50% | 0% | 0% | 0% | 8.2745 | 0 | 0 | 0 | 8.2745 | #N/A
2007-05-25 09:00 | 5 | 25 | 9 | 145.3335 | 3465 | 66.02 | 48.02 | 995 | 66.02 | 0 | 965.9592 | Cooling | 160.9932 | #N/A | #N/A | #N/A | #N/A | 0 | 0 | 0 | 0 | 0 | 965.9592 | #N/A | #N/A | 88 | 81.02 | 0.9437 | 0.57566 | #N/A | 2.9864 | 0.5366% | 1 | 50% | 0% | 0% | 0% | 8.2745 | 0 | 0 | 0 | 8.2745 | #N/A
2007-05-25 10:00 | 5 | 25 | 10 | 145.3752 | 3466 | 69.08 | 48.92 | 995 | 69.08 | 0 | 1199.3645 | Cooling | 199.8941 | #N/A | #N/A | #N/A | #N/A | 0 | 0 | 0 | 0 | 0 | 1199.3645 | #N/A | #N/A | 88 | 84.08 | 0.9781 | 0.59664 | #N/A | 3.708 | 0.6663% | 1 | 50% | 0% | 0% | 0% | 8.2745 | 0 | 0 | 0 | 8.2745 | #N/A
2007-05-25 11:00 | 5 | 25 | 11 | 145.4169 | 3467 | 69.08 | 50 | 994 | 69.08 | 0 | 1552.5916 | Cooling | 258.7653 | #N/A | #N/A | #N/A | #N/A | 0 | 0 | 0 | 0 | 0 | 1552.5916 | #N/A | #N/A | 88 | 84.08 | 0.9781 | 0.59664 | #N/A | 4.8 | 0.8626% | 1 | 50% | 0% | 0% | 0% | 8.2745 | 0 | 0 | 0 | 8.2745 | #N/A
2007-05-25 12:00 | 5 | 25 | 12 | 145.4585 | 3468 | 73.94 | 51.08 | 994 | 73.94 | 0 | 1826.8953 | Cooling | 304.4825 | #N/A | #N/A | #N/A | #N/A | 0 | 0 | 0 | 0 | 0 | 1826.8953 | #N/A | #N/A | 88 | 88.94 | 1.0348 | 0.63121 | #N/A | 5.6481 | 1.015% | 1 | 50% | 0% | 0% | 0% | 8.2745 | 0 | 0 | 0 | 8.2745 | #N/A
2007-05-25 13:00 | 5 | 25 | 13 | 145.5002 | 3469 | 75.92 | 51.98 | 993 | 75.92 | 0 | 1918.4205 | Cooling | 319.7368 | #N/A | #N/A | #N/A | #N/A | 0 | 0 | 0 | 0 | 0 | 1918.4205 | #N/A | #N/A | 88 | 90.92 | 1.0586 | 0.64573 | #N/A | 5.931 | 1.066% | 1 | 50% | 0% | 0% | 0% | 8.2745 | 0 | 0 | 0 | 8.2745 | #N/A
2007-05-25 14:00 | 5 | 25 | 14 | 145.5419 | 3470 | 75.92 | 51.08 | 993 | 75.92 | 0 | 1716.2586 | Cooling | 286.0431 | #N/A | #N/A | #N/A | #N/A | 0 | 0 | 0 | 0 | 0 | 1716.2586 | #N/A | #N/A | 88 | 90.92 | 1.0586 | 0.64573 | #N/A | 5.306 | 0.9535% | 1 | 50% | 0% | 0% | 0% | 8.2745 | 0 | 0 | 0 | 8.2745 | #N/A
2007-05-25 15:00 | 5 | 25 | 15 | 145.5835 | 3471 | 75.92 | 53.06 | 993 | 75.92 | 0 | 1685.763 | Cooling | 280.9605 | #N/A | #N/A | #N/A | #N/A | 0 | 0 | 0 | 0 | 0 | 1685.763 | #N/A | #N/A | 88 | 90.92 | 1.0586 | 0.64573 | #N/A | 5.2117 | 0.9365% | 1 | 50% | 0% | 0% | 0% | 8.2745 | 0 | 0 | 0 | 8.2745 | #N/A
2007-05-25 16:00 | 5 | 25 | 16 | 145.6252 | 3472 | 75.02 | 53.06 | 993 | 75.02 | 0 | 1834.5354 | Cooling | 305.7559 | #N/A | #N/A | #N/A | #N/A | 0 | 0 | 0 | 0 | 0 | 1834.5354 | #N/A | #N/A | 88 | 90.02 | 1.0477 | 0.6391 | #N/A | 5.6717 | 1.019% | 1 | 50% | 0% | 0% | 0% | 8.2745 | 0 | 0 | 0 | 8.2745 | #N/A
2007-05-25 17:00 | 5 | 25 | 17 | 145.6669 | 3473 | 75.02 | 51.98 | 993 | 75.02 | 0 | 1815.306 | Cooling | 302.551 | #N/A | #N/A | #N/A | #N/A | 0 | 0 | 0 | 0 | 0 | 1815.306 | #N/A | #N/A | 88 | 90.02 | 1.0477 | 0.6391 | #N/A | 5.6122 | 1.009% | 1 | 50% | 0% | 0% | 0% | 8.2745 | 0 | 0 | 0 | 8.2745 | #N/A
2007-05-25 18:00 | 5 | 25 | 18 | 145.7085 | 3474 | 73.94 | 51.98 | 993 | 73.94 | 0 | 162.2049 | Cooling | 27.0341 | #N/A | #N/A | #N/A | #N/A | 0 | 0 | 0 | 0 | 0 | 162.2049 | #N/A | #N/A | 88 | 88.94 | 1.0348 | 0.63121 | #N/A | 0.50148 | 0.09011% | 1 | 50% | 0% | 0% | 0% | 8.2745 | 0 | 0 | 0 | 8.2745 | #N/A
2007-05-25 19:00 | 5 | 25 | 19 | 145.7502 | 3475 | 71.06 | 51.98 | 993 | 71.06 | 0 | 139.8963 | Cooling | 23.316 | #N/A | #N/A | #N/A | #N/A | 0 | 0 | 0 | 0 | 0 | 139.8963 | #N/A | #N/A | 88 | 86.06 | 1.0009 | 0.61054 | #N/A | 0.43251 | 0.07772% | 1 | 50% | 0% | 0% | 0% | 8.2745 | 0 | 0 | 0 | 8.2745 | #N/A
2007-05-25 20:00 | 5 | 25 | 20 | 145.7919 | 3476 | 71.06 | 51.98 | 993 | 71.06 | 0 | 97.6924 | Cooling | 16.2821 | #N/A | #N/A | #N/A | #N/A | 0 | 0 | 0 | 0 | 0 | 97.6924 | #N/A | #N/A | 88 | 86.06 | 1.0009 | 0.61054 | #N/A | 0.30203 | 0.05427% | 1 | 50% | 0% | 0% | 0% | 8.2745 | 0 | 0 | 0 | 8.2745 | #N/A
2007-05-25 21:00 | 5 | 25 | 21 | 145.8335 | 3477 | 66.92 | 53.06 | 994 | 66.92 | 0 | 76.2729 | Cooling | 12.7121 | #N/A | #N/A | #N/A | #N/A | 0 | 0 | 0 | 0 | 0 | 76.2729 | #N/A | #N/A | 88 | 81.92 | 0.95372 | 0.58177 | #N/A | 0.23581 | 0.04237% | 1 | 50% | 0% | 0% | 0% | 8.2745 | 0 | 0 | 0 | 8.2745 | #N/A
2007-05-25 22:00 | 5 | 25 | 22 | 145.8752 | 3478 | 64.04 | 53.06 | 994 | 64.04 | 0 | 58.0967 | Cooling | 9.6828 | #N/A | #N/A | #N/A | #N/A | 0 | 0 | 0 | 0 | 0 | 58.0967 | #N/A | #N/A | 88 | 79.04 | 0.92197 | 0.5624 | #N/A | 0.17961 | 0.03228% | 1 | 50% | 0% | 0% | 0% | 8.2745 | 0 | 0 | 0 | 8.2745 | #N/A
2007-05-25 23:00 | 5 | 25 | 23 | 145.9169 | 3479 | 64.04 | 51.08 | 993 | 64.04 | 0 | 25.9727 | Cooling | 4.3288 | #N/A | #N/A | #N/A | #N/A | 0 | 0 | 0 | 0 | 0 | 25.9727 | #N/A | #N/A | 88 | 79.04 | 0.92197 | 0.5624 | #N/A | 0.080298 | 0.01443% | 1 | 50% | 0% | 0% | 0% | 8.2745 | 0 | 0 | 0 | 8.2745 | #N/A
2007-05-26 | 5 | 26 | 0 | 145.9585 | 3480 | 57.02 | 51.98 | 993 | 57.02 | 0 | 25.6112 | Cooling | 4.2685 | #N/A | #N/A | #N/A | #N/A | 0 | 0 | 0 | 0 | 0 | 25.6112 | #N/A | #N/A | 88 | 72.02 | 0.84825 | 0.51743 | #N/A | 0.07918 | 0.01423% | 1 | 50% | 0% | 0% | 0% | 8.2745 | 0 | 0 | 0 | 8.2745 | #N/A
2007-05-26 01:00 | 5 | 26 | 1 | 146.0002 | 3481 | 55.94 | 51.08 | 993 | 55.94 | 0 | 21.9257 | Cooling | 3.6543 | #N/A | #N/A | #N/A | #N/A | 0 | 0 | 0 | 0 | 0 | 21.9257 | #N/A | #N/A | 88 | 70.94 | 0.83737 | 0.5108 | #N/A | 0.067786 | 0.01218% | 1 | 50% | 0% | 0% | 0% | 8.2745 | 0 | 0 | 0 | 8.2745 | #N/A
2007-05-26 02:00 | 5 | 26 | 2 | 146.0419 | 3482 | 55.94 | 50 | 993 | 55.94 | 0 | 10.0577 | Cooling | 1.6763 | #N/A | #N/A | #N/A | #N/A | 0 | 0 | 0 | 0 | 0 | 10.0577 | #N/A | #N/A | 88 | 70.94 | 0.83737 | 0.5108 | #N/A | 0.031095 | 0.005588% | 1 | 50% | 0% | 0% | 0% | 8.2745 | 0 | 0 | 0 | 8.2745 | #N/A
2007-05-26 03:00 | 5 | 26 | 3 | 146.0835 | 3483 | 57.92 | 51.08 | 993 | 57.92 | 0 | 11.3472 | Cooling | 1.8912 | #N/A | #N/A | #N/A | #N/A | 0 | 0 | 0 | 0 | 0 | 11.3472 | #N/A | #N/A | 88 | 72.92 | 0.85741 | 0.52302 | #N/A | 0.035081 | 0.006304% | 1 | 50% | 0% | 0% | 0% | 8.2745 | 0 | 0 | 0 | 8.2745 | #N/A
2007-05-26 04:00 | 5 | 26 | 4 | 146.1252 | 3484 | 57.92 | 51.08 | 993 | 57.92 | 0 | 11.5434 | Cooling | 1.9239 | #N/A | #N/A | #N/A | #N/A | 0 | 0 | 0 | 0 | 0 | 11.5434 | #N/A | #N/A | 88 | 72.92 | 0.85741 | 0.52302 | #N/A | 0.035688 | 0.006413% | 1 | 50% | 0% | 0% | 0% | 8.2745 | 0 | 0 | 0 | 8.2745 | #N/A
2007-05-26 05:00 | 5 | 26 | 5 | 146.1669 | 3485 | 57.92 | 51.98 | 994 | 57.92 | 0 | 23.6548 | Cooling | 3.9425 | #N/A | #N/A | #N/A | #N/A | 0 | 0 | 0 | 0 | 0 | 23.6548 | #N/A | #N/A | 88 | 72.92 | 0.85741 | 0.52302 | #N/A | 0.073132 | 0.01314% | 1 | 50% | 0% | 0% | 0% | 8.2745 | 0 | 0 | 0 | 8.2745 | #N/A
2007-05-26 06:00 | 5 | 26 | 6 | 146.2085 | 3486 | 60.08 | 53.06 | 994 | 60.08 | 0 | 61.6738 | Cooling | 10.279 | #N/A | #N/A | #N/A | #N/A | 0 | 0 | 0 | 0 | 0 | 61.6738 | #N/A | #N/A | 88 | 75.08 | 0.87975 | 0.53664 | #N/A | 0.19067 | 0.03426% | 1 | 50% | 0% | 0% | 0% | 8.2745 | 0 | 0 | 0 | 8.2745 | #N/A
2007-05-26 07:00 | 5 | 26 | 7 | 146.2502 | 3487 | 60.98 | 53.06 | 995 | 60.98 | 0 | 84.2733 | Cooling | 14.0455 | #N/A | #N/A | #N/A | #N/A | 0 | 0 | 0 | 0 | 0 | 84.2733 | #N/A | #N/A | 88 | 75.98 | 0.8892 | 0.54241 | #N/A | 0.26054 | 0.04682% | 1 | 50% | 0% | 0% | 0% | 8.2745 | 0 | 0 | 0 | 8.2745 | #N/A
2007-05-26 08:00 | 5 | 26 | 8 | 146.2919 | 3488 | 60.98 | 53.96 | 995 | 60.98 | 0 | 104.4359 | Cooling | 17.406 | #N/A | #N/A | #N/A | #N/A | 0 | 0 | 0 | 0 | 0 | 104.4359 | #N/A | #N/A | 88 | 75.98 | 0.8892 | 0.54241 | #N/A | 0.32288 | 0.05802% | 1 | 50% | 0% | 0% | 0% | 8.2745 | 0 | 0 | 0 | 8.2745 | #N/A
2007-05-26 09:00 | 5 | 26 | 9 | 146.3335 | 3489 | 62.96 | 55.04 | 995 | 62.96 | 0 | 123.3631 | Cooling | 20.5605 | #N/A | #N/A | #N/A | #N/A | 0 | 0 | 0 | 0 | 0 | 123.3631 | #N/A | #N/A | 88 | 77.96 | 0.91029 | 0.55528 | #N/A | 0.38139 | 0.06854% | 1 | 50% | 0% | 0% | 0% | 8.2745 | 0 | 0 | 0 | 8.2745 | #N/A
2007-05-26 10:00 | 5 | 26 | 10 | 146.3752 | 3490 | 66.02 | 55.04 | 995 | 66.02 | 0 | 84.1728 | Cooling | 14.0288 | #N/A | #N/A | #N/A | #N/A | 0 | 0 | 0 | 0 | 0 | 84.1728 | #N/A | #N/A | 88 | 81.02 | 0.9437 | 0.57566 | #N/A | 0.26023 | 0.04676% | 1 | 50% | 0% | 0% | 0% | 8.2745 | 0 | 0 | 0 | 8.2745 | #N/A
2007-05-26 11:00 | 5 | 26 | 11 | 146.4169 | 3491 | 66.02 | 55.94 | 995 | 66.02 | 0 | 94.6621 | Cooling | 15.777 | #N/A | #N/A | #N/A | #N/A | 0 | 0 | 0 | 0 | 0 | 94.6621 | #N/A | #N/A | 88 | 81.02 | 0.9437 | 0.57566 | #N/A | 0.29266 | 0.05259% | 1 | 50% | 0% | 0% | 0% | 8.2745 | 0 | 0 | 0 | 8.2745 | #N/A
2007-05-26 12:00 | 5 | 26 | 12 | 146.4585 | 3492 | 77 | 57.02 | 995 | 77 | 0 | 110.1654 | Cooling | 18.3609 | #N/A | #N/A | #N/A | #N/A | 0 | 0 | 0 | 0 | 0 | 110.1654 | #N/A | #N/A | 88 | 92 | 1.0717 | 0.65376 | #N/A | 0.34059 | 0.0612% | 1 | 50% | 0% | 0% | 0% | 8.2745 | 0 | 0 | 0 | 8.2745 | #N/A
2007-05-26 13:00 | 5 | 26 | 13 | 146.5002 | 3493 | 82.04 | 59 | 995 | 82.04 | 0 | 139.3482 | Cooling | 23.2247 | #N/A | #N/A | #N/A | #N/A | 0 | 0 | 0 | 0 | 0 | 139.3482 | #N/A | #N/A | 88 | 97.04 | 1.1348 | 0.69221 | #N/A | 0.43081 | 0.07742% | 1 | 50% | 0% | 0% | 0% | 8.2745 | 0 | 0 | 0 | 8.2745 | #N/A
2007-05-26 14:00 | 5 | 26 | 14 | 146.5419 | 3494 | 82.04 | 60.08 | 994 | 82.04 | 0 | 160.8738 | Cooling | 26.8123 | #N/A | #N/A | #N/A | #N/A | 0 | 0 | 0 | 0 | 0 | 160.8738 | #N/A | #N/A | 88 | 97.04 | 1.1348 | 0.69221 | #N/A | 0.49736 | 0.08937% | 1 | 50% | 0% | 0% | 0% | 8.2745 | 0 | 0 | 0 | 8.2745 | #N/A
2007-05-26 15:00 | 5 | 26 | 15 | 146.5835 | 3495 | 82.04 | 60.98 | 995 | 82.04 | 0 | 179.3358 | Cooling | 29.8893 | #N/A | #N/A | #N/A | #N/A | 0 | 0 | 0 | 0 | 0 | 179.3358 | #N/A | #N/A | 88 | 97.04 | 1.1348 | 0.69221 | #N/A | 0.55444 | 0.09963% | 1 | 50% | 0% | 0% | 0% | 8.2745 | 0 | 0 | 0 | 8.2745 | #N/A
2007-05-26 16:00 | 5 | 26 | 16 | 146.6252 | 3496 | 80.96 | 62.06 | 995 | 80.96 | 0 | 343.1455 | Cooling | 57.1909 | #N/A | #N/A | #N/A | #N/A | 0 | 0 | 0 | 0 | 0 | 343.1455 | #N/A | #N/A | 88 | 95.96 | 1.121 | 0.68383 | #N/A | 1.0609 | 0.1906% | 1 | 50% | 0% | 0% | 0% | 8.2745 | 0 | 0 | 0 | 8.2745 | #N/A
2007-05-26 17:00 | 5 | 26 | 17 | 146.6669 | 3497 | 80.96 | 62.06 | 994 | 80.96 | 0 | 417.606 | Cooling | 69.601 | #N/A | #N/A | #N/A | #N/A | 0 | 0 | 0 | 0 | 0 | 417.606 | #N/A | #N/A | 88 | 95.96 | 1.121 | 0.68383 | #N/A | 1.2911 | 0.232% | 1 | 50% | 0% | 0% | 0% | 8.2745 | 0 | 0 | 0 | 8.2745 | #N/A
2007-05-26 18:00 | 5 | 26 | 18 | 146.7085 | 3498 | 80.06 | 62.06 | 994 | 80.06 | 0 | 418.0477 | Cooling | 69.6746 | #N/A | #N/A | #N/A | #N/A | 0 | 0 | 0 | 0 | 0 | 418.0477 | #N/A | #N/A | 88 | 95.06 | 1.1097 | 0.67691 | #N/A | 1.2924 | 0.2322% | 1 | 50% | 0% | 0% | 0% | 8.2745 | 0 | 0 | 0 | 8.2745 | #N/A
2007-05-26 19:00 | 5 | 26 | 19 | 146.7502 | 3499 | 77 | 62.06 | 993 | 77 | 0 | 346.8715 | Cooling | 57.8119 | #N/A | #N/A | #N/A | #N/A | 0 | 0 | 0 | 0 | 0 | 346.8715 | #N/A | #N/A | 88 | 92 | 1.0717 | 0.65376 | #N/A | 1.0724 | 0.1927% | 1 | 50% | 0% | 0% | 0% | 8.2745 | 0 | 0 | 0 | 8.2745 | #N/A
2007-05-26 20:00 | 5 | 26 | 20 | 146.7919 | 3500 | 77 | 62.06 | 993 | 77 | 0 | 346.4373 | Cooling | 57.7395 | #N/A | #N/A | #N/A | #N/A | 0 | 0 | 0 | 0 | 0 | 346.4373 | #N/A | #N/A | 88 | 92 | 1.0717 | 0.65376 | #N/A | 1.0711 | 0.1925% | 1 | 50% | 0% | 0% | 0% | 8.2745 | 0 | 0 | 0 | 8.2745 | #N/A
2007-05-26 21:00 | 5 | 26 | 21 | 146.8335 | 3501 | 75.92 | 60.98 | 993 | 75.92 | 0 | 248.0076 | Cooling | 41.3346 | #N/A | #N/A | #N/A | #N/A | 0 | 0 | 0 | 0 | 0 | 248.0076 | #N/A | #N/A | 88 | 90.92 | 1.0586 | 0.64573 | #N/A | 0.76675 | 0.1378% | 1 | 50% | 0% | 0% | 0% | 8.2745 | 0 | 0 | 0 | 8.2745 | #N/A
2007-05-26 22:00 | 5 | 26 | 22 | 146.8752 | 3502 | 71.96 | 60.08 | 993 | 71.96 | 0 | 154.2305 | Cooling | 25.7051 | #N/A | #N/A | #N/A | #N/A | 0 | 0 | 0 | 0 | 0 | 154.2305 | #N/A | #N/A | 88 | 86.96 | 1.0114 | 0.61695 | #N/A | 0.47682 | 0.08568% | 1 | 50% | 0% | 0% | 0% | 8.2745 | 0 | 0 | 0 | 8.2745 | #N/A
2007-05-26 23:00 | 5 | 26 | 23 | 146.9169 | 3503 | 71.96 | 60.98 | 993 | 71.96 | 0 | 107.2771 | Cooling | 17.8795 | #N/A | #N/A | #N/A | #N/A | 0 | 0 | 0 | 0 | 0 | 107.2771 | #N/A | #N/A | 88 | 86.96 | 1.0114 | 0.61695 | #N/A | 0.33166 | 0.0596% | 1 | 50% | 0% | 0% | 0% | 8.2745 | 0 | 0 | 0 | 8.2745 | #N/A
2007-05-27 | 5 | 27 | 0 | 146.9585 | 3504 | 64.94 | 60.98 | 993 | 64.94 | 0 | 142.5596 | Cooling | 23.7599 | #N/A | #N/A | #N/A | #N/A | 0 | 0 | 0 | 0 | 0 | 142.5596 | #N/A | #N/A | 88 | 79.94 | 0.9318 | 0.5684 | #N/A | 0.44074 | 0.0792% | 1 | 50% | 0% | 0% | 0% | 8.2745 | 0 | 0 | 0 | 8.2745 | #N/A
2007-05-27 01:00 | 5 | 27 | 1 | 147.0002 | 3505 | 64.04 | 62.06 | 992 | 64.04 | 0 | 162.3259 | Cooling | 27.0543 | #N/A | #N/A | #N/A | #N/A | 0 | 0 | 0 | 0 | 0 | 162.3259 | #N/A | #N/A | 88 | 79.04 | 0.92197 | 0.5624 | #N/A | 0.50185 | 0.09018% | 1 | 50% | 0% | 0% | 0% | 8.2745 | 0 | 0 | 0 | 8.2745 | #N/A
2007-05-27 02:00 | 5 | 27 | 2 | 147.0419 | 3506 | 64.04 | 60.98 | 992 | 64.04 | 0 | 159.8196 | Cooling | 26.6366 | #N/A | #N/A | #N/A | #N/A | 0 | 0 | 0 | 0 | 0 | 159.8196 | #N/A | #N/A | 88 | 79.04 | 0.92197 | 0.5624 | #N/A | 0.4941 | 0.08879% | 1 | 50% | 0% | 0% | 0% | 8.2745 | 0 | 0 | 0 | 8.2745 | #N/A
2007-05-27 03:00 | 5 | 27 | 3 | 147.0835 | 3507 | 64.04 | 62.06 | 991 | 64.04 | 0 | 159.1065 | Cooling | 26.5178 | #N/A | #N/A | #N/A | #N/A | 0 | 0 | 0 | 0 | 0 | 159.1065 | #N/A | #N/A | 88 | 79.04 | 0.92197 | 0.5624 | #N/A | 0.4919 | 0.08839% | 1 | 50% | 0% | 0% | 0% | 8.2745 | 0 | 0 | 0 | 8.2745 | #N/A
2007-05-27 04:00 | 5 | 27 | 4 | 147.1252 | 3508 | 64.04 | 60.98 | 991 | 64.04 | 0 | 142.9502 | Cooling | 23.825 | #N/A | #N/A | #N/A | #N/A | 0 | 0 | 0 | 0 | 0 | 142.9502 | #N/A | #N/A | 88 | 79.04 | 0.92197 | 0.5624 | #N/A | 0.44195 | 0.07942% | 1 | 50% | 0% | 0% | 0% | 8.2745 | 0 | 0 | 0 | 8.2745 | #N/A
2007-05-27 05:00 | 5 | 27 | 5 | 147.1669 | 3509 | 64.04 | 60.98 | 991 | 64.04 | 0 | 196.7723 | Cooling | 32.7954 | #N/A | #N/A | #N/A | #N/A | 0 | 0 | 0 | 0 | 0 | 196.7723 | #N/A | #N/A | 88 | 79.04 | 0.92197 | 0.5624 | #N/A | 0.60835 | 0.1093% | 1 | 50% | 0% | 0% | 0% | 8.2745 | 0 | 0 | 0 | 8.2745 | #N/A
2007-05-27 06:00 | 5 | 27 | 6 | 147.2085 | 3510 | 66.02 | 60.08 | 991 | 66.02 | 0 | 1761.7314 | Cooling | 293.6219 | #N/A | #N/A | #N/A | #N/A | 0 | 0 | 0 | 0 | 0 | 1761.7314 | #N/A | #N/A | 88 | 81.02 | 0.9437 | 0.57566 | #N/A | 5.4466 | 0.9787% | 1 | 50% | 0% | 0% | 0% | 8.2745 | 0 | 0 | 0 | 8.2745 | #N/A
2007-05-27 07:00 | 5 | 27 | 7 | 147.2502 | 3511 | 69.08 | 60.98 | 991 | 69.08 | 0 | 1936.627 | Cooling | 322.7712 | #N/A | #N/A | #N/A | #N/A | 0 | 0 | 0 | 0 | 0 | 1936.627 | #N/A | #N/A | 88 | 84.08 | 0.9781 | 0.59664 | #N/A | 5.9873 | 1.076% | 1 | 50% | 0% | 0% | 0% | 8.2745 | 0 | 0 | 0 | 8.2745 | #N/A
2007-05-27 08:00 | 5 | 27 | 8 | 147.2919 | 3512 | 69.08 | 60.98 | 991 | 69.08 | 0 | 2572.913 | Cooling | 428.8188 | #N/A | #N/A | #N/A | #N/A | 0 | 0 | 0 | 0 | 0 | 2572.913 | #N/A | #N/A | 88 | 84.08 | 0.9781 | 0.59664 | #N/A | 7.9545 | 1.429% | 1 | 50% | 0% | 0% | 0% | 8.2745 | 0 | 0 | 0 | 8.2745 | #N/A
2007-05-27 09:00 | 5 | 27 | 9 | 147.3335 | 3513 | 75.02 | 62.06 | 991 | 75.02 | 0 | 2818.1989 | Cooling | 469.6998 | #N/A | #N/A | #N/A | #N/A | 0 | 0 | 0 | 0 | 0 | 2818.1989 | #N/A | #N/A | 88 | 90.02 | 1.0477 | 0.6391 | #N/A | 8.7128 | 1.566% | 1 | 50% | 0% | 0% | 0% | 8.2745 | 0 | 0 | 0 | 8.2745 | #N/A
2007-05-27 10:00 | 5 | 27 | 10 | 147.3752 | 3514 | 77 | 64.04 | 991 | 77 | 0 | 3013.6823 | Cooling | 502.2804 | #N/A | #N/A | #N/A | #N/A | 0 | 0 | 0 | 0 | 0 | 3013.6823 | #N/A | #N/A | 88 | 92 | 1.0717 | 0.65376 | #N/A | 9.3172 | 1.674% | 1 | 50% | 0% | 0% | 0% | 8.2745 | 0 | 0 | 0 | 8.2745 | #N/A
2007-05-27 11:00 | 5 | 27 | 11 | 147.4169 | 3515 | 77 | 64.94 | 991 | 77 | 0 | 2754.2799 | Cooling | 459.0466 | #N/A | #N/A | #N/A | #N/A | 0 | 0 | 0 | 0 | 0 | 2754.2799 | #N/A | #N/A | 88 | 92 | 1.0717 | 0.65376 | #N/A | 8.5152 | 1.53% | 1 | 50% | 0% | 0% | 0% | 8.2745 | 0 | 0 | 0 | 8.2745 | #N/A
2007-05-27 12:00 | 5 | 27 | 12 | 147.4585 | 3516 | 84.02 | 64.04 | 992 | 84.02 | 0 | 2456.6849 | Cooling | 409.4475 | #N/A | #N/A | #N/A | #N/A | 0 | 0 | 0 | 0 | 0 | 2456.6849 | #N/A | #N/A | 88 | 99.02 | 1.1603 | 0.70776 | #N/A | 7.5951 | 1.365% | 1 | 50% | 0% | 0% | 0% | 8.2745 | 0 | 0 | 0 | 8.2745 | #N/A
2007-05-27 13:00 | 5 | 27 | 13 | 147.5002 | 3517 | 82.04 | 64.94 | 992 | 82.04 | 0 | 2572.2994 | Cooling | 428.7166 | #N/A | #N/A | #N/A | #N/A | 0 | 0 | 0 | 0 | 0 | 2572.2994 | #N/A | #N/A | 88 | 97.04 | 1.1348 | 0.69221 | #N/A | 7.9526 | 1.429% | 1 | 50% | 0% | 0% | 0% | 8.2745 | 0 | 0 | 0 | 8.2745 | #N/A
2007-05-27 14:00 | 5 | 27 | 14 | 147.5419 | 3518 | 82.04 | 66.02 | 992 | 82.04 | 0 | 2955.4322 | Cooling | 492.572 | #N/A | #N/A | #N/A | #N/A | 0 | 0 | 0 | 0 | 0 | 2955.4322 | #N/A | #N/A | 88 | 97.04 | 1.1348 | 0.69221 | #N/A | 9.1371 | 1.642% | 1 | 50% | 0% | 0% | 0% | 8.2745 | 0 | 0 | 0 | 8.2745 | #N/A
2007-05-27 15:00 | 5 | 27 | 15 | 147.5835 | 3519 | 84.92 | 66.92 | 992 | 84.92 | 0 | 3144.7637 | Cooling | 524.1273 | #N/A | #N/A | #N/A | #N/A | 0 | 0 | 0 | 0 | 0 | 3144.7637 | #N/A | #N/A | 88 | 99.92 | 1.172 | 0.71491 | #N/A | 9.7224 | 1.747% | 1 | 50% | 0% | 0% | 0% | 8.2745 | 0 | 0 | 0 | 8.2745 | #N/A
2007-05-27 16:00 | 5 | 27 | 16 | 147.6252 | 3520 | 82.94 | 62.96 | 992 | 82.94 | 0 | 2866.3937 | Cooling | 477.7323 | #N/A | #N/A | #N/A | #N/A | 0 | 0 | 0 | 0 | 0 | 2866.3937 | #N/A | #N/A | 88 | 97.94 | 1.1463 | 0.69925 | #N/A | 8.8618 | 1.592% | 1 | 50% | 0% | 0% | 0% | 8.2745 | 0 | 0 | 0 | 8.2745 | #N/A
2007-05-27 17:00 | 5 | 27 | 17 | 147.6669 | 3521 | 82.94 | 62.06 | 993 | 82.94 | 0 | 2516.2698 | Cooling | 419.3783 | #N/A | #N/A | #N/A | #N/A | 0 | 0 | 0 | 0 | 0 | 2516.2698 | #N/A | #N/A | 88 | 97.94 | 1.1463 | 0.69925 | #N/A | 7.7794 | 1.398% | 1 | 50% | 0% | 0% | 0% | 8.2745 | 0 | 0 | 0 | 8.2745 | #N/A
2007-05-27 18:00 | 5 | 27 | 18 | 147.7085 | 3522 | 82.04 | 62.06 | 993 | 82.04 | 0 | 2286.2081 | Cooling | 381.0347 | #N/A | #N/A | #N/A | #N/A | 0 | 0 | 0 | 0 | 0 | 2286.2081 | #N/A | #N/A | 88 | 97.04 | 1.1348 | 0.69221 | #N/A | 7.0681 | 1.27% | 1 | 50% | 0% | 0% | 0% | 8.2745 | 0 | 0 | 0 | 8.2745 | #N/A
2007-05-27 19:00 | 5 | 27 | 19 | 147.7502 | 3523 | 78.98 | 60.98 | 993 | 78.98 | 0 | 2102.2513 | Cooling | 350.3752 | #N/A | #N/A | #N/A | #N/A | 0 | 0 | 0 | 0 | 0 | 2102.2513 | #N/A | #N/A | 88 | 93.98 | 1.0962 | 0.66867 | #N/A | 6.4994 | 1.168% | 1 | 50% | 0% | 0% | 0% | 8.2745 | 0 | 0 | 0 | 8.2745 | #N/A
2007-05-27 20:00 | 5 | 27 | 20 | 147.7919 | 3524 | 78.98 | 60.98 | 993 | 78.98 | 0 | 1925.9581 | Cooling | 320.993 | #N/A | #N/A | #N/A | #N/A | 0 | 0 | 0 | 0 | 0 | 1925.9581 | #N/A | #N/A | 88 | 93.98 | 1.0962 | 0.66867 | #N/A | 5.9543 | 1.07% | 1 | 50% | 0% | 0% | 0% | 8.2745 | 0 | 0 | 0 | 8.2745 | #N/A
2007-05-27 21:00 | 5 | 27 | 21 | 147.8335 | 3525 | 75.92 | 60.08 | 994 | 75.92 | 0 | 1720.7269 | Cooling | 286.7878 | #N/A | #N/A | #N/A | #N/A | 0 | 0 | 0 | 0 | 0 | 1720.7269 | #N/A | #N/A | 88 | 90.92 | 1.0586 | 0.64573 | #N/A | 5.3198 | 0.956% | 1 | 50% | 0% | 0% | 0% | 8.2745 | 0 | 0 | 0 | 8.2745 | #N/A
2007-05-27 22:00 | 5 | 27 | 22 | 147.8752 | 3526 | 69.98 | 59 | 994 | 69.98 | 0 | 98.3332 | Cooling | 16.3889 | #N/A | #N/A | #N/A | #N/A | 0 | 0 | 0 | 0 | 0 | 98.3332 | #N/A | #N/A | 88 | 84.98 | 0.98841 | 0.60293 | #N/A | 0.30401 | 0.05463% | 1 | 50% | 0% | 0% | 0% | 8.2745 | 0 | 0 | 0 | 8.2745 | #N/A
2007-05-27 23:00 | 5 | 27 | 23 | 147.9169 | 3527 | 69.98 | 59 | 994 | 69.98 | 0 | 159.1323 | Cooling | 26.522 | #N/A | #N/A | #N/A | #N/A | 0 | 0 | 0 | 0 | 0 | 159.1323 | #N/A | #N/A | 88 | 84.98 | 0.98841 | 0.60293 | #N/A | 0.49198 | 0.08841% | 1 | 50% | 0% | 0% | 0% | 8.2745 | 0 | 0 | 0 | 8.2745 | #N/A
2007-05-28 | 5 | 28 | 0 | 147.9585 | 3528 | 62.06 | 59 | 994 | 62.06 | 0 | 144.8139 | Cooling | 24.1356 | #N/A | #N/A | #N/A | #N/A | 0 | 0 | 0 | 0 | 0 | 144.8139 | #N/A | #N/A | 88 | 77.06 | 0.90065 | 0.5494 | #N/A | 0.44771 | 0.08045% | 1 | 50% | 0% | 0% | 0% | 8.2745 | 0 | 0 | 0 | 8.2745 | #N/A
2007-05-28 01:00 | 5 | 28 | 1 | 148.0002 | 3529 | 62.06 | 59 | 994 | 62.06 | 0 | 143.0831 | Cooling | 23.8472 | #N/A | #N/A | #N/A | #N/A | 0 | 0 | 0 | 0 | 0 | 143.0831 | #N/A | #N/A | 88 | 77.06 | 0.90065 | 0.5494 | #N/A | 0.44236 | 0.07949% | 1 | 50% | 0% | 0% | 0% | 8.2745 | 0 | 0 | 0 | 8.2745 | #N/A
2007-05-28 02:00 | 5 | 28 | 2 | 148.0419 | 3530 | 62.06 | 59 | 994 | 62.06 | 0 | 141.3015 | Cooling | 23.5503 | #N/A | #N/A | #N/A | #N/A | 0 | 0 | 0 | 0 | 0 | 141.3015 | #N/A | #N/A | 88 | 77.06 | 0.90065 | 0.5494 | #N/A | 0.43685 | 0.0785% | 1 | 50% | 0% | 0% | 0% | 8.2745 | 0 | 0 | 0 | 8.2745 | #N/A
2007-05-28 03:00 | 5 | 28 | 3 | 148.0835 | 3531 | 60.08 | 57.92 | 994 | 60.08 | 0 | 123.6272 | Cooling | 20.6045 | #N/A | #N/A | #N/A | #N/A | 0 | 0 | 0 | 0 | 0 | 123.6272 | #N/A | #N/A | 88 | 75.08 | 0.87975 | 0.53664 | #N/A | 0.38221 | 0.06868% | 1 | 50% | 0% | 0% | 0% | 8.2745 | 0 | 0 | 0 | 8.2745 | #N/A
2007-05-28 04:00 | 5 | 28 | 4 | 148.1252 | 3532 | 57.92 | 57.92 | 994 | 57.92 | 0 | 112.3408 | Cooling | 18.7235 | #N/A | #N/A | #N/A | #N/A | 0 | 0 | 0 | 0 | 0 | 112.3408 | #N/A | #N/A | 88 | 72.92 | 0.85741 | 0.52302 | #N/A | 0.34732 | 0.06241% | 1 | 50% | 0% | 0% | 0% | 8.2745 | 0 | 0 | 0 | 8.2745 | #N/A
2007-05-28 05:00 | 5 | 28 | 5 | 148.1669 | 3533 | 57.92 | 57.92 | 994 | 57.92 | 0 | 145.3196 | Cooling | 24.2199 | #N/A | #N/A | #N/A | #N/A | 0 | 0 | 0 | 0 | 0 | 145.3196 | #N/A | #N/A | 88 | 72.92 | 0.85741 | 0.52302 | #N/A | 0.44927 | 0.08073% | 1 | 50% | 0% | 0% | 0% | 8.2745 | 0 | 0 | 0 | 8.2745 | #N/A
2007-05-28 06:00 | 5 | 28 | 6 | 148.2085 | 3534 | 57.02 | 57.92 | 994 | 57.02 | 0 | 971.645 | Cooling | 161.9408 | #N/A | #N/A | #N/A | #N/A | 0 | 0 | 0 | 0 | 0 | 971.645 | #N/A | #N/A | 88 | 72.02 | 0.84825 | 0.51743 | #N/A | 3.004 | 0.5398% | 1 | 50% | 0% | 0% | 0% | 8.2745 | 0 | 0 | 0 | 8.2745 | #N/A
2007-05-28 07:00 | 5 | 28 | 7 | 148.2502 | 3535 | 55.04 | 57.92 | 995 | 55.04 | 0 | 1052.2779 | Cooling | 175.3797 | #N/A | #N/A | #N/A | #N/A | 0 | 0 | 0 | 0 | 0 | 1052.2779 | #N/A | #N/A | 88 | 70.04 | 0.8284 | 0.50532 | #N/A | 3.2532 | 0.5846% | 1 | 50% | 0% | 0% | 0% | 8.2745 | 0 | 0 | 0 | 8.2745 | #N/A
2007-05-28 08:00 | 5 | 28 | 8 | 148.2919 | 3536 | 55.04 | 57.92 | 995 | 55.04 | 0 | 1342.9518 | Cooling | 223.8253 | #N/A | #N/A | #N/A | #N/A | 0 | 0 | 0 | 0 | 0 | 1342.9518 | #N/A | #N/A | 88 | 70.04 | 0.8284 | 0.50532 | #N/A | 4.1519 | 0.7461% | 1 | 50% | 0% | 0% | 0% | 8.2745 | 0 | 0 | 0 | 8.2745 | #N/A
2007-05-28 09:00 | 5 | 28 | 9 | 148.3335 | 3537 | 53.96 | 55.94 | 995 | 53.96 | 0 | 1064.5884 | Cooling | 177.4314 | #N/A | #N/A | #N/A | #N/A | 0 | 0 | 0 | 0 | 0 | 1064.5884 | #N/A | #N/A | 88 | 68.96 | 0.81775 | 0.49883 | #N/A | 3.2913 | 0.5914% | 1 | 50% | 0% | 0% | 0% | 8.2745 | 0 | 0 | 0 | 8.2745 | #N/A
2007-05-28 10:00 | 5 | 28 | 10 | 148.3752 | 3538 | 53.6 | 55.94 | 996 | 53.6 | 0 | 884.3476 | Cooling | 147.3913 | #N/A | #N/A | #N/A | #N/A | 0 | 0 | 0 | 0 | 0 | 884.3476 | #N/A | #N/A | 88 | 68.6 | 0.81422 | 0.49668 | #N/A | 2.7341 | 0.4913% | 1 | 50% | 0% | 0% | 0% | 8.2745 | 0 | 0 | 0 | 8.2745 | #N/A
2007-05-28 11:00 | 5 | 28 | 11 | 148.4169 | 3539 | 53.96 | 57.02 | 996 | 53.96 | 0 | 1130.9831 | Cooling | 188.4972 | #N/A | #N/A | #N/A | #N/A | 0 | 0 | 0 | 0 | 0 | 1130.9831 | #N/A | #N/A | 88 | 68.96 | 0.81775 | 0.49883 | #N/A | 3.4966 | 0.6283% | 1 | 50% | 0% | 0% | 0% | 8.2745 | 0 | 0 | 0 | 8.2745 | #N/A
2007-05-28 12:00 | 5 | 28 | 12 | 148.4585 | 3540 | 55.04 | 57.02 | 996 | 55.04 | 0 | 1364.1967 | Cooling | 227.3661 | #N/A | #N/A | #N/A | #N/A | 0 | 0 | 0 | 0 | 0 | 1364.1967 | #N/A | #N/A | 88 | 70.04 | 0.8284 | 0.50532 | #N/A | 4.2176 | 0.7579% | 1 | 50% | 0% | 0% | 0% | 8.2745 | 0 | 0 | 0 | 8.2745 | #N/A
2007-05-28 13:00 | 5 | 28 | 13 | 148.5002 | 3541 | 55.04 | 57.02 | 996 | 55.04 | 0 | 1579.5128 | Cooling | 263.2521 | #N/A | #N/A | #N/A | #N/A | 0 | 0 | 0 | 0 | 0 | 1579.5128 | #N/A | #N/A | 88 | 70.04 | 0.8284 | 0.50532 | #N/A | 4.8833 | 0.8775% | 1 | 50% | 0% | 0% | 0% | 8.2745 | 0 | 0 | 0 | 8.2745 | #N/A
2007-05-28 14:00 | 5 | 28 | 14 | 148.5419 | 3542 | 55.94 | 55.94 | 996 | 55.94 | 0 | 1737.2631 | Cooling | 289.5438 | #N/A | #N/A | #N/A | #N/A | 0 | 0 | 0 | 0 | 0 | 1737.2631 | #N/A | #N/A | 88 | 70.94 | 0.83737 | 0.5108 | #N/A | 5.371 | 0.9651% | 1 | 50% | 0% | 0% | 0% | 8.2745 | 0 | 0 | 0 | 8.2745 | #N/A
2007-05-28 15:00 | 5 | 28 | 15 | 148.5835 | 3543 | 60.08 | 53.96 | 996 | 60.08 | 0 | 1890.1786 | Cooling | 315.0298 | #N/A | #N/A | #N/A | #N/A | 0 | 0 | 0 | 0 | 0 | 1890.1786 | #N/A | #N/A | 88 | 75.08 | 0.87975 | 0.53664 | #N/A | 5.8437 | 1.05% | 1 | 50% | 0% | 0% | 0% | 8.2745 | 0 | 0 | 0 | 8.2745 | #N/A
2007-05-28 16:00 | 5 | 28 | 16 | 148.6252 | 3544 | 59 | 53.96 | 996 | 59 | 0 | 2101.2328 | Cooling | 350.2055 | #N/A | #N/A | #N/A | #N/A | 0 | 0 | 0 | 0 | 0 | 2101.2328 | #N/A | #N/A | 88 | 74 | 0.86852 | 0.5298 | #N/A | 6.4962 | 1.167% | 1 | 50% | 0% | 0% | 0% | 8.2745 | 0 | 0 | 0 | 8.2745 | #N/A
2007-05-28 17:00 | 5 | 28 | 17 | 148.6669 | 3545 | 59 | 51.98 | 996 | 59 | 0 | 1729.0706 | Cooling | 288.1784 | #N/A | #N/A | #N/A | #N/A | 0 | 0 | 0 | 0 | 0 | 1729.0706 | #N/A | #N/A | 88 | 74 | 0.86852 | 0.5298 | #N/A | 5.3456 | 0.9606% | 1 | 50% | 0% | 0% | 0% | 8.2745 | 0 | 0 | 0 | 8.2745 | #N/A
2007-05-28 18:00 | 5 | 28 | 18 | 148.7085 | 3546 | 57.92 | 48.92 | 996 | 57.92 | 0 | 1011.9357 | Cooling | 168.6559 | #N/A | #N/A | #N/A | #N/A | 0 | 0 | 0 | 0 | 0 | 1011.9357 | #N/A | #N/A | 88 | 72.92 | 0.85741 | 0.52302 | #N/A | 3.1285 | 0.5622% | 1 | 50% | 0% | 0% | 0% | 8.2745 | 0 | 0 | 0 | 8.2745 | #N/A
2007-05-28 19:00 | 5 | 28 | 19 | 148.7502 | 3547 | 55.94 | 46.04 | 997 | 55.94 | 0 | 648.0294 | Cooling | 108.0049 | #N/A | #N/A | #N/A | #N/A | 0 | 0 | 0 | 0 | 0 | 648.0294 | #N/A | #N/A | 88 | 70.94 | 0.83737 | 0.5108 | #N/A | 2.0035 | 0.36% | 1 | 50% | 0% | 0% | 0% | 8.2745 | 0 | 0 | 0 | 8.2745 | #N/A
2007-05-28 20:00 | 5 | 28 | 20 | 148.7919 | 3548 | 55.94 | 44.06 | 998 | 55.94 | 0 | 325.3003 | Cooling | 54.2167 | #N/A | #N/A | #N/A | #N/A | 0 | 0 | 0 | 0 | 0 | 325.3003 | #N/A | #N/A | 88 | 70.94 | 0.83737 | 0.5108 | #N/A | 1.0057 | 0.1807% | 1 | 50% | 0% | 0% | 0% | 8.2745 | 0 | 0 | 0 | 8.2745 | #N/A
2007-05-28 21:00 | 5 | 28 | 21 | 148.8335 | 3549 | 53.96 | 41 | 999 | 53.96 | 0 | 76.2474 | Cooling | 12.7079 | #N/A | #N/A | #N/A | #N/A | 0 | 0 | 0 | 0 | 0 | 76.2474 | #N/A | #N/A | 88 | 68.96 | 0.81775 | 0.49883 | #N/A | 0.23573 | 0.04236% | 1 | 50% | 0% | 0% | 0% | 8.2745 | 0 | 0 | 0 | 8.2745 | #N/A
2007-05-28 22:00 | 5 | 28 | 22 | 148.8752 | 3550 | 53.96 | 41 | 1000 | 53.96 | 0 | 0.018676 | Cooling | 0.0031127 | #N/A | #N/A | #N/A | #N/A | 0 | 0 | 0 | 0 | 0 | 0.018676 | #N/A | #N/A | 88 | 68.96 | 0.81775 | 0.49883 | #N/A | 5.774e-05 | 1.038e-05% | 1 | 50% | 0% | 0% | 0% | 8.2745 | 0 | 0 | 0 | 8.2745 | #N/A
2007-05-28 23:00 | 5 | 28 | 23 | 148.9169 | 3551 | 53.96 | 39.92 | 1000 | 53.96 | 0 | 0.066474 | Cooling | 0.011079 | #N/A | #N/A | #N/A | #N/A | 0 | 0 | 0 | 0 | 0 | 0.066474 | #N/A | #N/A | 88 | 68.96 | 0.81775 | 0.49883 | #N/A | 0.00020551 | 3.693e-05% | 1 | 50% | 0% | 0% | 0% | 8.2745 | 0 | 0 | 0 | 8.2745 | #N/A
2007-05-29 | 5 | 29 | 0 | 148.9585 | 3552 | 53.96 | 39.92 | 1000 | 53.96 | 0 | 0.076106 | Cooling | 0.012684 | #N/A | #N/A | #N/A | #N/A | 0 | 0 | 0 | 0 | 0 | 0.076106 | #N/A | #N/A | 88 | 68.96 | 0.81775 | 0.49883 | #N/A | 0.00023529 | 4.228e-05% | 1 | 50% | 0% | 0% | 0% | 8.2745 | 0 | 0 | 0 | 8.2745 | #N/A
2007-05-29 01:00 | 5 | 29 | 1 | 149.0002 | 3553 | 51.98 | 39.92 | 1000 | 51.98 | 0 | 0.064187 | Cooling | 0.010698 | #N/A | #N/A | #N/A | #N/A | 0 | 0 | 0 | 0 | 0 | 0.064187 | #N/A | #N/A | 88 | 66.98 | 0.79854 | 0.48711 | #N/A | 0.00019844 | 3.566e-05% | 1 | 50% | 0% | 0% | 0% | 8.2745 | 0 | 0 | 0 | 8.2745 | #N/A
2007-05-29 02:00 | 5 | 29 | 2 | 149.0419 | 3554 | 51.98 | 39.92 | 1000 | 51.98 | 0 | 0.052929 | Cooling | 0.0088214 | #N/A | #N/A | #N/A | #N/A | 0 | 0 | 0 | 0 | 0 | 0.052929 | #N/A | #N/A | 88 | 66.98 | 0.79854 | 0.48711 | #N/A | 0.00016364 | 2.94e-05% | 1 | 50% | 0% | 0% | 0% | 8.2745 | 0 | 0 | 0 | 8.2745 | #N/A
2007-05-29 03:00 | 5 | 29 | 3 | 149.0835 | 3555 | 46.04 | 39.92 | 1001 | 46.04 | 0 | 0.048047 | Cooling | 0.0080078 | #N/A | #N/A | #N/A | #N/A | 0 | 0 | 0 | 0 | 0 | 0.048047 | #N/A | #N/A | 88 | 61.04 | 0.74339 | 0.45347 | #N/A | 0.00014854 | 2.669e-05% | 1 | 50% | 0% | 0% | 0% | 8.2745 | 0 | 0 | 0 | 8.2745 | #N/A
2007-05-29 04:00 | 5 | 29 | 4 | 149.1252 | 3556 | 44.96 | 37.94 | 1001 | 44.96 | 0 | 0.075545 | Cooling | 0.012591 | #N/A | #N/A | #N/A | #N/A | 0 | 0 | 0 | 0 | 0 | 0.075545 | #N/A | #N/A | 88 | 59.96 | 0.73376 | 0.44759 | #N/A | 0.00023356 | 4.197e-05% | 1 | 50% | 0% | 0% | 0% | 8.2745 | 0 | 0 | 0 | 8.2745 | #N/A
2007-05-29 05:00 | 5 | 29 | 5 | 149.1669 | 3557 | 44.96 | 37.94 | 1002 | 44.96 | 0 | 0.10521 | Cooling | 0.017535 | #N/A | #N/A | #N/A | #N/A | 0 | 0 | 0 | 0 | 0 | 0.10521 | #N/A | #N/A | 88 | 59.96 | 0.73376 | 0.44759 | #N/A | 0.00032528 | 5.845e-05% | 1 | 50% | 0% | 0% | 0% | 8.2745 | 0 | 0 | 0 | 8.2745 | #N/A
2007-05-29 06:00 | 5 | 29 | 6 | 149.2085 | 3558 | 48.2 | 42.08 | 1003 | 48.2 | 1.5755 | 0 | Heating | 0.21006 | #N/A | #N/A | #N/A | #N/A | 1.5755 | #N/A | #N/A | 4.3513 | #N/A | 0 | 0 | 0 | 0 | 0 | 0 | 0 | 0 | 0 | 0.0007002% | 1 | 50% | 0% | 0% | 0% | 8.2745 | 0 | 0 | 0 | 8.2745 | #N/A
2007-05-29 07:00 | 5 | 29 | 7 | 149.2502 | 3559 | 53.96 | 44.06 | 1004 | 53.96 | 0 | 0.0010367 | Cooling | 0.00017279 | #N/A | #N/A | #N/A | #N/A | 0 | 0 | 0 | 0 | 0 | 0.0010367 | #N/A | #N/A | 88 | 68.96 | 0.81775 | 0.49883 | #N/A | 3.2052e-06 | 5.76e-07% | 1 | 50% | 0% | 0% | 0% | 8.2745 | 0 | 0 | 0 | 8.2745 | #N/A
2007-05-29 08:00 | 5 | 29 | 8 | 149.2919 | 3560 | 53.96 | 44.06 | 1004 | 53.96 | 0 | 26.759 | Cooling | 4.4598 | #N/A | #N/A | #N/A | #N/A | 0 | 0 | 0 | 0 | 0 | 26.759 | #N/A | #N/A | 88 | 68.96 | 0.81775 | 0.49883 | #N/A | 0.082729 | 0.01487% | 1 | 50% | 0% | 0% | 0% | 8.2745 | 0 | 0 | 0 | 8.2745 | #N/A
2007-05-29 09:00 | 5 | 29 | 9 | 149.3335 | 3561 | 57.92 | 41 | 1004 | 57.92 | 0 | 233.7164 | Cooling | 38.9527 | #N/A | #N/A | #N/A | #N/A | 0 | 0 | 0 | 0 | 0 | 233.7164 | #N/A | #N/A | 88 | 72.92 | 0.85741 | 0.52302 | #N/A | 0.72256 | 0.1298% | 1 | 50% | 0% | 0% | 0% | 8.2745 | 0 | 0 | 0 | 8.2745 | #N/A
2007-05-29 10:00 | 5 | 29 | 10 | 149.3752 | 3562 | 60.08 | 39.92 | 1004 | 60.08 | 0 | 463.3442 | Cooling | 77.224 | #N/A | #N/A | #N/A | #N/A | 0 | 0 | 0 | 0 | 0 | 463.3442 | #N/A | #N/A | 88 | 75.08 | 0.87975 | 0.53664 | #N/A | 1.4325 | 0.2574% | 1 | 50% | 0% | 0% | 0% | 8.2745 | 0 | 0 | 0 | 8.2745 | #N/A
2007-05-29 11:00 | 5 | 29 | 11 | 149.4169 | 3563 | 60.08 | 39.92 | 1003 | 60.08 | 0 | 585.926 | Cooling | 97.6543 | #N/A | #N/A | #N/A | #N/A | 0 | 0 | 0 | 0 | 0 | 585.926 | #N/A | #N/A | 88 | 75.08 | 0.87975 | 0.53664 | #N/A | 1.8115 | 0.3255% | 1 | 50% | 0% | 0% | 0% | 8.2745 | 0 | 0 | 0 | 8.2745 | #N/A
2007-05-29 12:00 | 5 | 29 | 12 | 149.4585 | 3564 | 64.94 | 42.08 | 1003 | 64.94 | 0 | 686.2515 | Cooling | 114.3752 | #N/A | #N/A | #N/A | #N/A | 0 | 0 | 0 | 0 | 0 | 686.2515 | #N/A | #N/A | 88 | 79.94 | 0.9318 | 0.5684 | #N/A | 2.1216 | 0.3813% | 1 | 50% | 0% | 0% | 0% | 8.2745 | 0 | 0 | 0 | 8.2745 | #N/A
2007-05-29 13:00 | 5 | 29 | 13 | 149.5002 | 3565 | 68 | 44.06 | 1003 | 68 | 0 | 817.9847 | Cooling | 136.3308 | #N/A | #N/A | #N/A | #N/A | 0 | 0 | 0 | 0 | 0 | 817.9847 | #N/A | #N/A | 88 | 83 | 0.96585 | 0.58917 | #N/A | 2.5289 | 0.4544% | 1 | 50% | 0% | 0% | 0% | 8.2745 | 0 | 0 | 0 | 8.2745 | #N/A
2007-05-29 14:00 | 5 | 29 | 14 | 149.5419 | 3566 | 68 | 42.98 | 1002 | 68 | 0 | 910.3034 | Cooling | 151.7172 | #N/A | #N/A | #N/A | #N/A | 0 | 0 | 0 | 0 | 0 | 910.3034 | #N/A | #N/A | 88 | 83 | 0.96585 | 0.58917 | #N/A | 2.8143 | 0.5057% | 1 | 50% | 0% | 0% | 0% | 8.2745 | 0 | 0 | 0 | 8.2745 | #N/A
2007-05-29 15:00 | 5 | 29 | 15 | 149.5835 | 3567 | 69.08 | 44.06 | 1002 | 69.08 | 0 | 1017.1304 | Cooling | 169.5217 | #N/A | #N/A | #N/A | #N/A | 0 | 0 | 0 | 0 | 0 | 1017.1304 | #N/A | #N/A | 88 | 84.08 | 0.9781 | 0.59664 | #N/A | 3.1446 | 0.5651% | 1 | 50% | 0% | 0% | 0% | 8.2745 | 0 | 0 | 0 | 8.2745 | #N/A
2007-05-29 16:00 | 5 | 29 | 16 | 149.6252 | 3568 | 69.98 | 42.08 | 1001 | 69.98 | 0 | 1115.8643 | Cooling | 185.9774 | #N/A | #N/A | #N/A | #N/A | 0 | 0 | 0 | 0 | 0 | 1115.8643 | #N/A | #N/A | 88 | 84.98 | 0.98841 | 0.60293 | #N/A | 3.4498 | 0.6199% | 1 | 50% | 0% | 0% | 0% | 8.2745 | 0 | 0 | 0 | 8.2745 | #N/A
2007-05-29 17:00 | 5 | 29 | 17 | 149.6669 | 3569 | 69.8 | 42.08 | 1001 | 69.8 | 0 | 1100.1556 | Cooling | 183.3593 | #N/A | #N/A | #N/A | #N/A | 0 | 0 | 0 | 0 | 0 | 1100.1556 | #N/A | #N/A | 88 | 84.8 | 0.98634 | 0.60167 | #N/A | 3.4013 | 0.6112% | 1 | 50% | 0% | 0% | 0% | 8.2745 | 0 | 0 | 0 | 8.2745 | #N/A
2007-05-29 18:00 | 5 | 29 | 18 | 149.7085 | 3570 | 68 | 41 | 1001 | 68 | 0 | 984.4909 | Cooling | 164.0818 | #N/A | #N/A | #N/A | #N/A | 0 | 0 | 0 | 0 | 0 | 984.4909 | #N/A | #N/A | 88 | 83 | 0.96585 | 0.58917 | #N/A | 3.0437 | 0.5469% | 1 | 50% | 0% | 0% | 0% | 8.2745 | 0 | 0 | 0 | 8.2745 | #N/A
2007-05-29 19:00 | 5 | 29 | 19 | 149.7502 | 3571 | 66.02 | 44.06 | 1001 | 66.02 | 0 | 775.447 | Cooling | 129.2412 | #N/A | #N/A | #N/A | #N/A | 0 | 0 | 0 | 0 | 0 | 775.447 | #N/A | #N/A | 88 | 81.02 | 0.9437 | 0.57566 | #N/A | 2.3974 | 0.4308% | 1 | 50% | 0% | 0% | 0% | 8.2745 | 0 | 0 | 0 | 8.2745 | #N/A
2007-05-29 20:00 | 5 | 29 | 20 | 149.7919 | 3572 | 66.02 | 44.06 | 1001 | 66.02 | 0 | 387.3405 | Cooling | 64.5567 | #N/A | #N/A | #N/A | #N/A | 0 | 0 | 0 | 0 | 0 | 387.3405 | #N/A | #N/A | 88 | 81.02 | 0.9437 | 0.57566 | #N/A | 1.1975 | 0.2152% | 1 | 50% | 0% | 0% | 0% | 8.2745 | 0 | 0 | 0 | 8.2745 | #N/A
2007-05-29 21:00 | 5 | 29 | 21 | 149.8335 | 3573 | 64.94 | 44.96 | 1000 | 64.94 | 0 | 79.5502 | Cooling | 13.2584 | #N/A | #N/A | #N/A | #N/A | 0 | 0 | 0 | 0 | 0 | 79.5502 | #N/A | #N/A | 88 | 79.94 | 0.9318 | 0.5684 | #N/A | 0.24594 | 0.04419% | 1 | 50% | 0% | 0% | 0% | 8.2745 | 0 | 0 | 0 | 8.2745 | #N/A
2007-05-29 22:00 | 5 | 29 | 22 | 149.8752 | 3574 | 62.06 | 44.96 | 1001 | 62.06 | 0 | 0.00024157 | Cooling | 4.0261e-05 | #N/A | #N/A | #N/A | #N/A | 0 | 0 | 0 | 0 | 0 | 0.00024157 | #N/A | #N/A | 88 | 77.06 | 0.90065 | 0.5494 | #N/A | 7.4684e-07 | 1.342e-07% | 1 | 50% | 0% | 0% | 0% | 8.2745 | 0 | 0 | 0 | 8.2745 | #N/A
2007-05-29 23:00 | 5 | 29 | 23 | 149.9169 | 3575 | 62.06 | 46.04 | 1001 | 62.06 | 0 | 0 | Cooling | 0 | #N/A | #N/A | #N/A | #N/A | 0 | 0 | 0 | 0 | 0 | 0 | #N/A | #N/A | 88 | 77.06 | 0.90065 | 0.5494 | #N/A | 0 | 0% | 1 | 50% | 0% | 0% | 0% | 8.2745 | 0 | 0 | 0 | 8.2745 | #N/A
2007-05-30 | 5 | 30 | 0 | 149.9585 | 3576 | 57.92 | 46.04 | 1001 | 57.92 | 0 | 0 | Cooling | 0 | #N/A | #N/A | #N/A | #N/A | 0 | 0 | 0 | 0 | 0 | 0 | #N/A | #N/A | 88 | 72.92 | 0.85741 | 0.52302 | #N/A | 0 | 0% | 1 | 50% | 0% | 0% | 0% | 8.2745 | 0 | 0 | 0 | 8.2745 | #N/A
2007-05-30 01:00 | 5 | 30 | 1 | 150.0002 | 3577 | 57.92 | 46.04 | 1001 | 57.92 | 0 | 0 | Cooling | 0 | #N/A | #N/A | #N/A | #N/A | 0 | 0 | 0 | 0 | 0 | 0 | #N/A | #N/A | 88 | 72.92 | 0.85741 | 0.52302 | #N/A | 0 | 0% | 1 | 50% | 0% | 0% | 0% | 8.2745 | 0 | 0 | 0 | 8.2745 | #N/A
2007-05-30 02:00 | 5 | 30 | 2 | 150.0419 | 3578 | 57.92 | 46.04 | 1001 | 57.92 | 0 | 0 | Cooling | 0 | #N/A | #N/A | #N/A | #N/A | 0 | 0 | 0 | 0 | 0 | 0 | #N/A | #N/A | 88 | 72.92 | 0.85741 | 0.52302 | #N/A | 0 | 0% | 1 | 50% | 0% | 0% | 0% | 8.2745 | 0 | 0 | 0 | 8.2745 | #N/A
2007-05-30 03:00 | 5 | 30 | 3 | 150.0835 | 3579 | 57.02 | 44.96 | 1001 | 57.02 | 0 | 0.010221 | Cooling | 0.0017036 | #N/A | #N/A | #N/A | #N/A | 0 | 0 | 0 | 0 | 0 | 0.010221 | #N/A | #N/A | 88 | 72.02 | 0.84825 | 0.51743 | #N/A | 3.1601e-05 | 5.679e-06% | 1 | 50% | 0% | 0% | 0% | 8.2745 | 0 | 0 | 0 | 8.2745 | #N/A
2007-05-30 04:00 | 5 | 30 | 4 | 150.1252 | 3580 | 55.94 | 44.06 | 1001 | 55.94 | 0 | 0.029174 | Cooling | 0.0048624 | #N/A | #N/A | #N/A | #N/A | 0 | 0 | 0 | 0 | 0 | 0.029174 | #N/A | #N/A | 88 | 70.94 | 0.83737 | 0.5108 | #N/A | 9.0196e-05 | 1.621e-05% | 1 | 50% | 0% | 0% | 0% | 8.2745 | 0 | 0 | 0 | 8.2745 | #N/A
2007-05-30 05:00 | 5 | 30 | 5 | 150.1669 | 3581 | 55.94 | 44.06 | 1001 | 55.94 | 0 | 0.038505 | Cooling | 0.0064175 | #N/A | #N/A | #N/A | #N/A | 0 | 0 | 0 | 0 | 0 | 0.038505 | #N/A | #N/A | 88 | 70.94 | 0.83737 | 0.5108 | #N/A | 0.00011904 | 2.139e-05% | 1 | 50% | 0% | 0% | 0% | 8.2745 | 0 | 0 | 0 | 8.2745 | #N/A
2007-05-30 06:00 | 5 | 30 | 6 | 150.2085 | 3582 | 57.02 | 46.94 | 1001 | 57.02 | 0 | 0.0053195 | Cooling | 0.00088659 | #N/A | #N/A | #N/A | #N/A | 0 | 0 | 0 | 0 | 0 | 0.0053195 | #N/A | #N/A | 88 | 72.02 | 0.84825 | 0.51743 | #N/A | 1.6446e-05 | 2.955e-06% | 1 | 50% | 0% | 0% | 0% | 8.2745 | 0 | 0 | 0 | 8.2745 | #N/A
2007-05-30 07:00 | 5 | 30 | 7 | 150.2502 | 3583 | 60.98 | 51.08 | 1001 | 60.98 | 0 | 53.3993 | Cooling | 8.8999 | #N/A | #N/A | #N/A | #N/A | 0 | 0 | 0 | 0 | 0 | 53.3993 | #N/A | #N/A | 88 | 75.98 | 0.8892 | 0.54241 | #N/A | 0.16509 | 0.02967% | 1 | 50% | 0% | 0% | 0% | 8.2745 | 0 | 0 | 0 | 8.2745 | #N/A
2007-05-30 08:00 | 5 | 30 | 8 | 150.2919 | 3584 | 60.98 | 53.96 | 1001 | 60.98 | 0 | 926.715 | Cooling | 154.4525 | #N/A | #N/A | #N/A | #N/A | 0 | 0 | 0 | 0 | 0 | 926.715 | #N/A | #N/A | 88 | 75.98 | 0.8892 | 0.54241 | #N/A | 2.8651 | 0.5148% | 1 | 50% | 0% | 0% | 0% | 8.2745 | 0 | 0 | 0 | 8.2745 | #N/A
2007-05-30 09:00 | 5 | 30 | 9 | 150.3335 | 3585 | 66.02 | 53.06 | 1000 | 66.02 | 0 | 1359.9777 | Cooling | 226.6629 | #N/A | #N/A | #N/A | #N/A | 0 | 0 | 0 | 0 | 0 | 1359.9777 | #N/A | #N/A | 88 | 81.02 | 0.9437 | 0.57566 | #N/A | 4.2045 | 0.7555% | 1 | 50% | 0% | 0% | 0% | 8.2745 | 0 | 0 | 0 | 8.2745 | #N/A
2007-05-30 10:00 | 5 | 30 | 10 | 150.3752 | 3586 | 66.92 | 53.06 | 1000 | 66.92 | 0 | 1541.8726 | Cooling | 256.9788 | #N/A | #N/A | #N/A | #N/A | 0 | 0 | 0 | 0 | 0 | 1541.8726 | #N/A | #N/A | 88 | 81.92 | 0.95372 | 0.58177 | #N/A | 4.7669 | 0.8566% | 1 | 50% | 0% | 0% | 0% | 8.2745 | 0 | 0 | 0 | 8.2745 | #N/A
2007-05-30 11:00 | 5 | 30 | 11 | 150.4169 | 3587 | 66.92 | 53.06 | 998 | 66.92 | 0 | 1844.3319 | Cooling | 307.3886 | #N/A | #N/A | #N/A | #N/A | 0 | 0 | 0 | 0 | 0 | 1844.3319 | #N/A | #N/A | 88 | 81.92 | 0.95372 | 0.58177 | #N/A | 5.702 | 1.025% | 1 | 50% | 0% | 0% | 0% | 8.2745 | 0 | 0 | 0 | 8.2745 | #N/A
2007-05-30 12:00 | 5 | 30 | 12 | 150.4585 | 3588 | 71.96 | 53.06 | 997 | 71.96 | 0 | 2091.0838 | Cooling | 348.514 | #N/A | #N/A | #N/A | #N/A | 0 | 0 | 0 | 0 | 0 | 2091.0838 | #N/A | #N/A | 88 | 86.96 | 1.0114 | 0.61695 | #N/A | 6.4648 | 1.162% | 1 | 50% | 0% | 0% | 0% | 8.2745 | 0 | 0 | 0 | 8.2745 | #N/A
2007-05-30 13:00 | 5 | 30 | 13 | 150.5002 | 3589 | 71.96 | 51.98 | 997 | 71.96 | 0 | 2281.5496 | Cooling | 380.2583 | #N/A | #N/A | #N/A | #N/A | 0 | 0 | 0 | 0 | 0 | 2281.5496 | #N/A | #N/A | 88 | 86.96 | 1.0114 | 0.61695 | #N/A | 7.0537 | 1.268% | 1 | 50% | 0% | 0% | 0% | 8.2745 | 0 | 0 | 0 | 8.2745 | #N/A
2007-05-30 14:00 | 5 | 30 | 14 | 150.5419 | 3590 | 71.96 | 53.96 | 996 | 71.96 | 0 | 2511.5559 | Cooling | 418.5927 | #N/A | #N/A | #N/A | #N/A | 0 | 0 | 0 | 0 | 0 | 2511.5559 | #N/A | #N/A | 88 | 86.96 | 1.0114 | 0.61695 | #N/A | 7.7648 | 1.395% | 1 | 50% | 0% | 0% | 0% | 8.2745 | 0 | 0 | 0 | 8.2745 | #N/A
2007-05-30 15:00 | 5 | 30 | 15 | 150.5835 | 3591 | 62.96 | 55.04 | 996 | 62.96 | 0 | 2754.8337 | Cooling | 459.1389 | #N/A | #N/A | #N/A | #N/A | 0 | 0 | 0 | 0 | 0 | 2754.8337 | #N/A | #N/A | 88 | 77.96 | 0.91029 | 0.55528 | #N/A | 8.5169 | 1.53% | 1 | 50% | 0% | 0% | 0% | 8.2745 | 0 | 0 | 0 | 8.2745 | #N/A
2007-05-30 16:00 | 5 | 30 | 16 | 150.6252 | 3592 | 68 | 53.96 | 995 | 68 | 0 | 2776.0314 | Cooling | 462.6719 | #N/A | #N/A | #N/A | #N/A | 0 | 0 | 0 | 0 | 0 | 2776.0314 | #N/A | #N/A | 88 | 83 | 0.96585 | 0.58917 | #N/A | 8.5824 | 1.542% | 1 | 50% | 0% | 0% | 0% | 8.2745 | 0 | 0 | 0 | 8.2745 | #N/A
2007-05-30 17:00 | 5 | 30 | 17 | 150.6669 | 3593 | 68 | 55.94 | 995 | 68 | 0 | 2385.7599 | Cooling | 397.6267 | #N/A | #N/A | #N/A | #N/A | 0 | 0 | 0 | 0 | 0 | 2385.7599 | #N/A | #N/A | 88 | 83 | 0.96585 | 0.58917 | #N/A | 7.3759 | 1.325% | 1 | 50% | 0% | 0% | 0% | 8.2745 | 0 | 0 | 0 | 8.2745 | #N/A
2007-05-30 18:00 | 5 | 30 | 18 | 150.7085 | 3594 | 57.92 | 55.94 | 994 | 57.92 | 0 | 2679.5894 | Cooling | 446.5982 | #N/A | #N/A | #N/A | #N/A | 0 | 0 | 0 | 0 | 0 | 2679.5894 | #N/A | #N/A | 88 | 72.92 | 0.85741 | 0.52302 | #N/A | 8.2843 | 1.489% | 1 | 50% | 0% | 0% | 0% | 8.2745 | 0 | 0 | 0 | 8.2745 | #N/A
2007-05-30 19:00 | 5 | 30 | 19 | 150.7502 | 3595 | 57.02 | 55.94 | 994 | 57.02 | 0 | 2370.2326 | Cooling | 395.0388 | #N/A | #N/A | #N/A | #N/A | 0 | 0 | 0 | 0 | 0 | 2370.2326 | #N/A | #N/A | 88 | 72.02 | 0.84825 | 0.51743 | #N/A | 7.3279 | 1.317% | 1 | 50% | 0% | 0% | 0% | 8.2745 | 0 | 0 | 0 | 8.2745 | #N/A
2007-05-30 20:00 | 5 | 30 | 20 | 150.7919 | 3596 | 57.02 | 55.94 | 994 | 57.02 | 0 | 2101.1878 | Cooling | 350.198 | #N/A | #N/A | #N/A | #N/A | 0 | 0 | 0 | 0 | 0 | 2101.1878 | #N/A | #N/A | 88 | 72.02 | 0.84825 | 0.51743 | #N/A | 6.4961 | 1.167% | 1 | 50% | 0% | 0% | 0% | 8.2745 | 0 | 0 | 0 | 8.2745 | #N/A
2007-05-30 21:00 | 5 | 30 | 21 | 150.8335 | 3597 | 57.02 | 55.04 | 994 | 57.02 | 0 | 1849.298 | Cooling | 308.2163 | #N/A | #N/A | #N/A | #N/A | 0 | 0 | 0 | 0 | 0 | 1849.298 | #N/A | #N/A | 88 | 72.02 | 0.84825 | 0.51743 | #N/A | 5.7173 | 1.027% | 1 | 50% | 0% | 0% | 0% | 8.2745 | 0 | 0 | 0 | 8.2745 | #N/A
2007-05-30 22:00 | 5 | 30 | 22 | 150.8752 | 3598 | 55.04 | 55.04 | 994 | 55.04 | 0 | 98.1713 | Cooling | 16.3619 | #N/A | #N/A | #N/A | #N/A | 0 | 0 | 0 | 0 | 0 | 98.1713 | #N/A | #N/A | 88 | 70.04 | 0.8284 | 0.50532 | #N/A | 0.30351 | 0.05454% | 1 | 50% | 0% | 0% | 0% | 8.2745 | 0 | 0 | 0 | 8.2745 | #N/A
2007-05-30 23:00 | 5 | 30 | 23 | 150.9169 | 3599 | 55.04 | 55.04 | 993 | 55.04 | 0 | 172.8293 | Cooling | 28.8049 | #N/A | #N/A | #N/A | #N/A | 0 | 0 | 0 | 0 | 0 | 172.8293 | #N/A | #N/A | 88 | 70.04 | 0.8284 | 0.50532 | #N/A | 0.53432 | 0.09602% | 1 | 50% | 0% | 0% | 0% | 8.2745 | 0 | 0 | 0 | 8.2745 | #N/A
2007-05-31 | 5 | 31 | 0 | 150.9585 | 3600 | 51.98 | 55.94 | 993 | 51.98 | 0 | 169.5365 | Cooling | 28.2561 | #N/A | #N/A | #N/A | #N/A | 0 | 0 | 0 | 0 | 0 | 169.5365 | #N/A | #N/A | 88 | 66.98 | 0.79854 | 0.48711 | #N/A | 0.52414 | 0.09419% | 1 | 50% | 0% | 0% | 0% | 8.2745 | 0 | 0 | 0 | 8.2745 | #N/A
2007-05-31 01:00 | 5 | 31 | 1 | 151.0002 | 3601 | 53.06 | 57.02 | 993 | 53.06 | 0 | 188.1128 | Cooling | 31.3521 | #N/A | #N/A | #N/A | #N/A | 0 | 0 | 0 | 0 | 0 | 188.1128 | #N/A | #N/A | 88 | 68.06 | 0.80896 | 0.49347 | #N/A | 0.58157 | 0.1045% | 1 | 50% | 0% | 0% | 0% | 8.2745 | 0 | 0 | 0 | 8.2745 | #N/A
2007-05-31 02:00 | 5 | 31 | 2 | 151.0419 | 3602 | 53.06 | 57.02 | 993 | 53.06 | 0 | 201.7654 | Cooling | 33.6276 | #N/A | #N/A | #N/A | #N/A | 0 | 0 | 0 | 0 | 0 | 201.7654 | #N/A | #N/A | 88 | 68.06 | 0.80896 | 0.49347 | #N/A | 0.62378 | 0.1121% | 1 | 50% | 0% | 0% | 0% | 8.2745 | 0 | 0 | 0 | 8.2745 | #N/A
2007-05-31 03:00 | 5 | 31 | 3 | 151.0835 | 3603 | 48.92 | 57.02 | 992 | 48.92 | 0 | 196.5365 | Cooling | 32.7561 | #N/A | #N/A | #N/A | #N/A | 0 | 0 | 0 | 0 | 0 | 196.5365 | #N/A | #N/A | 88 | 63.92 | 0.76966 | 0.46949 | #N/A | 0.60762 | 0.1092% | 1 | 50% | 0% | 0% | 0% | 8.2745 | 0 | 0 | 0 | 8.2745 | #N/A
2007-05-31 04:00 | 5 | 31 | 4 | 151.1252 | 3604 | 48.02 | 57.02 | 992 | 48.02 | 0 | 189.3842 | Cooling | 31.564 | #N/A | #N/A | #N/A | #N/A | 0 | 0 | 0 | 0 | 0 | 189.3842 | #N/A | #N/A | 88 | 63.02 | 0.76136 | 0.46443 | #N/A | 0.5855 | 0.1052% | 1 | 50% | 0% | 0% | 0% | 8.2745 | 0 | 0 | 0 | 8.2745 | #N/A
2007-05-31 05:00 | 5 | 31 | 5 | 151.1669 | 3605 | 48.02 | 57.02 | 991 | 48.02 | 0 | 214.2641 | Cooling | 35.7107 | #N/A | #N/A | #N/A | #N/A | 0 | 0 | 0 | 0 | 0 | 214.2641 | #N/A | #N/A | 88 | 63.02 | 0.76136 | 0.46443 | #N/A | 0.66242 | 0.119% | 1 | 50% | 0% | 0% | 0% | 8.2745 | 0 | 0 | 0 | 8.2745 | #N/A
2007-05-31 06:00 | 5 | 31 | 6 | 151.2085 | 3606 | 51.98 | 57.92 | 992 | 51.98 | 0 | 1670.2401 | Cooling | 278.3733 | #N/A | #N/A | #N/A | #N/A | 0 | 0 | 0 | 0 | 0 | 1670.2401 | #N/A | #N/A | 88 | 66.98 | 0.79854 | 0.48711 | #N/A | 5.1638 | 0.9279% | 1 | 50% | 0% | 0% | 0% | 8.2745 | 0 | 0 | 0 | 8.2745 | #N/A
2007-05-31 07:00 | 5 | 31 | 7 | 151.2502 | 3607 | 55.94 | 57.92 | 991 | 55.94 | 0 | 1930.5024 | Cooling | 321.7504 | #N/A | #N/A | #N/A | #N/A | 0 | 0 | 0 | 0 | 0 | 1930.5024 | #N/A | #N/A | 88 | 70.94 | 0.83737 | 0.5108 | #N/A | 5.9684 | 1.073% | 1 | 50% | 0% | 0% | 0% | 8.2745 | 0 | 0 | 0 | 8.2745 | #N/A
2007-05-31 08:00 | 5 | 31 | 8 | 151.2919 | 3608 | 55.94 | 57.92 | 990 | 55.94 | 0 | 2334.2746 | Cooling | 389.0458 | #N/A | #N/A | #N/A | #N/A | 0 | 0 | 0 | 0 | 0 | 2334.2746 | #N/A | #N/A | 88 | 70.94 | 0.83737 | 0.5108 | #N/A | 7.2167 | 1.297% | 1 | 50% | 0% | 0% | 0% | 8.2745 | 0 | 0 | 0 | 8.2745 | #N/A
2007-05-31 09:00 | 5 | 31 | 9 | 151.3335 | 3609 | 62.06 | 60.08 | 990 | 62.06 | 0 | 2732.6928 | Cooling | 455.4488 | #N/A | #N/A | #N/A | #N/A | 0 | 0 | 0 | 0 | 0 | 2732.6928 | #N/A | #N/A | 88 | 77.06 | 0.90065 | 0.5494 | #N/A | 8.4485 | 1.518% | 1 | 50% | 0% | 0% | 0% | 8.2745 | 0 | 0 | 0 | 8.2745 | #N/A
2007-05-31 10:00 | 5 | 31 | 10 | 151.3752 | 3610 | 64.04 | 60.08 | 990 | 64.04 | 0 | 2719.3211 | Cooling | 453.2202 | #N/A | #N/A | #N/A | #N/A | 0 | 0 | 0 | 0 | 0 | 2719.3211 | #N/A | #N/A | 88 | 79.04 | 0.92197 | 0.5624 | #N/A | 8.4071 | 1.511% | 1 | 50% | 0% | 0% | 0% | 8.2745 | 0 | 0 | 0 | 8.2745 | #N/A
2007-05-31 11:00 | 5 | 31 | 11 | 151.4169 | 3611 | 64.04 | 60.98 | 990 | 64.04 | 0 | 2775.3809 | Cooling | 462.5635 | #N/A | #N/A | #N/A | #N/A | 0 | 0 | 0 | 0 | 0 | 2775.3809 | #N/A | #N/A | 88 | 79.04 | 0.92197 | 0.5624 | #N/A | 8.5804 | 1.542% | 1 | 50% | 0% | 0% | 0% | 8.2745 | 0 | 0 | 0 | 8.2745 | #N/A
2007-05-31 12:00 | 5 | 31 | 12 | 151.4585 | 3612 | 66.92 | 62.96 | 991 | 66.92 | 0 | 2663.4655 | Cooling | 443.9109 | #N/A | #N/A | #N/A | #N/A | 0 | 0 | 0 | 0 | 0 | 2663.4655 | #N/A | #N/A | 88 | 81.92 | 0.95372 | 0.58177 | #N/A | 8.2344 | 1.48% | 1 | 50% | 0% | 0% | 0% | 8.2745 | 0 | 0 | 0 | 8.2745 | #N/A
2007-05-31 13:00 | 5 | 31 | 13 | 151.5002 | 3613 | 69.08 | 66.02 | 989 | 69.08 | 0 | 2866.592 | Cooling | 477.7653 | #N/A | #N/A | #N/A | #N/A | 0 | 0 | 0 | 0 | 0 | 2866.592 | #N/A | #N/A | 88 | 84.08 | 0.9781 | 0.59664 | #N/A | 8.8624 | 1.593% | 1 | 50% | 0% | 0% | 0% | 8.2745 | 0 | 0 | 0 | 8.2745 | #N/A
2007-05-31 14:00 | 5 | 31 | 14 | 151.5419 | 3614 | 69.08 | 66.92 | 988 | 69.08 | 0 | 3601.4239 | Cooling | 600.2373 | #N/A | #N/A | #N/A | #N/A | 0 | 0 | 0 | 0 | 0 | 3601.4239 | #N/A | #N/A | 88 | 84.08 | 0.9781 | 0.59664 | #N/A | 11.1343 | 2.001% | 1 | 50% | 0% | 0% | 0% | 8.2745 | 0 | 0 | 0 | 8.2745 | #N/A
2007-05-31 15:00 | 5 | 31 | 15 | 151.5835 | 3615 | 69.08 | 64.94 | 987 | 69.08 | 0 | 3801.4169 | Cooling | 633.5695 | #N/A | #N/A | #N/A | #N/A | 0 | 0 | 0 | 0 | 0 | 3801.4169 | #N/A | #N/A | 88 | 84.08 | 0.9781 | 0.59664 | #N/A | 11.7526 | 2.112% | 1 | 50% | 0% | 0% | 0% | 8.2745 | 0 | 0 | 0 | 8.2745 | #N/A
2007-05-31 16:00 | 5 | 31 | 16 | 151.6252 | 3616 | 69.08 | 64.94 | 985 | 69.08 | 0 | 3507.2489 | Cooling | 584.5415 | #N/A | #N/A | #N/A | #N/A | 0 | 0 | 0 | 0 | 0 | 3507.2489 | #N/A | #N/A | 88 | 84.08 | 0.9781 | 0.59664 | #N/A | 10.8431 | 1.948% | 1 | 50% | 0% | 0% | 0% | 8.2745 | 0 | 0 | 0 | 8.2745 | #N/A
2007-05-31 17:00 | 5 | 31 | 17 | 151.6669 | 3617 | 69.08 | 64.94 | 984 | 69.08 | 0 | 3263.6872 | Cooling | 543.9479 | #N/A | #N/A | #N/A | #N/A | 0 | 0 | 0 | 0 | 0 | 3263.6872 | #N/A | #N/A | 88 | 84.08 | 0.9781 | 0.59664 | #N/A | 10.0901 | 1.813% | 1 | 50% | 0% | 0% | 0% | 8.2745 | 0 | 0 | 0 | 8.2745 | #N/A
2007-05-31 18:00 | 5 | 31 | 18 | 151.7085 | 3618 | 66.92 | 64.94 | 984 | 66.92 | 0 | 3696.2921 | Cooling | 616.0487 | #N/A | #N/A | #N/A | #N/A | 0 | 0 | 0 | 0 | 0 | 3696.2921 | #N/A | #N/A | 88 | 81.92 | 0.95372 | 0.58177 | #N/A | 11.4275 | 2.053% | 1 | 50% | 0% | 0% | 0% | 8.2745 | 0 | 0 | 0 | 8.2745 | #N/A
2007-05-31 19:00 | 5 | 31 | 19 | 151.7502 | 3619 | 61.88 | 64.94 | 982 | 61.88 | 0 | 3582.8641 | Cooling | 597.144 | #N/A | #N/A | #N/A | #N/A | 0 | 0 | 0 | 0 | 0 | 3582.8641 | #N/A | #N/A | 88 | 76.88 | 0.89873 | 0.54823 | #N/A | 11.0769 | 1.99% | 1 | 50% | 0% | 0% | 0% | 8.2745 | 0 | 0 | 0 | 8.2745 | #N/A
2007-05-31 20:00 | 5 | 31 | 20 | 151.7919 | 3620 | 59 | 64.94 | 982 | 59 | 0 | 3462.0003 | Cooling | 577.0001 | #N/A | #N/A | #N/A | #N/A | 0 | 0 | 0 | 0 | 0 | 3462.0003 | #N/A | #N/A | 88 | 74 | 0.86852 | 0.5298 | #N/A | 10.7032 | 1.923% | 1 | 50% | 0% | 0% | 0% | 8.2745 | 0 | 0 | 0 | 8.2745 | #N/A
2007-05-31 21:00 | 5 | 31 | 21 | 151.8335 | 3621 | 55.4 | 68 | 986 | 55.4 | 0 | 3152.173 | Cooling | 525.3622 | #N/A | #N/A | #N/A | #N/A | 0 | 0 | 0 | 0 | 0 | 3152.173 | #N/A | #N/A | 88 | 70.4 | 0.83198 | 0.50751 | #N/A | 9.7453 | 1.751% | 1 | 50% | 0% | 0% | 0% | 8.2745 | 0 | 0 | 0 | 8.2745 | #N/A
2007-05-31 22:00 | 5 | 31 | 22 | 151.8752 | 3622 | 57.38 | 64.94 | 983 | 57.38 | 0 | 366.6269 | Cooling | 61.1045 | #N/A | #N/A | #N/A | #N/A | 0 | 0 | 0 | 0 | 0 | 366.6269 | #N/A | #N/A | 88 | 72.38 | 0.85191 | 0.51966 | #N/A | 1.1335 | 0.2037% | 1 | 50% | 0% | 0% | 0% | 8.2745 | 0 | 0 | 0 | 8.2745 | #N/A
2007-05-31 23:00 | 5 | 31 | 23 | 151.9169 | 3623 | 59.72 | 61.7 | 982 | 59.72 | 0 | 412.0806 | Cooling | 68.6801 | #N/A | #N/A | #N/A | #N/A | 0 | 0 | 0 | 0 | 0 | 412.0806 | #N/A | #N/A | 88 | 74.72 | 0.87599 | 0.53435 | #N/A | 1.274 | 0.2289% | 1 | 50% | 0% | 0% | 0% | 8.2745 | 0 | 0 | 0 | 8.2745 | #N/A
2007-06-01 | 6 | 1 | 0 | 151.9585 | 3624 | 62.24 | 58.64 | 982 | 62.24 | 0 | 229.6635 | Cooling | 38.2773 | #N/A | #N/A | #N/A | #N/A | 0 | 0 | 0 | 0 | 0 | 229.6635 | #N/A | #N/A | 88 | 77.24 | 0.90257 | 0.55057 | #N/A | 0.71003 | 0.1276% | 1 | 50% | 0% | 0% | 0% | 8.2745 | 0 | 0 | 0 | 8.2745 | #N/A
2007-06-01 01:00 | 6 | 1 | 1 | 152.0002 | 3625 | 65.48 | 55.4 | 1004 | 65.48 | 0 | 89.3449 | Cooling | 14.8908 | #N/A | #N/A | #N/A | #N/A | 0 | 0 | 0 | 0 | 0 | 89.3449 | #N/A | #N/A | 88 | 80.48 | 0.93773 | 0.57202 | #N/A | 0.27622 | 0.04964% | 1 | 50% | 0% | 0% | 0% | 8.2745 | 0 | 0 | 0 | 8.2745 | #N/A
2007-06-01 02:00 | 6 | 1 | 2 | 152.0419 | 3626 | 64.58 | 52.34 | 1004 | 64.58 | 0 | 12.0662 | Cooling | 2.011 | #N/A | #N/A | #N/A | #N/A | 0 | 0 | 0 | 0 | 0 | 12.0662 | #N/A | #N/A | 88 | 79.58 | 0.92786 | 0.56599 | #N/A | 0.037304 | 0.006703% | 1 | 50% | 0% | 0% | 0% | 8.2745 | 0 | 0 | 0 | 8.2745 | #N/A
2007-06-01 03:00 | 6 | 1 | 3 | 152.0835 | 3627 | 64.76 | 49.1 | 1004 | 64.76 | 0 | 0.0027025 | Cooling | 0.00045042 | #N/A | #N/A | #N/A | #N/A | 0 | 0 | 0 | 0 | 0 | 0.0027025 | #N/A | #N/A | 88 | 79.76 | 0.92982 | 0.56719 | #N/A | 8.3552e-06 | 1.501e-06% | 1 | 50% | 0% | 0% | 0% | 8.2745 | 0 | 0 | 0 | 8.2745 | #N/A
2007-06-01 04:00 | 6 | 1 | 4 | 152.1252 | 3628 | 65.12 | 46.04 | 1004 | 65.12 | 0 | 0.034517 | Cooling | 0.0057528 | #N/A | #N/A | #N/A | #N/A | 0 | 0 | 0 | 0 | 0 | 0.034517 | #N/A | #N/A | 88 | 80.12 | 0.93377 | 0.5696 | #N/A | 0.00010671 | 1.918e-05% | 1 | 50% | 0% | 0% | 0% | 8.2745 | 0 | 0 | 0 | 8.2745 | #N/A
2007-06-01 05:00 | 6 | 1 | 5 | 152.1669 | 3629 | 65.48 | 47.66 | 1004 | 65.48 | 0 | 0.020923 | Cooling | 0.0034872 | #N/A | #N/A | #N/A | #N/A | 0 | 0 | 0 | 0 | 0 | 0.020923 | #N/A | #N/A | 88 | 80.48 | 0.93773 | 0.57202 | #N/A | 6.4687e-05 | 1.162e-05% | 1 | 50% | 0% | 0% | 0% | 8.2745 | 0 | 0 | 0 | 8.2745 | #N/A
2007-06-01 06:00 | 6 | 1 | 6 | 152.2085 | 3630 | 66.56 | 50.72 | 1004 | 66.56 | 0 | 51.5006 | Cooling | 8.5834 | #N/A | #N/A | #N/A | #N/A | 0 | 0 | 0 | 0 | 0 | 51.5006 | #N/A | #N/A | 88 | 81.56 | 0.9497 | 0.57932 | #N/A | 0.15922 | 0.02861% | 1 | 50% | 0% | 0% | 0% | 8.2745 | 0 | 0 | 0 | 8.2745 | #N/A
2007-06-01 07:00 | 6 | 1 | 7 | 152.2502 | 3631 | 66.02 | 53.96 | 1004 | 66.02 | 0 | 381.7927 | Cooling | 63.6321 | #N/A | #N/A | #N/A | #N/A | 0 | 0 | 0 | 0 | 0 | 381.7927 | #N/A | #N/A | 88 | 81.02 | 0.9437 | 0.57566 | #N/A | 1.1804 | 0.2121% | 1 | 50% | 0% | 0% | 0% | 8.2745 | 0 | 0 | 0 | 8.2745 | #N/A
2007-06-01 08:00 | 6 | 1 | 8 | 152.2919 | 3632 | 66.02 | 55.4 | 1004 | 66.02 | 0 | 1057.3546 | Cooling | 176.2258 | #N/A | #N/A | #N/A | #N/A | 0 | 0 | 0 | 0 | 0 | 1057.3546 | #N/A | #N/A | 88 | 81.02 | 0.9437 | 0.57566 | #N/A | 3.2689 | 0.5874% | 1 | 50% | 0% | 0% | 0% | 8.2745 | 0 | 0 | 0 | 8.2745 | #N/A
2007-06-01 09:00 | 6 | 1 | 9 | 152.3335 | 3633 | 68 | 57.02 | 1004 | 68 | 0 | 1813.2249 | Cooling | 302.2041 | #N/A | #N/A | #N/A | #N/A | 0 | 0 | 0 | 0 | 0 | 1813.2249 | #N/A | #N/A | 88 | 83 | 0.96585 | 0.58917 | #N/A | 5.6058 | 1.007% | 1 | 50% | 0% | 0% | 0% | 8.2745 | 0 | 0 | 0 | 8.2745 | #N/A
2007-06-01 10:00 | 6 | 1 | 10 | 152.3752 | 3634 | 66.02 | 59 | 1003 | 66.02 | 0 | 2356.9907 | Cooling | 392.8318 | #N/A | #N/A | #N/A | #N/A | 0 | 0 | 0 | 0 | 0 | 2356.9907 | #N/A | #N/A | 88 | 81.02 | 0.9437 | 0.57566 | #N/A | 7.2869 | 1.309% | 1 | 50% | 0% | 0% | 0% | 8.2745 | 0 | 0 | 0 | 8.2745 | #N/A
2007-06-01 11:00 | 6 | 1 | 11 | 152.4169 | 3635 | 66.02 | 57.2 | 1003 | 66.02 | 0 | 2795.3456 | Cooling | 465.8909 | #N/A | #N/A | #N/A | #N/A | 0 | 0 | 0 | 0 | 0 | 2795.3456 | #N/A | #N/A | 88 | 81.02 | 0.9437 | 0.57566 | #N/A | 8.6422 | 1.553% | 1 | 50% | 0% | 0% | 0% | 8.2745 | 0 | 0 | 0 | 8.2745 | #N/A
2007-06-01 12:00 | 6 | 1 | 12 | 152.4585 | 3636 | 71.96 | 55.76 | 1002 | 71.96 | 0 | 2456.665 | Cooling | 409.4442 | #N/A | #N/A | #N/A | #N/A | 0 | 0 | 0 | 0 | 0 | 2456.665 | #N/A | #N/A | 88 | 86.96 | 1.0114 | 0.61695 | #N/A | 7.5951 | 1.365% | 1 | 50% | 0% | 0% | 0% | 8.2745 | 0 | 0 | 0 | 8.2745 | #N/A
2007-06-01 13:00 | 6 | 1 | 13 | 152.5002 | 3637 | 77 | 55.04 | 1002 | 77 | 0 | 2041.5476 | Cooling | 340.2579 | #N/A | #N/A | #N/A | #N/A | 0 | 0 | 0 | 0 | 0 | 2041.5476 | #N/A | #N/A | 88 | 92 | 1.0717 | 0.65376 | #N/A | 6.3117 | 1.134% | 1 | 50% | 0% | 0% | 0% | 8.2745 | 0 | 0 | 0 | 8.2745 | #N/A
2007-06-01 14:00 | 6 | 1 | 14 | 152.5419 | 3638 | 77 | 53.6 | 1002 | 77 | 0 | 1835.9476 | Cooling | 305.9913 | #N/A | #N/A | #N/A | #N/A | 0 | 0 | 0 | 0 | 0 | 1835.9476 | #N/A | #N/A | 88 | 92 | 1.0717 | 0.65376 | #N/A | 5.6761 | 1.02% | 1 | 50% | 0% | 0% | 0% | 8.2745 | 0 | 0 | 0 | 8.2745 | #N/A
2007-06-01 15:00 | 6 | 1 | 15 | 152.5835 | 3639 | 75.92 | 53.06 | 1001 | 75.92 | 0 | 1775.9106 | Cooling | 295.9851 | #N/A | #N/A | #N/A | #N/A | 0 | 0 | 0 | 0 | 0 | 1775.9106 | #N/A | #N/A | 88 | 90.92 | 1.0586 | 0.64573 | #N/A | 5.4905 | 0.9866% | 1 | 50% | 0% | 0% | 0% | 8.2745 | 0 | 0 | 0 | 8.2745 | #N/A
2007-06-01 16:00 | 6 | 1 | 16 | 152.6252 | 3640 | 73.94 | 53.06 | 1001 | 73.94 | 0 | 1919.8667 | Cooling | 319.9778 | #N/A | #N/A | #N/A | #N/A | 0 | 0 | 0 | 0 | 0 | 1919.8667 | #N/A | #N/A | 88 | 88.94 | 1.0348 | 0.63121 | #N/A | 5.9355 | 1.067% | 1 | 50% | 0% | 0% | 0% | 8.2745 | 0 | 0 | 0 | 8.2745 | #N/A
2007-06-01 17:00 | 6 | 1 | 17 | 152.6669 | 3641 | 73.94 | 54.32 | 1001 | 73.94 | 0 | 1904.464 | Cooling | 317.4107 | #N/A | #N/A | #N/A | #N/A | 0 | 0 | 0 | 0 | 0 | 1904.464 | #N/A | #N/A | 88 | 88.94 | 1.0348 | 0.63121 | #N/A | 5.8879 | 1.058% | 1 | 50% | 0% | 0% | 0% | 8.2745 | 0 | 0 | 0 | 8.2745 | #N/A
2007-06-01 18:00 | 6 | 1 | 18 | 152.7085 | 3642 | 75.92 | 56.3 | 1001 | 75.92 | 0 | 582.3098 | Cooling | 97.0516 | #N/A | #N/A | #N/A | #N/A | 0 | 0 | 0 | 0 | 0 | 582.3098 | #N/A | #N/A | 88 | 90.92 | 1.0586 | 0.64573 | #N/A | 1.8003 | 0.3235% | 1 | 50% | 0% | 0% | 0% | 8.2745 | 0 | 0 | 0 | 8.2745 | #N/A
2007-06-01 19:00 | 6 | 1 | 19 | 152.7502 | 3643 | 73.04 | 59 | 1001 | 73.04 | 0 | 893.066 | Cooling | 148.8443 | #N/A | #N/A | #N/A | #N/A | 0 | 0 | 0 | 0 | 0 | 893.066 | #N/A | #N/A | 88 | 88.04 | 1.0241 | 0.6247 | #N/A | 2.761 | 0.4961% | 1 | 50% | 0% | 0% | 0% | 8.2745 | 0 | 0 | 0 | 8.2745 | #N/A
2007-06-01 20:00 | 6 | 1 | 20 | 152.7919 | 3644 | 73.04 | 57.74 | 1001 | 73.04 | 0 | 662.1148 | Cooling | 110.3525 | #N/A | #N/A | #N/A | #N/A | 0 | 0 | 0 | 0 | 0 | 662.1148 | #N/A | #N/A | 88 | 88.04 | 1.0241 | 0.6247 | #N/A | 2.047 | 0.3678% | 1 | 50% | 0% | 0% | 0% | 8.2745 | 0 | 0 | 0 | 8.2745 | #N/A
2007-06-01 21:00 | 6 | 1 | 21 | 152.8335 | 3645 | 71.06 | 56.66 | 1002 | 71.06 | 0 | 344.2299 | Cooling | 57.3716 | #N/A | #N/A | #N/A | #N/A | 0 | 0 | 0 | 0 | 0 | 344.2299 | #N/A | #N/A | 88 | 86.06 | 1.0009 | 0.61054 | #N/A | 1.0642 | 0.1912% | 1 | 50% | 0% | 0% | 0% | 8.2745 | 0 | 0 | 0 | 8.2745 | #N/A
2007-06-01 22:00 | 6 | 1 | 22 | 152.8752 | 3646 | 66.92 | 55.94 | 1002 | 66.92 | 0 | 161.9076 | Cooling | 26.9846 | #N/A | #N/A | #N/A | #N/A | 0 | 0 | 0 | 0 | 0 | 161.9076 | #N/A | #N/A | 88 | 81.92 | 0.95372 | 0.58177 | #N/A | 0.50056 | 0.08995% | 1 | 50% | 0% | 0% | 0% | 8.2745 | 0 | 0 | 0 | 8.2745 | #N/A
2007-06-01 23:00 | 6 | 1 | 23 | 152.9169 | 3647 | 66.92 | 55.76 | 1002 | 66.92 | 0 | 97.9575 | Cooling | 16.3262 | #N/A | #N/A | #N/A | #N/A | 0 | 0 | 0 | 0 | 0 | 97.9575 | #N/A | #N/A | 88 | 81.92 | 0.95372 | 0.58177 | #N/A | 0.30285 | 0.05442% | 1 | 50% | 0% | 0% | 0% | 8.2745 | 0 | 0 | 0 | 8.2745 | #N/A
2007-06-02 | 6 | 2 | 0 | 152.9585 | 3648 | 64.04 | 55.94 | 1001 | 64.04 | 0 | 90.3111 | Cooling | 15.0518 | #N/A | #N/A | #N/A | #N/A | 0 | 0 | 0 | 0 | 0 | 90.3111 | #N/A | #N/A | 88 | 79.04 | 0.92197 | 0.5624 | #N/A | 0.27921 | 0.05017% | 1 | 50% | 0% | 0% | 0% | 8.2745 | 0 | 0 | 0 | 8.2745 | #N/A
2007-06-02 01:00 | 6 | 2 | 1 | 153.0002 | 3649 | 62.06 | 55.94 | 1001 | 62.06 | 0 | 82.4598 | Cooling | 13.7433 | #N/A | #N/A | #N/A | #N/A | 0 | 0 | 0 | 0 | 0 | 82.4598 | #N/A | #N/A | 88 | 77.06 | 0.90065 | 0.5494 | #N/A | 0.25493 | 0.04581% | 1 | 50% | 0% | 0% | 0% | 8.2745 | 0 | 0 | 0 | 8.2745 | #N/A
2007-06-02 02:00 | 6 | 2 | 2 | 153.0419 | 3650 | 62.06 | 54.68 | 1001 | 62.06 | 0 | 68.6489 | Cooling | 11.4415 | #N/A | #N/A | #N/A | #N/A | 0 | 0 | 0 | 0 | 0 | 68.6489 | #N/A | #N/A | 88 | 77.06 | 0.90065 | 0.5494 | #N/A | 0.21224 | 0.03814% | 1 | 50% | 0% | 0% | 0% | 8.2745 | 0 | 0 | 0 | 8.2745 | #N/A
2007-06-02 03:00 | 6 | 2 | 3 | 153.0835 | 3651 | 59 | 53.78 | 1001 | 59 | 0 | 50.8718 | Cooling | 8.4786 | #N/A | #N/A | #N/A | #N/A | 0 | 0 | 0 | 0 | 0 | 50.8718 | #N/A | #N/A | 88 | 74 | 0.86852 | 0.5298 | #N/A | 0.15728 | 0.02826% | 1 | 50% | 0% | 0% | 0% | 8.2745 | 0 | 0 | 0 | 8.2745 | #N/A
2007-06-02 04:00 | 6 | 2 | 4 | 153.1252 | 3652 | 59 | 53.06 | 1001 | 59 | 0 | 36.024 | Cooling | 6.004 | #N/A | #N/A | #N/A | #N/A | 0 | 0 | 0 | 0 | 0 | 36.024 | #N/A | #N/A | 88 | 74 | 0.86852 | 0.5298 | #N/A | 0.11137 | 0.02001% | 1 | 50% | 0% | 0% | 0% | 8.2745 | 0 | 0 | 0 | 8.2745 | #N/A
2007-06-02 05:00 | 6 | 2 | 5 | 153.1669 | 3653 | 59 | 53.96 | 1002 | 59 | 0 | 63.8301 | Cooling | 10.6384 | #N/A | #N/A | #N/A | #N/A | 0 | 0 | 0 | 0 | 0 | 63.8301 | #N/A | #N/A | 88 | 74 | 0.86852 | 0.5298 | #N/A | 0.19734 | 0.03546% | 1 | 50% | 0% | 0% | 0% | 8.2745 | 0 | 0 | 0 | 8.2745 | #N/A
2007-06-02 06:00 | 6 | 2 | 6 | 153.2085 | 3654 | 62.06 | 56.48 | 1002 | 62.06 | 0 | 161.5142 | Cooling | 26.919 | #N/A | #N/A | #N/A | #N/A | 0 | 0 | 0 | 0 | 0 | 161.5142 | #N/A | #N/A | 88 | 77.06 | 0.90065 | 0.5494 | #N/A | 0.49934 | 0.08973% | 1 | 50% | 0% | 0% | 0% | 8.2745 | 0 | 0 | 0 | 8.2745 | #N/A
2007-06-02 07:00 | 6 | 2 | 7 | 153.2502 | 3655 | 66.92 | 59 | 1002 | 66.92 | 0 | 287.4316 | Cooling | 47.9053 | #N/A | #N/A | #N/A | #N/A | 0 | 0 | 0 | 0 | 0 | 287.4316 | #N/A | #N/A | 88 | 81.92 | 0.95372 | 0.58177 | #N/A | 0.88863 | 0.1597% | 1 | 50% | 0% | 0% | 0% | 8.2745 | 0 | 0 | 0 | 8.2745 | #N/A
2007-06-02 08:00 | 6 | 2 | 8 | 153.2919 | 3656 | 66.92 | 60.08 | 1002 | 66.92 | 0 | 428.0312 | Cooling | 71.3385 | #N/A | #N/A | #N/A | #N/A | 0 | 0 | 0 | 0 | 0 | 428.0312 | #N/A | #N/A | 88 | 81.92 | 0.95372 | 0.58177 | #N/A | 1.3233 | 0.2378% | 1 | 50% | 0% | 0% | 0% | 8.2745 | 0 | 0 | 0 | 8.2745 | #N/A
2007-06-02 09:00 | 6 | 2 | 9 | 153.3335 | 3657 | 73.04 | 61.34 | 1002 | 73.04 | 0 | 467.449 | Cooling | 77.9082 | #N/A | #N/A | #N/A | #N/A | 0 | 0 | 0 | 0 | 0 | 467.449 | #N/A | #N/A | 88 | 88.04 | 1.0241 | 0.6247 | #N/A | 1.4452 | 0.2597% | 1 | 50% | 0% | 0% | 0% | 8.2745 | 0 | 0 | 0 | 8.2745 | #N/A
2007-06-02 10:00 | 6 | 2 | 10 | 153.3752 | 3658 | 75.92 | 62.96 | 1002 | 75.92 | 0 | 413.9615 | Cooling | 68.9936 | #N/A | #N/A | #N/A | #N/A | 0 | 0 | 0 | 0 | 0 | 413.9615 | #N/A | #N/A | 88 | 90.92 | 1.0586 | 0.64573 | #N/A | 1.2798 | 0.23% | 1 | 50% | 0% | 0% | 0% | 8.2745 | 0 | 0 | 0 | 8.2745 | #N/A
2007-06-02 11:00 | 6 | 2 | 11 | 153.4169 | 3659 | 75.92 | 62.6 | 1002 | 75.92 | 0 | 430.9653 | Cooling | 71.8276 | #N/A | #N/A | #N/A | #N/A | 0 | 0 | 0 | 0 | 0 | 430.9653 | #N/A | #N/A | 88 | 90.92 | 1.0586 | 0.64573 | #N/A | 1.3324 | 0.2394% | 1 | 50% | 0% | 0% | 0% | 8.2745 | 0 | 0 | 0 | 8.2745 | #N/A
2007-06-02 12:00 | 6 | 2 | 12 | 153.4585 | 3660 | 80.96 | 62.42 | 1002 | 80.96 | 0 | 416.3171 | Cooling | 69.3862 | #N/A | #N/A | #N/A | #N/A | 0 | 0 | 0 | 0 | 0 | 416.3171 | #N/A | #N/A | 88 | 95.96 | 1.121 | 0.68383 | #N/A | 1.2871 | 0.2313% | 1 | 50% | 0% | 0% | 0% | 8.2745 | 0 | 0 | 0 | 8.2745 | #N/A
2007-06-02 13:00 | 6 | 2 | 13 | 153.5002 | 3661 | 82.04 | 62.96 | 1002 | 82.04 | 0 | 381.1387 | Cooling | 63.5231 | #N/A | #N/A | #N/A | #N/A | 0 | 0 | 0 | 0 | 0 | 381.1387 | #N/A | #N/A | 88 | 97.04 | 1.1348 | 0.69221 | #N/A | 1.1783 | 0.2117% | 1 | 50% | 0% | 0% | 0% | 8.2745 | 0 | 0 | 0 | 8.2745 | #N/A
2007-06-02 14:00 | 6 | 2 | 14 | 153.5419 | 3662 | 82.04 | 62.24 | 1002 | 82.04 | 0 | 432.039 | Cooling | 72.0065 | #N/A | #N/A | #N/A | #N/A | 0 | 0 | 0 | 0 | 0 | 432.039 | #N/A | #N/A | 88 | 97.04 | 1.1348 | 0.69221 | #N/A | 1.3357 | 0.24% | 1 | 50% | 0% | 0% | 0% | 8.2745 | 0 | 0 | 0 | 8.2745 | #N/A
2007-06-02 15:00 | 6 | 2 | 15 | 153.5835 | 3663 | 84.02 | 62.24 | 1002 | 84.02 | 0 | 519.9948 | Cooling | 86.6658 | #N/A | #N/A | #N/A | #N/A | 0 | 0 | 0 | 0 | 0 | 519.9948 | #N/A | #N/A | 88 | 99.02 | 1.1603 | 0.70776 | #N/A | 1.6076 | 0.2889% | 1 | 50% | 0% | 0% | 0% | 8.2745 | 0 | 0 | 0 | 8.2745 | #N/A
2007-06-02 16:00 | 6 | 2 | 16 | 153.6252 | 3664 | 82.94 | 62.96 | 1001 | 82.94 | 0 | 961.8854 | Cooling | 160.3142 | #N/A | #N/A | #N/A | #N/A | 0 | 0 | 0 | 0 | 0 | 961.8854 | #N/A | #N/A | 88 | 97.94 | 1.1463 | 0.69925 | #N/A | 2.9738 | 0.5344% | 1 | 50% | 0% | 0% | 0% | 8.2745 | 0 | 0 | 0 | 8.2745 | #N/A
2007-06-02 17:00 | 6 | 2 | 17 | 153.6669 | 3665 | 82.94 | 60.98 | 1002 | 82.94 | 0 | 1008.5824 | Cooling | 168.0971 | #N/A | #N/A | #N/A | #N/A | 0 | 0 | 0 | 0 | 0 | 1008.5824 | #N/A | #N/A | 88 | 97.94 | 1.1463 | 0.69925 | #N/A | 3.1182 | 0.5603% | 1 | 50% | 0% | 0% | 0% | 8.2745 | 0 | 0 | 0 | 8.2745 | #N/A
2007-06-02 18:00 | 6 | 2 | 18 | 153.7085 | 3666 | 80.96 | 59.54 | 1002 | 80.96 | 0 | 797.9692 | Cooling | 132.9949 | #N/A | #N/A | #N/A | #N/A | 0 | 0 | 0 | 0 | 0 | 797.9692 | #N/A | #N/A | 88 | 95.96 | 1.121 | 0.68383 | #N/A | 2.467 | 0.4433% | 1 | 50% | 0% | 0% | 0% | 8.2745 | 0 | 0 | 0 | 8.2745 | #N/A
2007-06-02 19:00 | 6 | 2 | 19 | 153.7502 | 3667 | 80.06 | 59 | 1002 | 80.06 | 0 | 507.8332 | Cooling | 84.6389 | #N/A | #N/A | #N/A | #N/A | 0 | 0 | 0 | 0 | 0 | 507.8332 | #N/A | #N/A | 88 | 95.06 | 1.1097 | 0.67691 | #N/A | 1.57 | 0.2821% | 1 | 50% | 0% | 0% | 0% | 8.2745 | 0 | 0 | 0 | 8.2745 | #N/A
2007-06-02 20:00 | 6 | 2 | 20 | 153.7919 | 3668 | 80.06 | 57.02 | 1002 | 80.06 | 0 | 356.6882 | Cooling | 59.448 | #N/A | #N/A | #N/A | #N/A | 0 | 0 | 0 | 0 | 0 | 356.6882 | #N/A | #N/A | 88 | 95.06 | 1.1097 | 0.67691 | #N/A | 1.1027 | 0.1982% | 1 | 50% | 0% | 0% | 0% | 8.2745 | 0 | 0 | 0 | 8.2745 | #N/A
2007-06-02 21:00 | 6 | 2 | 21 | 153.8335 | 3669 | 75.92 | 55.4 | 1002 | 75.92 | 0 | 187.4115 | Cooling | 31.2353 | #N/A | #N/A | #N/A | #N/A | 0 | 0 | 0 | 0 | 0 | 187.4115 | #N/A | #N/A | 88 | 90.92 | 1.0586 | 0.64573 | #N/A | 0.57941 | 0.1041% | 1 | 50% | 0% | 0% | 0% | 8.2745 | 0 | 0 | 0 | 8.2745 | #N/A
2007-06-02 22:00 | 6 | 2 | 22 | 153.8752 | 3670 | 75.02 | 53.96 | 1002 | 75.02 | 0 | 89.6036 | Cooling | 14.9339 | #N/A | #N/A | #N/A | #N/A | 0 | 0 | 0 | 0 | 0 | 89.6036 | #N/A | #N/A | 88 | 90.02 | 1.0477 | 0.6391 | #N/A | 0.27702 | 0.04978% | 1 | 50% | 0% | 0% | 0% | 8.2745 | 0 | 0 | 0 | 8.2745 | #N/A
2007-06-02 23:00 | 6 | 2 | 23 | 153.9169 | 3671 | 75.02 | 54.5 | 1002 | 75.02 | 0 | 57.0412 | Cooling | 9.5069 | #N/A | #N/A | #N/A | #N/A | 0 | 0 | 0 | 0 | 0 | 57.0412 | #N/A | #N/A | 88 | 90.02 | 1.0477 | 0.6391 | #N/A | 0.17635 | 0.03169% | 1 | 50% | 0% | 0% | 0% | 8.2745 | 0 | 0 | 0 | 8.2745 | #N/A
2007-06-03 | 6 | 3 | 0 | 153.9585 | 3672 | 73.04 | 55.22 | 1002 | 73.04 | 0 | 79.5846 | Cooling | 13.2641 | #N/A | #N/A | #N/A | #N/A | 0 | 0 | 0 | 0 | 0 | 79.5846 | #N/A | #N/A | 88 | 88.04 | 1.0241 | 0.6247 | #N/A | 0.24605 | 0.04421% | 1 | 50% | 0% | 0% | 0% | 8.2745 | 0 | 0 | 0 | 8.2745 | #N/A
2007-06-03 01:00 | 6 | 3 | 1 | 154.0002 | 3673 | 73.04 | 55.94 | 1001 | 73.04 | 0 | 89.5611 | Cooling | 14.9268 | #N/A | #N/A | #N/A | #N/A | 0 | 0 | 0 | 0 | 0 | 89.5611 | #N/A | #N/A | 88 | 88.04 | 1.0241 | 0.6247 | #N/A | 0.27689 | 0.04976% | 1 | 50% | 0% | 0% | 0% | 8.2745 | 0 | 0 | 0 | 8.2745 | #N/A
2007-06-03 02:00 | 6 | 3 | 2 | 154.0419 | 3674 | 73.04 | 55.58 | 1001 | 73.04 | 0 | 92.5756 | Cooling | 15.4293 | #N/A | #N/A | #N/A | #N/A | 0 | 0 | 0 | 0 | 0 | 92.5756 | #N/A | #N/A | 88 | 88.04 | 1.0241 | 0.6247 | #N/A | 0.28621 | 0.05143% | 1 | 50% | 0% | 0% | 0% | 8.2745 | 0 | 0 | 0 | 8.2745 | #N/A
2007-06-03 03:00 | 6 | 3 | 3 | 154.0835 | 3675 | 71.6 | 55.58 | 1001 | 71.6 | 0 | 91.3517 | Cooling | 15.2253 | #N/A | #N/A | #N/A | #N/A | 0 | 0 | 0 | 0 | 0 | 91.3517 | #N/A | #N/A | 88 | 86.6 | 1.0072 | 0.61438 | #N/A | 0.28243 | 0.05075% | 1 | 50% | 0% | 0% | 0% | 8.2745 | 0 | 0 | 0 | 8.2745 | #N/A
2007-06-03 04:00 | 6 | 3 | 4 | 154.1252 | 3676 | 71.6 | 55.94 | 1001 | 71.6 | 0 | 90.0391 | Cooling | 15.0065 | #N/A | #N/A | #N/A | #N/A | 0 | 0 | 0 | 0 | 0 | 90.0391 | #N/A | #N/A | 88 | 86.6 | 1.0072 | 0.61438 | #N/A | 0.27837 | 0.05002% | 1 | 50% | 0% | 0% | 0% | 8.2745 | 0 | 0 | 0 | 8.2745 | #N/A
2007-06-03 05:00 | 6 | 3 | 5 | 154.1669 | 3677 | 69.98 | 55.94 | 1001 | 69.98 | 0 | 134.3772 | Cooling | 22.3962 | #N/A | #N/A | #N/A | #N/A | 0 | 0 | 0 | 0 | 0 | 134.3772 | #N/A | #N/A | 88 | 84.98 | 0.98841 | 0.60293 | #N/A | 0.41544 | 0.07465% | 1 | 50% | 0% | 0% | 0% | 8.2745 | 0 | 0 | 0 | 8.2745 | #N/A
2007-06-03 06:00 | 6 | 3 | 6 | 154.2085 | 3678 | 71.06 | 57.38 | 1002 | 71.06 | 0 | 1219.6912 | Cooling | 203.2819 | #N/A | #N/A | #N/A | #N/A | 0 | 0 | 0 | 0 | 0 | 1219.6912 | #N/A | #N/A | 88 | 86.06 | 1.0009 | 0.61054 | #N/A | 3.7708 | 0.6776% | 1 | 50% | 0% | 0% | 0% | 8.2745 | 0 | 0 | 0 | 8.2745 | #N/A
2007-06-03 07:00 | 6 | 3 | 7 | 154.2502 | 3679 | 71.06 | 59 | 1002 | 71.06 | 0 | 1545.7007 | Cooling | 257.6168 | #N/A | #N/A | #N/A | #N/A | 0 | 0 | 0 | 0 | 0 | 1545.7007 | #N/A | #N/A | 88 | 86.06 | 1.0009 | 0.61054 | #N/A | 4.7787 | 0.8587% | 1 | 50% | 0% | 0% | 0% | 8.2745 | 0 | 0 | 0 | 8.2745 | #N/A
2007-06-03 08:00 | 6 | 3 | 8 | 154.2919 | 3680 | 71.06 | 56.3 | 1001 | 71.06 | 0 | 2000.5261 | Cooling | 333.421 | #N/A | #N/A | #N/A | #N/A | 0 | 0 | 0 | 0 | 0 | 2000.5261 | #N/A | #N/A | 88 | 86.06 | 1.0009 | 0.61054 | #N/A | 6.1849 | 1.111% | 1 | 50% | 0% | 0% | 0% | 8.2745 | 0 | 0 | 0 | 8.2745 | #N/A
2007-06-03 09:00 | 6 | 3 | 9 | 154.3335 | 3681 | 73.94 | 53.96 | 1001 | 73.94 | 0 | 2055.0616 | Cooling | 342.5103 | #N/A | #N/A | #N/A | #N/A | 0 | 0 | 0 | 0 | 0 | 2055.0616 | #N/A | #N/A | 88 | 88.94 | 1.0348 | 0.63121 | #N/A | 6.3535 | 1.142% | 1 | 50% | 0% | 0% | 0% | 8.2745 | 0 | 0 | 0 | 8.2745 | #N/A
2007-06-03 10:00 | 6 | 3 | 10 | 154.3752 | 3682 | 75.02 | 51.98 | 1001 | 75.02 | 0 | 1920.2273 | Cooling | 320.0379 | #N/A | #N/A | #N/A | #N/A | 0 | 0 | 0 | 0 | 0 | 1920.2273 | #N/A | #N/A | 88 | 90.02 | 1.0477 | 0.6391 | #N/A | 5.9366 | 1.067% | 1 | 50% | 0% | 0% | 0% | 8.2745 | 0 | 0 | 0 | 8.2745 | #N/A
2007-06-03 11:00 | 6 | 3 | 11 | 154.4169 | 3683 | 75.02 | 51.62 | 1000 | 75.02 | 0 | 1987.6065 | Cooling | 331.2677 | #N/A | #N/A | #N/A | #N/A | 0 | 0 | 0 | 0 | 0 | 1987.6065 | #N/A | #N/A | 88 | 90.02 | 1.0477 | 0.6391 | #N/A | 6.1449 | 1.104% | 1 | 50% | 0% | 0% | 0% | 8.2745 | 0 | 0 | 0 | 8.2745 | #N/A
2007-06-03 12:00 | 6 | 3 | 12 | 154.4585 | 3684 | 75.92 | 51.44 | 1000 | 75.92 | 0 | 2148.9291 | Cooling | 358.1548 | #N/A | #N/A | #N/A | #N/A | 0 | 0 | 0 | 0 | 0 | 2148.9291 | #N/A | #N/A | 88 | 90.92 | 1.0586 | 0.64573 | #N/A | 6.6437 | 1.194% | 1 | 50% | 0% | 0% | 0% | 8.2745 | 0 | 0 | 0 | 8.2745 | #N/A
2007-06-03 13:00 | 6 | 3 | 13 | 154.5002 | 3685 | 77 | 51.98 | 999 | 77 | 0 | 2167.6474 | Cooling | 361.2746 | #N/A | #N/A | #N/A | #N/A | 0 | 0 | 0 | 0 | 0 | 2167.6474 | #N/A | #N/A | 88 | 92 | 1.0717 | 0.65376 | #N/A | 6.7016 | 1.204% | 1 | 50% | 0% | 0% | 0% | 8.2745 | 0 | 0 | 0 | 8.2745 | #N/A
2007-06-03 14:00 | 6 | 3 | 14 | 154.5419 | 3686 | 77 | 51.26 | 999 | 77 | 0 | 2279.5768 | Cooling | 379.9295 | #N/A | #N/A | #N/A | #N/A | 0 | 0 | 0 | 0 | 0 | 2279.5768 | #N/A | #N/A | 88 | 92 | 1.0717 | 0.65376 | #N/A | 7.0476 | 1.266% | 1 | 50% | 0% | 0% | 0% | 8.2745 | 0 | 0 | 0 | 8.2745 | #N/A
2007-06-03 15:00 | 6 | 3 | 15 | 154.5835 | 3687 | 75.92 | 51.26 | 998 | 75.92 | 0 | 2331.8609 | Cooling | 388.6435 | #N/A | #N/A | #N/A | #N/A | 0 | 0 | 0 | 0 | 0 | 2331.8609 | #N/A | #N/A | 88 | 90.92 | 1.0586 | 0.64573 | #N/A | 7.2092 | 1.295% | 1 | 50% | 0% | 0% | 0% | 8.2745 | 0 | 0 | 0 | 8.2745 | #N/A
2007-06-03 16:00 | 6 | 3 | 16 | 154.6252 | 3688 | 75.02 | 51.98 | 998 | 75.02 | 0 | 2443.2446 | Cooling | 407.2074 | #N/A | #N/A | #N/A | #N/A | 0 | 0 | 0 | 0 | 0 | 2443.2446 | #N/A | #N/A | 88 | 90.02 | 1.0477 | 0.6391 | #N/A | 7.5536 | 1.357% | 1 | 50% | 0% | 0% | 0% | 8.2745 | 0 | 0 | 0 | 8.2745 | #N/A
2007-06-03 17:00 | 6 | 3 | 17 | 154.6669 | 3689 | 75.02 | 51.26 | 998 | 75.02 | 0 | 2400.0734 | Cooling | 400.0122 | #N/A | #N/A | #N/A | #N/A | 0 | 0 | 0 | 0 | 0 | 2400.0734 | #N/A | #N/A | 88 | 90.02 | 1.0477 | 0.6391 | #N/A | 7.4201 | 1.333% | 1 | 50% | 0% | 0% | 0% | 8.2745 | 0 | 0 | 0 | 8.2745 | #N/A
2007-06-03 18:00 | 6 | 3 | 18 | 154.7085 | 3690 | 75.02 | 51.26 | 997 | 75.02 | 0 | 2242.0074 | Cooling | 373.6679 | #N/A | #N/A | #N/A | #N/A | 0 | 0 | 0 | 0 | 0 | 2242.0074 | #N/A | #N/A | 88 | 90.02 | 1.0477 | 0.6391 | #N/A | 6.9314 | 1.246% | 1 | 50% | 0% | 0% | 0% | 8.2745 | 0 | 0 | 0 | 8.2745 | #N/A
2007-06-03 19:00 | 6 | 3 | 19 | 154.7502 | 3691 | 71.06 | 51.98 | 997 | 71.06 | 0 | 2188.8075 | Cooling | 364.8012 | #N/A | #N/A | #N/A | #N/A | 0 | 0 | 0 | 0 | 0 | 2188.8075 | #N/A | #N/A | 88 | 86.06 | 1.0009 | 0.61054 | #N/A | 6.767 | 1.216% | 1 | 50% | 0% | 0% | 0% | 8.2745 | 0 | 0 | 0 | 8.2745 | #N/A
2007-06-03 20:00 | 6 | 3 | 20 | 154.7919 | 3692 | 71.06 | 51.62 | 997 | 71.06 | 0 | 1975.1057 | Cooling | 329.1843 | #N/A | #N/A | #N/A | #N/A | 0 | 0 | 0 | 0 | 0 | 1975.1057 | #N/A | #N/A | 88 | 86.06 | 1.0009 | 0.61054 | #N/A | 6.1063 | 1.097% | 1 | 50% | 0% | 0% | 0% | 8.2745 | 0 | 0 | 0 | 8.2745 | #N/A
2007-06-03 21:00 | 6 | 3 | 21 | 154.8335 | 3693 | 68 | 51.8 | 997 | 68 | 0 | 1586.8107 | Cooling | 264.4685 | #N/A | #N/A | #N/A | #N/A | 0 | 0 | 0 | 0 | 0 | 1586.8107 | #N/A | #N/A | 88 | 83 | 0.96585 | 0.58917 | #N/A | 4.9058 | 0.8816% | 1 | 50% | 0% | 0% | 0% | 8.2745 | 0 | 0 | 0 | 8.2745 | #N/A
2007-06-03 22:00 | 6 | 3 | 22 | 154.8752 | 3694 | 64.94 | 51.98 | 998 | 64.94 | 0 | 53.3319 | Cooling | 8.8886 | #N/A | #N/A | #N/A | #N/A | 0 | 0 | 0 | 0 | 0 | 53.3319 | #N/A | #N/A | 88 | 79.94 | 0.9318 | 0.5684 | #N/A | 0.16488 | 0.02963% | 1 | 50% | 0% | 0% | 0% | 8.2745 | 0 | 0 | 0 | 8.2745 | #N/A
2007-06-03 23:00 | 6 | 3 | 23 | 154.9169 | 3695 | 64.94 | 51.62 | 998 | 64.94 | 0 | 67.1221 | Cooling | 11.187 | #N/A | #N/A | #N/A | #N/A | 0 | 0 | 0 | 0 | 0 | 67.1221 | #N/A | #N/A | 88 | 79.94 | 0.9318 | 0.5684 | #N/A | 0.20752 | 0.03729% | 1 | 50% | 0% | 0% | 0% | 8.2745 | 0 | 0 | 0 | 8.2745 | #N/A
2007-06-04 | 6 | 4 | 0 | 154.9585 | 3696 | 62.96 | 51.44 | 997 | 62.96 | 0 | 45.7368 | Cooling | 7.6228 | #N/A | #N/A | #N/A | #N/A | 0 | 0 | 0 | 0 | 0 | 45.7368 | #N/A | #N/A | 88 | 77.96 | 0.91029 | 0.55528 | #N/A | 0.1414 | 0.02541% | 1 | 50% | 0% | 0% | 0% | 8.2745 | 0 | 0 | 0 | 8.2745 | #N/A
2007-06-04 01:00 | 6 | 4 | 1 | 155.0002 | 3697 | 64.4 | 51.08 | 997 | 64.4 | 0 | 30.1246 | Cooling | 5.0208 | #N/A | #N/A | #N/A | #N/A | 0 | 0 | 0 | 0 | 0 | 30.1246 | #N/A | #N/A | 88 | 79.4 | 0.92589 | 0.56479 | #N/A | 0.093134 | 0.01674% | 1 | 50% | 0% | 0% | 0% | 8.2745 | 0 | 0 | 0 | 8.2745 | #N/A
2007-06-04 02:00 | 6 | 4 | 2 | 155.0419 | 3698 | 62.96 | 50.72 | 997 | 62.96 | 0 | 24.76 | Cooling | 4.1267 | #N/A | #N/A | #N/A | #N/A | 0 | 0 | 0 | 0 | 0 | 24.76 | #N/A | #N/A | 88 | 77.96 | 0.91029 | 0.55528 | #N/A | 0.076549 | 0.01376% | 1 | 50% | 0% | 0% | 0% | 8.2745 | 0 | 0 | 0 | 8.2745 | #N/A
2007-06-04 03:00 | 6 | 4 | 3 | 155.0835 | 3699 | 64.04 | 50.72 | 997 | 64.04 | 0 | 21.2393 | Cooling | 3.5399 | #N/A | #N/A | #N/A | #N/A | 0 | 0 | 0 | 0 | 0 | 21.2393 | #N/A | #N/A | 88 | 79.04 | 0.92197 | 0.5624 | #N/A | 0.065664 | 0.0118% | 1 | 50% | 0% | 0% | 0% | 8.2745 | 0 | 0 | 0 | 8.2745 | #N/A
2007-06-04 04:00 | 6 | 4 | 4 | 155.1252 | 3700 | 64.04 | 51.08 | 997 | 64.04 | 0 | 18.0777 | Cooling | 3.013 | #N/A | #N/A | #N/A | #N/A | 0 | 0 | 0 | 0 | 0 | 18.0777 | #N/A | #N/A | 88 | 79.04 | 0.92197 | 0.5624 | #N/A | 0.055889 | 0.01004% | 1 | 50% | 0% | 0% | 0% | 8.2745 | 0 | 0 | 0 | 8.2745 | #N/A
2007-06-04 05:00 | 6 | 4 | 5 | 155.1669 | 3701 | 64.04 | 51.98 | 997 | 64.04 | 0 | 48.938 | Cooling | 8.1563 | #N/A | #N/A | #N/A | #N/A | 0 | 0 | 0 | 0 | 0 | 48.938 | #N/A | #N/A | 88 | 79.04 | 0.92197 | 0.5624 | #N/A | 0.1513 | 0.02719% | 1 | 50% | 0% | 0% | 0% | 8.2745 | 0 | 0 | 0 | 8.2745 | #N/A
2007-06-04 06:00 | 6 | 4 | 6 | 155.2085 | 3702 | 64.94 | 54.5 | 997 | 64.94 | 0 | 880.6146 | Cooling | 146.7691 | #N/A | #N/A | #N/A | #N/A | 0 | 0 | 0 | 0 | 0 | 880.6146 | #N/A | #N/A | 88 | 79.94 | 0.9318 | 0.5684 | #N/A | 2.7225 | 0.4892% | 1 | 50% | 0% | 0% | 0% | 8.2745 | 0 | 0 | 0 | 8.2745 | #N/A
2007-06-04 07:00 | 6 | 4 | 7 | 155.2502 | 3703 | 68 | 57.02 | 998 | 68 | 0 | 1378.6657 | Cooling | 229.7776 | #N/A | #N/A | #N/A | #N/A | 0 | 0 | 0 | 0 | 0 | 1378.6657 | #N/A | #N/A | 88 | 83 | 0.96585 | 0.58917 | #N/A | 4.2623 | 0.7659% | 1 | 50% | 0% | 0% | 0% | 8.2745 | 0 | 0 | 0 | 8.2745 | #N/A
2007-06-04 08:00 | 6 | 4 | 8 | 155.2919 | 3704 | 68 | 58.1 | 998 | 68 | 0 | 2175.5147 | Cooling | 362.5858 | #N/A | #N/A | #N/A | #N/A | 0 | 0 | 0 | 0 | 0 | 2175.5147 | #N/A | #N/A | 88 | 83 | 0.96585 | 0.58917 | #N/A | 6.7259 | 1.209% | 1 | 50% | 0% | 0% | 0% | 8.2745 | 0 | 0 | 0 | 8.2745 | #N/A
2007-06-04 09:00 | 6 | 4 | 9 | 155.3335 | 3705 | 71.96 | 59.36 | 997 | 71.96 | 0 | 2799.0233 | Cooling | 466.5039 | #N/A | #N/A | #N/A | #N/A | 0 | 0 | 0 | 0 | 0 | 2799.0233 | #N/A | #N/A | 88 | 86.96 | 1.0114 | 0.61695 | #N/A | 8.6535 | 1.555% | 1 | 50% | 0% | 0% | 0% | 8.2745 | 0 | 0 | 0 | 8.2745 | #N/A
2007-06-04 10:00 | 6 | 4 | 10 | 155.3752 | 3706 | 73.94 | 60.98 | 997 | 73.94 | 0 | 3202.6259 | Cooling | 533.771 | #N/A | #N/A | #N/A | #N/A | 0 | 0 | 0 | 0 | 0 | 3202.6259 | #N/A | #N/A | 88 | 88.94 | 1.0348 | 0.63121 | #N/A | 9.9013 | 1.779% | 1 | 50% | 0% | 0% | 0% | 8.2745 | 0 | 0 | 0 | 8.2745 | #N/A
2007-06-04 11:00 | 6 | 4 | 11 | 155.4169 | 3707 | 73.94 | 57.56 | 997 | 73.94 | 0 | 2648.7066 | Cooling | 441.4511 | #N/A | #N/A | #N/A | #N/A | 0 | 0 | 0 | 0 | 0 | 2648.7066 | #N/A | #N/A | 88 | 88.94 | 1.0348 | 0.63121 | #N/A | 8.1888 | 1.472% | 1 | 50% | 0% | 0% | 0% | 8.2745 | 0 | 0 | 0 | 8.2745 | #N/A
2007-06-04 12:00 | 6 | 4 | 12 | 155.4585 | 3708 | 77 | 54.32 | 996 | 77 | 0 | 2428.7114 | Cooling | 404.7852 | #N/A | #N/A | #N/A | #N/A | 0 | 0 | 0 | 0 | 0 | 2428.7114 | #N/A | #N/A | 88 | 92 | 1.0717 | 0.65376 | #N/A | 7.5087 | 1.349% | 1 | 50% | 0% | 0% | 0% | 8.2745 | 0 | 0 | 0 | 8.2745 | #N/A
2007-06-04 13:00 | 6 | 4 | 13 | 155.5002 | 3709 | 80.06 | 51.98 | 996 | 80.06 | 0 | 2421.0351 | Cooling | 403.5058 | #N/A | #N/A | #N/A | #N/A | 0 | 0 | 0 | 0 | 0 | 2421.0351 | #N/A | #N/A | 88 | 95.06 | 1.1097 | 0.67691 | #N/A | 7.4849 | 1.345% | 1 | 50% | 0% | 0% | 0% | 8.2745 | 0 | 0 | 0 | 8.2745 | #N/A
2007-06-04 14:00 | 6 | 4 | 14 | 155.5419 | 3710 | 80.06 | 51.26 | 995 | 80.06 | 0 | 2471.4069 | Cooling | 411.9011 | #N/A | #N/A | #N/A | #N/A | 0 | 0 | 0 | 0 | 0 | 2471.4069 | #N/A | #N/A | 88 | 95.06 | 1.1097 | 0.67691 | #N/A | 7.6407 | 1.373% | 1 | 50% | 0% | 0% | 0% | 8.2745 | 0 | 0 | 0 | 8.2745 | #N/A
2007-06-04 15:00 | 6 | 4 | 15 | 155.5835 | 3711 | 78.98 | 51.26 | 995 | 78.98 | 0 | 2496.7779 | Cooling | 416.1296 | #N/A | #N/A | #N/A | #N/A | 0 | 0 | 0 | 0 | 0 | 2496.7779 | #N/A | #N/A | 88 | 93.98 | 1.0962 | 0.66867 | #N/A | 7.7191 | 1.387% | 1 | 50% | 0% | 0% | 0% | 8.2745 | 0 | 0 | 0 | 8.2745 | #N/A
2007-06-04 16:00 | 6 | 4 | 16 | 155.6252 | 3712 | 82.04 | 51.98 | 994 | 82.04 | 0 | 2587.4934 | Cooling | 431.2489 | #N/A | #N/A | #N/A | #N/A | 0 | 0 | 0 | 0 | 0 | 2587.4934 | #N/A | #N/A | 88 | 97.04 | 1.1348 | 0.69221 | #N/A | 7.9996 | 1.437% | 1 | 50% | 0% | 0% | 0% | 8.2745 | 0 | 0 | 0 | 8.2745 | #N/A
2007-06-04 17:00 | 6 | 4 | 17 | 155.6669 | 3713 | 82.04 | 50.72 | 994 | 82.04 | 0 | 2545.4815 | Cooling | 424.2469 | #N/A | #N/A | #N/A | #N/A | 0 | 0 | 0 | 0 | 0 | 2545.4815 | #N/A | #N/A | 88 | 97.04 | 1.1348 | 0.69221 | #N/A | 7.8697 | 1.414% | 1 | 50% | 0% | 0% | 0% | 8.2745 | 0 | 0 | 0 | 8.2745 | #N/A
2007-06-04 18:00 | 6 | 4 | 18 | 155.7085 | 3714 | 80.06 | 49.82 | 993 | 80.06 | 0 | 2350.5342 | Cooling | 391.7557 | #N/A | #N/A | #N/A | #N/A | 0 | 0 | 0 | 0 | 0 | 2350.5342 | #N/A | #N/A | 88 | 95.06 | 1.1097 | 0.67691 | #N/A | 7.267 | 1.306% | 1 | 50% | 0% | 0% | 0% | 8.2745 | 0 | 0 | 0 | 8.2745 | #N/A
2007-06-04 19:00 | 6 | 4 | 19 | 155.7502 | 3715 | 77 | 50 | 993 | 77 | 0 | 2198.0855 | Cooling | 366.3476 | #N/A | #N/A | #N/A | #N/A | 0 | 0 | 0 | 0 | 0 | 2198.0855 | #N/A | #N/A | 88 | 92 | 1.0717 | 0.65376 | #N/A | 6.7957 | 1.221% | 1 | 50% | 0% | 0% | 0% | 8.2745 | 0 | 0 | 0 | 8.2745 | #N/A
2007-06-04 20:00 | 6 | 4 | 20 | 155.7919 | 3716 | 77 | 50 | 993 | 77 | 0 | 2057.7873 | Cooling | 342.9646 | #N/A | #N/A | #N/A | #N/A | 0 | 0 | 0 | 0 | 0 | 2057.7873 | #N/A | #N/A | 88 | 92 | 1.0717 | 0.65376 | #N/A | 6.3619 | 1.143% | 1 | 50% | 0% | 0% | 0% | 8.2745 | 0 | 0 | 0 | 8.2745 | #N/A
2007-06-04 21:00 | 6 | 4 | 21 | 155.8335 | 3717 | 71.96 | 50.54 | 993 | 71.96 | 0 | 1639.2533 | Cooling | 273.2089 | #N/A | #N/A | #N/A | #N/A | 0 | 0 | 0 | 0 | 0 | 1639.2533 | #N/A | #N/A | 88 | 86.96 | 1.0114 | 0.61695 | #N/A | 5.068 | 0.9107% | 1 | 50% | 0% | 0% | 0% | 8.2745 | 0 | 0 | 0 | 8.2745 | #N/A
2007-06-04 22:00 | 6 | 4 | 22 | 155.8752 | 3718 | 69.98 | 51.08 | 993 | 69.98 | 0 | 79.7375 | Cooling | 13.2896 | #N/A | #N/A | #N/A | #N/A | 0 | 0 | 0 | 0 | 0 | 79.7375 | #N/A | #N/A | 88 | 84.98 | 0.98841 | 0.60293 | #N/A | 0.24652 | 0.0443% | 1 | 50% | 0% | 0% | 0% | 8.2745 | 0 | 0 | 0 | 8.2745 | #N/A
2007-06-04 23:00 | 6 | 4 | 23 | 155.9169 | 3719 | 69.98 | 50.9 | 993 | 69.98 | 0 | 68.0813 | Cooling | 11.3469 | #N/A | #N/A | #N/A | #N/A | 0 | 0 | 0 | 0 | 0 | 68.0813 | #N/A | #N/A | 88 | 84.98 | 0.98841 | 0.60293 | #N/A | 0.21048 | 0.03782% | 1 | 50% | 0% | 0% | 0% | 8.2745 | 0 | 0 | 0 | 8.2745 | #N/A
2007-06-05 | 6 | 5 | 0 | 155.9585 | 3720 | 69.08 | 51.08 | 992 | 69.08 | 0 | 49.989 | Cooling | 8.3315 | #N/A | #N/A | #N/A | #N/A | 0 | 0 | 0 | 0 | 0 | 49.989 | #N/A | #N/A | 88 | 84.08 | 0.9781 | 0.59664 | #N/A | 0.15455 | 0.02777% | 1 | 50% | 0% | 0% | 0% | 8.2745 | 0 | 0 | 0 | 8.2745 | #N/A
2007-06-05 01:00 | 6 | 5 | 1 | 156.0002 | 3721 | 69.08 | 51.08 | 992 | 69.08 | 0 | 39.8855 | Cooling | 6.6476 | #N/A | #N/A | #N/A | #N/A | 0 | 0 | 0 | 0 | 0 | 39.8855 | #N/A | #N/A | 88 | 84.08 | 0.9781 | 0.59664 | #N/A | 0.12331 | 0.02216% | 1 | 50% | 0% | 0% | 0% | 8.2745 | 0 | 0 | 0 | 8.2745 | #N/A
2007-06-05 02:00 | 6 | 5 | 2 | 156.0419 | 3722 | 69.08 | 51.08 | 992 | 69.08 | 0 | 46.4723 | Cooling | 7.7454 | #N/A | #N/A | #N/A | #N/A | 0 | 0 | 0 | 0 | 0 | 46.4723 | #N/A | #N/A | 88 | 84.08 | 0.9781 | 0.59664 | #N/A | 0.14368 | 0.02582% | 1 | 50% | 0% | 0% | 0% | 8.2745 | 0 | 0 | 0 | 8.2745 | #N/A
2007-06-05 03:00 | 6 | 5 | 3 | 156.0835 | 3723 | 71.06 | 51.44 | 992 | 71.06 | 0 | 50.4514 | Cooling | 8.4086 | #N/A | #N/A | #N/A | #N/A | 0 | 0 | 0 | 0 | 0 | 50.4514 | #N/A | #N/A | 88 | 86.06 | 1.0009 | 0.61054 | #N/A | 0.15598 | 0.02803% | 1 | 50% | 0% | 0% | 0% | 8.2745 | 0 | 0 | 0 | 8.2745 | #N/A
2007-06-05 04:00 | 6 | 5 | 4 | 156.1252 | 3724 | 69.08 | 51.98 | 992 | 69.08 | 0 | 56.281 | Cooling | 9.3802 | #N/A | #N/A | #N/A | #N/A | 0 | 0 | 0 | 0 | 0 | 56.281 | #N/A | #N/A | 88 | 84.08 | 0.9781 | 0.59664 | #N/A | 0.174 | 0.03127% | 1 | 50% | 0% | 0% | 0% | 8.2745 | 0 | 0 | 0 | 8.2745 | #N/A
2007-06-05 05:00 | 6 | 5 | 5 | 156.1669 | 3725 | 69.08 | 53.6 | 992 | 69.08 | 0 | 132.2152 | Cooling | 22.0359 | #N/A | #N/A | #N/A | #N/A | 0 | 0 | 0 | 0 | 0 | 132.2152 | #N/A | #N/A | 88 | 84.08 | 0.9781 | 0.59664 | #N/A | 0.40876 | 0.07345% | 1 | 50% | 0% | 0% | 0% | 8.2745 | 0 | 0 | 0 | 8.2745 | #N/A
2007-06-05 06:00 | 6 | 5 | 6 | 156.2085 | 3726 | 64.94 | 56.84 | 992 | 64.94 | 0 | 1557.0747 | Cooling | 259.5124 | #N/A | #N/A | #N/A | #N/A | 0 | 0 | 0 | 0 | 0 | 1557.0747 | #N/A | #N/A | 88 | 79.94 | 0.9318 | 0.5684 | #N/A | 4.8139 | 0.865% | 1 | 50% | 0% | 0% | 0% | 8.2745 | 0 | 0 | 0 | 8.2745 | #N/A
2007-06-05 07:00 | 6 | 5 | 7 | 156.2502 | 3727 | 66.02 | 60.08 | 992 | 66.02 | 0 | 2060.2608 | Cooling | 343.3768 | #N/A | #N/A | #N/A | #N/A | 0 | 0 | 0 | 0 | 0 | 2060.2608 | #N/A | #N/A | 88 | 81.02 | 0.9437 | 0.57566 | #N/A | 6.3696 | 1.145% | 1 | 50% | 0% | 0% | 0% | 8.2745 | 0 | 0 | 0 | 8.2745 | #N/A
2007-06-05 08:00 | 6 | 5 | 8 | 156.2919 | 3728 | 66.02 | 59.72 | 992 | 66.02 | 0 | 2689.4007 | Cooling | 448.2334 | #N/A | #N/A | #N/A | #N/A | 0 | 0 | 0 | 0 | 0 | 2689.4007 | #N/A | #N/A | 88 | 81.02 | 0.9437 | 0.57566 | #N/A | 8.3146 | 1.494% | 1 | 50% | 0% | 0% | 0% | 8.2745 | 0 | 0 | 0 | 8.2745 | #N/A
2007-06-05 09:00 | 6 | 5 | 9 | 156.3335 | 3729 | 71.96 | 59.72 | 992 | 71.96 | 0 | 3273.3547 | Cooling | 545.5591 | #N/A | #N/A | #N/A | #N/A | 0 | 0 | 0 | 0 | 0 | 3273.3547 | #N/A | #N/A | 88 | 86.96 | 1.0114 | 0.61695 | #N/A | 10.12 | 1.819% | 1 | 50% | 0% | 0% | 0% | 8.2745 | 0 | 0 | 0 | 8.2745 | #N/A
2007-06-05 10:00 | 6 | 5 | 10 | 156.3752 | 3730 | 75.92 | 60.08 | 992 | 75.92 | 0 | 2886.1599 | Cooling | 481.0267 | #N/A | #N/A | #N/A | #N/A | 0 | 0 | 0 | 0 | 0 | 2886.1599 | #N/A | #N/A | 88 | 90.92 | 1.0586 | 0.64573 | #N/A | 8.9229 | 1.603% | 1 | 50% | 0% | 0% | 0% | 8.2745 | 0 | 0 | 0 | 8.2745 | #N/A
2007-06-05 11:00 | 6 | 5 | 11 | 156.4169 | 3731 | 75.92 | 59.72 | 992 | 75.92 | 0 | 3093.3595 | Cooling | 515.5599 | #N/A | #N/A | #N/A | #N/A | 0 | 0 | 0 | 0 | 0 | 3093.3595 | #N/A | #N/A | 88 | 90.92 | 1.0586 | 0.64573 | #N/A | 9.5635 | 1.719% | 1 | 50% | 0% | 0% | 0% | 8.2745 | 0 | 0 | 0 | 8.2745 | #N/A
2007-06-05 12:00 | 6 | 5 | 12 | 156.4585 | 3732 | 82.94 | 59.54 | 993 | 82.94 | 0 | 3134.2533 | Cooling | 522.3756 | #N/A | #N/A | #N/A | #N/A | 0 | 0 | 0 | 0 | 0 | 3134.2533 | #N/A | #N/A | 88 | 97.94 | 1.1463 | 0.69925 | #N/A | 9.6899 | 1.741% | 1 | 50% | 0% | 0% | 0% | 8.2745 | 0 | 0 | 0 | 8.2745 | #N/A
2007-06-05 13:00 | 6 | 5 | 13 | 156.5002 | 3733 | 84.2 | 60.08 | 993 | 84.2 | 0 | 2689.4243 | Cooling | 448.2374 | #N/A | #N/A | #N/A | #N/A | 0 | 0 | 0 | 0 | 0 | 2689.4243 | #N/A | #N/A | 88 | 99.2 | 1.1626 | 0.70919 | #N/A | 8.3147 | 1.494% | 1 | 50% | 0% | 0% | 0% | 8.2745 | 0 | 0 | 0 | 8.2745 | #N/A
2007-06-05 14:00 | 6 | 5 | 14 | 156.5419 | 3734 | 82.94 | 59.36 | 993 | 82.94 | 0 | 2712.2385 | Cooling | 452.0397 | #N/A | #N/A | #N/A | #N/A | 0 | 0 | 0 | 0 | 0 | 2712.2385 | #N/A | #N/A | 88 | 97.94 | 1.1463 | 0.69925 | #N/A | 8.3852 | 1.507% | 1 | 50% | 0% | 0% | 0% | 8.2745 | 0 | 0 | 0 | 8.2745 | #N/A
2007-06-05 15:00 | 6 | 5 | 15 | 156.5835 | 3735 | 82.94 | 59.36 | 993 | 82.94 | 0 | 2859.1001 | Cooling | 476.5167 | #N/A | #N/A | #N/A | #N/A | 0 | 0 | 0 | 0 | 0 | 2859.1001 | #N/A | #N/A | 88 | 97.94 | 1.1463 | 0.69925 | #N/A | 8.8393 | 1.588% | 1 | 50% | 0% | 0% | 0% | 8.2745 | 0 | 0 | 0 | 8.2745 | #N/A
2007-06-05 16:00 | 6 | 5 | 16 | 156.6252 | 3736 | 78.8 | 60.08 | 993 | 78.8 | 0 | 3159.6996 | Cooling | 526.6166 | #N/A | #N/A | #N/A | #N/A | 0 | 0 | 0 | 0 | 0 | 3159.6996 | #N/A | #N/A | 88 | 93.8 | 1.0939 | 0.6673 | #N/A | 9.7686 | 1.755% | 1 | 50% | 0% | 0% | 0% | 8.2745 | 0 | 0 | 0 | 8.2745 | #N/A
2007-06-05 17:00 | 6 | 5 | 17 | 156.6669 | 3737 | 80.06 | 57.74 | 993 | 80.06 | 0 | 2918.0213 | Cooling | 486.3369 | #N/A | #N/A | #N/A | #N/A | 0 | 0 | 0 | 0 | 0 | 2918.0213 | #N/A | #N/A | 88 | 95.06 | 1.1097 | 0.67691 | #N/A | 9.0214 | 1.621% | 1 | 50% | 0% | 0% | 0% | 8.2745 | 0 | 0 | 0 | 8.2745 | #N/A
2007-06-05 18:00 | 6 | 5 | 18 | 156.7085 | 3738 | 78.98 | 55.94 | 994 | 78.98 | 0 | 2416.7615 | Cooling | 402.7936 | #N/A | #N/A | #N/A | #N/A | 0 | 0 | 0 | 0 | 0 | 2416.7615 | #N/A | #N/A | 88 | 93.98 | 1.0962 | 0.66867 | #N/A | 7.4717 | 1.343% | 1 | 50% | 0% | 0% | 0% | 8.2745 | 0 | 0 | 0 | 8.2745 | #N/A
2007-06-05 19:00 | 6 | 5 | 19 | 156.7502 | 3739 | 77 | 55.04 | 994 | 77 | 0 | 1983.6198 | Cooling | 330.6033 | #N/A | #N/A | #N/A | #N/A | 0 | 0 | 0 | 0 | 0 | 1983.6198 | #N/A | #N/A | 88 | 92 | 1.0717 | 0.65376 | #N/A | 6.1326 | 1.102% | 1 | 50% | 0% | 0% | 0% | 8.2745 | 0 | 0 | 0 | 8.2745 | #N/A
2007-06-05 20:00 | 6 | 5 | 20 | 156.7919 | 3740 | 77 | 53.78 | 995 | 77 | 0 | 1476.5996 | Cooling | 246.0999 | #N/A | #N/A | #N/A | #N/A | 0 | 0 | 0 | 0 | 0 | 1476.5996 | #N/A | #N/A | 88 | 92 | 1.0717 | 0.65376 | #N/A | 4.5651 | 0.8203% | 1 | 50% | 0% | 0% | 0% | 8.2745 | 0 | 0 | 0 | 8.2745 | #N/A
2007-06-05 21:00 | 6 | 5 | 21 | 156.8335 | 3741 | 73.94 | 52.7 | 995 | 73.94 | 0 | 1003.3855 | Cooling | 167.2309 | #N/A | #N/A | #N/A | #N/A | 0 | 0 | 0 | 0 | 0 | 1003.3855 | #N/A | #N/A | 88 | 88.94 | 1.0348 | 0.63121 | #N/A | 3.1021 | 0.5574% | 1 | 50% | 0% | 0% | 0% | 8.2745 | 0 | 0 | 0 | 8.2745 | #N/A
2007-06-05 22:00 | 6 | 5 | 22 | 156.8752 | 3742 | 71.96 | 51.98 | 996 | 71.96 | 0 | 65.0294 | Cooling | 10.8382 | #N/A | #N/A | #N/A | #N/A | 0 | 0 | 0 | 0 | 0 | 65.0294 | #N/A | #N/A | 88 | 86.96 | 1.0114 | 0.61695 | #N/A | 0.20105 | 0.03613% | 1 | 50% | 0% | 0% | 0% | 8.2745 | 0 | 0 | 0 | 8.2745 | #N/A
2007-06-05 23:00 | 6 | 5 | 23 | 156.9169 | 3743 | 71.96 | 52.16 | 996 | 71.96 | 0 | 60.415 | Cooling | 10.0692 | #N/A | #N/A | #N/A | #N/A | 0 | 0 | 0 | 0 | 0 | 60.415 | #N/A | #N/A | 88 | 86.96 | 1.0114 | 0.61695 | #N/A | 0.18678 | 0.03356% | 1 | 50% | 0% | 0% | 0% | 8.2745 | 0 | 0 | 0 | 8.2745 | #N/A
2007-06-06 | 6 | 6 | 0 | 156.9585 | 3744 | 69.98 | 52.7 | 997 | 69.98 | 0 | 68.6818 | Cooling | 11.447 | #N/A | #N/A | #N/A | #N/A | 0 | 0 | 0 | 0 | 0 | 68.6818 | #N/A | #N/A | 88 | 84.98 | 0.98841 | 0.60293 | #N/A | 0.21234 | 0.03816% | 1 | 50% | 0% | 0% | 0% | 8.2745 | 0 | 0 | 0 | 8.2745 | #N/A
2007-06-06 01:00 | 6 | 6 | 1 | 157.0002 | 3745 | 68 | 53.06 | 997 | 68 | 0 | 73.9456 | Cooling | 12.3243 | #N/A | #N/A | #N/A | #N/A | 0 | 0 | 0 | 0 | 0 | 73.9456 | #N/A | #N/A | 88 | 83 | 0.96585 | 0.58917 | #N/A | 0.22861 | 0.04108% | 1 | 50% | 0% | 0% | 0% | 8.2745 | 0 | 0 | 0 | 8.2745 | #N/A
2007-06-06 02:00 | 6 | 6 | 2 | 157.0419 | 3746 | 68 | 51.98 | 998 | 68 | 0 | 59.2774 | Cooling | 9.8796 | #N/A | #N/A | #N/A | #N/A | 0 | 0 | 0 | 0 | 0 | 59.2774 | #N/A | #N/A | 88 | 83 | 0.96585 | 0.58917 | #N/A | 0.18326 | 0.03293% | 1 | 50% | 0% | 0% | 0% | 8.2745 | 0 | 0 | 0 | 8.2745 | #N/A
2007-06-06 03:00 | 6 | 6 | 3 | 157.0836 | 3747 | 66.92 | 51.44 | 998 | 66.92 | 0 | 41.0891 | Cooling | 6.8482 | #N/A | #N/A | #N/A | #N/A | 0 | 0 | 0 | 0 | 0 | 41.0891 | #N/A | #N/A | 88 | 81.92 | 0.95372 | 0.58177 | #N/A | 0.12703 | 0.02283% | 1 | 50% | 0% | 0% | 0% | 8.2745 | 0 | 0 | 0 | 8.2745 | #N/A
2007-06-06 04:00 | 6 | 6 | 4 | 157.1252 | 3748 | 66.02 | 51.08 | 999 | 66.02 | 0 | 24.3332 | Cooling | 4.0555 | #N/A | #N/A | #N/A | #N/A | 0 | 0 | 0 | 0 | 0 | 24.3332 | #N/A | #N/A | 88 | 81.02 | 0.9437 | 0.57566 | #N/A | 0.075229 | 0.01352% | 1 | 50% | 0% | 0% | 0% | 8.2745 | 0 | 0 | 0 | 8.2745 | #N/A
2007-06-06 05:00 | 6 | 6 | 5 | 157.1669 | 3749 | 66.02 | 51.62 | 999 | 66.02 | 0 | 43.3969 | Cooling | 7.2328 | #N/A | #N/A | #N/A | #N/A | 0 | 0 | 0 | 0 | 0 | 43.3969 | #N/A | #N/A | 88 | 81.02 | 0.9437 | 0.57566 | #N/A | 0.13417 | 0.02411% | 1 | 50% | 0% | 0% | 0% | 8.2745 | 0 | 0 | 0 | 8.2745 | #N/A
2007-06-06 06:00 | 6 | 6 | 6 | 157.2086 | 3750 | 62.06 | 53.78 | 1000 | 62.06 | 0 | 441.8918 | Cooling | 73.6486 | #N/A | #N/A | #N/A | #N/A | 0 | 0 | 0 | 0 | 0 | 441.8918 | #N/A | #N/A | 88 | 77.06 | 0.90065 | 0.5494 | #N/A | 1.3662 | 0.2455% | 1 | 50% | 0% | 0% | 0% | 8.2745 | 0 | 0 | 0 | 8.2745 | #N/A
2007-06-06 07:00 | 6 | 6 | 7 | 157.2502 | 3751 | 60.98 | 55.94 | 1000 | 60.98 | 0 | 770.8946 | Cooling | 128.4824 | #N/A | #N/A | #N/A | #N/A | 0 | 0 | 0 | 0 | 0 | 770.8946 | #N/A | #N/A | 88 | 75.98 | 0.8892 | 0.54241 | #N/A | 2.3833 | 0.4283% | 1 | 50% | 0% | 0% | 0% | 8.2745 | 0 | 0 | 0 | 8.2745 | #N/A
2007-06-06 08:00 | 6 | 6 | 8 | 157.2919 | 3752 | 60.98 | 54.68 | 1000 | 60.98 | 0 | 1107.8724 | Cooling | 184.6454 | #N/A | #N/A | #N/A | #N/A | 0 | 0 | 0 | 0 | 0 | 1107.8724 | #N/A | #N/A | 88 | 75.98 | 0.8892 | 0.54241 | #N/A | 3.4251 | 0.6155% | 1 | 50% | 0% | 0% | 0% | 8.2745 | 0 | 0 | 0 | 8.2745 | #N/A
2007-06-06 09:00 | 6 | 6 | 9 | 157.3336 | 3753 | 62.6 | 53.78 | 1000 | 62.6 | 0 | 1176.1196 | Cooling | 196.0199 | #N/A | #N/A | #N/A | #N/A | 0 | 0 | 0 | 0 | 0 | 1176.1196 | #N/A | #N/A | 88 | 77.6 | 0.90642 | 0.55292 | #N/A | 3.6361 | 0.6534% | 1 | 50% | 0% | 0% | 0% | 8.2745 | 0 | 0 | 0 | 8.2745 | #N/A
2007-06-06 10:00 | 6 | 6 | 10 | 157.3752 | 3754 | 62.6 | 53.06 | 1000 | 62.6 | 0 | 1181.2413 | Cooling | 196.8736 | #N/A | #N/A | #N/A | #N/A | 0 | 0 | 0 | 0 | 0 | 1181.2413 | #N/A | #N/A | 88 | 77.6 | 0.90642 | 0.55292 | #N/A | 3.652 | 0.6562% | 1 | 50% | 0% | 0% | 0% | 8.2745 | 0 | 0 | 0 | 8.2745 | #N/A
2007-06-06 11:00 | 6 | 6 | 11 | 157.4169 | 3755 | 62.96 | 52.34 | 1000 | 62.96 | 0 | 1255.4044 | Cooling | 209.2341 | #N/A | #N/A | #N/A | #N/A | 0 | 0 | 0 | 0 | 0 | 1255.4044 | #N/A | #N/A | 88 | 77.96 | 0.91029 | 0.55528 | #N/A | 3.8812 | 0.6974% | 1 | 50% | 0% | 0% | 0% | 8.2745 | 0 | 0 | 0 | 8.2745 | #N/A
2007-06-06 12:00 | 6 | 6 | 12 | 157.4586 | 3756 | 68 | 51.8 | 1000 | 68 | 0 | 1365.0721 | Cooling | 227.512 | #N/A | #N/A | #N/A | #N/A | 0 | 0 | 0 | 0 | 0 | 1365.0721 | #N/A | #N/A | 88 | 83 | 0.96585 | 0.58917 | #N/A | 4.2203 | 0.7584% | 1 | 50% | 0% | 0% | 0% | 8.2745 | 0 | 0 | 0 | 8.2745 | #N/A
2007-06-06 13:00 | 6 | 6 | 13 | 157.5002 | 3757 | 73.94 | 51.98 | 1000 | 73.94 | 0 | 1497.8644 | Cooling | 249.6441 | #N/A | #N/A | #N/A | #N/A | 0 | 0 | 0 | 0 | 0 | 1497.8644 | #N/A | #N/A | 88 | 88.94 | 1.0348 | 0.63121 | #N/A | 4.6308 | 0.8321% | 1 | 50% | 0% | 0% | 0% | 8.2745 | 0 | 0 | 0 | 8.2745 | #N/A
2007-06-06 14:00 | 6 | 6 | 14 | 157.5419 | 3758 | 73.94 | 51.62 | 1000 | 73.94 | 0 | 1657.7703 | Cooling | 276.295 | #N/A | #N/A | #N/A | #N/A | 0 | 0 | 0 | 0 | 0 | 1657.7703 | #N/A | #N/A | 88 | 88.94 | 1.0348 | 0.63121 | #N/A | 5.1252 | 0.921% | 1 | 50% | 0% | 0% | 0% | 8.2745 | 0 | 0 | 0 | 8.2745 | #N/A
2007-06-06 15:00 | 6 | 6 | 15 | 157.5836 | 3759 | 71.6 | 51.98 | 999 | 71.6 | 0 | 2043.5343 | Cooling | 340.5891 | #N/A | #N/A | #N/A | #N/A | 0 | 0 | 0 | 0 | 0 | 2043.5343 | #N/A | #N/A | 88 | 86.6 | 1.0072 | 0.61438 | #N/A | 6.3178 | 1.135% | 1 | 50% | 0% | 0% | 0% | 8.2745 | 0 | 0 | 0 | 8.2745 | #N/A
2007-06-06 16:00 | 6 | 6 | 16 | 157.6252 | 3760 | 68 | 53.06 | 999 | 68 | 0 | 2360.4177 | Cooling | 393.403 | #N/A | #N/A | #N/A | #N/A | 0 | 0 | 0 | 0 | 0 | 2360.4177 | #N/A | #N/A | 88 | 83 | 0.96585 | 0.58917 | #N/A | 7.2975 | 1.311% | 1 | 50% | 0% | 0% | 0% | 8.2745 | 0 | 0 | 0 | 8.2745 | #N/A
2007-06-06 17:00 | 6 | 6 | 17 | 157.6669 | 3761 | 66.92 | 52.34 | 999 | 66.92 | 0 | 2284.6086 | Cooling | 380.7681 | #N/A | #N/A | #N/A | #N/A | 0 | 0 | 0 | 0 | 0 | 2284.6086 | #N/A | #N/A | 88 | 81.92 | 0.95372 | 0.58177 | #N/A | 7.0632 | 1.269% | 1 | 50% | 0% | 0% | 0% | 8.2745 | 0 | 0 | 0 | 8.2745 | #N/A
2007-06-06 18:00 | 6 | 6 | 18 | 157.7086 | 3762 | 62.96 | 52.34 | 1000 | 62.96 | 0 | 2004.6419 | Cooling | 334.107 | #N/A | #N/A | #N/A | #N/A | 0 | 0 | 0 | 0 | 0 | 2004.6419 | #N/A | #N/A | 88 | 77.96 | 0.91029 | 0.55528 | #N/A | 6.1976 | 1.114% | 1 | 50% | 0% | 0% | 0% | 8.2745 | 0 | 0 | 0 | 8.2745 | #N/A
2007-06-06 19:00 | 6 | 6 | 19 | 157.7502 | 3763 | 60.08 | 53.06 | 1000 | 60.08 | 0 | 1729.1701 | Cooling | 288.195 | #N/A | #N/A | #N/A | #N/A | 0 | 0 | 0 | 0 | 0 | 1729.1701 | #N/A | #N/A | 88 | 75.08 | 0.87975 | 0.53664 | #N/A | 5.3459 | 0.9607% | 1 | 50% | 0% | 0% | 0% | 8.2745 | 0 | 0 | 0 | 8.2745 | #N/A
2007-06-06 20:00 | 6 | 6 | 20 | 157.7919 | 3764 | 60.08 | 52.7 | 1000 | 60.08 | 0 | 1451.7876 | Cooling | 241.9646 | #N/A | #N/A | #N/A | #N/A | 0 | 0 | 0 | 0 | 0 | 1451.7876 | #N/A | #N/A | 88 | 75.08 | 0.87975 | 0.53664 | #N/A | 4.4884 | 0.8065% | 1 | 50% | 0% | 0% | 0% | 8.2745 | 0 | 0 | 0 | 8.2745 | #N/A
2007-06-06 21:00 | 6 | 6 | 21 | 157.8336 | 3765 | 57.02 | 52.88 | 1000 | 57.02 | 0 | 1196.8261 | Cooling | 199.471 | #N/A | #N/A | #N/A | #N/A | 0 | 0 | 0 | 0 | 0 | 1196.8261 | #N/A | #N/A | 88 | 72.02 | 0.84825 | 0.51743 | #N/A | 3.7001 | 0.6649% | 1 | 50% | 0% | 0% | 0% | 8.2745 | 0 | 0 | 0 | 8.2745 | #N/A
2007-06-06 22:00 | 6 | 6 | 22 | 157.8752 | 3766 | 55.04 | 53.06 | 1000 | 55.04 | 0 | 93.7803 | Cooling | 15.63 | #N/A | #N/A | #N/A | #N/A | 0 | 0 | 0 | 0 | 0 | 93.7803 | #N/A | #N/A | 88 | 70.04 | 0.8284 | 0.50532 | #N/A | 0.28993 | 0.0521% | 1 | 50% | 0% | 0% | 0% | 8.2745 | 0 | 0 | 0 | 8.2745 | #N/A
2007-06-06 23:00 | 6 | 6 | 23 | 157.9169 | 3767 | 55.04 | 53.6 | 1000 | 55.04 | 0 | 105.0447 | Cooling | 17.5074 | #N/A | #N/A | #N/A | #N/A | 0 | 0 | 0 | 0 | 0 | 105.0447 | #N/A | #N/A | 88 | 70.04 | 0.8284 | 0.50532 | #N/A | 0.32476 | 0.05836% | 1 | 50% | 0% | 0% | 0% | 8.2745 | 0 | 0 | 0 | 8.2745 | #N/A
2007-06-07 | 6 | 7 | 0 | 157.9586 | 3768 | 53.96 | 54.32 | 1001 | 53.96 | 0 | 115.7913 | Cooling | 19.2986 | #N/A | #N/A | #N/A | #N/A | 0 | 0 | 0 | 0 | 0 | 115.7913 | #N/A | #N/A | 88 | 68.96 | 0.81775 | 0.49883 | #N/A | 0.35798 | 0.06433% | 1 | 50% | 0% | 0% | 0% | 8.2745 | 0 | 0 | 0 | 8.2745 | #N/A
2007-06-07 01:00 | 6 | 7 | 1 | 158.0002 | 3769 | 51.98 | 55.04 | 1001 | 51.98 | 0 | 124.4058 | Cooling | 20.7343 | #N/A | #N/A | #N/A | #N/A | 0 | 0 | 0 | 0 | 0 | 124.4058 | #N/A | #N/A | 88 | 66.98 | 0.79854 | 0.48711 | #N/A | 0.38462 | 0.06911% | 1 | 50% | 0% | 0% | 0% | 8.2745 | 0 | 0 | 0 | 8.2745 | #N/A
2007-06-07 02:00 | 6 | 7 | 2 | 158.0419 | 3770 | 51.98 | 54.68 | 1001 | 51.98 | 0 | 122.0311 | Cooling | 20.3385 | #N/A | #N/A | #N/A | #N/A | 0 | 0 | 0 | 0 | 0 | 122.0311 | #N/A | #N/A | 88 | 66.98 | 0.79854 | 0.48711 | #N/A | 0.37727 | 0.0678% | 1 | 50% | 0% | 0% | 0% | 8.2745 | 0 | 0 | 0 | 8.2745 | #N/A
2007-06-07 03:00 | 6 | 7 | 3 | 158.0836 | 3771 | 51.98 | 54.68 | 1001 | 51.98 | 0 | 118.9916 | Cooling | 19.8319 | #N/A | #N/A | #N/A | #N/A | 0 | 0 | 0 | 0 | 0 | 118.9916 | #N/A | #N/A | 88 | 66.98 | 0.79854 | 0.48711 | #N/A | 0.36788 | 0.06611% | 1 | 50% | 0% | 0% | 0% | 8.2745 | 0 | 0 | 0 | 8.2745 | #N/A
2007-06-07 04:00 | 6 | 7 | 4 | 158.1252 | 3772 | 51.08 | 55.04 | 1001 | 51.08 | 0 | 114.3111 | Cooling | 19.0519 | #N/A | #N/A | #N/A | #N/A | 0 | 0 | 0 | 0 | 0 | 114.3111 | #N/A | #N/A | 88 | 66.08 | 0.78994 | 0.48186 | #N/A | 0.35341 | 0.06351% | 1 | 50% | 0% | 0% | 0% | 8.2745 | 0 | 0 | 0 | 8.2745 | #N/A
2007-06-07 05:00 | 6 | 7 | 5 | 158.1669 | 3773 | 51.08 | 56.3 | 1001 | 51.08 | 0 | 183.0676 | Cooling | 30.5113 | #N/A | #N/A | #N/A | #N/A | 0 | 0 | 0 | 0 | 0 | 183.0676 | #N/A | #N/A | 88 | 66.08 | 0.78994 | 0.48186 | #N/A | 0.56598 | 0.1017% | 1 | 50% | 0% | 0% | 0% | 8.2745 | 0 | 0 | 0 | 8.2745 | #N/A
2007-06-07 06:00 | 6 | 7 | 6 | 158.2086 | 3774 | 53.06 | 59.18 | 1002 | 53.06 | 0 | 1579.6625 | Cooling | 263.2771 | #N/A | #N/A | #N/A | #N/A | 0 | 0 | 0 | 0 | 0 | 1579.6625 | #N/A | #N/A | 88 | 68.06 | 0.80896 | 0.49347 | #N/A | 4.8837 | 0.8776% | 1 | 50% | 0% | 0% | 0% | 8.2745 | 0 | 0 | 0 | 8.2745 | #N/A
2007-06-07 07:00 | 6 | 7 | 7 | 158.2502 | 3775 | 57.92 | 62.06 | 1002 | 57.92 | 0 | 2071.1111 | Cooling | 345.1852 | #N/A | #N/A | #N/A | #N/A | 0 | 0 | 0 | 0 | 0 | 2071.1111 | #N/A | #N/A | 88 | 72.92 | 0.85741 | 0.52302 | #N/A | 6.4031 | 1.151% | 1 | 50% | 0% | 0% | 0% | 8.2745 | 0 | 0 | 0 | 8.2745 | #N/A
2007-06-07 08:00 | 6 | 7 | 8 | 158.2919 | 3776 | 57.92 | 63.68 | 1002 | 57.92 | 0 | 2810.8545 | Cooling | 468.4757 | #N/A | #N/A | #N/A | #N/A | 0 | 0 | 0 | 0 | 0 | 2810.8545 | #N/A | #N/A | 88 | 72.92 | 0.85741 | 0.52302 | #N/A | 8.6901 | 1.562% | 1 | 50% | 0% | 0% | 0% | 8.2745 | 0 | 0 | 0 | 8.2745 | #N/A
2007-06-07 09:00 | 6 | 7 | 9 | 158.3336 | 3777 | 64.04 | 65.66 | 1002 | 64.04 | 0 | 3548.4208 | Cooling | 591.4035 | #N/A | #N/A | #N/A | #N/A | 0 | 0 | 0 | 0 | 0 | 3548.4208 | #N/A | #N/A | 88 | 79.04 | 0.92197 | 0.5624 | #N/A | 10.9704 | 1.971% | 1 | 50% | 0% | 0% | 0% | 8.2745 | 0 | 0 | 0 | 8.2745 | #N/A
2007-06-07 10:00 | 6 | 7 | 10 | 158.3752 | 3778 | 66.92 | 68 | 1002 | 66.92 | 0 | 3530.8714 | Cooling | 588.4786 | #N/A | #N/A | #N/A | #N/A | 0 | 0 | 0 | 0 | 0 | 3530.8714 | #N/A | #N/A | 88 | 81.92 | 0.95372 | 0.58177 | #N/A | 10.9161 | 1.962% | 1 | 50% | 0% | 0% | 0% | 8.2745 | 0 | 0 | 0 | 8.2745 | #N/A
2007-06-07 11:00 | 6 | 7 | 11 | 158.4169 | 3779 | 66.92 | 67.64 | 1002 | 66.92 | 0 | 3112.3897 | Cooling | 518.7316 | #N/A | #N/A | #N/A | #N/A | 0 | 0 | 0 | 0 | 0 | 3112.3897 | #N/A | #N/A | 88 | 81.92 | 0.95372 | 0.58177 | #N/A | 9.6223 | 1.729% | 1 | 50% | 0% | 0% | 0% | 8.2745 | 0 | 0 | 0 | 8.2745 | #N/A
2007-06-07 12:00 | 6 | 7 | 12 | 158.4586 | 3780 | 69.98 | 67.46 | 1002 | 69.98 | 0 | 2875.7506 | Cooling | 479.2918 | #N/A | #N/A | #N/A | #N/A | 0 | 0 | 0 | 0 | 0 | 2875.7506 | #N/A | #N/A | 88 | 84.98 | 0.98841 | 0.60293 | #N/A | 8.8907 | 1.598% | 1 | 50% | 0% | 0% | 0% | 8.2745 | 0 | 0 | 0 | 8.2745 | #N/A
2007-06-07 13:00 | 6 | 7 | 13 | 158.5002 | 3781 | 71.06 | 68 | 1002 | 71.06 | 0 | 2920.7979 | Cooling | 486.7996 | #N/A | #N/A | #N/A | #N/A | 0 | 0 | 0 | 0 | 0 | 2920.7979 | #N/A | #N/A | 88 | 86.06 | 1.0009 | 0.61054 | #N/A | 9.03 | 1.623% | 1 | 50% | 0% | 0% | 0% | 8.2745 | 0 | 0 | 0 | 8.2745 | #N/A
2007-06-07 14:00 | 6 | 7 | 14 | 158.5419 | 3782 | 71.06 | 66.92 | 1002 | 71.06 | 0 | 2981.1616 | Cooling | 496.8603 | #N/A | #N/A | #N/A | #N/A | 0 | 0 | 0 | 0 | 0 | 2981.1616 | #N/A | #N/A | 88 | 86.06 | 1.0009 | 0.61054 | #N/A | 9.2166 | 1.656% | 1 | 50% | 0% | 0% | 0% | 8.2745 | 0 | 0 | 0 | 8.2745 | #N/A
2007-06-07 15:00 | 6 | 7 | 15 | 158.5836 | 3783 | 69.08 | 66.56 | 1002 | 69.08 | 0 | 3018.3549 | Cooling | 503.0591 | #N/A | #N/A | #N/A | #N/A | 0 | 0 | 0 | 0 | 0 | 3018.3549 | #N/A | #N/A | 88 | 84.08 | 0.9781 | 0.59664 | #N/A | 9.3316 | 1.677% | 1 | 50% | 0% | 0% | 0% | 8.2745 | 0 | 0 | 0 | 8.2745 | #N/A
2007-06-07 16:00 | 6 | 7 | 16 | 158.6252 | 3784 | 69.98 | 66.92 | 1001 | 69.98 | 0 | 3132.1516 | Cooling | 522.0253 | #N/A | #N/A | #N/A | #N/A | 0 | 0 | 0 | 0 | 0 | 3132.1516 | #N/A | #N/A | 88 | 84.98 | 0.98841 | 0.60293 | #N/A | 9.6834 | 1.74% | 1 | 50% | 0% | 0% | 0% | 8.2745 | 0 | 0 | 0 | 8.2745 | #N/A
2007-06-07 17:00 | 6 | 7 | 17 | 158.6669 | 3785 | 69.98 | 66.02 | 1002 | 69.98 | 0 | 3085.1065 | Cooling | 514.1844 | #N/A | #N/A | #N/A | #N/A | 0 | 0 | 0 | 0 | 0 | 3085.1065 | #N/A | #N/A | 88 | 84.98 | 0.98841 | 0.60293 | #N/A | 9.538 | 1.714% | 1 | 50% | 0% | 0% | 0% | 8.2745 | 0 | 0 | 0 | 8.2745 | #N/A
2007-06-07 18:00 | 6 | 7 | 18 | 158.7086 | 3786 | 66.92 | 65.48 | 1002 | 66.92 | 0 | 2890.6924 | Cooling | 481.7821 | #N/A | #N/A | #N/A | #N/A | 0 | 0 | 0 | 0 | 0 | 2890.6924 | #N/A | #N/A | 88 | 81.92 | 0.95372 | 0.58177 | #N/A | 8.9369 | 1.606% | 1 | 50% | 0% | 0% | 0% | 8.2745 | 0 | 0 | 0 | 8.2745 | #N/A
2007-06-07 19:00 | 6 | 7 | 19 | 158.7502 | 3787 | 64.94 | 66.02 | 1002 | 64.94 | 0 | 2746.8765 | Cooling | 457.8127 | #N/A | #N/A | #N/A | #N/A | 0 | 0 | 0 | 0 | 0 | 2746.8765 | #N/A | #N/A | 88 | 79.94 | 0.9318 | 0.5684 | #N/A | 8.4923 | 1.526% | 1 | 50% | 0% | 0% | 0% | 8.2745 | 0 | 0 | 0 | 8.2745 | #N/A
2007-06-07 20:00 | 6 | 7 | 20 | 158.7919 | 3788 | 64.94 | 65.66 | 1002 | 64.94 | 0 | 2650.8195 | Cooling | 441.8032 | #N/A | #N/A | #N/A | #N/A | 0 | 0 | 0 | 0 | 0 | 2650.8195 | #N/A | #N/A | 88 | 79.94 | 0.9318 | 0.5684 | #N/A | 8.1953 | 1.473% | 1 | 50% | 0% | 0% | 0% | 8.2745 | 0 | 0 | 0 | 8.2745 | #N/A
2007-06-07 21:00 | 6 | 7 | 21 | 158.8336 | 3789 | 60.08 | 65.84 | 1003 | 60.08 | 0 | 2580.4772 | Cooling | 430.0795 | #N/A | #N/A | #N/A | #N/A | 0 | 0 | 0 | 0 | 0 | 2580.4772 | #N/A | #N/A | 88 | 75.08 | 0.87975 | 0.53664 | #N/A | 7.9779 | 1.434% | 1 | 50% | 0% | 0% | 0% | 8.2745 | 0 | 0 | 0 | 8.2745 | #N/A
2007-06-07 22:00 | 6 | 7 | 22 | 158.8752 | 3790 | 57.92 | 66.02 | 1003 | 57.92 | 0 | 1143.3415 | Cooling | 190.5569 | #N/A | #N/A | #N/A | #N/A | 0 | 0 | 0 | 0 | 0 | 1143.3415 | #N/A | #N/A | 88 | 72.92 | 0.85741 | 0.52302 | #N/A | 3.5348 | 0.6352% | 1 | 50% | 0% | 0% | 0% | 8.2745 | 0 | 0 | 0 | 8.2745 | #N/A
2007-06-07 23:00 | 6 | 7 | 23 | 158.9169 | 3791 | 57.92 | 65.84 | 1003 | 57.92 | 0 | 1356.7815 | Cooling | 226.1302 | #N/A | #N/A | #N/A | #N/A | 0 | 0 | 0 | 0 | 0 | 1356.7815 | #N/A | #N/A | 88 | 72.92 | 0.85741 | 0.52302 | #N/A | 4.1947 | 0.7538% | 1 | 50% | 0% | 0% | 0% | 8.2745 | 0 | 0 | 0 | 8.2745 | #N/A
2007-06-08 | 6 | 8 | 0 | 158.9586 | 3792 | 53.96 | 66.02 | 1003 | 53.96 | 0 | 1142.5134 | Cooling | 190.4189 | #N/A | #N/A | #N/A | #N/A | 0 | 0 | 0 | 0 | 0 | 1142.5134 | #N/A | #N/A | 88 | 68.96 | 0.81775 | 0.49883 | #N/A | 3.5322 | 0.6347% | 1 | 50% | 0% | 0% | 0% | 8.2745 | 0 | 0 | 0 | 8.2745 | #N/A
2007-06-08 01:00 | 6 | 8 | 1 | 159.0002 | 3793 | 53.96 | 66.02 | 1003 | 53.96 | 0 | 1030.0153 | Cooling | 171.6692 | #N/A | #N/A | #N/A | #N/A | 0 | 0 | 0 | 0 | 0 | 1030.0153 | #N/A | #N/A | 88 | 68.96 | 0.81775 | 0.49883 | #N/A | 3.1844 | 0.5722% | 1 | 50% | 0% | 0% | 0% | 8.2745 | 0 | 0 | 0 | 8.2745 | #N/A
2007-06-08 02:00 | 6 | 8 | 2 | 159.0419 | 3794 | 53.96 | 66.02 | 1003 | 53.96 | 0 | 965.8869 | Cooling | 160.9811 | #N/A | #N/A | #N/A | #N/A | 0 | 0 | 0 | 0 | 0 | 965.8869 | #N/A | #N/A | 88 | 68.96 | 0.81775 | 0.49883 | #N/A | 2.9862 | 0.5366% | 1 | 50% | 0% | 0% | 0% | 8.2745 | 0 | 0 | 0 | 8.2745 | #N/A
2007-06-08 03:00 | 6 | 8 | 3 | 159.0836 | 3795 | 50 | 66.38 | 1003 | 50 | 0 | 936.3492 | Cooling | 156.0582 | #N/A | #N/A | #N/A | #N/A | 0 | 0 | 0 | 0 | 0 | 936.3492 | #N/A | #N/A | 88 | 65 | 0.77974 | 0.47564 | #N/A | 2.8948 | 0.5202% | 1 | 50% | 0% | 0% | 0% | 8.2745 | 0 | 0 | 0 | 8.2745 | #N/A
2007-06-08 04:00 | 6 | 8 | 4 | 159.1252 | 3796 | 51.08 | 66.92 | 1003 | 51.08 | 0 | 906.9089 | Cooling | 151.1515 | #N/A | #N/A | #N/A | #N/A | 0 | 0 | 0 | 0 | 0 | 906.9089 | #N/A | #N/A | 88 | 66.08 | 0.78994 | 0.48186 | #N/A | 2.8038 | 0.5038% | 1 | 50% | 0% | 0% | 0% | 8.2745 | 0 | 0 | 0 | 8.2745 | #N/A
2007-06-08 05:00 | 6 | 8 | 5 | 159.1669 | 3797 | 51.08 | 65.84 | 1003 | 51.08 | 0 | 1099.9557 | Cooling | 183.326 | #N/A | #N/A | #N/A | #N/A | 0 | 0 | 0 | 0 | 0 | 1099.9557 | #N/A | #N/A | 88 | 66.08 | 0.78994 | 0.48186 | #N/A | 3.4007 | 0.6111% | 1 | 50% | 0% | 0% | 0% | 8.2745 | 0 | 0 | 0 | 8.2745 | #N/A
2007-06-08 06:00 | 6 | 8 | 6 | 159.2086 | 3798 | 53.06 | 66.38 | 1004 | 53.06 | 0 | 3764.7819 | Cooling | 627.4636 | #N/A | #N/A | #N/A | #N/A | 0 | 0 | 0 | 0 | 0 | 3764.7819 | #N/A | #N/A | 88 | 68.06 | 0.80896 | 0.49347 | #N/A | 11.6393 | 2.092% | 1 | 50% | 0% | 0% | 0% | 8.2745 | 0 | 0 | 0 | 8.2745 | #N/A
2007-06-08 07:00 | 6 | 8 | 7 | 159.2502 | 3799 | 55.94 | 66.92 | 1004 | 55.94 | 0 | 3680.4521 | Cooling | 613.4087 | #N/A | #N/A | #N/A | #N/A | 0 | 0 | 0 | 0 | 0 | 3680.4521 | #N/A | #N/A | 88 | 70.94 | 0.83737 | 0.5108 | #N/A | 11.3786 | 2.045% | 1 | 50% | 0% | 0% | 0% | 8.2745 | 0 | 0 | 0 | 8.2745 | #N/A
2007-06-08 08:00 | 6 | 8 | 8 | 159.2919 | 3800 | 55.94 | 66.92 | 1004 | 55.94 | 0 | 3710.9706 | Cooling | 618.4951 | #N/A | #N/A | #N/A | #N/A | 0 | 0 | 0 | 0 | 0 | 3710.9706 | #N/A | #N/A | 88 | 70.94 | 0.83737 | 0.5108 | #N/A | 11.4729 | 2.062% | 1 | 50% | 0% | 0% | 0% | 8.2745 | 0 | 0 | 0 | 8.2745 | #N/A
2007-06-08 09:00 | 6 | 8 | 9 | 159.3336 | 3801 | 62.06 | 67.28 | 1004 | 62.06 | 0 | 3665.556 | Cooling | 610.926 | #N/A | #N/A | #N/A | #N/A | 0 | 0 | 0 | 0 | 0 | 3665.556 | #N/A | #N/A | 88 | 77.06 | 0.90065 | 0.5494 | #N/A | 11.3325 | 2.036% | 1 | 50% | 0% | 0% | 0% | 8.2745 | 0 | 0 | 0 | 8.2745 | #N/A
2007-06-08 10:00 | 6 | 8 | 10 | 159.3752 | 3802 | 64.04 | 68 | 1004 | 64.04 | 0 | 2912.1895 | Cooling | 485.3649 | #N/A | #N/A | #N/A | #N/A | 0 | 0 | 0 | 0 | 0 | 2912.1895 | #N/A | #N/A | 88 | 79.04 | 0.92197 | 0.5624 | #N/A | 9.0034 | 1.618% | 1 | 50% | 0% | 0% | 0% | 8.2745 | 0 | 0 | 0 | 8.2745 | #N/A
2007-06-08 11:00 | 6 | 8 | 11 | 159.4169 | 3803 | 64.04 | 68.18 | 1004 | 64.04 | 0 | 2895.3384 | Cooling | 482.5564 | #N/A | #N/A | #N/A | #N/A | 0 | 0 | 0 | 0 | 0 | 2895.3384 | #N/A | #N/A | 88 | 79.04 | 0.92197 | 0.5624 | #N/A | 8.9513 | 1.609% | 1 | 50% | 0% | 0% | 0% | 8.2745 | 0 | 0 | 0 | 8.2745 | #N/A
2007-06-08 12:00 | 6 | 8 | 12 | 159.4586 | 3804 | 64.04 | 68.72 | 1004 | 64.04 | 0 | 2729.0431 | Cooling | 454.8405 | #N/A | #N/A | #N/A | #N/A | 0 | 0 | 0 | 0 | 0 | 2729.0431 | #N/A | #N/A | 88 | 79.04 | 0.92197 | 0.5624 | #N/A | 8.4372 | 1.516% | 1 | 50% | 0% | 0% | 0% | 8.2745 | 0 | 0 | 0 | 8.2745 | #N/A
2007-06-08 13:00 | 6 | 8 | 13 | 159.5002 | 3805 | 64.04 | 69.98 | 1004 | 64.04 | 0 | 2692.5113 | Cooling | 448.7519 | #N/A | #N/A | #N/A | #N/A | 0 | 0 | 0 | 0 | 0 | 2692.5113 | #N/A | #N/A | 88 | 79.04 | 0.92197 | 0.5624 | #N/A | 8.3242 | 1.496% | 1 | 50% | 0% | 0% | 0% | 8.2745 | 0 | 0 | 0 | 8.2745 | #N/A
2007-06-08 14:00 | 6 | 8 | 14 | 159.5419 | 3806 | 64.04 | 68.9 | 1004 | 64.04 | 0 | 2593.5384 | Cooling | 432.2564 | #N/A | #N/A | #N/A | #N/A | 0 | 0 | 0 | 0 | 0 | 2593.5384 | #N/A | #N/A | 88 | 79.04 | 0.92197 | 0.5624 | #N/A | 8.0182 | 1.441% | 1 | 50% | 0% | 0% | 0% | 8.2745 | 0 | 0 | 0 | 8.2745 | #N/A
2007-06-08 15:00 | 6 | 8 | 15 | 159.5836 | 3807 | 62.6 | 68.72 | 1004 | 62.6 | 0 | 2510.4726 | Cooling | 418.4121 | #N/A | #N/A | #N/A | #N/A | 0 | 0 | 0 | 0 | 0 | 2510.4726 | #N/A | #N/A | 88 | 77.6 | 0.90642 | 0.55292 | #N/A | 7.7614 | 1.395% | 1 | 50% | 0% | 0% | 0% | 8.2745 | 0 | 0 | 0 | 8.2745 | #N/A
2007-06-08 16:00 | 6 | 8 | 16 | 159.6252 | 3808 | 68 | 69.08 | 1004 | 68 | 0 | 2532.0154 | Cooling | 422.0026 | #N/A | #N/A | #N/A | #N/A | 0 | 0 | 0 | 0 | 0 | 2532.0154 | #N/A | #N/A | 88 | 83 | 0.96585 | 0.58917 | #N/A | 7.828 | 1.407% | 1 | 50% | 0% | 0% | 0% | 8.2745 | 0 | 0 | 0 | 8.2745 | #N/A
2007-06-08 17:00 | 6 | 8 | 17 | 159.6669 | 3809 | 68 | 68.36 | 1004 | 68 | 0 | 2511.7366 | Cooling | 418.6228 | #N/A | #N/A | #N/A | #N/A | 0 | 0 | 0 | 0 | 0 | 2511.7366 | #N/A | #N/A | 88 | 83 | 0.96585 | 0.58917 | #N/A | 7.7653 | 1.395% | 1 | 50% | 0% | 0% | 0% | 8.2745 | 0 | 0 | 0 | 8.2745 | #N/A
2007-06-08 18:00 | 6 | 8 | 18 | 159.7086 | 3810 | 66.92 | 68.36 | 1004 | 66.92 | 0 | 1213.0541 | Cooling | 202.1757 | #N/A | #N/A | #N/A | #N/A | 0 | 0 | 0 | 0 | 0 | 1213.0541 | #N/A | #N/A | 88 | 81.92 | 0.95372 | 0.58177 | #N/A | 3.7503 | 0.6739% | 1 | 50% | 0% | 0% | 0% | 8.2745 | 0 | 0 | 0 | 8.2745 | #N/A
2007-06-08 19:00 | 6 | 8 | 19 | 159.7502 | 3811 | 62.96 | 69.08 | 1004 | 62.96 | 0 | 1757.6754 | Cooling | 292.9459 | #N/A | #N/A | #N/A | #N/A | 0 | 0 | 0 | 0 | 0 | 1757.6754 | #N/A | #N/A | 88 | 77.96 | 0.91029 | 0.55528 | #N/A | 5.4341 | 0.9765% | 1 | 50% | 0% | 0% | 0% | 8.2745 | 0 | 0 | 0 | 8.2745 | #N/A
2007-06-08 20:00 | 6 | 8 | 20 | 159.7919 | 3812 | 62.96 | 68.72 | 1004 | 62.96 | 0 | 1688.7586 | Cooling | 281.4598 | #N/A | #N/A | #N/A | #N/A | 0 | 0 | 0 | 0 | 0 | 1688.7586 | #N/A | #N/A | 88 | 77.96 | 0.91029 | 0.55528 | #N/A | 5.221 | 0.9382% | 1 | 50% | 0% | 0% | 0% | 8.2745 | 0 | 0 | 0 | 8.2745 | #N/A
2007-06-08 21:00 | 6 | 8 | 21 | 159.8336 | 3813 | 57.92 | 68.9 | 1005 | 57.92 | 0 | 1444.2404 | Cooling | 240.7067 | #N/A | #N/A | #N/A | #N/A | 0 | 0 | 0 | 0 | 0 | 1444.2404 | #N/A | #N/A | 88 | 72.92 | 0.85741 | 0.52302 | #N/A | 4.465 | 0.8024% | 1 | 50% | 0% | 0% | 0% | 8.2745 | 0 | 0 | 0 | 8.2745 | #N/A
2007-06-08 22:00 | 6 | 8 | 22 | 159.8752 | 3814 | 55.94 | 69.08 | 1005 | 55.94 | 0 | 1080.8709 | Cooling | 180.1452 | #N/A | #N/A | #N/A | #N/A | 0 | 0 | 0 | 0 | 0 | 1080.8709 | #N/A | #N/A | 88 | 70.94 | 0.83737 | 0.5108 | #N/A | 3.3416 | 0.6005% | 1 | 50% | 0% | 0% | 0% | 8.2745 | 0 | 0 | 0 | 8.2745 | #N/A
2007-06-08 23:00 | 6 | 8 | 23 | 159.9169 | 3815 | 55.94 | 68.54 | 1005 | 55.94 | 0 | 719.8356 | Cooling | 119.9726 | #N/A | #N/A | #N/A | #N/A | 0 | 0 | 0 | 0 | 0 | 719.8356 | #N/A | #N/A | 88 | 70.94 | 0.83737 | 0.5108 | #N/A | 2.2255 | 0.3999% | 1 | 50% | 0% | 0% | 0% | 8.2745 | 0 | 0 | 0 | 8.2745 | #N/A
2007-06-09 | 6 | 9 | 0 | 159.9586 | 3816 | 53.06 | 68.36 | 1005 | 53.06 | 0 | 687.6442 | Cooling | 114.6074 | #N/A | #N/A | #N/A | #N/A | 0 | 0 | 0 | 0 | 0 | 687.6442 | #N/A | #N/A | 88 | 68.06 | 0.80896 | 0.49347 | #N/A | 2.1259 | 0.382% | 1 | 50% | 0% | 0% | 0% | 8.2745 | 0 | 0 | 0 | 8.2745 | #N/A
2007-06-09 01:00 | 6 | 9 | 1 | 160.0002 | 3817 | 50 | 68 | 1005 | 50 | 0 | 650.6262 | Cooling | 108.4377 | #N/A | #N/A | #N/A | #N/A | 0 | 0 | 0 | 0 | 0 | 650.6262 | #N/A | #N/A | 88 | 65 | 0.77974 | 0.47564 | #N/A | 2.0115 | 0.3615% | 1 | 50% | 0% | 0% | 0% | 8.2745 | 0 | 0 | 0 | 8.2745 | #N/A
2007-06-09 02:00 | 6 | 9 | 2 | 160.0419 | 3818 | 50 | 67.28 | 1005 | 50 | 0 | 559.7002 | Cooling | 93.2834 | #N/A | #N/A | #N/A | #N/A | 0 | 0 | 0 | 0 | 0 | 559.7002 | #N/A | #N/A | 88 | 65 | 0.77974 | 0.47564 | #N/A | 1.7304 | 0.3109% | 1 | 50% | 0% | 0% | 0% | 8.2745 | 0 | 0 | 0 | 8.2745 | #N/A
2007-06-09 03:00 | 6 | 9 | 3 | 160.0836 | 3819 | 48.02 | 66.92 | 1004 | 48.02 | 0 | 480.8468 | Cooling | 80.1411 | #N/A | #N/A | #N/A | #N/A | 0 | 0 | 0 | 0 | 0 | 480.8468 | #N/A | #N/A | 88 | 63.02 | 0.76136 | 0.46443 | #N/A | 1.4866 | 0.2671% | 1 | 50% | 0% | 0% | 0% | 8.2745 | 0 | 0 | 0 | 8.2745 | #N/A
2007-06-09 04:00 | 6 | 9 | 4 | 160.1252 | 3820 | 44.96 | 66.92 | 1004 | 44.96 | 0 | 424.7327 | Cooling | 70.7888 | #N/A | #N/A | #N/A | #N/A | 0 | 0 | 0 | 0 | 0 | 424.7327 | #N/A | #N/A | 88 | 59.96 | 0.73376 | 0.44759 | #N/A | 1.3131 | 0.236% | 1 | 50% | 0% | 0% | 0% | 8.2745 | 0 | 0 | 0 | 8.2745 | #N/A
2007-06-09 05:00 | 6 | 9 | 5 | 160.1669 | 3821 | 44.96 | 66.92 | 1004 | 44.96 | 0 | 539.7995 | Cooling | 89.9666 | #N/A | #N/A | #N/A | #N/A | 0 | 0 | 0 | 0 | 0 | 539.7995 | #N/A | #N/A | 88 | 59.96 | 0.73376 | 0.44759 | #N/A | 1.6689 | 0.2999% | 1 | 50% | 0% | 0% | 0% | 8.2745 | 0 | 0 | 0 | 8.2745 | #N/A
2007-06-09 06:00 | 6 | 9 | 6 | 160.2086 | 3822 | 48.92 | 68.36 | 1005 | 48.92 | 0 | 880.0571 | Cooling | 146.6762 | #N/A | #N/A | #N/A | #N/A | 0 | 0 | 0 | 0 | 0 | 880.0571 | #N/A | #N/A | 88 | 63.92 | 0.76966 | 0.46949 | #N/A | 2.7208 | 0.4889% | 1 | 50% | 0% | 0% | 0% | 8.2745 | 0 | 0 | 0 | 8.2745 | #N/A
2007-06-09 07:00 | 6 | 9 | 7 | 160.2502 | 3823 | 51.08 | 69.98 | 1005 | 51.08 | 0 | 1308.8301 | Cooling | 218.1383 | #N/A | #N/A | #N/A | #N/A | 0 | 0 | 0 | 0 | 0 | 1308.8301 | #N/A | #N/A | 88 | 66.08 | 0.78994 | 0.48186 | #N/A | 4.0464 | 0.7271% | 1 | 50% | 0% | 0% | 0% | 8.2745 | 0 | 0 | 0 | 8.2745 | #N/A
2007-06-09 08:00 | 6 | 9 | 8 | 160.2919 | 3824 | 51.08 | 70.34 | 1005 | 51.08 | 0 | 1618.0895 | Cooling | 269.6816 | #N/A | #N/A | #N/A | #N/A | 0 | 0 | 0 | 0 | 0 | 1618.0895 | #N/A | #N/A | 88 | 66.08 | 0.78994 | 0.48186 | #N/A | 5.0025 | 0.8989% | 1 | 50% | 0% | 0% | 0% | 8.2745 | 0 | 0 | 0 | 8.2745 | #N/A
2007-06-09 09:00 | 6 | 9 | 9 | 160.3336 | 3825 | 57.92 | 71.06 | 1005 | 57.92 | 0 | 1842.4882 | Cooling | 307.0814 | #N/A | #N/A | #N/A | #N/A | 0 | 0 | 0 | 0 | 0 | 1842.4882 | #N/A | #N/A | 88 | 72.92 | 0.85741 | 0.52302 | #N/A | 5.6963 | 1.024% | 1 | 50% | 0% | 0% | 0% | 8.2745 | 0 | 0 | 0 | 8.2745 | #N/A
2007-06-09 10:00 | 6 | 9 | 10 | 160.3752 | 3826 | 57.92 | 71.96 | 1005 | 57.92 | 0 | 1907.2996 | Cooling | 317.8833 | #N/A | #N/A | #N/A | #N/A | 0 | 0 | 0 | 0 | 0 | 1907.2996 | #N/A | #N/A | 88 | 72.92 | 0.85741 | 0.52302 | #N/A | 5.8967 | 1.06% | 1 | 50% | 0% | 0% | 0% | 8.2745 | 0 | 0 | 0 | 8.2745 | #N/A
2007-06-09 11:00 | 6 | 9 | 11 | 160.4169 | 3827 | 57.92 | 71.6 | 1005 | 57.92 | 0 | 2283.1395 | Cooling | 380.5233 | #N/A | #N/A | #N/A | #N/A | 0 | 0 | 0 | 0 | 0 | 2283.1395 | #N/A | #N/A | 88 | 72.92 | 0.85741 | 0.52302 | #N/A | 7.0586 | 1.268% | 1 | 50% | 0% | 0% | 0% | 8.2745 | 0 | 0 | 0 | 8.2745 | #N/A
2007-06-09 12:00 | 6 | 9 | 12 | 160.4586 | 3828 | 57.02 | 71.42 | 1004 | 57.02 | 0 | 2287.2435 | Cooling | 381.2073 | #N/A | #N/A | #N/A | #N/A | 0 | 0 | 0 | 0 | 0 | 2287.2435 | #N/A | #N/A | 88 | 72.02 | 0.84825 | 0.51743 | #N/A | 7.0713 | 1.271% | 1 | 50% | 0% | 0% | 0% | 8.2745 | 0 | 0 | 0 | 8.2745 | #N/A
2007-06-09 13:00 | 6 | 9 | 13 | 160.5002 | 3829 | 55.94 | 71.96 | 1004 | 55.94 | 0 | 911.8071 | Cooling | 151.9679 | #N/A | #N/A | #N/A | #N/A | 0 | 0 | 0 | 0 | 0 | 911.8071 | #N/A | #N/A | 88 | 70.94 | 0.83737 | 0.5108 | #N/A | 2.819 | 0.5066% | 1 | 50% | 0% | 0% | 0% | 8.2745 | 0 | 0 | 0 | 8.2745 | #N/A
2007-06-09 14:00 | 6 | 9 | 14 | 160.5419 | 3830 | 55.94 | 72.14 | 1004 | 55.94 | 0 | 976.839 | Cooling | 162.8065 | #N/A | #N/A | #N/A | #N/A | 0 | 0 | 0 | 0 | 0 | 976.839 | #N/A | #N/A | 88 | 70.94 | 0.83737 | 0.5108 | #N/A | 3.02 | 0.5427% | 1 | 50% | 0% | 0% | 0% | 8.2745 | 0 | 0 | 0 | 8.2745 | #N/A
2007-06-09 15:00 | 6 | 9 | 15 | 160.5836 | 3831 | 55.04 | 73.22 | 1003 | 55.04 | 0 | 1034.2454 | Cooling | 172.3742 | #N/A | #N/A | #N/A | #N/A | 0 | 0 | 0 | 0 | 0 | 1034.2454 | #N/A | #N/A | 88 | 70.04 | 0.8284 | 0.50532 | #N/A | 3.1975 | 0.5746% | 1 | 50% | 0% | 0% | 0% | 8.2745 | 0 | 0 | 0 | 8.2745 | #N/A
2007-06-09 16:00 | 6 | 9 | 16 | 160.6252 | 3832 | 55.04 | 75.02 | 1003 | 55.04 | 0 | 1258.6655 | Cooling | 209.7776 | #N/A | #N/A | #N/A | #N/A | 0 | 0 | 0 | 0 | 0 | 1258.6655 | #N/A | #N/A | 88 | 70.04 | 0.8284 | 0.50532 | #N/A | 3.8913 | 0.6993% | 1 | 50% | 0% | 0% | 0% | 8.2745 | 0 | 0 | 0 | 8.2745 | #N/A
2007-06-09 17:00 | 6 | 9 | 17 | 160.6669 | 3833 | 55.04 | 73.04 | 1003 | 55.04 | 0 | 1351.9725 | Cooling | 225.3287 | #N/A | #N/A | #N/A | #N/A | 0 | 0 | 0 | 0 | 0 | 1351.9725 | #N/A | #N/A | 88 | 70.04 | 0.8284 | 0.50532 | #N/A | 4.1798 | 0.7511% | 1 | 50% | 0% | 0% | 0% | 8.2745 | 0 | 0 | 0 | 8.2745 | #N/A
2007-06-09 18:00 | 6 | 9 | 18 | 160.7086 | 3834 | 55.04 | 71.6 | 1002 | 55.04 | 0 | 2779.0189 | Cooling | 463.1698 | #N/A | #N/A | #N/A | #N/A | 0 | 0 | 0 | 0 | 0 | 2779.0189 | #N/A | #N/A | 88 | 70.04 | 0.8284 | 0.50532 | #N/A | 8.5917 | 1.544% | 1 | 50% | 0% | 0% | 0% | 8.2745 | 0 | 0 | 0 | 8.2745 | #N/A
2007-06-09 19:00 | 6 | 9 | 19 | 160.7502 | 3835 | 53.6 | 71.06 | 1002 | 53.6 | 0 | 3023.0039 | Cooling | 503.834 | #N/A | #N/A | #N/A | #N/A | 0 | 0 | 0 | 0 | 0 | 3023.0039 | #N/A | #N/A | 88 | 68.6 | 0.81422 | 0.49668 | #N/A | 9.346 | 1.679% | 1 | 50% | 0% | 0% | 0% | 8.2745 | 0 | 0 | 0 | 8.2745 | #N/A
2007-06-09 20:00 | 6 | 9 | 20 | 160.7919 | 3836 | 53.96 | 70.16 | 1002 | 53.96 | 0 | 2300.4692 | Cooling | 383.4115 | #N/A | #N/A | #N/A | #N/A | 0 | 0 | 0 | 0 | 0 | 2300.4692 | #N/A | #N/A | 88 | 68.96 | 0.81775 | 0.49883 | #N/A | 7.1122 | 1.278% | 1 | 50% | 0% | 0% | 0% | 8.2745 | 0 | 0 | 0 | 8.2745 | #N/A
2007-06-09 21:00 | 6 | 9 | 21 | 160.8336 | 3837 | 53.6 | 69.44 | 1002 | 53.6 | 0 | 1668.5564 | Cooling | 278.0927 | #N/A | #N/A | #N/A | #N/A | 0 | 0 | 0 | 0 | 0 | 1668.5564 | #N/A | #N/A | 88 | 68.6 | 0.81422 | 0.49668 | #N/A | 5.1586 | 0.927% | 1 | 50% | 0% | 0% | 0% | 8.2745 | 0 | 0 | 0 | 8.2745 | #N/A
2007-06-09 22:00 | 6 | 9 | 22 | 160.8752 | 3838 | 55.04 | 69.08 | 1002 | 55.04 | 0 | 1045.0006 | Cooling | 174.1668 | #N/A | #N/A | #N/A | #N/A | 0 | 0 | 0 | 0 | 0 | 1045.0006 | #N/A | #N/A | 88 | 70.04 | 0.8284 | 0.50532 | #N/A | 3.2308 | 0.5806% | 1 | 50% | 0% | 0% | 0% | 8.2745 | 0 | 0 | 0 | 8.2745 | #N/A
2007-06-09 23:00 | 6 | 9 | 23 | 160.9169 | 3839 | 55.04 | 68.54 | 1002 | 55.04 | 0 | 644.2505 | Cooling | 107.3751 | #N/A | #N/A | #N/A | #N/A | 0 | 0 | 0 | 0 | 0 | 644.2505 | #N/A | #N/A | 88 | 70.04 | 0.8284 | 0.50532 | #N/A | 1.9918 | 0.3579% | 1 | 50% | 0% | 0% | 0% | 8.2745 | 0 | 0 | 0 | 8.2745 | #N/A
2007-06-10 | 6 | 10 | 0 | 160.9586 | 3840 | 55.94 | 68.36 | 1001 | 55.94 | 0 | 692.7742 | Cooling | 115.4624 | #N/A | #N/A | #N/A | #N/A | 0 | 0 | 0 | 0 | 0 | 692.7742 | #N/A | #N/A | 88 | 70.94 | 0.83737 | 0.5108 | #N/A | 2.1418 | 0.3849% | 1 | 50% | 0% | 0% | 0% | 8.2745 | 0 | 0 | 0 | 8.2745 | #N/A
2007-06-10 01:00 | 6 | 10 | 1 | 161.0002 | 3841 | 55.94 | 68 | 1001 | 55.94 | 0 | 650.9083 | Cooling | 108.4847 | #N/A | #N/A | #N/A | #N/A | 0 | 0 | 0 | 0 | 0 | 650.9083 | #N/A | #N/A | 88 | 70.94 | 0.83737 | 0.5108 | #N/A | 2.0124 | 0.3616% | 1 | 50% | 0% | 0% | 0% | 8.2745 | 0 | 0 | 0 | 8.2745 | #N/A
2007-06-10 02:00 | 6 | 10 | 2 | 161.0419 | 3842 | 55.94 | 68 | 1000 | 55.94 | 0 | 647.269 | Cooling | 107.8782 | #N/A | #N/A | #N/A | #N/A | 0 | 0 | 0 | 0 | 0 | 647.269 | #N/A | #N/A | 88 | 70.94 | 0.83737 | 0.5108 | #N/A | 2.0011 | 0.3596% | 1 | 50% | 0% | 0% | 0% | 8.2745 | 0 | 0 | 0 | 8.2745 | #N/A
2007-06-10 03:00 | 6 | 10 | 3 | 161.0836 | 3843 | 55.94 | 68.36 | 1000 | 55.94 | 0 | 665.5917 | Cooling | 110.9319 | #N/A | #N/A | #N/A | #N/A | 0 | 0 | 0 | 0 | 0 | 665.5917 | #N/A | #N/A | 88 | 70.94 | 0.83737 | 0.5108 | #N/A | 2.0578 | 0.3698% | 1 | 50% | 0% | 0% | 0% | 8.2745 | 0 | 0 | 0 | 8.2745 | #N/A
2007-06-10 04:00 | 6 | 10 | 4 | 161.1252 | 3844 | 55.4 | 69.08 | 999 | 55.4 | 0 | 686.1895 | Cooling | 114.3649 | #N/A | #N/A | #N/A | #N/A | 0 | 0 | 0 | 0 | 0 | 686.1895 | #N/A | #N/A | 88 | 70.4 | 0.83198 | 0.50751 | #N/A | 2.1214 | 0.3812% | 1 | 50% | 0% | 0% | 0% | 8.2745 | 0 | 0 | 0 | 8.2745 | #N/A
2007-06-10 05:00 | 6 | 10 | 5 | 161.1669 | 3845 | 55.94 | 69.44 | 999 | 55.94 | 0 | 1032.7499 | Cooling | 172.125 | #N/A | #N/A | #N/A | #N/A | 0 | 0 | 0 | 0 | 0 | 1032.7499 | #N/A | #N/A | 88 | 70.94 | 0.83737 | 0.5108 | #N/A | 3.1929 | 0.5737% | 1 | 50% | 0% | 0% | 0% | 8.2745 | 0 | 0 | 0 | 8.2745 | #N/A
2007-06-10 06:00 | 6 | 10 | 6 | 161.2086 | 3846 | 57.02 | 71.06 | 999 | 57.02 | 0 | 4139.2797 | Cooling | 689.8799 | #N/A | #N/A | #N/A | #N/A | 0 | 0 | 0 | 0 | 0 | 4139.2797 | #N/A | #N/A | 88 | 72.02 | 0.84825 | 0.51743 | #N/A | 12.7971 | 2.3% | 1 | 50% | 0% | 0% | 0% | 8.2745 | 0 | 0 | 0 | 8.2745 | #N/A
2007-06-10 07:00 | 6 | 10 | 7 | 161.2502 | 3847 | 57.92 | 73.04 | 999 | 57.92 | 0 | 3187.1428 | Cooling | 531.1905 | #N/A | #N/A | #N/A | #N/A | 0 | 0 | 0 | 0 | 0 | 3187.1428 | #N/A | #N/A | 88 | 72.92 | 0.85741 | 0.52302 | #N/A | 9.8535 | 1.771% | 1 | 50% | 0% | 0% | 0% | 8.2745 | 0 | 0 | 0 | 8.2745 | #N/A
2007-06-10 08:00 | 6 | 10 | 8 | 161.2919 | 3848 | 57.92 | 73.04 | 999 | 57.92 | 0 | 3437.1411 | Cooling | 572.8569 | #N/A | #N/A | #N/A | #N/A | 0 | 0 | 0 | 0 | 0 | 3437.1411 | #N/A | #N/A | 88 | 72.92 | 0.85741 | 0.52302 | #N/A | 10.6264 | 1.91% | 1 | 50% | 0% | 0% | 0% | 8.2745 | 0 | 0 | 0 | 8.2745 | #N/A
2007-06-10 09:00 | 6 | 10 | 9 | 161.3336 | 3849 | 62.6 | 73.4 | 999 | 62.6 | 0 | 3279.4181 | Cooling | 546.5697 | #N/A | #N/A | #N/A | #N/A | 0 | 0 | 0 | 0 | 0 | 3279.4181 | #N/A | #N/A | 88 | 77.6 | 0.90642 | 0.55292 | #N/A | 10.1387 | 1.822% | 1 | 50% | 0% | 0% | 0% | 8.2745 | 0 | 0 | 0 | 8.2745 | #N/A
2007-06-10 10:00 | 6 | 10 | 10 | 161.3752 | 3850 | 64.94 | 73.94 | 998 | 64.94 | 0 | 3239.4475 | Cooling | 539.9079 | #N/A | #N/A | #N/A | #N/A | 0 | 0 | 0 | 0 | 0 | 3239.4475 | #N/A | #N/A | 88 | 79.94 | 0.9318 | 0.5684 | #N/A | 10.0152 | 1.8% | 1 | 50% | 0% | 0% | 0% | 8.2745 | 0 | 0 | 0 | 8.2745 | #N/A
2007-06-10 11:00 | 6 | 10 | 11 | 161.4169 | 3851 | 64.94 | 73.22 | 998 | 64.94 | 0 | 3248.1658 | Cooling | 541.361 | #N/A | #N/A | #N/A | #N/A | 0 | 0 | 0 | 0 | 0 | 3248.1658 | #N/A | #N/A | 88 | 79.94 | 0.9318 | 0.5684 | #N/A | 10.0421 | 1.805% | 1 | 50% | 0% | 0% | 0% | 8.2745 | 0 | 0 | 0 | 8.2745 | #N/A
2007-06-10 12:00 | 6 | 10 | 12 | 161.4586 | 3852 | 69.8 | 72.68 | 997 | 69.8 | 0 | 3159.9201 | Cooling | 526.6533 | #N/A | #N/A | #N/A | #N/A | 0 | 0 | 0 | 0 | 0 | 3159.9201 | #N/A | #N/A | 88 | 84.8 | 0.98634 | 0.60167 | #N/A | 9.7693 | 1.756% | 1 | 50% | 0% | 0% | 0% | 8.2745 | 0 | 0 | 0 | 8.2745 | #N/A
2007-06-10 13:00 | 6 | 10 | 13 | 161.5002 | 3853 | 66.2 | 73.04 | 996 | 66.2 | 0 | 3204.4673 | Cooling | 534.0779 | #N/A | #N/A | #N/A | #N/A | 0 | 0 | 0 | 0 | 0 | 3204.4673 | #N/A | #N/A | 88 | 81.2 | 0.9457 | 0.57688 | #N/A | 9.907 | 1.78% | 1 | 50% | 0% | 0% | 0% | 8.2745 | 0 | 0 | 0 | 8.2745 | #N/A
2007-06-10 14:00 | 6 | 10 | 14 | 161.5419 | 3854 | 64.94 | 71.6 | 995 | 64.94 | 0 | 3262.8996 | Cooling | 543.8166 | #N/A | #N/A | #N/A | #N/A | 0 | 0 | 0 | 0 | 0 | 3262.8996 | #N/A | #N/A | 88 | 79.94 | 0.9318 | 0.5684 | #N/A | 10.0877 | 1.813% | 1 | 50% | 0% | 0% | 0% | 8.2745 | 0 | 0 | 0 | 8.2745 | #N/A
2007-06-10 15:00 | 6 | 10 | 15 | 161.5836 | 3855 | 71.06 | 71.06 | 995 | 71.06 | 0 | 3266.8539 | Cooling | 544.4757 | #N/A | #N/A | #N/A | #N/A | 0 | 0 | 0 | 0 | 0 | 3266.8539 | #N/A | #N/A | 88 | 86.06 | 1.0009 | 0.61054 | #N/A | 10.0999 | 1.815% | 1 | 50% | 0% | 0% | 0% | 8.2745 | 0 | 0 | 0 | 8.2745 | #N/A
2007-06-10 16:00 | 6 | 10 | 16 | 161.6252 | 3856 | 69.98 | 71.06 | 994 | 69.98 | 0 | 3327.9639 | Cooling | 554.6607 | #N/A | #N/A | #N/A | #N/A | 0 | 0 | 0 | 0 | 0 | 3327.9639 | #N/A | #N/A | 88 | 84.98 | 0.98841 | 0.60293 | #N/A | 10.2888 | 1.849% | 1 | 50% | 0% | 0% | 0% | 8.2745 | 0 | 0 | 0 | 8.2745 | #N/A
2007-06-10 17:00 | 6 | 10 | 17 | 161.6669 | 3857 | 69.98 | 69.8 | 993 | 69.98 | 0 | 3274.5449 | Cooling | 545.7575 | #N/A | #N/A | #N/A | #N/A | 0 | 0 | 0 | 0 | 0 | 3274.5449 | #N/A | #N/A | 88 | 84.98 | 0.98841 | 0.60293 | #N/A | 10.1237 | 1.819% | 1 | 50% | 0% | 0% | 0% | 8.2745 | 0 | 0 | 0 | 8.2745 | #N/A
2007-06-10 18:00 | 6 | 10 | 18 | 161.7086 | 3858 | 66.02 | 68.9 | 993 | 66.02 | 0 | 3115.6065 | Cooling | 519.2678 | #N/A | #N/A | #N/A | #N/A | 0 | 0 | 0 | 0 | 0 | 3115.6065 | #N/A | #N/A | 88 | 81.02 | 0.9437 | 0.57566 | #N/A | 9.6323 | 1.731% | 1 | 50% | 0% | 0% | 0% | 8.2745 | 0 | 0 | 0 | 8.2745 | #N/A
2007-06-10 19:00 | 6 | 10 | 19 | 161.7502 | 3859 | 64.94 | 69.08 | 992 | 64.94 | 0 | 2984.0974 | Cooling | 497.3496 | #N/A | #N/A | #N/A | #N/A | 0 | 0 | 0 | 0 | 0 | 2984.0974 | #N/A | #N/A | 88 | 79.94 | 0.9318 | 0.5684 | #N/A | 9.2257 | 1.658% | 1 | 50% | 0% | 0% | 0% | 8.2745 | 0 | 0 | 0 | 8.2745 | #N/A
2007-06-10 20:00 | 6 | 10 | 20 | 161.7919 | 3860 | 64.94 | 68.72 | 992 | 64.94 | 0 | 2837.1783 | Cooling | 472.863 | #N/A | #N/A | #N/A | #N/A | 0 | 0 | 0 | 0 | 0 | 2837.1783 | #N/A | #N/A | 88 | 79.94 | 0.9318 | 0.5684 | #N/A | 8.7715 | 1.576% | 1 | 50% | 0% | 0% | 0% | 8.2745 | 0 | 0 | 0 | 8.2745 | #N/A
2007-06-10 21:00 | 6 | 10 | 21 | 161.8336 | 3861 | 60.08 | 68.9 | 991 | 60.08 | 0 | 2727.0298 | Cooling | 454.505 | #N/A | #N/A | #N/A | #N/A | 0 | 0 | 0 | 0 | 0 | 2727.0298 | #N/A | #N/A | 88 | 75.08 | 0.87975 | 0.53664 | #N/A | 8.431 | 1.515% | 1 | 50% | 0% | 0% | 0% | 8.2745 | 0 | 0 | 0 | 8.2745 | #N/A
2007-06-10 22:00 | 6 | 10 | 22 | 161.8752 | 3862 | 57.92 | 69.08 | 991 | 57.92 | 0 | 1731.3309 | Cooling | 288.5552 | #N/A | #N/A | #N/A | #N/A | 0 | 0 | 0 | 0 | 0 | 1731.3309 | #N/A | #N/A | 88 | 72.92 | 0.85741 | 0.52302 | #N/A | 5.3526 | 0.9619% | 1 | 50% | 0% | 0% | 0% | 8.2745 | 0 | 0 | 0 | 8.2745 | #N/A
2007-06-10 23:00 | 6 | 10 | 23 | 161.9169 | 3863 | 57.92 | 68.54 | 990 | 57.92 | 0 | 2037.0181 | Cooling | 339.503 | #N/A | #N/A | #N/A | #N/A | 0 | 0 | 0 | 0 | 0 | 2037.0181 | #N/A | #N/A | 88 | 72.92 | 0.85741 | 0.52302 | #N/A | 6.2977 | 1.132% | 1 | 50% | 0% | 0% | 0% | 8.2745 | 0 | 0 | 0 | 8.2745 | #N/A
2007-06-11 | 6 | 11 | 0 | 161.9586 | 3864 | 57.92 | 68.36 | 990 | 57.92 | 0 | 1898.4323 | Cooling | 316.4054 | #N/A | #N/A | #N/A | #N/A | 0 | 0 | 0 | 0 | 0 | 1898.4323 | #N/A | #N/A | 88 | 72.92 | 0.85741 | 0.52302 | #N/A | 5.8692 | 1.055% | 1 | 50% | 0% | 0% | 0% | 8.2745 | 0 | 0 | 0 | 8.2745 | #N/A
2007-06-11 01:00 | 6 | 11 | 1 | 162.0002 | 3865 | 57.92 | 68 | 989 | 57.92 | 0 | 1787.168 | Cooling | 297.8613 | #N/A | #N/A | #N/A | #N/A | 0 | 0 | 0 | 0 | 0 | 1787.168 | #N/A | #N/A | 88 | 72.92 | 0.85741 | 0.52302 | #N/A | 5.5253 | 0.9929% | 1 | 50% | 0% | 0% | 0% | 8.2745 | 0 | 0 | 0 | 8.2745 | #N/A
2007-06-11 02:00 | 6 | 11 | 2 | 162.0419 | 3866 | 57.92 | 63.68 | 990 | 57.92 | 0 | 1249.1124 | Cooling | 208.1854 | #N/A | #N/A | #N/A | #N/A | 0 | 0 | 0 | 0 | 0 | 1249.1124 | #N/A | #N/A | 88 | 72.92 | 0.85741 | 0.52302 | #N/A | 3.8618 | 0.694% | 1 | 50% | 0% | 0% | 0% | 8.2745 | 0 | 0 | 0 | 8.2745 | #N/A
2007-06-11 03:00 | 6 | 11 | 3 | 162.0836 | 3867 | 53.96 | 59.72 | 992 | 53.96 | 0 | 620.0092 | Cooling | 103.3349 | #N/A | #N/A | #N/A | #N/A | 0 | 0 | 0 | 0 | 0 | 620.0092 | #N/A | #N/A | 88 | 68.96 | 0.81775 | 0.49883 | #N/A | 1.9168 | 0.3444% | 1 | 50% | 0% | 0% | 0% | 8.2745 | 0 | 0 | 0 | 8.2745 | #N/A
2007-06-11 04:00 | 6 | 11 | 4 | 162.1252 | 3868 | 53.6 | 55.94 | 993 | 53.6 | 0 | 312.9912 | Cooling | 52.1652 | #N/A | #N/A | #N/A | #N/A | 0 | 0 | 0 | 0 | 0 | 312.9912 | #N/A | #N/A | 88 | 68.6 | 0.81422 | 0.49668 | #N/A | 0.96765 | 0.1739% | 1 | 50% | 0% | 0% | 0% | 8.2745 | 0 | 0 | 0 | 8.2745 | #N/A
2007-06-11 05:00 | 6 | 11 | 5 | 162.1669 | 3869 | 53.96 | 55.22 | 993 | 53.96 | 0 | 249.0941 | Cooling | 41.5157 | #N/A | #N/A | #N/A | #N/A | 0 | 0 | 0 | 0 | 0 | 249.0941 | #N/A | #N/A | 88 | 68.96 | 0.81775 | 0.49883 | #N/A | 0.77011 | 0.1384% | 1 | 50% | 0% | 0% | 0% | 8.2745 | 0 | 0 | 0 | 8.2745 | #N/A
2007-06-11 06:00 | 6 | 11 | 6 | 162.2086 | 3870 | 55.94 | 56.12 | 994 | 55.94 | 0 | 1319.4997 | Cooling | 219.9166 | #N/A | #N/A | #N/A | #N/A | 0 | 0 | 0 | 0 | 0 | 1319.4997 | #N/A | #N/A | 88 | 70.94 | 0.83737 | 0.5108 | #N/A | 4.0794 | 0.7331% | 1 | 50% | 0% | 0% | 0% | 8.2745 | 0 | 0 | 0 | 8.2745 | #N/A
2007-06-11 07:00 | 6 | 11 | 7 | 162.2502 | 3871 | 60.08 | 57.02 | 994 | 60.08 | 0 | 1376.1503 | Cooling | 229.3584 | #N/A | #N/A | #N/A | #N/A | 0 | 0 | 0 | 0 | 0 | 1376.1503 | #N/A | #N/A | 88 | 75.08 | 0.87975 | 0.53664 | #N/A | 4.2545 | 0.7645% | 1 | 50% | 0% | 0% | 0% | 8.2745 | 0 | 0 | 0 | 8.2745 | #N/A
2007-06-11 08:00 | 6 | 11 | 8 | 162.2919 | 3872 | 60.08 | 56.3 | 994 | 60.08 | 0 | 1498.4669 | Cooling | 249.7445 | #N/A | #N/A | #N/A | #N/A | 0 | 0 | 0 | 0 | 0 | 1498.4669 | #N/A | #N/A | 88 | 75.08 | 0.87975 | 0.53664 | #N/A | 4.6327 | 0.8325% | 1 | 50% | 0% | 0% | 0% | 8.2745 | 0 | 0 | 0 | 8.2745 | #N/A
2007-06-11 09:00 | 6 | 11 | 9 | 162.3336 | 3873 | 66.02 | 55.94 | 994 | 66.02 | 0 | 1449.9498 | Cooling | 241.6583 | #N/A | #N/A | #N/A | #N/A | 0 | 0 | 0 | 0 | 0 | 1449.9498 | #N/A | #N/A | 88 | 81.02 | 0.9437 | 0.57566 | #N/A | 4.4827 | 0.8055% | 1 | 50% | 0% | 0% | 0% | 8.2745 | 0 | 0 | 0 | 8.2745 | #N/A
2007-06-11 10:00 | 6 | 11 | 10 | 162.3752 | 3874 | 66.92 | 55.94 | 994 | 66.92 | 0 | 1393.5367 | Cooling | 232.2561 | #N/A | #N/A | #N/A | #N/A | 0 | 0 | 0 | 0 | 0 | 1393.5367 | #N/A | #N/A | 88 | 81.92 | 0.95372 | 0.58177 | #N/A | 4.3083 | 0.7742% | 1 | 50% | 0% | 0% | 0% | 8.2745 | 0 | 0 | 0 | 8.2745 | #N/A
2007-06-11 11:00 | 6 | 11 | 11 | 162.4169 | 3875 | 66.92 | 55.22 | 994 | 66.92 | 0 | 1402.9777 | Cooling | 233.8296 | #N/A | #N/A | #N/A | #N/A | 0 | 0 | 0 | 0 | 0 | 1402.9777 | #N/A | #N/A | 88 | 81.92 | 0.95372 | 0.58177 | #N/A | 4.3375 | 0.7794% | 1 | 50% | 0% | 0% | 0% | 8.2745 | 0 | 0 | 0 | 8.2745 | #N/A
2007-06-11 12:00 | 6 | 11 | 12 | 162.4586 | 3876 | 73.04 | 54.68 | 994 | 73.04 | 0 | 1364.1377 | Cooling | 227.3563 | #N/A | #N/A | #N/A | #N/A | 0 | 0 | 0 | 0 | 0 | 1364.1377 | #N/A | #N/A | 88 | 88.04 | 1.0241 | 0.6247 | #N/A | 4.2174 | 0.7579% | 1 | 50% | 0% | 0% | 0% | 8.2745 | 0 | 0 | 0 | 8.2745 | #N/A
2007-06-11 13:00 | 6 | 11 | 13 | 162.5002 | 3877 | 71.96 | 55.04 | 994 | 71.96 | 0 | 1384.918 | Cooling | 230.8197 | #N/A | #N/A | #N/A | #N/A | 0 | 0 | 0 | 0 | 0 | 1384.918 | #N/A | #N/A | 88 | 86.96 | 1.0114 | 0.61695 | #N/A | 4.2816 | 0.7694% | 1 | 50% | 0% | 0% | 0% | 8.2745 | 0 | 0 | 0 | 8.2745 | #N/A
2007-06-11 14:00 | 6 | 11 | 14 | 162.5419 | 3878 | 71.96 | 51.62 | 995 | 71.96 | 0 | 988.3066 | Cooling | 164.7178 | #N/A | #N/A | #N/A | #N/A | 0 | 0 | 0 | 0 | 0 | 988.3066 | #N/A | #N/A | 88 | 86.96 | 1.0114 | 0.61695 | #N/A | 3.0555 | 0.5491% | 1 | 50% | 0% | 0% | 0% | 8.2745 | 0 | 0 | 0 | 8.2745 | #N/A
2007-06-11 15:00 | 6 | 11 | 15 | 162.5836 | 3879 | 77 | 48.92 | 996 | 77 | 0 | 378.2842 | Cooling | 63.0474 | #N/A | #N/A | #N/A | #N/A | 0 | 0 | 0 | 0 | 0 | 378.2842 | #N/A | #N/A | 88 | 92 | 1.0717 | 0.65376 | #N/A | 1.1695 | 0.2102% | 1 | 50% | 0% | 0% | 0% | 8.2745 | 0 | 0 | 0 | 8.2745 | #N/A
2007-06-11 16:00 | 6 | 11 | 16 | 162.6252 | 3880 | 75.02 | 46.94 | 997 | 75.02 | 0 | 52.8148 | Cooling | 8.8025 | #N/A | #N/A | #N/A | #N/A | 0 | 0 | 0 | 0 | 0 | 52.8148 | #N/A | #N/A | 88 | 90.02 | 1.0477 | 0.6391 | #N/A | 0.16328 | 0.02934% | 1 | 50% | 0% | 0% | 0% | 8.2745 | 0 | 0 | 0 | 8.2745 | #N/A
2007-06-11 17:00 | 6 | 11 | 17 | 162.6669 | 3881 | 75.02 | 45.32 | 997 | 75.02 | 0 | 0.041079 | Cooling | 0.0068465 | #N/A | #N/A | #N/A | #N/A | 0 | 0 | 0 | 0 | 0 | 0.041079 | #N/A | #N/A | 88 | 90.02 | 1.0477 | 0.6391 | #N/A | 0.000127 | 2.282e-05% | 1 | 50% | 0% | 0% | 0% | 8.2745 | 0 | 0 | 0 | 8.2745 | #N/A
2007-06-11 18:00 | 6 | 11 | 18 | 162.7086 | 3882 | 75.02 | 44.24 | 998 | 75.02 | 0 | 0.063804 | Cooling | 0.010634 | #N/A | #N/A | #N/A | #N/A | 0 | 0 | 0 | 0 | 0 | 0.063804 | #N/A | #N/A | 88 | 90.02 | 1.0477 | 0.6391 | #N/A | 0.00019726 | 3.545e-05% | 1 | 50% | 0% | 0% | 0% | 8.2745 | 0 | 0 | 0 | 8.2745 | #N/A
2007-06-11 19:00 | 6 | 11 | 19 | 162.7502 | 3883 | 71.96 | 44.06 | 999 | 71.96 | 0 | 0.075626 | Cooling | 0.012604 | #N/A | #N/A | #N/A | #N/A | 0 | 0 | 0 | 0 | 0 | 0.075626 | #N/A | #N/A | 88 | 86.96 | 1.0114 | 0.61695 | #N/A | 0.00023381 | 4.201e-05% | 1 | 50% | 0% | 0% | 0% | 8.2745 | 0 | 0 | 0 | 8.2745 | #N/A
2007-06-11 20:00 | 6 | 11 | 20 | 162.7919 | 3884 | 71.96 | 42.8 | 999 | 71.96 | 0 | 0.11397 | Cooling | 0.018996 | #N/A | #N/A | #N/A | #N/A | 0 | 0 | 0 | 0 | 0 | 0.11397 | #N/A | #N/A | 88 | 86.96 | 1.0114 | 0.61695 | #N/A | 0.00035237 | 6.332e-05% | 1 | 50% | 0% | 0% | 0% | 8.2745 | 0 | 0 | 0 | 8.2745 | #N/A
2007-06-11 21:00 | 6 | 11 | 21 | 162.8336 | 3885 | 66.92 | 41.72 | 1000 | 66.92 | 0 | 0.10311 | Cooling | 0.017184 | #N/A | #N/A | #N/A | #N/A | 0 | 0 | 0 | 0 | 0 | 0.10311 | #N/A | #N/A | 88 | 81.92 | 0.95372 | 0.58177 | #N/A | 0.00031877 | 5.728e-05% | 1 | 50% | 0% | 0% | 0% | 8.2745 | 0 | 0 | 0 | 8.2745 | #N/A
2007-06-11 22:00 | 6 | 11 | 22 | 162.8752 | 3886 | 66.02 | 41 | 1000 | 66.02 | 0 | 0.062783 | Cooling | 0.010464 | #N/A | #N/A | #N/A | #N/A | 0 | 0 | 0 | 0 | 0 | 0.062783 | #N/A | #N/A | 88 | 81.02 | 0.9437 | 0.57566 | #N/A | 0.0001941 | 3.488e-05% | 1 | 50% | 0% | 0% | 0% | 8.2745 | 0 | 0 | 0 | 8.2745 | #N/A
2007-06-11 23:00 | 6 | 11 | 23 | 162.9169 | 3887 | 66.02 | 40.28 | 1000 | 66.02 | 0 | 0.12609 | Cooling | 0.021015 | #N/A | #N/A | #N/A | #N/A | 0 | 0 | 0 | 0 | 0 | 0.12609 | #N/A | #N/A | 88 | 81.02 | 0.9437 | 0.57566 | #N/A | 0.00038983 | 7.005e-05% | 1 | 50% | 0% | 0% | 0% | 8.2745 | 0 | 0 | 0 | 8.2745 | #N/A
2007-06-12 | 6 | 12 | 0 | 162.9586 | 3888 | 64.04 | 39.74 | 1000 | 64.04 | 0 | 0.13048 | Cooling | 0.021747 | #N/A | #N/A | #N/A | #N/A | 0 | 0 | 0 | 0 | 0 | 0.13048 | #N/A | #N/A | 88 | 79.04 | 0.92197 | 0.5624 | #N/A | 0.0004034 | 7.249e-05% | 1 | 50% | 0% | 0% | 0% | 8.2745 | 0 | 0 | 0 | 8.2745 | #N/A
2007-06-12 01:00 | 6 | 12 | 1 | 163.0002 | 3889 | 62.06 | 39.02 | 999 | 62.06 | 0 | 0.12527 | Cooling | 0.020879 | #N/A | #N/A | #N/A | #N/A | 0 | 0 | 0 | 0 | 0 | 0.12527 | #N/A | #N/A | 88 | 77.06 | 0.90065 | 0.5494 | #N/A | 0.0003873 | 6.96e-05% | 1 | 50% | 0% | 0% | 0% | 8.2745 | 0 | 0 | 0 | 8.2745 | #N/A
2007-06-12 02:00 | 6 | 12 | 2 | 163.0419 | 3890 | 62.06 | 38.66 | 999 | 62.06 | 0 | 0.10445 | Cooling | 0.017408 | #N/A | #N/A | #N/A | #N/A | 0 | 0 | 0 | 0 | 0 | 0.10445 | #N/A | #N/A | 88 | 77.06 | 0.90065 | 0.5494 | #N/A | 0.00032291 | 5.803e-05% | 1 | 50% | 0% | 0% | 0% | 8.2745 | 0 | 0 | 0 | 8.2745 | #N/A
2007-06-12 03:00 | 6 | 12 | 3 | 163.0836 | 3891 | 60.98 | 38.66 | 999 | 60.98 | 0 | 0.076507 | Cooling | 0.012751 | #N/A | #N/A | #N/A | #N/A | 0 | 0 | 0 | 0 | 0 | 0.076507 | #N/A | #N/A | 88 | 75.98 | 0.8892 | 0.54241 | #N/A | 0.00023653 | 4.25e-05% | 1 | 50% | 0% | 0% | 0% | 8.2745 | 0 | 0 | 0 | 8.2745 | #N/A
2007-06-12 04:00 | 6 | 12 | 4 | 163.1252 | 3892 | 60.98 | 39.02 | 999 | 60.98 | 0 | 0.056361 | Cooling | 0.0093935 | #N/A | #N/A | #N/A | #N/A | 0 | 0 | 0 | 0 | 0 | 0.056361 | #N/A | #N/A | 88 | 75.98 | 0.8892 | 0.54241 | #N/A | 0.00017425 | 3.131e-05% | 1 | 50% | 0% | 0% | 0% | 8.2745 | 0 | 0 | 0 | 8.2745 | #N/A
2007-06-12 05:00 | 6 | 12 | 5 | 163.1669 | 3893 | 60.98 | 40.28 | 999 | 60.98 | 0 | 0.0098766 | Cooling | 0.0016461 | #N/A | #N/A | #N/A | #N/A | 0 | 0 | 0 | 0 | 0 | 0.0098766 | #N/A | #N/A | 88 | 75.98 | 0.8892 | 0.54241 | #N/A | 3.0535e-05 | 5.487e-06% | 1 | 50% | 0% | 0% | 0% | 8.2745 | 0 | 0 | 0 | 8.2745 | #N/A
2007-06-12 06:00 | 6 | 12 | 6 | 163.2086 | 3894 | 60.98 | 43.16 | 999 | 60.98 | 0.85618 | 0 | Heating | 0.11416 | #N/A | #N/A | #N/A | #N/A | 0.85618 | #N/A | #N/A | 5.753 | #N/A | 0 | 0 | 0 | 0 | 0 | 0 | 0 | 0 | 0 | 0.0003805% | 1 | 50% | 0% | 0% | 0% | 8.2745 | 0 | 0 | 0 | 8.2745 | #N/A
2007-06-12 07:00 | 6 | 12 | 7 | 163.2502 | 3895 | 62.6 | 46.04 | 999 | 62.6 | 0 | 0 | Cooling | 0 | #N/A | #N/A | #N/A | #N/A | 0 | 0 | 0 | 0 | 0 | 0 | #N/A | #N/A | 88 | 77.6 | 0.90642 | 0.55292 | #N/A | 0 | 0% | 1 | 50% | 0% | 0% | 0% | 8.2745 | 0 | 0 | 0 | 8.2745 | #N/A
2007-06-12 08:00 | 6 | 12 | 8 | 163.2919 | 3896 | 62.06 | 45.14 | 1000 | 62.06 | 0 | 0.01278 | Cooling | 0.0021301 | #N/A | #N/A | #N/A | #N/A | 0 | 0 | 0 | 0 | 0 | 0.01278 | #N/A | #N/A | 88 | 77.06 | 0.90065 | 0.5494 | #N/A | 3.9512e-05 | 7.1e-06% | 1 | 50% | 0% | 0% | 0% | 8.2745 | 0 | 0 | 0 | 8.2745 | #N/A
2007-06-12 09:00 | 6 | 12 | 9 | 163.3336 | 3897 | 62.06 | 44.42 | 1000 | 62.06 | 0 | 0.068298 | Cooling | 0.011383 | #N/A | #N/A | #N/A | #N/A | 0 | 0 | 0 | 0 | 0 | 0.068298 | #N/A | #N/A | 88 | 77.06 | 0.90065 | 0.5494 | #N/A | 0.00021115 | 3.794e-05% | 1 | 50% | 0% | 0% | 0% | 8.2745 | 0 | 0 | 0 | 8.2745 | #N/A
2007-06-12 10:00 | 6 | 12 | 10 | 163.3752 | 3898 | 62.6 | 44.06 | 1000 | 62.6 | 0 | 0.039954 | Cooling | 0.0066591 | #N/A | #N/A | #N/A | #N/A | 0 | 0 | 0 | 0 | 0 | 0.039954 | #N/A | #N/A | 88 | 77.6 | 0.90642 | 0.55292 | #N/A | 0.00012352 | 2.22e-05% | 1 | 50% | 0% | 0% | 0% | 8.2745 | 0 | 0 | 0 | 8.2745 | #N/A
2007-06-12 11:00 | 6 | 12 | 11 | 163.4169 | 3899 | 62.06 | 42.62 | 1000 | 62.06 | 0 | 28.3829 | Cooling | 4.7305 | #N/A | #N/A | #N/A | #N/A | 0 | 0 | 0 | 0 | 0 | 28.3829 | #N/A | #N/A | 88 | 77.06 | 0.90065 | 0.5494 | #N/A | 0.087749 | 0.01577% | 1 | 50% | 0% | 0% | 0% | 8.2745 | 0 | 0 | 0 | 8.2745 | #N/A
2007-06-12 12:00 | 6 | 12 | 12 | 163.4586 | 3900 | 64.4 | 41.36 | 1001 | 64.4 | 0 | 117.812 | Cooling | 19.6353 | #N/A | #N/A | #N/A | #N/A | 0 | 0 | 0 | 0 | 0 | 117.812 | #N/A | #N/A | 88 | 79.4 | 0.92589 | 0.56479 | #N/A | 0.36423 | 0.06545% | 1 | 50% | 0% | 0% | 0% | 8.2745 | 0 | 0 | 0 | 8.2745 | #N/A
2007-06-12 13:00 | 6 | 12 | 13 | 163.5002 | 3901 | 64.4 | 41 | 1001 | 64.4 | 0 | 241.2418 | Cooling | 40.207 | #N/A | #N/A | #N/A | #N/A | 0 | 0 | 0 | 0 | 0 | 241.2418 | #N/A | #N/A | 88 | 79.4 | 0.92589 | 0.56479 | #N/A | 0.74583 | 0.134% | 1 | 50% | 0% | 0% | 0% | 8.2745 | 0 | 0 | 0 | 8.2745 | #N/A
2007-06-12 14:00 | 6 | 12 | 14 | 163.5419 | 3902 | 64.04 | 39.92 | 1001 | 64.04 | 0 | 339.1262 | Cooling | 56.521 | #N/A | #N/A | #N/A | #N/A | 0 | 0 | 0 | 0 | 0 | 339.1262 | #N/A | #N/A | 88 | 79.04 | 0.92197 | 0.5624 | #N/A | 1.0485 | 0.1884% | 1 | 50% | 0% | 0% | 0% | 8.2745 | 0 | 0 | 0 | 8.2745 | #N/A
2007-06-12 15:00 | 6 | 12 | 15 | 163.5836 | 3903 | 64.4 | 39.56 | 1001 | 64.4 | 0 | 425.37 | Cooling | 70.895 | #N/A | #N/A | #N/A | #N/A | 0 | 0 | 0 | 0 | 0 | 425.37 | #N/A | #N/A | 88 | 79.4 | 0.92589 | 0.56479 | #N/A | 1.3151 | 0.2363% | 1 | 50% | 0% | 0% | 0% | 8.2745 | 0 | 0 | 0 | 8.2745 | #N/A
2007-06-12 16:00 | 6 | 12 | 16 | 163.6252 | 3904 | 64.04 | 39.92 | 1001 | 64.04 | 0 | 514.5009 | Cooling | 85.7501 | #N/A | #N/A | #N/A | #N/A | 0 | 0 | 0 | 0 | 0 | 514.5009 | #N/A | #N/A | 88 | 79.04 | 0.92197 | 0.5624 | #N/A | 1.5906 | 0.2858% | 1 | 50% | 0% | 0% | 0% | 8.2745 | 0 | 0 | 0 | 8.2745 | #N/A
2007-06-12 17:00 | 6 | 12 | 17 | 163.6669 | 3905 | 64.04 | 38.3 | 1002 | 64.04 | 0 | 505.5859 | Cooling | 84.2643 | #N/A | #N/A | #N/A | #N/A | 0 | 0 | 0 | 0 | 0 | 505.5859 | #N/A | #N/A | 88 | 79.04 | 0.92197 | 0.5624 | #N/A | 1.5631 | 0.2809% | 1 | 50% | 0% | 0% | 0% | 8.2745 | 0 | 0 | 0 | 8.2745 | #N/A
2007-06-12 18:00 | 6 | 12 | 18 | 163.7086 | 3906 | 64.04 | 37.22 | 1002 | 64.04 | 0 | 442.5502 | Cooling | 73.7584 | #N/A | #N/A | #N/A | #N/A | 0 | 0 | 0 | 0 | 0 | 442.5502 | #N/A | #N/A | 88 | 79.04 | 0.92197 | 0.5624 | #N/A | 1.3682 | 0.2459% | 1 | 50% | 0% | 0% | 0% | 8.2745 | 0 | 0 | 0 | 8.2745 | #N/A
2007-06-12 19:00 | 6 | 12 | 19 | 163.7502 | 3907 | 64.04 | 37.04 | 1002 | 64.04 | 0 | 376.6736 | Cooling | 62.7789 | #N/A | #N/A | #N/A | #N/A | 0 | 0 | 0 | 0 | 0 | 376.6736 | #N/A | #N/A | 88 | 79.04 | 0.92197 | 0.5624 | #N/A | 1.1645 | 0.2093% | 1 | 50% | 0% | 0% | 0% | 8.2745 | 0 | 0 | 0 | 8.2745 | #N/A
2007-06-12 20:00 | 6 | 12 | 20 | 163.7919 | 3908 | 64.04 | 37.4 | 1003 | 64.04 | 0 | 207.1852 | Cooling | 34.5309 | #N/A | #N/A | #N/A | #N/A | 0 | 0 | 0 | 0 | 0 | 207.1852 | #N/A | #N/A | 88 | 79.04 | 0.92197 | 0.5624 | #N/A | 0.64054 | 0.1151% | 1 | 50% | 0% | 0% | 0% | 8.2745 | 0 | 0 | 0 | 8.2745 | #N/A
2007-06-12 21:00 | 6 | 12 | 21 | 163.8336 | 3909 | 62.96 | 38.12 | 1003 | 62.96 | 0 | 56.8075 | Cooling | 9.4679 | #N/A | #N/A | #N/A | #N/A | 0 | 0 | 0 | 0 | 0 | 56.8075 | #N/A | #N/A | 88 | 77.96 | 0.91029 | 0.55528 | #N/A | 0.17563 | 0.03156% | 1 | 50% | 0% | 0% | 0% | 8.2745 | 0 | 0 | 0 | 8.2745 | #N/A
2007-06-12 22:00 | 6 | 12 | 22 | 163.8752 | 3910 | 62.6 | 39.02 | 1004 | 62.6 | 0 | 0.00011072 | Cooling | 1.8453e-05 | #N/A | #N/A | #N/A | #N/A | 0 | 0 | 0 | 0 | 0 | 0.00011072 | #N/A | #N/A | 88 | 77.6 | 0.90642 | 0.55292 | #N/A | 3.423e-07 | 6.151e-08% | 1 | 50% | 0% | 0% | 0% | 8.2745 | 0 | 0 | 0 | 8.2745 | #N/A
2007-06-12 23:00 | 6 | 12 | 23 | 163.9169 | 3911 | 62.96 | 39.56 | 1004 | 62.96 | 0 | 0.00078761 | Cooling | 0.00013127 | #N/A | #N/A | #N/A | #N/A | 0 | 0 | 0 | 0 | 0 | 0.00078761 | #N/A | #N/A | 88 | 77.96 | 0.91029 | 0.55528 | #N/A | 2.435e-06 | 4.376e-07% | 1 | 50% | 0% | 0% | 0% | 8.2745 | 0 | 0 | 0 | 8.2745 | #N/A
2007-06-13 | 6 | 13 | 0 | 163.9586 | 3912 | 62.06 | 40.28 | 1005 | 62.06 | 0 | 0.00025415 | Cooling | 4.2358e-05 | #N/A | #N/A | #N/A | #N/A | 0 | 0 | 0 | 0 | 0 | 0.00025415 | #N/A | #N/A | 88 | 77.06 | 0.90065 | 0.5494 | #N/A | 7.8574e-07 | 1.412e-07% | 1 | 50% | 0% | 0% | 0% | 8.2745 | 0 | 0 | 0 | 8.2745 | #N/A
2007-06-13 01:00 | 6 | 13 | 1 | 164.0002 | 3913 | 60.98 | 41 | 1005 | 60.98 | 0 | 0 | Cooling | 0 | #N/A | #N/A | #N/A | #N/A | 0 | 0 | 0 | 0 | 0 | 0 | #N/A | #N/A | 88 | 75.98 | 0.8892 | 0.54241 | #N/A | 0 | 0% | 1 | 50% | 0% | 0% | 0% | 8.2745 | 0 | 0 | 0 | 8.2745 | #N/A
2007-06-13 02:00 | 6 | 13 | 2 | 164.0419 | 3914 | 60.98 | 41 | 1006 | 60.98 | 0 | 0 | Cooling | 0 | #N/A | #N/A | #N/A | #N/A | 0 | 0 | 0 | 0 | 0 | 0 | #N/A | #N/A | 88 | 75.98 | 0.8892 | 0.54241 | #N/A | 0 | 0% | 1 | 50% | 0% | 0% | 0% | 8.2745 | 0 | 0 | 0 | 8.2745 | #N/A
2007-06-13 03:00 | 6 | 13 | 3 | 164.0836 | 3915 | 60.8 | 41.36 | 1006 | 60.8 | 0 | 0 | Cooling | 0 | #N/A | #N/A | #N/A | #N/A | 0 | 0 | 0 | 0 | 0 | 0 | #N/A | #N/A | 88 | 75.8 | 0.8873 | 0.54125 | #N/A | 0 | 0% | 1 | 50% | 0% | 0% | 0% | 8.2745 | 0 | 0 | 0 | 8.2745 | #N/A
2007-06-13 04:00 | 6 | 13 | 4 | 164.1252 | 3916 | 60.98 | 42.08 | 1006 | 60.98 | 0 | 0 | Cooling | 0 | #N/A | #N/A | #N/A | #N/A | 0 | 0 | 0 | 0 | 0 | 0 | #N/A | #N/A | 88 | 75.98 | 0.8892 | 0.54241 | #N/A | 0 | 0% | 1 | 50% | 0% | 0% | 0% | 8.2745 | 0 | 0 | 0 | 8.2745 | #N/A
2007-06-13 05:00 | 6 | 13 | 5 | 164.1669 | 3917 | 60.98 | 42.62 | 1007 | 60.98 | 0 | 0 | Cooling | 0 | #N/A | #N/A | #N/A | #N/A | 0 | 0 | 0 | 0 | 0 | 0 | #N/A | #N/A | 88 | 75.98 | 0.8892 | 0.54241 | #N/A | 0 | 0% | 1 | 50% | 0% | 0% | 0% | 8.2745 | 0 | 0 | 0 | 8.2745 | #N/A
2007-06-13 06:00 | 6 | 13 | 6 | 164.2086 | 3918 | 60.8 | 44.78 | 1008 | 60.8 | 0 | 0 | Cooling | 0 | #N/A | #N/A | #N/A | #N/A | 0 | 0 | 0 | 0 | 0 | 0 | #N/A | #N/A | 88 | 75.8 | 0.8873 | 0.54125 | #N/A | 0 | 0% | 1 | 50% | 0% | 0% | 0% | 8.2745 | 0 | 0 | 0 | 8.2745 | #N/A
2007-06-13 07:00 | 6 | 13 | 7 | 164.2502 | 3919 | 60.98 | 46.94 | 1008 | 60.98 | 0 | 4.56 | Cooling | 0.75999 | #N/A | #N/A | #N/A | #N/A | 0 | 0 | 0 | 0 | 0 | 4.56 | #N/A | #N/A | 88 | 75.98 | 0.8892 | 0.54241 | #N/A | 0.014098 | 0.002533% | 1 | 50% | 0% | 0% | 0% | 8.2745 | 0 | 0 | 0 | 8.2745 | #N/A
2007-06-13 08:00 | 6 | 13 | 8 | 164.2919 | 3920 | 60.98 | 46.4 | 1008 | 60.98 | 0 | 111.3952 | Cooling | 18.5659 | #N/A | #N/A | #N/A | #N/A | 0 | 0 | 0 | 0 | 0 | 111.3952 | #N/A | #N/A | 88 | 75.98 | 0.8892 | 0.54241 | #N/A | 0.34439 | 0.06189% | 1 | 50% | 0% | 0% | 0% | 8.2745 | 0 | 0 | 0 | 8.2745 | #N/A
2007-06-13 09:00 | 6 | 13 | 9 | 164.3336 | 3921 | 62.06 | 46.04 | 1009 | 62.06 | 0 | 300.7002 | Cooling | 50.1167 | #N/A | #N/A | #N/A | #N/A | 0 | 0 | 0 | 0 | 0 | 300.7002 | #N/A | #N/A | 88 | 77.06 | 0.90065 | 0.5494 | #N/A | 0.92965 | 0.1671% | 1 | 50% | 0% | 0% | 0% | 8.2745 | 0 | 0 | 0 | 8.2745 | #N/A
2007-06-13 10:00 | 6 | 13 | 10 | 164.3752 | 3922 | 62.6 | 46.04 | 1009 | 62.6 | 0 | 484.0326 | Cooling | 80.6721 | #N/A | #N/A | #N/A | #N/A | 0 | 0 | 0 | 0 | 0 | 484.0326 | #N/A | #N/A | 88 | 77.6 | 0.90642 | 0.55292 | #N/A | 1.4964 | 0.2689% | 1 | 50% | 0% | 0% | 0% | 8.2745 | 0 | 0 | 0 | 8.2745 | #N/A
2007-06-13 11:00 | 6 | 13 | 11 | 164.4169 | 3923 | 62.96 | 44.6 | 1009 | 62.96 | 0 | 616.5872 | Cooling | 102.7645 | #N/A | #N/A | #N/A | #N/A | 0 | 0 | 0 | 0 | 0 | 616.5872 | #N/A | #N/A | 88 | 77.96 | 0.91029 | 0.55528 | #N/A | 1.9063 | 0.3425% | 1 | 50% | 0% | 0% | 0% | 8.2745 | 0 | 0 | 0 | 8.2745 | #N/A
2007-06-13 12:00 | 6 | 13 | 12 | 164.4586 | 3924 | 64.4 | 43.34 | 1008 | 64.4 | 0 | 721.7919 | Cooling | 120.2987 | #N/A | #N/A | #N/A | #N/A | 0 | 0 | 0 | 0 | 0 | 721.7919 | #N/A | #N/A | 88 | 79.4 | 0.92589 | 0.56479 | #N/A | 2.2315 | 0.401% | 1 | 50% | 0% | 0% | 0% | 8.2745 | 0 | 0 | 0 | 8.2745 | #N/A
2007-06-13 13:00 | 6 | 13 | 13 | 164.5002 | 3925 | 64.04 | 42.98 | 1008 | 64.04 | 0 | 826.7922 | Cooling | 137.7987 | #N/A | #N/A | #N/A | #N/A | 0 | 0 | 0 | 0 | 0 | 826.7922 | #N/A | #N/A | 88 | 79.04 | 0.92197 | 0.5624 | #N/A | 2.5561 | 0.4593% | 1 | 50% | 0% | 0% | 0% | 8.2745 | 0 | 0 | 0 | 8.2745 | #N/A
2007-06-13 14:00 | 6 | 13 | 14 | 164.5419 | 3926 | 64.04 | 41.54 | 1008 | 64.04 | 0 | 909.9163 | Cooling | 151.6527 | #N/A | #N/A | #N/A | #N/A | 0 | 0 | 0 | 0 | 0 | 909.9163 | #N/A | #N/A | 88 | 79.04 | 0.92197 | 0.5624 | #N/A | 2.8131 | 0.5055% | 1 | 50% | 0% | 0% | 0% | 8.2745 | 0 | 0 | 0 | 8.2745 | #N/A
2007-06-13 15:00 | 6 | 13 | 15 | 164.5836 | 3927 | 64.94 | 41 | 1008 | 64.94 | 0 | 972.4739 | Cooling | 162.079 | #N/A | #N/A | #N/A | #N/A | 0 | 0 | 0 | 0 | 0 | 972.4739 | #N/A | #N/A | 88 | 79.94 | 0.9318 | 0.5684 | #N/A | 3.0065 | 0.5403% | 1 | 50% | 0% | 0% | 0% | 8.2745 | 0 | 0 | 0 | 8.2745 | #N/A
2007-06-13 16:00 | 6 | 13 | 16 | 164.6252 | 3928 | 64.4 | 41 | 1008 | 64.4 | 0 | 1038.4903 | Cooling | 173.0817 | #N/A | #N/A | #N/A | #N/A | 0 | 0 | 0 | 0 | 0 | 1038.4903 | #N/A | #N/A | 88 | 79.4 | 0.92589 | 0.56479 | #N/A | 3.2106 | 0.5769% | 1 | 50% | 0% | 0% | 0% | 8.2745 | 0 | 0 | 0 | 8.2745 | #N/A
2007-06-13 17:00 | 6 | 13 | 17 | 164.6669 | 3929 | 64.94 | 39.92 | 1008 | 64.94 | 0 | 1020.6547 | Cooling | 170.1091 | #N/A | #N/A | #N/A | #N/A | 0 | 0 | 0 | 0 | 0 | 1020.6547 | #N/A | #N/A | 88 | 79.94 | 0.9318 | 0.5684 | #N/A | 3.1555 | 0.567% | 1 | 50% | 0% | 0% | 0% | 8.2745 | 0 | 0 | 0 | 8.2745 | #N/A
2007-06-13 18:00 | 6 | 13 | 18 | 164.7086 | 3930 | 64.4 | 39.56 | 1008 | 64.4 | 0 | 957.2246 | Cooling | 159.5374 | #N/A | #N/A | #N/A | #N/A | 0 | 0 | 0 | 0 | 0 | 957.2246 | #N/A | #N/A | 88 | 79.4 | 0.92589 | 0.56479 | #N/A | 2.9594 | 0.5318% | 1 | 50% | 0% | 0% | 0% | 8.2745 | 0 | 0 | 0 | 8.2745 | #N/A
2007-06-13 19:00 | 6 | 13 | 19 | 164.7502 | 3931 | 64.4 | 39.92 | 1009 | 64.4 | 0 | 891.3019 | Cooling | 148.5503 | #N/A | #N/A | #N/A | #N/A | 0 | 0 | 0 | 0 | 0 | 891.3019 | #N/A | #N/A | 88 | 79.4 | 0.92589 | 0.56479 | #N/A | 2.7556 | 0.4952% | 1 | 50% | 0% | 0% | 0% | 8.2745 | 0 | 0 | 0 | 8.2745 | #N/A
2007-06-13 20:00 | 6 | 13 | 20 | 164.7919 | 3932 | 64.94 | 40.28 | 1009 | 64.94 | 0 | 719.1784 | Cooling | 119.8631 | #N/A | #N/A | #N/A | #N/A | 0 | 0 | 0 | 0 | 0 | 719.1784 | #N/A | #N/A | 88 | 79.94 | 0.9318 | 0.5684 | #N/A | 2.2234 | 0.3995% | 1 | 50% | 0% | 0% | 0% | 8.2745 | 0 | 0 | 0 | 8.2745 | #N/A
2007-06-13 21:00 | 6 | 13 | 21 | 164.8336 | 3933 | 64.04 | 41.18 | 1009 | 64.04 | 0 | 457.5327 | Cooling | 76.2555 | #N/A | #N/A | #N/A | #N/A | 0 | 0 | 0 | 0 | 0 | 457.5327 | #N/A | #N/A | 88 | 79.04 | 0.92197 | 0.5624 | #N/A | 1.4145 | 0.2542% | 1 | 50% | 0% | 0% | 0% | 8.2745 | 0 | 0 | 0 | 8.2745 | #N/A
2007-06-13 22:00 | 6 | 13 | 22 | 164.8752 | 3934 | 64.04 | 42.08 | 1010 | 64.04 | 0 | 0 | Cooling | 0 | #N/A | #N/A | #N/A | #N/A | 0 | 0 | 0 | 0 | 0 | 0 | #N/A | #N/A | 88 | 79.04 | 0.92197 | 0.5624 | #N/A | 0 | 0% | 1 | 50% | 0% | 0% | 0% | 8.2745 | 0 | 0 | 0 | 8.2745 | #N/A
2007-06-13 23:00 | 6 | 13 | 23 | 164.9169 | 3935 | 64.04 | 41.54 | 1010 | 64.04 | 0 | 0 | Cooling | 0 | #N/A | #N/A | #N/A | #N/A | 0 | 0 | 0 | 0 | 0 | 0 | #N/A | #N/A | 88 | 79.04 | 0.92197 | 0.5624 | #N/A | 0 | 0% | 1 | 50% | 0% | 0% | 0% | 8.2745 | 0 | 0 | 0 | 8.2745 | #N/A
2007-06-14 | 6 | 14 | 0 | 164.9586 | 3936 | 64.04 | 41.36 | 1010 | 64.04 | 0 | 0.0040991 | Cooling | 0.00068318 | #N/A | #N/A | #N/A | #N/A | 0 | 0 | 0 | 0 | 0 | 0.0040991 | #N/A | #N/A | 88 | 79.04 | 0.92197 | 0.5624 | #N/A | 1.2673e-05 | 2.277e-06% | 1 | 50% | 0% | 0% | 0% | 8.2745 | 0 | 0 | 0 | 8.2745 | #N/A
2007-06-14 01:00 | 6 | 14 | 1 | 165.0002 | 3937 | 62.96 | 41 | 1010 | 62.96 | 0 | 0.013503 | Cooling | 0.0022504 | #N/A | #N/A | #N/A | #N/A | 0 | 0 | 0 | 0 | 0 | 0.013503 | #N/A | #N/A | 88 | 77.96 | 0.91029 | 0.55528 | #N/A | 4.1745e-05 | 7.501e-06% | 1 | 50% | 0% | 0% | 0% | 8.2745 | 0 | 0 | 0 | 8.2745 | #N/A
2007-06-14 02:00 | 6 | 14 | 2 | 165.0419 | 3938 | 62.96 | 41 | 1011 | 62.96 | 0 | 0.013223 | Cooling | 0.0022039 | #N/A | #N/A | #N/A | #N/A | 0 | 0 | 0 | 0 | 0 | 0.013223 | #N/A | #N/A | 88 | 77.96 | 0.91029 | 0.55528 | #N/A | 4.0882e-05 | 7.346e-06% | 1 | 50% | 0% | 0% | 0% | 8.2745 | 0 | 0 | 0 | 8.2745 | #N/A
2007-06-14 03:00 | 6 | 14 | 3 | 165.0836 | 3939 | 60.8 | 41.36 | 1011 | 60.8 | 0 | 0.0084675 | Cooling | 0.0014112 | #N/A | #N/A | #N/A | #N/A | 0 | 0 | 0 | 0 | 0 | 0.0084675 | #N/A | #N/A | 88 | 75.8 | 0.8873 | 0.54125 | #N/A | 2.6178e-05 | 4.704e-06% | 1 | 50% | 0% | 0% | 0% | 8.2745 | 0 | 0 | 0 | 8.2745 | #N/A
2007-06-14 04:00 | 6 | 14 | 4 | 165.1252 | 3940 | 60.8 | 42.08 | 1012 | 60.8 | 0 | 0.0042853 | Cooling | 0.00071422 | #N/A | #N/A | #N/A | #N/A | 0 | 0 | 0 | 0 | 0 | 0.0042853 | #N/A | #N/A | 88 | 75.8 | 0.8873 | 0.54125 | #N/A | 1.3249e-05 | 2.381e-06% | 1 | 50% | 0% | 0% | 0% | 8.2745 | 0 | 0 | 0 | 8.2745 | #N/A
2007-06-14 05:00 | 6 | 14 | 5 | 165.1669 | 3941 | 60.08 | 44.42 | 1012 | 60.08 | 0 | 0 | Cooling | 0 | #N/A | #N/A | #N/A | #N/A | 0 | 0 | 0 | 0 | 0 | 0 | #N/A | #N/A | 88 | 75.08 | 0.87975 | 0.53664 | #N/A | 0 | 0% | 1 | 50% | 0% | 0% | 0% | 8.2745 | 0 | 0 | 0 | 8.2745 | #N/A
2007-06-14 06:00 | 6 | 14 | 6 | 165.2086 | 3942 | 60.8 | 48.02 | 1013 | 60.8 | 0 | 0 | Cooling | 0 | #N/A | #N/A | #N/A | #N/A | 0 | 0 | 0 | 0 | 0 | 0 | #N/A | #N/A | 88 | 75.8 | 0.8873 | 0.54125 | #N/A | 0 | 0% | 1 | 50% | 0% | 0% | 0% | 8.2745 | 0 | 0 | 0 | 8.2745 | #N/A
2007-06-14 07:00 | 6 | 14 | 7 | 165.2502 | 3943 | 60.8 | 51.98 | 1013 | 60.8 | 0 | 215.1952 | Cooling | 35.8659 | #N/A | #N/A | #N/A | #N/A | 0 | 0 | 0 | 0 | 0 | 215.1952 | #N/A | #N/A | 88 | 75.8 | 0.8873 | 0.54125 | #N/A | 0.6653 | 0.1196% | 1 | 50% | 0% | 0% | 0% | 8.2745 | 0 | 0 | 0 | 8.2745 | #N/A
2007-06-14 08:00 | 6 | 14 | 8 | 165.2919 | 3944 | 62.06 | 50.36 | 1013 | 62.06 | 0 | 649.5798 | Cooling | 108.2633 | #N/A | #N/A | #N/A | #N/A | 0 | 0 | 0 | 0 | 0 | 649.5798 | #N/A | #N/A | 88 | 77.06 | 0.90065 | 0.5494 | #N/A | 2.0083 | 0.3609% | 1 | 50% | 0% | 0% | 0% | 8.2745 | 0 | 0 | 0 | 8.2745 | #N/A
2007-06-14 09:00 | 6 | 14 | 9 | 165.3336 | 3945 | 69.08 | 49.1 | 1013 | 69.08 | 0 | 759.4912 | Cooling | 126.5819 | #N/A | #N/A | #N/A | #N/A | 0 | 0 | 0 | 0 | 0 | 759.4912 | #N/A | #N/A | 88 | 84.08 | 0.9781 | 0.59664 | #N/A | 2.3481 | 0.4219% | 1 | 50% | 0% | 0% | 0% | 8.2745 | 0 | 0 | 0 | 8.2745 | #N/A
2007-06-14 10:00 | 6 | 14 | 10 | 165.3752 | 3946 | 69.08 | 48.02 | 1014 | 69.08 | 0 | 916.7474 | Cooling | 152.7912 | #N/A | #N/A | #N/A | #N/A | 0 | 0 | 0 | 0 | 0 | 916.7474 | #N/A | #N/A | 88 | 84.08 | 0.9781 | 0.59664 | #N/A | 2.8342 | 0.5093% | 1 | 50% | 0% | 0% | 0% | 8.2745 | 0 | 0 | 0 | 8.2745 | #N/A
2007-06-14 11:00 | 6 | 14 | 11 | 165.4169 | 3947 | 69.08 | 47.3 | 1013 | 69.08 | 0 | 1074.6187 | Cooling | 179.1031 | #N/A | #N/A | #N/A | #N/A | 0 | 0 | 0 | 0 | 0 | 1074.6187 | #N/A | #N/A | 88 | 84.08 | 0.9781 | 0.59664 | #N/A | 3.3223 | 0.597% | 1 | 50% | 0% | 0% | 0% | 8.2745 | 0 | 0 | 0 | 8.2745 | #N/A
2007-06-14 12:00 | 6 | 14 | 12 | 165.4586 | 3948 | 69.98 | 46.76 | 1012 | 69.98 | 0 | 1182.1904 | Cooling | 197.0317 | #N/A | #N/A | #N/A | #N/A | 0 | 0 | 0 | 0 | 0 | 1182.1904 | #N/A | #N/A | 88 | 84.98 | 0.98841 | 0.60293 | #N/A | 3.6549 | 0.6568% | 1 | 50% | 0% | 0% | 0% | 8.2745 | 0 | 0 | 0 | 8.2745 | #N/A
2007-06-14 13:00 | 6 | 14 | 13 | 165.5002 | 3949 | 69.8 | 46.94 | 1012 | 69.8 | 0 | 1377.5404 | Cooling | 229.5901 | #N/A | #N/A | #N/A | #N/A | 0 | 0 | 0 | 0 | 0 | 1377.5404 | #N/A | #N/A | 88 | 84.8 | 0.98634 | 0.60167 | #N/A | 4.2588 | 0.7653% | 1 | 50% | 0% | 0% | 0% | 8.2745 | 0 | 0 | 0 | 8.2745 | #N/A
2007-06-14 14:00 | 6 | 14 | 14 | 165.5419 | 3950 | 69.08 | 45.5 | 1011 | 69.08 | 0 | 1682.6546 | Cooling | 280.4424 | #N/A | #N/A | #N/A | #N/A | 0 | 0 | 0 | 0 | 0 | 1682.6546 | #N/A | #N/A | 88 | 84.08 | 0.9781 | 0.59664 | #N/A | 5.2021 | 0.9348% | 1 | 50% | 0% | 0% | 0% | 8.2745 | 0 | 0 | 0 | 8.2745 | #N/A
2007-06-14 15:00 | 6 | 14 | 15 | 165.5836 | 3951 | 71.96 | 44.96 | 1010 | 71.96 | 0 | 1878.5967 | Cooling | 313.0994 | #N/A | #N/A | #N/A | #N/A | 0 | 0 | 0 | 0 | 0 | 1878.5967 | #N/A | #N/A | 88 | 86.96 | 1.0114 | 0.61695 | #N/A | 5.8079 | 1.044% | 1 | 50% | 0% | 0% | 0% | 8.2745 | 0 | 0 | 0 | 8.2745 | #N/A
2007-06-14 16:00 | 6 | 14 | 16 | 165.6252 | 3952 | 75.02 | 44.96 | 1010 | 75.02 | 0 | 2012.1611 | Cooling | 335.3602 | #N/A | #N/A | #N/A | #N/A | 0 | 0 | 0 | 0 | 0 | 2012.1611 | #N/A | #N/A | 88 | 90.02 | 1.0477 | 0.6391 | #N/A | 6.2208 | 1.118% | 1 | 50% | 0% | 0% | 0% | 8.2745 | 0 | 0 | 0 | 8.2745 | #N/A
2007-06-14 17:00 | 6 | 14 | 17 | 165.6669 | 3953 | 75.02 | 44.24 | 1009 | 75.02 | 0 | 1998.8322 | Cooling | 333.1387 | #N/A | #N/A | #N/A | #N/A | 0 | 0 | 0 | 0 | 0 | 1998.8322 | #N/A | #N/A | 88 | 90.02 | 1.0477 | 0.6391 | #N/A | 6.1796 | 1.11% | 1 | 50% | 0% | 0% | 0% | 8.2745 | 0 | 0 | 0 | 8.2745 | #N/A
2007-06-14 18:00 | 6 | 14 | 18 | 165.7086 | 3954 | 75.02 | 44.24 | 1009 | 75.02 | 0 | 1901.2671 | Cooling | 316.8778 | #N/A | #N/A | #N/A | #N/A | 0 | 0 | 0 | 0 | 0 | 1901.2671 | #N/A | #N/A | 88 | 90.02 | 1.0477 | 0.6391 | #N/A | 5.878 | 1.056% | 1 | 50% | 0% | 0% | 0% | 8.2745 | 0 | 0 | 0 | 8.2745 | #N/A
2007-06-14 19:00 | 6 | 14 | 19 | 165.7502 | 3955 | 68 | 44.96 | 1008 | 68 | 0 | 1817.9616 | Cooling | 302.9936 | #N/A | #N/A | #N/A | #N/A | 0 | 0 | 0 | 0 | 0 | 1817.9616 | #N/A | #N/A | 88 | 83 | 0.96585 | 0.58917 | #N/A | 5.6205 | 1.01% | 1 | 50% | 0% | 0% | 0% | 8.2745 | 0 | 0 | 0 | 8.2745 | #N/A
2007-06-14 20:00 | 6 | 14 | 20 | 165.7919 | 3956 | 66.02 | 45.68 | 1008 | 66.02 | 0 | 1392.831 | Cooling | 232.1385 | #N/A | #N/A | #N/A | #N/A | 0 | 0 | 0 | 0 | 0 | 1392.831 | #N/A | #N/A | 88 | 81.02 | 0.9437 | 0.57566 | #N/A | 4.3061 | 0.7738% | 1 | 50% | 0% | 0% | 0% | 8.2745 | 0 | 0 | 0 | 8.2745 | #N/A
2007-06-14 21:00 | 6 | 14 | 21 | 165.8336 | 3957 | 62.6 | 46.76 | 1008 | 62.6 | 0 | 1148.2435 | Cooling | 191.3739 | #N/A | #N/A | #N/A | #N/A | 0 | 0 | 0 | 0 | 0 | 1148.2435 | #N/A | #N/A | 88 | 77.6 | 0.90642 | 0.55292 | #N/A | 3.5499 | 0.6379% | 1 | 50% | 0% | 0% | 0% | 8.2745 | 0 | 0 | 0 | 8.2745 | #N/A
2007-06-14 22:00 | 6 | 14 | 22 | 165.8752 | 3958 | 60.8 | 48.02 | 1008 | 60.8 | 0 | 1.9047 | Cooling | 0.31744 | #N/A | #N/A | #N/A | #N/A | 0 | 0 | 0 | 0 | 0 | 1.9047 | #N/A | #N/A | 88 | 75.8 | 0.8873 | 0.54125 | #N/A | 0.0058885 | 0.001058% | 1 | 50% | 0% | 0% | 0% | 8.2745 | 0 | 0 | 0 | 8.2745 | #N/A
2007-06-14 23:00 | 6 | 14 | 23 | 165.9169 | 3959 | 60.08 | 48.2 | 1008 | 60.08 | 0 | 0 | Cooling | 0 | #N/A | #N/A | #N/A | #N/A | 0 | 0 | 0 | 0 | 0 | 0 | #N/A | #N/A | 88 | 75.08 | 0.87975 | 0.53664 | #N/A | 0 | 0% | 1 | 50% | 0% | 0% | 0% | 8.2745 | 0 | 0 | 0 | 8.2745 | #N/A
2007-06-15 | 6 | 15 | 0 | 165.9586 | 3960 | 57.02 | 48.56 | 1008 | 57.02 | 0 | 0 | Cooling | 0 | #N/A | #N/A | #N/A | #N/A | 0 | 0 | 0 | 0 | 0 | 0 | #N/A | #N/A | 88 | 72.02 | 0.84825 | 0.51743 | #N/A | 0 | 0% | 1 | 50% | 0% | 0% | 0% | 8.2745 | 0 | 0 | 0 | 8.2745 | #N/A
2007-06-15 01:00 | 6 | 15 | 1 | 166.0002 | 3961 | 53.96 | 48.92 | 1008 | 53.96 | 0 | 0 | Cooling | 0 | #N/A | #N/A | #N/A | #N/A | 0 | 0 | 0 | 0 | 0 | 0 | #N/A | #N/A | 88 | 68.96 | 0.81775 | 0.49883 | #N/A | 0 | 0% | 1 | 50% | 0% | 0% | 0% | 8.2745 | 0 | 0 | 0 | 8.2745 | #N/A
2007-06-15 02:00 | 6 | 15 | 2 | 166.0419 | 3962 | 53.96 | 50 | 1008 | 53.96 | 0 | 4.1826 | Cooling | 0.6971 | #N/A | #N/A | #N/A | #N/A | 0 | 0 | 0 | 0 | 0 | 4.1826 | #N/A | #N/A | 88 | 68.96 | 0.81775 | 0.49883 | #N/A | 0.012931 | 0.002324% | 1 | 50% | 0% | 0% | 0% | 8.2745 | 0 | 0 | 0 | 8.2745 | #N/A
2007-06-15 03:00 | 6 | 15 | 3 | 166.0836 | 3963 | 51.08 | 51.44 | 1007 | 51.08 | 0 | 34.2101 | Cooling | 5.7017 | #N/A | #N/A | #N/A | #N/A | 0 | 0 | 0 | 0 | 0 | 34.2101 | #N/A | #N/A | 88 | 66.08 | 0.78994 | 0.48186 | #N/A | 0.10576 | 0.01901% | 1 | 50% | 0% | 0% | 0% | 8.2745 | 0 | 0 | 0 | 8.2745 | #N/A
2007-06-15 04:00 | 6 | 15 | 4 | 166.1252 | 3964 | 50 | 53.06 | 1007 | 50 | 0 | 62.6732 | Cooling | 10.4455 | #N/A | #N/A | #N/A | #N/A | 0 | 0 | 0 | 0 | 0 | 62.6732 | #N/A | #N/A | 88 | 65 | 0.77974 | 0.47564 | #N/A | 0.19376 | 0.03482% | 1 | 50% | 0% | 0% | 0% | 8.2745 | 0 | 0 | 0 | 8.2745 | #N/A
2007-06-15 05:00 | 6 | 15 | 5 | 166.1669 | 3965 | 50 | 53.42 | 1007 | 50 | 0 | 122.07 | Cooling | 20.345 | #N/A | #N/A | #N/A | #N/A | 0 | 0 | 0 | 0 | 0 | 122.07 | #N/A | #N/A | 88 | 65 | 0.77974 | 0.47564 | #N/A | 0.37739 | 0.06782% | 1 | 50% | 0% | 0% | 0% | 8.2745 | 0 | 0 | 0 | 8.2745 | #N/A
2007-06-15 06:00 | 6 | 15 | 6 | 166.2086 | 3966 | 55.04 | 55.04 | 1007 | 55.04 | 0 | 1856.6409 | Cooling | 309.4401 | #N/A | #N/A | #N/A | #N/A | 0 | 0 | 0 | 0 | 0 | 1856.6409 | #N/A | #N/A | 88 | 70.04 | 0.8284 | 0.50532 | #N/A | 5.74 | 1.031% | 1 | 50% | 0% | 0% | 0% | 8.2745 | 0 | 0 | 0 | 8.2745 | #N/A
2007-06-15 07:00 | 6 | 15 | 7 | 166.2502 | 3967 | 59 | 57.02 | 1007 | 59 | 0 | 2080.9798 | Cooling | 346.83 | #N/A | #N/A | #N/A | #N/A | 0 | 0 | 0 | 0 | 0 | 2080.9798 | #N/A | #N/A | 88 | 74 | 0.86852 | 0.5298 | #N/A | 6.4336 | 1.156% | 1 | 50% | 0% | 0% | 0% | 8.2745 | 0 | 0 | 0 | 8.2745 | #N/A
2007-06-15 08:00 | 6 | 15 | 8 | 166.2919 | 3968 | 59 | 58.64 | 1007 | 59 | 0 | 2636.8888 | Cooling | 439.4815 | #N/A | #N/A | #N/A | #N/A | 0 | 0 | 0 | 0 | 0 | 2636.8888 | #N/A | #N/A | 88 | 74 | 0.86852 | 0.5298 | #N/A | 8.1523 | 1.465% | 1 | 50% | 0% | 0% | 0% | 8.2745 | 0 | 0 | 0 | 8.2745 | #N/A
2007-06-15 09:00 | 6 | 15 | 9 | 166.3336 | 3969 | 64.94 | 60.62 | 1007 | 64.94 | 0 | 2283.9124 | Cooling | 380.6521 | #N/A | #N/A | #N/A | #N/A | 0 | 0 | 0 | 0 | 0 | 2283.9124 | #N/A | #N/A | 88 | 79.94 | 0.9318 | 0.5684 | #N/A | 7.061 | 1.269% | 1 | 50% | 0% | 0% | 0% | 8.2745 | 0 | 0 | 0 | 8.2745 | #N/A
2007-06-15 10:00 | 6 | 15 | 10 | 166.3752 | 3970 | 69.08 | 62.96 | 1007 | 69.08 | 0 | 2319.796 | Cooling | 386.6327 | #N/A | #N/A | #N/A | #N/A | 0 | 0 | 0 | 0 | 0 | 2319.796 | #N/A | #N/A | 88 | 84.08 | 0.9781 | 0.59664 | #N/A | 7.1719 | 1.289% | 1 | 50% | 0% | 0% | 0% | 8.2745 | 0 | 0 | 0 | 8.2745 | #N/A
2007-06-15 11:00 | 6 | 15 | 11 | 166.4169 | 3971 | 69.08 | 62.96 | 1007 | 69.08 | 0 | 2380.6169 | Cooling | 396.7695 | #N/A | #N/A | #N/A | #N/A | 0 | 0 | 0 | 0 | 0 | 2380.6169 | #N/A | #N/A | 88 | 84.08 | 0.9781 | 0.59664 | #N/A | 7.36 | 1.323% | 1 | 50% | 0% | 0% | 0% | 8.2745 | 0 | 0 | 0 | 8.2745 | #N/A
2007-06-15 12:00 | 6 | 15 | 12 | 166.4586 | 3972 | 71.96 | 63.14 | 1007 | 71.96 | 0 | 2403.2924 | Cooling | 400.5487 | #N/A | #N/A | #N/A | #N/A | 0 | 0 | 0 | 0 | 0 | 2403.2924 | #N/A | #N/A | 88 | 86.96 | 1.0114 | 0.61695 | #N/A | 7.4301 | 1.335% | 1 | 50% | 0% | 0% | 0% | 8.2745 | 0 | 0 | 0 | 8.2745 | #N/A
2007-06-15 13:00 | 6 | 15 | 13 | 166.5002 | 3973 | 73.94 | 64.04 | 1006 | 73.94 | 0 | 2429.8544 | Cooling | 404.9757 | #N/A | #N/A | #N/A | #N/A | 0 | 0 | 0 | 0 | 0 | 2429.8544 | #N/A | #N/A | 88 | 88.94 | 1.0348 | 0.63121 | #N/A | 7.5122 | 1.35% | 1 | 50% | 0% | 0% | 0% | 8.2745 | 0 | 0 | 0 | 8.2745 | #N/A
2007-06-15 14:00 | 6 | 15 | 14 | 166.5419 | 3974 | 73.94 | 62.6 | 1006 | 73.94 | 0 | 2269.8268 | Cooling | 378.3045 | #N/A | #N/A | #N/A | #N/A | 0 | 0 | 0 | 0 | 0 | 2269.8268 | #N/A | #N/A | 88 | 88.94 | 1.0348 | 0.63121 | #N/A | 7.0175 | 1.261% | 1 | 50% | 0% | 0% | 0% | 8.2745 | 0 | 0 | 0 | 8.2745 | #N/A
2007-06-15 15:00 | 6 | 15 | 15 | 166.5836 | 3975 | 75.92 | 62.06 | 1005 | 75.92 | 0 | 2195.9697 | Cooling | 365.995 | #N/A | #N/A | #N/A | #N/A | 0 | 0 | 0 | 0 | 0 | 2195.9697 | #N/A | #N/A | 88 | 90.92 | 1.0586 | 0.64573 | #N/A | 6.7891 | 1.22% | 1 | 50% | 0% | 0% | 0% | 8.2745 | 0 | 0 | 0 | 8.2745 | #N/A
2007-06-15 16:00 | 6 | 15 | 16 | 166.6252 | 3976 | 75.92 | 62.06 | 1004 | 75.92 | 0 | 2327.3483 | Cooling | 387.8914 | #N/A | #N/A | #N/A | #N/A | 0 | 0 | 0 | 0 | 0 | 2327.3483 | #N/A | #N/A | 88 | 90.92 | 1.0586 | 0.64573 | #N/A | 7.1953 | 1.293% | 1 | 50% | 0% | 0% | 0% | 8.2745 | 0 | 0 | 0 | 8.2745 | #N/A
2007-06-15 17:00 | 6 | 15 | 17 | 166.6669 | 3977 | 75.92 | 61.34 | 1004 | 75.92 | 0 | 2285.3593 | Cooling | 380.8932 | #N/A | #N/A | #N/A | #N/A | 0 | 0 | 0 | 0 | 0 | 2285.3593 | #N/A | #N/A | 88 | 90.92 | 1.0586 | 0.64573 | #N/A | 7.0655 | 1.27% | 1 | 50% | 0% | 0% | 0% | 8.2745 | 0 | 0 | 0 | 8.2745 | #N/A
2007-06-15 18:00 | 6 | 15 | 18 | 166.7086 | 3978 | 73.94 | 61.34 | 1003 | 73.94 | 0 | 706.9395 | Cooling | 117.8233 | #N/A | #N/A | #N/A | #N/A | 0 | 0 | 0 | 0 | 0 | 706.9395 | #N/A | #N/A | 88 | 88.94 | 1.0348 | 0.63121 | #N/A | 2.1856 | 0.3927% | 1 | 50% | 0% | 0% | 0% | 8.2745 | 0 | 0 | 0 | 8.2745 | #N/A
2007-06-15 19:00 | 6 | 15 | 19 | 166.7502 | 3979 | 71.96 | 62.06 | 1003 | 71.96 | 0 | 890.1552 | Cooling | 148.3592 | #N/A | #N/A | #N/A | #N/A | 0 | 0 | 0 | 0 | 0 | 890.1552 | #N/A | #N/A | 88 | 86.96 | 1.0114 | 0.61695 | #N/A | 2.752 | 0.4945% | 1 | 50% | 0% | 0% | 0% | 8.2745 | 0 | 0 | 0 | 8.2745 | #N/A
2007-06-15 20:00 | 6 | 15 | 20 | 166.7919 | 3980 | 71.96 | 61.34 | 1003 | 71.96 | 0 | 1350.1561 | Cooling | 225.026 | #N/A | #N/A | #N/A | #N/A | 0 | 0 | 0 | 0 | 0 | 1350.1561 | #N/A | #N/A | 88 | 86.96 | 1.0114 | 0.61695 | #N/A | 4.1742 | 0.7501% | 1 | 50% | 0% | 0% | 0% | 8.2745 | 0 | 0 | 0 | 8.2745 | #N/A
2007-06-15 21:00 | 6 | 15 | 21 | 166.8336 | 3981 | 64.04 | 61.16 | 1004 | 64.04 | 0 | 1064.1895 | Cooling | 177.3649 | #N/A | #N/A | #N/A | #N/A | 0 | 0 | 0 | 0 | 0 | 1064.1895 | #N/A | #N/A | 88 | 79.04 | 0.92197 | 0.5624 | #N/A | 3.2901 | 0.5912% | 1 | 50% | 0% | 0% | 0% | 8.2745 | 0 | 0 | 0 | 8.2745 | #N/A
2007-06-15 22:00 | 6 | 15 | 22 | 166.8752 | 3982 | 60.98 | 60.98 | 1004 | 60.98 | 0 | 545.0344 | Cooling | 90.8391 | #N/A | #N/A | #N/A | #N/A | 0 | 0 | 0 | 0 | 0 | 545.0344 | #N/A | #N/A | 88 | 75.98 | 0.8892 | 0.54241 | #N/A | 1.685 | 0.3028% | 1 | 50% | 0% | 0% | 0% | 8.2745 | 0 | 0 | 0 | 8.2745 | #N/A
2007-06-15 23:00 | 6 | 15 | 23 | 166.9169 | 3983 | 60.98 | 61.52 | 1004 | 60.98 | 0 | 341.1698 | Cooling | 56.8616 | #N/A | #N/A | #N/A | #N/A | 0 | 0 | 0 | 0 | 0 | 341.1698 | #N/A | #N/A | 88 | 75.98 | 0.8892 | 0.54241 | #N/A | 1.0548 | 0.1895% | 1 | 50% | 0% | 0% | 0% | 8.2745 | 0 | 0 | 0 | 8.2745 | #N/A
2007-06-16 | 6 | 16 | 0 | 166.9586 | 3984 | 57.92 | 62.24 | 1004 | 57.92 | 0 | 348.5246 | Cooling | 58.0874 | #N/A | #N/A | #N/A | #N/A | 0 | 0 | 0 | 0 | 0 | 348.5246 | #N/A | #N/A | 88 | 72.92 | 0.85741 | 0.52302 | #N/A | 1.0775 | 0.1936% | 1 | 50% | 0% | 0% | 0% | 8.2745 | 0 | 0 | 0 | 8.2745 | #N/A
2007-06-16 01:00 | 6 | 16 | 1 | 167.0002 | 3985 | 57.02 | 62.96 | 1003 | 57.02 | 0 | 361.058 | Cooling | 60.1763 | #N/A | #N/A | #N/A | #N/A | 0 | 0 | 0 | 0 | 0 | 361.058 | #N/A | #N/A | 88 | 72.02 | 0.84825 | 0.51743 | #N/A | 1.1163 | 0.2006% | 1 | 50% | 0% | 0% | 0% | 8.2745 | 0 | 0 | 0 | 8.2745 | #N/A
2007-06-16 02:00 | 6 | 16 | 2 | 167.0419 | 3986 | 57.02 | 61.88 | 1003 | 57.02 | 0 | 355.1021 | Cooling | 59.1837 | #N/A | #N/A | #N/A | #N/A | 0 | 0 | 0 | 0 | 0 | 355.1021 | #N/A | #N/A | 88 | 72.02 | 0.84825 | 0.51743 | #N/A | 1.0978 | 0.1973% | 1 | 50% | 0% | 0% | 0% | 8.2745 | 0 | 0 | 0 | 8.2745 | #N/A
2007-06-16 03:00 | 6 | 16 | 3 | 167.0836 | 3987 | 55.04 | 61.34 | 1003 | 55.04 | 0 | 342.4747 | Cooling | 57.0791 | #N/A | #N/A | #N/A | #N/A | 0 | 0 | 0 | 0 | 0 | 342.4747 | #N/A | #N/A | 88 | 70.04 | 0.8284 | 0.50532 | #N/A | 1.0588 | 0.1903% | 1 | 50% | 0% | 0% | 0% | 8.2745 | 0 | 0 | 0 | 8.2745 | #N/A
2007-06-16 04:00 | 6 | 16 | 4 | 167.1252 | 3988 | 53.06 | 60.98 | 1003 | 53.06 | 0 | 330.7984 | Cooling | 55.1331 | #N/A | #N/A | #N/A | #N/A | 0 | 0 | 0 | 0 | 0 | 330.7984 | #N/A | #N/A | 88 | 68.06 | 0.80896 | 0.49347 | #N/A | 1.0227 | 0.1838% | 1 | 50% | 0% | 0% | 0% | 8.2745 | 0 | 0 | 0 | 8.2745 | #N/A
2007-06-16 05:00 | 6 | 16 | 5 | 167.1669 | 3989 | 53.06 | 60.26 | 1003 | 53.06 | 0 | 466.4563 | Cooling | 77.7427 | #N/A | #N/A | #N/A | #N/A | 0 | 0 | 0 | 0 | 0 | 466.4563 | #N/A | #N/A | 88 | 68.06 | 0.80896 | 0.49347 | #N/A | 1.4421 | 0.2591% | 1 | 50% | 0% | 0% | 0% | 8.2745 | 0 | 0 | 0 | 8.2745 | #N/A
2007-06-16 06:00 | 6 | 16 | 6 | 167.2086 | 3990 | 57.02 | 61.16 | 1003 | 57.02 | 0 | 1024.578 | Cooling | 170.763 | #N/A | #N/A | #N/A | #N/A | 0 | 0 | 0 | 0 | 0 | 1024.578 | #N/A | #N/A | 88 | 72.02 | 0.84825 | 0.51743 | #N/A | 3.1676 | 0.5692% | 1 | 50% | 0% | 0% | 0% | 8.2745 | 0 | 0 | 0 | 8.2745 | #N/A
2007-06-16 07:00 | 6 | 16 | 7 | 167.2502 | 3991 | 59 | 62.06 | 1003 | 59 | 0 | 1344.3169 | Cooling | 224.0528 | #N/A | #N/A | #N/A | #N/A | 0 | 0 | 0 | 0 | 0 | 1344.3169 | #N/A | #N/A | 88 | 74 | 0.86852 | 0.5298 | #N/A | 4.1561 | 0.7468% | 1 | 50% | 0% | 0% | 0% | 8.2745 | 0 | 0 | 0 | 8.2745 | #N/A
2007-06-16 08:00 | 6 | 16 | 8 | 167.2919 | 3992 | 59 | 62.42 | 1003 | 59 | 0 | 1563.3667 | Cooling | 260.5611 | #N/A | #N/A | #N/A | #N/A | 0 | 0 | 0 | 0 | 0 | 1563.3667 | #N/A | #N/A | 88 | 74 | 0.86852 | 0.5298 | #N/A | 4.8333 | 0.8685% | 1 | 50% | 0% | 0% | 0% | 8.2745 | 0 | 0 | 0 | 8.2745 | #N/A
2007-06-16 09:00 | 6 | 16 | 9 | 167.3336 | 3993 | 66.02 | 63.14 | 1003 | 66.02 | 0 | 2062.3581 | Cooling | 343.7264 | #N/A | #N/A | #N/A | #N/A | 0 | 0 | 0 | 0 | 0 | 2062.3581 | #N/A | #N/A | 88 | 81.02 | 0.9437 | 0.57566 | #N/A | 6.376 | 1.146% | 1 | 50% | 0% | 0% | 0% | 8.2745 | 0 | 0 | 0 | 8.2745 | #N/A
2007-06-16 10:00 | 6 | 16 | 10 | 167.3752 | 3994 | 68 | 64.04 | 1003 | 68 | 0 | 742.7131 | Cooling | 123.7855 | #N/A | #N/A | #N/A | #N/A | 0 | 0 | 0 | 0 | 0 | 742.7131 | #N/A | #N/A | 88 | 83 | 0.96585 | 0.58917 | #N/A | 2.2962 | 0.4126% | 1 | 50% | 0% | 0% | 0% | 8.2745 | 0 | 0 | 0 | 8.2745 | #N/A
2007-06-16 11:00 | 6 | 16 | 11 | 167.4169 | 3995 | 68 | 63.68 | 1003 | 68 | 0 | 813.6115 | Cooling | 135.6019 | #N/A | #N/A | #N/A | #N/A | 0 | 0 | 0 | 0 | 0 | 813.6115 | #N/A | #N/A | 88 | 83 | 0.96585 | 0.58917 | #N/A | 2.5154 | 0.452% | 1 | 50% | 0% | 0% | 0% | 8.2745 | 0 | 0 | 0 | 8.2745 | #N/A
2007-06-16 12:00 | 6 | 16 | 12 | 167.4586 | 3996 | 64.94 | 63.5 | 1002 | 64.94 | 0 | 890.3772 | Cooling | 148.3962 | #N/A | #N/A | #N/A | #N/A | 0 | 0 | 0 | 0 | 0 | 890.3772 | #N/A | #N/A | 88 | 79.94 | 0.9318 | 0.5684 | #N/A | 2.7527 | 0.4947% | 1 | 50% | 0% | 0% | 0% | 8.2745 | 0 | 0 | 0 | 8.2745 | #N/A
2007-06-16 13:00 | 6 | 16 | 13 | 167.5002 | 3997 | 62.96 | 64.04 | 1002 | 62.96 | 0 | 956.8854 | Cooling | 159.4809 | #N/A | #N/A | #N/A | #N/A | 0 | 0 | 0 | 0 | 0 | 956.8854 | #N/A | #N/A | 88 | 77.96 | 0.91029 | 0.55528 | #N/A | 2.9583 | 0.5316% | 1 | 50% | 0% | 0% | 0% | 8.2745 | 0 | 0 | 0 | 8.2745 | #N/A
2007-06-16 14:00 | 6 | 16 | 14 | 167.5419 | 3998 | 62.96 | 62.96 | 1001 | 62.96 | 0 | 1008.4327 | Cooling | 168.0721 | #N/A | #N/A | #N/A | #N/A | 0 | 0 | 0 | 0 | 0 | 1008.4327 | #N/A | #N/A | 88 | 77.96 | 0.91029 | 0.55528 | #N/A | 3.1177 | 0.5602% | 1 | 50% | 0% | 0% | 0% | 8.2745 | 0 | 0 | 0 | 8.2745 | #N/A
2007-06-16 15:00 | 6 | 16 | 15 | 167.5836 | 3999 | 66.92 | 62.6 | 1001 | 66.92 | 0 | 1024.3538 | Cooling | 170.7256 | #N/A | #N/A | #N/A | #N/A | 0 | 0 | 0 | 0 | 0 | 1024.3538 | #N/A | #N/A | 88 | 81.92 | 0.95372 | 0.58177 | #N/A | 3.1669 | 0.5691% | 1 | 50% | 0% | 0% | 0% | 8.2745 | 0 | 0 | 0 | 8.2745 | #N/A
2007-06-16 16:00 | 6 | 16 | 16 | 167.6252 | 4000 | 68 | 62.96 | 1000 | 68 | 0 | 1208.0651 | Cooling | 201.3442 | #N/A | #N/A | #N/A | #N/A | 0 | 0 | 0 | 0 | 0 | 1208.0651 | #N/A | #N/A | 88 | 83 | 0.96585 | 0.58917 | #N/A | 3.7349 | 0.6711% | 1 | 50% | 0% | 0% | 0% | 8.2745 | 0 | 0 | 0 | 8.2745 | #N/A
2007-06-16 17:00 | 6 | 16 | 17 | 167.6669 | 4001 | 68 | 62.06 | 1000 | 68 | 0 | 1284.6132 | Cooling | 214.1022 | #N/A | #N/A | #N/A | #N/A | 0 | 0 | 0 | 0 | 0 | 1284.6132 | #N/A | #N/A | 88 | 83 | 0.96585 | 0.58917 | #N/A | 3.9715 | 0.7137% | 1 | 50% | 0% | 0% | 0% | 8.2745 | 0 | 0 | 0 | 8.2745 | #N/A
2007-06-16 18:00 | 6 | 16 | 18 | 167.7086 | 4002 | 69.08 | 61.52 | 1000 | 69.08 | 0 | 1265.6515 | Cooling | 210.9419 | #N/A | #N/A | #N/A | #N/A | 0 | 0 | 0 | 0 | 0 | 1265.6515 | #N/A | #N/A | 88 | 84.08 | 0.9781 | 0.59664 | #N/A | 3.9129 | 0.7031% | 1 | 50% | 0% | 0% | 0% | 8.2745 | 0 | 0 | 0 | 8.2745 | #N/A
2007-06-16 19:00 | 6 | 16 | 19 | 167.7502 | 4003 | 68 | 62.06 | 999 | 68 | 0 | 1129.2641 | Cooling | 188.2107 | #N/A | #N/A | #N/A | #N/A | 0 | 0 | 0 | 0 | 0 | 1129.2641 | #N/A | #N/A | 88 | 83 | 0.96585 | 0.58917 | #N/A | 3.4913 | 0.6274% | 1 | 50% | 0% | 0% | 0% | 8.2745 | 0 | 0 | 0 | 8.2745 | #N/A
2007-06-16 20:00 | 6 | 16 | 20 | 167.7919 | 4004 | 68 | 62.06 | 999 | 68 | 0 | 1720.1185 | Cooling | 286.6864 | #N/A | #N/A | #N/A | #N/A | 0 | 0 | 0 | 0 | 0 | 1720.1185 | #N/A | #N/A | 88 | 83 | 0.96585 | 0.58917 | #N/A | 5.318 | 0.9556% | 1 | 50% | 0% | 0% | 0% | 8.2745 | 0 | 0 | 0 | 8.2745 | #N/A
2007-06-16 21:00 | 6 | 16 | 21 | 167.8336 | 4005 | 64.94 | 62.42 | 999 | 64.94 | 0 | 1443.424 | Cooling | 240.5707 | #N/A | #N/A | #N/A | #N/A | 0 | 0 | 0 | 0 | 0 | 1443.424 | #N/A | #N/A | 88 | 79.94 | 0.9318 | 0.5684 | #N/A | 4.4625 | 0.8019% | 1 | 50% | 0% | 0% | 0% | 8.2745 | 0 | 0 | 0 | 8.2745 | #N/A
2007-06-16 22:00 | 6 | 16 | 22 | 167.8752 | 4006 | 64.04 | 62.96 | 999 | 64.04 | 0 | 864.8424 | Cooling | 144.1404 | #N/A | #N/A | #N/A | #N/A | 0 | 0 | 0 | 0 | 0 | 864.8424 | #N/A | #N/A | 88 | 79.04 | 0.92197 | 0.5624 | #N/A | 2.6738 | 0.4805% | 1 | 50% | 0% | 0% | 0% | 8.2745 | 0 | 0 | 0 | 8.2745 | #N/A
2007-06-16 23:00 | 6 | 16 | 23 | 167.9169 | 4007 | 64.04 | 62.24 | 999 | 64.04 | 0 | 508.0653 | Cooling | 84.6776 | #N/A | #N/A | #N/A | #N/A | 0 | 0 | 0 | 0 | 0 | 508.0653 | #N/A | #N/A | 88 | 79.04 | 0.92197 | 0.5624 | #N/A | 1.5707 | 0.2823% | 1 | 50% | 0% | 0% | 0% | 8.2745 | 0 | 0 | 0 | 8.2745 | #N/A
2007-06-17 | 6 | 17 | 0 | 167.9586 | 4008 | 64.04 | 61.7 | 999 | 64.04 | 0 | 497.185 | Cooling | 82.8642 | #N/A | #N/A | #N/A | #N/A | 0 | 0 | 0 | 0 | 0 | 497.185 | #N/A | #N/A | 88 | 79.04 | 0.92197 | 0.5624 | #N/A | 1.5371 | 0.2762% | 1 | 50% | 0% | 0% | 0% | 8.2745 | 0 | 0 | 0 | 8.2745 | #N/A
2007-06-17 01:00 | 6 | 17 | 1 | 168.0002 | 4009 | 64.04 | 60.98 | 999 | 64.04 | 0 | 446.2616 | Cooling | 74.3769 | #N/A | #N/A | #N/A | #N/A | 0 | 0 | 0 | 0 | 0 | 446.2616 | #N/A | #N/A | 88 | 79.04 | 0.92197 | 0.5624 | #N/A | 1.3797 | 0.2479% | 1 | 50% | 0% | 0% | 0% | 8.2745 | 0 | 0 | 0 | 8.2745 | #N/A
2007-06-17 02:00 | 6 | 17 | 2 | 168.0419 | 4010 | 64.04 | 60.26 | 999 | 64.04 | 0 | 421.8311 | Cooling | 70.3052 | #N/A | #N/A | #N/A | #N/A | 0 | 0 | 0 | 0 | 0 | 421.8311 | #N/A | #N/A | 88 | 79.04 | 0.92197 | 0.5624 | #N/A | 1.3041 | 0.2344% | 1 | 50% | 0% | 0% | 0% | 8.2745 | 0 | 0 | 0 | 8.2745 | #N/A
2007-06-17 03:00 | 6 | 17 | 3 | 168.0836 | 4011 | 64.4 | 60.08 | 999 | 64.4 | 0 | 409.3715 | Cooling | 68.2286 | #N/A | #N/A | #N/A | #N/A | 0 | 0 | 0 | 0 | 0 | 409.3715 | #N/A | #N/A | 88 | 79.4 | 0.92589 | 0.56479 | #N/A | 1.2656 | 0.2274% | 1 | 50% | 0% | 0% | 0% | 8.2745 | 0 | 0 | 0 | 8.2745 | #N/A
2007-06-17 04:00 | 6 | 17 | 4 | 168.1252 | 4012 | 62.6 | 60.08 | 999 | 62.6 | 0 | 381.6187 | Cooling | 63.6031 | #N/A | #N/A | #N/A | #N/A | 0 | 0 | 0 | 0 | 0 | 381.6187 | #N/A | #N/A | 88 | 77.6 | 0.90642 | 0.55292 | #N/A | 1.1798 | 0.212% | 1 | 50% | 0% | 0% | 0% | 8.2745 | 0 | 0 | 0 | 8.2745 | #N/A
2007-06-17 05:00 | 6 | 17 | 5 | 168.1669 | 4013 | 60.98 | 60.62 | 999 | 60.98 | 0 | 484.0551 | Cooling | 80.6759 | #N/A | #N/A | #N/A | #N/A | 0 | 0 | 0 | 0 | 0 | 484.0551 | #N/A | #N/A | 88 | 75.98 | 0.8892 | 0.54241 | #N/A | 1.4965 | 0.2689% | 1 | 50% | 0% | 0% | 0% | 8.2745 | 0 | 0 | 0 | 8.2745 | #N/A
2007-06-17 06:00 | 6 | 17 | 6 | 168.2086 | 4014 | 60.08 | 62.78 | 999 | 60.08 | 0 | 2581.7301 | Cooling | 430.2884 | #N/A | #N/A | #N/A | #N/A | 0 | 0 | 0 | 0 | 0 | 2581.7301 | #N/A | #N/A | 88 | 75.08 | 0.87975 | 0.53664 | #N/A | 7.9817 | 1.434% | 1 | 50% | 0% | 0% | 0% | 8.2745 | 0 | 0 | 0 | 8.2745 | #N/A
2007-06-17 07:00 | 6 | 17 | 7 | 168.2502 | 4015 | 62.6 | 64.94 | 999 | 62.6 | 0 | 2763.5232 | Cooling | 460.5872 | #N/A | #N/A | #N/A | #N/A | 0 | 0 | 0 | 0 | 0 | 2763.5232 | #N/A | #N/A | 88 | 77.6 | 0.90642 | 0.55292 | #N/A | 8.5438 | 1.535% | 1 | 50% | 0% | 0% | 0% | 8.2745 | 0 | 0 | 0 | 8.2745 | #N/A
2007-06-17 08:00 | 6 | 17 | 8 | 168.2919 | 4016 | 60.98 | 64.04 | 999 | 60.98 | 0 | 3585.9799 | Cooling | 597.6633 | #N/A | #N/A | #N/A | #N/A | 0 | 0 | 0 | 0 | 0 | 3585.9799 | #N/A | #N/A | 88 | 75.98 | 0.8892 | 0.54241 | #N/A | 11.0865 | 1.992% | 1 | 50% | 0% | 0% | 0% | 8.2745 | 0 | 0 | 0 | 8.2745 | #N/A
2007-06-17 09:00 | 6 | 17 | 9 | 168.3336 | 4017 | 62.06 | 63.32 | 998 | 62.06 | 0 | 3310.9808 | Cooling | 551.8301 | #N/A | #N/A | #N/A | #N/A | 0 | 0 | 0 | 0 | 0 | 3310.9808 | #N/A | #N/A | 88 | 77.06 | 0.90065 | 0.5494 | #N/A | 10.2363 | 1.839% | 1 | 50% | 0% | 0% | 0% | 8.2745 | 0 | 0 | 0 | 8.2745 | #N/A
2007-06-17 10:00 | 6 | 17 | 10 | 168.3752 | 4018 | 64.4 | 62.96 | 998 | 64.4 | 0 | 2860.9925 | Cooling | 476.8321 | #N/A | #N/A | #N/A | #N/A | 0 | 0 | 0 | 0 | 0 | 2860.9925 | #N/A | #N/A | 88 | 79.4 | 0.92589 | 0.56479 | #N/A | 8.8451 | 1.589% | 1 | 50% | 0% | 0% | 0% | 8.2745 | 0 | 0 | 0 | 8.2745 | #N/A
2007-06-17 11:00 | 6 | 17 | 11 | 168.4169 | 4019 | 64.04 | 62.96 | 997 | 64.04 | 0 | 2861.3575 | Cooling | 476.8929 | #N/A | #N/A | #N/A | #N/A | 0 | 0 | 0 | 0 | 0 | 2861.3575 | #N/A | #N/A | 88 | 79.04 | 0.92197 | 0.5624 | #N/A | 8.8462 | 1.59% | 1 | 50% | 0% | 0% | 0% | 8.2745 | 0 | 0 | 0 | 8.2745 | #N/A
2007-06-17 12:00 | 6 | 17 | 12 | 168.4586 | 4020 | 66.02 | 63.14 | 997 | 66.02 | 0 | 2789.0845 | Cooling | 464.8474 | #N/A | #N/A | #N/A | #N/A | 0 | 0 | 0 | 0 | 0 | 2789.0845 | #N/A | #N/A | 88 | 81.02 | 0.9437 | 0.57566 | #N/A | 8.6228 | 1.549% | 1 | 50% | 0% | 0% | 0% | 8.2745 | 0 | 0 | 0 | 8.2745 | #N/A
2007-06-17 13:00 | 6 | 17 | 13 | 168.5002 | 4021 | 68 | 64.04 | 996 | 68 | 0 | 2865.6038 | Cooling | 477.6006 | #N/A | #N/A | #N/A | #N/A | 0 | 0 | 0 | 0 | 0 | 2865.6038 | #N/A | #N/A | 88 | 83 | 0.96585 | 0.58917 | #N/A | 8.8594 | 1.592% | 1 | 50% | 0% | 0% | 0% | 8.2745 | 0 | 0 | 0 | 8.2745 | #N/A
2007-06-17 14:00 | 6 | 17 | 14 | 168.5419 | 4022 | 68 | 61.88 | 996 | 68 | 0 | 2927.2522 | Cooling | 487.8754 | #N/A | #N/A | #N/A | #N/A | 0 | 0 | 0 | 0 | 0 | 2927.2522 | #N/A | #N/A | 88 | 83 | 0.96585 | 0.58917 | #N/A | 9.05 | 1.626% | 1 | 50% | 0% | 0% | 0% | 8.2745 | 0 | 0 | 0 | 8.2745 | #N/A
2007-06-17 15:00 | 6 | 17 | 15 | 168.5836 | 4023 | 66.02 | 60.62 | 996 | 66.02 | 0 | 2895.7035 | Cooling | 482.6172 | #N/A | #N/A | #N/A | #N/A | 0 | 0 | 0 | 0 | 0 | 2895.7035 | #N/A | #N/A | 88 | 81.02 | 0.9437 | 0.57566 | #N/A | 8.9524 | 1.609% | 1 | 50% | 0% | 0% | 0% | 8.2745 | 0 | 0 | 0 | 8.2745 | #N/A
2007-06-17 16:00 | 6 | 17 | 16 | 168.6252 | 4024 | 66.92 | 60.08 | 995 | 66.92 | 0 | 2928.1489 | Cooling | 488.0248 | #N/A | #N/A | #N/A | #N/A | 0 | 0 | 0 | 0 | 0 | 2928.1489 | #N/A | #N/A | 88 | 81.92 | 0.95372 | 0.58177 | #N/A | 9.0527 | 1.627% | 1 | 50% | 0% | 0% | 0% | 8.2745 | 0 | 0 | 0 | 8.2745 | #N/A
2007-06-17 17:00 | 6 | 17 | 17 | 168.6669 | 4025 | 66.92 | 59.36 | 995 | 66.92 | 0 | 2875.053 | Cooling | 479.1755 | #N/A | #N/A | #N/A | #N/A | 0 | 0 | 0 | 0 | 0 | 2875.053 | #N/A | #N/A | 88 | 81.92 | 0.95372 | 0.58177 | #N/A | 8.8886 | 1.597% | 1 | 50% | 0% | 0% | 0% | 8.2745 | 0 | 0 | 0 | 8.2745 | #N/A
2007-06-17 18:00 | 6 | 17 | 18 | 168.7086 | 4026 | 69.98 | 59.36 | 995 | 69.98 | 0 | 2713.2658 | Cooling | 452.211 | #N/A | #N/A | #N/A | #N/A | 0 | 0 | 0 | 0 | 0 | 2713.2658 | #N/A | #N/A | 88 | 84.98 | 0.98841 | 0.60293 | #N/A | 8.3884 | 1.507% | 1 | 50% | 0% | 0% | 0% | 8.2745 | 0 | 0 | 0 | 8.2745 | #N/A
2007-06-17 19:00 | 6 | 17 | 19 | 168.7502 | 4027 | 69.08 | 60.08 | 995 | 69.08 | 0 | 2591.5767 | Cooling | 431.9295 | #N/A | #N/A | #N/A | #N/A | 0 | 0 | 0 | 0 | 0 | 2591.5767 | #N/A | #N/A | 88 | 84.08 | 0.9781 | 0.59664 | #N/A | 8.0122 | 1.44% | 1 | 50% | 0% | 0% | 0% | 8.2745 | 0 | 0 | 0 | 8.2745 | #N/A
2007-06-17 20:00 | 6 | 17 | 20 | 168.7919 | 4028 | 69.08 | 59.72 | 995 | 69.08 | 0 | 2468.5684 | Cooling | 411.4281 | #N/A | #N/A | #N/A | #N/A | 0 | 0 | 0 | 0 | 0 | 2468.5684 | #N/A | #N/A | 88 | 84.08 | 0.9781 | 0.59664 | #N/A | 7.6319 | 1.371% | 1 | 50% | 0% | 0% | 0% | 8.2745 | 0 | 0 | 0 | 8.2745 | #N/A
2007-06-17 21:00 | 6 | 17 | 21 | 168.8336 | 4029 | 59 | 59.9 | 995 | 59 | 0 | 2876.1031 | Cooling | 479.3505 | #N/A | #N/A | #N/A | #N/A | 0 | 0 | 0 | 0 | 0 | 2876.1031 | #N/A | #N/A | 88 | 74 | 0.86852 | 0.5298 | #N/A | 8.8918 | 1.598% | 1 | 50% | 0% | 0% | 0% | 8.2745 | 0 | 0 | 0 | 8.2745 | #N/A
2007-06-17 22:00 | 6 | 17 | 22 | 168.8752 | 4030 | 59 | 60.08 | 995 | 59 | 0 | 855.1241 | Cooling | 142.5207 | #N/A | #N/A | #N/A | #N/A | 0 | 0 | 0 | 0 | 0 | 855.1241 | #N/A | #N/A | 88 | 74 | 0.86852 | 0.5298 | #N/A | 2.6437 | 0.4751% | 1 | 50% | 0% | 0% | 0% | 8.2745 | 0 | 0 | 0 | 8.2745 | #N/A
2007-06-17 23:00 | 6 | 17 | 23 | 168.9169 | 4031 | 59 | 59.54 | 994 | 59 | 0 | 837.0651 | Cooling | 139.5109 | #N/A | #N/A | #N/A | #N/A | 0 | 0 | 0 | 0 | 0 | 837.0651 | #N/A | #N/A | 88 | 74 | 0.86852 | 0.5298 | #N/A | 2.5879 | 0.465% | 1 | 50% | 0% | 0% | 0% | 8.2745 | 0 | 0 | 0 | 8.2745 | #N/A
2007-06-18 | 6 | 18 | 0 | 168.9586 | 4032 | 57.02 | 59.36 | 994 | 57.02 | 0 | 723.1455 | Cooling | 120.5242 | #N/A | #N/A | #N/A | #N/A | 0 | 0 | 0 | 0 | 0 | 723.1455 | #N/A | #N/A | 88 | 72.02 | 0.84825 | 0.51743 | #N/A | 2.2357 | 0.4017% | 1 | 50% | 0% | 0% | 0% | 8.2745 | 0 | 0 | 0 | 8.2745 | #N/A
2007-06-18 01:00 | 6 | 18 | 1 | 169.0002 | 4033 | 55.94 | 59 | 994 | 55.94 | 0 | 646.1169 | Cooling | 107.6862 | #N/A | #N/A | #N/A | #N/A | 0 | 0 | 0 | 0 | 0 | 646.1169 | #N/A | #N/A | 88 | 70.94 | 0.83737 | 0.5108 | #N/A | 1.9976 | 0.359% | 1 | 50% | 0% | 0% | 0% | 8.2745 | 0 | 0 | 0 | 8.2745 | #N/A
2007-06-18 02:00 | 6 | 18 | 2 | 169.0419 | 4034 | 55.94 | 58.64 | 994 | 55.94 | 0 | 601.3655 | Cooling | 100.2276 | #N/A | #N/A | #N/A | #N/A | 0 | 0 | 0 | 0 | 0 | 601.3655 | #N/A | #N/A | 88 | 70.94 | 0.83737 | 0.5108 | #N/A | 1.8592 | 0.3341% | 1 | 50% | 0% | 0% | 0% | 8.2745 | 0 | 0 | 0 | 8.2745 | #N/A
2007-06-18 03:00 | 6 | 18 | 3 | 169.0836 | 4035 | 53.96 | 58.64 | 994 | 53.96 | 0 | 573.5958 | Cooling | 95.5993 | #N/A | #N/A | #N/A | #N/A | 0 | 0 | 0 | 0 | 0 | 573.5958 | #N/A | #N/A | 88 | 68.96 | 0.81775 | 0.49883 | #N/A | 1.7733 | 0.3187% | 1 | 50% | 0% | 0% | 0% | 8.2745 | 0 | 0 | 0 | 8.2745 | #N/A
2007-06-18 04:00 | 6 | 18 | 4 | 169.1252 | 4036 | 53.06 | 59 | 994 | 53.06 | 0 | 549.1923 | Cooling | 91.532 | #N/A | #N/A | #N/A | #N/A | 0 | 0 | 0 | 0 | 0 | 549.1923 | #N/A | #N/A | 88 | 68.06 | 0.80896 | 0.49347 | #N/A | 1.6979 | 0.3051% | 1 | 50% | 0% | 0% | 0% | 8.2745 | 0 | 0 | 0 | 8.2745 | #N/A
2007-06-18 05:00 | 6 | 18 | 5 | 169.1669 | 4037 | 53.06 | 57.56 | 995 | 53.06 | 0 | 585.0945 | Cooling | 97.5157 | #N/A | #N/A | #N/A | #N/A | 0 | 0 | 0 | 0 | 0 | 585.0945 | #N/A | #N/A | 88 | 68.06 | 0.80896 | 0.49347 | #N/A | 1.8089 | 0.3251% | 1 | 50% | 0% | 0% | 0% | 8.2745 | 0 | 0 | 0 | 8.2745 | #N/A
2007-06-18 06:00 | 6 | 18 | 6 | 169.2086 | 4038 | 59 | 57.74 | 996 | 59 | 0 | 2227.7906 | Cooling | 371.2984 | #N/A | #N/A | #N/A | #N/A | 0 | 0 | 0 | 0 | 0 | 2227.7906 | #N/A | #N/A | 88 | 74 | 0.86852 | 0.5298 | #N/A | 6.8875 | 1.238% | 1 | 50% | 0% | 0% | 0% | 8.2745 | 0 | 0 | 0 | 8.2745 | #N/A
2007-06-18 07:00 | 6 | 18 | 7 | 169.2502 | 4039 | 62.96 | 57.92 | 996 | 62.96 | 0 | 2043.777 | Cooling | 340.6295 | #N/A | #N/A | #N/A | #N/A | 0 | 0 | 0 | 0 | 0 | 2043.777 | #N/A | #N/A | 88 | 77.96 | 0.91029 | 0.55528 | #N/A | 6.3186 | 1.135% | 1 | 50% | 0% | 0% | 0% | 8.2745 | 0 | 0 | 0 | 8.2745 | #N/A
2007-06-18 08:00 | 6 | 18 | 8 | 169.2919 | 4040 | 62.96 | 56.3 | 997 | 62.96 | 0 | 1888.0967 | Cooling | 314.6828 | #N/A | #N/A | #N/A | #N/A | 0 | 0 | 0 | 0 | 0 | 1888.0967 | #N/A | #N/A | 88 | 77.96 | 0.91029 | 0.55528 | #N/A | 5.8373 | 1.049% | 1 | 50% | 0% | 0% | 0% | 8.2745 | 0 | 0 | 0 | 8.2745 | #N/A
2007-06-18 09:00 | 6 | 18 | 9 | 169.3336 | 4041 | 71.06 | 55.04 | 998 | 71.06 | 0 | 1493.7242 | Cooling | 248.954 | #N/A | #N/A | #N/A | #N/A | 0 | 0 | 0 | 0 | 0 | 1493.7242 | #N/A | #N/A | 88 | 86.06 | 1.0009 | 0.61054 | #N/A | 4.618 | 0.8298% | 1 | 50% | 0% | 0% | 0% | 8.2745 | 0 | 0 | 0 | 8.2745 | #N/A
2007-06-18 10:00 | 6 | 18 | 10 | 169.3752 | 4042 | 73.04 | 53.96 | 999 | 73.04 | 0 | 1131.9079 | Cooling | 188.6513 | #N/A | #N/A | #N/A | #N/A | 0 | 0 | 0 | 0 | 0 | 1131.9079 | #N/A | #N/A | 88 | 88.04 | 1.0241 | 0.6247 | #N/A | 3.4994 | 0.6288% | 1 | 50% | 0% | 0% | 0% | 8.2745 | 0 | 0 | 0 | 8.2745 | #N/A
2007-06-18 11:00 | 6 | 18 | 11 | 169.4169 | 4043 | 73.04 | 53.24 | 1000 | 73.04 | 0 | 981.7837 | Cooling | 163.6306 | #N/A | #N/A | #N/A | #N/A | 0 | 0 | 0 | 0 | 0 | 981.7837 | #N/A | #N/A | 88 | 88.04 | 1.0241 | 0.6247 | #N/A | 3.0353 | 0.5454% | 1 | 50% | 0% | 0% | 0% | 8.2745 | 0 | 0 | 0 | 8.2745 | #N/A
2007-06-18 12:00 | 6 | 18 | 12 | 169.4586 | 4044 | 80.06 | 52.7 | 1001 | 80.06 | 0 | 914.6597 | Cooling | 152.4433 | #N/A | #N/A | #N/A | #N/A | 0 | 0 | 0 | 0 | 0 | 914.6597 | #N/A | #N/A | 88 | 95.06 | 1.1097 | 0.67691 | #N/A | 2.8278 | 0.5081% | 1 | 50% | 0% | 0% | 0% | 8.2745 | 0 | 0 | 0 | 8.2745 | #N/A
2007-06-18 13:00 | 6 | 18 | 13 | 169.5002 | 4045 | 80.96 | 53.06 | 1001 | 80.96 | 0 | 881.2488 | Cooling | 146.8748 | #N/A | #N/A | #N/A | #N/A | 0 | 0 | 0 | 0 | 0 | 881.2488 | #N/A | #N/A | 88 | 95.96 | 1.121 | 0.68383 | #N/A | 2.7245 | 0.4896% | 1 | 50% | 0% | 0% | 0% | 8.2745 | 0 | 0 | 0 | 8.2745 | #N/A
2007-06-18 14:00 | 6 | 18 | 14 | 169.5419 | 4046 | 80.96 | 53.24 | 1002 | 80.96 | 0 | 990.5293 | Cooling | 165.0882 | #N/A | #N/A | #N/A | #N/A | 0 | 0 | 0 | 0 | 0 | 990.5293 | #N/A | #N/A | 88 | 95.96 | 1.121 | 0.68383 | #N/A | 3.0623 | 0.5503% | 1 | 50% | 0% | 0% | 0% | 8.2745 | 0 | 0 | 0 | 8.2745 | #N/A
2007-06-18 15:00 | 6 | 18 | 15 | 169.5836 | 4047 | 84.02 | 54.32 | 1002 | 84.02 | 0 | 1179.7177 | Cooling | 196.6196 | #N/A | #N/A | #N/A | #N/A | 0 | 0 | 0 | 0 | 0 | 1179.7177 | #N/A | #N/A | 88 | 99.02 | 1.1603 | 0.70776 | #N/A | 3.6472 | 0.6554% | 1 | 50% | 0% | 0% | 0% | 8.2745 | 0 | 0 | 0 | 8.2745 | #N/A
2007-06-18 16:00 | 6 | 18 | 16 | 169.6252 | 4048 | 84.02 | 55.94 | 1002 | 84.02 | 0 | 1420.9188 | Cooling | 236.8198 | #N/A | #N/A | #N/A | #N/A | 0 | 0 | 0 | 0 | 0 | 1420.9188 | #N/A | #N/A | 88 | 99.02 | 1.1603 | 0.70776 | #N/A | 4.3929 | 0.7894% | 1 | 50% | 0% | 0% | 0% | 8.2745 | 0 | 0 | 0 | 8.2745 | #N/A
2007-06-18 17:00 | 6 | 18 | 17 | 169.6669 | 4049 | 84.02 | 54.32 | 1003 | 84.02 | 0 | 1389.9239 | Cooling | 231.654 | #N/A | #N/A | #N/A | #N/A | 0 | 0 | 0 | 0 | 0 | 1389.9239 | #N/A | #N/A | 88 | 99.02 | 1.1603 | 0.70776 | #N/A | 4.2971 | 0.7722% | 1 | 50% | 0% | 0% | 0% | 8.2745 | 0 | 0 | 0 | 8.2745 | #N/A
2007-06-18 18:00 | 6 | 18 | 18 | 169.7086 | 4050 | 82.04 | 53.24 | 1003 | 82.04 | 0 | 1220.942 | Cooling | 203.4903 | #N/A | #N/A | #N/A | #N/A | 0 | 0 | 0 | 0 | 0 | 1220.942 | #N/A | #N/A | 88 | 97.04 | 1.1348 | 0.69221 | #N/A | 3.7747 | 0.6783% | 1 | 50% | 0% | 0% | 0% | 8.2745 | 0 | 0 | 0 | 8.2745 | #N/A
2007-06-18 19:00 | 6 | 18 | 19 | 169.7502 | 4051 | 80.06 | 53.06 | 1003 | 80.06 | 0 | 1063.5169 | Cooling | 177.2528 | #N/A | #N/A | #N/A | #N/A | 0 | 0 | 0 | 0 | 0 | 1063.5169 | #N/A | #N/A | 88 | 95.06 | 1.1097 | 0.67691 | #N/A | 3.288 | 0.5908% | 1 | 50% | 0% | 0% | 0% | 8.2745 | 0 | 0 | 0 | 8.2745 | #N/A
2007-06-18 20:00 | 6 | 18 | 20 | 169.7919 | 4052 | 80.06 | 51.08 | 1004 | 80.06 | 0 | 677.8017 | Cooling | 112.9669 | #N/A | #N/A | #N/A | #N/A | 0 | 0 | 0 | 0 | 0 | 677.8017 | #N/A | #N/A | 88 | 95.06 | 1.1097 | 0.67691 | #N/A | 2.0955 | 0.3766% | 1 | 50% | 0% | 0% | 0% | 8.2745 | 0 | 0 | 0 | 8.2745 | #N/A
2007-06-18 21:00 | 6 | 18 | 21 | 169.8336 | 4053 | 75.02 | 49.46 | 1005 | 75.02 | 0 | 257.7946 | Cooling | 42.9658 | #N/A | #N/A | #N/A | #N/A | 0 | 0 | 0 | 0 | 0 | 257.7946 | #N/A | #N/A | 88 | 90.02 | 1.0477 | 0.6391 | #N/A | 0.797 | 0.1432% | 1 | 50% | 0% | 0% | 0% | 8.2745 | 0 | 0 | 0 | 8.2745 | #N/A
2007-06-18 22:00 | 6 | 18 | 22 | 169.8752 | 4054 | 71.96 | 48.02 | 1006 | 71.96 | 0 | 0.012509 | Cooling | 0.0020848 | #N/A | #N/A | #N/A | #N/A | 0 | 0 | 0 | 0 | 0 | 0.012509 | #N/A | #N/A | 88 | 86.96 | 1.0114 | 0.61695 | #N/A | 3.8672e-05 | 6.949e-06% | 1 | 50% | 0% | 0% | 0% | 8.2745 | 0 | 0 | 0 | 8.2745 | #N/A
2007-06-18 23:00 | 6 | 18 | 23 | 169.9169 | 4055 | 71.96 | 47.48 | 1006 | 71.96 | 0 | 0.046225 | Cooling | 0.0077042 | #N/A | #N/A | #N/A | #N/A | 0 | 0 | 0 | 0 | 0 | 0.046225 | #N/A | #N/A | 88 | 86.96 | 1.0114 | 0.61695 | #N/A | 0.00014291 | 2.568e-05% | 1 | 50% | 0% | 0% | 0% | 8.2745 | 0 | 0 | 0 | 8.2745 | #N/A
2007-06-19 | 6 | 19 | 0 | 169.9586 | 4056 | 69.98 | 47.3 | 1007 | 69.98 | 0 | 0.048842 | Cooling | 0.0081403 | #N/A | #N/A | #N/A | #N/A | 0 | 0 | 0 | 0 | 0 | 0.048842 | #N/A | #N/A | 88 | 84.98 | 0.98841 | 0.60293 | #N/A | 0.000151 | 2.713e-05% | 1 | 50% | 0% | 0% | 0% | 8.2745 | 0 | 0 | 0 | 8.2745 | #N/A
2007-06-19 01:00 | 6 | 19 | 1 | 170.0002 | 4057 | 69.08 | 46.94 | 1007 | 69.08 | 0 | 0.048777 | Cooling | 0.0081294 | #N/A | #N/A | #N/A | #N/A | 0 | 0 | 0 | 0 | 0 | 0.048777 | #N/A | #N/A | 88 | 84.08 | 0.9781 | 0.59664 | #N/A | 0.0001508 | 2.71e-05% | 1 | 50% | 0% | 0% | 0% | 8.2745 | 0 | 0 | 0 | 8.2745 | #N/A
2007-06-19 02:00 | 6 | 19 | 2 | 170.0419 | 4058 | 69.08 | 46.58 | 1007 | 69.08 | 0 | 0.042627 | Cooling | 0.0071044 | #N/A | #N/A | #N/A | #N/A | 0 | 0 | 0 | 0 | 0 | 0.042627 | #N/A | #N/A | 88 | 84.08 | 0.9781 | 0.59664 | #N/A | 0.00013179 | 2.368e-05% | 1 | 50% | 0% | 0% | 0% | 8.2745 | 0 | 0 | 0 | 8.2745 | #N/A
2007-06-19 03:00 | 6 | 19 | 3 | 170.0836 | 4059 | 66.02 | 46.58 | 1008 | 66.02 | 0 | 0.029378 | Cooling | 0.0048964 | #N/A | #N/A | #N/A | #N/A | 0 | 0 | 0 | 0 | 0 | 0.029378 | #N/A | #N/A | 88 | 81.02 | 0.9437 | 0.57566 | #N/A | 9.0826e-05 | 1.632e-05% | 1 | 50% | 0% | 0% | 0% | 8.2745 | 0 | 0 | 0 | 8.2745 | #N/A
2007-06-19 04:00 | 6 | 19 | 4 | 170.1252 | 4060 | 64.94 | 46.94 | 1008 | 64.94 | 0 | 0.021789 | Cooling | 0.0036315 | #N/A | #N/A | #N/A | #N/A | 0 | 0 | 0 | 0 | 0 | 0.021789 | #N/A | #N/A | 88 | 79.94 | 0.9318 | 0.5684 | #N/A | 6.7363e-05 | 1.21e-05% | 1 | 50% | 0% | 0% | 0% | 8.2745 | 0 | 0 | 0 | 8.2745 | #N/A
2007-06-19 05:00 | 6 | 19 | 5 | 170.1669 | 4061 | 64.94 | 48.92 | 1009 | 64.94 | 0 | 0.00053598 | Cooling | 8.933e-05 | #N/A | #N/A | #N/A | #N/A | 0 | 0 | 0 | 0 | 0 | 0.00053598 | #N/A | #N/A | 88 | 79.94 | 0.9318 | 0.5684 | #N/A | 1.657e-06 | 2.978e-07% | 1 | 50% | 0% | 0% | 0% | 8.2745 | 0 | 0 | 0 | 8.2745 | #N/A
2007-06-19 06:00 | 6 | 19 | 6 | 170.2086 | 4062 | 66.02 | 52.34 | 1009 | 66.02 | 0 | 201.7595 | Cooling | 33.6266 | #N/A | #N/A | #N/A | #N/A | 0 | 0 | 0 | 0 | 0 | 201.7595 | #N/A | #N/A | 88 | 81.02 | 0.9437 | 0.57566 | #N/A | 0.62376 | 0.1121% | 1 | 50% | 0% | 0% | 0% | 8.2745 | 0 | 0 | 0 | 8.2745 | #N/A
2007-06-19 07:00 | 6 | 19 | 7 | 170.2502 | 4063 | 68 | 55.94 | 1010 | 68 | 0 | 759.0915 | Cooling | 126.5152 | #N/A | #N/A | #N/A | #N/A | 0 | 0 | 0 | 0 | 0 | 759.0915 | #N/A | #N/A | 88 | 83 | 0.96585 | 0.58917 | #N/A | 2.3468 | 0.4217% | 1 | 50% | 0% | 0% | 0% | 8.2745 | 0 | 0 | 0 | 8.2745 | #N/A
2007-06-19 08:00 | 6 | 19 | 8 | 170.2919 | 4064 | 68 | 55.94 | 1010 | 68 | 0 | 1413.0766 | Cooling | 235.5128 | #N/A | #N/A | #N/A | #N/A | 0 | 0 | 0 | 0 | 0 | 1413.0766 | #N/A | #N/A | 88 | 83 | 0.96585 | 0.58917 | #N/A | 4.3687 | 0.785% | 1 | 50% | 0% | 0% | 0% | 8.2745 | 0 | 0 | 0 | 8.2745 | #N/A
2007-06-19 09:00 | 6 | 19 | 9 | 170.3336 | 4065 | 73.04 | 56.3 | 1010 | 73.04 | 0 | 1930.4818 | Cooling | 321.747 | #N/A | #N/A | #N/A | #N/A | 0 | 0 | 0 | 0 | 0 | 1930.4818 | #N/A | #N/A | 88 | 88.04 | 1.0241 | 0.6247 | #N/A | 5.9683 | 1.072% | 1 | 50% | 0% | 0% | 0% | 8.2745 | 0 | 0 | 0 | 8.2745 | #N/A
2007-06-19 10:00 | 6 | 19 | 10 | 170.3752 | 4066 | 77 | 57.02 | 1011 | 77 | 0 | 2327.4235 | Cooling | 387.9039 | #N/A | #N/A | #N/A | #N/A | 0 | 0 | 0 | 0 | 0 | 2327.4235 | #N/A | #N/A | 88 | 92 | 1.0717 | 0.65376 | #N/A | 7.1955 | 1.293% | 1 | 50% | 0% | 0% | 0% | 8.2745 | 0 | 0 | 0 | 8.2745 | #N/A
2007-06-19 11:00 | 6 | 19 | 11 | 170.4169 | 4067 | 77 | 53.96 | 1010 | 77 | 0 | 2467.1421 | Cooling | 411.1904 | #N/A | #N/A | #N/A | #N/A | 0 | 0 | 0 | 0 | 0 | 2467.1421 | #N/A | #N/A | 88 | 92 | 1.0717 | 0.65376 | #N/A | 7.6275 | 1.371% | 1 | 50% | 0% | 0% | 0% | 8.2745 | 0 | 0 | 0 | 8.2745 | #N/A
2007-06-19 12:00 | 6 | 19 | 12 | 170.4586 | 4068 | 82.94 | 51.08 | 1010 | 82.94 | 0 | 2215.8282 | Cooling | 369.3047 | #N/A | #N/A | #N/A | #N/A | 0 | 0 | 0 | 0 | 0 | 2215.8282 | #N/A | #N/A | 88 | 97.94 | 1.1463 | 0.69925 | #N/A | 6.8505 | 1.231% | 1 | 50% | 0% | 0% | 0% | 8.2745 | 0 | 0 | 0 | 8.2745 | #N/A
2007-06-19 13:00 | 6 | 19 | 13 | 170.5002 | 4069 | 82.94 | 48.92 | 1010 | 82.94 | 0 | 1968.0939 | Cooling | 328.0157 | #N/A | #N/A | #N/A | #N/A | 0 | 0 | 0 | 0 | 0 | 1968.0939 | #N/A | #N/A | 88 | 97.94 | 1.1463 | 0.69925 | #N/A | 6.0846 | 1.093% | 1 | 50% | 0% | 0% | 0% | 8.2745 | 0 | 0 | 0 | 8.2745 | #N/A
2007-06-19 14:00 | 6 | 19 | 14 | 170.5419 | 4070 | 82.94 | 47.48 | 1010 | 82.94 | 0 | 1959.8446 | Cooling | 326.6408 | #N/A | #N/A | #N/A | #N/A | 0 | 0 | 0 | 0 | 0 | 1959.8446 | #N/A | #N/A | 88 | 97.94 | 1.1463 | 0.69925 | #N/A | 6.0591 | 1.089% | 1 | 50% | 0% | 0% | 0% | 8.2745 | 0 | 0 | 0 | 8.2745 | #N/A
2007-06-19 15:00 | 6 | 19 | 15 | 170.5836 | 4071 | 84.92 | 46.94 | 1010 | 84.92 | 0 | 1997.2127 | Cooling | 332.8688 | #N/A | #N/A | #N/A | #N/A | 0 | 0 | 0 | 0 | 0 | 1997.2127 | #N/A | #N/A | 88 | 99.92 | 1.172 | 0.71491 | #N/A | 6.1746 | 1.11% | 1 | 50% | 0% | 0% | 0% | 8.2745 | 0 | 0 | 0 | 8.2745 | #N/A
2007-06-19 16:00 | 6 | 19 | 16 | 170.6252 | 4072 | 84.92 | 46.94 | 1010 | 84.92 | 0 | 2078.2099 | Cooling | 346.3683 | #N/A | #N/A | #N/A | #N/A | 0 | 0 | 0 | 0 | 0 | 2078.2099 | #N/A | #N/A | 88 | 99.92 | 1.172 | 0.71491 | #N/A | 6.425 | 1.155% | 1 | 50% | 0% | 0% | 0% | 8.2745 | 0 | 0 | 0 | 8.2745 | #N/A
2007-06-19 17:00 | 6 | 19 | 17 | 170.6669 | 4073 | 84.92 | 45.68 | 1010 | 84.92 | 0 | 1969.4435 | Cooling | 328.2406 | #N/A | #N/A | #N/A | #N/A | 0 | 0 | 0 | 0 | 0 | 1969.4435 | #N/A | #N/A | 88 | 99.92 | 1.172 | 0.71491 | #N/A | 6.0888 | 1.094% | 1 | 50% | 0% | 0% | 0% | 8.2745 | 0 | 0 | 0 | 8.2745 | #N/A
2007-06-19 18:00 | 6 | 19 | 18 | 170.7086 | 4074 | 82.94 | 44.78 | 1011 | 82.94 | 0 | 1527.8593 | Cooling | 254.6432 | #N/A | #N/A | #N/A | #N/A | 0 | 0 | 0 | 0 | 0 | 1527.8593 | #N/A | #N/A | 88 | 97.94 | 1.1463 | 0.69925 | #N/A | 4.7236 | 0.8488% | 1 | 50% | 0% | 0% | 0% | 8.2745 | 0 | 0 | 0 | 8.2745 | #N/A
2007-06-19 19:00 | 6 | 19 | 19 | 170.7502 | 4075 | 80.96 | 44.96 | 1011 | 80.96 | 0 | 1208.0282 | Cooling | 201.338 | #N/A | #N/A | #N/A | #N/A | 0 | 0 | 0 | 0 | 0 | 1208.0282 | #N/A | #N/A | 88 | 95.96 | 1.121 | 0.68383 | #N/A | 3.7348 | 0.6711% | 1 | 50% | 0% | 0% | 0% | 8.2745 | 0 | 0 | 0 | 8.2745 | #N/A
2007-06-19 20:00 | 6 | 19 | 20 | 170.7919 | 4076 | 80.96 | 44.96 | 1011 | 80.96 | 0 | 975.6377 | Cooling | 162.6063 | #N/A | #N/A | #N/A | #N/A | 0 | 0 | 0 | 0 | 0 | 975.6377 | #N/A | #N/A | 88 | 95.96 | 1.121 | 0.68383 | #N/A | 3.0163 | 0.542% | 1 | 50% | 0% | 0% | 0% | 8.2745 | 0 | 0 | 0 | 8.2745 | #N/A
2007-06-19 21:00 | 6 | 19 | 21 | 170.8336 | 4077 | 78.98 | 45.5 | 1012 | 78.98 | 0 | 710.4864 | Cooling | 118.4144 | #N/A | #N/A | #N/A | #N/A | 0 | 0 | 0 | 0 | 0 | 710.4864 | #N/A | #N/A | 88 | 93.98 | 1.0962 | 0.66867 | #N/A | 2.1966 | 0.3947% | 1 | 50% | 0% | 0% | 0% | 8.2745 | 0 | 0 | 0 | 8.2745 | #N/A
2007-06-19 22:00 | 6 | 19 | 22 | 170.8752 | 4078 | 77 | 46.04 | 1013 | 77 | 0 | 0 | Cooling | 0 | #N/A | #N/A | #N/A | #N/A | 0 | 0 | 0 | 0 | 0 | 0 | #N/A | #N/A | 88 | 92 | 1.0717 | 0.65376 | #N/A | 0 | 0% | 1 | 50% | 0% | 0% | 0% | 8.2745 | 0 | 0 | 0 | 8.2745 | #N/A
2007-06-19 23:00 | 6 | 19 | 23 | 170.9169 | 4079 | 77 | 46.58 | 1013 | 77 | 0 | 0 | Cooling | 0 | #N/A | #N/A | #N/A | #N/A | 0 | 0 | 0 | 0 | 0 | 0 | #N/A | #N/A | 88 | 92 | 1.0717 | 0.65376 | #N/A | 0 | 0% | 1 | 50% | 0% | 0% | 0% | 8.2745 | 0 | 0 | 0 | 8.2745 | #N/A
2007-06-20 | 6 | 20 | 0 | 170.9586 | 4080 | 73.04 | 47.3 | 1013 | 73.04 | 0 | 0 | Cooling | 0 | #N/A | #N/A | #N/A | #N/A | 0 | 0 | 0 | 0 | 0 | 0 | #N/A | #N/A | 88 | 88.04 | 1.0241 | 0.6247 | #N/A | 0 | 0% | 1 | 50% | 0% | 0% | 0% | 8.2745 | 0 | 0 | 0 | 8.2745 | #N/A
2007-06-20 01:00 | 6 | 20 | 1 | 171.0002 | 4081 | 73.04 | 48.02 | 1013 | 73.04 | 0 | 0 | Cooling | 0 | #N/A | #N/A | #N/A | #N/A | 0 | 0 | 0 | 0 | 0 | 0 | #N/A | #N/A | 88 | 88.04 | 1.0241 | 0.6247 | #N/A | 0 | 0% | 1 | 50% | 0% | 0% | 0% | 8.2745 | 0 | 0 | 0 | 8.2745 | #N/A
2007-06-20 02:00 | 6 | 20 | 2 | 171.0419 | 4082 | 73.04 | 46.94 | 1013 | 73.04 | 0 | 0.00095117 | Cooling | 0.00015853 | #N/A | #N/A | #N/A | #N/A | 0 | 0 | 0 | 0 | 0 | 0.00095117 | #N/A | #N/A | 88 | 88.04 | 1.0241 | 0.6247 | #N/A | 2.9407e-06 | 5.284e-07% | 1 | 50% | 0% | 0% | 0% | 8.2745 | 0 | 0 | 0 | 8.2745 | #N/A
2007-06-20 03:00 | 6 | 20 | 3 | 171.0836 | 4083 | 71.06 | 46.4 | 1013 | 71.06 | 0 | 0.0077579 | Cooling | 0.001293 | #N/A | #N/A | #N/A | #N/A | 0 | 0 | 0 | 0 | 0 | 0.0077579 | #N/A | #N/A | 88 | 86.06 | 1.0009 | 0.61054 | #N/A | 2.3984e-05 | 4.31e-06% | 1 | 50% | 0% | 0% | 0% | 8.2745 | 0 | 0 | 0 | 8.2745 | #N/A
2007-06-20 04:00 | 6 | 20 | 4 | 171.1252 | 4084 | 69.8 | 46.04 | 1013 | 69.8 | 0 | 0.017056 | Cooling | 0.0028426 | #N/A | #N/A | #N/A | #N/A | 0 | 0 | 0 | 0 | 0 | 0.017056 | #N/A | #N/A | 88 | 84.8 | 0.98634 | 0.60167 | #N/A | 5.273e-05 | 9.475e-06% | 1 | 50% | 0% | 0% | 0% | 8.2745 | 0 | 0 | 0 | 8.2745 | #N/A
2007-06-20 05:00 | 6 | 20 | 5 | 171.1669 | 4085 | 69.08 | 47.3 | 1013 | 69.08 | 0 | 0.0020382 | Cooling | 0.00033971 | #N/A | #N/A | #N/A | #N/A | 0 | 0 | 0 | 0 | 0 | 0.0020382 | #N/A | #N/A | 88 | 84.08 | 0.9781 | 0.59664 | #N/A | 6.3014e-06 | 1.132e-06% | 1 | 50% | 0% | 0% | 0% | 8.2745 | 0 | 0 | 0 | 8.2745 | #N/A
2007-06-20 06:00 | 6 | 20 | 6 | 171.2086 | 4086 | 69.98 | 50.18 | 1014 | 69.98 | 0 | 76.5686 | Cooling | 12.7614 | #N/A | #N/A | #N/A | #N/A | 0 | 0 | 0 | 0 | 0 | 76.5686 | #N/A | #N/A | 88 | 84.98 | 0.98841 | 0.60293 | #N/A | 0.23672 | 0.04254% | 1 | 50% | 0% | 0% | 0% | 8.2745 | 0 | 0 | 0 | 8.2745 | #N/A
2007-06-20 07:00 | 6 | 20 | 7 | 171.2502 | 4087 | 71.96 | 53.06 | 1014 | 71.96 | 0 | 461.7756 | Cooling | 76.9626 | #N/A | #N/A | #N/A | #N/A | 0 | 0 | 0 | 0 | 0 | 461.7756 | #N/A | #N/A | 88 | 86.96 | 1.0114 | 0.61695 | #N/A | 1.4276 | 0.2565% | 1 | 50% | 0% | 0% | 0% | 8.2745 | 0 | 0 | 0 | 8.2745 | #N/A
2007-06-20 08:00 | 6 | 20 | 8 | 171.2919 | 4088 | 71.96 | 53.78 | 1014 | 71.96 | 0 | 1065.4667 | Cooling | 177.5778 | #N/A | #N/A | #N/A | #N/A | 0 | 0 | 0 | 0 | 0 | 1065.4667 | #N/A | #N/A | 88 | 86.96 | 1.0114 | 0.61695 | #N/A | 3.294 | 0.5919% | 1 | 50% | 0% | 0% | 0% | 8.2745 | 0 | 0 | 0 | 8.2745 | #N/A
2007-06-20 09:00 | 6 | 20 | 9 | 171.3336 | 4089 | 78.98 | 54.68 | 1013 | 78.98 | 0 | 1709.3648 | Cooling | 284.8941 | #N/A | #N/A | #N/A | #N/A | 0 | 0 | 0 | 0 | 0 | 1709.3648 | #N/A | #N/A | 88 | 93.98 | 1.0962 | 0.66867 | #N/A | 5.2847 | 0.9496% | 1 | 50% | 0% | 0% | 0% | 8.2745 | 0 | 0 | 0 | 8.2745 | #N/A
2007-06-20 10:00 | 6 | 20 | 10 | 171.3752 | 4090 | 80.06 | 55.94 | 1013 | 80.06 | 0 | 2374.0284 | Cooling | 395.6714 | #N/A | #N/A | #N/A | #N/A | 0 | 0 | 0 | 0 | 0 | 2374.0284 | #N/A | #N/A | 88 | 95.06 | 1.1097 | 0.67691 | #N/A | 7.3396 | 1.319% | 1 | 50% | 0% | 0% | 0% | 8.2745 | 0 | 0 | 0 | 8.2745 | #N/A
2007-06-20 11:00 | 6 | 20 | 11 | 171.4169 | 4091 | 80.06 | 54.14 | 1012 | 80.06 | 0 | 2681.7952 | Cooling | 446.9659 | #N/A | #N/A | #N/A | #N/A | 0 | 0 | 0 | 0 | 0 | 2681.7952 | #N/A | #N/A | 88 | 95.06 | 1.1097 | 0.67691 | #N/A | 8.2911 | 1.49% | 1 | 50% | 0% | 0% | 0% | 8.2745 | 0 | 0 | 0 | 8.2745 | #N/A
2007-06-20 12:00 | 6 | 20 | 12 | 171.4586 | 4092 | 84.02 | 52.7 | 1011 | 84.02 | 0 | 2279.9707 | Cooling | 379.9951 | #N/A | #N/A | #N/A | #N/A | 0 | 0 | 0 | 0 | 0 | 2279.9707 | #N/A | #N/A | 88 | 99.02 | 1.1603 | 0.70776 | #N/A | 7.0488 | 1.267% | 1 | 50% | 0% | 0% | 0% | 8.2745 | 0 | 0 | 0 | 8.2745 | #N/A
2007-06-20 13:00 | 6 | 20 | 13 | 171.5002 | 4093 | 84.02 | 51.98 | 1011 | 84.02 | 0 | 2334.7289 | Cooling | 389.1215 | #N/A | #N/A | #N/A | #N/A | 0 | 0 | 0 | 0 | 0 | 2334.7289 | #N/A | #N/A | 88 | 99.02 | 1.1603 | 0.70776 | #N/A | 7.2181 | 1.297% | 1 | 50% | 0% | 0% | 0% | 8.2745 | 0 | 0 | 0 | 8.2745 | #N/A
2007-06-20 14:00 | 6 | 20 | 14 | 171.5419 | 4094 | 84.02 | 50.9 | 1010 | 84.02 | 0 | 2402.3448 | Cooling | 400.3908 | #N/A | #N/A | #N/A | #N/A | 0 | 0 | 0 | 0 | 0 | 2402.3448 | #N/A | #N/A | 88 | 99.02 | 1.1603 | 0.70776 | #N/A | 7.4271 | 1.335% | 1 | 50% | 0% | 0% | 0% | 8.2745 | 0 | 0 | 0 | 8.2745 | #N/A
2007-06-20 15:00 | 6 | 20 | 15 | 171.5836 | 4095 | 84.02 | 50.72 | 1010 | 84.02 | 0 | 2420.4665 | Cooling | 403.4111 | #N/A | #N/A | #N/A | #N/A | 0 | 0 | 0 | 0 | 0 | 2420.4665 | #N/A | #N/A | 88 | 99.02 | 1.1603 | 0.70776 | #N/A | 7.4832 | 1.345% | 1 | 50% | 0% | 0% | 0% | 8.2745 | 0 | 0 | 0 | 8.2745 | #N/A
2007-06-20 16:00 | 6 | 20 | 16 | 171.6252 | 4096 | 84.92 | 51.08 | 1010 | 84.92 | 0 | 2483.9453 | Cooling | 413.9909 | #N/A | #N/A | #N/A | #N/A | 0 | 0 | 0 | 0 | 0 | 2483.9453 | #N/A | #N/A | 88 | 99.92 | 1.172 | 0.71491 | #N/A | 7.6794 | 1.38% | 1 | 50% | 0% | 0% | 0% | 8.2745 | 0 | 0 | 0 | 8.2745 | #N/A
2007-06-20 17:00 | 6 | 20 | 17 | 171.6669 | 4097 | 84.92 | 50 | 1009 | 84.92 | 0 | 2404.1966 | Cooling | 400.6994 | #N/A | #N/A | #N/A | #N/A | 0 | 0 | 0 | 0 | 0 | 2404.1966 | #N/A | #N/A | 88 | 99.92 | 1.172 | 0.71491 | #N/A | 7.4329 | 1.336% | 1 | 50% | 0% | 0% | 0% | 8.2745 | 0 | 0 | 0 | 8.2745 | #N/A
2007-06-20 18:00 | 6 | 20 | 18 | 171.7086 | 4098 | 80.96 | 49.64 | 1009 | 80.96 | 0 | 2231.52 | Cooling | 371.92 | #N/A | #N/A | #N/A | #N/A | 0 | 0 | 0 | 0 | 0 | 2231.52 | #N/A | #N/A | 88 | 95.96 | 1.121 | 0.68383 | #N/A | 6.899 | 1.24% | 1 | 50% | 0% | 0% | 0% | 8.2745 | 0 | 0 | 0 | 8.2745 | #N/A
2007-06-20 19:00 | 6 | 20 | 19 | 171.7502 | 4099 | 78.98 | 50 | 1009 | 78.98 | 0 | 2060.5307 | Cooling | 343.4218 | #N/A | #N/A | #N/A | #N/A | 0 | 0 | 0 | 0 | 0 | 2060.5307 | #N/A | #N/A | 88 | 93.98 | 1.0962 | 0.66867 | #N/A | 6.3704 | 1.145% | 1 | 50% | 0% | 0% | 0% | 8.2745 | 0 | 0 | 0 | 8.2745 | #N/A
2007-06-20 20:00 | 6 | 20 | 20 | 171.7919 | 4100 | 78.98 | 50.36 | 1009 | 78.98 | 0 | 1899.624 | Cooling | 316.604 | #N/A | #N/A | #N/A | #N/A | 0 | 0 | 0 | 0 | 0 | 1899.624 | #N/A | #N/A | 88 | 93.98 | 1.0962 | 0.66867 | #N/A | 5.8729 | 1.055% | 1 | 50% | 0% | 0% | 0% | 8.2745 | 0 | 0 | 0 | 8.2745 | #N/A
2007-06-20 21:00 | 6 | 20 | 21 | 171.8336 | 4101 | 73.94 | 51.08 | 1008 | 73.94 | 0 | 1458.7824 | Cooling | 243.1304 | #N/A | #N/A | #N/A | #N/A | 0 | 0 | 0 | 0 | 0 | 1458.7824 | #N/A | #N/A | 88 | 88.94 | 1.0348 | 0.63121 | #N/A | 4.51 | 0.8104% | 1 | 50% | 0% | 0% | 0% | 8.2745 | 0 | 0 | 0 | 8.2745 | #N/A
2007-06-20 22:00 | 6 | 20 | 22 | 171.8752 | 4102 | 73.04 | 51.98 | 1008 | 73.04 | 0 | 67.2629 | Cooling | 11.2105 | #N/A | #N/A | #N/A | #N/A | 0 | 0 | 0 | 0 | 0 | 67.2629 | #N/A | #N/A | 88 | 88.04 | 1.0241 | 0.6247 | #N/A | 0.20795 | 0.03737% | 1 | 50% | 0% | 0% | 0% | 8.2745 | 0 | 0 | 0 | 8.2745 | #N/A
2007-06-20 23:00 | 6 | 20 | 23 | 171.9169 | 4103 | 73.04 | 51.26 | 1008 | 73.04 | 0 | 52.5107 | Cooling | 8.7518 | #N/A | #N/A | #N/A | #N/A | 0 | 0 | 0 | 0 | 0 | 52.5107 | #N/A | #N/A | 88 | 88.04 | 1.0241 | 0.6247 | #N/A | 0.16234 | 0.02917% | 1 | 50% | 0% | 0% | 0% | 8.2745 | 0 | 0 | 0 | 8.2745 | #N/A
2007-06-21 | 6 | 21 | 0 | 171.9586 | 4104 | 71.06 | 50.72 | 1008 | 71.06 | 0 | 25.7971 | Cooling | 4.2995 | #N/A | #N/A | #N/A | #N/A | 0 | 0 | 0 | 0 | 0 | 25.7971 | #N/A | #N/A | 88 | 86.06 | 1.0009 | 0.61054 | #N/A | 0.079755 | 0.01433% | 1 | 50% | 0% | 0% | 0% | 8.2745 | 0 | 0 | 0 | 8.2745 | #N/A
2007-06-21 01:00 | 6 | 21 | 1 | 172.0002 | 4105 | 69.08 | 50 | 1008 | 69.08 | 0 | 5.3362 | Cooling | 0.88937 | #N/A | #N/A | #N/A | #N/A | 0 | 0 | 0 | 0 | 0 | 5.3362 | #N/A | #N/A | 88 | 84.08 | 0.9781 | 0.59664 | #N/A | 0.016498 | 0.002965% | 1 | 50% | 0% | 0% | 0% | 8.2745 | 0 | 0 | 0 | 8.2745 | #N/A
2007-06-21 02:00 | 6 | 21 | 2 | 172.0419 | 4106 | 69.08 | 50 | 1008 | 69.08 | 0 | 3.4705 | Cooling | 0.57841 | #N/A | #N/A | #N/A | #N/A | 0 | 0 | 0 | 0 | 0 | 3.4705 | #N/A | #N/A | 88 | 84.08 | 0.9781 | 0.59664 | #N/A | 0.010729 | 0.001928% | 1 | 50% | 0% | 0% | 0% | 8.2745 | 0 | 0 | 0 | 8.2745 | #N/A
2007-06-21 03:00 | 6 | 21 | 3 | 172.0836 | 4107 | 66.02 | 50.36 | 1007 | 66.02 | 0 | 9.5107 | Cooling | 1.5851 | #N/A | #N/A | #N/A | #N/A | 0 | 0 | 0 | 0 | 0 | 9.5107 | #N/A | #N/A | 88 | 81.02 | 0.9437 | 0.57566 | #N/A | 0.029404 | 0.005284% | 1 | 50% | 0% | 0% | 0% | 8.2745 | 0 | 0 | 0 | 8.2745 | #N/A
2007-06-21 04:00 | 6 | 21 | 4 | 172.1252 | 4108 | 66.02 | 51.08 | 1007 | 66.02 | 0 | 15.0659 | Cooling | 2.511 | #N/A | #N/A | #N/A | #N/A | 0 | 0 | 0 | 0 | 0 | 15.0659 | #N/A | #N/A | 88 | 81.02 | 0.9437 | 0.57566 | #N/A | 0.046578 | 0.00837% | 1 | 50% | 0% | 0% | 0% | 8.2745 | 0 | 0 | 0 | 8.2745 | #N/A
2007-06-21 05:00 | 6 | 21 | 5 | 172.1669 | 4109 | 66.02 | 51.98 | 1007 | 66.02 | 0 | 59.9647 | Cooling | 9.9941 | #N/A | #N/A | #N/A | #N/A | 0 | 0 | 0 | 0 | 0 | 59.9647 | #N/A | #N/A | 88 | 81.02 | 0.9437 | 0.57566 | #N/A | 0.18539 | 0.03331% | 1 | 50% | 0% | 0% | 0% | 8.2745 | 0 | 0 | 0 | 8.2745 | #N/A
2007-06-21 06:00 | 6 | 21 | 6 | 172.2086 | 4110 | 68 | 54.5 | 1006 | 68 | 0 | 1235.2178 | Cooling | 205.8696 | #N/A | #N/A | #N/A | #N/A | 0 | 0 | 0 | 0 | 0 | 1235.2178 | #N/A | #N/A | 88 | 83 | 0.96585 | 0.58917 | #N/A | 3.8188 | 0.6862% | 1 | 50% | 0% | 0% | 0% | 8.2745 | 0 | 0 | 0 | 8.2745 | #N/A
2007-06-21 07:00 | 6 | 21 | 7 | 172.2502 | 4111 | 69.08 | 57.02 | 1006 | 69.08 | 0 | 1893.9964 | Cooling | 315.6661 | #N/A | #N/A | #N/A | #N/A | 0 | 0 | 0 | 0 | 0 | 1893.9964 | #N/A | #N/A | 88 | 84.08 | 0.9781 | 0.59664 | #N/A | 5.8555 | 1.052% | 1 | 50% | 0% | 0% | 0% | 8.2745 | 0 | 0 | 0 | 8.2745 | #N/A
2007-06-21 08:00 | 6 | 21 | 8 | 172.2919 | 4112 | 69.08 | 56.12 | 1006 | 69.08 | 0 | 2418.6487 | Cooling | 403.1081 | #N/A | #N/A | #N/A | #N/A | 0 | 0 | 0 | 0 | 0 | 2418.6487 | #N/A | #N/A | 88 | 84.08 | 0.9781 | 0.59664 | #N/A | 7.4776 | 1.344% | 1 | 50% | 0% | 0% | 0% | 8.2745 | 0 | 0 | 0 | 8.2745 | #N/A
2007-06-21 09:00 | 6 | 21 | 9 | 172.3336 | 4113 | 75.92 | 55.4 | 1006 | 75.92 | 0 | 2609.9979 | Cooling | 434.9996 | #N/A | #N/A | #N/A | #N/A | 0 | 0 | 0 | 0 | 0 | 2609.9979 | #N/A | #N/A | 88 | 90.92 | 1.0586 | 0.64573 | #N/A | 8.0691 | 1.45% | 1 | 50% | 0% | 0% | 0% | 8.2745 | 0 | 0 | 0 | 8.2745 | #N/A
2007-06-21 10:00 | 6 | 21 | 10 | 172.3752 | 4114 | 78.08 | 55.04 | 1005 | 78.08 | 0 | 2698.1227 | Cooling | 449.6871 | #N/A | #N/A | #N/A | #N/A | 0 | 0 | 0 | 0 | 0 | 2698.1227 | #N/A | #N/A | 88 | 93.08 | 1.085 | 0.66186 | #N/A | 8.3416 | 1.499% | 1 | 50% | 0% | 0% | 0% | 8.2745 | 0 | 0 | 0 | 8.2745 | #N/A
2007-06-21 11:00 | 6 | 21 | 11 | 172.4169 | 4115 | 78.08 | 55.58 | 1005 | 78.08 | 0 | 2904.8178 | Cooling | 484.1363 | #N/A | #N/A | #N/A | #N/A | 0 | 0 | 0 | 0 | 0 | 2904.8178 | #N/A | #N/A | 88 | 93.08 | 1.085 | 0.66186 | #N/A | 8.9806 | 1.614% | 1 | 50% | 0% | 0% | 0% | 8.2745 | 0 | 0 | 0 | 8.2745 | #N/A
2007-06-21 12:00 | 6 | 21 | 12 | 172.4586 | 4116 | 78.08 | 56.3 | 1005 | 78.08 | 0 | 2386.1715 | Cooling | 397.6952 | #N/A | #N/A | #N/A | #N/A | 0 | 0 | 0 | 0 | 0 | 2386.1715 | #N/A | #N/A | 88 | 93.08 | 1.085 | 0.66186 | #N/A | 7.3771 | 1.326% | 1 | 50% | 0% | 0% | 0% | 8.2745 | 0 | 0 | 0 | 8.2745 | #N/A
2007-06-21 13:00 | 6 | 21 | 13 | 172.5002 | 4117 | 80.96 | 57.92 | 1004 | 80.96 | 0 | 2521.4062 | Cooling | 420.2344 | #N/A | #N/A | #N/A | #N/A | 0 | 0 | 0 | 0 | 0 | 2521.4062 | #N/A | #N/A | 88 | 95.96 | 1.121 | 0.68383 | #N/A | 7.7952 | 1.401% | 1 | 50% | 0% | 0% | 0% | 8.2745 | 0 | 0 | 0 | 8.2745 | #N/A
2007-06-21 14:00 | 6 | 21 | 14 | 172.5419 | 4118 | 80.96 | 55.76 | 1004 | 80.96 | 0 | 2575.5155 | Cooling | 429.2526 | #N/A | #N/A | #N/A | #N/A | 0 | 0 | 0 | 0 | 0 | 2575.5155 | #N/A | #N/A | 88 | 95.96 | 1.121 | 0.68383 | #N/A | 7.9625 | 1.431% | 1 | 50% | 0% | 0% | 0% | 8.2745 | 0 | 0 | 0 | 8.2745 | #N/A
2007-06-21 15:00 | 6 | 21 | 15 | 172.5836 | 4119 | 82.04 | 54.5 | 1003 | 82.04 | 0 | 2508.9409 | Cooling | 418.1568 | #N/A | #N/A | #N/A | #N/A | 0 | 0 | 0 | 0 | 0 | 2508.9409 | #N/A | #N/A | 88 | 97.04 | 1.1348 | 0.69221 | #N/A | 7.7567 | 1.394% | 1 | 50% | 0% | 0% | 0% | 8.2745 | 0 | 0 | 0 | 8.2745 | #N/A
2007-06-21 16:00 | 6 | 21 | 16 | 172.6252 | 4120 | 80.96 | 53.96 | 1003 | 80.96 | 0 | 2573.34 | Cooling | 428.89 | #N/A | #N/A | #N/A | #N/A | 0 | 0 | 0 | 0 | 0 | 2573.34 | #N/A | #N/A | 88 | 95.96 | 1.121 | 0.68383 | #N/A | 7.9558 | 1.43% | 1 | 50% | 0% | 0% | 0% | 8.2745 | 0 | 0 | 0 | 8.2745 | #N/A
2007-06-21 17:00 | 6 | 21 | 17 | 172.6669 | 4121 | 80.96 | 54.68 | 1003 | 80.96 | 0 | 2666.7871 | Cooling | 444.4645 | #N/A | #N/A | #N/A | #N/A | 0 | 0 | 0 | 0 | 0 | 2666.7871 | #N/A | #N/A | 88 | 95.96 | 1.121 | 0.68383 | #N/A | 8.2447 | 1.482% | 1 | 50% | 0% | 0% | 0% | 8.2745 | 0 | 0 | 0 | 8.2745 | #N/A
2007-06-21 18:00 | 6 | 21 | 18 | 172.7086 | 4122 | 78.98 | 55.76 | 1002 | 78.98 | 0 | 2253.0982 | Cooling | 375.5164 | #N/A | #N/A | #N/A | #N/A | 0 | 0 | 0 | 0 | 0 | 2253.0982 | #N/A | #N/A | 88 | 93.98 | 1.0962 | 0.66867 | #N/A | 6.9657 | 1.252% | 1 | 50% | 0% | 0% | 0% | 8.2745 | 0 | 0 | 0 | 8.2745 | #N/A
2007-06-21 19:00 | 6 | 21 | 19 | 172.7502 | 4123 | 75.92 | 57.92 | 1002 | 75.92 | 0 | 1893.7243 | Cooling | 315.6207 | #N/A | #N/A | #N/A | #N/A | 0 | 0 | 0 | 0 | 0 | 1893.7243 | #N/A | #N/A | 88 | 90.92 | 1.0586 | 0.64573 | #N/A | 5.8547 | 1.052% | 1 | 50% | 0% | 0% | 0% | 8.2745 | 0 | 0 | 0 | 8.2745 | #N/A
2007-06-21 20:00 | 6 | 21 | 20 | 172.7919 | 4124 | 75.92 | 57.38 | 1002 | 75.92 | 0 | 1633.7201 | Cooling | 272.2867 | #N/A | #N/A | #N/A | #N/A | 0 | 0 | 0 | 0 | 0 | 1633.7201 | #N/A | #N/A | 88 | 90.92 | 1.0586 | 0.64573 | #N/A | 5.0509 | 0.9076% | 1 | 50% | 0% | 0% | 0% | 8.2745 | 0 | 0 | 0 | 8.2745 | #N/A
2007-06-21 21:00 | 6 | 21 | 21 | 172.8336 | 4125 | 71.96 | 57.02 | 1002 | 71.96 | 0 | 1517.7774 | Cooling | 252.9629 | #N/A | #N/A | #N/A | #N/A | 0 | 0 | 0 | 0 | 0 | 1517.7774 | #N/A | #N/A | 88 | 86.96 | 1.0114 | 0.61695 | #N/A | 4.6924 | 0.8432% | 1 | 50% | 0% | 0% | 0% | 8.2745 | 0 | 0 | 0 | 8.2745 | #N/A
2007-06-21 22:00 | 6 | 21 | 22 | 172.8752 | 4126 | 69.98 | 57.02 | 1001 | 69.98 | 0 | 209.6486 | Cooling | 34.9414 | #N/A | #N/A | #N/A | #N/A | 0 | 0 | 0 | 0 | 0 | 209.6486 | #N/A | #N/A | 88 | 84.98 | 0.98841 | 0.60293 | #N/A | 0.64815 | 0.1165% | 1 | 50% | 0% | 0% | 0% | 8.2745 | 0 | 0 | 0 | 8.2745 | #N/A
2007-06-21 23:00 | 6 | 21 | 23 | 172.9169 | 4127 | 69.98 | 56.48 | 1001 | 69.98 | 0 | 223.2347 | Cooling | 37.2058 | #N/A | #N/A | #N/A | #N/A | 0 | 0 | 0 | 0 | 0 | 223.2347 | #N/A | #N/A | 88 | 84.98 | 0.98841 | 0.60293 | #N/A | 0.69016 | 0.124% | 1 | 50% | 0% | 0% | 0% | 8.2745 | 0 | 0 | 0 | 8.2745 | #N/A
2007-06-22 | 6 | 22 | 0 | 172.9586 | 4128 | 64.94 | 56.3 | 1001 | 64.94 | 0 | 177.7584 | Cooling | 29.6264 | #N/A | #N/A | #N/A | #N/A | 0 | 0 | 0 | 0 | 0 | 177.7584 | #N/A | #N/A | 88 | 79.94 | 0.9318 | 0.5684 | #N/A | 0.54956 | 0.09875% | 1 | 50% | 0% | 0% | 0% | 8.2745 | 0 | 0 | 0 | 8.2745 | #N/A
2007-06-22 01:00 | 6 | 22 | 1 | 173.0002 | 4129 | 62.96 | 55.94 | 1000 | 62.96 | 0 | 163.0137 | Cooling | 27.1689 | #N/A | #N/A | #N/A | #N/A | 0 | 0 | 0 | 0 | 0 | 163.0137 | #N/A | #N/A | 88 | 77.96 | 0.91029 | 0.55528 | #N/A | 0.50398 | 0.09056% | 1 | 50% | 0% | 0% | 0% | 8.2745 | 0 | 0 | 0 | 8.2745 | #N/A
2007-06-22 02:00 | 6 | 22 | 2 | 173.0419 | 4130 | 62.96 | 55.22 | 999 | 62.96 | 0 | 147.1781 | Cooling | 24.5297 | #N/A | #N/A | #N/A | #N/A | 0 | 0 | 0 | 0 | 0 | 147.1781 | #N/A | #N/A | 88 | 77.96 | 0.91029 | 0.55528 | #N/A | 0.45502 | 0.08177% | 1 | 50% | 0% | 0% | 0% | 8.2745 | 0 | 0 | 0 | 8.2745 | #N/A
2007-06-22 03:00 | 6 | 22 | 3 | 173.0836 | 4131 | 60.98 | 55.04 | 999 | 60.98 | 0 | 134.1256 | Cooling | 22.3543 | #N/A | #N/A | #N/A | #N/A | 0 | 0 | 0 | 0 | 0 | 134.1256 | #N/A | #N/A | 88 | 75.98 | 0.8892 | 0.54241 | #N/A | 0.41467 | 0.07451% | 1 | 50% | 0% | 0% | 0% | 8.2745 | 0 | 0 | 0 | 8.2745 | #N/A
2007-06-22 04:00 | 6 | 22 | 4 | 173.1252 | 4132 | 60.08 | 55.04 | 998 | 60.08 | 0 | 120.5831 | Cooling | 20.0972 | #N/A | #N/A | #N/A | #N/A | 0 | 0 | 0 | 0 | 0 | 120.5831 | #N/A | #N/A | 88 | 75.08 | 0.87975 | 0.53664 | #N/A | 0.3728 | 0.06699% | 1 | 50% | 0% | 0% | 0% | 8.2745 | 0 | 0 | 0 | 8.2745 | #N/A
2007-06-22 05:00 | 6 | 22 | 5 | 173.1669 | 4133 | 60.08 | 55.04 | 998 | 60.08 | 0 | 156.7202 | Cooling | 26.12 | #N/A | #N/A | #N/A | #N/A | 0 | 0 | 0 | 0 | 0 | 156.7202 | #N/A | #N/A | 88 | 75.08 | 0.87975 | 0.53664 | #N/A | 0.48452 | 0.08707% | 1 | 50% | 0% | 0% | 0% | 8.2745 | 0 | 0 | 0 | 8.2745 | #N/A
2007-06-22 06:00 | 6 | 22 | 6 | 173.2086 | 4134 | 60.98 | 56.3 | 998 | 60.98 | 0 | 1346.6413 | Cooling | 224.4402 | #N/A | #N/A | #N/A | #N/A | 0 | 0 | 0 | 0 | 0 | 1346.6413 | #N/A | #N/A | 88 | 75.98 | 0.8892 | 0.54241 | #N/A | 4.1633 | 0.7481% | 1 | 50% | 0% | 0% | 0% | 8.2745 | 0 | 0 | 0 | 8.2745 | #N/A
2007-06-22 07:00 | 6 | 22 | 7 | 173.2502 | 4135 | 64.04 | 57.92 | 998 | 64.04 | 0 | 1589.0991 | Cooling | 264.8498 | #N/A | #N/A | #N/A | #N/A | 0 | 0 | 0 | 0 | 0 | 1589.0991 | #N/A | #N/A | 88 | 79.04 | 0.92197 | 0.5624 | #N/A | 4.9129 | 0.8828% | 1 | 50% | 0% | 0% | 0% | 8.2745 | 0 | 0 | 0 | 8.2745 | #N/A
2007-06-22 08:00 | 6 | 22 | 8 | 173.2919 | 4136 | 64.04 | 57.56 | 998 | 64.04 | 0 | 1747.3789 | Cooling | 291.2298 | #N/A | #N/A | #N/A | #N/A | 0 | 0 | 0 | 0 | 0 | 1747.3789 | #N/A | #N/A | 88 | 79.04 | 0.92197 | 0.5624 | #N/A | 5.4022 | 0.9708% | 1 | 50% | 0% | 0% | 0% | 8.2745 | 0 | 0 | 0 | 8.2745 | #N/A
2007-06-22 09:00 | 6 | 22 | 9 | 173.3336 | 4137 | 71.06 | 57.56 | 998 | 71.06 | 0 | 1729.0853 | Cooling | 288.1809 | #N/A | #N/A | #N/A | #N/A | 0 | 0 | 0 | 0 | 0 | 1729.0853 | #N/A | #N/A | 88 | 86.06 | 1.0009 | 0.61054 | #N/A | 5.3457 | 0.9606% | 1 | 50% | 0% | 0% | 0% | 8.2745 | 0 | 0 | 0 | 8.2745 | #N/A
2007-06-22 10:00 | 6 | 22 | 10 | 173.3752 | 4138 | 73.94 | 57.92 | 998 | 73.94 | 0 | 1682.6044 | Cooling | 280.4341 | #N/A | #N/A | #N/A | #N/A | 0 | 0 | 0 | 0 | 0 | 1682.6044 | #N/A | #N/A | 88 | 88.94 | 1.0348 | 0.63121 | #N/A | 5.202 | 0.9348% | 1 | 50% | 0% | 0% | 0% | 8.2745 | 0 | 0 | 0 | 8.2745 | #N/A
2007-06-22 11:00 | 6 | 22 | 11 | 173.4169 | 4139 | 73.94 | 61.16 | 997 | 73.94 | 0 | 2113.0065 | Cooling | 352.1677 | #N/A | #N/A | #N/A | #N/A | 0 | 0 | 0 | 0 | 0 | 2113.0065 | #N/A | #N/A | 88 | 88.94 | 1.0348 | 0.63121 | #N/A | 6.5326 | 1.174% | 1 | 50% | 0% | 0% | 0% | 8.2745 | 0 | 0 | 0 | 8.2745 | #N/A
2007-06-22 12:00 | 6 | 22 | 12 | 173.4586 | 4140 | 75.92 | 64.76 | 996 | 75.92 | 0 | 2839.2808 | Cooling | 473.2135 | #N/A | #N/A | #N/A | #N/A | 0 | 0 | 0 | 0 | 0 | 2839.2808 | #N/A | #N/A | 88 | 90.92 | 1.0586 | 0.64573 | #N/A | 8.778 | 1.577% | 1 | 50% | 0% | 0% | 0% | 8.2745 | 0 | 0 | 0 | 8.2745 | #N/A
2007-06-22 13:00 | 6 | 22 | 13 | 173.5002 | 4141 | 77 | 69.08 | 996 | 77 | 0 | 3083.6773 | Cooling | 513.9462 | #N/A | #N/A | #N/A | #N/A | 0 | 0 | 0 | 0 | 0 | 3083.6773 | #N/A | #N/A | 88 | 92 | 1.0717 | 0.65376 | #N/A | 9.5336 | 1.713% | 1 | 50% | 0% | 0% | 0% | 8.2745 | 0 | 0 | 0 | 8.2745 | #N/A
2007-06-22 14:00 | 6 | 22 | 14 | 173.5419 | 4142 | 77 | 66.02 | 996 | 77 | 0 | 3310.7065 | Cooling | 551.7844 | #N/A | #N/A | #N/A | #N/A | 0 | 0 | 0 | 0 | 0 | 3310.7065 | #N/A | #N/A | 88 | 92 | 1.0717 | 0.65376 | #N/A | 10.2355 | 1.839% | 1 | 50% | 0% | 0% | 0% | 8.2745 | 0 | 0 | 0 | 8.2745 | #N/A
2007-06-22 15:00 | 6 | 22 | 15 | 173.5836 | 4143 | 73.94 | 63.68 | 995 | 73.94 | 0 | 2720.5386 | Cooling | 453.4231 | #N/A | #N/A | #N/A | #N/A | 0 | 0 | 0 | 0 | 0 | 2720.5386 | #N/A | #N/A | 88 | 88.94 | 1.0348 | 0.63121 | #N/A | 8.4109 | 1.511% | 1 | 50% | 0% | 0% | 0% | 8.2745 | 0 | 0 | 0 | 8.2745 | #N/A
2007-06-22 16:00 | 6 | 22 | 16 | 173.6252 | 4144 | 75.02 | 62.06 | 995 | 75.02 | 0 | 2245.3637 | Cooling | 374.2273 | #N/A | #N/A | #N/A | #N/A | 0 | 0 | 0 | 0 | 0 | 2245.3637 | #N/A | #N/A | 88 | 90.02 | 1.0477 | 0.6391 | #N/A | 6.9418 | 1.247% | 1 | 50% | 0% | 0% | 0% | 8.2745 | 0 | 0 | 0 | 8.2745 | #N/A
2007-06-22 17:00 | 6 | 22 | 17 | 173.6669 | 4145 | 75.02 | 60.8 | 996 | 75.02 | 0 | 2014.0358 | Cooling | 335.6726 | #N/A | #N/A | #N/A | #N/A | 0 | 0 | 0 | 0 | 0 | 2014.0358 | #N/A | #N/A | 88 | 90.02 | 1.0477 | 0.6391 | #N/A | 6.2266 | 1.119% | 1 | 50% | 0% | 0% | 0% | 8.2745 | 0 | 0 | 0 | 8.2745 | #N/A
2007-06-22 18:00 | 6 | 22 | 18 | 173.7086 | 4146 | 69.98 | 59.9 | 996 | 69.98 | 0 | 295.3818 | Cooling | 49.2303 | #N/A | #N/A | #N/A | #N/A | 0 | 0 | 0 | 0 | 0 | 295.3818 | #N/A | #N/A | 88 | 84.98 | 0.98841 | 0.60293 | #N/A | 0.91321 | 0.1641% | 1 | 50% | 0% | 0% | 0% | 8.2745 | 0 | 0 | 0 | 8.2745 | #N/A
2007-06-22 19:00 | 6 | 22 | 19 | 173.7502 | 4147 | 71.06 | 60.08 | 996 | 71.06 | 0 | 355.7394 | Cooling | 59.2899 | #N/A | #N/A | #N/A | #N/A | 0 | 0 | 0 | 0 | 0 | 355.7394 | #N/A | #N/A | 88 | 86.06 | 1.0009 | 0.61054 | #N/A | 1.0998 | 0.1976% | 1 | 50% | 0% | 0% | 0% | 8.2745 | 0 | 0 | 0 | 8.2745 | #N/A
2007-06-22 20:00 | 6 | 22 | 20 | 173.7919 | 4148 | 71.06 | 59.36 | 996 | 71.06 | 0 | 322.1366 | Cooling | 53.6894 | #N/A | #N/A | #N/A | #N/A | 0 | 0 | 0 | 0 | 0 | 322.1366 | #N/A | #N/A | 88 | 86.06 | 1.0009 | 0.61054 | #N/A | 0.99593 | 0.179% | 1 | 50% | 0% | 0% | 0% | 8.2745 | 0 | 0 | 0 | 8.2745 | #N/A
2007-06-22 21:00 | 6 | 22 | 21 | 173.8336 | 4149 | 68 | 59.18 | 997 | 68 | 0 | 248.1766 | Cooling | 41.3628 | #N/A | #N/A | #N/A | #N/A | 0 | 0 | 0 | 0 | 0 | 248.1766 | #N/A | #N/A | 88 | 83 | 0.96585 | 0.58917 | #N/A | 0.76727 | 0.1379% | 1 | 50% | 0% | 0% | 0% | 8.2745 | 0 | 0 | 0 | 8.2745 | #N/A
2007-06-22 22:00 | 6 | 22 | 22 | 173.8752 | 4150 | 68 | 59 | 997 | 68 | 0 | 180.8384 | Cooling | 30.1397 | #N/A | #N/A | #N/A | #N/A | 0 | 0 | 0 | 0 | 0 | 180.8384 | #N/A | #N/A | 88 | 83 | 0.96585 | 0.58917 | #N/A | 0.55908 | 0.1005% | 1 | 50% | 0% | 0% | 0% | 8.2745 | 0 | 0 | 0 | 8.2745 | #N/A
2007-06-22 23:00 | 6 | 22 | 23 | 173.9169 | 4151 | 68 | 56.48 | 998 | 68 | 0 | 100.2841 | Cooling | 16.714 | #N/A | #N/A | #N/A | #N/A | 0 | 0 | 0 | 0 | 0 | 100.2841 | #N/A | #N/A | 88 | 83 | 0.96585 | 0.58917 | #N/A | 0.31004 | 0.05571% | 1 | 50% | 0% | 0% | 0% | 8.2745 | 0 | 0 | 0 | 8.2745 | #N/A
2007-06-23 | 6 | 23 | 0 | 173.9586 | 4152 | 68 | 54.32 | 998 | 68 | 0 | 61.4445 | Cooling | 10.2408 | #N/A | #N/A | #N/A | #N/A | 0 | 0 | 0 | 0 | 0 | 61.4445 | #N/A | #N/A | 88 | 83 | 0.96585 | 0.58917 | #N/A | 0.18996 | 0.03414% | 1 | 50% | 0% | 0% | 0% | 8.2745 | 0 | 0 | 0 | 8.2745 | #N/A
2007-06-23 01:00 | 6 | 23 | 1 | 174.0002 | 4153 | 66.2 | 51.98 | 998 | 66.2 | 0 | 31.4095 | Cooling | 5.2349 | #N/A | #N/A | #N/A | #N/A | 0 | 0 | 0 | 0 | 0 | 31.4095 | #N/A | #N/A | 88 | 81.2 | 0.9457 | 0.57688 | #N/A | 0.097106 | 0.01745% | 1 | 50% | 0% | 0% | 0% | 8.2745 | 0 | 0 | 0 | 8.2745 | #N/A
2007-06-23 02:00 | 6 | 23 | 2 | 174.0419 | 4154 | 66.92 | 51.62 | 998 | 66.92 | 0 | 21.2194 | Cooling | 3.5366 | #N/A | #N/A | #N/A | #N/A | 0 | 0 | 0 | 0 | 0 | 21.2194 | #N/A | #N/A | 88 | 81.92 | 0.95372 | 0.58177 | #N/A | 0.065602 | 0.01179% | 1 | 50% | 0% | 0% | 0% | 8.2745 | 0 | 0 | 0 | 8.2745 | #N/A
2007-06-23 03:00 | 6 | 23 | 3 | 174.0836 | 4155 | 68 | 51.62 | 998 | 68 | 0 | 21.144 | Cooling | 3.524 | #N/A | #N/A | #N/A | #N/A | 0 | 0 | 0 | 0 | 0 | 21.144 | #N/A | #N/A | 88 | 83 | 0.96585 | 0.58917 | #N/A | 0.065369 | 0.01175% | 1 | 50% | 0% | 0% | 0% | 8.2745 | 0 | 0 | 0 | 8.2745 | #N/A
2007-06-23 04:00 | 6 | 23 | 4 | 174.1252 | 4156 | 68 | 51.98 | 997 | 68 | 0 | 20.594 | Cooling | 3.4323 | #N/A | #N/A | #N/A | #N/A | 0 | 0 | 0 | 0 | 0 | 20.594 | #N/A | #N/A | 88 | 83 | 0.96585 | 0.58917 | #N/A | 0.063669 | 0.01144% | 1 | 50% | 0% | 0% | 0% | 8.2745 | 0 | 0 | 0 | 8.2745 | #N/A
2007-06-23 05:00 | 6 | 23 | 5 | 174.1669 | 4157 | 66.92 | 50.72 | 998 | 66.92 | 0 | 24.9879 | Cooling | 4.1647 | #N/A | #N/A | #N/A | #N/A | 0 | 0 | 0 | 0 | 0 | 24.9879 | #N/A | #N/A | 88 | 81.92 | 0.95372 | 0.58177 | #N/A | 0.077253 | 0.01388% | 1 | 50% | 0% | 0% | 0% | 8.2745 | 0 | 0 | 0 | 8.2745 | #N/A
2007-06-23 06:00 | 6 | 23 | 6 | 174.2086 | 4158 | 68 | 50.72 | 998 | 68 | 0 | 29.7713 | Cooling | 4.9619 | #N/A | #N/A | #N/A | #N/A | 0 | 0 | 0 | 0 | 0 | 29.7713 | #N/A | #N/A | 88 | 83 | 0.96585 | 0.58917 | #N/A | 0.092042 | 0.01654% | 1 | 50% | 0% | 0% | 0% | 8.2745 | 0 | 0 | 0 | 8.2745 | #N/A
2007-06-23 07:00 | 6 | 23 | 7 | 174.2502 | 4159 | 69.8 | 51.08 | 999 | 69.8 | 0 | 25.2907 | Cooling | 4.2151 | #N/A | #N/A | #N/A | #N/A | 0 | 0 | 0 | 0 | 0 | 25.2907 | #N/A | #N/A | 88 | 84.8 | 0.98634 | 0.60167 | #N/A | 0.078189 | 0.01405% | 1 | 50% | 0% | 0% | 0% | 8.2745 | 0 | 0 | 0 | 8.2745 | #N/A
2007-06-23 08:00 | 6 | 23 | 8 | 174.2919 | 4160 | 71.96 | 50 | 999 | 71.96 | 0 | 13.9559 | Cooling | 2.326 | #N/A | #N/A | #N/A | #N/A | 0 | 0 | 0 | 0 | 0 | 13.9559 | #N/A | #N/A | 88 | 86.96 | 1.0114 | 0.61695 | #N/A | 0.043147 | 0.007753% | 1 | 50% | 0% | 0% | 0% | 8.2745 | 0 | 0 | 0 | 8.2745 | #N/A
2007-06-23 09:00 | 6 | 23 | 9 | 174.3336 | 4161 | 75.02 | 49.28 | 999 | 75.02 | 0 | 1.6659 | Cooling | 0.27764 | #N/A | #N/A | #N/A | #N/A | 0 | 0 | 0 | 0 | 0 | 1.6659 | #N/A | #N/A | 88 | 90.02 | 1.0477 | 0.6391 | #N/A | 0.0051502 | 0.0009255% | 1 | 50% | 0% | 0% | 0% | 8.2745 | 0 | 0 | 0 | 8.2745 | #N/A
2007-06-23 10:00 | 6 | 23 | 10 | 174.3752 | 4162 | 75.92 | 48.92 | 999 | 75.92 | 0 | 0 | Cooling | 0 | #N/A | #N/A | #N/A | #N/A | 0 | 0 | 0 | 0 | 0 | 0 | #N/A | #N/A | 88 | 90.92 | 1.0586 | 0.64573 | #N/A | 0 | 0% | 1 | 50% | 0% | 0% | 0% | 8.2745 | 0 | 0 | 0 | 8.2745 | #N/A
2007-06-23 11:00 | 6 | 23 | 11 | 174.4169 | 4163 | 75.92 | 49.28 | 999 | 75.92 | 0 | 0 | Cooling | 0 | #N/A | #N/A | #N/A | #N/A | 0 | 0 | 0 | 0 | 0 | 0 | #N/A | #N/A | 88 | 90.92 | 1.0586 | 0.64573 | #N/A | 0 | 0% | 1 | 50% | 0% | 0% | 0% | 8.2745 | 0 | 0 | 0 | 8.2745 | #N/A
2007-06-23 12:00 | 6 | 23 | 12 | 174.4586 | 4164 | 78.98 | 49.82 | 999 | 78.98 | 0 | 3.3538 | Cooling | 0.55896 | #N/A | #N/A | #N/A | #N/A | 0 | 0 | 0 | 0 | 0 | 3.3538 | #N/A | #N/A | 88 | 93.98 | 1.0962 | 0.66867 | #N/A | 0.010369 | 0.001863% | 1 | 50% | 0% | 0% | 0% | 8.2745 | 0 | 0 | 0 | 8.2745 | #N/A
2007-06-23 13:00 | 6 | 23 | 13 | 174.5002 | 4165 | 80.06 | 51.08 | 999 | 80.06 | 0 | 10.5081 | Cooling | 1.7514 | #N/A | #N/A | #N/A | #N/A | 0 | 0 | 0 | 0 | 0 | 10.5081 | #N/A | #N/A | 88 | 95.06 | 1.1097 | 0.67691 | #N/A | 0.032487 | 0.005838% | 1 | 50% | 0% | 0% | 0% | 8.2745 | 0 | 0 | 0 | 8.2745 | #N/A
2007-06-23 14:00 | 6 | 23 | 14 | 174.5419 | 4166 | 80.06 | 49.64 | 1000 | 80.06 | 0 | 8.6006 | Cooling | 1.4334 | #N/A | #N/A | #N/A | #N/A | 0 | 0 | 0 | 0 | 0 | 8.6006 | #N/A | #N/A | 88 | 95.06 | 1.1097 | 0.67691 | #N/A | 0.02659 | 0.004778% | 1 | 50% | 0% | 0% | 0% | 8.2745 | 0 | 0 | 0 | 8.2745 | #N/A
2007-06-23 15:00 | 6 | 23 | 15 | 174.5836 | 4167 | 80.96 | 48.92 | 1000 | 80.96 | 0 | 1.2637 | Cooling | 0.21061 | #N/A | #N/A | #N/A | #N/A | 0 | 0 | 0 | 0 | 0 | 1.2637 | #N/A | #N/A | 88 | 95.96 | 1.121 | 0.68383 | #N/A | 0.0039068 | 0.000702% | 1 | 50% | 0% | 0% | 0% | 8.2745 | 0 | 0 | 0 | 8.2745 | #N/A
2007-06-23 16:00 | 6 | 23 | 16 | 174.6252 | 4168 | 80.06 | 48.92 | 1001 | 80.06 | 0 | 0 | Cooling | 0 | #N/A | #N/A | #N/A | #N/A | 0 | 0 | 0 | 0 | 0 | 0 | #N/A | #N/A | 88 | 95.06 | 1.1097 | 0.67691 | #N/A | 0 | 0% | 1 | 50% | 0% | 0% | 0% | 8.2745 | 0 | 0 | 0 | 8.2745 | #N/A
2007-06-23 17:00 | 6 | 23 | 17 | 174.6669 | 4169 | 80.06 | 47.66 | 1001 | 80.06 | 0 | 0.0015954 | Cooling | 0.00026589 | #N/A | #N/A | #N/A | #N/A | 0 | 0 | 0 | 0 | 0 | 0.0015954 | #N/A | #N/A | 88 | 95.06 | 1.1097 | 0.67691 | #N/A | 4.9322e-06 | 8.863e-07% | 1 | 50% | 0% | 0% | 0% | 8.2745 | 0 | 0 | 0 | 8.2745 | #N/A
2007-06-23 18:00 | 6 | 23 | 18 | 174.7086 | 4170 | 78.98 | 46.76 | 1001 | 78.98 | 0 | 0.0099672 | Cooling | 0.0016612 | #N/A | #N/A | #N/A | #N/A | 0 | 0 | 0 | 0 | 0 | 0.0099672 | #N/A | #N/A | 88 | 93.98 | 1.0962 | 0.66867 | #N/A | 3.0815e-05 | 5.537e-06% | 1 | 50% | 0% | 0% | 0% | 8.2745 | 0 | 0 | 0 | 8.2745 | #N/A
2007-06-23 19:00 | 6 | 23 | 19 | 174.7502 | 4171 | 78.08 | 46.94 | 1001 | 78.08 | 0 | 0.015614 | Cooling | 0.0026023 | #N/A | #N/A | #N/A | #N/A | 0 | 0 | 0 | 0 | 0 | 0.015614 | #N/A | #N/A | 88 | 93.08 | 1.085 | 0.66186 | #N/A | 4.8272e-05 | 8.674e-06% | 1 | 50% | 0% | 0% | 0% | 8.2745 | 0 | 0 | 0 | 8.2745 | #N/A
2007-06-23 20:00 | 6 | 23 | 20 | 174.7919 | 4172 | 78.08 | 46.58 | 1002 | 78.08 | 0 | 0.015541 | Cooling | 0.0025901 | #N/A | #N/A | #N/A | #N/A | 0 | 0 | 0 | 0 | 0 | 0.015541 | #N/A | #N/A | 88 | 93.08 | 1.085 | 0.66186 | #N/A | 4.8047e-05 | 8.634e-06% | 1 | 50% | 0% | 0% | 0% | 8.2745 | 0 | 0 | 0 | 8.2745 | #N/A
2007-06-23 21:00 | 6 | 23 | 21 | 174.8336 | 4173 | 71.96 | 46.76 | 1002 | 71.96 | 0 | 0.009094 | Cooling | 0.0015157 | #N/A | #N/A | #N/A | #N/A | 0 | 0 | 0 | 0 | 0 | 0.009094 | #N/A | #N/A | 88 | 86.96 | 1.0114 | 0.61695 | #N/A | 2.8115e-05 | 5.052e-06% | 1 | 50% | 0% | 0% | 0% | 8.2745 | 0 | 0 | 0 | 8.2745 | #N/A
2007-06-23 22:00 | 6 | 23 | 22 | 174.8752 | 4174 | 71.96 | 46.94 | 1002 | 71.96 | 0 | 0.0049823 | Cooling | 0.00083039 | #N/A | #N/A | #N/A | #N/A | 0 | 0 | 0 | 0 | 0 | 0.0049823 | #N/A | #N/A | 88 | 86.96 | 1.0114 | 0.61695 | #N/A | 1.5404e-05 | 2.768e-06% | 1 | 50% | 0% | 0% | 0% | 8.2745 | 0 | 0 | 0 | 8.2745 | #N/A
2007-06-23 23:00 | 6 | 23 | 23 | 174.9169 | 4175 | 71.96 | 45.86 | 1002 | 71.96 | 0 | 0.004469 | Cooling | 0.00074483 | #N/A | #N/A | #N/A | #N/A | 0 | 0 | 0 | 0 | 0 | 0.004469 | #N/A | #N/A | 88 | 86.96 | 1.0114 | 0.61695 | #N/A | 1.3817e-05 | 2.483e-06% | 1 | 50% | 0% | 0% | 0% | 8.2745 | 0 | 0 | 0 | 8.2745 | #N/A
2007-06-24 | 6 | 24 | 0 | 174.9586 | 4176 | 71.06 | 44.96 | 1002 | 71.06 | 0 | 0.0095747 | Cooling | 0.0015958 | #N/A | #N/A | #N/A | #N/A | 0 | 0 | 0 | 0 | 0 | 0.0095747 | #N/A | #N/A | 88 | 86.06 | 1.0009 | 0.61054 | #N/A | 2.9601e-05 | 5.319e-06% | 1 | 50% | 0% | 0% | 0% | 8.2745 | 0 | 0 | 0 | 8.2745 | #N/A
2007-06-24 01:00 | 6 | 24 | 1 | 175.0002 | 4177 | 71.96 | 44.06 | 1002 | 71.96 | 0 | 0.0119 | Cooling | 0.0019833 | #N/A | #N/A | #N/A | #N/A | 0 | 0 | 0 | 0 | 0 | 0.0119 | #N/A | #N/A | 88 | 86.96 | 1.0114 | 0.61695 | #N/A | 3.679e-05 | 6.611e-06% | 1 | 50% | 0% | 0% | 0% | 8.2745 | 0 | 0 | 0 | 8.2745 | #N/A
2007-06-24 02:00 | 6 | 24 | 2 | 175.0419 | 4178 | 71.96 | 44.06 | 1002 | 71.96 | 0 | 0.011296 | Cooling | 0.0018826 | #N/A | #N/A | #N/A | #N/A | 0 | 0 | 0 | 0 | 0 | 0.011296 | #N/A | #N/A | 88 | 86.96 | 1.0114 | 0.61695 | #N/A | 3.4922e-05 | 6.275e-06% | 1 | 50% | 0% | 0% | 0% | 8.2745 | 0 | 0 | 0 | 8.2745 | #N/A
2007-06-24 03:00 | 6 | 24 | 3 | 175.0836 | 4179 | 73.04 | 44.42 | 1002 | 73.04 | 0 | 0.0091418 | Cooling | 0.0015236 | #N/A | #N/A | #N/A | #N/A | 0 | 0 | 0 | 0 | 0 | 0.0091418 | #N/A | #N/A | 88 | 88.04 | 1.0241 | 0.6247 | #N/A | 2.8263e-05 | 5.079e-06% | 1 | 50% | 0% | 0% | 0% | 8.2745 | 0 | 0 | 0 | 8.2745 | #N/A
2007-06-24 04:00 | 6 | 24 | 4 | 175.1252 | 4180 | 71.96 | 44.96 | 1002 | 71.96 | 0 | 0.0070608 | Cooling | 0.0011768 | #N/A | #N/A | #N/A | #N/A | 0 | 0 | 0 | 0 | 0 | 0.0070608 | #N/A | #N/A | 88 | 86.96 | 1.0114 | 0.61695 | #N/A | 2.1829e-05 | 3.923e-06% | 1 | 50% | 0% | 0% | 0% | 8.2745 | 0 | 0 | 0 | 8.2745 | #N/A
2007-06-24 05:00 | 6 | 24 | 5 | 175.1669 | 4181 | 71.96 | 44.6 | 1003 | 71.96 | 0 | 0.0061323 | Cooling | 0.0010221 | #N/A | #N/A | #N/A | #N/A | 0 | 0 | 0 | 0 | 0 | 0.0061323 | #N/A | #N/A | 88 | 86.96 | 1.0114 | 0.61695 | #N/A | 1.8959e-05 | 3.407e-06% | 1 | 50% | 0% | 0% | 0% | 8.2745 | 0 | 0 | 0 | 8.2745 | #N/A
2007-06-24 06:00 | 6 | 24 | 6 | 175.2086 | 4182 | 73.04 | 45.68 | 1003 | 73.04 | 1.5913 | 0 | Heating | 0.21217 | #N/A | #N/A | #N/A | #N/A | 1.5913 | #N/A | #N/A | 7.6921 | #N/A | 0 | 0 | 0 | 0 | 0 | 0 | 0 | 0 | 0 | 0.0007072% | 1 | 50% | 0% | 0% | 0% | 8.2745 | 0 | 0 | 0 | 8.2745 | #N/A
2007-06-24 07:00 | 6 | 24 | 7 | 175.2502 | 4183 | 75.92 | 46.94 | 1003 | 75.92 | 0 | 0.0031379 | Cooling | 0.00052298 | #N/A | #N/A | #N/A | #N/A | 0 | 0 | 0 | 0 | 0 | 0.0031379 | #N/A | #N/A | 88 | 90.92 | 1.0586 | 0.64573 | #N/A | 9.7011e-06 | 1.743e-06% | 1 | 50% | 0% | 0% | 0% | 8.2745 | 0 | 0 | 0 | 8.2745 | #N/A
2007-06-24 08:00 | 6 | 24 | 8 | 175.2919 | 4184 | 75.92 | 48.38 | 1004 | 75.92 | 0 | 0.0034524 | Cooling | 0.0005754 | #N/A | #N/A | #N/A | #N/A | 0 | 0 | 0 | 0 | 0 | 0.0034524 | #N/A | #N/A | 88 | 90.92 | 1.0586 | 0.64573 | #N/A | 1.0674e-05 | 1.918e-06% | 1 | 50% | 0% | 0% | 0% | 8.2745 | 0 | 0 | 0 | 8.2745 | #N/A
2007-06-24 09:00 | 6 | 24 | 9 | 175.3336 | 4185 | 78.08 | 50 | 1004 | 78.08 | 0 | 61.4052 | Cooling | 10.2342 | #N/A | #N/A | #N/A | #N/A | 0 | 0 | 0 | 0 | 0 | 61.4052 | #N/A | #N/A | 88 | 93.08 | 1.085 | 0.66186 | #N/A | 0.18984 | 0.03411% | 1 | 50% | 0% | 0% | 0% | 8.2745 | 0 | 0 | 0 | 8.2745 | #N/A
2007-06-24 10:00 | 6 | 24 | 10 | 175.3752 | 4186 | 84.02 | 51.98 | 1004 | 84.02 | 0 | 265.7849 | Cooling | 44.2975 | #N/A | #N/A | #N/A | #N/A | 0 | 0 | 0 | 0 | 0 | 265.7849 | #N/A | #N/A | 88 | 99.02 | 1.1603 | 0.70776 | #N/A | 0.82171 | 0.1477% | 1 | 50% | 0% | 0% | 0% | 8.2745 | 0 | 0 | 0 | 8.2745 | #N/A
2007-06-24 11:00 | 6 | 24 | 11 | 175.4169 | 4187 | 84.02 | 50.9 | 1005 | 84.02 | 0 | 345.8205 | Cooling | 57.6367 | #N/A | #N/A | #N/A | #N/A | 0 | 0 | 0 | 0 | 0 | 345.8205 | #N/A | #N/A | 88 | 99.02 | 1.1603 | 0.70776 | #N/A | 1.0691 | 0.1921% | 1 | 50% | 0% | 0% | 0% | 8.2745 | 0 | 0 | 0 | 8.2745 | #N/A
2007-06-24 12:00 | 6 | 24 | 12 | 175.4586 | 4188 | 86 | 50 | 1005 | 86 | 0 | 271.9287 | Cooling | 45.3215 | #N/A | #N/A | #N/A | #N/A | 0 | 0 | 0 | 0 | 0 | 271.9287 | #N/A | #N/A | 88 | 101 | 1.1862 | 0.72357 | #N/A | 0.8407 | 0.1511% | 1 | 50% | 0% | 0% | 0% | 8.2745 | 0 | 0 | 0 | 8.2745 | #N/A
2007-06-24 13:00 | 6 | 24 | 13 | 175.5002 | 4189 | 77 | 50 | 1005 | 77 | 0 | 341.8013 | Cooling | 56.9669 | #N/A | #N/A | #N/A | #N/A | 0 | 0 | 0 | 0 | 0 | 341.8013 | #N/A | #N/A | 88 | 92 | 1.0717 | 0.65376 | #N/A | 1.0567 | 0.1899% | 1 | 50% | 0% | 0% | 0% | 8.2745 | 0 | 0 | 0 | 8.2745 | #N/A
2007-06-24 14:00 | 6 | 24 | 14 | 175.5419 | 4190 | 77 | 48.56 | 1005 | 77 | 0 | 394.7513 | Cooling | 65.7919 | #N/A | #N/A | #N/A | #N/A | 0 | 0 | 0 | 0 | 0 | 394.7513 | #N/A | #N/A | 88 | 92 | 1.0717 | 0.65376 | #N/A | 1.2204 | 0.2193% | 1 | 50% | 0% | 0% | 0% | 8.2745 | 0 | 0 | 0 | 8.2745 | #N/A
2007-06-24 15:00 | 6 | 24 | 15 | 175.5836 | 4191 | 78.8 | 48.02 | 1005 | 78.8 | 0 | 492.3024 | Cooling | 82.0504 | #N/A | #N/A | #N/A | #N/A | 0 | 0 | 0 | 0 | 0 | 492.3024 | #N/A | #N/A | 88 | 93.8 | 1.0939 | 0.6673 | #N/A | 1.522 | 0.2735% | 1 | 50% | 0% | 0% | 0% | 8.2745 | 0 | 0 | 0 | 8.2745 | #N/A
2007-06-24 16:00 | 6 | 24 | 16 | 175.6252 | 4192 | 80.06 | 48.02 | 1005 | 80.06 | 0 | 579.2983 | Cooling | 96.5497 | #N/A | #N/A | #N/A | #N/A | 0 | 0 | 0 | 0 | 0 | 579.2983 | #N/A | #N/A | 88 | 95.06 | 1.1097 | 0.67691 | #N/A | 1.791 | 0.3218% | 1 | 50% | 0% | 0% | 0% | 8.2745 | 0 | 0 | 0 | 8.2745 | #N/A
2007-06-24 17:00 | 6 | 24 | 17 | 175.6669 | 4193 | 80.06 | 46.76 | 1005 | 80.06 | 0 | 573.2541 | Cooling | 95.5424 | #N/A | #N/A | #N/A | #N/A | 0 | 0 | 0 | 0 | 0 | 573.2541 | #N/A | #N/A | 88 | 95.06 | 1.1097 | 0.67691 | #N/A | 1.7723 | 0.3185% | 1 | 50% | 0% | 0% | 0% | 8.2745 | 0 | 0 | 0 | 8.2745 | #N/A
2007-06-24 18:00 | 6 | 24 | 18 | 175.7086 | 4194 | 80.06 | 45.86 | 1006 | 80.06 | 0 | 500.4406 | Cooling | 83.4068 | #N/A | #N/A | #N/A | #N/A | 0 | 0 | 0 | 0 | 0 | 500.4406 | #N/A | #N/A | 88 | 95.06 | 1.1097 | 0.67691 | #N/A | 1.5472 | 0.278% | 1 | 50% | 0% | 0% | 0% | 8.2745 | 0 | 0 | 0 | 8.2745 | #N/A
2007-06-24 19:00 | 6 | 24 | 19 | 175.7502 | 4195 | 77 | 46.04 | 1006 | 77 | 0 | 403.9645 | Cooling | 67.3274 | #N/A | #N/A | #N/A | #N/A | 0 | 0 | 0 | 0 | 0 | 403.9645 | #N/A | #N/A | 88 | 92 | 1.0717 | 0.65376 | #N/A | 1.2489 | 0.2244% | 1 | 50% | 0% | 0% | 0% | 8.2745 | 0 | 0 | 0 | 8.2745 | #N/A
2007-06-24 20:00 | 6 | 24 | 20 | 175.7919 | 4196 | 77 | 44.78 | 1006 | 77 | 0 | 137.8671 | Cooling | 22.9778 | #N/A | #N/A | #N/A | #N/A | 0 | 0 | 0 | 0 | 0 | 137.8671 | #N/A | #N/A | 88 | 92 | 1.0717 | 0.65376 | #N/A | 0.42623 | 0.07659% | 1 | 50% | 0% | 0% | 0% | 8.2745 | 0 | 0 | 0 | 8.2745 | #N/A
2007-06-24 21:00 | 6 | 24 | 21 | 175.8336 | 4197 | 71.96 | 43.7 | 1007 | 71.96 | 0 | 0.0014469 | Cooling | 0.00024115 | #N/A | #N/A | #N/A | #N/A | 0 | 0 | 0 | 0 | 0 | 0.0014469 | #N/A | #N/A | 88 | 86.96 | 1.0114 | 0.61695 | #N/A | 4.4732e-06 | 8.038e-07% | 1 | 50% | 0% | 0% | 0% | 8.2745 | 0 | 0 | 0 | 8.2745 | #N/A
2007-06-24 22:00 | 6 | 24 | 22 | 175.8752 | 4198 | 69.98 | 42.98 | 1007 | 69.98 | 0 | 0.007622 | Cooling | 0.0012703 | #N/A | #N/A | #N/A | #N/A | 0 | 0 | 0 | 0 | 0 | 0.007622 | #N/A | #N/A | 88 | 84.98 | 0.98841 | 0.60293 | #N/A | 2.3564e-05 | 4.234e-06% | 1 | 50% | 0% | 0% | 0% | 8.2745 | 0 | 0 | 0 | 8.2745 | #N/A
2007-06-24 23:00 | 6 | 24 | 23 | 175.9169 | 4199 | 69.98 | 42.62 | 1008 | 69.98 | 0 | 0.030692 | Cooling | 0.0051153 | #N/A | #N/A | #N/A | #N/A | 0 | 0 | 0 | 0 | 0 | 0.030692 | #N/A | #N/A | 88 | 84.98 | 0.98841 | 0.60293 | #N/A | 9.4887e-05 | 1.705e-05% | 1 | 50% | 0% | 0% | 0% | 8.2745 | 0 | 0 | 0 | 8.2745 | #N/A
2007-06-25 | 6 | 25 | 0 | 175.9586 | 4200 | 66.92 | 42.44 | 1008 | 66.92 | 0 | 0.037194 | Cooling | 0.006199 | #N/A | #N/A | #N/A | #N/A | 0 | 0 | 0 | 0 | 0 | 0.037194 | #N/A | #N/A | 88 | 81.92 | 0.95372 | 0.58177 | #N/A | 0.00011499 | 2.066e-05% | 1 | 50% | 0% | 0% | 0% | 8.2745 | 0 | 0 | 0 | 8.2745 | #N/A
2007-06-25 01:00 | 6 | 25 | 1 | 176.0002 | 4201 | 66.02 | 42.08 | 1009 | 66.02 | 0 | 0.044003 | Cooling | 0.0073339 | #N/A | #N/A | #N/A | #N/A | 0 | 0 | 0 | 0 | 0 | 0.044003 | #N/A | #N/A | 88 | 81.02 | 0.9437 | 0.57566 | #N/A | 0.00013604 | 2.445e-05% | 1 | 50% | 0% | 0% | 0% | 8.2745 | 0 | 0 | 0 | 8.2745 | #N/A
2007-06-25 02:00 | 6 | 25 | 2 | 176.0419 | 4202 | 66.02 | 41 | 1009 | 66.02 | 0 | 0.049914 | Cooling | 0.008319 | #N/A | #N/A | #N/A | #N/A | 0 | 0 | 0 | 0 | 0 | 0.049914 | #N/A | #N/A | 88 | 81.02 | 0.9437 | 0.57566 | #N/A | 0.00015432 | 2.773e-05% | 1 | 50% | 0% | 0% | 0% | 8.2745 | 0 | 0 | 0 | 8.2745 | #N/A
2007-06-25 03:00 | 6 | 25 | 3 | 176.0836 | 4203 | 62.96 | 40.28 | 1009 | 62.96 | 0 | 0.054954 | Cooling | 0.009159 | #N/A | #N/A | #N/A | #N/A | 0 | 0 | 0 | 0 | 0 | 0.054954 | #N/A | #N/A | 88 | 77.96 | 0.91029 | 0.55528 | #N/A | 0.0001699 | 3.053e-05% | 1 | 50% | 0% | 0% | 0% | 8.2745 | 0 | 0 | 0 | 8.2745 | #N/A
2007-06-25 04:00 | 6 | 25 | 4 | 176.1252 | 4204 | 60.98 | 39.92 | 1009 | 60.98 | 0 | 0.059094 | Cooling | 0.0098489 | #N/A | #N/A | #N/A | #N/A | 0 | 0 | 0 | 0 | 0 | 0.059094 | #N/A | #N/A | 88 | 75.98 | 0.8892 | 0.54241 | #N/A | 0.0001827 | 3.283e-05% | 1 | 50% | 0% | 0% | 0% | 8.2745 | 0 | 0 | 0 | 8.2745 | #N/A
2007-06-25 05:00 | 6 | 25 | 5 | 176.1669 | 4205 | 60.98 | 42.62 | 1010 | 60.98 | 0 | 0.035098 | Cooling | 0.0058496 | #N/A | #N/A | #N/A | #N/A | 0 | 0 | 0 | 0 | 0 | 0.035098 | #N/A | #N/A | 88 | 75.98 | 0.8892 | 0.54241 | #N/A | 0.00010851 | 1.95e-05% | 1 | 50% | 0% | 0% | 0% | 8.2745 | 0 | 0 | 0 | 8.2745 | #N/A
2007-06-25 06:00 | 6 | 25 | 6 | 176.2086 | 4206 | 64.04 | 46.76 | 1011 | 64.04 | 3.9357 | 0 | Heating | 0.52477 | #N/A | #N/A | #N/A | #N/A | 3.9357 | #N/A | #N/A | 6.1832 | #N/A | 0 | 0 | 0 | 0 | 0 | 0 | 0 | 0 | 0 | 0.001749% | 1 | 50% | 0% | 0% | 0% | 8.2745 | 0 | 0 | 0 | 8.2745 | #N/A
2007-06-25 07:00 | 6 | 25 | 7 | 176.2502 | 4207 | 68 | 51.08 | 1012 | 68 | 0 | 13.5156 | Cooling | 2.2526 | #N/A | #N/A | #N/A | #N/A | 0 | 0 | 0 | 0 | 0 | 13.5156 | #N/A | #N/A | 88 | 83 | 0.96585 | 0.58917 | #N/A | 0.041785 | 0.007509% | 1 | 50% | 0% | 0% | 0% | 8.2745 | 0 | 0 | 0 | 8.2745 | #N/A
2007-06-25 08:00 | 6 | 25 | 8 | 176.2919 | 4208 | 68 | 49.46 | 1012 | 68 | 0 | 158.9885 | Cooling | 26.4981 | #N/A | #N/A | #N/A | #N/A | 0 | 0 | 0 | 0 | 0 | 158.9885 | #N/A | #N/A | 88 | 83 | 0.96585 | 0.58917 | #N/A | 0.49153 | 0.08833% | 1 | 50% | 0% | 0% | 0% | 8.2745 | 0 | 0 | 0 | 8.2745 | #N/A
2007-06-25 09:00 | 6 | 25 | 9 | 176.3336 | 4209 | 73.04 | 48.02 | 1012 | 73.04 | 0 | 326.9309 | Cooling | 54.4885 | #N/A | #N/A | #N/A | #N/A | 0 | 0 | 0 | 0 | 0 | 326.9309 | #N/A | #N/A | 88 | 88.04 | 1.0241 | 0.6247 | #N/A | 1.0107 | 0.1816% | 1 | 50% | 0% | 0% | 0% | 8.2745 | 0 | 0 | 0 | 8.2745 | #N/A
2007-06-25 10:00 | 6 | 25 | 10 | 176.3752 | 4210 | 75.02 | 46.94 | 1013 | 75.02 | 0 | 598.5433 | Cooling | 99.7572 | #N/A | #N/A | #N/A | #N/A | 0 | 0 | 0 | 0 | 0 | 598.5433 | #N/A | #N/A | 88 | 90.02 | 1.0477 | 0.6391 | #N/A | 1.8505 | 0.3325% | 1 | 50% | 0% | 0% | 0% | 8.2745 | 0 | 0 | 0 | 8.2745 | #N/A
2007-06-25 11:00 | 6 | 25 | 11 | 176.4169 | 4211 | 75.02 | 46.22 | 1012 | 75.02 | 0 | 769.8489 | Cooling | 128.3081 | #N/A | #N/A | #N/A | #N/A | 0 | 0 | 0 | 0 | 0 | 769.8489 | #N/A | #N/A | 88 | 90.02 | 1.0477 | 0.6391 | #N/A | 2.3801 | 0.4277% | 1 | 50% | 0% | 0% | 0% | 8.2745 | 0 | 0 | 0 | 8.2745 | #N/A
2007-06-25 12:00 | 6 | 25 | 12 | 176.4586 | 4212 | 78.98 | 45.68 | 1012 | 78.98 | 0 | 824.6632 | Cooling | 137.4439 | #N/A | #N/A | #N/A | #N/A | 0 | 0 | 0 | 0 | 0 | 824.6632 | #N/A | #N/A | 88 | 93.98 | 1.0962 | 0.66867 | #N/A | 2.5495 | 0.4581% | 1 | 50% | 0% | 0% | 0% | 8.2745 | 0 | 0 | 0 | 8.2745 | #N/A
2007-06-25 13:00 | 6 | 25 | 13 | 176.5002 | 4213 | 80.06 | 46.04 | 1012 | 80.06 | 0 | 911.0815 | Cooling | 151.8469 | #N/A | #N/A | #N/A | #N/A | 0 | 0 | 0 | 0 | 0 | 911.0815 | #N/A | #N/A | 88 | 95.06 | 1.1097 | 0.67691 | #N/A | 2.8167 | 0.5062% | 1 | 50% | 0% | 0% | 0% | 8.2745 | 0 | 0 | 0 | 8.2745 | #N/A
2007-06-25 14:00 | 6 | 25 | 14 | 176.5419 | 4214 | 80.06 | 44.96 | 1012 | 80.06 | 0 | 966.7313 | Cooling | 161.1219 | #N/A | #N/A | #N/A | #N/A | 0 | 0 | 0 | 0 | 0 | 966.7313 | #N/A | #N/A | 88 | 95.06 | 1.1097 | 0.67691 | #N/A | 2.9888 | 0.5371% | 1 | 50% | 0% | 0% | 0% | 8.2745 | 0 | 0 | 0 | 8.2745 | #N/A
2007-06-25 15:00 | 6 | 25 | 15 | 176.5836 | 4215 | 80.96 | 44.6 | 1012 | 80.96 | 0 | 1006.0787 | Cooling | 167.6798 | #N/A | #N/A | #N/A | #N/A | 0 | 0 | 0 | 0 | 0 | 1006.0787 | #N/A | #N/A | 88 | 95.96 | 1.121 | 0.68383 | #N/A | 3.1104 | 0.5589% | 1 | 50% | 0% | 0% | 0% | 8.2745 | 0 | 0 | 0 | 8.2745 | #N/A
2007-06-25 16:00 | 6 | 25 | 16 | 176.6252 | 4216 | 80.96 | 44.96 | 1012 | 80.96 | 0 | 1048.6577 | Cooling | 174.7763 | #N/A | #N/A | #N/A | #N/A | 0 | 0 | 0 | 0 | 0 | 1048.6577 | #N/A | #N/A | 88 | 95.96 | 1.121 | 0.68383 | #N/A | 3.2421 | 0.5826% | 1 | 50% | 0% | 0% | 0% | 8.2745 | 0 | 0 | 0 | 8.2745 | #N/A
2007-06-25 17:00 | 6 | 25 | 17 | 176.6669 | 4217 | 80.96 | 43.7 | 1012 | 80.96 | 0 | 999.8774 | Cooling | 166.6462 | #N/A | #N/A | #N/A | #N/A | 0 | 0 | 0 | 0 | 0 | 999.8774 | #N/A | #N/A | 88 | 95.96 | 1.121 | 0.68383 | #N/A | 3.0912 | 0.5555% | 1 | 50% | 0% | 0% | 0% | 8.2745 | 0 | 0 | 0 | 8.2745 | #N/A
2007-06-25 18:00 | 6 | 25 | 18 | 176.7086 | 4218 | 78.98 | 42.8 | 1012 | 78.98 | 0 | 886.9354 | Cooling | 147.8226 | #N/A | #N/A | #N/A | #N/A | 0 | 0 | 0 | 0 | 0 | 886.9354 | #N/A | #N/A | 88 | 93.98 | 1.0962 | 0.66867 | #N/A | 2.7421 | 0.4927% | 1 | 50% | 0% | 0% | 0% | 8.2745 | 0 | 0 | 0 | 8.2745 | #N/A
2007-06-25 19:00 | 6 | 25 | 19 | 176.7502 | 4219 | 77 | 42.98 | 1013 | 77 | 0 | 776.9278 | Cooling | 129.488 | #N/A | #N/A | #N/A | #N/A | 0 | 0 | 0 | 0 | 0 | 776.9278 | #N/A | #N/A | 88 | 92 | 1.0717 | 0.65376 | #N/A | 2.402 | 0.4316% | 1 | 50% | 0% | 0% | 0% | 8.2745 | 0 | 0 | 0 | 8.2745 | #N/A
2007-06-25 20:00 | 6 | 25 | 20 | 176.7919 | 4220 | 77 | 42.44 | 1013 | 77 | 0 | 546.2665 | Cooling | 91.0444 | #N/A | #N/A | #N/A | #N/A | 0 | 0 | 0 | 0 | 0 | 546.2665 | #N/A | #N/A | 88 | 92 | 1.0717 | 0.65376 | #N/A | 1.6889 | 0.3035% | 1 | 50% | 0% | 0% | 0% | 8.2745 | 0 | 0 | 0 | 8.2745 | #N/A
2007-06-25 21:00 | 6 | 25 | 21 | 176.8336 | 4221 | 71.06 | 42.08 | 1014 | 71.06 | 0 | 167.2984 | Cooling | 27.8831 | #N/A | #N/A | #N/A | #N/A | 0 | 0 | 0 | 0 | 0 | 167.2984 | #N/A | #N/A | 88 | 86.06 | 1.0009 | 0.61054 | #N/A | 0.51722 | 0.09294% | 1 | 50% | 0% | 0% | 0% | 8.2745 | 0 | 0 | 0 | 8.2745 | #N/A
2007-06-25 22:00 | 6 | 25 | 22 | 176.8752 | 4222 | 69.08 | 42.08 | 1014 | 69.08 | 0 | 0.0019955 | Cooling | 0.00033258 | #N/A | #N/A | #N/A | #N/A | 0 | 0 | 0 | 0 | 0 | 0.0019955 | #N/A | #N/A | 88 | 84.08 | 0.9781 | 0.59664 | #N/A | 6.1692e-06 | 1.109e-06% | 1 | 50% | 0% | 0% | 0% | 8.2745 | 0 | 0 | 0 | 8.2745 | #N/A
2007-06-25 23:00 | 6 | 25 | 23 | 176.9169 | 4223 | 69.08 | 41.54 | 1015 | 69.08 | 0 | 0.017519 | Cooling | 0.0029198 | #N/A | #N/A | #N/A | #N/A | 0 | 0 | 0 | 0 | 0 | 0.017519 | #N/A | #N/A | 88 | 84.08 | 0.9781 | 0.59664 | #N/A | 5.4161e-05 | 9.733e-06% | 1 | 50% | 0% | 0% | 0% | 8.2745 | 0 | 0 | 0 | 8.2745 | #N/A
2007-06-26 | 6 | 26 | 0 | 176.9586 | 4224 | 64.94 | 41.36 | 1015 | 64.94 | 0 | 0.031957 | Cooling | 0.0053262 | #N/A | #N/A | #N/A | #N/A | 0 | 0 | 0 | 0 | 0 | 0.031957 | #N/A | #N/A | 88 | 79.94 | 0.9318 | 0.5684 | #N/A | 9.88e-05 | 1.775e-05% | 1 | 50% | 0% | 0% | 0% | 8.2745 | 0 | 0 | 0 | 8.2745 | #N/A
2007-06-26 01:00 | 6 | 26 | 1 | 177.0002 | 4225 | 64.04 | 41 | 1015 | 64.04 | 0 | 0.043261 | Cooling | 0.0072101 | #N/A | #N/A | #N/A | #N/A | 0 | 0 | 0 | 0 | 0 | 0.043261 | #N/A | #N/A | 88 | 79.04 | 0.92197 | 0.5624 | #N/A | 0.00013375 | 2.403e-05% | 1 | 50% | 0% | 0% | 0% | 8.2745 | 0 | 0 | 0 | 8.2745 | #N/A
2007-06-26 02:00 | 6 | 26 | 2 | 177.0419 | 4226 | 64.04 | 40.64 | 1015 | 64.04 | 0 | 0.043377 | Cooling | 0.0072294 | #N/A | #N/A | #N/A | #N/A | 0 | 0 | 0 | 0 | 0 | 0.043377 | #N/A | #N/A | 88 | 79.04 | 0.92197 | 0.5624 | #N/A | 0.0001341 | 2.41e-05% | 1 | 50% | 0% | 0% | 0% | 8.2745 | 0 | 0 | 0 | 8.2745 | #N/A
2007-06-26 03:00 | 6 | 26 | 3 | 177.0836 | 4227 | 62.96 | 40.64 | 1015 | 62.96 | 0 | 0.035848 | Cooling | 0.0059746 | #N/A | #N/A | #N/A | #N/A | 0 | 0 | 0 | 0 | 0 | 0.035848 | #N/A | #N/A | 88 | 77.96 | 0.91029 | 0.55528 | #N/A | 0.00011083 | 1.992e-05% | 1 | 50% | 0% | 0% | 0% | 8.2745 | 0 | 0 | 0 | 8.2745 | #N/A
2007-06-26 04:00 | 6 | 26 | 4 | 177.1252 | 4228 | 60.98 | 41 | 1015 | 60.98 | 0 | 0.030312 | Cooling | 0.005052 | #N/A | #N/A | #N/A | #N/A | 0 | 0 | 0 | 0 | 0 | 0.030312 | #N/A | #N/A | 88 | 75.98 | 0.8892 | 0.54241 | #N/A | 9.3713e-05 | 1.684e-05% | 1 | 50% | 0% | 0% | 0% | 8.2745 | 0 | 0 | 0 | 8.2745 | #N/A
2007-06-26 05:00 | 6 | 26 | 5 | 177.1669 | 4229 | 60.98 | 42.98 | 1015 | 60.98 | 0 | 0.0048163 | Cooling | 0.00080271 | #N/A | #N/A | #N/A | #N/A | 0 | 0 | 0 | 0 | 0 | 0.0048163 | #N/A | #N/A | 88 | 75.98 | 0.8892 | 0.54241 | #N/A | 1.489e-05 | 2.676e-06% | 1 | 50% | 0% | 0% | 0% | 8.2745 | 0 | 0 | 0 | 8.2745 | #N/A
2007-06-26 06:00 | 6 | 26 | 6 | 177.2086 | 4230 | 64.04 | 46.4 | 1016 | 64.04 | 0.37989 | 0 | Heating | 0.050652 | #N/A | #N/A | #N/A | #N/A | 0.37989 | #N/A | #N/A | 6.1832 | #N/A | 0 | 0 | 0 | 0 | 0 | 0 | 0 | 0 | 0 | 0.0001688% | 1 | 50% | 0% | 0% | 0% | 8.2745 | 0 | 0 | 0 | 8.2745 | #N/A
2007-06-26 07:00 | 6 | 26 | 7 | 177.2502 | 4231 | 68 | 50 | 1016 | 68 | 0 | 0 | Cooling | 0 | #N/A | #N/A | #N/A | #N/A | 0 | 0 | 0 | 0 | 0 | 0 | #N/A | #N/A | 88 | 83 | 0.96585 | 0.58917 | #N/A | 0 | 0% | 1 | 50% | 0% | 0% | 0% | 8.2745 | 0 | 0 | 0 | 8.2745 | #N/A
2007-06-26 08:00 | 6 | 26 | 8 | 177.2919 | 4232 | 68 | 49.28 | 1016 | 68 | 0 | 221.2945 | Cooling | 36.8824 | #N/A | #N/A | #N/A | #N/A | 0 | 0 | 0 | 0 | 0 | 221.2945 | #N/A | #N/A | 88 | 83 | 0.96585 | 0.58917 | #N/A | 0.68416 | 0.1229% | 1 | 50% | 0% | 0% | 0% | 8.2745 | 0 | 0 | 0 | 8.2745 | #N/A
2007-06-26 09:00 | 6 | 26 | 9 | 177.3336 | 4233 | 71.06 | 48.92 | 1016 | 71.06 | 0 | 631.3287 | Cooling | 105.2215 | #N/A | #N/A | #N/A | #N/A | 0 | 0 | 0 | 0 | 0 | 631.3287 | #N/A | #N/A | 88 | 86.06 | 1.0009 | 0.61054 | #N/A | 1.9518 | 0.3507% | 1 | 50% | 0% | 0% | 0% | 8.2745 | 0 | 0 | 0 | 8.2745 | #N/A
2007-06-26 10:00 | 6 | 26 | 10 | 177.3752 | 4234 | 73.94 | 48.92 | 1016 | 73.94 | 0 | 934.3595 | Cooling | 155.7266 | #N/A | #N/A | #N/A | #N/A | 0 | 0 | 0 | 0 | 0 | 934.3595 | #N/A | #N/A | 88 | 88.94 | 1.0348 | 0.63121 | #N/A | 2.8887 | 0.5191% | 1 | 50% | 0% | 0% | 0% | 8.2745 | 0 | 0 | 0 | 8.2745 | #N/A
2007-06-26 11:00 | 6 | 26 | 11 | 177.4169 | 4235 | 73.94 | 48.2 | 1015 | 73.94 | 0 | 1135.7914 | Cooling | 189.2986 | #N/A | #N/A | #N/A | #N/A | 0 | 0 | 0 | 0 | 0 | 1135.7914 | #N/A | #N/A | 88 | 88.94 | 1.0348 | 0.63121 | #N/A | 3.5114 | 0.631% | 1 | 50% | 0% | 0% | 0% | 8.2745 | 0 | 0 | 0 | 8.2745 | #N/A
2007-06-26 12:00 | 6 | 26 | 12 | 177.4586 | 4236 | 78.08 | 47.66 | 1014 | 78.08 | 0 | 1261.7459 | Cooling | 210.291 | #N/A | #N/A | #N/A | #N/A | 0 | 0 | 0 | 0 | 0 | 1261.7459 | #N/A | #N/A | 88 | 93.08 | 1.085 | 0.66186 | #N/A | 3.9008 | 0.701% | 1 | 50% | 0% | 0% | 0% | 8.2745 | 0 | 0 | 0 | 8.2745 | #N/A
2007-06-26 13:00 | 6 | 26 | 13 | 177.5002 | 4237 | 75.92 | 48.02 | 1014 | 75.92 | 0 | 1594.6182 | Cooling | 265.7697 | #N/A | #N/A | #N/A | #N/A | 0 | 0 | 0 | 0 | 0 | 1594.6182 | #N/A | #N/A | 88 | 90.92 | 1.0586 | 0.64573 | #N/A | 4.93 | 0.8859% | 1 | 50% | 0% | 0% | 0% | 8.2745 | 0 | 0 | 0 | 8.2745 | #N/A
2007-06-26 14:00 | 6 | 26 | 14 | 177.5419 | 4238 | 75.92 | 47.3 | 1013 | 75.92 | 0 | 1851.8297 | Cooling | 308.6383 | #N/A | #N/A | #N/A | #N/A | 0 | 0 | 0 | 0 | 0 | 1851.8297 | #N/A | #N/A | 88 | 90.92 | 1.0586 | 0.64573 | #N/A | 5.7252 | 1.029% | 1 | 50% | 0% | 0% | 0% | 8.2745 | 0 | 0 | 0 | 8.2745 | #N/A
2007-06-26 15:00 | 6 | 26 | 15 | 177.5836 | 4239 | 71.96 | 47.3 | 1012 | 71.96 | 0 | 1936.7937 | Cooling | 322.799 | #N/A | #N/A | #N/A | #N/A | 0 | 0 | 0 | 0 | 0 | 1936.7937 | #N/A | #N/A | 88 | 86.96 | 1.0114 | 0.61695 | #N/A | 5.9878 | 1.076% | 1 | 50% | 0% | 0% | 0% | 8.2745 | 0 | 0 | 0 | 8.2745 | #N/A
2007-06-26 16:00 | 6 | 26 | 16 | 177.6252 | 4240 | 71.06 | 48.02 | 1012 | 71.06 | 0 | 2067.0779 | Cooling | 344.513 | #N/A | #N/A | #N/A | #N/A | 0 | 0 | 0 | 0 | 0 | 2067.0779 | #N/A | #N/A | 88 | 86.06 | 1.0009 | 0.61054 | #N/A | 6.3906 | 1.148% | 1 | 50% | 0% | 0% | 0% | 8.2745 | 0 | 0 | 0 | 8.2745 | #N/A
2007-06-26 17:00 | 6 | 26 | 17 | 177.6669 | 4241 | 71.06 | 46.76 | 1011 | 71.06 | 0 | 2042.8588 | Cooling | 340.4765 | #N/A | #N/A | #N/A | #N/A | 0 | 0 | 0 | 0 | 0 | 2042.8588 | #N/A | #N/A | 88 | 86.06 | 1.0009 | 0.61054 | #N/A | 6.3158 | 1.135% | 1 | 50% | 0% | 0% | 0% | 8.2745 | 0 | 0 | 0 | 8.2745 | #N/A
2007-06-26 18:00 | 6 | 26 | 18 | 177.7086 | 4242 | 71.06 | 45.86 | 1011 | 71.06 | 0 | 1915.6056 | Cooling | 319.2676 | #N/A | #N/A | #N/A | #N/A | 0 | 0 | 0 | 0 | 0 | 1915.6056 | #N/A | #N/A | 88 | 86.06 | 1.0009 | 0.61054 | #N/A | 5.9223 | 1.064% | 1 | 50% | 0% | 0% | 0% | 8.2745 | 0 | 0 | 0 | 8.2745 | #N/A
2007-06-26 19:00 | 6 | 26 | 19 | 177.7502 | 4243 | 69.08 | 46.04 | 1010 | 69.08 | 0 | 1802.1511 | Cooling | 300.3585 | #N/A | #N/A | #N/A | #N/A | 0 | 0 | 0 | 0 | 0 | 1802.1511 | #N/A | #N/A | 88 | 84.08 | 0.9781 | 0.59664 | #N/A | 5.5716 | 1.001% | 1 | 50% | 0% | 0% | 0% | 8.2745 | 0 | 0 | 0 | 8.2745 | #N/A
2007-06-26 20:00 | 6 | 26 | 20 | 177.7919 | 4244 | 69.08 | 46.4 | 1010 | 69.08 | 0 | 1376.092 | Cooling | 229.3487 | #N/A | #N/A | #N/A | #N/A | 0 | 0 | 0 | 0 | 0 | 1376.092 | #N/A | #N/A | 88 | 84.08 | 0.9781 | 0.59664 | #N/A | 4.2544 | 0.7645% | 1 | 50% | 0% | 0% | 0% | 8.2745 | 0 | 0 | 0 | 8.2745 | #N/A
2007-06-26 21:00 | 6 | 26 | 21 | 177.8336 | 4245 | 68 | 47.12 | 1010 | 68 | 0 | 1147.8563 | Cooling | 191.3094 | #N/A | #N/A | #N/A | #N/A | 0 | 0 | 0 | 0 | 0 | 1147.8563 | #N/A | #N/A | 88 | 83 | 0.96585 | 0.58917 | #N/A | 3.5487 | 0.6377% | 1 | 50% | 0% | 0% | 0% | 8.2745 | 0 | 0 | 0 | 8.2745 | #N/A
2007-06-26 22:00 | 6 | 26 | 22 | 177.8752 | 4246 | 66.92 | 48.02 | 1011 | 66.92 | 0 | 0.070483 | Cooling | 0.011747 | #N/A | #N/A | #N/A | #N/A | 0 | 0 | 0 | 0 | 0 | 0.070483 | #N/A | #N/A | 88 | 81.92 | 0.95372 | 0.58177 | #N/A | 0.00021791 | 3.916e-05% | 1 | 50% | 0% | 0% | 0% | 8.2745 | 0 | 0 | 0 | 8.2745 | #N/A
2007-06-26 23:00 | 6 | 26 | 23 | 177.9169 | 4247 | 66.92 | 48.2 | 1010 | 66.92 | 0 | 0 | Cooling | 0 | #N/A | #N/A | #N/A | #N/A | 0 | 0 | 0 | 0 | 0 | 0 | #N/A | #N/A | 88 | 81.92 | 0.95372 | 0.58177 | #N/A | 0 | 0% | 1 | 50% | 0% | 0% | 0% | 8.2745 | 0 | 0 | 0 | 8.2745 | #N/A
2007-06-27 | 6 | 27 | 0 | 177.9586 | 4248 | 66.92 | 48.56 | 1010 | 66.92 | 0 | 0 | Cooling | 0 | #N/A | #N/A | #N/A | #N/A | 0 | 0 | 0 | 0 | 0 | 0 | #N/A | #N/A | 88 | 81.92 | 0.95372 | 0.58177 | #N/A | 0 | 0% | 1 | 50% | 0% | 0% | 0% | 8.2745 | 0 | 0 | 0 | 8.2745 | #N/A
2007-06-27 01:00 | 6 | 27 | 1 | 178.0002 | 4249 | 64.94 | 48.92 | 1010 | 64.94 | 0 | 0 | Cooling | 0 | #N/A | #N/A | #N/A | #N/A | 0 | 0 | 0 | 0 | 0 | 0 | #N/A | #N/A | 88 | 79.94 | 0.9318 | 0.5684 | #N/A | 0 | 0% | 1 | 50% | 0% | 0% | 0% | 8.2745 | 0 | 0 | 0 | 8.2745 | #N/A
2007-06-27 02:00 | 6 | 27 | 2 | 178.0419 | 4250 | 64.94 | 48.92 | 1010 | 64.94 | 0 | 0 | Cooling | 0 | #N/A | #N/A | #N/A | #N/A | 0 | 0 | 0 | 0 | 0 | 0 | #N/A | #N/A | 88 | 79.94 | 0.9318 | 0.5684 | #N/A | 0 | 0% | 1 | 50% | 0% | 0% | 0% | 8.2745 | 0 | 0 | 0 | 8.2745 | #N/A
2007-06-27 03:00 | 6 | 27 | 3 | 178.0836 | 4251 | 62.06 | 49.28 | 1009 | 62.06 | 0 | 0 | Cooling | 0 | #N/A | #N/A | #N/A | #N/A | 0 | 0 | 0 | 0 | 0 | 0 | #N/A | #N/A | 88 | 77.06 | 0.90065 | 0.5494 | #N/A | 0 | 0% | 1 | 50% | 0% | 0% | 0% | 8.2745 | 0 | 0 | 0 | 8.2745 | #N/A
2007-06-27 04:00 | 6 | 27 | 4 | 178.1252 | 4252 | 62.06 | 50 | 1009 | 62.06 | 0 | 0.4316 | Cooling | 0.071934 | #N/A | #N/A | #N/A | #N/A | 0 | 0 | 0 | 0 | 0 | 0.4316 | #N/A | #N/A | 88 | 77.06 | 0.90065 | 0.5494 | #N/A | 0.0013344 | 0.0002398% | 1 | 50% | 0% | 0% | 0% | 8.2745 | 0 | 0 | 0 | 8.2745 | #N/A
2007-06-27 05:00 | 6 | 27 | 5 | 178.1669 | 4253 | 62.06 | 49.64 | 1009 | 62.06 | 0 | 10.2918 | Cooling | 1.7153 | #N/A | #N/A | #N/A | #N/A | 0 | 0 | 0 | 0 | 0 | 10.2918 | #N/A | #N/A | 88 | 77.06 | 0.90065 | 0.5494 | #N/A | 0.031818 | 0.005718% | 1 | 50% | 0% | 0% | 0% | 8.2745 | 0 | 0 | 0 | 8.2745 | #N/A
2007-06-27 06:00 | 6 | 27 | 6 | 178.2086 | 4254 | 64.94 | 50.72 | 1009 | 64.94 | 0 | 842.7583 | Cooling | 140.4597 | #N/A | #N/A | #N/A | #N/A | 0 | 0 | 0 | 0 | 0 | 842.7583 | #N/A | #N/A | 88 | 79.94 | 0.9318 | 0.5684 | #N/A | 2.6055 | 0.4682% | 1 | 50% | 0% | 0% | 0% | 8.2745 | 0 | 0 | 0 | 8.2745 | #N/A
2007-06-27 07:00 | 6 | 27 | 7 | 178.2502 | 4255 | 66.92 | 51.98 | 1009 | 66.92 | 0 | 1013.9644 | Cooling | 168.9941 | #N/A | #N/A | #N/A | #N/A | 0 | 0 | 0 | 0 | 0 | 1013.9644 | #N/A | #N/A | 88 | 81.92 | 0.95372 | 0.58177 | #N/A | 3.1348 | 0.5633% | 1 | 50% | 0% | 0% | 0% | 8.2745 | 0 | 0 | 0 | 8.2745 | #N/A
2007-06-27 08:00 | 6 | 27 | 8 | 178.2919 | 4256 | 66.92 | 53.06 | 1009 | 66.92 | 0 | 1463.3547 | Cooling | 243.8925 | #N/A | #N/A | #N/A | #N/A | 0 | 0 | 0 | 0 | 0 | 1463.3547 | #N/A | #N/A | 88 | 81.92 | 0.95372 | 0.58177 | #N/A | 4.5241 | 0.813% | 1 | 50% | 0% | 0% | 0% | 8.2745 | 0 | 0 | 0 | 8.2745 | #N/A
2007-06-27 09:00 | 6 | 27 | 9 | 178.3336 | 4257 | 68 | 54.32 | 1009 | 68 | 0 | 2015.1818 | Cooling | 335.8636 | #N/A | #N/A | #N/A | #N/A | 0 | 0 | 0 | 0 | 0 | 2015.1818 | #N/A | #N/A | 88 | 83 | 0.96585 | 0.58917 | #N/A | 6.2302 | 1.12% | 1 | 50% | 0% | 0% | 0% | 8.2745 | 0 | 0 | 0 | 8.2745 | #N/A
2007-06-27 10:00 | 6 | 27 | 10 | 178.3752 | 4258 | 71.96 | 55.94 | 1009 | 71.96 | 0 | 2578.5369 | Cooling | 429.7561 | #N/A | #N/A | #N/A | #N/A | 0 | 0 | 0 | 0 | 0 | 2578.5369 | #N/A | #N/A | 88 | 86.96 | 1.0114 | 0.61695 | #N/A | 7.9719 | 1.433% | 1 | 50% | 0% | 0% | 0% | 8.2745 | 0 | 0 | 0 | 8.2745 | #N/A
2007-06-27 11:00 | 6 | 27 | 11 | 178.4169 | 4259 | 71.96 | 55.58 | 1008 | 71.96 | 0 | 2762.4724 | Cooling | 460.4121 | #N/A | #N/A | #N/A | #N/A | 0 | 0 | 0 | 0 | 0 | 2762.4724 | #N/A | #N/A | 88 | 86.96 | 1.0114 | 0.61695 | #N/A | 8.5405 | 1.535% | 1 | 50% | 0% | 0% | 0% | 8.2745 | 0 | 0 | 0 | 8.2745 | #N/A
2007-06-27 12:00 | 6 | 27 | 12 | 178.4586 | 4260 | 78.98 | 55.4 | 1008 | 78.98 | 0 | 2314.9169 | Cooling | 385.8195 | #N/A | #N/A | #N/A | #N/A | 0 | 0 | 0 | 0 | 0 | 2314.9169 | #N/A | #N/A | 88 | 93.98 | 1.0962 | 0.66867 | #N/A | 7.1569 | 1.286% | 1 | 50% | 0% | 0% | 0% | 8.2745 | 0 | 0 | 0 | 8.2745 | #N/A
2007-06-27 13:00 | 6 | 27 | 13 | 178.5002 | 4261 | 82.04 | 55.94 | 1007 | 82.04 | 0 | 2382.1405 | Cooling | 397.0234 | #N/A | #N/A | #N/A | #N/A | 0 | 0 | 0 | 0 | 0 | 2382.1405 | #N/A | #N/A | 88 | 97.04 | 1.1348 | 0.69221 | #N/A | 7.3647 | 1.323% | 1 | 50% | 0% | 0% | 0% | 8.2745 | 0 | 0 | 0 | 8.2745 | #N/A
2007-06-27 14:00 | 6 | 27 | 14 | 178.5419 | 4262 | 82.04 | 54.5 | 1007 | 82.04 | 0 | 2465.3722 | Cooling | 410.8954 | #N/A | #N/A | #N/A | #N/A | 0 | 0 | 0 | 0 | 0 | 2465.3722 | #N/A | #N/A | 88 | 97.04 | 1.1348 | 0.69221 | #N/A | 7.622 | 1.37% | 1 | 50% | 0% | 0% | 0% | 8.2745 | 0 | 0 | 0 | 8.2745 | #N/A
2007-06-27 15:00 | 6 | 27 | 15 | 178.5836 | 4263 | 82.04 | 53.96 | 1006 | 82.04 | 0 | 2472.4356 | Cooling | 412.0726 | #N/A | #N/A | #N/A | #N/A | 0 | 0 | 0 | 0 | 0 | 2472.4356 | #N/A | #N/A | 88 | 97.04 | 1.1348 | 0.69221 | #N/A | 7.6438 | 1.374% | 1 | 50% | 0% | 0% | 0% | 8.2745 | 0 | 0 | 0 | 8.2745 | #N/A
2007-06-27 16:00 | 6 | 27 | 16 | 178.6252 | 4264 | 80.06 | 53.96 | 1005 | 80.06 | 0 | 2537.3915 | Cooling | 422.8986 | #N/A | #N/A | #N/A | #N/A | 0 | 0 | 0 | 0 | 0 | 2537.3915 | #N/A | #N/A | 88 | 95.06 | 1.1097 | 0.67691 | #N/A | 7.8447 | 1.41% | 1 | 50% | 0% | 0% | 0% | 8.2745 | 0 | 0 | 0 | 8.2745 | #N/A
2007-06-27 17:00 | 6 | 27 | 17 | 178.6669 | 4265 | 80.06 | 55.58 | 1006 | 80.06 | 0 | 2745.0903 | Cooling | 457.5151 | #N/A | #N/A | #N/A | #N/A | 0 | 0 | 0 | 0 | 0 | 2745.0903 | #N/A | #N/A | 88 | 95.06 | 1.1097 | 0.67691 | #N/A | 8.4868 | 1.525% | 1 | 50% | 0% | 0% | 0% | 8.2745 | 0 | 0 | 0 | 8.2745 | #N/A
2007-06-27 18:00 | 6 | 27 | 18 | 178.7086 | 4266 | 78.98 | 57.92 | 1006 | 78.98 | 0 | 2919.2839 | Cooling | 486.5473 | #N/A | #N/A | #N/A | #N/A | 0 | 0 | 0 | 0 | 0 | 2919.2839 | #N/A | #N/A | 88 | 93.98 | 1.0962 | 0.66867 | #N/A | 9.0253 | 1.622% | 1 | 50% | 0% | 0% | 0% | 8.2745 | 0 | 0 | 0 | 8.2745 | #N/A
2007-06-27 19:00 | 6 | 27 | 19 | 178.7502 | 4267 | 78.08 | 60.98 | 1006 | 78.08 | 0 | 2440.4997 | Cooling | 406.75 | #N/A | #N/A | #N/A | #N/A | 0 | 0 | 0 | 0 | 0 | 2440.4997 | #N/A | #N/A | 88 | 93.08 | 1.085 | 0.66186 | #N/A | 7.5451 | 1.356% | 1 | 50% | 0% | 0% | 0% | 8.2745 | 0 | 0 | 0 | 8.2745 | #N/A
2007-06-27 20:00 | 6 | 27 | 20 | 178.7919 | 4268 | 78.08 | 60.62 | 1006 | 78.08 | 0 | 2246.9809 | Cooling | 374.4968 | #N/A | #N/A | #N/A | #N/A | 0 | 0 | 0 | 0 | 0 | 2246.9809 | #N/A | #N/A | 88 | 93.08 | 1.085 | 0.66186 | #N/A | 6.9468 | 1.248% | 1 | 50% | 0% | 0% | 0% | 8.2745 | 0 | 0 | 0 | 8.2745 | #N/A
2007-06-27 21:00 | 6 | 27 | 21 | 178.8336 | 4269 | 75.92 | 60.8 | 1006 | 75.92 | 0 | 2154.3332 | Cooling | 359.0555 | #N/A | #N/A | #N/A | #N/A | 0 | 0 | 0 | 0 | 0 | 2154.3332 | #N/A | #N/A | 88 | 90.92 | 1.0586 | 0.64573 | #N/A | 6.6604 | 1.197% | 1 | 50% | 0% | 0% | 0% | 8.2745 | 0 | 0 | 0 | 8.2745 | #N/A
2007-06-27 22:00 | 6 | 27 | 22 | 178.8752 | 4270 | 75.02 | 60.98 | 1006 | 75.02 | 0 | 288.4852 | Cooling | 48.0809 | #N/A | #N/A | #N/A | #N/A | 0 | 0 | 0 | 0 | 0 | 288.4852 | #N/A | #N/A | 88 | 90.02 | 1.0477 | 0.6391 | #N/A | 0.89189 | 0.1603% | 1 | 50% | 0% | 0% | 0% | 8.2745 | 0 | 0 | 0 | 8.2745 | #N/A
2007-06-27 23:00 | 6 | 27 | 23 | 178.9169 | 4271 | 75.02 | 60.62 | 1006 | 75.02 | 0 | 393.126 | Cooling | 65.521 | #N/A | #N/A | #N/A | #N/A | 0 | 0 | 0 | 0 | 0 | 393.126 | #N/A | #N/A | 88 | 90.02 | 1.0477 | 0.6391 | #N/A | 1.2154 | 0.2184% | 1 | 50% | 0% | 0% | 0% | 8.2745 | 0 | 0 | 0 | 8.2745 | #N/A
2007-06-28 | 6 | 28 | 0 | 178.9586 | 4272 | 75.02 | 60.44 | 1006 | 75.02 | 0 | 335.3691 | Cooling | 55.8949 | #N/A | #N/A | #N/A | #N/A | 0 | 0 | 0 | 0 | 0 | 335.3691 | #N/A | #N/A | 88 | 90.02 | 1.0477 | 0.6391 | #N/A | 1.0368 | 0.1863% | 1 | 50% | 0% | 0% | 0% | 8.2745 | 0 | 0 | 0 | 8.2745 | #N/A
2007-06-28 01:00 | 6 | 28 | 1 | 179.0002 | 4273 | 75.02 | 60.08 | 1006 | 75.02 | 0 | 301.0473 | Cooling | 50.1745 | #N/A | #N/A | #N/A | #N/A | 0 | 0 | 0 | 0 | 0 | 301.0473 | #N/A | #N/A | 88 | 90.02 | 1.0477 | 0.6391 | #N/A | 0.93073 | 0.1672% | 1 | 50% | 0% | 0% | 0% | 8.2745 | 0 | 0 | 0 | 8.2745 | #N/A
2007-06-28 02:00 | 6 | 28 | 2 | 179.0419 | 4274 | 75.02 | 59.72 | 1006 | 75.02 | 0 | 287.0512 | Cooling | 47.8419 | #N/A | #N/A | #N/A | #N/A | 0 | 0 | 0 | 0 | 0 | 287.0512 | #N/A | #N/A | 88 | 90.02 | 1.0477 | 0.6391 | #N/A | 0.88745 | 0.1595% | 1 | 50% | 0% | 0% | 0% | 8.2745 | 0 | 0 | 0 | 8.2745 | #N/A
2007-06-28 03:00 | 6 | 28 | 3 | 179.0836 | 4275 | 75.92 | 59.72 | 1005 | 75.92 | 0 | 282.3893 | Cooling | 47.0649 | #N/A | #N/A | #N/A | #N/A | 0 | 0 | 0 | 0 | 0 | 282.3893 | #N/A | #N/A | 88 | 90.92 | 1.0586 | 0.64573 | #N/A | 0.87304 | 0.1569% | 1 | 50% | 0% | 0% | 0% | 8.2745 | 0 | 0 | 0 | 8.2745 | #N/A
2007-06-28 04:00 | 6 | 28 | 4 | 179.1252 | 4276 | 75.02 | 60.08 | 1005 | 75.02 | 0 | 276.8511 | Cooling | 46.1419 | #N/A | #N/A | #N/A | #N/A | 0 | 0 | 0 | 0 | 0 | 276.8511 | #N/A | #N/A | 88 | 90.02 | 1.0477 | 0.6391 | #N/A | 0.85592 | 0.1538% | 1 | 50% | 0% | 0% | 0% | 8.2745 | 0 | 0 | 0 | 8.2745 | #N/A
2007-06-28 05:00 | 6 | 28 | 5 | 179.1669 | 4277 | 75.02 | 59 | 1006 | 75.02 | 0 | 334.5721 | Cooling | 55.762 | #N/A | #N/A | #N/A | #N/A | 0 | 0 | 0 | 0 | 0 | 334.5721 | #N/A | #N/A | 88 | 90.02 | 1.0477 | 0.6391 | #N/A | 1.0344 | 0.1859% | 1 | 50% | 0% | 0% | 0% | 8.2745 | 0 | 0 | 0 | 8.2745 | #N/A
2007-06-28 06:00 | 6 | 28 | 6 | 179.2086 | 4278 | 75.02 | 59.54 | 1006 | 75.02 | 0 | 1984.1013 | Cooling | 330.6836 | #N/A | #N/A | #N/A | #N/A | 0 | 0 | 0 | 0 | 0 | 1984.1013 | #N/A | #N/A | 88 | 90.02 | 1.0477 | 0.6391 | #N/A | 6.1341 | 1.102% | 1 | 50% | 0% | 0% | 0% | 8.2745 | 0 | 0 | 0 | 8.2745 | #N/A
2007-06-28 07:00 | 6 | 28 | 7 | 179.2502 | 4279 | 77 | 60.08 | 1006 | 77 | 0 | 2028.1634 | Cooling | 338.0272 | #N/A | #N/A | #N/A | #N/A | 0 | 0 | 0 | 0 | 0 | 2028.1634 | #N/A | #N/A | 88 | 92 | 1.0717 | 0.65376 | #N/A | 6.2703 | 1.127% | 1 | 50% | 0% | 0% | 0% | 8.2745 | 0 | 0 | 0 | 8.2745 | #N/A
2007-06-28 08:00 | 6 | 28 | 8 | 179.2919 | 4280 | 77 | 60.08 | 1006 | 77 | 0 | 2308.1027 | Cooling | 384.6838 | #N/A | #N/A | #N/A | #N/A | 0 | 0 | 0 | 0 | 0 | 2308.1027 | #N/A | #N/A | 88 | 92 | 1.0717 | 0.65376 | #N/A | 7.1358 | 1.282% | 1 | 50% | 0% | 0% | 0% | 8.2745 | 0 | 0 | 0 | 8.2745 | #N/A
2007-06-28 09:00 | 6 | 28 | 9 | 179.3336 | 4281 | 78.08 | 60.44 | 1006 | 78.08 | 0 | 2299.5584 | Cooling | 383.2597 | #N/A | #N/A | #N/A | #N/A | 0 | 0 | 0 | 0 | 0 | 2299.5584 | #N/A | #N/A | 88 | 93.08 | 1.085 | 0.66186 | #N/A | 7.1094 | 1.278% | 1 | 50% | 0% | 0% | 0% | 8.2745 | 0 | 0 | 0 | 8.2745 | #N/A
2007-06-28 10:00 | 6 | 28 | 10 | 179.3752 | 4282 | 82.94 | 60.98 | 1006 | 82.94 | 0 | 2222.2227 | Cooling | 370.3705 | #N/A | #N/A | #N/A | #N/A | 0 | 0 | 0 | 0 | 0 | 2222.2227 | #N/A | #N/A | 88 | 97.94 | 1.1463 | 0.69925 | #N/A | 6.8703 | 1.235% | 1 | 50% | 0% | 0% | 0% | 8.2745 | 0 | 0 | 0 | 8.2745 | #N/A
2007-06-28 11:00 | 6 | 28 | 11 | 179.4169 | 4283 | 82.94 | 60.98 | 1006 | 82.94 | 0 | 2278.464 | Cooling | 379.744 | #N/A | #N/A | #N/A | #N/A | 0 | 0 | 0 | 0 | 0 | 2278.464 | #N/A | #N/A | 88 | 97.94 | 1.1463 | 0.69925 | #N/A | 7.0442 | 1.266% | 1 | 50% | 0% | 0% | 0% | 8.2745 | 0 | 0 | 0 | 8.2745 | #N/A
2007-06-28 12:00 | 6 | 28 | 12 | 179.4586 | 4284 | 82.94 | 61.16 | 1006 | 82.94 | 0 | 2291.3394 | Cooling | 381.8899 | #N/A | #N/A | #N/A | #N/A | 0 | 0 | 0 | 0 | 0 | 2291.3394 | #N/A | #N/A | 88 | 97.94 | 1.1463 | 0.69925 | #N/A | 7.084 | 1.273% | 1 | 50% | 0% | 0% | 0% | 8.2745 | 0 | 0 | 0 | 8.2745 | #N/A
2007-06-28 13:00 | 6 | 28 | 13 | 179.5002 | 4285 | 80.96 | 62.06 | 1006 | 80.96 | 0 | 2398.7806 | Cooling | 399.7968 | #N/A | #N/A | #N/A | #N/A | 0 | 0 | 0 | 0 | 0 | 2398.7806 | #N/A | #N/A | 88 | 95.96 | 1.121 | 0.68383 | #N/A | 7.4161 | 1.333% | 1 | 50% | 0% | 0% | 0% | 8.2745 | 0 | 0 | 0 | 8.2745 | #N/A
2007-06-28 14:00 | 6 | 28 | 14 | 179.5419 | 4286 | 80.96 | 61.88 | 1006 | 80.96 | 0 | 2561.424 | Cooling | 426.904 | #N/A | #N/A | #N/A | #N/A | 0 | 0 | 0 | 0 | 0 | 2561.424 | #N/A | #N/A | 88 | 95.96 | 1.121 | 0.68383 | #N/A | 7.919 | 1.423% | 1 | 50% | 0% | 0% | 0% | 8.2745 | 0 | 0 | 0 | 8.2745 | #N/A
2007-06-28 15:00 | 6 | 28 | 15 | 179.5836 | 4287 | 80.96 | 62.6 | 1005 | 80.96 | 0 | 2685.2082 | Cooling | 447.5347 | #N/A | #N/A | #N/A | #N/A | 0 | 0 | 0 | 0 | 0 | 2685.2082 | #N/A | #N/A | 88 | 95.96 | 1.121 | 0.68383 | #N/A | 8.3017 | 1.492% | 1 | 50% | 0% | 0% | 0% | 8.2745 | 0 | 0 | 0 | 8.2745 | #N/A
2007-06-28 16:00 | 6 | 28 | 16 | 179.6252 | 4288 | 82.94 | 64.04 | 1005 | 82.94 | 0 | 2898.9144 | Cooling | 483.1524 | #N/A | #N/A | #N/A | #N/A | 0 | 0 | 0 | 0 | 0 | 2898.9144 | #N/A | #N/A | 88 | 97.94 | 1.1463 | 0.69925 | #N/A | 8.9624 | 1.611% | 1 | 50% | 0% | 0% | 0% | 8.2745 | 0 | 0 | 0 | 8.2745 | #N/A
2007-06-28 17:00 | 6 | 28 | 17 | 179.6669 | 4289 | 82.94 | 62.06 | 1005 | 82.94 | 0 | 2810.5197 | Cooling | 468.4199 | #N/A | #N/A | #N/A | #N/A | 0 | 0 | 0 | 0 | 0 | 2810.5197 | #N/A | #N/A | 88 | 97.94 | 1.1463 | 0.69925 | #N/A | 8.6891 | 1.561% | 1 | 50% | 0% | 0% | 0% | 8.2745 | 0 | 0 | 0 | 8.2745 | #N/A
2007-06-28 18:00 | 6 | 28 | 18 | 179.7086 | 4290 | 78.98 | 60.62 | 1004 | 78.98 | 0 | 2516.0065 | Cooling | 419.3344 | #N/A | #N/A | #N/A | #N/A | 0 | 0 | 0 | 0 | 0 | 2516.0065 | #N/A | #N/A | 88 | 93.98 | 1.0962 | 0.66867 | #N/A | 7.7785 | 1.398% | 1 | 50% | 0% | 0% | 0% | 8.2745 | 0 | 0 | 0 | 8.2745 | #N/A
2007-06-28 19:00 | 6 | 28 | 19 | 179.7502 | 4291 | 71.6 | 60.08 | 1004 | 71.6 | 0 | 2270.6587 | Cooling | 378.4431 | #N/A | #N/A | #N/A | #N/A | 0 | 0 | 0 | 0 | 0 | 2270.6587 | #N/A | #N/A | 88 | 86.6 | 1.0072 | 0.61438 | #N/A | 7.02 | 1.261% | 1 | 50% | 0% | 0% | 0% | 8.2745 | 0 | 0 | 0 | 8.2745 | #N/A
2007-06-28 20:00 | 6 | 28 | 20 | 179.7919 | 4292 | 73.04 | 58.82 | 1004 | 73.04 | 0 | 1958.6713 | Cooling | 326.4452 | #N/A | #N/A | #N/A | #N/A | 0 | 0 | 0 | 0 | 0 | 1958.6713 | #N/A | #N/A | 88 | 88.04 | 1.0241 | 0.6247 | #N/A | 6.0555 | 1.088% | 1 | 50% | 0% | 0% | 0% | 8.2745 | 0 | 0 | 0 | 8.2745 | #N/A
2007-06-28 21:00 | 6 | 28 | 21 | 179.8336 | 4293 | 71.06 | 57.74 | 1004 | 71.06 | 0 | 1603.9804 | Cooling | 267.3301 | #N/A | #N/A | #N/A | #N/A | 0 | 0 | 0 | 0 | 0 | 1603.9804 | #N/A | #N/A | 88 | 86.06 | 1.0009 | 0.61054 | #N/A | 4.9589 | 0.8911% | 1 | 50% | 0% | 0% | 0% | 8.2745 | 0 | 0 | 0 | 8.2745 | #N/A
2007-06-28 22:00 | 6 | 28 | 22 | 179.8752 | 4294 | 69.98 | 57.02 | 1003 | 69.98 | 0 | 137.5165 | Cooling | 22.9194 | #N/A | #N/A | #N/A | #N/A | 0 | 0 | 0 | 0 | 0 | 137.5165 | #N/A | #N/A | 88 | 84.98 | 0.98841 | 0.60293 | #N/A | 0.42515 | 0.0764% | 1 | 50% | 0% | 0% | 0% | 8.2745 | 0 | 0 | 0 | 8.2745 | #N/A
2007-06-28 23:00 | 6 | 28 | 23 | 179.9169 | 4295 | 69.98 | 56.48 | 1003 | 69.98 | 0 | 163.4404 | Cooling | 27.2401 | #N/A | #N/A | #N/A | #N/A | 0 | 0 | 0 | 0 | 0 | 163.4404 | #N/A | #N/A | 88 | 84.98 | 0.98841 | 0.60293 | #N/A | 0.5053 | 0.0908% | 1 | 50% | 0% | 0% | 0% | 8.2745 | 0 | 0 | 0 | 8.2745 | #N/A
2007-06-29 | 6 | 29 | 0 | 179.9586 | 4296 | 71.06 | 56.3 | 1003 | 71.06 | 0 | 125.9588 | Cooling | 20.9931 | #N/A | #N/A | #N/A | #N/A | 0 | 0 | 0 | 0 | 0 | 125.9588 | #N/A | #N/A | 88 | 86.06 | 1.0009 | 0.61054 | #N/A | 0.38942 | 0.06998% | 1 | 50% | 0% | 0% | 0% | 8.2745 | 0 | 0 | 0 | 8.2745 | #N/A
2007-06-29 01:00 | 6 | 29 | 1 | 180.0002 | 4297 | 69.98 | 55.94 | 1003 | 69.98 | 0 | 109.6367 | Cooling | 18.2728 | #N/A | #N/A | #N/A | #N/A | 0 | 0 | 0 | 0 | 0 | 109.6367 | #N/A | #N/A | 88 | 84.98 | 0.98841 | 0.60293 | #N/A | 0.33896 | 0.06091% | 1 | 50% | 0% | 0% | 0% | 8.2745 | 0 | 0 | 0 | 8.2745 | #N/A
2007-06-29 02:00 | 6 | 29 | 2 | 180.0419 | 4298 | 69.98 | 54.86 | 1003 | 69.98 | 0 | 91.761 | Cooling | 15.2935 | #N/A | #N/A | #N/A | #N/A | 0 | 0 | 0 | 0 | 0 | 91.761 | #N/A | #N/A | 88 | 84.98 | 0.98841 | 0.60293 | #N/A | 0.28369 | 0.05098% | 1 | 50% | 0% | 0% | 0% | 8.2745 | 0 | 0 | 0 | 8.2745 | #N/A
2007-06-29 03:00 | 6 | 29 | 3 | 180.0836 | 4299 | 69.08 | 54.32 | 1003 | 69.08 | 0 | 75.0935 | Cooling | 12.5156 | #N/A | #N/A | #N/A | #N/A | 0 | 0 | 0 | 0 | 0 | 75.0935 | #N/A | #N/A | 88 | 84.08 | 0.9781 | 0.59664 | #N/A | 0.23216 | 0.04172% | 1 | 50% | 0% | 0% | 0% | 8.2745 | 0 | 0 | 0 | 8.2745 | #N/A
2007-06-29 04:00 | 6 | 29 | 4 | 180.1252 | 4300 | 68 | 53.96 | 1002 | 68 | 0 | 60.4579 | Cooling | 10.0763 | #N/A | #N/A | #N/A | #N/A | 0 | 0 | 0 | 0 | 0 | 60.4579 | #N/A | #N/A | 88 | 83 | 0.96585 | 0.58917 | #N/A | 0.18691 | 0.03359% | 1 | 50% | 0% | 0% | 0% | 8.2745 | 0 | 0 | 0 | 8.2745 | #N/A
2007-06-29 05:00 | 6 | 29 | 5 | 180.1669 | 4301 | 68 | 55.04 | 1003 | 68 | 0 | 93.8017 | Cooling | 15.6336 | #N/A | #N/A | #N/A | #N/A | 0 | 0 | 0 | 0 | 0 | 93.8017 | #N/A | #N/A | 88 | 83 | 0.96585 | 0.58917 | #N/A | 0.29 | 0.05211% | 1 | 50% | 0% | 0% | 0% | 8.2745 | 0 | 0 | 0 | 8.2745 | #N/A
2007-06-29 06:00 | 6 | 29 | 6 | 180.2086 | 4302 | 68 | 57.38 | 1003 | 68 | 0 | 1011.946 | Cooling | 168.6577 | #N/A | #N/A | #N/A | #N/A | 0 | 0 | 0 | 0 | 0 | 1011.946 | #N/A | #N/A | 88 | 83 | 0.96585 | 0.58917 | #N/A | 3.1286 | 0.5622% | 1 | 50% | 0% | 0% | 0% | 8.2745 | 0 | 0 | 0 | 8.2745 | #N/A
2007-06-29 07:00 | 6 | 29 | 7 | 180.2502 | 4303 | 71.06 | 60.08 | 1003 | 71.06 | 0 | 1469.9115 | Cooling | 244.9853 | #N/A | #N/A | #N/A | #N/A | 0 | 0 | 0 | 0 | 0 | 1469.9115 | #N/A | #N/A | 88 | 86.06 | 1.0009 | 0.61054 | #N/A | 4.5444 | 0.8166% | 1 | 50% | 0% | 0% | 0% | 8.2745 | 0 | 0 | 0 | 8.2745 | #N/A
2007-06-29 08:00 | 6 | 29 | 8 | 180.2919 | 4304 | 71.06 | 61.16 | 1003 | 71.06 | 0 | 2029.8699 | Cooling | 338.3116 | #N/A | #N/A | #N/A | #N/A | 0 | 0 | 0 | 0 | 0 | 2029.8699 | #N/A | #N/A | 88 | 86.06 | 1.0009 | 0.61054 | #N/A | 6.2756 | 1.128% | 1 | 50% | 0% | 0% | 0% | 8.2745 | 0 | 0 | 0 | 8.2745 | #N/A
2007-06-29 09:00 | 6 | 29 | 9 | 180.3336 | 4305 | 73.94 | 62.42 | 1002 | 73.94 | 0 | 2289.8372 | Cooling | 381.6395 | #N/A | #N/A | #N/A | #N/A | 0 | 0 | 0 | 0 | 0 | 2289.8372 | #N/A | #N/A | 88 | 88.94 | 1.0348 | 0.63121 | #N/A | 7.0793 | 1.272% | 1 | 50% | 0% | 0% | 0% | 8.2745 | 0 | 0 | 0 | 8.2745 | #N/A
2007-06-29 10:00 | 6 | 29 | 10 | 180.3752 | 4306 | 75.02 | 64.04 | 1002 | 75.02 | 0 | 2505.2572 | Cooling | 417.5429 | #N/A | #N/A | #N/A | #N/A | 0 | 0 | 0 | 0 | 0 | 2505.2572 | #N/A | #N/A | 88 | 90.02 | 1.0477 | 0.6391 | #N/A | 7.7453 | 1.392% | 1 | 50% | 0% | 0% | 0% | 8.2745 | 0 | 0 | 0 | 8.2745 | #N/A
2007-06-29 11:00 | 6 | 29 | 11 | 180.4169 | 4307 | 75.02 | 63.32 | 1002 | 75.02 | 0 | 2812.6885 | Cooling | 468.7814 | #N/A | #N/A | #N/A | #N/A | 0 | 0 | 0 | 0 | 0 | 2812.6885 | #N/A | #N/A | 88 | 90.02 | 1.0477 | 0.6391 | #N/A | 8.6958 | 1.563% | 1 | 50% | 0% | 0% | 0% | 8.2745 | 0 | 0 | 0 | 8.2745 | #N/A
2007-06-29 12:00 | 6 | 29 | 12 | 180.4586 | 4308 | 75.02 | 62.78 | 1001 | 75.02 | 0 | 3266.4181 | Cooling | 544.403 | #N/A | #N/A | #N/A | #N/A | 0 | 0 | 0 | 0 | 0 | 3266.4181 | #N/A | #N/A | 88 | 90.02 | 1.0477 | 0.6391 | #N/A | 10.0985 | 1.815% | 1 | 50% | 0% | 0% | 0% | 8.2745 | 0 | 0 | 0 | 8.2745 | #N/A
2007-06-29 13:00 | 6 | 29 | 13 | 180.5002 | 4309 | 75.92 | 62.96 | 1001 | 75.92 | 0 | 2843.7151 | Cooling | 473.9525 | #N/A | #N/A | #N/A | #N/A | 0 | 0 | 0 | 0 | 0 | 2843.7151 | #N/A | #N/A | 88 | 90.92 | 1.0586 | 0.64573 | #N/A | 8.7917 | 1.58% | 1 | 50% | 0% | 0% | 0% | 8.2745 | 0 | 0 | 0 | 8.2745 | #N/A
2007-06-29 14:00 | 6 | 29 | 14 | 180.5419 | 4310 | 75.92 | 62.6 | 1000 | 75.92 | 0 | 2091.5676 | Cooling | 348.5946 | #N/A | #N/A | #N/A | #N/A | 0 | 0 | 0 | 0 | 0 | 2091.5676 | #N/A | #N/A | 88 | 90.92 | 1.0586 | 0.64573 | #N/A | 6.4663 | 1.162% | 1 | 50% | 0% | 0% | 0% | 8.2745 | 0 | 0 | 0 | 8.2745 | #N/A
2007-06-29 15:00 | 6 | 29 | 15 | 180.5836 | 4311 | 75.92 | 62.96 | 1000 | 75.92 | 0 | 2048.0801 | Cooling | 341.3467 | #N/A | #N/A | #N/A | #N/A | 0 | 0 | 0 | 0 | 0 | 2048.0801 | #N/A | #N/A | 88 | 90.92 | 1.0586 | 0.64573 | #N/A | 6.3319 | 1.138% | 1 | 50% | 0% | 0% | 0% | 8.2745 | 0 | 0 | 0 | 8.2745 | #N/A
2007-06-29 16:00 | 6 | 29 | 16 | 180.6252 | 4312 | 75.02 | 64.04 | 999 | 75.02 | 0 | 2209.3887 | Cooling | 368.2314 | #N/A | #N/A | #N/A | #N/A | 0 | 0 | 0 | 0 | 0 | 2209.3887 | #N/A | #N/A | 88 | 90.02 | 1.0477 | 0.6391 | #N/A | 6.8306 | 1.227% | 1 | 50% | 0% | 0% | 0% | 8.2745 | 0 | 0 | 0 | 8.2745 | #N/A
2007-06-29 17:00 | 6 | 29 | 17 | 180.6669 | 4313 | 75.02 | 60.98 | 999 | 75.02 | 0 | 2127.4394 | Cooling | 354.5732 | #N/A | #N/A | #N/A | #N/A | 0 | 0 | 0 | 0 | 0 | 2127.4394 | #N/A | #N/A | 88 | 90.02 | 1.0477 | 0.6391 | #N/A | 6.5772 | 1.182% | 1 | 50% | 0% | 0% | 0% | 8.2745 | 0 | 0 | 0 | 8.2745 | #N/A
2007-06-29 18:00 | 6 | 29 | 18 | 180.7086 | 4314 | 71.06 | 58.64 | 999 | 71.06 | 0 | 603.6834 | Cooling | 100.6139 | #N/A | #N/A | #N/A | #N/A | 0 | 0 | 0 | 0 | 0 | 603.6834 | #N/A | #N/A | 88 | 86.06 | 1.0009 | 0.61054 | #N/A | 1.8664 | 0.3354% | 1 | 50% | 0% | 0% | 0% | 8.2745 | 0 | 0 | 0 | 8.2745 | #N/A
2007-06-29 19:00 | 6 | 29 | 19 | 180.7502 | 4315 | 68 | 57.02 | 998 | 68 | 0 | 793.7708 | Cooling | 132.2951 | #N/A | #N/A | #N/A | #N/A | 0 | 0 | 0 | 0 | 0 | 793.7708 | #N/A | #N/A | 88 | 83 | 0.96585 | 0.58917 | #N/A | 2.454 | 0.441% | 1 | 50% | 0% | 0% | 0% | 8.2745 | 0 | 0 | 0 | 8.2745 | #N/A
2007-06-29 20:00 | 6 | 29 | 20 | 180.7919 | 4316 | 68 | 58.1 | 998 | 68 | 0 | 655.1711 | Cooling | 109.1952 | #N/A | #N/A | #N/A | #N/A | 0 | 0 | 0 | 0 | 0 | 655.1711 | #N/A | #N/A | 88 | 83 | 0.96585 | 0.58917 | #N/A | 2.0255 | 0.364% | 1 | 50% | 0% | 0% | 0% | 8.2745 | 0 | 0 | 0 | 8.2745 | #N/A
2007-06-29 21:00 | 6 | 29 | 21 | 180.8336 | 4317 | 62.06 | 59.36 | 999 | 62.06 | 0 | 432.0107 | Cooling | 72.0018 | #N/A | #N/A | #N/A | #N/A | 0 | 0 | 0 | 0 | 0 | 432.0107 | #N/A | #N/A | 88 | 77.06 | 0.90065 | 0.5494 | #N/A | 1.3356 | 0.24% | 1 | 50% | 0% | 0% | 0% | 8.2745 | 0 | 0 | 0 | 8.2745 | #N/A
2007-06-29 22:00 | 6 | 29 | 22 | 180.8752 | 4318 | 60.98 | 60.98 | 999 | 60.98 | 0 | 304.9575 | Cooling | 50.8263 | #N/A | #N/A | #N/A | #N/A | 0 | 0 | 0 | 0 | 0 | 304.9575 | #N/A | #N/A | 88 | 75.98 | 0.8892 | 0.54241 | #N/A | 0.94281 | 0.1694% | 1 | 50% | 0% | 0% | 0% | 8.2745 | 0 | 0 | 0 | 8.2745 | #N/A
2007-06-29 23:00 | 6 | 29 | 23 | 180.9169 | 4319 | 60.98 | 61.52 | 998 | 60.98 | 0 | 225.2266 | Cooling | 37.5378 | #N/A | #N/A | #N/A | #N/A | 0 | 0 | 0 | 0 | 0 | 225.2266 | #N/A | #N/A | 88 | 75.98 | 0.8892 | 0.54241 | #N/A | 0.69632 | 0.1251% | 1 | 50% | 0% | 0% | 0% | 8.2745 | 0 | 0 | 0 | 8.2745 | #N/A
2007-06-30 | 6 | 30 | 0 | 180.9586 | 4320 | 57.02 | 62.24 | 998 | 57.02 | 0 | 230.1243 | Cooling | 38.354 | #N/A | #N/A | #N/A | #N/A | 0 | 0 | 0 | 0 | 0 | 230.1243 | #N/A | #N/A | 88 | 72.02 | 0.84825 | 0.51743 | #N/A | 0.71146 | 0.1278% | 1 | 50% | 0% | 0% | 0% | 8.2745 | 0 | 0 | 0 | 8.2745 | #N/A
2007-06-30 01:00 | 6 | 30 | 1 | 181.0002 | 4321 | 55.04 | 62.96 | 998 | 55.04 | 0 | 234.0754 | Cooling | 39.0126 | #N/A | #N/A | #N/A | #N/A | 0 | 0 | 0 | 0 | 0 | 234.0754 | #N/A | #N/A | 88 | 70.04 | 0.8284 | 0.50532 | #N/A | 0.72367 | 0.13% | 1 | 50% | 0% | 0% | 0% | 8.2745 | 0 | 0 | 0 | 8.2745 | #N/A
2007-06-30 02:00 | 6 | 30 | 2 | 181.0419 | 4322 | 55.04 | 62.96 | 998 | 55.04 | 0 | 237.0538 | Cooling | 39.509 | #N/A | #N/A | #N/A | #N/A | 0 | 0 | 0 | 0 | 0 | 237.0538 | #N/A | #N/A | 88 | 70.04 | 0.8284 | 0.50532 | #N/A | 0.73288 | 0.1317% | 1 | 50% | 0% | 0% | 0% | 8.2745 | 0 | 0 | 0 | 8.2745 | #N/A
2007-06-30 03:00 | 6 | 30 | 3 | 181.0836 | 4323 | 53.96 | 63.32 | 997 | 53.96 | 0 | 239.5334 | Cooling | 39.9222 | #N/A | #N/A | #N/A | #N/A | 0 | 0 | 0 | 0 | 0 | 239.5334 | #N/A | #N/A | 88 | 68.96 | 0.81775 | 0.49883 | #N/A | 0.74055 | 0.1331% | 1 | 50% | 0% | 0% | 0% | 8.2745 | 0 | 0 | 0 | 8.2745 | #N/A
2007-06-30 04:00 | 6 | 30 | 4 | 181.1253 | 4324 | 51.08 | 64.04 | 997 | 51.08 | 0 | 241.452 | Cooling | 40.242 | #N/A | #N/A | #N/A | #N/A | 0 | 0 | 0 | 0 | 0 | 241.452 | #N/A | #N/A | 88 | 66.08 | 0.78994 | 0.48186 | #N/A | 0.74648 | 0.1341% | 1 | 50% | 0% | 0% | 0% | 8.2745 | 0 | 0 | 0 | 8.2745 | #N/A
2007-06-30 05:00 | 6 | 30 | 5 | 181.1669 | 4325 | 51.08 | 62.96 | 997 | 51.08 | 0 | 327.0443 | Cooling | 54.5074 | #N/A | #N/A | #N/A | #N/A | 0 | 0 | 0 | 0 | 0 | 327.0443 | #N/A | #N/A | 88 | 66.08 | 0.78994 | 0.48186 | #N/A | 1.0111 | 0.1817% | 1 | 50% | 0% | 0% | 0% | 8.2745 | 0 | 0 | 0 | 8.2745 | #N/A
2007-06-30 06:00 | 6 | 30 | 6 | 181.2086 | 4326 | 55.94 | 63.5 | 997 | 55.94 | 0 | 497.6491 | Cooling | 82.9415 | #N/A | #N/A | #N/A | #N/A | 0 | 0 | 0 | 0 | 0 | 497.6491 | #N/A | #N/A | 88 | 70.94 | 0.83737 | 0.5108 | #N/A | 1.5385 | 0.2765% | 1 | 50% | 0% | 0% | 0% | 8.2745 | 0 | 0 | 0 | 8.2745 | #N/A
2007-06-30 07:00 | 6 | 30 | 7 | 181.2503 | 4327 | 59 | 64.04 | 998 | 59 | 0 | 582.2521 | Cooling | 97.042 | #N/A | #N/A | #N/A | #N/A | 0 | 0 | 0 | 0 | 0 | 582.2521 | #N/A | #N/A | 88 | 74 | 0.86852 | 0.5298 | #N/A | 1.8001 | 0.3235% | 1 | 50% | 0% | 0% | 0% | 8.2745 | 0 | 0 | 0 | 8.2745 | #N/A
2007-06-30 08:00 | 6 | 30 | 8 | 181.2919 | 4328 | 59 | 64.04 | 998 | 59 | 0 | 596.5164 | Cooling | 99.4194 | #N/A | #N/A | #N/A | #N/A | 0 | 0 | 0 | 0 | 0 | 596.5164 | #N/A | #N/A | 88 | 74 | 0.86852 | 0.5298 | #N/A | 1.8442 | 0.3314% | 1 | 50% | 0% | 0% | 0% | 8.2745 | 0 | 0 | 0 | 8.2745 | #N/A
2007-06-30 09:00 | 6 | 30 | 9 | 181.3336 | 4329 | 62.96 | 64.4 | 998 | 62.96 | 0 | 530.3048 | Cooling | 88.3841 | #N/A | #N/A | #N/A | #N/A | 0 | 0 | 0 | 0 | 0 | 530.3048 | #N/A | #N/A | 88 | 77.96 | 0.91029 | 0.55528 | #N/A | 1.6395 | 0.2946% | 1 | 50% | 0% | 0% | 0% | 8.2745 | 0 | 0 | 0 | 8.2745 | #N/A
2007-06-30 10:00 | 6 | 30 | 10 | 181.3753 | 4330 | 64.04 | 64.94 | 998 | 64.04 | 0 | 361.8265 | Cooling | 60.3044 | #N/A | #N/A | #N/A | #N/A | 0 | 0 | 0 | 0 | 0 | 361.8265 | #N/A | #N/A | 88 | 79.04 | 0.92197 | 0.5624 | #N/A | 1.1186 | 0.201% | 1 | 50% | 0% | 0% | 0% | 8.2745 | 0 | 0 | 0 | 8.2745 | #N/A
2007-06-30 11:00 | 6 | 30 | 11 | 181.4169 | 4331 | 64.04 | 66.56 | 997 | 64.04 | 0 | 403.7171 | Cooling | 67.2862 | #N/A | #N/A | #N/A | #N/A | 0 | 0 | 0 | 0 | 0 | 403.7171 | #N/A | #N/A | 88 | 79.04 | 0.92197 | 0.5624 | #N/A | 1.2481 | 0.2243% | 1 | 50% | 0% | 0% | 0% | 8.2745 | 0 | 0 | 0 | 8.2745 | #N/A
2007-06-30 12:00 | 6 | 30 | 12 | 181.4586 | 4332 | 68 | 68.36 | 997 | 68 | 0 | 539.0858 | Cooling | 89.8476 | #N/A | #N/A | #N/A | #N/A | 0 | 0 | 0 | 0 | 0 | 539.0858 | #N/A | #N/A | 88 | 83 | 0.96585 | 0.58917 | #N/A | 1.6667 | 0.2995% | 1 | 50% | 0% | 0% | 0% | 8.2745 | 0 | 0 | 0 | 8.2745 | #N/A
2007-06-30 13:00 | 6 | 30 | 13 | 181.5003 | 4333 | 69.08 | 71.06 | 997 | 69.08 | 0 | 789.7081 | Cooling | 131.618 | #N/A | #N/A | #N/A | #N/A | 0 | 0 | 0 | 0 | 0 | 789.7081 | #N/A | #N/A | 88 | 84.08 | 0.9781 | 0.59664 | #N/A | 2.4415 | 0.4387% | 1 | 50% | 0% | 0% | 0% | 8.2745 | 0 | 0 | 0 | 8.2745 | #N/A
2007-06-30 14:00 | 6 | 30 | 14 | 181.5419 | 4334 | 69.08 | 68.18 | 996 | 69.08 | 0 | 1132.1158 | Cooling | 188.686 | #N/A | #N/A | #N/A | #N/A | 0 | 0 | 0 | 0 | 0 | 1132.1158 | #N/A | #N/A | 88 | 84.08 | 0.9781 | 0.59664 | #N/A | 3.5001 | 0.629% | 1 | 50% | 0% | 0% | 0% | 8.2745 | 0 | 0 | 0 | 8.2745 | #N/A
2007-06-30 15:00 | 6 | 30 | 15 | 181.5836 | 4335 | 69.98 | 66.2 | 995 | 69.98 | 0 | 1361.0499 | Cooling | 226.8417 | #N/A | #N/A | #N/A | #N/A | 0 | 0 | 0 | 0 | 0 | 1361.0499 | #N/A | #N/A | 88 | 84.98 | 0.98841 | 0.60293 | #N/A | 4.2079 | 0.7561% | 1 | 50% | 0% | 0% | 0% | 8.2745 | 0 | 0 | 0 | 8.2745 | #N/A
2007-06-30 16:00 | 6 | 30 | 16 | 181.6253 | 4336 | 69.98 | 64.94 | 995 | 69.98 | 0 | 1716.2763 | Cooling | 286.0461 | #N/A | #N/A | #N/A | #N/A | 0 | 0 | 0 | 0 | 0 | 1716.2763 | #N/A | #N/A | 88 | 84.98 | 0.98841 | 0.60293 | #N/A | 5.3061 | 0.9535% | 1 | 50% | 0% | 0% | 0% | 8.2745 | 0 | 0 | 0 | 8.2745 | #N/A
2007-06-30 17:00 | 6 | 30 | 17 | 181.6669 | 4337 | 69.98 | 62.96 | 995 | 69.98 | 0 | 1661.701 | Cooling | 276.9502 | #N/A | #N/A | #N/A | #N/A | 0 | 0 | 0 | 0 | 0 | 1661.701 | #N/A | #N/A | 88 | 84.98 | 0.98841 | 0.60293 | #N/A | 5.1374 | 0.9232% | 1 | 50% | 0% | 0% | 0% | 8.2745 | 0 | 0 | 0 | 8.2745 | #N/A
2007-06-30 18:00 | 6 | 30 | 18 | 181.7086 | 4338 | 68 | 61.52 | 995 | 68 | 0 | 1442.0199 | Cooling | 240.3366 | #N/A | #N/A | #N/A | #N/A | 0 | 0 | 0 | 0 | 0 | 1442.0199 | #N/A | #N/A | 88 | 83 | 0.96585 | 0.58917 | #N/A | 4.4582 | 0.8011% | 1 | 50% | 0% | 0% | 0% | 8.2745 | 0 | 0 | 0 | 8.2745 | #N/A
2007-06-30 19:00 | 6 | 30 | 19 | 181.7503 | 4339 | 61.88 | 60.98 | 995 | 61.88 | 0 | 1128.0399 | Cooling | 188.0066 | #N/A | #N/A | #N/A | #N/A | 0 | 0 | 0 | 0 | 0 | 1128.0399 | #N/A | #N/A | 88 | 76.88 | 0.89873 | 0.54823 | #N/A | 3.4875 | 0.6267% | 1 | 50% | 0% | 0% | 0% | 8.2745 | 0 | 0 | 0 | 8.2745 | #N/A
2007-06-30 20:00 | 6 | 30 | 20 | 181.7919 | 4340 | 60.26 | 59.72 | 995 | 60.26 | 0 | 909.2651 | Cooling | 151.5442 | #N/A | #N/A | #N/A | #N/A | 0 | 0 | 0 | 0 | 0 | 909.2651 | #N/A | #N/A | 88 | 75.26 | 0.88163 | 0.53779 | #N/A | 2.8111 | 0.5051% | 1 | 50% | 0% | 0% | 0% | 8.2745 | 0 | 0 | 0 | 8.2745 | #N/A
2007-06-30 21:00 | 6 | 30 | 21 | 181.8336 | 4341 | 57.74 | 58.64 | 995 | 57.74 | 0 | 586.2582 | Cooling | 97.7097 | #N/A | #N/A | #N/A | #N/A | 0 | 0 | 0 | 0 | 0 | 586.2582 | #N/A | #N/A | 88 | 72.74 | 0.85557 | 0.5219 | #N/A | 1.8125 | 0.3257% | 1 | 50% | 0% | 0% | 0% | 8.2745 | 0 | 0 | 0 | 8.2745 | #N/A
2007-06-30 22:00 | 6 | 30 | 22 | 181.8753 | 4342 | 59.36 | 58.46 | 995 | 59.36 | 0 | 345.6123 | Cooling | 57.6021 | #N/A | #N/A | #N/A | #N/A | 0 | 0 | 0 | 0 | 0 | 345.6123 | #N/A | #N/A | 88 | 74.36 | 0.87225 | 0.53207 | #N/A | 1.0685 | 0.192% | 1 | 50% | 0% | 0% | 0% | 8.2745 | 0 | 0 | 0 | 8.2745 | #N/A
2007-06-30 23:00 | 6 | 30 | 23 | 181.9169 | 4343 | 61.7 | 58.46 | 994 | 61.7 | 0 | 214.9857 | Cooling | 35.8309 | #N/A | #N/A | #N/A | #N/A | 0 | 0 | 0 | 0 | 0 | 214.9857 | #N/A | #N/A | 88 | 76.7 | 0.89682 | 0.54706 | #N/A | 0.66466 | 0.1194% | 1 | 50% | 0% | 0% | 0% | 8.2745 | 0 | 0 | 0 | 8.2745 | #N/A
2007-07-01 | 7 | 1 | 0 | 181.9586 | 4344 | 64.22 | 58.28 | 994 | 64.22 | 0 | 194.7794 | Cooling | 32.4632 | #N/A | #N/A | #N/A | #N/A | 0 | 0 | 0 | 0 | 0 | 194.7794 | #N/A | #N/A | 88 | 79.22 | 0.92393 | 0.5636 | #N/A | 0.60219 | 0.1082% | 1 | 50% | 0% | 0% | 0% | 8.2745 | 0 | 0 | 0 | 8.2745 | #N/A
2007-07-01 01:00 | 7 | 1 | 1 | 182.0003 | 4345 | 67.1 | 58.28 | 994 | 67.1 | 0 | 286.4387 | Cooling | 47.7398 | #N/A | #N/A | #N/A | #N/A | 0 | 0 | 0 | 0 | 0 | 286.4387 | #N/A | #N/A | 88 | 82.1 | 0.95573 | 0.583 | #N/A | 0.88556 | 0.1591% | 1 | 50% | 0% | 0% | 0% | 8.2745 | 0 | 0 | 0 | 8.2745 | #N/A
2007-07-01 02:00 | 7 | 1 | 2 | 182.0419 | 4346 | 67.28 | 58.1 | 994 | 67.28 | 0 | 284.5315 | Cooling | 47.4219 | #N/A | #N/A | #N/A | #N/A | 0 | 0 | 0 | 0 | 0 | 284.5315 | #N/A | #N/A | 88 | 82.28 | 0.95775 | 0.58423 | #N/A | 0.87966 | 0.1581% | 1 | 50% | 0% | 0% | 0% | 8.2745 | 0 | 0 | 0 | 8.2745 | #N/A
2007-07-01 03:00 | 7 | 1 | 3 | 182.0836 | 4347 | 67.28 | 58.1 | 993 | 67.28 | 0 | 209.9115 | Cooling | 34.9852 | #N/A | #N/A | #N/A | #N/A | 0 | 0 | 0 | 0 | 0 | 209.9115 | #N/A | #N/A | 88 | 82.28 | 0.95775 | 0.58423 | #N/A | 0.64897 | 0.1166% | 1 | 50% | 0% | 0% | 0% | 8.2745 | 0 | 0 | 0 | 8.2745 | #N/A
2007-07-01 04:00 | 7 | 1 | 4 | 182.1253 | 4348 | 67.1 | 57.92 | 993 | 67.1 | 0 | 161.6567 | Cooling | 26.9428 | #N/A | #N/A | #N/A | #N/A | 0 | 0 | 0 | 0 | 0 | 161.6567 | #N/A | #N/A | 88 | 82.1 | 0.95573 | 0.583 | #N/A | 0.49978 | 0.08981% | 1 | 50% | 0% | 0% | 0% | 8.2745 | 0 | 0 | 0 | 8.2745 | #N/A
2007-07-01 05:00 | 7 | 1 | 5 | 182.1669 | 4349 | 67.46 | 57.92 | 993 | 67.46 | 0 | 186.8392 | Cooling | 31.1399 | #N/A | #N/A | #N/A | #N/A | 0 | 0 | 0 | 0 | 0 | 186.8392 | #N/A | #N/A | 88 | 82.46 | 0.95977 | 0.58546 | #N/A | 0.57764 | 0.1038% | 1 | 50% | 0% | 0% | 0% | 8.2745 | 0 | 0 | 0 | 8.2745 | #N/A
2007-07-01 06:00 | 7 | 1 | 6 | 182.2086 | 4350 | 67.82 | 57.92 | 994 | 67.82 | 0 | 1340.9865 | Cooling | 223.4977 | #N/A | #N/A | #N/A | #N/A | 0 | 0 | 0 | 0 | 0 | 1340.9865 | #N/A | #N/A | 88 | 82.82 | 0.96382 | 0.58793 | #N/A | 4.1458 | 0.745% | 1 | 50% | 0% | 0% | 0% | 8.2745 | 0 | 0 | 0 | 8.2745 | #N/A
2007-07-01 07:00 | 7 | 1 | 7 | 182.2503 | 4351 | 68 | 57.92 | 994 | 68 | 0 | 1468.9609 | Cooling | 244.8268 | #N/A | #N/A | #N/A | #N/A | 0 | 0 | 0 | 0 | 0 | 1468.9609 | #N/A | #N/A | 88 | 83 | 0.96585 | 0.58917 | #N/A | 4.5415 | 0.8161% | 1 | 50% | 0% | 0% | 0% | 8.2745 | 0 | 0 | 0 | 8.2745 | #N/A
2007-07-01 08:00 | 7 | 1 | 8 | 182.2919 | 4352 | 68 | 59 | 995 | 68 | 0 | 1765.4209 | Cooling | 294.2368 | #N/A | #N/A | #N/A | #N/A | 0 | 0 | 0 | 0 | 0 | 1765.4209 | #N/A | #N/A | 88 | 83 | 0.96585 | 0.58917 | #N/A | 5.458 | 0.9808% | 1 | 50% | 0% | 0% | 0% | 8.2745 | 0 | 0 | 0 | 8.2745 | #N/A
2007-07-01 09:00 | 7 | 1 | 9 | 182.3336 | 4353 | 68 | 57.92 | 995 | 68 | 0 | 1718.4776 | Cooling | 286.4129 | #N/A | #N/A | #N/A | #N/A | 0 | 0 | 0 | 0 | 0 | 1718.4776 | #N/A | #N/A | 88 | 83 | 0.96585 | 0.58917 | #N/A | 5.3129 | 0.9547% | 1 | 50% | 0% | 0% | 0% | 8.2745 | 0 | 0 | 0 | 8.2745 | #N/A
2007-07-01 10:00 | 7 | 1 | 10 | 182.3753 | 4354 | 68 | 59 | 995 | 68 | 0 | 1857.8304 | Cooling | 309.6384 | #N/A | #N/A | #N/A | #N/A | 0 | 0 | 0 | 0 | 0 | 1857.8304 | #N/A | #N/A | 88 | 83 | 0.96585 | 0.58917 | #N/A | 5.7437 | 1.032% | 1 | 50% | 0% | 0% | 0% | 8.2745 | 0 | 0 | 0 | 8.2745 | #N/A
2007-07-01 11:00 | 7 | 1 | 11 | 182.4169 | 4355 | 69.98 | 59 | 995 | 69.98 | 0 | 2080.2003 | Cooling | 346.7001 | #N/A | #N/A | #N/A | #N/A | 0 | 0 | 0 | 0 | 0 | 2080.2003 | #N/A | #N/A | 88 | 84.98 | 0.98841 | 0.60293 | #N/A | 6.4312 | 1.156% | 1 | 50% | 0% | 0% | 0% | 8.2745 | 0 | 0 | 0 | 8.2745 | #N/A
2007-07-01 12:00 | 7 | 1 | 12 | 182.4586 | 4356 | 73.04 | 59 | 995 | 73.04 | 0 | 2170.8193 | Cooling | 361.8032 | #N/A | #N/A | #N/A | #N/A | 0 | 0 | 0 | 0 | 0 | 2170.8193 | #N/A | #N/A | 88 | 88.04 | 1.0241 | 0.6247 | #N/A | 6.7114 | 1.206% | 1 | 50% | 0% | 0% | 0% | 8.2745 | 0 | 0 | 0 | 8.2745 | #N/A
2007-07-01 13:00 | 7 | 1 | 13 | 182.5003 | 4357 | 78.98 | 57.92 | 995 | 78.98 | 0 | 2386.6279 | Cooling | 397.7713 | #N/A | #N/A | #N/A | #N/A | 0 | 0 | 0 | 0 | 0 | 2386.6279 | #N/A | #N/A | 88 | 93.98 | 1.0962 | 0.66867 | #N/A | 7.3786 | 1.326% | 1 | 50% | 0% | 0% | 0% | 8.2745 | 0 | 0 | 0 | 8.2745 | #N/A
2007-07-01 14:00 | 7 | 1 | 14 | 182.5419 | 4358 | 78.98 | 57.02 | 995 | 78.98 | 0 | 2416.9569 | Cooling | 402.8262 | #N/A | #N/A | #N/A | #N/A | 0 | 0 | 0 | 0 | 0 | 2416.9569 | #N/A | #N/A | 88 | 93.98 | 1.0962 | 0.66867 | #N/A | 7.4723 | 1.343% | 1 | 50% | 0% | 0% | 0% | 8.2745 | 0 | 0 | 0 | 8.2745 | #N/A
2007-07-01 15:00 | 7 | 1 | 15 | 182.5836 | 4359 | 75.92 | 57.92 | 995 | 75.92 | 0 | 2534.6931 | Cooling | 422.4489 | #N/A | #N/A | #N/A | #N/A | 0 | 0 | 0 | 0 | 0 | 2534.6931 | #N/A | #N/A | 88 | 90.92 | 1.0586 | 0.64573 | #N/A | 7.8363 | 1.408% | 1 | 50% | 0% | 0% | 0% | 8.2745 | 0 | 0 | 0 | 8.2745 | #N/A
2007-07-01 16:00 | 7 | 1 | 16 | 182.6253 | 4360 | 73.94 | 57.02 | 995 | 73.94 | 0 | 2702.4273 | Cooling | 450.4045 | #N/A | #N/A | #N/A | #N/A | 0 | 0 | 0 | 0 | 0 | 2702.4273 | #N/A | #N/A | 88 | 88.94 | 1.0348 | 0.63121 | #N/A | 8.3549 | 1.501% | 1 | 50% | 0% | 0% | 0% | 8.2745 | 0 | 0 | 0 | 8.2745 | #N/A
2007-07-01 17:00 | 7 | 1 | 17 | 182.6669 | 4361 | 73.94 | 57.02 | 995 | 73.94 | 0 | 2498.856 | Cooling | 416.476 | #N/A | #N/A | #N/A | #N/A | 0 | 0 | 0 | 0 | 0 | 2498.856 | #N/A | #N/A | 88 | 88.94 | 1.0348 | 0.63121 | #N/A | 7.7255 | 1.388% | 1 | 50% | 0% | 0% | 0% | 8.2745 | 0 | 0 | 0 | 8.2745 | #N/A
2007-07-01 18:00 | 7 | 1 | 18 | 182.7086 | 4362 | 71.96 | 57.92 | 996 | 71.96 | 0 | 2539.3738 | Cooling | 423.229 | #N/A | #N/A | #N/A | #N/A | 0 | 0 | 0 | 0 | 0 | 2539.3738 | #N/A | #N/A | 88 | 86.96 | 1.0114 | 0.61695 | #N/A | 7.8508 | 1.411% | 1 | 50% | 0% | 0% | 0% | 8.2745 | 0 | 0 | 0 | 8.2745 | #N/A
2007-07-01 19:00 | 7 | 1 | 19 | 182.7503 | 4363 | 69.98 | 57.92 | 997 | 69.98 | 0 | 2422.3773 | Cooling | 403.7295 | #N/A | #N/A | #N/A | #N/A | 0 | 0 | 0 | 0 | 0 | 2422.3773 | #N/A | #N/A | 88 | 84.98 | 0.98841 | 0.60293 | #N/A | 7.4891 | 1.346% | 1 | 50% | 0% | 0% | 0% | 8.2745 | 0 | 0 | 0 | 8.2745 | #N/A
2007-07-01 20:00 | 7 | 1 | 20 | 182.7919 | 4364 | 69.98 | 57.92 | 997 | 69.98 | 0 | 2041.1309 | Cooling | 340.1885 | #N/A | #N/A | #N/A | #N/A | 0 | 0 | 0 | 0 | 0 | 2041.1309 | #N/A | #N/A | 88 | 84.98 | 0.98841 | 0.60293 | #N/A | 6.3104 | 1.134% | 1 | 50% | 0% | 0% | 0% | 8.2745 | 0 | 0 | 0 | 8.2745 | #N/A
2007-07-01 21:00 | 7 | 1 | 21 | 182.8336 | 4365 | 66.92 | 57.92 | 997 | 66.92 | 0 | 1728.8641 | Cooling | 288.144 | #N/A | #N/A | #N/A | #N/A | 0 | 0 | 0 | 0 | 0 | 1728.8641 | #N/A | #N/A | 88 | 81.92 | 0.95372 | 0.58177 | #N/A | 5.345 | 0.9605% | 1 | 50% | 0% | 0% | 0% | 8.2745 | 0 | 0 | 0 | 8.2745 | #N/A
2007-07-01 22:00 | 7 | 1 | 22 | 182.8753 | 4366 | 66.02 | 57.92 | 998 | 66.02 | 0 | 142.0345 | Cooling | 23.6724 | #N/A | #N/A | #N/A | #N/A | 0 | 0 | 0 | 0 | 0 | 142.0345 | #N/A | #N/A | 88 | 81.02 | 0.9437 | 0.57566 | #N/A | 0.43912 | 0.07891% | 1 | 50% | 0% | 0% | 0% | 8.2745 | 0 | 0 | 0 | 8.2745 | #N/A
2007-07-01 23:00 | 7 | 1 | 23 | 182.9169 | 4367 | 66.02 | 57.92 | 998 | 66.02 | 0 | 201.8111 | Cooling | 33.6352 | #N/A | #N/A | #N/A | #N/A | 0 | 0 | 0 | 0 | 0 | 201.8111 | #N/A | #N/A | 88 | 81.02 | 0.9437 | 0.57566 | #N/A | 0.62392 | 0.1121% | 1 | 50% | 0% | 0% | 0% | 8.2745 | 0 | 0 | 0 | 8.2745 | #N/A
2007-07-02 | 7 | 2 | 0 | 182.9586 | 4368 | 66.02 | 55.94 | 998 | 66.02 | 0 | 148.4377 | Cooling | 24.7396 | #N/A | #N/A | #N/A | #N/A | 0 | 0 | 0 | 0 | 0 | 148.4377 | #N/A | #N/A | 88 | 81.02 | 0.9437 | 0.57566 | #N/A | 0.45891 | 0.08247% | 1 | 50% | 0% | 0% | 0% | 8.2745 | 0 | 0 | 0 | 8.2745 | #N/A
2007-07-02 01:00 | 7 | 2 | 1 | 183.0003 | 4369 | 62.96 | 55.94 | 998 | 62.96 | 0 | 124.0136 | Cooling | 20.6689 | #N/A | #N/A | #N/A | #N/A | 0 | 0 | 0 | 0 | 0 | 124.0136 | #N/A | #N/A | 88 | 77.96 | 0.91029 | 0.55528 | #N/A | 0.3834 | 0.0689% | 1 | 50% | 0% | 0% | 0% | 8.2745 | 0 | 0 | 0 | 8.2745 | #N/A
2007-07-02 02:00 | 7 | 2 | 2 | 183.0419 | 4370 | 62.96 | 57.92 | 999 | 62.96 | 0 | 156.312 | Cooling | 26.052 | #N/A | #N/A | #N/A | #N/A | 0 | 0 | 0 | 0 | 0 | 156.312 | #N/A | #N/A | 88 | 77.96 | 0.91029 | 0.55528 | #N/A | 0.48326 | 0.08684% | 1 | 50% | 0% | 0% | 0% | 8.2745 | 0 | 0 | 0 | 8.2745 | #N/A
2007-07-02 03:00 | 7 | 2 | 3 | 183.0836 | 4371 | 62.96 | 57.02 | 999 | 62.96 | 0 | 153.6733 | Cooling | 25.6122 | #N/A | #N/A | #N/A | #N/A | 0 | 0 | 0 | 0 | 0 | 153.6733 | #N/A | #N/A | 88 | 77.96 | 0.91029 | 0.55528 | #N/A | 0.4751 | 0.08537% | 1 | 50% | 0% | 0% | 0% | 8.2745 | 0 | 0 | 0 | 8.2745 | #N/A
2007-07-02 04:00 | 7 | 2 | 4 | 183.1253 | 4372 | 62.06 | 57.92 | 999 | 62.06 | 0 | 148.9877 | Cooling | 24.8313 | #N/A | #N/A | #N/A | #N/A | 0 | 0 | 0 | 0 | 0 | 148.9877 | #N/A | #N/A | 88 | 77.06 | 0.90065 | 0.5494 | #N/A | 0.46061 | 0.08277% | 1 | 50% | 0% | 0% | 0% | 8.2745 | 0 | 0 | 0 | 8.2745 | #N/A
2007-07-02 05:00 | 7 | 2 | 5 | 183.1669 | 4373 | 62.06 | 57.02 | 999 | 62.06 | 0 | 167.4805 | Cooling | 27.9134 | #N/A | #N/A | #N/A | #N/A | 0 | 0 | 0 | 0 | 0 | 167.4805 | #N/A | #N/A | 88 | 77.06 | 0.90065 | 0.5494 | #N/A | 0.51779 | 0.09304% | 1 | 50% | 0% | 0% | 0% | 8.2745 | 0 | 0 | 0 | 8.2745 | #N/A
2007-07-02 06:00 | 7 | 2 | 6 | 183.2086 | 4374 | 62.96 | 57.02 | 1000 | 62.96 | 0 | 965.7608 | Cooling | 160.9601 | #N/A | #N/A | #N/A | #N/A | 0 | 0 | 0 | 0 | 0 | 965.7608 | #N/A | #N/A | 88 | 77.96 | 0.91029 | 0.55528 | #N/A | 2.9858 | 0.5365% | 1 | 50% | 0% | 0% | 0% | 8.2745 | 0 | 0 | 0 | 8.2745 | #N/A
2007-07-02 07:00 | 7 | 2 | 7 | 183.2503 | 4375 | 64.94 | 53.06 | 1000 | 64.94 | 0 | 1023.3804 | Cooling | 170.5634 | #N/A | #N/A | #N/A | #N/A | 0 | 0 | 0 | 0 | 0 | 1023.3804 | #N/A | #N/A | 88 | 79.94 | 0.9318 | 0.5684 | #N/A | 3.1639 | 0.5685% | 1 | 50% | 0% | 0% | 0% | 8.2745 | 0 | 0 | 0 | 8.2745 | #N/A
2007-07-02 08:00 | 7 | 2 | 8 | 183.2919 | 4376 | 64.94 | 57.92 | 1001 | 64.94 | 0 | 1892.3268 | Cooling | 315.3878 | #N/A | #N/A | #N/A | #N/A | 0 | 0 | 0 | 0 | 0 | 1892.3268 | #N/A | #N/A | 88 | 79.94 | 0.9318 | 0.5684 | #N/A | 5.8504 | 1.051% | 1 | 50% | 0% | 0% | 0% | 8.2745 | 0 | 0 | 0 | 8.2745 | #N/A
2007-07-02 09:00 | 7 | 2 | 9 | 183.3336 | 4377 | 69.98 | 57.92 | 1001 | 69.98 | 0 | 2599.6844 | Cooling | 433.2807 | #N/A | #N/A | #N/A | #N/A | 0 | 0 | 0 | 0 | 0 | 2599.6844 | #N/A | #N/A | 88 | 84.98 | 0.98841 | 0.60293 | #N/A | 8.0372 | 1.444% | 1 | 50% | 0% | 0% | 0% | 8.2745 | 0 | 0 | 0 | 8.2745 | #N/A
2007-07-02 10:00 | 7 | 2 | 10 | 183.3753 | 4378 | 71.06 | 57.02 | 1001 | 71.06 | 0 | 2781.9938 | Cooling | 463.6656 | #N/A | #N/A | #N/A | #N/A | 0 | 0 | 0 | 0 | 0 | 2781.9938 | #N/A | #N/A | 88 | 86.06 | 1.0009 | 0.61054 | #N/A | 8.6009 | 1.546% | 1 | 50% | 0% | 0% | 0% | 8.2745 | 0 | 0 | 0 | 8.2745 | #N/A
2007-07-02 11:00 | 7 | 2 | 11 | 183.4169 | 4379 | 71.06 | 55.94 | 1001 | 71.06 | 0 | 2933.5022 | Cooling | 488.917 | #N/A | #N/A | #N/A | #N/A | 0 | 0 | 0 | 0 | 0 | 2933.5022 | #N/A | #N/A | 88 | 86.06 | 1.0009 | 0.61054 | #N/A | 9.0693 | 1.63% | 1 | 50% | 0% | 0% | 0% | 8.2745 | 0 | 0 | 0 | 8.2745 | #N/A
2007-07-02 12:00 | 7 | 2 | 12 | 183.4586 | 4380 | 73.04 | 57.92 | 1000 | 73.04 | 0 | 2379.3256 | Cooling | 396.5543 | #N/A | #N/A | #N/A | #N/A | 0 | 0 | 0 | 0 | 0 | 2379.3256 | #N/A | #N/A | 88 | 88.04 | 1.0241 | 0.6247 | #N/A | 7.356 | 1.322% | 1 | 50% | 0% | 0% | 0% | 8.2745 | 0 | 0 | 0 | 8.2745 | #N/A
2007-07-02 13:00 | 7 | 2 | 13 | 183.5003 | 4381 | 75.02 | 53.96 | 1000 | 75.02 | 0 | 2402.9532 | Cooling | 400.4922 | #N/A | #N/A | #N/A | #N/A | 0 | 0 | 0 | 0 | 0 | 2402.9532 | #N/A | #N/A | 88 | 90.02 | 1.0477 | 0.6391 | #N/A | 7.429 | 1.335% | 1 | 50% | 0% | 0% | 0% | 8.2745 | 0 | 0 | 0 | 8.2745 | #N/A
2007-07-02 14:00 | 7 | 2 | 14 | 183.5419 | 4382 | 75.02 | 53.96 | 1000 | 75.02 | 0 | 2477.9666 | Cooling | 412.9944 | #N/A | #N/A | #N/A | #N/A | 0 | 0 | 0 | 0 | 0 | 2477.9666 | #N/A | #N/A | 88 | 90.02 | 1.0477 | 0.6391 | #N/A | 7.6609 | 1.377% | 1 | 50% | 0% | 0% | 0% | 8.2745 | 0 | 0 | 0 | 8.2745 | #N/A
2007-07-02 15:00 | 7 | 2 | 15 | 183.5836 | 4383 | 77 | 55.04 | 1000 | 77 | 0 | 2530.404 | Cooling | 421.734 | #N/A | #N/A | #N/A | #N/A | 0 | 0 | 0 | 0 | 0 | 2530.404 | #N/A | #N/A | 88 | 92 | 1.0717 | 0.65376 | #N/A | 7.8231 | 1.406% | 1 | 50% | 0% | 0% | 0% | 8.2745 | 0 | 0 | 0 | 8.2745 | #N/A
2007-07-02 16:00 | 7 | 2 | 16 | 183.6253 | 4384 | 75.92 | 53.06 | 1000 | 75.92 | 0 | 2575.337 | Cooling | 429.2228 | #N/A | #N/A | #N/A | #N/A | 0 | 0 | 0 | 0 | 0 | 2575.337 | #N/A | #N/A | 88 | 90.92 | 1.0586 | 0.64573 | #N/A | 7.962 | 1.431% | 1 | 50% | 0% | 0% | 0% | 8.2745 | 0 | 0 | 0 | 8.2745 | #N/A
2007-07-02 17:00 | 7 | 2 | 17 | 183.6669 | 4385 | 75.92 | 53.06 | 1000 | 75.92 | 0 | 2490.6134 | Cooling | 415.1022 | #N/A | #N/A | #N/A | #N/A | 0 | 0 | 0 | 0 | 0 | 2490.6134 | #N/A | #N/A | 88 | 90.92 | 1.0586 | 0.64573 | #N/A | 7.7 | 1.384% | 1 | 50% | 0% | 0% | 0% | 8.2745 | 0 | 0 | 0 | 8.2745 | #N/A
2007-07-02 18:00 | 7 | 2 | 18 | 183.7086 | 4386 | 73.04 | 51.98 | 1000 | 73.04 | 0 | 2305.6366 | Cooling | 384.2728 | #N/A | #N/A | #N/A | #N/A | 0 | 0 | 0 | 0 | 0 | 2305.6366 | #N/A | #N/A | 88 | 88.04 | 1.0241 | 0.6247 | #N/A | 7.1282 | 1.281% | 1 | 50% | 0% | 0% | 0% | 8.2745 | 0 | 0 | 0 | 8.2745 | #N/A
2007-07-02 19:00 | 7 | 2 | 19 | 183.7503 | 4387 | 71.96 | 53.06 | 1000 | 71.96 | 0 | 2330.5814 | Cooling | 388.4302 | #N/A | #N/A | #N/A | #N/A | 0 | 0 | 0 | 0 | 0 | 2330.5814 | #N/A | #N/A | 88 | 86.96 | 1.0114 | 0.61695 | #N/A | 7.2053 | 1.295% | 1 | 50% | 0% | 0% | 0% | 8.2745 | 0 | 0 | 0 | 8.2745 | #N/A
2007-07-02 20:00 | 7 | 2 | 20 | 183.7919 | 4388 | 71.96 | 51.08 | 1000 | 71.96 | 0 | 1570.3999 | Cooling | 261.7333 | #N/A | #N/A | #N/A | #N/A | 0 | 0 | 0 | 0 | 0 | 1570.3999 | #N/A | #N/A | 88 | 86.96 | 1.0114 | 0.61695 | #N/A | 4.8551 | 0.8724% | 1 | 50% | 0% | 0% | 0% | 8.2745 | 0 | 0 | 0 | 8.2745 | #N/A
2007-07-02 21:00 | 7 | 2 | 21 | 183.8336 | 4389 | 64.94 | 53.96 | 1001 | 64.94 | 0 | 1316.1936 | Cooling | 219.3656 | #N/A | #N/A | #N/A | #N/A | 0 | 0 | 0 | 0 | 0 | 1316.1936 | #N/A | #N/A | 88 | 79.94 | 0.9318 | 0.5684 | #N/A | 4.0692 | 0.7312% | 1 | 50% | 0% | 0% | 0% | 8.2745 | 0 | 0 | 0 | 8.2745 | #N/A
2007-07-02 22:00 | 7 | 2 | 22 | 183.8753 | 4390 | 64.04 | 55.04 | 1001 | 64.04 | 0 | 130.32 | Cooling | 21.72 | #N/A | #N/A | #N/A | #N/A | 0 | 0 | 0 | 0 | 0 | 130.32 | #N/A | #N/A | 88 | 79.04 | 0.92197 | 0.5624 | #N/A | 0.4029 | 0.0724% | 1 | 50% | 0% | 0% | 0% | 8.2745 | 0 | 0 | 0 | 8.2745 | #N/A
2007-07-02 23:00 | 7 | 2 | 23 | 183.9169 | 4391 | 64.04 | 53.96 | 1001 | 64.04 | 0 | 136.2192 | Cooling | 22.7032 | #N/A | #N/A | #N/A | #N/A | 0 | 0 | 0 | 0 | 0 | 136.2192 | #N/A | #N/A | 88 | 79.04 | 0.92197 | 0.5624 | #N/A | 0.42114 | 0.07568% | 1 | 50% | 0% | 0% | 0% | 8.2745 | 0 | 0 | 0 | 8.2745 | #N/A
2007-07-03 | 7 | 3 | 0 | 183.9586 | 4392 | 57.92 | 53.96 | 1001 | 57.92 | 0 | 110.5956 | Cooling | 18.4326 | #N/A | #N/A | #N/A | #N/A | 0 | 0 | 0 | 0 | 0 | 110.5956 | #N/A | #N/A | 88 | 72.92 | 0.85741 | 0.52302 | #N/A | 0.34192 | 0.06144% | 1 | 50% | 0% | 0% | 0% | 8.2745 | 0 | 0 | 0 | 8.2745 | #N/A
2007-07-03 01:00 | 7 | 3 | 1 | 184.0003 | 4393 | 57.92 | 53.96 | 1001 | 57.92 | 0 | 105.8495 | Cooling | 17.6416 | #N/A | #N/A | #N/A | #N/A | 0 | 0 | 0 | 0 | 0 | 105.8495 | #N/A | #N/A | 88 | 72.92 | 0.85741 | 0.52302 | #N/A | 0.32725 | 0.05881% | 1 | 50% | 0% | 0% | 0% | 8.2745 | 0 | 0 | 0 | 8.2745 | #N/A
2007-07-03 02:00 | 7 | 3 | 2 | 184.0419 | 4394 | 57.92 | 53.96 | 1001 | 57.92 | 0 | 99.3703 | Cooling | 16.5617 | #N/A | #N/A | #N/A | #N/A | 0 | 0 | 0 | 0 | 0 | 99.3703 | #N/A | #N/A | 88 | 72.92 | 0.85741 | 0.52302 | #N/A | 0.30722 | 0.05521% | 1 | 50% | 0% | 0% | 0% | 8.2745 | 0 | 0 | 0 | 8.2745 | #N/A
2007-07-03 03:00 | 7 | 3 | 3 | 184.0836 | 4395 | 53.96 | 53.06 | 1001 | 53.96 | 0 | 79.3959 | Cooling | 13.2326 | #N/A | #N/A | #N/A | #N/A | 0 | 0 | 0 | 0 | 0 | 79.3959 | #N/A | #N/A | 88 | 68.96 | 0.81775 | 0.49883 | #N/A | 0.24546 | 0.04411% | 1 | 50% | 0% | 0% | 0% | 8.2745 | 0 | 0 | 0 | 8.2745 | #N/A
2007-07-03 04:00 | 7 | 3 | 4 | 184.1253 | 4396 | 53.06 | 51.98 | 1001 | 53.06 | 0 | 52.9824 | Cooling | 8.8304 | #N/A | #N/A | #N/A | #N/A | 0 | 0 | 0 | 0 | 0 | 52.9824 | #N/A | #N/A | 88 | 68.06 | 0.80896 | 0.49347 | #N/A | 0.1638 | 0.02943% | 1 | 50% | 0% | 0% | 0% | 8.2745 | 0 | 0 | 0 | 8.2745 | #N/A
2007-07-03 05:00 | 7 | 3 | 5 | 184.1669 | 4397 | 53.06 | 51.98 | 1001 | 53.06 | 0 | 50.0061 | Cooling | 8.3343 | #N/A | #N/A | #N/A | #N/A | 0 | 0 | 0 | 0 | 0 | 50.0061 | #N/A | #N/A | 88 | 68.06 | 0.80896 | 0.49347 | #N/A | 0.1546 | 0.02778% | 1 | 50% | 0% | 0% | 0% | 8.2745 | 0 | 0 | 0 | 8.2745 | #N/A
2007-07-03 06:00 | 7 | 3 | 6 | 184.2086 | 4398 | 57.02 | 53.06 | 1001 | 57.02 | 0 | 492.3208 | Cooling | 82.0535 | #N/A | #N/A | #N/A | #N/A | 0 | 0 | 0 | 0 | 0 | 492.3208 | #N/A | #N/A | 88 | 72.02 | 0.84825 | 0.51743 | #N/A | 1.5221 | 0.2735% | 1 | 50% | 0% | 0% | 0% | 8.2745 | 0 | 0 | 0 | 8.2745 | #N/A
2007-07-03 07:00 | 7 | 3 | 7 | 184.2503 | 4399 | 60.98 | 55.94 | 1002 | 60.98 | 0 | 1224.7215 | Cooling | 204.1202 | #N/A | #N/A | #N/A | #N/A | 0 | 0 | 0 | 0 | 0 | 1224.7215 | #N/A | #N/A | 88 | 75.98 | 0.8892 | 0.54241 | #N/A | 3.7864 | 0.6804% | 1 | 50% | 0% | 0% | 0% | 8.2745 | 0 | 0 | 0 | 8.2745 | #N/A
2007-07-03 08:00 | 7 | 3 | 8 | 184.2919 | 4400 | 60.98 | 57.02 | 1001 | 60.98 | 0 | 2298.1219 | Cooling | 383.0203 | #N/A | #N/A | #N/A | #N/A | 0 | 0 | 0 | 0 | 0 | 2298.1219 | #N/A | #N/A | 88 | 75.98 | 0.8892 | 0.54241 | #N/A | 7.1049 | 1.277% | 1 | 50% | 0% | 0% | 0% | 8.2745 | 0 | 0 | 0 | 8.2745 | #N/A
2007-07-03 09:00 | 7 | 3 | 9 | 184.3336 | 4401 | 68 | 57.02 | 1001 | 68 | 0 | 2910.865 | Cooling | 485.1442 | #N/A | #N/A | #N/A | #N/A | 0 | 0 | 0 | 0 | 0 | 2910.865 | #N/A | #N/A | 88 | 83 | 0.96585 | 0.58917 | #N/A | 8.9993 | 1.617% | 1 | 50% | 0% | 0% | 0% | 8.2745 | 0 | 0 | 0 | 8.2745 | #N/A
2007-07-03 10:00 | 7 | 3 | 10 | 184.3753 | 4402 | 69.98 | 55.04 | 1001 | 69.98 | 0 | 2585.2699 | Cooling | 430.8783 | #N/A | #N/A | #N/A | #N/A | 0 | 0 | 0 | 0 | 0 | 2585.2699 | #N/A | #N/A | 88 | 84.98 | 0.98841 | 0.60293 | #N/A | 7.9927 | 1.436% | 1 | 50% | 0% | 0% | 0% | 8.2745 | 0 | 0 | 0 | 8.2745 | #N/A
2007-07-03 11:00 | 7 | 3 | 11 | 184.4169 | 4403 | 69.98 | 57.92 | 1000 | 69.98 | 0 | 2529.7477 | Cooling | 421.6246 | #N/A | #N/A | #N/A | #N/A | 0 | 0 | 0 | 0 | 0 | 2529.7477 | #N/A | #N/A | 88 | 84.98 | 0.98841 | 0.60293 | #N/A | 7.821 | 1.405% | 1 | 50% | 0% | 0% | 0% | 8.2745 | 0 | 0 | 0 | 8.2745 | #N/A
2007-07-03 12:00 | 7 | 3 | 12 | 184.4586 | 4404 | 75.92 | 57.02 | 1000 | 75.92 | 0 | 2474.1967 | Cooling | 412.3661 | #N/A | #N/A | #N/A | #N/A | 0 | 0 | 0 | 0 | 0 | 2474.1967 | #N/A | #N/A | 88 | 90.92 | 1.0586 | 0.64573 | #N/A | 7.6493 | 1.375% | 1 | 50% | 0% | 0% | 0% | 8.2745 | 0 | 0 | 0 | 8.2745 | #N/A
2007-07-03 13:00 | 7 | 3 | 13 | 184.5003 | 4405 | 75.92 | 55.94 | 1000 | 75.92 | 0 | 2502.3089 | Cooling | 417.0515 | #N/A | #N/A | #N/A | #N/A | 0 | 0 | 0 | 0 | 0 | 2502.3089 | #N/A | #N/A | 88 | 90.92 | 1.0586 | 0.64573 | #N/A | 7.7362 | 1.39% | 1 | 50% | 0% | 0% | 0% | 8.2745 | 0 | 0 | 0 | 8.2745 | #N/A
2007-07-03 14:00 | 7 | 3 | 14 | 184.5419 | 4406 | 75.92 | 55.94 | 999 | 75.92 | 0 | 2581.1269 | Cooling | 430.1878 | #N/A | #N/A | #N/A | #N/A | 0 | 0 | 0 | 0 | 0 | 2581.1269 | #N/A | #N/A | 88 | 90.92 | 1.0586 | 0.64573 | #N/A | 7.9799 | 1.434% | 1 | 50% | 0% | 0% | 0% | 8.2745 | 0 | 0 | 0 | 8.2745 | #N/A
2007-07-03 15:00 | 7 | 3 | 15 | 184.5836 | 4407 | 77 | 55.04 | 999 | 77 | 0 | 2600.59 | Cooling | 433.4317 | #N/A | #N/A | #N/A | #N/A | 0 | 0 | 0 | 0 | 0 | 2600.59 | #N/A | #N/A | 88 | 92 | 1.0717 | 0.65376 | #N/A | 8.04 | 1.445% | 1 | 50% | 0% | 0% | 0% | 8.2745 | 0 | 0 | 0 | 8.2745 | #N/A
2007-07-03 16:00 | 7 | 3 | 16 | 184.6253 | 4408 | 77 | 53.06 | 999 | 77 | 0 | 2663.4803 | Cooling | 443.9134 | #N/A | #N/A | #N/A | #N/A | 0 | 0 | 0 | 0 | 0 | 2663.4803 | #N/A | #N/A | 88 | 92 | 1.0717 | 0.65376 | #N/A | 8.2345 | 1.48% | 1 | 50% | 0% | 0% | 0% | 8.2745 | 0 | 0 | 0 | 8.2745 | #N/A
2007-07-03 17:00 | 7 | 3 | 17 | 184.6669 | 4409 | 77 | 55.04 | 998 | 77 | 0 | 2652.3298 | Cooling | 442.055 | #N/A | #N/A | #N/A | #N/A | 0 | 0 | 0 | 0 | 0 | 2652.3298 | #N/A | #N/A | 88 | 92 | 1.0717 | 0.65376 | #N/A | 8.2 | 1.474% | 1 | 50% | 0% | 0% | 0% | 8.2745 | 0 | 0 | 0 | 8.2745 | #N/A
2007-07-03 18:00 | 7 | 3 | 18 | 184.7086 | 4410 | 75.92 | 55.04 | 998 | 75.92 | 0 | 2500.303 | Cooling | 416.7172 | #N/A | #N/A | #N/A | #N/A | 0 | 0 | 0 | 0 | 0 | 2500.303 | #N/A | #N/A | 88 | 90.92 | 1.0586 | 0.64573 | #N/A | 7.73 | 1.389% | 1 | 50% | 0% | 0% | 0% | 8.2745 | 0 | 0 | 0 | 8.2745 | #N/A
2007-07-03 19:00 | 7 | 3 | 19 | 184.7503 | 4411 | 73.94 | 55.94 | 997 | 73.94 | 0 | 2385.597 | Cooling | 397.5995 | #N/A | #N/A | #N/A | #N/A | 0 | 0 | 0 | 0 | 0 | 2385.597 | #N/A | #N/A | 88 | 88.94 | 1.0348 | 0.63121 | #N/A | 7.3754 | 1.325% | 1 | 50% | 0% | 0% | 0% | 8.2745 | 0 | 0 | 0 | 8.2745 | #N/A
2007-07-03 20:00 | 7 | 3 | 20 | 184.7919 | 4412 | 73.94 | 55.94 | 998 | 73.94 | 0 | 2296.4729 | Cooling | 382.7455 | #N/A | #N/A | #N/A | #N/A | 0 | 0 | 0 | 0 | 0 | 2296.4729 | #N/A | #N/A | 88 | 88.94 | 1.0348 | 0.63121 | #N/A | 7.0998 | 1.276% | 1 | 50% | 0% | 0% | 0% | 8.2745 | 0 | 0 | 0 | 8.2745 | #N/A
2007-07-03 21:00 | 7 | 3 | 21 | 184.8336 | 4413 | 66.02 | 57.02 | 998 | 66.02 | 0 | 2577.3385 | Cooling | 429.5564 | #N/A | #N/A | #N/A | #N/A | 0 | 0 | 0 | 0 | 0 | 2577.3385 | #N/A | #N/A | 88 | 81.02 | 0.9437 | 0.57566 | #N/A | 7.9682 | 1.432% | 1 | 50% | 0% | 0% | 0% | 8.2745 | 0 | 0 | 0 | 8.2745 | #N/A
2007-07-03 22:00 | 7 | 3 | 22 | 184.8753 | 4414 | 64.94 | 57.92 | 998 | 64.94 | 0 | 603.3477 | Cooling | 100.558 | #N/A | #N/A | #N/A | #N/A | 0 | 0 | 0 | 0 | 0 | 603.3477 | #N/A | #N/A | 88 | 79.94 | 0.9318 | 0.5684 | #N/A | 1.8653 | 0.3352% | 1 | 50% | 0% | 0% | 0% | 8.2745 | 0 | 0 | 0 | 8.2745 | #N/A
2007-07-03 23:00 | 7 | 3 | 23 | 184.9169 | 4415 | 64.94 | 57.02 | 997 | 64.94 | 0 | 634.0835 | Cooling | 105.6806 | #N/A | #N/A | #N/A | #N/A | 0 | 0 | 0 | 0 | 0 | 634.0835 | #N/A | #N/A | 88 | 79.94 | 0.9318 | 0.5684 | #N/A | 1.9603 | 0.3523% | 1 | 50% | 0% | 0% | 0% | 8.2745 | 0 | 0 | 0 | 8.2745 | #N/A
2007-07-04 | 7 | 4 | 0 | 184.9586 | 4416 | 60.98 | 57.92 | 996 | 60.98 | 0 | 559.5328 | Cooling | 93.2555 | #N/A | #N/A | #N/A | #N/A | 0 | 0 | 0 | 0 | 0 | 559.5328 | #N/A | #N/A | 88 | 75.98 | 0.8892 | 0.54241 | #N/A | 1.7299 | 0.3109% | 1 | 50% | 0% | 0% | 0% | 8.2745 | 0 | 0 | 0 | 8.2745 | #N/A
2007-07-04 01:00 | 7 | 4 | 1 | 185.0003 | 4417 | 60.98 | 57.92 | 996 | 60.98 | 0 | 622.5597 | Cooling | 103.76 | #N/A | #N/A | #N/A | #N/A | 0 | 0 | 0 | 0 | 0 | 622.5597 | #N/A | #N/A | 88 | 75.98 | 0.8892 | 0.54241 | #N/A | 1.9247 | 0.3459% | 1 | 50% | 0% | 0% | 0% | 8.2745 | 0 | 0 | 0 | 8.2745 | #N/A
2007-07-04 02:00 | 7 | 4 | 2 | 185.0419 | 4418 | 60.98 | 57.92 | 995 | 60.98 | 0 | 617.0432 | Cooling | 102.8405 | #N/A | #N/A | #N/A | #N/A | 0 | 0 | 0 | 0 | 0 | 617.0432 | #N/A | #N/A | 88 | 75.98 | 0.8892 | 0.54241 | #N/A | 1.9077 | 0.3428% | 1 | 50% | 0% | 0% | 0% | 8.2745 | 0 | 0 | 0 | 8.2745 | #N/A
2007-07-04 03:00 | 7 | 4 | 3 | 185.0836 | 4419 | 59 | 57.92 | 994 | 59 | 0 | 607.9253 | Cooling | 101.3209 | #N/A | #N/A | #N/A | #N/A | 0 | 0 | 0 | 0 | 0 | 607.9253 | #N/A | #N/A | 88 | 74 | 0.86852 | 0.5298 | #N/A | 1.8795 | 0.3377% | 1 | 50% | 0% | 0% | 0% | 8.2745 | 0 | 0 | 0 | 8.2745 | #N/A
2007-07-04 04:00 | 7 | 4 | 4 | 185.1253 | 4420 | 60.08 | 57.92 | 994 | 60.08 | 0 | 569.4791 | Cooling | 94.9132 | #N/A | #N/A | #N/A | #N/A | 0 | 0 | 0 | 0 | 0 | 569.4791 | #N/A | #N/A | 88 | 75.08 | 0.87975 | 0.53664 | #N/A | 1.7606 | 0.3164% | 1 | 50% | 0% | 0% | 0% | 8.2745 | 0 | 0 | 0 | 8.2745 | #N/A
2007-07-04 05:00 | 7 | 4 | 5 | 185.1669 | 4421 | 60.08 | 57.02 | 993 | 60.08 | 0 | 692.7464 | Cooling | 115.4577 | #N/A | #N/A | #N/A | #N/A | 0 | 0 | 0 | 0 | 0 | 692.7464 | #N/A | #N/A | 88 | 75.08 | 0.87975 | 0.53664 | #N/A | 2.1417 | 0.3849% | 1 | 50% | 0% | 0% | 0% | 8.2745 | 0 | 0 | 0 | 8.2745 | #N/A
2007-07-04 06:00 | 7 | 4 | 6 | 185.2086 | 4422 | 60.98 | 57.92 | 993 | 60.98 | 0 | 3043.8417 | Cooling | 507.3069 | #N/A | #N/A | #N/A | #N/A | 0 | 0 | 0 | 0 | 0 | 3043.8417 | #N/A | #N/A | 88 | 75.98 | 0.8892 | 0.54241 | #N/A | 9.4104 | 1.691% | 1 | 50% | 0% | 0% | 0% | 8.2745 | 0 | 0 | 0 | 8.2745 | #N/A
2007-07-04 07:00 | 7 | 4 | 7 | 185.2503 | 4423 | 62.06 | 59 | 993 | 62.06 | 0 | 2310.3195 | Cooling | 385.0533 | #N/A | #N/A | #N/A | #N/A | 0 | 0 | 0 | 0 | 0 | 2310.3195 | #N/A | #N/A | 88 | 77.06 | 0.90065 | 0.5494 | #N/A | 7.1426 | 1.284% | 1 | 50% | 0% | 0% | 0% | 8.2745 | 0 | 0 | 0 | 8.2745 | #N/A
2007-07-04 08:00 | 7 | 4 | 8 | 185.2919 | 4424 | 62.06 | 60.08 | 993 | 62.06 | 0 | 2647.8711 | Cooling | 441.3118 | #N/A | #N/A | #N/A | #N/A | 0 | 0 | 0 | 0 | 0 | 2647.8711 | #N/A | #N/A | 88 | 77.06 | 0.90065 | 0.5494 | #N/A | 8.1862 | 1.471% | 1 | 50% | 0% | 0% | 0% | 8.2745 | 0 | 0 | 0 | 8.2745 | #N/A
2007-07-04 09:00 | 7 | 4 | 9 | 185.3336 | 4425 | 62.96 | 62.96 | 993 | 62.96 | 0 | 2803.2217 | Cooling | 467.2036 | #N/A | #N/A | #N/A | #N/A | 0 | 0 | 0 | 0 | 0 | 2803.2217 | #N/A | #N/A | 88 | 77.96 | 0.91029 | 0.55528 | #N/A | 8.6665 | 1.557% | 1 | 50% | 0% | 0% | 0% | 8.2745 | 0 | 0 | 0 | 8.2745 | #N/A
2007-07-04 10:00 | 7 | 4 | 10 | 185.3753 | 4426 | 62.96 | 64.04 | 992 | 62.96 | 0 | 2904.8996 | Cooling | 484.1499 | #N/A | #N/A | #N/A | #N/A | 0 | 0 | 0 | 0 | 0 | 2904.8996 | #N/A | #N/A | 88 | 77.96 | 0.91029 | 0.55528 | #N/A | 8.9809 | 1.614% | 1 | 50% | 0% | 0% | 0% | 8.2745 | 0 | 0 | 0 | 8.2745 | #N/A
2007-07-04 11:00 | 7 | 4 | 11 | 185.4169 | 4427 | 62.96 | 66.92 | 992 | 62.96 | 0 | 3035.1211 | Cooling | 505.8535 | #N/A | #N/A | #N/A | #N/A | 0 | 0 | 0 | 0 | 0 | 3035.1211 | #N/A | #N/A | 88 | 77.96 | 0.91029 | 0.55528 | #N/A | 9.3835 | 1.686% | 1 | 50% | 0% | 0% | 0% | 8.2745 | 0 | 0 | 0 | 8.2745 | #N/A
2007-07-04 12:00 | 7 | 4 | 12 | 185.4586 | 4428 | 62.96 | 68 | 991 | 62.96 | 0 | 3045.3394 | Cooling | 507.5566 | #N/A | #N/A | #N/A | #N/A | 0 | 0 | 0 | 0 | 0 | 3045.3394 | #N/A | #N/A | 88 | 77.96 | 0.91029 | 0.55528 | #N/A | 9.415 | 1.692% | 1 | 50% | 0% | 0% | 0% | 8.2745 | 0 | 0 | 0 | 8.2745 | #N/A
2007-07-04 13:00 | 7 | 4 | 13 | 185.5003 | 4429 | 64.94 | 69.98 | 990 | 64.94 | 0 | 3196.0042 | Cooling | 532.6674 | #N/A | #N/A | #N/A | #N/A | 0 | 0 | 0 | 0 | 0 | 3196.0042 | #N/A | #N/A | 88 | 79.94 | 0.9318 | 0.5684 | #N/A | 9.8808 | 1.776% | 1 | 50% | 0% | 0% | 0% | 8.2745 | 0 | 0 | 0 | 8.2745 | #N/A
2007-07-04 14:00 | 7 | 4 | 14 | 185.5419 | 4430 | 64.94 | 71.06 | 989 | 64.94 | 0 | 3394.5179 | Cooling | 565.753 | #N/A | #N/A | #N/A | #N/A | 0 | 0 | 0 | 0 | 0 | 3394.5179 | #N/A | #N/A | 88 | 79.94 | 0.9318 | 0.5684 | #N/A | 10.4946 | 1.886% | 1 | 50% | 0% | 0% | 0% | 8.2745 | 0 | 0 | 0 | 8.2745 | #N/A
2007-07-04 15:00 | 7 | 4 | 15 | 185.5836 | 4431 | 68 | 71.96 | 989 | 68 | 0 | 3515.0255 | Cooling | 585.8376 | #N/A | #N/A | #N/A | #N/A | 0 | 0 | 0 | 0 | 0 | 3515.0255 | #N/A | #N/A | 88 | 83 | 0.96585 | 0.58917 | #N/A | 10.8671 | 1.953% | 1 | 50% | 0% | 0% | 0% | 8.2745 | 0 | 0 | 0 | 8.2745 | #N/A
2007-07-04 16:00 | 7 | 4 | 16 | 185.6253 | 4432 | 68 | 71.96 | 989 | 68 | 0 | 3636.317 | Cooling | 606.0528 | #N/A | #N/A | #N/A | #N/A | 0 | 0 | 0 | 0 | 0 | 3636.317 | #N/A | #N/A | 88 | 83 | 0.96585 | 0.58917 | #N/A | 11.2421 | 2.02% | 1 | 50% | 0% | 0% | 0% | 8.2745 | 0 | 0 | 0 | 8.2745 | #N/A
2007-07-04 17:00 | 7 | 4 | 17 | 185.6669 | 4433 | 68 | 71.96 | 989 | 68 | 0 | 3598.4209 | Cooling | 599.7368 | #N/A | #N/A | #N/A | #N/A | 0 | 0 | 0 | 0 | 0 | 3598.4209 | #N/A | #N/A | 88 | 83 | 0.96585 | 0.58917 | #N/A | 11.125 | 1.999% | 1 | 50% | 0% | 0% | 0% | 8.2745 | 0 | 0 | 0 | 8.2745 | #N/A
2007-07-04 18:00 | 7 | 4 | 18 | 185.7086 | 4434 | 68 | 71.06 | 989 | 68 | 0 | 3394.8143 | Cooling | 565.8024 | #N/A | #N/A | #N/A | #N/A | 0 | 0 | 0 | 0 | 0 | 3394.8143 | #N/A | #N/A | 88 | 83 | 0.96585 | 0.58917 | #N/A | 10.4955 | 1.886% | 1 | 50% | 0% | 0% | 0% | 8.2745 | 0 | 0 | 0 | 8.2745 | #N/A
2007-07-04 19:00 | 7 | 4 | 19 | 185.7503 | 4435 | 68 | 69.08 | 990 | 68 | 0 | 3186.1067 | Cooling | 531.0178 | #N/A | #N/A | #N/A | #N/A | 0 | 0 | 0 | 0 | 0 | 3186.1067 | #N/A | #N/A | 88 | 83 | 0.96585 | 0.58917 | #N/A | 9.8502 | 1.77% | 1 | 50% | 0% | 0% | 0% | 8.2745 | 0 | 0 | 0 | 8.2745 | #N/A
2007-07-04 20:00 | 7 | 4 | 20 | 185.7919 | 4436 | 68 | 69.08 | 990 | 68 | 0 | 2957.6593 | Cooling | 492.9432 | #N/A | #N/A | #N/A | #N/A | 0 | 0 | 0 | 0 | 0 | 2957.6593 | #N/A | #N/A | 88 | 83 | 0.96585 | 0.58917 | #N/A | 9.144 | 1.643% | 1 | 50% | 0% | 0% | 0% | 8.2745 | 0 | 0 | 0 | 8.2745 | #N/A
2007-07-04 21:00 | 7 | 4 | 21 | 185.8336 | 4437 | 62.96 | 68 | 989 | 62.96 | 0 | 2802.2254 | Cooling | 467.0376 | #N/A | #N/A | #N/A | #N/A | 0 | 0 | 0 | 0 | 0 | 2802.2254 | #N/A | #N/A | 88 | 77.96 | 0.91029 | 0.55528 | #N/A | 8.6634 | 1.557% | 1 | 50% | 0% | 0% | 0% | 8.2745 | 0 | 0 | 0 | 8.2745 | #N/A
2007-07-04 22:00 | 7 | 4 | 22 | 185.8753 | 4438 | 62.06 | 68 | 989 | 62.06 | 0 | 1259.754 | Cooling | 209.959 | #N/A | #N/A | #N/A | #N/A | 0 | 0 | 0 | 0 | 0 | 1259.754 | #N/A | #N/A | 88 | 77.06 | 0.90065 | 0.5494 | #N/A | 3.8947 | 0.6999% | 1 | 50% | 0% | 0% | 0% | 8.2745 | 0 | 0 | 0 | 8.2745 | #N/A
2007-07-04 23:00 | 7 | 4 | 23 | 185.9169 | 4439 | 62.06 | 66.92 | 991 | 62.06 | 0 | 1782.6201 | Cooling | 297.1033 | #N/A | #N/A | #N/A | #N/A | 0 | 0 | 0 | 0 | 0 | 1782.6201 | #N/A | #N/A | 88 | 77.06 | 0.90065 | 0.5494 | #N/A | 5.5112 | 0.9903% | 1 | 50% | 0% | 0% | 0% | 8.2745 | 0 | 0 | 0 | 8.2745 | #N/A
2007-07-05 | 7 | 5 | 0 | 185.9586 | 4440 | 60.08 | 71.06 | 992 | 60.08 | 0 | 1978.3226 | Cooling | 329.7204 | #N/A | #N/A | #N/A | #N/A | 0 | 0 | 0 | 0 | 0 | 1978.3226 | #N/A | #N/A | 88 | 75.08 | 0.87975 | 0.53664 | #N/A | 6.1162 | 1.099% | 1 | 50% | 0% | 0% | 0% | 8.2745 | 0 | 0 | 0 | 8.2745 | #N/A
2007-07-05 01:00 | 7 | 5 | 1 | 186.0003 | 4441 | 57.92 | 69.08 | 991 | 57.92 | 0 | 1946.3911 | Cooling | 324.3985 | #N/A | #N/A | #N/A | #N/A | 0 | 0 | 0 | 0 | 0 | 1946.3911 | #N/A | #N/A | 88 | 72.92 | 0.85741 | 0.52302 | #N/A | 6.0175 | 1.081% | 1 | 50% | 0% | 0% | 0% | 8.2745 | 0 | 0 | 0 | 8.2745 | #N/A
2007-07-05 02:00 | 7 | 5 | 2 | 186.0419 | 4442 | 60.08 | 68 | 991 | 60.08 | 0 | 1752.2897 | Cooling | 292.0483 | #N/A | #N/A | #N/A | #N/A | 0 | 0 | 0 | 0 | 0 | 1752.2897 | #N/A | #N/A | 88 | 75.08 | 0.87975 | 0.53664 | #N/A | 5.4174 | 0.9735% | 1 | 50% | 0% | 0% | 0% | 8.2745 | 0 | 0 | 0 | 8.2745 | #N/A
2007-07-05 03:00 | 7 | 5 | 3 | 186.0836 | 4443 | 59 | 68 | 992 | 59 | 0 | 1595.5828 | Cooling | 265.9305 | #N/A | #N/A | #N/A | #N/A | 0 | 0 | 0 | 0 | 0 | 1595.5828 | #N/A | #N/A | 88 | 74 | 0.86852 | 0.5298 | #N/A | 4.9329 | 0.8864% | 1 | 50% | 0% | 0% | 0% | 8.2745 | 0 | 0 | 0 | 8.2745 | #N/A
2007-07-05 04:00 | 7 | 5 | 4 | 186.1253 | 4444 | 57.92 | 68 | 992 | 57.92 | 0 | 1514.3283 | Cooling | 252.388 | #N/A | #N/A | #N/A | #N/A | 0 | 0 | 0 | 0 | 0 | 1514.3283 | #N/A | #N/A | 88 | 72.92 | 0.85741 | 0.52302 | #N/A | 4.6817 | 0.8413% | 1 | 50% | 0% | 0% | 0% | 8.2745 | 0 | 0 | 0 | 8.2745 | #N/A
2007-07-05 05:00 | 7 | 5 | 5 | 186.1669 | 4445 | 57.92 | 64.04 | 993 | 57.92 | 0 | 1397.5817 | Cooling | 232.9303 | #N/A | #N/A | #N/A | #N/A | 0 | 0 | 0 | 0 | 0 | 1397.5817 | #N/A | #N/A | 88 | 72.92 | 0.85741 | 0.52302 | #N/A | 4.3208 | 0.7764% | 1 | 50% | 0% | 0% | 0% | 8.2745 | 0 | 0 | 0 | 8.2745 | #N/A
2007-07-05 06:00 | 7 | 5 | 6 | 186.2086 | 4446 | 60.98 | 62.06 | 994 | 60.98 | 0 | 3250.0419 | Cooling | 541.6737 | #N/A | #N/A | #N/A | #N/A | 0 | 0 | 0 | 0 | 0 | 3250.0419 | #N/A | #N/A | 88 | 75.98 | 0.8892 | 0.54241 | #N/A | 10.0479 | 1.806% | 1 | 50% | 0% | 0% | 0% | 8.2745 | 0 | 0 | 0 | 8.2745 | #N/A
2007-07-05 07:00 | 7 | 5 | 7 | 186.2503 | 4447 | 64.04 | 62.96 | 995 | 64.04 | 0 | 2935.208 | Cooling | 489.2013 | #N/A | #N/A | #N/A | #N/A | 0 | 0 | 0 | 0 | 0 | 2935.208 | #N/A | #N/A | 88 | 79.04 | 0.92197 | 0.5624 | #N/A | 9.0746 | 1.631% | 1 | 50% | 0% | 0% | 0% | 8.2745 | 0 | 0 | 0 | 8.2745 | #N/A
2007-07-05 08:00 | 7 | 5 | 8 | 186.2919 | 4448 | 64.04 | 62.96 | 996 | 64.04 | 0 | 3433.4479 | Cooling | 572.2413 | #N/A | #N/A | #N/A | #N/A | 0 | 0 | 0 | 0 | 0 | 3433.4479 | #N/A | #N/A | 88 | 79.04 | 0.92197 | 0.5624 | #N/A | 10.6149 | 1.907% | 1 | 50% | 0% | 0% | 0% | 8.2745 | 0 | 0 | 0 | 8.2745 | #N/A
2007-07-05 09:00 | 7 | 5 | 9 | 186.3336 | 4449 | 71.96 | 57.02 | 997 | 71.96 | 0 | 3165.1833 | Cooling | 527.5306 | #N/A | #N/A | #N/A | #N/A | 0 | 0 | 0 | 0 | 0 | 3165.1833 | #N/A | #N/A | 88 | 86.96 | 1.0114 | 0.61695 | #N/A | 9.7856 | 1.758% | 1 | 50% | 0% | 0% | 0% | 8.2745 | 0 | 0 | 0 | 8.2745 | #N/A
2007-07-05 10:00 | 7 | 5 | 10 | 186.3753 | 4450 | 75.02 | 57.92 | 998 | 75.02 | 0 | 2843.3236 | Cooling | 473.8873 | #N/A | #N/A | #N/A | #N/A | 0 | 0 | 0 | 0 | 0 | 2843.3236 | #N/A | #N/A | 88 | 90.02 | 1.0477 | 0.6391 | #N/A | 8.7905 | 1.58% | 1 | 50% | 0% | 0% | 0% | 8.2745 | 0 | 0 | 0 | 8.2745 | #N/A
2007-07-05 11:00 | 7 | 5 | 11 | 186.4169 | 4451 | 75.02 | 57.02 | 998 | 75.02 | 0 | 2629.2988 | Cooling | 438.2165 | #N/A | #N/A | #N/A | #N/A | 0 | 0 | 0 | 0 | 0 | 2629.2988 | #N/A | #N/A | 88 | 90.02 | 1.0477 | 0.6391 | #N/A | 8.1288 | 1.461% | 1 | 50% | 0% | 0% | 0% | 8.2745 | 0 | 0 | 0 | 8.2745 | #N/A
2007-07-05 12:00 | 7 | 5 | 12 | 186.4586 | 4452 | 78.08 | 57.92 | 998 | 78.08 | 0 | 2566.5155 | Cooling | 427.7526 | #N/A | #N/A | #N/A | #N/A | 0 | 0 | 0 | 0 | 0 | 2566.5155 | #N/A | #N/A | 88 | 93.08 | 1.085 | 0.66186 | #N/A | 7.9347 | 1.426% | 1 | 50% | 0% | 0% | 0% | 8.2745 | 0 | 0 | 0 | 8.2745 | #N/A
2007-07-05 13:00 | 7 | 5 | 13 | 186.5003 | 4453 | 80.06 | 57.92 | 998 | 80.06 | 0 | 2658.3733 | Cooling | 443.0622 | #N/A | #N/A | #N/A | #N/A | 0 | 0 | 0 | 0 | 0 | 2658.3733 | #N/A | #N/A | 88 | 95.06 | 1.1097 | 0.67691 | #N/A | 8.2187 | 1.477% | 1 | 50% | 0% | 0% | 0% | 8.2745 | 0 | 0 | 0 | 8.2745 | #N/A
2007-07-05 14:00 | 7 | 5 | 14 | 186.5419 | 4454 | 80.06 | 55.94 | 998 | 80.06 | 0 | 2604.2729 | Cooling | 434.0455 | #N/A | #N/A | #N/A | #N/A | 0 | 0 | 0 | 0 | 0 | 2604.2729 | #N/A | #N/A | 88 | 95.06 | 1.1097 | 0.67691 | #N/A | 8.0514 | 1.447% | 1 | 50% | 0% | 0% | 0% | 8.2745 | 0 | 0 | 0 | 8.2745 | #N/A
2007-07-05 15:00 | 7 | 5 | 15 | 186.5836 | 4455 | 82.94 | 55.94 | 998 | 82.94 | 0 | 2984.4433 | Cooling | 497.4072 | #N/A | #N/A | #N/A | #N/A | 0 | 0 | 0 | 0 | 0 | 2984.4433 | #N/A | #N/A | 88 | 97.94 | 1.1463 | 0.69925 | #N/A | 9.2268 | 1.658% | 1 | 50% | 0% | 0% | 0% | 8.2745 | 0 | 0 | 0 | 8.2745 | #N/A
2007-07-05 16:00 | 7 | 5 | 16 | 186.6253 | 4456 | 82.04 | 55.94 | 998 | 82.04 | 0 | 3152.4259 | Cooling | 525.4043 | #N/A | #N/A | #N/A | #N/A | 0 | 0 | 0 | 0 | 0 | 3152.4259 | #N/A | #N/A | 88 | 97.04 | 1.1348 | 0.69221 | #N/A | 9.7461 | 1.751% | 1 | 50% | 0% | 0% | 0% | 8.2745 | 0 | 0 | 0 | 8.2745 | #N/A
2007-07-05 17:00 | 7 | 5 | 17 | 186.6669 | 4457 | 82.04 | 53.96 | 998 | 82.04 | 0 | 2926.4963 | Cooling | 487.7494 | #N/A | #N/A | #N/A | #N/A | 0 | 0 | 0 | 0 | 0 | 2926.4963 | #N/A | #N/A | 88 | 97.04 | 1.1348 | 0.69221 | #N/A | 9.0476 | 1.626% | 1 | 50% | 0% | 0% | 0% | 8.2745 | 0 | 0 | 0 | 8.2745 | #N/A
2007-07-05 18:00 | 7 | 5 | 18 | 186.7086 | 4458 | 78.98 | 55.04 | 998 | 78.98 | 0 | 2823.1627 | Cooling | 470.5271 | #N/A | #N/A | #N/A | #N/A | 0 | 0 | 0 | 0 | 0 | 2823.1627 | #N/A | #N/A | 88 | 93.98 | 1.0962 | 0.66867 | #N/A | 8.7282 | 1.568% | 1 | 50% | 0% | 0% | 0% | 8.2745 | 0 | 0 | 0 | 8.2745 | #N/A
2007-07-05 19:00 | 7 | 5 | 19 | 186.7503 | 4459 | 75.92 | 55.04 | 998 | 75.92 | 0 | 2486.3951 | Cooling | 414.3992 | #N/A | #N/A | #N/A | #N/A | 0 | 0 | 0 | 0 | 0 | 2486.3951 | #N/A | #N/A | 88 | 90.92 | 1.0586 | 0.64573 | #N/A | 7.687 | 1.381% | 1 | 50% | 0% | 0% | 0% | 8.2745 | 0 | 0 | 0 | 8.2745 | #N/A
2007-07-05 20:00 | 7 | 5 | 20 | 186.7919 | 4460 | 75.92 | 55.04 | 998 | 75.92 | 0 | 1955.0437 | Cooling | 325.8406 | #N/A | #N/A | #N/A | #N/A | 0 | 0 | 0 | 0 | 0 | 1955.0437 | #N/A | #N/A | 88 | 90.92 | 1.0586 | 0.64573 | #N/A | 6.0443 | 1.086% | 1 | 50% | 0% | 0% | 0% | 8.2745 | 0 | 0 | 0 | 8.2745 | #N/A
2007-07-05 21:00 | 7 | 5 | 21 | 186.8336 | 4461 | 69.98 | 55.94 | 999 | 69.98 | 0 | 1701.4916 | Cooling | 283.5819 | #N/A | #N/A | #N/A | #N/A | 0 | 0 | 0 | 0 | 0 | 1701.4916 | #N/A | #N/A | 88 | 84.98 | 0.98841 | 0.60293 | #N/A | 5.2604 | 0.9453% | 1 | 50% | 0% | 0% | 0% | 8.2745 | 0 | 0 | 0 | 8.2745 | #N/A
2007-07-05 22:00 | 7 | 5 | 22 | 186.8753 | 4462 | 69.08 | 57.92 | 999 | 69.08 | 0 | 470.3877 | Cooling | 78.398 | #N/A | #N/A | #N/A | #N/A | 0 | 0 | 0 | 0 | 0 | 470.3877 | #N/A | #N/A | 88 | 84.08 | 0.9781 | 0.59664 | #N/A | 1.4543 | 0.2613% | 1 | 50% | 0% | 0% | 0% | 8.2745 | 0 | 0 | 0 | 8.2745 | #N/A
2007-07-05 23:00 | 7 | 5 | 23 | 186.9169 | 4463 | 69.08 | 57.92 | 999 | 69.08 | 0 | 506.6122 | Cooling | 84.4354 | #N/A | #N/A | #N/A | #N/A | 0 | 0 | 0 | 0 | 0 | 506.6122 | #N/A | #N/A | 88 | 84.08 | 0.9781 | 0.59664 | #N/A | 1.5663 | 0.2815% | 1 | 50% | 0% | 0% | 0% | 8.2745 | 0 | 0 | 0 | 8.2745 | #N/A
2007-07-06 | 7 | 6 | 0 | 186.9586 | 4464 | 66.02 | 57.92 | 999 | 66.02 | 0 | 387.2375 | Cooling | 64.5396 | #N/A | #N/A | #N/A | #N/A | 0 | 0 | 0 | 0 | 0 | 387.2375 | #N/A | #N/A | 88 | 81.02 | 0.9437 | 0.57566 | #N/A | 1.1972 | 0.2151% | 1 | 50% | 0% | 0% | 0% | 8.2745 | 0 | 0 | 0 | 8.2745 | #N/A
2007-07-06 01:00 | 7 | 6 | 1 | 187.0003 | 4465 | 62.96 | 57.92 | 998 | 62.96 | 0 | 323.0591 | Cooling | 53.8432 | #N/A | #N/A | #N/A | #N/A | 0 | 0 | 0 | 0 | 0 | 323.0591 | #N/A | #N/A | 88 | 77.96 | 0.91029 | 0.55528 | #N/A | 0.99878 | 0.1795% | 1 | 50% | 0% | 0% | 0% | 8.2745 | 0 | 0 | 0 | 8.2745 | #N/A
2007-07-06 02:00 | 7 | 6 | 2 | 187.0419 | 4466 | 62.96 | 57.92 | 998 | 62.96 | 0 | 316.5021 | Cooling | 52.7504 | #N/A | #N/A | #N/A | #N/A | 0 | 0 | 0 | 0 | 0 | 316.5021 | #N/A | #N/A | 88 | 77.96 | 0.91029 | 0.55528 | #N/A | 0.97851 | 0.1758% | 1 | 50% | 0% | 0% | 0% | 8.2745 | 0 | 0 | 0 | 8.2745 | #N/A
2007-07-06 03:00 | 7 | 6 | 3 | 187.0836 | 4467 | 60.98 | 57.92 | 998 | 60.98 | 0 | 318.4719 | Cooling | 53.0786 | #N/A | #N/A | #N/A | #N/A | 0 | 0 | 0 | 0 | 0 | 318.4719 | #N/A | #N/A | 88 | 75.98 | 0.8892 | 0.54241 | #N/A | 0.9846 | 0.1769% | 1 | 50% | 0% | 0% | 0% | 8.2745 | 0 | 0 | 0 | 8.2745 | #N/A
2007-07-06 04:00 | 7 | 6 | 4 | 187.1253 | 4468 | 60.08 | 57.02 | 999 | 60.08 | 0 | 280.9694 | Cooling | 46.8282 | #N/A | #N/A | #N/A | #N/A | 0 | 0 | 0 | 0 | 0 | 280.9694 | #N/A | #N/A | 88 | 75.08 | 0.87975 | 0.53664 | #N/A | 0.86865 | 0.1561% | 1 | 50% | 0% | 0% | 0% | 8.2745 | 0 | 0 | 0 | 8.2745 | #N/A
2007-07-06 05:00 | 7 | 6 | 5 | 187.1669 | 4469 | 60.08 | 53.06 | 999 | 60.08 | 0 | 191.8906 | Cooling | 31.9818 | #N/A | #N/A | #N/A | #N/A | 0 | 0 | 0 | 0 | 0 | 191.8906 | #N/A | #N/A | 88 | 75.08 | 0.87975 | 0.53664 | #N/A | 0.59325 | 0.1066% | 1 | 50% | 0% | 0% | 0% | 8.2745 | 0 | 0 | 0 | 8.2745 | #N/A
2007-07-06 06:00 | 7 | 6 | 6 | 187.2086 | 4470 | 62.96 | 53.06 | 1000 | 62.96 | 0 | 989.7372 | Cooling | 164.9562 | #N/A | #N/A | #N/A | #N/A | 0 | 0 | 0 | 0 | 0 | 989.7372 | #N/A | #N/A | 88 | 77.96 | 0.91029 | 0.55528 | #N/A | 3.0599 | 0.5499% | 1 | 50% | 0% | 0% | 0% | 8.2745 | 0 | 0 | 0 | 8.2745 | #N/A
2007-07-06 07:00 | 7 | 6 | 7 | 187.2503 | 4471 | 64.94 | 53.96 | 1000 | 64.94 | 0 | 1096.6246 | Cooling | 182.7708 | #N/A | #N/A | #N/A | #N/A | 0 | 0 | 0 | 0 | 0 | 1096.6246 | #N/A | #N/A | 88 | 79.94 | 0.9318 | 0.5684 | #N/A | 3.3904 | 0.6092% | 1 | 50% | 0% | 0% | 0% | 8.2745 | 0 | 0 | 0 | 8.2745 | #N/A
2007-07-06 08:00 | 7 | 6 | 8 | 187.2919 | 4472 | 64.94 | 51.08 | 1001 | 64.94 | 0 | 1094.3252 | Cooling | 182.3875 | #N/A | #N/A | #N/A | #N/A | 0 | 0 | 0 | 0 | 0 | 1094.3252 | #N/A | #N/A | 88 | 79.94 | 0.9318 | 0.5684 | #N/A | 3.3832 | 0.608% | 1 | 50% | 0% | 0% | 0% | 8.2745 | 0 | 0 | 0 | 8.2745 | #N/A
2007-07-06 09:00 | 7 | 6 | 9 | 187.3336 | 4473 | 73.04 | 51.08 | 1002 | 73.04 | 0 | 1002.5227 | Cooling | 167.0871 | #N/A | #N/A | #N/A | #N/A | 0 | 0 | 0 | 0 | 0 | 1002.5227 | #N/A | #N/A | 88 | 88.04 | 1.0241 | 0.6247 | #N/A | 3.0994 | 0.557% | 1 | 50% | 0% | 0% | 0% | 8.2745 | 0 | 0 | 0 | 8.2745 | #N/A
2007-07-06 10:00 | 7 | 6 | 10 | 187.3753 | 4474 | 77 | 48.92 | 1002 | 77 | 0 | 934.51 | Cooling | 155.7517 | #N/A | #N/A | #N/A | #N/A | 0 | 0 | 0 | 0 | 0 | 934.51 | #N/A | #N/A | 88 | 92 | 1.0717 | 0.65376 | #N/A | 2.8892 | 0.5192% | 1 | 50% | 0% | 0% | 0% | 8.2745 | 0 | 0 | 0 | 8.2745 | #N/A
2007-07-06 11:00 | 7 | 6 | 11 | 187.4169 | 4475 | 77 | 48.92 | 1003 | 77 | 0 | 983.0455 | Cooling | 163.8409 | #N/A | #N/A | #N/A | #N/A | 0 | 0 | 0 | 0 | 0 | 983.0455 | #N/A | #N/A | 88 | 92 | 1.0717 | 0.65376 | #N/A | 3.0392 | 0.5461% | 1 | 50% | 0% | 0% | 0% | 8.2745 | 0 | 0 | 0 | 8.2745 | #N/A
2007-07-06 12:00 | 7 | 6 | 12 | 187.4586 | 4476 | 82.04 | 46.94 | 1003 | 82.04 | 0 | 1008.9017 | Cooling | 168.1503 | #N/A | #N/A | #N/A | #N/A | 0 | 0 | 0 | 0 | 0 | 1008.9017 | #N/A | #N/A | 88 | 97.04 | 1.1348 | 0.69221 | #N/A | 3.1191 | 0.5605% | 1 | 50% | 0% | 0% | 0% | 8.2745 | 0 | 0 | 0 | 8.2745 | #N/A
2007-07-06 13:00 | 7 | 6 | 13 | 187.5003 | 4477 | 82.94 | 48.92 | 1003 | 82.94 | 0 | 1127.7508 | Cooling | 187.9585 | #N/A | #N/A | #N/A | #N/A | 0 | 0 | 0 | 0 | 0 | 1127.7508 | #N/A | #N/A | 88 | 97.94 | 1.1463 | 0.69925 | #N/A | 3.4866 | 0.6265% | 1 | 50% | 0% | 0% | 0% | 8.2745 | 0 | 0 | 0 | 8.2745 | #N/A
2007-07-06 14:00 | 7 | 6 | 14 | 187.5419 | 4478 | 82.94 | 46.04 | 1003 | 82.94 | 0 | 1159.7958 | Cooling | 193.2993 | #N/A | #N/A | #N/A | #N/A | 0 | 0 | 0 | 0 | 0 | 1159.7958 | #N/A | #N/A | 88 | 97.94 | 1.1463 | 0.69925 | #N/A | 3.5857 | 0.6443% | 1 | 50% | 0% | 0% | 0% | 8.2745 | 0 | 0 | 0 | 8.2745 | #N/A
2007-07-06 15:00 | 7 | 6 | 15 | 187.5836 | 4479 | 84.92 | 44.96 | 1003 | 84.92 | 0 | 1137.0185 | Cooling | 189.5031 | #N/A | #N/A | #N/A | #N/A | 0 | 0 | 0 | 0 | 0 | 1137.0185 | #N/A | #N/A | 88 | 99.92 | 1.172 | 0.71491 | #N/A | 3.5152 | 0.6317% | 1 | 50% | 0% | 0% | 0% | 8.2745 | 0 | 0 | 0 | 8.2745 | #N/A
2007-07-06 16:00 | 7 | 6 | 16 | 187.6253 | 4480 | 84.02 | 44.96 | 1003 | 84.02 | 0 | 1142.1018 | Cooling | 190.3503 | #N/A | #N/A | #N/A | #N/A | 0 | 0 | 0 | 0 | 0 | 1142.1018 | #N/A | #N/A | 88 | 99.02 | 1.1603 | 0.70776 | #N/A | 3.531 | 0.6345% | 1 | 50% | 0% | 0% | 0% | 8.2745 | 0 | 0 | 0 | 8.2745 | #N/A
2007-07-06 17:00 | 7 | 6 | 17 | 187.6669 | 4481 | 84.02 | 46.04 | 1003 | 84.02 | 0 | 1147.3253 | Cooling | 191.2209 | #N/A | #N/A | #N/A | #N/A | 0 | 0 | 0 | 0 | 0 | 1147.3253 | #N/A | #N/A | 88 | 99.02 | 1.1603 | 0.70776 | #N/A | 3.5471 | 0.6374% | 1 | 50% | 0% | 0% | 0% | 8.2745 | 0 | 0 | 0 | 8.2745 | #N/A
2007-07-06 18:00 | 7 | 6 | 18 | 187.7086 | 4482 | 82.04 | 46.04 | 1003 | 82.04 | 0 | 76.9726 | Cooling | 12.8288 | #N/A | #N/A | #N/A | #N/A | 0 | 0 | 0 | 0 | 0 | 76.9726 | #N/A | #N/A | 88 | 97.04 | 1.1348 | 0.69221 | #N/A | 0.23797 | 0.04276% | 1 | 50% | 0% | 0% | 0% | 8.2745 | 0 | 0 | 0 | 8.2745 | #N/A
2007-07-06 19:00 | 7 | 6 | 19 | 187.7503 | 4483 | 80.96 | 46.04 | 1004 | 80.96 | 0 | 50.9053 | Cooling | 8.4842 | #N/A | #N/A | #N/A | #N/A | 0 | 0 | 0 | 0 | 0 | 50.9053 | #N/A | #N/A | 88 | 95.96 | 1.121 | 0.68383 | #N/A | 0.15738 | 0.02828% | 1 | 50% | 0% | 0% | 0% | 8.2745 | 0 | 0 | 0 | 8.2745 | #N/A
2007-07-06 20:00 | 7 | 6 | 20 | 187.7919 | 4484 | 80.96 | 48.92 | 1005 | 80.96 | 0 | 10.2555 | Cooling | 1.7093 | #N/A | #N/A | #N/A | #N/A | 0 | 0 | 0 | 0 | 0 | 10.2555 | #N/A | #N/A | 88 | 95.96 | 1.121 | 0.68383 | #N/A | 0.031706 | 0.005698% | 1 | 50% | 0% | 0% | 0% | 8.2745 | 0 | 0 | 0 | 8.2745 | #N/A
2007-07-06 21:00 | 7 | 6 | 21 | 187.8336 | 4485 | 78.08 | 50 | 1006 | 78.08 | 0 | 0 | Cooling | 0 | #N/A | #N/A | #N/A | #N/A | 0 | 0 | 0 | 0 | 0 | 0 | #N/A | #N/A | 88 | 93.08 | 1.085 | 0.66186 | #N/A | 0 | 0% | 1 | 50% | 0% | 0% | 0% | 8.2745 | 0 | 0 | 0 | 8.2745 | #N/A
2007-07-06 22:00 | 7 | 6 | 22 | 187.8753 | 4486 | 77 | 50 | 1006 | 77 | 0 | 2.1414 | Cooling | 0.3569 | #N/A | #N/A | #N/A | #N/A | 0 | 0 | 0 | 0 | 0 | 2.1414 | #N/A | #N/A | 88 | 92 | 1.0717 | 0.65376 | #N/A | 0.0066205 | 0.00119% | 1 | 50% | 0% | 0% | 0% | 8.2745 | 0 | 0 | 0 | 8.2745 | #N/A
2007-07-06 23:00 | 7 | 6 | 23 | 187.9169 | 4487 | 77 | 51.08 | 1006 | 77 | 0 | 11.7499 | Cooling | 1.9583 | #N/A | #N/A | #N/A | #N/A | 0 | 0 | 0 | 0 | 0 | 11.7499 | #N/A | #N/A | 88 | 92 | 1.0717 | 0.65376 | #N/A | 0.036326 | 0.006528% | 1 | 50% | 0% | 0% | 0% | 8.2745 | 0 | 0 | 0 | 8.2745 | #N/A
2007-07-07 | 7 | 7 | 0 | 187.9586 | 4488 | 73.04 | 51.08 | 1006 | 73.04 | 0 | 14.5058 | Cooling | 2.4176 | #N/A | #N/A | #N/A | #N/A | 0 | 0 | 0 | 0 | 0 | 14.5058 | #N/A | #N/A | 88 | 88.04 | 1.0241 | 0.6247 | #N/A | 0.044847 | 0.008059% | 1 | 50% | 0% | 0% | 0% | 8.2745 | 0 | 0 | 0 | 8.2745 | #N/A
2007-07-07 01:00 | 7 | 7 | 1 | 188.0003 | 4489 | 73.4 | 51.08 | 1007 | 73.4 | 0 | 12.9865 | Cooling | 2.1644 | #N/A | #N/A | #N/A | #N/A | 0 | 0 | 0 | 0 | 0 | 12.9865 | #N/A | #N/A | 88 | 88.4 | 1.0284 | 0.6273 | #N/A | 0.04015 | 0.007215% | 1 | 50% | 0% | 0% | 0% | 8.2745 | 0 | 0 | 0 | 8.2745 | #N/A
2007-07-07 02:00 | 7 | 7 | 2 | 188.0419 | 4490 | 73.04 | 50 | 1007 | 73.04 | 0 | 5.5607 | Cooling | 0.92679 | #N/A | #N/A | #N/A | #N/A | 0 | 0 | 0 | 0 | 0 | 5.5607 | #N/A | #N/A | 88 | 88.04 | 1.0241 | 0.6247 | #N/A | 0.017192 | 0.003089% | 1 | 50% | 0% | 0% | 0% | 8.2745 | 0 | 0 | 0 | 8.2745 | #N/A
2007-07-07 03:00 | 7 | 7 | 3 | 188.0836 | 4491 | 71.96 | 50 | 1007 | 71.96 | 0 | 0.31184 | Cooling | 0.051974 | #N/A | #N/A | #N/A | #N/A | 0 | 0 | 0 | 0 | 0 | 0.31184 | #N/A | #N/A | 88 | 86.96 | 1.0114 | 0.61695 | #N/A | 0.00096411 | 0.0001732% | 1 | 50% | 0% | 0% | 0% | 8.2745 | 0 | 0 | 0 | 8.2745 | #N/A
2007-07-07 04:00 | 7 | 7 | 4 | 188.1253 | 4492 | 69.98 | 50 | 1007 | 69.98 | 0 | 0 | Cooling | 0 | #N/A | #N/A | #N/A | #N/A | 0 | 0 | 0 | 0 | 0 | 0 | #N/A | #N/A | 88 | 84.98 | 0.98841 | 0.60293 | #N/A | 0 | 0% | 1 | 50% | 0% | 0% | 0% | 8.2745 | 0 | 0 | 0 | 8.2745 | #N/A
2007-07-07 05:00 | 7 | 7 | 5 | 188.1669 | 4493 | 69.98 | 48.02 | 1008 | 69.98 | 0 | 0.016213 | Cooling | 0.0027021 | #N/A | #N/A | #N/A | #N/A | 0 | 0 | 0 | 0 | 0 | 0.016213 | #N/A | #N/A | 88 | 84.98 | 0.98841 | 0.60293 | #N/A | 5.0124e-05 | 9.007e-06% | 1 | 50% | 0% | 0% | 0% | 8.2745 | 0 | 0 | 0 | 8.2745 | #N/A
2007-07-07 06:00 | 7 | 7 | 6 | 188.2086 | 4494 | 73.04 | 51.08 | 1009 | 73.04 | 0 | 7.5192 | Cooling | 1.2532 | #N/A | #N/A | #N/A | #N/A | 0 | 0 | 0 | 0 | 0 | 7.5192 | #N/A | #N/A | 88 | 88.04 | 1.0241 | 0.6247 | #N/A | 0.023247 | 0.004177% | 1 | 50% | 0% | 0% | 0% | 8.2745 | 0 | 0 | 0 | 8.2745 | #N/A
2007-07-07 07:00 | 7 | 7 | 7 | 188.2503 | 4495 | 73.94 | 53.06 | 1009 | 73.94 | 0 | 65.471 | Cooling | 10.9118 | #N/A | #N/A | #N/A | #N/A | 0 | 0 | 0 | 0 | 0 | 65.471 | #N/A | #N/A | 88 | 88.94 | 1.0348 | 0.63121 | #N/A | 0.20241 | 0.03637% | 1 | 50% | 0% | 0% | 0% | 8.2745 | 0 | 0 | 0 | 8.2745 | #N/A
2007-07-07 08:00 | 7 | 7 | 8 | 188.2919 | 4496 | 75.02 | 51.98 | 1010 | 75.02 | 0 | 97.6957 | Cooling | 16.2826 | #N/A | #N/A | #N/A | #N/A | 0 | 0 | 0 | 0 | 0 | 97.6957 | #N/A | #N/A | 88 | 90.02 | 1.0477 | 0.6391 | #N/A | 0.30204 | 0.05428% | 1 | 50% | 0% | 0% | 0% | 8.2745 | 0 | 0 | 0 | 8.2745 | #N/A
2007-07-07 09:00 | 7 | 7 | 9 | 188.3336 | 4497 | 77 | 46.94 | 1010 | 77 | 0 | 36.9211 | Cooling | 6.1535 | #N/A | #N/A | #N/A | #N/A | 0 | 0 | 0 | 0 | 0 | 36.9211 | #N/A | #N/A | 88 | 92 | 1.0717 | 0.65376 | #N/A | 0.11415 | 0.02051% | 1 | 50% | 0% | 0% | 0% | 8.2745 | 0 | 0 | 0 | 8.2745 | #N/A
2007-07-07 10:00 | 7 | 7 | 10 | 188.3753 | 4498 | 78.08 | 44.06 | 1010 | 78.08 | 0 | 35.7417 | Cooling | 5.957 | #N/A | #N/A | #N/A | #N/A | 0 | 0 | 0 | 0 | 0 | 35.7417 | #N/A | #N/A | 88 | 93.08 | 1.085 | 0.66186 | #N/A | 0.1105 | 0.01986% | 1 | 50% | 0% | 0% | 0% | 8.2745 | 0 | 0 | 0 | 8.2745 | #N/A
2007-07-07 11:00 | 7 | 7 | 11 | 188.4169 | 4499 | 78.08 | 44.96 | 1010 | 78.08 | 0 | 35.1299 | Cooling | 5.855 | #N/A | #N/A | #N/A | #N/A | 0 | 0 | 0 | 0 | 0 | 35.1299 | #N/A | #N/A | 88 | 93.08 | 1.085 | 0.66186 | #N/A | 0.10861 | 0.01952% | 1 | 50% | 0% | 0% | 0% | 8.2745 | 0 | 0 | 0 | 8.2745 | #N/A
2007-07-07 12:00 | 7 | 7 | 12 | 188.4586 | 4500 | 82.04 | 42.98 | 1009 | 82.04 | 0 | 19.1336 | Cooling | 3.1889 | #N/A | #N/A | #N/A | #N/A | 0 | 0 | 0 | 0 | 0 | 19.1336 | #N/A | #N/A | 88 | 97.04 | 1.1348 | 0.69221 | #N/A | 0.059154 | 0.01063% | 1 | 50% | 0% | 0% | 0% | 8.2745 | 0 | 0 | 0 | 8.2745 | #N/A
2007-07-07 13:00 | 7 | 7 | 13 | 188.5003 | 4501 | 86 | 44.96 | 1009 | 86 | 0 | 43.9545 | Cooling | 7.3257 | #N/A | #N/A | #N/A | #N/A | 0 | 0 | 0 | 0 | 0 | 43.9545 | #N/A | #N/A | 88 | 101 | 1.1862 | 0.72357 | #N/A | 0.13589 | 0.02442% | 1 | 50% | 0% | 0% | 0% | 8.2745 | 0 | 0 | 0 | 8.2745 | #N/A
2007-07-07 14:00 | 7 | 7 | 14 | 188.5419 | 4502 | 86 | 44.06 | 1009 | 86 | 0 | 36.4759 | Cooling | 6.0793 | #N/A | #N/A | #N/A | #N/A | 0 | 0 | 0 | 0 | 0 | 36.4759 | #N/A | #N/A | 88 | 101 | 1.1862 | 0.72357 | #N/A | 0.11277 | 0.02026% | 1 | 50% | 0% | 0% | 0% | 8.2745 | 0 | 0 | 0 | 8.2745 | #N/A
2007-07-07 15:00 | 7 | 7 | 15 | 188.5836 | 4503 | 78.98 | 44.96 | 1009 | 78.98 | 0 | 72.5198 | Cooling | 12.0866 | #N/A | #N/A | #N/A | #N/A | 0 | 0 | 0 | 0 | 0 | 72.5198 | #N/A | #N/A | 88 | 93.98 | 1.0962 | 0.66867 | #N/A | 0.2242 | 0.04029% | 1 | 50% | 0% | 0% | 0% | 8.2745 | 0 | 0 | 0 | 8.2745 | #N/A
2007-07-07 16:00 | 7 | 7 | 16 | 188.6253 | 4504 | 80.96 | 44.96 | 1009 | 80.96 | 0 | 212.7058 | Cooling | 35.451 | #N/A | #N/A | #N/A | #N/A | 0 | 0 | 0 | 0 | 0 | 212.7058 | #N/A | #N/A | 88 | 95.96 | 1.121 | 0.68383 | #N/A | 0.65761 | 0.1182% | 1 | 50% | 0% | 0% | 0% | 8.2745 | 0 | 0 | 0 | 8.2745 | #N/A
2007-07-07 17:00 | 7 | 7 | 17 | 188.6669 | 4505 | 80.96 | 48.02 | 1009 | 80.96 | 0 | 248.7527 | Cooling | 41.4588 | #N/A | #N/A | #N/A | #N/A | 0 | 0 | 0 | 0 | 0 | 248.7527 | #N/A | #N/A | 88 | 95.96 | 1.121 | 0.68383 | #N/A | 0.76905 | 0.1382% | 1 | 50% | 0% | 0% | 0% | 8.2745 | 0 | 0 | 0 | 8.2745 | #N/A
2007-07-07 18:00 | 7 | 7 | 18 | 188.7086 | 4506 | 78.98 | 46.04 | 1009 | 78.98 | 0 | 162.7523 | Cooling | 27.1254 | #N/A | #N/A | #N/A | #N/A | 0 | 0 | 0 | 0 | 0 | 162.7523 | #N/A | #N/A | 88 | 93.98 | 1.0962 | 0.66867 | #N/A | 0.50317 | 0.09042% | 1 | 50% | 0% | 0% | 0% | 8.2745 | 0 | 0 | 0 | 8.2745 | #N/A
2007-07-07 19:00 | 7 | 7 | 19 | 188.7503 | 4507 | 78.08 | 46.94 | 1009 | 78.08 | 0 | 62.2879 | Cooling | 10.3813 | #N/A | #N/A | #N/A | #N/A | 0 | 0 | 0 | 0 | 0 | 62.2879 | #N/A | #N/A | 88 | 93.08 | 1.085 | 0.66186 | #N/A | 0.19257 | 0.0346% | 1 | 50% | 0% | 0% | 0% | 8.2745 | 0 | 0 | 0 | 8.2745 | #N/A
2007-07-07 20:00 | 7 | 7 | 20 | 188.7919 | 4508 | 78.08 | 50 | 1009 | 78.08 | 0 | 14.5195 | Cooling | 2.4199 | #N/A | #N/A | #N/A | #N/A | 0 | 0 | 0 | 0 | 0 | 14.5195 | #N/A | #N/A | 88 | 93.08 | 1.085 | 0.66186 | #N/A | 0.044889 | 0.008066% | 1 | 50% | 0% | 0% | 0% | 8.2745 | 0 | 0 | 0 | 8.2745 | #N/A
2007-07-07 21:00 | 7 | 7 | 21 | 188.8336 | 4509 | 75.92 | 51.98 | 1009 | 75.92 | 0 | 39.8861 | Cooling | 6.6477 | #N/A | #N/A | #N/A | #N/A | 0 | 0 | 0 | 0 | 0 | 39.8861 | #N/A | #N/A | 88 | 90.92 | 1.0586 | 0.64573 | #N/A | 0.12331 | 0.02216% | 1 | 50% | 0% | 0% | 0% | 8.2745 | 0 | 0 | 0 | 8.2745 | #N/A
2007-07-07 22:00 | 7 | 7 | 22 | 188.8753 | 4510 | 75.02 | 51.98 | 1009 | 75.02 | 0 | 38.1749 | Cooling | 6.3625 | #N/A | #N/A | #N/A | #N/A | 0 | 0 | 0 | 0 | 0 | 38.1749 | #N/A | #N/A | 88 | 90.02 | 1.0477 | 0.6391 | #N/A | 0.11802 | 0.02121% | 1 | 50% | 0% | 0% | 0% | 8.2745 | 0 | 0 | 0 | 8.2745 | #N/A
2007-07-07 23:00 | 7 | 7 | 23 | 188.9169 | 4511 | 75.02 | 51.98 | 1009 | 75.02 | 0 | 27.1609 | Cooling | 4.5268 | #N/A | #N/A | #N/A | #N/A | 0 | 0 | 0 | 0 | 0 | 27.1609 | #N/A | #N/A | 88 | 90.02 | 1.0477 | 0.6391 | #N/A | 0.083971 | 0.01509% | 1 | 50% | 0% | 0% | 0% | 8.2745 | 0 | 0 | 0 | 8.2745 | #N/A
2007-07-08 | 7 | 8 | 0 | 188.9586 | 4512 | 73.94 | 51.98 | 1009 | 73.94 | 0 | 31.1552 | Cooling | 5.1925 | #N/A | #N/A | #N/A | #N/A | 0 | 0 | 0 | 0 | 0 | 31.1552 | #N/A | #N/A | 88 | 88.94 | 1.0348 | 0.63121 | #N/A | 0.09632 | 0.01731% | 1 | 50% | 0% | 0% | 0% | 8.2745 | 0 | 0 | 0 | 8.2745 | #N/A
2007-07-08 01:00 | 7 | 8 | 1 | 189.0003 | 4513 | 73.94 | 51.08 | 1010 | 73.94 | 0 | 20.1743 | Cooling | 3.3624 | #N/A | #N/A | #N/A | #N/A | 0 | 0 | 0 | 0 | 0 | 20.1743 | #N/A | #N/A | 88 | 88.94 | 1.0348 | 0.63121 | #N/A | 0.062371 | 0.01121% | 1 | 50% | 0% | 0% | 0% | 8.2745 | 0 | 0 | 0 | 8.2745 | #N/A
2007-07-08 02:00 | 7 | 8 | 2 | 189.0419 | 4514 | 73.94 | 51.08 | 1009 | 73.94 | 0 | 11.442 | Cooling | 1.907 | #N/A | #N/A | #N/A | #N/A | 0 | 0 | 0 | 0 | 0 | 11.442 | #N/A | #N/A | 88 | 88.94 | 1.0348 | 0.63121 | #N/A | 0.035374 | 0.006357% | 1 | 50% | 0% | 0% | 0% | 8.2745 | 0 | 0 | 0 | 8.2745 | #N/A
2007-07-08 03:00 | 7 | 8 | 3 | 189.0836 | 4515 | 73.94 | 51.08 | 1009 | 73.94 | 0 | 13.3527 | Cooling | 2.2255 | #N/A | #N/A | #N/A | #N/A | 0 | 0 | 0 | 0 | 0 | 13.3527 | #N/A | #N/A | 88 | 88.94 | 1.0348 | 0.63121 | #N/A | 0.041282 | 0.007418% | 1 | 50% | 0% | 0% | 0% | 8.2745 | 0 | 0 | 0 | 8.2745 | #N/A
2007-07-08 04:00 | 7 | 8 | 4 | 189.1253 | 4516 | 73.94 | 50 | 1009 | 73.94 | 0 | 4.3391 | Cooling | 0.72319 | #N/A | #N/A | #N/A | #N/A | 0 | 0 | 0 | 0 | 0 | 4.3391 | #N/A | #N/A | 88 | 88.94 | 1.0348 | 0.63121 | #N/A | 0.013415 | 0.002411% | 1 | 50% | 0% | 0% | 0% | 8.2745 | 0 | 0 | 0 | 8.2745 | #N/A
2007-07-08 05:00 | 7 | 8 | 5 | 189.1669 | 4517 | 73.94 | 51.08 | 1009 | 73.94 | 0 | 5.8456 | Cooling | 0.97427 | #N/A | #N/A | #N/A | #N/A | 0 | 0 | 0 | 0 | 0 | 5.8456 | #N/A | #N/A | 88 | 88.94 | 1.0348 | 0.63121 | #N/A | 0.018072 | 0.003248% | 1 | 50% | 0% | 0% | 0% | 8.2745 | 0 | 0 | 0 | 8.2745 | #N/A
2007-07-08 06:00 | 7 | 8 | 6 | 189.2086 | 4518 | 73.94 | 51.08 | 1009 | 73.94 | 0 | 239.8061 | Cooling | 39.9677 | #N/A | #N/A | #N/A | #N/A | 0 | 0 | 0 | 0 | 0 | 239.8061 | #N/A | #N/A | 88 | 88.94 | 1.0348 | 0.63121 | #N/A | 0.74139 | 0.1332% | 1 | 50% | 0% | 0% | 0% | 8.2745 | 0 | 0 | 0 | 8.2745 | #N/A
2007-07-08 07:00 | 7 | 8 | 7 | 189.2503 | 4519 | 75.02 | 53.06 | 1008 | 75.02 | 0 | 547.401 | Cooling | 91.2335 | #N/A | #N/A | #N/A | #N/A | 0 | 0 | 0 | 0 | 0 | 547.401 | #N/A | #N/A | 88 | 90.02 | 1.0477 | 0.6391 | #N/A | 1.6924 | 0.3041% | 1 | 50% | 0% | 0% | 0% | 8.2745 | 0 | 0 | 0 | 8.2745 | #N/A
2007-07-08 08:00 | 7 | 8 | 8 | 189.2919 | 4520 | 75.02 | 53.96 | 1007 | 75.02 | 0 | 1248.2584 | Cooling | 208.0431 | #N/A | #N/A | #N/A | #N/A | 0 | 0 | 0 | 0 | 0 | 1248.2584 | #N/A | #N/A | 88 | 90.02 | 1.0477 | 0.6391 | #N/A | 3.8591 | 0.6935% | 1 | 50% | 0% | 0% | 0% | 8.2745 | 0 | 0 | 0 | 8.2745 | #N/A
2007-07-08 09:00 | 7 | 8 | 9 | 189.3336 | 4521 | 73.04 | 55.04 | 1007 | 73.04 | 0 | 2248.7169 | Cooling | 374.7862 | #N/A | #N/A | #N/A | #N/A | 0 | 0 | 0 | 0 | 0 | 2248.7169 | #N/A | #N/A | 88 | 88.04 | 1.0241 | 0.6247 | #N/A | 6.9522 | 1.249% | 1 | 50% | 0% | 0% | 0% | 8.2745 | 0 | 0 | 0 | 8.2745 | #N/A
2007-07-08 10:00 | 7 | 8 | 10 | 189.3753 | 4522 | 75.92 | 55.04 | 1006 | 75.92 | 0 | 2416.9813 | Cooling | 402.8302 | #N/A | #N/A | #N/A | #N/A | 0 | 0 | 0 | 0 | 0 | 2416.9813 | #N/A | #N/A | 88 | 90.92 | 1.0586 | 0.64573 | #N/A | 7.4724 | 1.343% | 1 | 50% | 0% | 0% | 0% | 8.2745 | 0 | 0 | 0 | 8.2745 | #N/A
2007-07-08 11:00 | 7 | 8 | 11 | 189.4169 | 4523 | 75.92 | 60.08 | 1006 | 75.92 | 0 | 2437.1509 | Cooling | 406.1918 | #N/A | #N/A | #N/A | #N/A | 0 | 0 | 0 | 0 | 0 | 2437.1509 | #N/A | #N/A | 88 | 90.92 | 1.0586 | 0.64573 | #N/A | 7.5348 | 1.354% | 1 | 50% | 0% | 0% | 0% | 8.2745 | 0 | 0 | 0 | 8.2745 | #N/A
2007-07-08 12:00 | 7 | 8 | 12 | 189.4586 | 4524 | 77 | 60.98 | 1005 | 77 | 0 | 2453.6192 | Cooling | 408.9365 | #N/A | #N/A | #N/A | #N/A | 0 | 0 | 0 | 0 | 0 | 2453.6192 | #N/A | #N/A | 88 | 92 | 1.0717 | 0.65376 | #N/A | 7.5857 | 1.363% | 1 | 50% | 0% | 0% | 0% | 8.2745 | 0 | 0 | 0 | 8.2745 | #N/A
2007-07-08 13:00 | 7 | 8 | 13 | 189.5003 | 4525 | 78.08 | 62.06 | 1005 | 78.08 | 0 | 2796.3515 | Cooling | 466.0586 | #N/A | #N/A | #N/A | #N/A | 0 | 0 | 0 | 0 | 0 | 2796.3515 | #N/A | #N/A | 88 | 93.08 | 1.085 | 0.66186 | #N/A | 8.6453 | 1.554% | 1 | 50% | 0% | 0% | 0% | 8.2745 | 0 | 0 | 0 | 8.2745 | #N/A
2007-07-08 14:00 | 7 | 8 | 14 | 189.5419 | 4526 | 78.08 | 62.06 | 1005 | 78.08 | 0 | 2738.1781 | Cooling | 456.363 | #N/A | #N/A | #N/A | #N/A | 0 | 0 | 0 | 0 | 0 | 2738.1781 | #N/A | #N/A | 88 | 93.08 | 1.085 | 0.66186 | #N/A | 8.4654 | 1.521% | 1 | 50% | 0% | 0% | 0% | 8.2745 | 0 | 0 | 0 | 8.2745 | #N/A
2007-07-08 15:00 | 7 | 8 | 15 | 189.5836 | 4527 | 80.96 | 62.96 | 1004 | 80.96 | 0 | 2814.5941 | Cooling | 469.099 | #N/A | #N/A | #N/A | #N/A | 0 | 0 | 0 | 0 | 0 | 2814.5941 | #N/A | #N/A | 88 | 95.96 | 1.121 | 0.68383 | #N/A | 8.7017 | 1.564% | 1 | 50% | 0% | 0% | 0% | 8.2745 | 0 | 0 | 0 | 8.2745 | #N/A
2007-07-08 16:00 | 7 | 8 | 16 | 189.6253 | 4528 | 78.98 | 62.96 | 1003 | 78.98 | 0 | 2919.9734 | Cooling | 486.6622 | #N/A | #N/A | #N/A | #N/A | 0 | 0 | 0 | 0 | 0 | 2919.9734 | #N/A | #N/A | 88 | 93.98 | 1.0962 | 0.66867 | #N/A | 9.0275 | 1.622% | 1 | 50% | 0% | 0% | 0% | 8.2745 | 0 | 0 | 0 | 8.2745 | #N/A
2007-07-08 17:00 | 7 | 8 | 17 | 189.6669 | 4529 | 78.98 | 62.96 | 1002 | 78.98 | 0 | 2912.2234 | Cooling | 485.3706 | #N/A | #N/A | #N/A | #N/A | 0 | 0 | 0 | 0 | 0 | 2912.2234 | #N/A | #N/A | 88 | 93.98 | 1.0962 | 0.66867 | #N/A | 9.0035 | 1.618% | 1 | 50% | 0% | 0% | 0% | 8.2745 | 0 | 0 | 0 | 8.2745 | #N/A
2007-07-08 18:00 | 7 | 8 | 18 | 189.7086 | 4530 | 78.08 | 64.04 | 1001 | 78.08 | 0 | 2797.2106 | Cooling | 466.2018 | #N/A | #N/A | #N/A | #N/A | 0 | 0 | 0 | 0 | 0 | 2797.2106 | #N/A | #N/A | 88 | 93.08 | 1.085 | 0.66186 | #N/A | 8.6479 | 1.554% | 1 | 50% | 0% | 0% | 0% | 8.2745 | 0 | 0 | 0 | 8.2745 | #N/A
2007-07-08 19:00 | 7 | 8 | 19 | 189.7503 | 4531 | 73.94 | 62.96 | 1000 | 73.94 | 0 | 2664.5577 | Cooling | 444.093 | #N/A | #N/A | #N/A | #N/A | 0 | 0 | 0 | 0 | 0 | 2664.5577 | #N/A | #N/A | 88 | 88.94 | 1.0348 | 0.63121 | #N/A | 8.2378 | 1.48% | 1 | 50% | 0% | 0% | 0% | 8.2745 | 0 | 0 | 0 | 8.2745 | #N/A
2007-07-08 20:00 | 7 | 8 | 20 | 189.7919 | 4532 | 73.94 | 62.96 | 999 | 73.94 | 0 | 2533.6939 | Cooling | 422.2823 | #N/A | #N/A | #N/A | #N/A | 0 | 0 | 0 | 0 | 0 | 2533.6939 | #N/A | #N/A | 88 | 88.94 | 1.0348 | 0.63121 | #N/A | 7.8332 | 1.408% | 1 | 50% | 0% | 0% | 0% | 8.2745 | 0 | 0 | 0 | 8.2745 | #N/A
2007-07-08 21:00 | 7 | 8 | 21 | 189.8336 | 4533 | 69.98 | 62.96 | 999 | 69.98 | 0 | 2682.7111 | Cooling | 447.1185 | #N/A | #N/A | #N/A | #N/A | 0 | 0 | 0 | 0 | 0 | 2682.7111 | #N/A | #N/A | 88 | 84.98 | 0.98841 | 0.60293 | #N/A | 8.2939 | 1.49% | 1 | 50% | 0% | 0% | 0% | 8.2745 | 0 | 0 | 0 | 8.2745 | #N/A
2007-07-08 22:00 | 7 | 8 | 22 | 189.8753 | 4534 | 68 | 62.96 | 999 | 68 | 0 | 575.0277 | Cooling | 95.838 | #N/A | #N/A | #N/A | #N/A | 0 | 0 | 0 | 0 | 0 | 575.0277 | #N/A | #N/A | 88 | 83 | 0.96585 | 0.58917 | #N/A | 1.7778 | 0.3195% | 1 | 50% | 0% | 0% | 0% | 8.2745 | 0 | 0 | 0 | 8.2745 | #N/A
2007-07-08 23:00 | 7 | 8 | 23 | 189.9169 | 4535 | 68 | 62.96 | 998 | 68 | 0 | 904.4045 | Cooling | 150.7341 | #N/A | #N/A | #N/A | #N/A | 0 | 0 | 0 | 0 | 0 | 904.4045 | #N/A | #N/A | 88 | 83 | 0.96585 | 0.58917 | #N/A | 2.7961 | 0.5024% | 1 | 50% | 0% | 0% | 0% | 8.2745 | 0 | 0 | 0 | 8.2745 | #N/A
2007-07-09 | 7 | 9 | 0 | 189.9586 | 4536 | 64.94 | 64.04 | 997 | 64.94 | 0 | 962.7387 | Cooling | 160.4564 | #N/A | #N/A | #N/A | #N/A | 0 | 0 | 0 | 0 | 0 | 962.7387 | #N/A | #N/A | 88 | 79.94 | 0.9318 | 0.5684 | #N/A | 2.9764 | 0.5349% | 1 | 50% | 0% | 0% | 0% | 8.2745 | 0 | 0 | 0 | 8.2745 | #N/A
2007-07-09 01:00 | 7 | 9 | 1 | 190.0003 | 4537 | 64.04 | 66.92 | 997 | 64.04 | 0 | 872.5379 | Cooling | 145.423 | #N/A | #N/A | #N/A | #N/A | 0 | 0 | 0 | 0 | 0 | 872.5379 | #N/A | #N/A | 88 | 79.04 | 0.92197 | 0.5624 | #N/A | 2.6976 | 0.4847% | 1 | 50% | 0% | 0% | 0% | 8.2745 | 0 | 0 | 0 | 8.2745 | #N/A
2007-07-09 02:00 | 7 | 9 | 2 | 190.0419 | 4538 | 64.04 | 68 | 997 | 64.04 | 0 | 708.0517 | Cooling | 118.0086 | #N/A | #N/A | #N/A | #N/A | 0 | 0 | 0 | 0 | 0 | 708.0517 | #N/A | #N/A | 88 | 79.04 | 0.92197 | 0.5624 | #N/A | 2.189 | 0.3934% | 1 | 50% | 0% | 0% | 0% | 8.2745 | 0 | 0 | 0 | 8.2745 | #N/A
2007-07-09 03:00 | 7 | 9 | 3 | 190.0836 | 4539 | 62.96 | 68 | 996 | 62.96 | 0 | 645.9128 | Cooling | 107.6521 | #N/A | #N/A | #N/A | #N/A | 0 | 0 | 0 | 0 | 0 | 645.9128 | #N/A | #N/A | 88 | 77.96 | 0.91029 | 0.55528 | #N/A | 1.9969 | 0.3588% | 1 | 50% | 0% | 0% | 0% | 8.2745 | 0 | 0 | 0 | 8.2745 | #N/A
2007-07-09 04:00 | 7 | 9 | 4 | 190.1253 | 4540 | 62.96 | 68 | 996 | 62.96 | 0 | 626.0091 | Cooling | 104.3348 | #N/A | #N/A | #N/A | #N/A | 0 | 0 | 0 | 0 | 0 | 626.0091 | #N/A | #N/A | 88 | 77.96 | 0.91029 | 0.55528 | #N/A | 1.9354 | 0.3478% | 1 | 50% | 0% | 0% | 0% | 8.2745 | 0 | 0 | 0 | 8.2745 | #N/A
2007-07-09 05:00 | 7 | 9 | 5 | 190.1669 | 4541 | 62.96 | 68 | 997 | 62.96 | 0 | 745.5539 | Cooling | 124.259 | #N/A | #N/A | #N/A | #N/A | 0 | 0 | 0 | 0 | 0 | 745.5539 | #N/A | #N/A | 88 | 77.96 | 0.91029 | 0.55528 | #N/A | 2.305 | 0.4142% | 1 | 50% | 0% | 0% | 0% | 8.2745 | 0 | 0 | 0 | 8.2745 | #N/A
2007-07-09 06:00 | 7 | 9 | 6 | 190.2086 | 4542 | 62.96 | 68 | 998 | 62.96 | 0 | 3641.5899 | Cooling | 606.9317 | #N/A | #N/A | #N/A | #N/A | 0 | 0 | 0 | 0 | 0 | 3641.5899 | #N/A | #N/A | 88 | 77.96 | 0.91029 | 0.55528 | #N/A | 11.2584 | 2.023% | 1 | 50% | 0% | 0% | 0% | 8.2745 | 0 | 0 | 0 | 8.2745 | #N/A
2007-07-09 07:00 | 7 | 9 | 7 | 190.2503 | 4543 | 64.04 | 69.08 | 998 | 64.04 | 0 | 3676.6726 | Cooling | 612.7788 | #N/A | #N/A | #N/A | #N/A | 0 | 0 | 0 | 0 | 0 | 3676.6726 | #N/A | #N/A | 88 | 79.04 | 0.92197 | 0.5624 | #N/A | 11.3669 | 2.043% | 1 | 50% | 0% | 0% | 0% | 8.2745 | 0 | 0 | 0 | 8.2745 | #N/A
2007-07-09 08:00 | 7 | 9 | 8 | 190.2919 | 4544 | 64.94 | 69.08 | 998 | 64.94 | 0 | 3626.7418 | Cooling | 604.457 | #N/A | #N/A | #N/A | #N/A | 0 | 0 | 0 | 0 | 0 | 3626.7418 | #N/A | #N/A | 88 | 79.94 | 0.9318 | 0.5684 | #N/A | 11.2125 | 2.015% | 1 | 50% | 0% | 0% | 0% | 8.2745 | 0 | 0 | 0 | 8.2745 | #N/A
2007-07-09 09:00 | 7 | 9 | 9 | 190.3336 | 4545 | 66.92 | 68 | 998 | 66.92 | 0 | 3447.647 | Cooling | 574.6078 | #N/A | #N/A | #N/A | #N/A | 0 | 0 | 0 | 0 | 0 | 3447.647 | #N/A | #N/A | 88 | 81.92 | 0.95372 | 0.58177 | #N/A | 10.6588 | 1.915% | 1 | 50% | 0% | 0% | 0% | 8.2745 | 0 | 0 | 0 | 8.2745 | #N/A
2007-07-09 10:00 | 7 | 9 | 10 | 190.3753 | 4546 | 71.96 | 69.08 | 998 | 71.96 | 0 | 3957.5559 | Cooling | 659.5926 | #N/A | #N/A | #N/A | #N/A | 0 | 0 | 0 | 0 | 0 | 3957.5559 | #N/A | #N/A | 88 | 86.96 | 1.0114 | 0.61695 | #N/A | 12.2353 | 2.199% | 1 | 50% | 0% | 0% | 0% | 8.2745 | 0 | 0 | 0 | 8.2745 | #N/A
2007-07-09 11:00 | 7 | 9 | 11 | 190.4169 | 4547 | 71.96 | 69.98 | 998 | 71.96 | 0 | 3992.8458 | Cooling | 665.4743 | #N/A | #N/A | #N/A | #N/A | 0 | 0 | 0 | 0 | 0 | 3992.8458 | #N/A | #N/A | 88 | 86.96 | 1.0114 | 0.61695 | #N/A | 12.3444 | 2.218% | 1 | 50% | 0% | 0% | 0% | 8.2745 | 0 | 0 | 0 | 8.2745 | #N/A
2007-07-09 12:00 | 7 | 9 | 12 | 190.4586 | 4548 | 75.92 | 71.06 | 998 | 75.92 | 0 | 3784.6927 | Cooling | 630.7821 | #N/A | #N/A | #N/A | #N/A | 0 | 0 | 0 | 0 | 0 | 3784.6927 | #N/A | #N/A | 88 | 90.92 | 1.0586 | 0.64573 | #N/A | 11.7009 | 2.103% | 1 | 50% | 0% | 0% | 0% | 8.2745 | 0 | 0 | 0 | 8.2745 | #N/A
2007-07-09 13:00 | 7 | 9 | 13 | 190.5003 | 4549 | 73.94 | 71.06 | 998 | 73.94 | 0 | 3177.3574 | Cooling | 529.5596 | #N/A | #N/A | #N/A | #N/A | 0 | 0 | 0 | 0 | 0 | 3177.3574 | #N/A | #N/A | 88 | 88.94 | 1.0348 | 0.63121 | #N/A | 9.8232 | 1.765% | 1 | 50% | 0% | 0% | 0% | 8.2745 | 0 | 0 | 0 | 8.2745 | #N/A
2007-07-09 14:00 | 7 | 9 | 14 | 190.5419 | 4550 | 73.94 | 66.02 | 998 | 73.94 | 0 | 3033.0407 | Cooling | 505.5068 | #N/A | #N/A | #N/A | #N/A | 0 | 0 | 0 | 0 | 0 | 3033.0407 | #N/A | #N/A | 88 | 88.94 | 1.0348 | 0.63121 | #N/A | 9.377 | 1.685% | 1 | 50% | 0% | 0% | 0% | 8.2745 | 0 | 0 | 0 | 8.2745 | #N/A
2007-07-09 15:00 | 7 | 9 | 15 | 190.5836 | 4551 | 75.02 | 62.96 | 998 | 75.02 | 0 | 2907.9048 | Cooling | 484.6508 | #N/A | #N/A | #N/A | #N/A | 0 | 0 | 0 | 0 | 0 | 2907.9048 | #N/A | #N/A | 88 | 90.02 | 1.0477 | 0.6391 | #N/A | 8.9902 | 1.616% | 1 | 50% | 0% | 0% | 0% | 8.2745 | 0 | 0 | 0 | 8.2745 | #N/A
2007-07-09 16:00 | 7 | 9 | 16 | 190.6253 | 4552 | 75.02 | 60.98 | 997 | 75.02 | 0 | 2933.2544 | Cooling | 488.8757 | #N/A | #N/A | #N/A | #N/A | 0 | 0 | 0 | 0 | 0 | 2933.2544 | #N/A | #N/A | 88 | 90.02 | 1.0477 | 0.6391 | #N/A | 9.0685 | 1.63% | 1 | 50% | 0% | 0% | 0% | 8.2745 | 0 | 0 | 0 | 8.2745 | #N/A
2007-07-09 17:00 | 7 | 9 | 17 | 190.6669 | 4553 | 75.02 | 57.92 | 997 | 75.02 | 0 | 2793.7475 | Cooling | 465.6246 | #N/A | #N/A | #N/A | #N/A | 0 | 0 | 0 | 0 | 0 | 2793.7475 | #N/A | #N/A | 88 | 90.02 | 1.0477 | 0.6391 | #N/A | 8.6372 | 1.552% | 1 | 50% | 0% | 0% | 0% | 8.2745 | 0 | 0 | 0 | 8.2745 | #N/A
2007-07-09 18:00 | 7 | 9 | 18 | 190.7086 | 4554 | 71.96 | 57.92 | 997 | 71.96 | 0 | 2605.8393 | Cooling | 434.3065 | #N/A | #N/A | #N/A | #N/A | 0 | 0 | 0 | 0 | 0 | 2605.8393 | #N/A | #N/A | 88 | 86.96 | 1.0114 | 0.61695 | #N/A | 8.0563 | 1.448% | 1 | 50% | 0% | 0% | 0% | 8.2745 | 0 | 0 | 0 | 8.2745 | #N/A
2007-07-09 19:00 | 7 | 9 | 19 | 190.7503 | 4555 | 71.06 | 57.02 | 997 | 71.06 | 0 | 2652.3202 | Cooling | 442.0534 | #N/A | #N/A | #N/A | #N/A | 0 | 0 | 0 | 0 | 0 | 2652.3202 | #N/A | #N/A | 88 | 86.06 | 1.0009 | 0.61054 | #N/A | 8.2 | 1.474% | 1 | 50% | 0% | 0% | 0% | 8.2745 | 0 | 0 | 0 | 8.2745 | #N/A
2007-07-09 20:00 | 7 | 9 | 20 | 190.7919 | 4556 | 68 | 57.02 | 997 | 68 | 0 | 2604.7855 | Cooling | 434.1309 | #N/A | #N/A | #N/A | #N/A | 0 | 0 | 0 | 0 | 0 | 2604.7855 | #N/A | #N/A | 88 | 83 | 0.96585 | 0.58917 | #N/A | 8.053 | 1.447% | 1 | 50% | 0% | 0% | 0% | 8.2745 | 0 | 0 | 0 | 8.2745 | #N/A
2007-07-09 21:00 | 7 | 9 | 21 | 190.8336 | 4557 | 68 | 57.92 | 998 | 68 | 0 | 2150.6112 | Cooling | 358.4352 | #N/A | #N/A | #N/A | #N/A | 0 | 0 | 0 | 0 | 0 | 2150.6112 | #N/A | #N/A | 88 | 83 | 0.96585 | 0.58917 | #N/A | 6.6489 | 1.195% | 1 | 50% | 0% | 0% | 0% | 8.2745 | 0 | 0 | 0 | 8.2745 | #N/A
2007-07-09 22:00 | 7 | 9 | 22 | 190.8753 | 4558 | 66.92 | 57.92 | 998 | 66.92 | 0 | 379.0002 | Cooling | 63.1667 | #N/A | #N/A | #N/A | #N/A | 0 | 0 | 0 | 0 | 0 | 379.0002 | #N/A | #N/A | 88 | 81.92 | 0.95372 | 0.58177 | #N/A | 1.1717 | 0.2106% | 1 | 50% | 0% | 0% | 0% | 8.2745 | 0 | 0 | 0 | 8.2745 | #N/A
2007-07-09 23:00 | 7 | 9 | 23 | 190.9169 | 4559 | 66.92 | 57.92 | 998 | 66.92 | 0 | 439.9281 | Cooling | 73.3213 | #N/A | #N/A | #N/A | #N/A | 0 | 0 | 0 | 0 | 0 | 439.9281 | #N/A | #N/A | 88 | 81.92 | 0.95372 | 0.58177 | #N/A | 1.3601 | 0.2444% | 1 | 50% | 0% | 0% | 0% | 8.2745 | 0 | 0 | 0 | 8.2745 | #N/A
2007-07-10 | 7 | 10 | 0 | 190.9586 | 4560 | 66.92 | 59 | 998 | 66.92 | 0 | 429.6745 | Cooling | 71.6124 | #N/A | #N/A | #N/A | #N/A | 0 | 0 | 0 | 0 | 0 | 429.6745 | #N/A | #N/A | 88 | 81.92 | 0.95372 | 0.58177 | #N/A | 1.3284 | 0.2387% | 1 | 50% | 0% | 0% | 0% | 8.2745 | 0 | 0 | 0 | 8.2745 | #N/A
2007-07-10 01:00 | 7 | 10 | 1 | 191.0003 | 4561 | 66.2 | 60.08 | 998 | 66.2 | 0 | 437.115 | Cooling | 72.8525 | #N/A | #N/A | #N/A | #N/A | 0 | 0 | 0 | 0 | 0 | 437.115 | #N/A | #N/A | 88 | 81.2 | 0.9457 | 0.57688 | #N/A | 1.3514 | 0.2428% | 1 | 50% | 0% | 0% | 0% | 8.2745 | 0 | 0 | 0 | 8.2745 | #N/A
2007-07-10 02:00 | 7 | 10 | 2 | 191.0419 | 4562 | 66.92 | 60.08 | 998 | 66.92 | 0 | 398.2369 | Cooling | 66.3728 | #N/A | #N/A | #N/A | #N/A | 0 | 0 | 0 | 0 | 0 | 398.2369 | #N/A | #N/A | 88 | 81.92 | 0.95372 | 0.58177 | #N/A | 1.2312 | 0.2212% | 1 | 50% | 0% | 0% | 0% | 8.2745 | 0 | 0 | 0 | 8.2745 | #N/A
2007-07-10 03:00 | 7 | 10 | 3 | 191.0836 | 4563 | 66.92 | 57.92 | 999 | 66.92 | 0 | 321.5586 | Cooling | 53.5931 | #N/A | #N/A | #N/A | #N/A | 0 | 0 | 0 | 0 | 0 | 321.5586 | #N/A | #N/A | 88 | 81.92 | 0.95372 | 0.58177 | #N/A | 0.99414 | 0.1786% | 1 | 50% | 0% | 0% | 0% | 8.2745 | 0 | 0 | 0 | 8.2745 | #N/A
2007-07-10 04:00 | 7 | 10 | 4 | 191.1253 | 4564 | 66.92 | 57.02 | 999 | 66.92 | 0 | 260.0277 | Cooling | 43.3379 | #N/A | #N/A | #N/A | #N/A | 0 | 0 | 0 | 0 | 0 | 260.0277 | #N/A | #N/A | 88 | 81.92 | 0.95372 | 0.58177 | #N/A | 0.80391 | 0.1445% | 1 | 50% | 0% | 0% | 0% | 8.2745 | 0 | 0 | 0 | 8.2745 | #N/A
2007-07-10 05:00 | 7 | 10 | 5 | 191.1669 | 4565 | 66.92 | 57.02 | 999 | 66.92 | 0 | 279.419 | Cooling | 46.5698 | #N/A | #N/A | #N/A | #N/A | 0 | 0 | 0 | 0 | 0 | 279.419 | #N/A | #N/A | 88 | 81.92 | 0.95372 | 0.58177 | #N/A | 0.86386 | 0.1552% | 1 | 50% | 0% | 0% | 0% | 8.2745 | 0 | 0 | 0 | 8.2745 | #N/A
2007-07-10 06:00 | 7 | 10 | 6 | 191.2086 | 4566 | 66.02 | 57.92 | 1000 | 66.02 | 0 | 1847.4853 | Cooling | 307.9142 | #N/A | #N/A | #N/A | #N/A | 0 | 0 | 0 | 0 | 0 | 1847.4853 | #N/A | #N/A | 88 | 81.02 | 0.9437 | 0.57566 | #N/A | 5.7117 | 1.026% | 1 | 50% | 0% | 0% | 0% | 8.2745 | 0 | 0 | 0 | 8.2745 | #N/A
2007-07-10 07:00 | 7 | 10 | 7 | 191.2503 | 4567 | 64.94 | 57.92 | 1000 | 64.94 | 0 | 2193.2736 | Cooling | 365.5456 | #N/A | #N/A | #N/A | #N/A | 0 | 0 | 0 | 0 | 0 | 2193.2736 | #N/A | #N/A | 88 | 79.94 | 0.9318 | 0.5684 | #N/A | 6.7808 | 1.218% | 1 | 50% | 0% | 0% | 0% | 8.2745 | 0 | 0 | 0 | 8.2745 | #N/A
2007-07-10 08:00 | 7 | 10 | 8 | 191.2919 | 4568 | 64.94 | 57.92 | 1000 | 64.94 | 0 | 2927.2942 | Cooling | 487.8824 | #N/A | #N/A | #N/A | #N/A | 0 | 0 | 0 | 0 | 0 | 2927.2942 | #N/A | #N/A | 88 | 79.94 | 0.9318 | 0.5684 | #N/A | 9.0501 | 1.626% | 1 | 50% | 0% | 0% | 0% | 8.2745 | 0 | 0 | 0 | 8.2745 | #N/A
2007-07-10 09:00 | 7 | 10 | 9 | 191.3336 | 4569 | 71.96 | 59 | 1000 | 71.96 | 0 | 3289.1843 | Cooling | 548.1974 | #N/A | #N/A | #N/A | #N/A | 0 | 0 | 0 | 0 | 0 | 3289.1843 | #N/A | #N/A | 88 | 86.96 | 1.0114 | 0.61695 | #N/A | 10.1689 | 1.827% | 1 | 50% | 0% | 0% | 0% | 8.2745 | 0 | 0 | 0 | 8.2745 | #N/A
2007-07-10 10:00 | 7 | 10 | 10 | 191.3753 | 4570 | 75.02 | 57.92 | 1000 | 75.02 | 0 | 2632.3961 | Cooling | 438.7327 | #N/A | #N/A | #N/A | #N/A | 0 | 0 | 0 | 0 | 0 | 2632.3961 | #N/A | #N/A | 88 | 90.02 | 1.0477 | 0.6391 | #N/A | 8.1384 | 1.462% | 1 | 50% | 0% | 0% | 0% | 8.2745 | 0 | 0 | 0 | 8.2745 | #N/A
2007-07-10 11:00 | 7 | 10 | 11 | 191.4169 | 4571 | 75.02 | 57.02 | 1000 | 75.02 | 0 | 2630.3121 | Cooling | 438.3853 | #N/A | #N/A | #N/A | #N/A | 0 | 0 | 0 | 0 | 0 | 2630.3121 | #N/A | #N/A | 88 | 90.02 | 1.0477 | 0.6391 | #N/A | 8.1319 | 1.461% | 1 | 50% | 0% | 0% | 0% | 8.2745 | 0 | 0 | 0 | 8.2745 | #N/A
2007-07-10 12:00 | 7 | 10 | 12 | 191.4586 | 4572 | 77 | 57.02 | 1000 | 77 | 0 | 2524.1481 | Cooling | 420.6914 | #N/A | #N/A | #N/A | #N/A | 0 | 0 | 0 | 0 | 0 | 2524.1481 | #N/A | #N/A | 88 | 92 | 1.0717 | 0.65376 | #N/A | 7.8037 | 1.402% | 1 | 50% | 0% | 0% | 0% | 8.2745 | 0 | 0 | 0 | 8.2745 | #N/A
2007-07-10 13:00 | 7 | 10 | 13 | 191.5003 | 4573 | 80.96 | 55.04 | 1000 | 80.96 | 0 | 2543.5486 | Cooling | 423.9248 | #N/A | #N/A | #N/A | #N/A | 0 | 0 | 0 | 0 | 0 | 2543.5486 | #N/A | #N/A | 88 | 95.96 | 1.121 | 0.68383 | #N/A | 7.8637 | 1.413% | 1 | 50% | 0% | 0% | 0% | 8.2745 | 0 | 0 | 0 | 8.2745 | #N/A
2007-07-10 14:00 | 7 | 10 | 14 | 191.5419 | 4574 | 80.96 | 51.08 | 1000 | 80.96 | 0 | 2519.6702 | Cooling | 419.945 | #N/A | #N/A | #N/A | #N/A | 0 | 0 | 0 | 0 | 0 | 2519.6702 | #N/A | #N/A | 88 | 95.96 | 1.121 | 0.68383 | #N/A | 7.7899 | 1.4% | 1 | 50% | 0% | 0% | 0% | 8.2745 | 0 | 0 | 0 | 8.2745 | #N/A
2007-07-10 15:00 | 7 | 10 | 15 | 191.5836 | 4575 | 78.98 | 48.92 | 1000 | 78.98 | 0 | 2405.6774 | Cooling | 400.9462 | #N/A | #N/A | #N/A | #N/A | 0 | 0 | 0 | 0 | 0 | 2405.6774 | #N/A | #N/A | 88 | 93.98 | 1.0962 | 0.66867 | #N/A | 7.4375 | 1.336% | 1 | 50% | 0% | 0% | 0% | 8.2745 | 0 | 0 | 0 | 8.2745 | #N/A
2007-07-10 16:00 | 7 | 10 | 16 | 191.6253 | 4576 | 80.96 | 50 | 1000 | 80.96 | 0 | 2451.457 | Cooling | 408.5762 | #N/A | #N/A | #N/A | #N/A | 0 | 0 | 0 | 0 | 0 | 2451.457 | #N/A | #N/A | 88 | 95.96 | 1.121 | 0.68383 | #N/A | 7.579 | 1.362% | 1 | 50% | 0% | 0% | 0% | 8.2745 | 0 | 0 | 0 | 8.2745 | #N/A
2007-07-10 17:00 | 7 | 10 | 17 | 191.6669 | 4577 | 80.96 | 50 | 1000 | 80.96 | 0 | 2379.111 | Cooling | 396.5185 | #N/A | #N/A | #N/A | #N/A | 0 | 0 | 0 | 0 | 0 | 2379.111 | #N/A | #N/A | 88 | 95.96 | 1.121 | 0.68383 | #N/A | 7.3553 | 1.322% | 1 | 50% | 0% | 0% | 0% | 8.2745 | 0 | 0 | 0 | 8.2745 | #N/A
2007-07-10 18:00 | 7 | 10 | 18 | 191.7086 | 4578 | 78.98 | 51.08 | 1000 | 78.98 | 0 | 2185.6401 | Cooling | 364.2733 | #N/A | #N/A | #N/A | #N/A | 0 | 0 | 0 | 0 | 0 | 2185.6401 | #N/A | #N/A | 88 | 93.98 | 1.0962 | 0.66867 | #N/A | 6.7572 | 1.214% | 1 | 50% | 0% | 0% | 0% | 8.2745 | 0 | 0 | 0 | 8.2745 | #N/A
2007-07-10 19:00 | 7 | 10 | 19 | 191.7503 | 4579 | 75.92 | 50 | 1000 | 75.92 | 0 | 1898.3401 | Cooling | 316.39 | #N/A | #N/A | #N/A | #N/A | 0 | 0 | 0 | 0 | 0 | 1898.3401 | #N/A | #N/A | 88 | 90.92 | 1.0586 | 0.64573 | #N/A | 5.869 | 1.055% | 1 | 50% | 0% | 0% | 0% | 8.2745 | 0 | 0 | 0 | 8.2745 | #N/A
2007-07-10 20:00 | 7 | 10 | 20 | 191.7919 | 4580 | 75.92 | 50 | 1001 | 75.92 | 0 | 1207.9759 | Cooling | 201.3293 | #N/A | #N/A | #N/A | #N/A | 0 | 0 | 0 | 0 | 0 | 1207.9759 | #N/A | #N/A | 88 | 90.92 | 1.0586 | 0.64573 | #N/A | 3.7346 | 0.6711% | 1 | 50% | 0% | 0% | 0% | 8.2745 | 0 | 0 | 0 | 8.2745 | #N/A
2007-07-10 21:00 | 7 | 10 | 21 | 191.8336 | 4581 | 71.96 | 51.98 | 1002 | 71.96 | 0 | 1061.8163 | Cooling | 176.9694 | #N/A | #N/A | #N/A | #N/A | 0 | 0 | 0 | 0 | 0 | 1061.8163 | #N/A | #N/A | 88 | 86.96 | 1.0114 | 0.61695 | #N/A | 3.2827 | 0.5899% | 1 | 50% | 0% | 0% | 0% | 8.2745 | 0 | 0 | 0 | 8.2745 | #N/A
2007-07-10 22:00 | 7 | 10 | 22 | 191.8753 | 4582 | 69.98 | 53.06 | 1003 | 69.98 | 0 | 111.6207 | Cooling | 18.6035 | #N/A | #N/A | #N/A | #N/A | 0 | 0 | 0 | 0 | 0 | 111.6207 | #N/A | #N/A | 88 | 84.98 | 0.98841 | 0.60293 | #N/A | 0.34509 | 0.06201% | 1 | 50% | 0% | 0% | 0% | 8.2745 | 0 | 0 | 0 | 8.2745 | #N/A
2007-07-10 23:00 | 7 | 10 | 23 | 191.9169 | 4583 | 69.98 | 53.96 | 1003 | 69.98 | 0 | 147.1125 | Cooling | 24.5188 | #N/A | #N/A | #N/A | #N/A | 0 | 0 | 0 | 0 | 0 | 147.1125 | #N/A | #N/A | 88 | 84.98 | 0.98841 | 0.60293 | #N/A | 0.45482 | 0.08173% | 1 | 50% | 0% | 0% | 0% | 8.2745 | 0 | 0 | 0 | 8.2745 | #N/A
2007-07-11 | 7 | 11 | 0 | 191.9586 | 4584 | 64.94 | 53.96 | 1003 | 64.94 | 0 | 150.4327 | Cooling | 25.0721 | #N/A | #N/A | #N/A | #N/A | 0 | 0 | 0 | 0 | 0 | 150.4327 | #N/A | #N/A | 88 | 79.94 | 0.9318 | 0.5684 | #N/A | 0.46508 | 0.08357% | 1 | 50% | 0% | 0% | 0% | 8.2745 | 0 | 0 | 0 | 8.2745 | #N/A
2007-07-11 01:00 | 7 | 11 | 1 | 192.0003 | 4585 | 66.02 | 55.04 | 1003 | 66.02 | 0 | 158.8461 | Cooling | 26.4744 | #N/A | #N/A | #N/A | #N/A | 0 | 0 | 0 | 0 | 0 | 158.8461 | #N/A | #N/A | 88 | 81.02 | 0.9437 | 0.57566 | #N/A | 0.49109 | 0.08825% | 1 | 50% | 0% | 0% | 0% | 8.2745 | 0 | 0 | 0 | 8.2745 | #N/A
2007-07-11 02:00 | 7 | 11 | 2 | 192.0419 | 4586 | 66.02 | 53.96 | 1003 | 66.02 | 0 | 130.5543 | Cooling | 21.7591 | #N/A | #N/A | #N/A | #N/A | 0 | 0 | 0 | 0 | 0 | 130.5543 | #N/A | #N/A | 88 | 81.02 | 0.9437 | 0.57566 | #N/A | 0.40363 | 0.07253% | 1 | 50% | 0% | 0% | 0% | 8.2745 | 0 | 0 | 0 | 8.2745 | #N/A
2007-07-11 03:00 | 7 | 11 | 3 | 192.0836 | 4587 | 60.98 | 53.96 | 1003 | 60.98 | 0 | 111.3749 | Cooling | 18.5625 | #N/A | #N/A | #N/A | #N/A | 0 | 0 | 0 | 0 | 0 | 111.3749 | #N/A | #N/A | 88 | 75.98 | 0.8892 | 0.54241 | #N/A | 0.34433 | 0.06187% | 1 | 50% | 0% | 0% | 0% | 8.2745 | 0 | 0 | 0 | 8.2745 | #N/A
2007-07-11 04:00 | 7 | 11 | 4 | 192.1253 | 4588 | 59 | 53.96 | 1003 | 59 | 0 | 108.0654 | Cooling | 18.0109 | #N/A | #N/A | #N/A | #N/A | 0 | 0 | 0 | 0 | 0 | 108.0654 | #N/A | #N/A | 88 | 74 | 0.86852 | 0.5298 | #N/A | 0.3341 | 0.06004% | 1 | 50% | 0% | 0% | 0% | 8.2745 | 0 | 0 | 0 | 8.2745 | #N/A
2007-07-11 05:00 | 7 | 11 | 5 | 192.1669 | 4589 | 59 | 55.04 | 1004 | 59 | 0 | 138.153 | Cooling | 23.0255 | #N/A | #N/A | #N/A | #N/A | 0 | 0 | 0 | 0 | 0 | 138.153 | #N/A | #N/A | 88 | 74 | 0.86852 | 0.5298 | #N/A | 0.42712 | 0.07675% | 1 | 50% | 0% | 0% | 0% | 8.2745 | 0 | 0 | 0 | 8.2745 | #N/A
2007-07-11 06:00 | 7 | 11 | 6 | 192.2086 | 4590 | 62.06 | 55.04 | 1004 | 62.06 | 0 | 905.3293 | Cooling | 150.8882 | #N/A | #N/A | #N/A | #N/A | 0 | 0 | 0 | 0 | 0 | 905.3293 | #N/A | #N/A | 88 | 77.06 | 0.90065 | 0.5494 | #N/A | 2.7989 | 0.503% | 1 | 50% | 0% | 0% | 0% | 8.2745 | 0 | 0 | 0 | 8.2745 | #N/A
2007-07-11 07:00 | 7 | 11 | 7 | 192.2503 | 4591 | 68 | 55.94 | 1005 | 68 | 0 | 1208.0577 | Cooling | 201.343 | #N/A | #N/A | #N/A | #N/A | 0 | 0 | 0 | 0 | 0 | 1208.0577 | #N/A | #N/A | 88 | 83 | 0.96585 | 0.58917 | #N/A | 3.7349 | 0.6711% | 1 | 50% | 0% | 0% | 0% | 8.2745 | 0 | 0 | 0 | 8.2745 | #N/A
2007-07-11 08:00 | 7 | 11 | 8 | 192.2919 | 4592 | 68 | 57.02 | 1005 | 68 | 0 | 1559.4832 | Cooling | 259.9139 | #N/A | #N/A | #N/A | #N/A | 0 | 0 | 0 | 0 | 0 | 1559.4832 | #N/A | #N/A | 88 | 83 | 0.96585 | 0.58917 | #N/A | 4.8213 | 0.8664% | 1 | 50% | 0% | 0% | 0% | 8.2745 | 0 | 0 | 0 | 8.2745 | #N/A
2007-07-11 09:00 | 7 | 11 | 9 | 192.3336 | 4593 | 73.94 | 57.92 | 1004 | 73.94 | 0 | 1846.1763 | Cooling | 307.696 | #N/A | #N/A | #N/A | #N/A | 0 | 0 | 0 | 0 | 0 | 1846.1763 | #N/A | #N/A | 88 | 88.94 | 1.0348 | 0.63121 | #N/A | 5.7077 | 1.026% | 1 | 50% | 0% | 0% | 0% | 8.2745 | 0 | 0 | 0 | 8.2745 | #N/A
2007-07-11 10:00 | 7 | 11 | 10 | 192.3753 | 4594 | 77 | 57.02 | 1004 | 77 | 0 | 2229.5738 | Cooling | 371.5956 | #N/A | #N/A | #N/A | #N/A | 0 | 0 | 0 | 0 | 0 | 2229.5738 | #N/A | #N/A | 88 | 92 | 1.0717 | 0.65376 | #N/A | 6.893 | 1.239% | 1 | 50% | 0% | 0% | 0% | 8.2745 | 0 | 0 | 0 | 8.2745 | #N/A
2007-07-11 11:00 | 7 | 11 | 11 | 192.4169 | 4595 | 77 | 55.04 | 1004 | 77 | 0 | 2637.332 | Cooling | 439.5553 | #N/A | #N/A | #N/A | #N/A | 0 | 0 | 0 | 0 | 0 | 2637.332 | #N/A | #N/A | 88 | 92 | 1.0717 | 0.65376 | #N/A | 8.1536 | 1.465% | 1 | 50% | 0% | 0% | 0% | 8.2745 | 0 | 0 | 0 | 8.2745 | #N/A
2007-07-11 12:00 | 7 | 11 | 12 | 192.4586 | 4596 | 82.04 | 55.04 | 1004 | 82.04 | 0 | 2474.0927 | Cooling | 412.3488 | #N/A | #N/A | #N/A | #N/A | 0 | 0 | 0 | 0 | 0 | 2474.0927 | #N/A | #N/A | 88 | 97.04 | 1.1348 | 0.69221 | #N/A | 7.649 | 1.374% | 1 | 50% | 0% | 0% | 0% | 8.2745 | 0 | 0 | 0 | 8.2745 | #N/A
2007-07-11 13:00 | 7 | 11 | 13 | 192.5003 | 4597 | 86 | 51.08 | 1004 | 86 | 0 | 2272.4883 | Cooling | 378.7481 | #N/A | #N/A | #N/A | #N/A | 0 | 0 | 0 | 0 | 0 | 2272.4883 | #N/A | #N/A | 88 | 101 | 1.1862 | 0.72357 | #N/A | 7.0257 | 1.262% | 1 | 50% | 0% | 0% | 0% | 8.2745 | 0 | 0 | 0 | 8.2745 | #N/A
2007-07-11 14:00 | 7 | 11 | 14 | 192.5419 | 4598 | 86 | 50 | 1003 | 86 | 0 | 2128.255 | Cooling | 354.7092 | #N/A | #N/A | #N/A | #N/A | 0 | 0 | 0 | 0 | 0 | 2128.255 | #N/A | #N/A | 88 | 101 | 1.1862 | 0.72357 | #N/A | 6.5798 | 1.182% | 1 | 50% | 0% | 0% | 0% | 8.2745 | 0 | 0 | 0 | 8.2745 | #N/A
2007-07-11 15:00 | 7 | 11 | 15 | 192.5836 | 4599 | 86 | 48.92 | 1003 | 86 | 0 | 1988.1249 | Cooling | 331.3542 | #N/A | #N/A | #N/A | #N/A | 0 | 0 | 0 | 0 | 0 | 1988.1249 | #N/A | #N/A | 88 | 101 | 1.1862 | 0.72357 | #N/A | 6.1465 | 1.105% | 1 | 50% | 0% | 0% | 0% | 8.2745 | 0 | 0 | 0 | 8.2745 | #N/A
2007-07-11 16:00 | 7 | 11 | 16 | 192.6253 | 4600 | 86 | 51.08 | 1002 | 86 | 0 | 2037.6206 | Cooling | 339.6034 | #N/A | #N/A | #N/A | #N/A | 0 | 0 | 0 | 0 | 0 | 2037.6206 | #N/A | #N/A | 88 | 101 | 1.1862 | 0.72357 | #N/A | 6.2996 | 1.132% | 1 | 50% | 0% | 0% | 0% | 8.2745 | 0 | 0 | 0 | 8.2745 | #N/A
2007-07-11 17:00 | 7 | 11 | 17 | 192.6669 | 4601 | 86 | 51.98 | 1002 | 86 | 0 | 2191.4778 | Cooling | 365.2463 | #N/A | #N/A | #N/A | #N/A | 0 | 0 | 0 | 0 | 0 | 2191.4778 | #N/A | #N/A | 88 | 101 | 1.1862 | 0.72357 | #N/A | 6.7752 | 1.217% | 1 | 50% | 0% | 0% | 0% | 8.2745 | 0 | 0 | 0 | 8.2745 | #N/A
2007-07-11 18:00 | 7 | 11 | 18 | 192.7086 | 4602 | 82.04 | 51.08 | 1002 | 82.04 | 0 | 1922.2738 | Cooling | 320.379 | #N/A | #N/A | #N/A | #N/A | 0 | 0 | 0 | 0 | 0 | 1922.2738 | #N/A | #N/A | 88 | 97.04 | 1.1348 | 0.69221 | #N/A | 5.943 | 1.068% | 1 | 50% | 0% | 0% | 0% | 8.2745 | 0 | 0 | 0 | 8.2745 | #N/A
2007-07-11 19:00 | 7 | 11 | 19 | 192.7503 | 4603 | 78.08 | 51.08 | 1003 | 78.08 | 0 | 1493.902 | Cooling | 248.9837 | #N/A | #N/A | #N/A | #N/A | 0 | 0 | 0 | 0 | 0 | 1493.902 | #N/A | #N/A | 88 | 93.08 | 1.085 | 0.66186 | #N/A | 4.6186 | 0.8299% | 1 | 50% | 0% | 0% | 0% | 8.2745 | 0 | 0 | 0 | 8.2745 | #N/A
2007-07-11 20:00 | 7 | 11 | 20 | 192.7919 | 4604 | 78.08 | 53.96 | 1003 | 78.08 | 0 | 1433.0936 | Cooling | 238.8489 | #N/A | #N/A | #N/A | #N/A | 0 | 0 | 0 | 0 | 0 | 1433.0936 | #N/A | #N/A | 88 | 93.08 | 1.085 | 0.66186 | #N/A | 4.4306 | 0.7962% | 1 | 50% | 0% | 0% | 0% | 8.2745 | 0 | 0 | 0 | 8.2745 | #N/A
2007-07-11 21:00 | 7 | 11 | 21 | 192.8336 | 4605 | 73.04 | 55.04 | 1003 | 73.04 | 0 | 1324.2003 | Cooling | 220.7 | #N/A | #N/A | #N/A | #N/A | 0 | 0 | 0 | 0 | 0 | 1324.2003 | #N/A | #N/A | 88 | 88.04 | 1.0241 | 0.6247 | #N/A | 4.0939 | 0.7357% | 1 | 50% | 0% | 0% | 0% | 8.2745 | 0 | 0 | 0 | 8.2745 | #N/A
2007-07-11 22:00 | 7 | 11 | 22 | 192.8753 | 4606 | 71.96 | 55.04 | 1003 | 71.96 | 0 | 189.4277 | Cooling | 31.5713 | #N/A | #N/A | #N/A | #N/A | 0 | 0 | 0 | 0 | 0 | 189.4277 | #N/A | #N/A | 88 | 86.96 | 1.0114 | 0.61695 | #N/A | 0.58564 | 0.1052% | 1 | 50% | 0% | 0% | 0% | 8.2745 | 0 | 0 | 0 | 8.2745 | #N/A
2007-07-11 23:00 | 7 | 11 | 23 | 192.9169 | 4607 | 71.96 | 55.94 | 1004 | 71.96 | 0 | 226.6661 | Cooling | 37.7777 | #N/A | #N/A | #N/A | #N/A | 0 | 0 | 0 | 0 | 0 | 226.6661 | #N/A | #N/A | 88 | 86.96 | 1.0114 | 0.61695 | #N/A | 0.70077 | 0.1259% | 1 | 50% | 0% | 0% | 0% | 8.2745 | 0 | 0 | 0 | 8.2745 | #N/A
2007-07-12 | 7 | 12 | 0 | 192.9586 | 4608 | 68 | 57.02 | 1003 | 68 | 0 | 257.6678 | Cooling | 42.9446 | #N/A | #N/A | #N/A | #N/A | 0 | 0 | 0 | 0 | 0 | 257.6678 | #N/A | #N/A | 88 | 83 | 0.96585 | 0.58917 | #N/A | 0.79661 | 0.1431% | 1 | 50% | 0% | 0% | 0% | 8.2745 | 0 | 0 | 0 | 8.2745 | #N/A
2007-07-12 01:00 | 7 | 12 | 1 | 193.0003 | 4609 | 66.92 | 57.92 | 1004 | 66.92 | 0 | 293.925 | Cooling | 48.9875 | #N/A | #N/A | #N/A | #N/A | 0 | 0 | 0 | 0 | 0 | 293.925 | #N/A | #N/A | 88 | 81.92 | 0.95372 | 0.58177 | #N/A | 0.90871 | 0.1633% | 1 | 50% | 0% | 0% | 0% | 8.2745 | 0 | 0 | 0 | 8.2745 | #N/A
2007-07-12 02:00 | 7 | 12 | 2 | 193.0419 | 4610 | 66.92 | 57.92 | 1003 | 66.92 | 0 | 303.45 | Cooling | 50.575 | #N/A | #N/A | #N/A | #N/A | 0 | 0 | 0 | 0 | 0 | 303.45 | #N/A | #N/A | 88 | 81.92 | 0.95372 | 0.58177 | #N/A | 0.93815 | 0.1686% | 1 | 50% | 0% | 0% | 0% | 8.2745 | 0 | 0 | 0 | 8.2745 | #N/A
2007-07-12 03:00 | 7 | 12 | 3 | 193.0836 | 4611 | 66.02 | 57.92 | 1003 | 66.02 | 0 | 277.0388 | Cooling | 46.1731 | #N/A | #N/A | #N/A | #N/A | 0 | 0 | 0 | 0 | 0 | 277.0388 | #N/A | #N/A | 88 | 81.02 | 0.9437 | 0.57566 | #N/A | 0.8565 | 0.1539% | 1 | 50% | 0% | 0% | 0% | 8.2745 | 0 | 0 | 0 | 8.2745 | #N/A
2007-07-12 04:00 | 7 | 12 | 4 | 193.1253 | 4612 | 66.02 | 57.92 | 1003 | 66.02 | 0 | 270.8269 | Cooling | 45.1378 | #N/A | #N/A | #N/A | #N/A | 0 | 0 | 0 | 0 | 0 | 270.8269 | #N/A | #N/A | 88 | 81.02 | 0.9437 | 0.57566 | #N/A | 0.8373 | 0.1505% | 1 | 50% | 0% | 0% | 0% | 8.2745 | 0 | 0 | 0 | 8.2745 | #N/A
2007-07-12 05:00 | 7 | 12 | 5 | 193.1669 | 4613 | 66.02 | 57.92 | 1003 | 66.02 | 0 | 300.6896 | Cooling | 50.1149 | #N/A | #N/A | #N/A | #N/A | 0 | 0 | 0 | 0 | 0 | 300.6896 | #N/A | #N/A | 88 | 81.02 | 0.9437 | 0.57566 | #N/A | 0.92962 | 0.167% | 1 | 50% | 0% | 0% | 0% | 8.2745 | 0 | 0 | 0 | 8.2745 | #N/A
2007-07-12 06:00 | 7 | 12 | 6 | 193.2086 | 4614 | 66.02 | 59 | 1003 | 66.02 | 0 | 1569.012 | Cooling | 261.502 | #N/A | #N/A | #N/A | #N/A | 0 | 0 | 0 | 0 | 0 | 1569.012 | #N/A | #N/A | 88 | 81.02 | 0.9437 | 0.57566 | #N/A | 4.8508 | 0.8717% | 1 | 50% | 0% | 0% | 0% | 8.2745 | 0 | 0 | 0 | 8.2745 | #N/A
2007-07-12 07:00 | 7 | 12 | 7 | 193.2503 | 4615 | 69.08 | 60.08 | 1003 | 69.08 | 0 | 1779.7447 | Cooling | 296.6241 | #N/A | #N/A | #N/A | #N/A | 0 | 0 | 0 | 0 | 0 | 1779.7447 | #N/A | #N/A | 88 | 84.08 | 0.9781 | 0.59664 | #N/A | 5.5023 | 0.9887% | 1 | 50% | 0% | 0% | 0% | 8.2745 | 0 | 0 | 0 | 8.2745 | #N/A
2007-07-12 08:00 | 7 | 12 | 8 | 193.2919 | 4616 | 69.08 | 60.98 | 1004 | 69.08 | 0 | 2206.2766 | Cooling | 367.7128 | #N/A | #N/A | #N/A | #N/A | 0 | 0 | 0 | 0 | 0 | 2206.2766 | #N/A | #N/A | 88 | 84.08 | 0.9781 | 0.59664 | #N/A | 6.821 | 1.226% | 1 | 50% | 0% | 0% | 0% | 8.2745 | 0 | 0 | 0 | 8.2745 | #N/A
2007-07-12 09:00 | 7 | 12 | 9 | 193.3336 | 4617 | 77 | 60.98 | 1003 | 77 | 0 | 2311.3608 | Cooling | 385.2268 | #N/A | #N/A | #N/A | #N/A | 0 | 0 | 0 | 0 | 0 | 2311.3608 | #N/A | #N/A | 88 | 92 | 1.0717 | 0.65376 | #N/A | 7.1459 | 1.284% | 1 | 50% | 0% | 0% | 0% | 8.2745 | 0 | 0 | 0 | 8.2745 | #N/A
2007-07-12 10:00 | 7 | 12 | 10 | 193.3753 | 4618 | 78.98 | 60.98 | 1004 | 78.98 | 0 | 2274.8084 | Cooling | 379.1347 | #N/A | #N/A | #N/A | #N/A | 0 | 0 | 0 | 0 | 0 | 2274.8084 | #N/A | #N/A | 88 | 93.98 | 1.0962 | 0.66867 | #N/A | 7.0329 | 1.264% | 1 | 50% | 0% | 0% | 0% | 8.2745 | 0 | 0 | 0 | 8.2745 | #N/A
2007-07-12 11:00 | 7 | 12 | 11 | 193.4169 | 4619 | 78.98 | 62.06 | 1005 | 78.98 | 0 | 2444.8478 | Cooling | 407.4746 | #N/A | #N/A | #N/A | #N/A | 0 | 0 | 0 | 0 | 0 | 2444.8478 | #N/A | #N/A | 88 | 93.98 | 1.0962 | 0.66867 | #N/A | 7.5586 | 1.358% | 1 | 50% | 0% | 0% | 0% | 8.2745 | 0 | 0 | 0 | 8.2745 | #N/A
2007-07-12 12:00 | 7 | 12 | 12 | 193.4586 | 4620 | 84.02 | 62.06 | 1004 | 84.02 | 0 | 2451.7756 | Cooling | 408.6293 | #N/A | #N/A | #N/A | #N/A | 0 | 0 | 0 | 0 | 0 | 2451.7756 | #N/A | #N/A | 88 | 99.02 | 1.1603 | 0.70776 | #N/A | 7.58 | 1.362% | 1 | 50% | 0% | 0% | 0% | 8.2745 | 0 | 0 | 0 | 8.2745 | #N/A
2007-07-12 13:00 | 7 | 12 | 13 | 193.5003 | 4621 | 86 | 62.06 | 1004 | 86 | 0 | 2543.1873 | Cooling | 423.8645 | #N/A | #N/A | #N/A | #N/A | 0 | 0 | 0 | 0 | 0 | 2543.1873 | #N/A | #N/A | 88 | 101 | 1.1862 | 0.72357 | #N/A | 7.8626 | 1.413% | 1 | 50% | 0% | 0% | 0% | 8.2745 | 0 | 0 | 0 | 8.2745 | #N/A
2007-07-12 14:00 | 7 | 12 | 14 | 193.5419 | 4622 | 86 | 60.08 | 1004 | 86 | 0 | 2529.6504 | Cooling | 421.6084 | #N/A | #N/A | #N/A | #N/A | 0 | 0 | 0 | 0 | 0 | 2529.6504 | #N/A | #N/A | 88 | 101 | 1.1862 | 0.72357 | #N/A | 7.8207 | 1.405% | 1 | 50% | 0% | 0% | 0% | 8.2745 | 0 | 0 | 0 | 8.2745 | #N/A
2007-07-12 15:00 | 7 | 12 | 15 | 193.5836 | 4623 | 87.08 | 60.08 | 1004 | 87.08 | 0 | 2470.0404 | Cooling | 411.6734 | #N/A | #N/A | #N/A | #N/A | 0 | 0 | 0 | 0 | 0 | 2470.0404 | #N/A | #N/A | 88 | 102.08 | 1.2005 | 0.73229 | #N/A | 7.6364 | 1.372% | 1 | 50% | 0% | 0% | 0% | 8.2745 | 0 | 0 | 0 | 8.2745 | #N/A
2007-07-12 16:00 | 7 | 12 | 16 | 193.6253 | 4624 | 86 | 59 | 1004 | 86 | 0 | 2325.2259 | Cooling | 387.5377 | #N/A | #N/A | #N/A | #N/A | 0 | 0 | 0 | 0 | 0 | 2325.2259 | #N/A | #N/A | 88 | 101 | 1.1862 | 0.72357 | #N/A | 7.1887 | 1.292% | 1 | 50% | 0% | 0% | 0% | 8.2745 | 0 | 0 | 0 | 8.2745 | #N/A
2007-07-12 17:00 | 7 | 12 | 17 | 193.6669 | 4625 | 86 | 60.08 | 1004 | 86 | 0 | 2272.922 | Cooling | 378.8203 | #N/A | #N/A | #N/A | #N/A | 0 | 0 | 0 | 0 | 0 | 2272.922 | #N/A | #N/A | 88 | 101 | 1.1862 | 0.72357 | #N/A | 7.027 | 1.263% | 1 | 50% | 0% | 0% | 0% | 8.2745 | 0 | 0 | 0 | 8.2745 | #N/A
2007-07-12 18:00 | 7 | 12 | 18 | 193.7086 | 4626 | 84.02 | 59 | 1004 | 84.02 | 0 | 2155.7167 | Cooling | 359.2861 | #N/A | #N/A | #N/A | #N/A | 0 | 0 | 0 | 0 | 0 | 2155.7167 | #N/A | #N/A | 88 | 99.02 | 1.1603 | 0.70776 | #N/A | 6.6647 | 1.198% | 1 | 50% | 0% | 0% | 0% | 8.2745 | 0 | 0 | 0 | 8.2745 | #N/A
2007-07-12 19:00 | 7 | 12 | 19 | 193.7503 | 4627 | 80.96 | 60.08 | 1005 | 80.96 | 0 | 2153.1997 | Cooling | 358.8666 | #N/A | #N/A | #N/A | #N/A | 0 | 0 | 0 | 0 | 0 | 2153.1997 | #N/A | #N/A | 88 | 95.96 | 1.121 | 0.68383 | #N/A | 6.6569 | 1.196% | 1 | 50% | 0% | 0% | 0% | 8.2745 | 0 | 0 | 0 | 8.2745 | #N/A
2007-07-12 20:00 | 7 | 12 | 20 | 193.7919 | 4628 | 80.96 | 60.08 | 1005 | 80.96 | 0 | 2082.4334 | Cooling | 347.0722 | #N/A | #N/A | #N/A | #N/A | 0 | 0 | 0 | 0 | 0 | 2082.4334 | #N/A | #N/A | 88 | 95.96 | 1.121 | 0.68383 | #N/A | 6.4381 | 1.157% | 1 | 50% | 0% | 0% | 0% | 8.2745 | 0 | 0 | 0 | 8.2745 | #N/A
2007-07-12 21:00 | 7 | 12 | 21 | 193.8336 | 4629 | 75.02 | 60.08 | 1006 | 75.02 | 0 | 1986.8012 | Cooling | 331.1335 | #N/A | #N/A | #N/A | #N/A | 0 | 0 | 0 | 0 | 0 | 1986.8012 | #N/A | #N/A | 88 | 90.02 | 1.0477 | 0.6391 | #N/A | 6.1424 | 1.104% | 1 | 50% | 0% | 0% | 0% | 8.2745 | 0 | 0 | 0 | 8.2745 | #N/A
2007-07-12 22:00 | 7 | 12 | 22 | 193.8753 | 4630 | 75.92 | 59 | 1006 | 75.92 | 0 | 239.789 | Cooling | 39.9648 | #N/A | #N/A | #N/A | #N/A | 0 | 0 | 0 | 0 | 0 | 239.789 | #N/A | #N/A | 88 | 90.92 | 1.0586 | 0.64573 | #N/A | 0.74134 | 0.1332% | 1 | 50% | 0% | 0% | 0% | 8.2745 | 0 | 0 | 0 | 8.2745 | #N/A
2007-07-12 23:00 | 7 | 12 | 23 | 193.9169 | 4631 | 75.92 | 59 | 1006 | 75.92 | 0 | 282.6649 | Cooling | 47.1108 | #N/A | #N/A | #N/A | #N/A | 0 | 0 | 0 | 0 | 0 | 282.6649 | #N/A | #N/A | 88 | 90.92 | 1.0586 | 0.64573 | #N/A | 0.87389 | 0.157% | 1 | 50% | 0% | 0% | 0% | 8.2745 | 0 | 0 | 0 | 8.2745 | #N/A
2007-07-13 | 7 | 13 | 0 | 193.9586 | 4632 | 71.06 | 59 | 1006 | 71.06 | 0 | 236.2539 | Cooling | 39.3756 | #N/A | #N/A | #N/A | #N/A | 0 | 0 | 0 | 0 | 0 | 236.2539 | #N/A | #N/A | 88 | 86.06 | 1.0009 | 0.61054 | #N/A | 0.73041 | 0.1313% | 1 | 50% | 0% | 0% | 0% | 8.2745 | 0 | 0 | 0 | 8.2745 | #N/A
2007-07-13 01:00 | 7 | 13 | 1 | 194.0003 | 4633 | 69.98 | 57.92 | 1006 | 69.98 | 0 | 201.2368 | Cooling | 33.5395 | #N/A | #N/A | #N/A | #N/A | 0 | 0 | 0 | 0 | 0 | 201.2368 | #N/A | #N/A | 88 | 84.98 | 0.98841 | 0.60293 | #N/A | 0.62215 | 0.1118% | 1 | 50% | 0% | 0% | 0% | 8.2745 | 0 | 0 | 0 | 8.2745 | #N/A
2007-07-13 02:00 | 7 | 13 | 2 | 194.0419 | 4634 | 69.98 | 57.02 | 1006 | 69.98 | 0 | 161.1887 | Cooling | 26.8648 | #N/A | #N/A | #N/A | #N/A | 0 | 0 | 0 | 0 | 0 | 161.1887 | #N/A | #N/A | 88 | 84.98 | 0.98841 | 0.60293 | #N/A | 0.49834 | 0.08955% | 1 | 50% | 0% | 0% | 0% | 8.2745 | 0 | 0 | 0 | 8.2745 | #N/A
2007-07-13 03:00 | 7 | 13 | 3 | 194.0836 | 4635 | 66.92 | 55.04 | 1007 | 66.92 | 0 | 108.1564 | Cooling | 18.0261 | #N/A | #N/A | #N/A | #N/A | 0 | 0 | 0 | 0 | 0 | 108.1564 | #N/A | #N/A | 88 | 81.92 | 0.95372 | 0.58177 | #N/A | 0.33438 | 0.06009% | 1 | 50% | 0% | 0% | 0% | 8.2745 | 0 | 0 | 0 | 8.2745 | #N/A
2007-07-13 04:00 | 7 | 13 | 4 | 194.1253 | 4636 | 66.92 | 55.04 | 1007 | 66.92 | 0 | 84.3879 | Cooling | 14.0646 | #N/A | #N/A | #N/A | #N/A | 0 | 0 | 0 | 0 | 0 | 84.3879 | #N/A | #N/A | 88 | 81.92 | 0.95372 | 0.58177 | #N/A | 0.2609 | 0.04688% | 1 | 50% | 0% | 0% | 0% | 8.2745 | 0 | 0 | 0 | 8.2745 | #N/A
2007-07-13 05:00 | 7 | 13 | 5 | 194.1669 | 4637 | 66.92 | 55.04 | 1007 | 66.92 | 0 | 96.4702 | Cooling | 16.0784 | #N/A | #N/A | #N/A | #N/A | 0 | 0 | 0 | 0 | 0 | 96.4702 | #N/A | #N/A | 88 | 81.92 | 0.95372 | 0.58177 | #N/A | 0.29825 | 0.05359% | 1 | 50% | 0% | 0% | 0% | 8.2745 | 0 | 0 | 0 | 8.2745 | #N/A
2007-07-13 06:00 | 7 | 13 | 6 | 194.2086 | 4638 | 69.08 | 57.02 | 1008 | 69.08 | 0 | 785.3806 | Cooling | 130.8968 | #N/A | #N/A | #N/A | #N/A | 0 | 0 | 0 | 0 | 0 | 785.3806 | #N/A | #N/A | 88 | 84.08 | 0.9781 | 0.59664 | #N/A | 2.4281 | 0.4363% | 1 | 50% | 0% | 0% | 0% | 8.2745 | 0 | 0 | 0 | 8.2745 | #N/A
2007-07-13 07:00 | 7 | 13 | 7 | 194.2503 | 4639 | 73.94 | 59 | 1009 | 73.94 | 0 | 1220.0319 | Cooling | 203.3387 | #N/A | #N/A | #N/A | #N/A | 0 | 0 | 0 | 0 | 0 | 1220.0319 | #N/A | #N/A | 88 | 88.94 | 1.0348 | 0.63121 | #N/A | 3.7719 | 0.6778% | 1 | 50% | 0% | 0% | 0% | 8.2745 | 0 | 0 | 0 | 8.2745 | #N/A
2007-07-13 08:00 | 7 | 13 | 8 | 194.2919 | 4640 | 73.94 | 57.92 | 1009 | 73.94 | 0 | 1700.0617 | Cooling | 283.3436 | #N/A | #N/A | #N/A | #N/A | 0 | 0 | 0 | 0 | 0 | 1700.0617 | #N/A | #N/A | 88 | 88.94 | 1.0348 | 0.63121 | #N/A | 5.256 | 0.9445% | 1 | 50% | 0% | 0% | 0% | 8.2745 | 0 | 0 | 0 | 8.2745 | #N/A
2007-07-13 09:00 | 7 | 13 | 9 | 194.3336 | 4641 | 78.98 | 57.02 | 1009 | 78.98 | 0 | 1945.3807 | Cooling | 324.2301 | #N/A | #N/A | #N/A | #N/A | 0 | 0 | 0 | 0 | 0 | 1945.3807 | #N/A | #N/A | 88 | 93.98 | 1.0962 | 0.66867 | #N/A | 6.0144 | 1.081% | 1 | 50% | 0% | 0% | 0% | 8.2745 | 0 | 0 | 0 | 8.2745 | #N/A
2007-07-13 10:00 | 7 | 13 | 10 | 194.3753 | 4642 | 80.96 | 53.96 | 1008 | 80.96 | 0 | 1777.7816 | Cooling | 296.2969 | #N/A | #N/A | #N/A | #N/A | 0 | 0 | 0 | 0 | 0 | 1777.7816 | #N/A | #N/A | 88 | 95.96 | 1.121 | 0.68383 | #N/A | 5.4962 | 0.9877% | 1 | 50% | 0% | 0% | 0% | 8.2745 | 0 | 0 | 0 | 8.2745 | #N/A
2007-07-13 11:00 | 7 | 13 | 11 | 194.4169 | 4643 | 80.96 | 48.92 | 1009 | 80.96 | 0 | 1333.6472 | Cooling | 222.2745 | #N/A | #N/A | #N/A | #N/A | 0 | 0 | 0 | 0 | 0 | 1333.6472 | #N/A | #N/A | 88 | 95.96 | 1.121 | 0.68383 | #N/A | 4.1231 | 0.7409% | 1 | 50% | 0% | 0% | 0% | 8.2745 | 0 | 0 | 0 | 8.2745 | #N/A
2007-07-13 12:00 | 7 | 13 | 12 | 194.4586 | 4644 | 84.92 | 48.02 | 1008 | 84.92 | 0 | 1250.8867 | Cooling | 208.4811 | #N/A | #N/A | #N/A | #N/A | 0 | 0 | 0 | 0 | 0 | 1250.8867 | #N/A | #N/A | 88 | 99.92 | 1.172 | 0.71491 | #N/A | 3.8673 | 0.6949% | 1 | 50% | 0% | 0% | 0% | 8.2745 | 0 | 0 | 0 | 8.2745 | #N/A
2007-07-13 13:00 | 7 | 13 | 13 | 194.5003 | 4645 | 86 | 46.04 | 1008 | 86 | 0 | 1361.971 | Cooling | 226.9952 | #N/A | #N/A | #N/A | #N/A | 0 | 0 | 0 | 0 | 0 | 1361.971 | #N/A | #N/A | 88 | 101 | 1.1862 | 0.72357 | #N/A | 4.2107 | 0.7567% | 1 | 50% | 0% | 0% | 0% | 8.2745 | 0 | 0 | 0 | 8.2745 | #N/A
2007-07-13 14:00 | 7 | 13 | 14 | 194.5419 | 4646 | 86 | 46.94 | 1008 | 86 | 0 | 1540.1248 | Cooling | 256.6875 | #N/A | #N/A | #N/A | #N/A | 0 | 0 | 0 | 0 | 0 | 1540.1248 | #N/A | #N/A | 88 | 101 | 1.1862 | 0.72357 | #N/A | 4.7615 | 0.8556% | 1 | 50% | 0% | 0% | 0% | 8.2745 | 0 | 0 | 0 | 8.2745 | #N/A
2007-07-13 15:00 | 7 | 13 | 15 | 194.5836 | 4647 | 87.08 | 48.92 | 1007 | 87.08 | 0 | 1581.161 | Cooling | 263.5268 | #N/A | #N/A | #N/A | #N/A | 0 | 0 | 0 | 0 | 0 | 1581.161 | #N/A | #N/A | 88 | 102.08 | 1.2005 | 0.73229 | #N/A | 4.8884 | 0.8784% | 1 | 50% | 0% | 0% | 0% | 8.2745 | 0 | 0 | 0 | 8.2745 | #N/A
2007-07-13 16:00 | 7 | 13 | 16 | 194.6253 | 4648 | 86 | 50 | 1007 | 86 | 0 | 1723.9364 | Cooling | 287.3227 | #N/A | #N/A | #N/A | #N/A | 0 | 0 | 0 | 0 | 0 | 1723.9364 | #N/A | #N/A | 88 | 101 | 1.1862 | 0.72357 | #N/A | 5.3298 | 0.9577% | 1 | 50% | 0% | 0% | 0% | 8.2745 | 0 | 0 | 0 | 8.2745 | #N/A
2007-07-13 17:00 | 7 | 13 | 17 | 194.6669 | 4649 | 86 | 51.08 | 1007 | 86 | 0 | 1685.1656 | Cooling | 280.8609 | #N/A | #N/A | #N/A | #N/A | 0 | 0 | 0 | 0 | 0 | 1685.1656 | #N/A | #N/A | 88 | 101 | 1.1862 | 0.72357 | #N/A | 5.2099 | 0.9362% | 1 | 50% | 0% | 0% | 0% | 8.2745 | 0 | 0 | 0 | 8.2745 | #N/A
2007-07-13 18:00 | 7 | 13 | 18 | 194.7086 | 4650 | 84.92 | 51.08 | 1006 | 84.92 | 0 | 208.4828 | Cooling | 34.7471 | #N/A | #N/A | #N/A | #N/A | 0 | 0 | 0 | 0 | 0 | 208.4828 | #N/A | #N/A | 88 | 99.92 | 1.172 | 0.71491 | #N/A | 0.64455 | 0.1158% | 1 | 50% | 0% | 0% | 0% | 8.2745 | 0 | 0 | 0 | 8.2745 | #N/A
2007-07-13 19:00 | 7 | 13 | 19 | 194.7503 | 4651 | 82.94 | 51.98 | 1006 | 82.94 | 0 | 236.2963 | Cooling | 39.3827 | #N/A | #N/A | #N/A | #N/A | 0 | 0 | 0 | 0 | 0 | 236.2963 | #N/A | #N/A | 88 | 97.94 | 1.1463 | 0.69925 | #N/A | 0.73054 | 0.1313% | 1 | 50% | 0% | 0% | 0% | 8.2745 | 0 | 0 | 0 | 8.2745 | #N/A
2007-07-13 20:00 | 7 | 13 | 20 | 194.7919 | 4652 | 82.94 | 53.96 | 1006 | 82.94 | 0 | 220.3054 | Cooling | 36.7176 | #N/A | #N/A | #N/A | #N/A | 0 | 0 | 0 | 0 | 0 | 220.3054 | #N/A | #N/A | 88 | 97.94 | 1.1463 | 0.69925 | #N/A | 0.6811 | 0.1224% | 1 | 50% | 0% | 0% | 0% | 8.2745 | 0 | 0 | 0 | 8.2745 | #N/A
2007-07-13 21:00 | 7 | 13 | 21 | 194.8336 | 4653 | 78.98 | 55.94 | 1007 | 78.98 | 0 | 182.0082 | Cooling | 30.3347 | #N/A | #N/A | #N/A | #N/A | 0 | 0 | 0 | 0 | 0 | 182.0082 | #N/A | #N/A | 88 | 93.98 | 1.0962 | 0.66867 | #N/A | 0.5627 | 0.1011% | 1 | 50% | 0% | 0% | 0% | 8.2745 | 0 | 0 | 0 | 8.2745 | #N/A
2007-07-13 22:00 | 7 | 13 | 22 | 194.8753 | 4654 | 77 | 57.02 | 1006 | 77 | 0 | 153.8207 | Cooling | 25.6368 | #N/A | #N/A | #N/A | #N/A | 0 | 0 | 0 | 0 | 0 | 153.8207 | #N/A | #N/A | 88 | 92 | 1.0717 | 0.65376 | #N/A | 0.47556 | 0.08546% | 1 | 50% | 0% | 0% | 0% | 8.2745 | 0 | 0 | 0 | 8.2745 | #N/A
2007-07-13 23:00 | 7 | 13 | 23 | 194.9169 | 4655 | 77 | 57.92 | 1007 | 77 | 0 | 126.6987 | Cooling | 21.1165 | #N/A | #N/A | #N/A | #N/A | 0 | 0 | 0 | 0 | 0 | 126.6987 | #N/A | #N/A | 88 | 92 | 1.0717 | 0.65376 | #N/A | 0.3917 | 0.07039% | 1 | 50% | 0% | 0% | 0% | 8.2745 | 0 | 0 | 0 | 8.2745 | #N/A
2007-07-14 | 7 | 14 | 0 | 194.9586 | 4656 | 73.94 | 55.94 | 1006 | 73.94 | 0 | 107.7388 | Cooling | 17.9565 | #N/A | #N/A | #N/A | #N/A | 0 | 0 | 0 | 0 | 0 | 107.7388 | #N/A | #N/A | 88 | 88.94 | 1.0348 | 0.63121 | #N/A | 0.33309 | 0.05985% | 1 | 50% | 0% | 0% | 0% | 8.2745 | 0 | 0 | 0 | 8.2745 | #N/A
2007-07-14 01:00 | 7 | 14 | 1 | 195.0003 | 4657 | 73.04 | 55.94 | 1006 | 73.04 | 0 | 92.6539 | Cooling | 15.4423 | #N/A | #N/A | #N/A | #N/A | 0 | 0 | 0 | 0 | 0 | 92.6539 | #N/A | #N/A | 88 | 88.04 | 1.0241 | 0.6247 | #N/A | 0.28645 | 0.05147% | 1 | 50% | 0% | 0% | 0% | 8.2745 | 0 | 0 | 0 | 8.2745 | #N/A
2007-07-14 02:00 | 7 | 14 | 2 | 195.0419 | 4658 | 73.04 | 57.02 | 1006 | 73.04 | 0 | 101.7445 | Cooling | 16.9574 | #N/A | #N/A | #N/A | #N/A | 0 | 0 | 0 | 0 | 0 | 101.7445 | #N/A | #N/A | 88 | 88.04 | 1.0241 | 0.6247 | #N/A | 0.31456 | 0.05652% | 1 | 50% | 0% | 0% | 0% | 8.2745 | 0 | 0 | 0 | 8.2745 | #N/A
2007-07-14 03:00 | 7 | 14 | 3 | 195.0836 | 4659 | 69.08 | 57.02 | 1006 | 69.08 | 0 | 106.8522 | Cooling | 17.8087 | #N/A | #N/A | #N/A | #N/A | 0 | 0 | 0 | 0 | 0 | 106.8522 | #N/A | #N/A | 88 | 84.08 | 0.9781 | 0.59664 | #N/A | 0.33035 | 0.05936% | 1 | 50% | 0% | 0% | 0% | 8.2745 | 0 | 0 | 0 | 8.2745 | #N/A
2007-07-14 04:00 | 7 | 14 | 4 | 195.1253 | 4660 | 68 | 57.92 | 1006 | 68 | 0 | 118.2217 | Cooling | 19.7036 | #N/A | #N/A | #N/A | #N/A | 0 | 0 | 0 | 0 | 0 | 118.2217 | #N/A | #N/A | 88 | 83 | 0.96585 | 0.58917 | #N/A | 0.3655 | 0.06568% | 1 | 50% | 0% | 0% | 0% | 8.2745 | 0 | 0 | 0 | 8.2745 | #N/A
2007-07-14 05:00 | 7 | 14 | 5 | 195.1669 | 4661 | 68 | 57.02 | 1006 | 68 | 0 | 154.1238 | Cooling | 25.6873 | #N/A | #N/A | #N/A | #N/A | 0 | 0 | 0 | 0 | 0 | 154.1238 | #N/A | #N/A | 88 | 83 | 0.96585 | 0.58917 | #N/A | 0.47649 | 0.08562% | 1 | 50% | 0% | 0% | 0% | 8.2745 | 0 | 0 | 0 | 8.2745 | #N/A
2007-07-14 06:00 | 7 | 14 | 6 | 195.2086 | 4662 | 68 | 57.02 | 1007 | 68 | 0 | 215.8062 | Cooling | 35.9677 | #N/A | #N/A | #N/A | #N/A | 0 | 0 | 0 | 0 | 0 | 215.8062 | #N/A | #N/A | 88 | 83 | 0.96585 | 0.58917 | #N/A | 0.66719 | 0.1199% | 1 | 50% | 0% | 0% | 0% | 8.2745 | 0 | 0 | 0 | 8.2745 | #N/A
2007-07-14 07:00 | 7 | 14 | 7 | 195.2503 | 4663 | 71.96 | 57.92 | 1005 | 71.96 | 0 | 280.8886 | Cooling | 46.8148 | #N/A | #N/A | #N/A | #N/A | 0 | 0 | 0 | 0 | 0 | 280.8886 | #N/A | #N/A | 88 | 86.96 | 1.0114 | 0.61695 | #N/A | 0.8684 | 0.156% | 1 | 50% | 0% | 0% | 0% | 8.2745 | 0 | 0 | 0 | 8.2745 | #N/A
2007-07-14 08:00 | 7 | 14 | 8 | 195.2919 | 4664 | 71.96 | 59 | 1005 | 71.96 | 0 | 341.6348 | Cooling | 56.9391 | #N/A | #N/A | #N/A | #N/A | 0 | 0 | 0 | 0 | 0 | 341.6348 | #N/A | #N/A | 88 | 86.96 | 1.0114 | 0.61695 | #N/A | 1.0562 | 0.1898% | 1 | 50% | 0% | 0% | 0% | 8.2745 | 0 | 0 | 0 | 8.2745 | #N/A
2007-07-14 09:00 | 7 | 14 | 9 | 195.3336 | 4665 | 77 | 60.08 | 1005 | 77 | 0 | 320.5666 | Cooling | 53.4278 | #N/A | #N/A | #N/A | #N/A | 0 | 0 | 0 | 0 | 0 | 320.5666 | #N/A | #N/A | 88 | 92 | 1.0717 | 0.65376 | #N/A | 0.99107 | 0.1781% | 1 | 50% | 0% | 0% | 0% | 8.2745 | 0 | 0 | 0 | 8.2745 | #N/A
2007-07-14 10:00 | 7 | 14 | 10 | 195.3753 | 4666 | 77 | 60.98 | 1005 | 77 | 0 | 235.6925 | Cooling | 39.2821 | #N/A | #N/A | #N/A | #N/A | 0 | 0 | 0 | 0 | 0 | 235.6925 | #N/A | #N/A | 88 | 92 | 1.0717 | 0.65376 | #N/A | 0.72867 | 0.1309% | 1 | 50% | 0% | 0% | 0% | 8.2745 | 0 | 0 | 0 | 8.2745 | #N/A
2007-07-14 11:00 | 7 | 14 | 11 | 195.4169 | 4667 | 78.98 | 60.98 | 1004 | 78.98 | 0 | 277.6251 | Cooling | 46.2709 | #N/A | #N/A | #N/A | #N/A | 0 | 0 | 0 | 0 | 0 | 277.6251 | #N/A | #N/A | 88 | 93.98 | 1.0962 | 0.66867 | #N/A | 0.85831 | 0.1542% | 1 | 50% | 0% | 0% | 0% | 8.2745 | 0 | 0 | 0 | 8.2745 | #N/A
2007-07-14 12:00 | 7 | 14 | 12 | 195.4586 | 4668 | 80.06 | 60.98 | 1004 | 80.06 | 0 | 292.5535 | Cooling | 48.7589 | #N/A | #N/A | #N/A | #N/A | 0 | 0 | 0 | 0 | 0 | 292.5535 | #N/A | #N/A | 88 | 95.06 | 1.1097 | 0.67691 | #N/A | 0.90447 | 0.1625% | 1 | 50% | 0% | 0% | 0% | 8.2745 | 0 | 0 | 0 | 8.2745 | #N/A
2007-07-14 13:00 | 7 | 14 | 13 | 195.5003 | 4669 | 80.96 | 62.96 | 1003 | 80.96 | 0 | 345.9562 | Cooling | 57.6594 | #N/A | #N/A | #N/A | #N/A | 0 | 0 | 0 | 0 | 0 | 345.9562 | #N/A | #N/A | 88 | 95.96 | 1.121 | 0.68383 | #N/A | 1.0696 | 0.1922% | 1 | 50% | 0% | 0% | 0% | 8.2745 | 0 | 0 | 0 | 8.2745 | #N/A
2007-07-14 14:00 | 7 | 14 | 14 | 195.5419 | 4670 | 80.96 | 64.04 | 1003 | 80.96 | 0 | 582.9132 | Cooling | 97.1522 | #N/A | #N/A | #N/A | #N/A | 0 | 0 | 0 | 0 | 0 | 582.9132 | #N/A | #N/A | 88 | 95.96 | 1.121 | 0.68383 | #N/A | 1.8021 | 0.3238% | 1 | 50% | 0% | 0% | 0% | 8.2745 | 0 | 0 | 0 | 8.2745 | #N/A
2007-07-14 15:00 | 7 | 14 | 15 | 195.5836 | 4671 | 82.04 | 66.02 | 1002 | 82.04 | 0 | 989.6347 | Cooling | 164.9391 | #N/A | #N/A | #N/A | #N/A | 0 | 0 | 0 | 0 | 0 | 989.6347 | #N/A | #N/A | 88 | 97.04 | 1.1348 | 0.69221 | #N/A | 3.0596 | 0.5498% | 1 | 50% | 0% | 0% | 0% | 8.2745 | 0 | 0 | 0 | 8.2745 | #N/A
2007-07-14 16:00 | 7 | 14 | 16 | 195.6253 | 4672 | 82.94 | 66.92 | 1001 | 82.94 | 0 | 1433.7418 | Cooling | 238.957 | #N/A | #N/A | #N/A | #N/A | 0 | 0 | 0 | 0 | 0 | 1433.7418 | #N/A | #N/A | 88 | 97.94 | 1.1463 | 0.69925 | #N/A | 4.4326 | 0.7965% | 1 | 50% | 0% | 0% | 0% | 8.2745 | 0 | 0 | 0 | 8.2745 | #N/A
2007-07-14 17:00 | 7 | 14 | 17 | 195.6669 | 4673 | 82.94 | 68 | 1001 | 82.94 | 0 | 1737.3235 | Cooling | 289.5539 | #N/A | #N/A | #N/A | #N/A | 0 | 0 | 0 | 0 | 0 | 1737.3235 | #N/A | #N/A | 88 | 97.94 | 1.1463 | 0.69925 | #N/A | 5.3712 | 0.9652% | 1 | 50% | 0% | 0% | 0% | 8.2745 | 0 | 0 | 0 | 8.2745 | #N/A
2007-07-14 18:00 | 7 | 14 | 18 | 195.7086 | 4674 | 78.98 | 69.08 | 1001 | 78.98 | 0 | 1890.9286 | Cooling | 315.1548 | #N/A | #N/A | #N/A | #N/A | 0 | 0 | 0 | 0 | 0 | 1890.9286 | #N/A | #N/A | 88 | 93.98 | 1.0962 | 0.66867 | #N/A | 5.846 | 1.051% | 1 | 50% | 0% | 0% | 0% | 8.2745 | 0 | 0 | 0 | 8.2745 | #N/A
2007-07-14 19:00 | 7 | 14 | 19 | 195.7503 | 4675 | 78.08 | 69.08 | 1001 | 78.08 | 0 | 1657.1663 | Cooling | 276.1944 | #N/A | #N/A | #N/A | #N/A | 0 | 0 | 0 | 0 | 0 | 1657.1663 | #N/A | #N/A | 88 | 93.08 | 1.085 | 0.66186 | #N/A | 5.1233 | 0.9206% | 1 | 50% | 0% | 0% | 0% | 8.2745 | 0 | 0 | 0 | 8.2745 | #N/A
2007-07-14 20:00 | 7 | 14 | 20 | 195.7919 | 4676 | 78.08 | 68 | 1001 | 78.08 | 0 | 1454.8569 | Cooling | 242.4762 | #N/A | #N/A | #N/A | #N/A | 0 | 0 | 0 | 0 | 0 | 1454.8569 | #N/A | #N/A | 88 | 93.08 | 1.085 | 0.66186 | #N/A | 4.4979 | 0.8083% | 1 | 50% | 0% | 0% | 0% | 8.2745 | 0 | 0 | 0 | 8.2745 | #N/A
2007-07-14 21:00 | 7 | 14 | 21 | 195.8336 | 4677 | 77 | 68 | 1001 | 77 | 0 | 1157.6063 | Cooling | 192.9344 | #N/A | #N/A | #N/A | #N/A | 0 | 0 | 0 | 0 | 0 | 1157.6063 | #N/A | #N/A | 88 | 92 | 1.0717 | 0.65376 | #N/A | 3.5789 | 0.6431% | 1 | 50% | 0% | 0% | 0% | 8.2745 | 0 | 0 | 0 | 8.2745 | #N/A
2007-07-14 22:00 | 7 | 14 | 22 | 195.8753 | 4678 | 75.92 | 66.92 | 1000 | 75.92 | 0 | 805.947 | Cooling | 134.3245 | #N/A | #N/A | #N/A | #N/A | 0 | 0 | 0 | 0 | 0 | 805.947 | #N/A | #N/A | 88 | 90.92 | 1.0586 | 0.64573 | #N/A | 2.4917 | 0.4477% | 1 | 50% | 0% | 0% | 0% | 8.2745 | 0 | 0 | 0 | 8.2745 | #N/A
2007-07-14 23:00 | 7 | 14 | 23 | 195.9169 | 4679 | 75.92 | 66.92 | 1000 | 75.92 | 0 | 456.9293 | Cooling | 76.1549 | #N/A | #N/A | #N/A | #N/A | 0 | 0 | 0 | 0 | 0 | 456.9293 | #N/A | #N/A | 88 | 90.92 | 1.0586 | 0.64573 | #N/A | 1.4127 | 0.2538% | 1 | 50% | 0% | 0% | 0% | 8.2745 | 0 | 0 | 0 | 8.2745 | #N/A
2007-07-15 | 7 | 15 | 0 | 195.9586 | 4680 | 73.94 | 66.92 | 1000 | 73.94 | 0 | 509.4705 | Cooling | 84.9117 | #N/A | #N/A | #N/A | #N/A | 0 | 0 | 0 | 0 | 0 | 509.4705 | #N/A | #N/A | 88 | 88.94 | 1.0348 | 0.63121 | #N/A | 1.5751 | 0.283% | 1 | 50% | 0% | 0% | 0% | 8.2745 | 0 | 0 | 0 | 8.2745 | #N/A
2007-07-15 01:00 | 7 | 15 | 1 | 196.0003 | 4681 | 73.94 | 66.92 | 1000 | 73.94 | 0 | 498.341 | Cooling | 83.0568 | #N/A | #N/A | #N/A | #N/A | 0 | 0 | 0 | 0 | 0 | 498.341 | #N/A | #N/A | 88 | 88.94 | 1.0348 | 0.63121 | #N/A | 1.5407 | 0.2769% | 1 | 50% | 0% | 0% | 0% | 8.2745 | 0 | 0 | 0 | 8.2745 | #N/A
2007-07-15 02:00 | 7 | 15 | 2 | 196.0419 | 4682 | 73.94 | 68 | 1000 | 73.94 | 0 | 482.7629 | Cooling | 80.4605 | #N/A | #N/A | #N/A | #N/A | 0 | 0 | 0 | 0 | 0 | 482.7629 | #N/A | #N/A | 88 | 88.94 | 1.0348 | 0.63121 | #N/A | 1.4925 | 0.2682% | 1 | 50% | 0% | 0% | 0% | 8.2745 | 0 | 0 | 0 | 8.2745 | #N/A
2007-07-15 03:00 | 7 | 15 | 3 | 196.0836 | 4683 | 73.04 | 68 | 999 | 73.04 | 0 | 457.1569 | Cooling | 76.1928 | #N/A | #N/A | #N/A | #N/A | 0 | 0 | 0 | 0 | 0 | 457.1569 | #N/A | #N/A | 88 | 88.04 | 1.0241 | 0.6247 | #N/A | 1.4134 | 0.254% | 1 | 50% | 0% | 0% | 0% | 8.2745 | 0 | 0 | 0 | 8.2745 | #N/A
2007-07-15 04:00 | 7 | 15 | 4 | 196.1253 | 4684 | 71.06 | 68 | 999 | 71.06 | 0 | 447.94 | Cooling | 74.6567 | #N/A | #N/A | #N/A | #N/A | 0 | 0 | 0 | 0 | 0 | 447.94 | #N/A | #N/A | 88 | 86.06 | 1.0009 | 0.61054 | #N/A | 1.3849 | 0.2489% | 1 | 50% | 0% | 0% | 0% | 8.2745 | 0 | 0 | 0 | 8.2745 | #N/A
2007-07-15 05:00 | 7 | 15 | 5 | 196.1669 | 4685 | 71.06 | 68 | 999 | 71.06 | 0 | 573.0495 | Cooling | 95.5083 | #N/A | #N/A | #N/A | #N/A | 0 | 0 | 0 | 0 | 0 | 573.0495 | #N/A | #N/A | 88 | 86.06 | 1.0009 | 0.61054 | #N/A | 1.7717 | 0.3184% | 1 | 50% | 0% | 0% | 0% | 8.2745 | 0 | 0 | 0 | 8.2745 | #N/A
2007-07-15 06:00 | 7 | 15 | 6 | 196.2086 | 4686 | 71.96 | 68 | 999 | 71.96 | 0 | 3498.1117 | Cooling | 583.0186 | #N/A | #N/A | #N/A | #N/A | 0 | 0 | 0 | 0 | 0 | 3498.1117 | #N/A | #N/A | 88 | 86.96 | 1.0114 | 0.61695 | #N/A | 10.8149 | 1.943% | 1 | 50% | 0% | 0% | 0% | 8.2745 | 0 | 0 | 0 | 8.2745 | #N/A
2007-07-15 07:00 | 7 | 15 | 7 | 196.2503 | 4687 | 71.96 | 69.08 | 999 | 71.96 | 0 | 3578.0087 | Cooling | 596.3348 | #N/A | #N/A | #N/A | #N/A | 0 | 0 | 0 | 0 | 0 | 3578.0087 | #N/A | #N/A | 88 | 86.96 | 1.0114 | 0.61695 | #N/A | 11.0619 | 1.988% | 1 | 50% | 0% | 0% | 0% | 8.2745 | 0 | 0 | 0 | 8.2745 | #N/A
2007-07-15 08:00 | 7 | 15 | 8 | 196.2919 | 4688 | 68 | 69.08 | 999 | 68 | 0 | 3836.9288 | Cooling | 639.4881 | #N/A | #N/A | #N/A | #N/A | 0 | 0 | 0 | 0 | 0 | 3836.9288 | #N/A | #N/A | 88 | 83 | 0.96585 | 0.58917 | #N/A | 11.8623 | 2.132% | 1 | 50% | 0% | 0% | 0% | 8.2745 | 0 | 0 | 0 | 8.2745 | #N/A
2007-07-15 09:00 | 7 | 15 | 9 | 196.3336 | 4689 | 66.02 | 69.98 | 999 | 66.02 | 0 | 3490.8263 | Cooling | 581.8044 | #N/A | #N/A | #N/A | #N/A | 0 | 0 | 0 | 0 | 0 | 3490.8263 | #N/A | #N/A | 88 | 81.02 | 0.9437 | 0.57566 | #N/A | 10.7923 | 1.939% | 1 | 50% | 0% | 0% | 0% | 8.2745 | 0 | 0 | 0 | 8.2745 | #N/A
2007-07-15 10:00 | 7 | 15 | 10 | 196.3753 | 4690 | 66.02 | 69.98 | 998 | 66.02 | 0 | 2950.1844 | Cooling | 491.6974 | #N/A | #N/A | #N/A | #N/A | 0 | 0 | 0 | 0 | 0 | 2950.1844 | #N/A | #N/A | 88 | 81.02 | 0.9437 | 0.57566 | #N/A | 9.1209 | 1.639% | 1 | 50% | 0% | 0% | 0% | 8.2745 | 0 | 0 | 0 | 8.2745 | #N/A
2007-07-15 11:00 | 7 | 15 | 11 | 196.4169 | 4691 | 64.94 | 69.98 | 998 | 64.94 | 0 | 2948.4676 | Cooling | 491.4113 | #N/A | #N/A | #N/A | #N/A | 0 | 0 | 0 | 0 | 0 | 2948.4676 | #N/A | #N/A | 88 | 79.94 | 0.9318 | 0.5684 | #N/A | 9.1156 | 1.638% | 1 | 50% | 0% | 0% | 0% | 8.2745 | 0 | 0 | 0 | 8.2745 | #N/A
2007-07-15 12:00 | 7 | 15 | 12 | 196.4586 | 4692 | 71.06 | 69.08 | 997 | 71.06 | 0 | 2835.6583 | Cooling | 472.6097 | #N/A | #N/A | #N/A | #N/A | 0 | 0 | 0 | 0 | 0 | 2835.6583 | #N/A | #N/A | 88 | 86.06 | 1.0009 | 0.61054 | #N/A | 8.7668 | 1.575% | 1 | 50% | 0% | 0% | 0% | 8.2745 | 0 | 0 | 0 | 8.2745 | #N/A
2007-07-15 13:00 | 7 | 15 | 13 | 196.5003 | 4693 | 71.96 | 69.98 | 997 | 71.96 | 0 | 2913.969 | Cooling | 485.6615 | #N/A | #N/A | #N/A | #N/A | 0 | 0 | 0 | 0 | 0 | 2913.969 | #N/A | #N/A | 88 | 86.96 | 1.0114 | 0.61695 | #N/A | 9.0089 | 1.619% | 1 | 50% | 0% | 0% | 0% | 8.2745 | 0 | 0 | 0 | 8.2745 | #N/A
2007-07-15 14:00 | 7 | 15 | 14 | 196.5419 | 4694 | 71.96 | 73.04 | 996 | 71.96 | 0 | 3113.9952 | Cooling | 518.9992 | #N/A | #N/A | #N/A | #N/A | 0 | 0 | 0 | 0 | 0 | 3113.9952 | #N/A | #N/A | 88 | 86.96 | 1.0114 | 0.61695 | #N/A | 9.6273 | 1.73% | 1 | 50% | 0% | 0% | 0% | 8.2745 | 0 | 0 | 0 | 8.2745 | #N/A
2007-07-15 15:00 | 7 | 15 | 15 | 196.5836 | 4695 | 75.02 | 71.96 | 996 | 75.02 | 0 | 3182.3803 | Cooling | 530.3967 | #N/A | #N/A | #N/A | #N/A | 0 | 0 | 0 | 0 | 0 | 3182.3803 | #N/A | #N/A | 88 | 90.02 | 1.0477 | 0.6391 | #N/A | 9.8387 | 1.768% | 1 | 50% | 0% | 0% | 0% | 8.2745 | 0 | 0 | 0 | 8.2745 | #N/A
2007-07-15 16:00 | 7 | 15 | 16 | 196.6253 | 4696 | 73.94 | 71.06 | 996 | 73.94 | 0 | 3221.2779 | Cooling | 536.8796 | #N/A | #N/A | #N/A | #N/A | 0 | 0 | 0 | 0 | 0 | 3221.2779 | #N/A | #N/A | 88 | 88.94 | 1.0348 | 0.63121 | #N/A | 9.959 | 1.79% | 1 | 50% | 0% | 0% | 0% | 8.2745 | 0 | 0 | 0 | 8.2745 | #N/A
2007-07-15 17:00 | 7 | 15 | 17 | 196.6669 | 4697 | 73.94 | 69.98 | 997 | 73.94 | 0 | 3485.83 | Cooling | 580.9717 | #N/A | #N/A | #N/A | #N/A | 0 | 0 | 0 | 0 | 0 | 3485.83 | #N/A | #N/A | 88 | 88.94 | 1.0348 | 0.63121 | #N/A | 10.7769 | 1.937% | 1 | 50% | 0% | 0% | 0% | 8.2745 | 0 | 0 | 0 | 8.2745 | #N/A
2007-07-15 18:00 | 7 | 15 | 18 | 196.7086 | 4698 | 71.96 | 71.06 | 998 | 71.96 | 0 | 4063.972 | Cooling | 677.3287 | #N/A | #N/A | #N/A | #N/A | 0 | 0 | 0 | 0 | 0 | 4063.972 | #N/A | #N/A | 88 | 86.96 | 1.0114 | 0.61695 | #N/A | 12.5643 | 2.258% | 1 | 50% | 0% | 0% | 0% | 8.2745 | 0 | 0 | 0 | 8.2745 | #N/A
2007-07-15 19:00 | 7 | 15 | 19 | 196.7503 | 4699 | 69.98 | 71.96 | 999 | 69.98 | 0 | 4057.6276 | Cooling | 676.2713 | #N/A | #N/A | #N/A | #N/A | 0 | 0 | 0 | 0 | 0 | 4057.6276 | #N/A | #N/A | 88 | 84.98 | 0.98841 | 0.60293 | #N/A | 12.5447 | 2.254% | 1 | 50% | 0% | 0% | 0% | 8.2745 | 0 | 0 | 0 | 8.2745 | #N/A