2007-07-28 19:00 | 7 | 28 | 19 | 209.7503 | 5011 | 80.96 | 66.02 | 1005 | 80.96 | 0 | 830.848 | Cooling | 138.4747 | #N/A | #N/A | #N/A | #N/A | 0 | 0 | 0 | 0 | 0 | 830.848 | #N/A | #N/A | 88 | 95.96 | 3.2368 | #N/A | 2.5687 | 0.4616% | 1 | 50% | 0% | 0% | 0% | 8.2745 | 0 | 0 | 0 | 8.2745 | #N/A
2007-07-28 20:00 | 7 | 28 | 20 | 209.792 | 5012 | 80.96 | 68 | 1005 | 80.96 | 0 | 1592.2638 | Cooling | 265.3773 | #N/A | #N/A | #N/A | #N/A | 0 | 0 | 0 | 0 | 0 | 1592.2638 | #N/A | #N/A | 88 | 95.96 | 3.2368 | #N/A | 4.9227 | 0.8846% | 1 | 50% | 0% | 0% | 0% | 8.2745 | 0 | 0 | 0 | 8.2745 | #N/A
2007-07-28 21:00 | 7 | 28 | 21 | 209.8336 | 5013 | 78.08 | 69.08 | 1005 | 78.08 | 0 | 1245.3035 | Cooling | 207.5506 | #N/A | #N/A | #N/A | #N/A | 0 | 0 | 0 | 0 | 0 | 1245.3035 | #N/A | #N/A | 88 | 93.08 | 3.4336 | #N/A | 3.85 | 0.6918% | 1 | 50% | 0% | 0% | 0% | 8.2745 | 0 | 0 | 0 | 8.2745 | #N/A
2007-07-28 22:00 | 7 | 28 | 22 | 209.8753 | 5014 | 75.92 | 68 | 1005 | 75.92 | 0 | 965.2195 | Cooling | 160.8699 | #N/A | #N/A | #N/A | #N/A | 0 | 0 | 0 | 0 | 0 | 965.2195 | #N/A | #N/A | 88 | 90.92 | 3.5812 | #N/A | 2.9841 | 0.5362% | 1 | 50% | 0% | 0% | 0% | 8.2745 | 0 | 0 | 0 | 8.2745 | #N/A
2007-07-28 23:00 | 7 | 28 | 23 | 209.917 | 5015 | 75.92 | 66.92 | 1005 | 75.92 | 0 | 630.6938 | Cooling | 105.1156 | #N/A | #N/A | #N/A | #N/A | 0 | 0 | 0 | 0 | 0 | 630.6938 | #N/A | #N/A | 88 | 90.92 | 3.5812 | #N/A | 1.9499 | 0.3504% | 1 | 50% | 0% | 0% | 0% | 8.2745 | 0 | 0 | 0 | 8.2745 | #N/A
2007-07-29 | 7 | 29 | 0 | 209.9586 | 5016 | 77 | 66.02 | 1004 | 77 | 0 | 552.8343 | Cooling | 92.139 | #N/A | #N/A | #N/A | #N/A | 0 | 0 | 0 | 0 | 0 | 552.8343 | #N/A | #N/A | 88 | 92 | 3.5074 | #N/A | 1.7092 | 0.3071% | 1 | 50% | 0% | 0% | 0% | 8.2745 | 0 | 0 | 0 | 8.2745 | #N/A
2007-07-29 01:00 | 7 | 29 | 1 | 210.0003 | 5017 | 75.02 | 66.02 | 1004 | 75.02 | 0 | 453.3077 | Cooling | 75.5513 | #N/A | #N/A | #N/A | #N/A | 0 | 0 | 0 | 0 | 0 | 453.3077 | #N/A | #N/A | 88 | 90.02 | 3.6427 | #N/A | 1.4015 | 0.2518% | 1 | 50% | 0% | 0% | 0% | 8.2745 | 0 | 0 | 0 | 8.2745 | #N/A
2007-07-29 02:00 | 7 | 29 | 2 | 210.042 | 5018 | 75.02 | 64.94 | 1004 | 75.02 | 0 | 398.5076 | Cooling | 66.4179 | #N/A | #N/A | #N/A | #N/A | 0 | 0 | 0 | 0 | 0 | 398.5076 | #N/A | #N/A | 88 | 90.02 | 3.6427 | #N/A | 1.232 | 0.2214% | 1 | 50% | 0% | 0% | 0% | 8.2745 | 0 | 0 | 0 | 8.2745 | #N/A
2007-07-29 03:00 | 7 | 29 | 3 | 210.0836 | 5019 | 69.98 | 64.94 | 1004 | 69.98 | 0 | 381.3227 | Cooling | 63.5538 | #N/A | #N/A | #N/A | #N/A | 0 | 0 | 0 | 0 | 0 | 381.3227 | #N/A | #N/A | 88 | 84.98 | 3.9871 | #N/A | 1.1789 | 0.2118% | 1 | 50% | 0% | 0% | 0% | 8.2745 | 0 | 0 | 0 | 8.2745 | #N/A
2007-07-29 04:00 | 7 | 29 | 4 | 210.1253 | 5020 | 68 | 64.94 | 1004 | 68 | 0 | 377.5027 | Cooling | 62.9171 | #N/A | #N/A | #N/A | #N/A | 0 | 0 | 0 | 0 | 0 | 377.5027 | #N/A | #N/A | 88 | 83 | 4.1224 | #N/A | 1.1671 | 0.2097% | 1 | 50% | 0% | 0% | 0% | 8.2745 | 0 | 0 | 0 | 8.2745 | #N/A
2007-07-29 05:00 | 7 | 29 | 5 | 210.167 | 5021 | 68 | 64.04 | 1005 | 68 | 0 | 416.6488 | Cooling | 69.4415 | #N/A | #N/A | #N/A | #N/A | 0 | 0 | 0 | 0 | 0 | 416.6488 | #N/A | #N/A | 88 | 83 | 4.1224 | #N/A | 1.2881 | 0.2315% | 1 | 50% | 0% | 0% | 0% | 8.2745 | 0 | 0 | 0 | 8.2745 | #N/A
2007-07-29 06:00 | 7 | 29 | 6 | 210.2086 | 5022 | 69.08 | 64.04 | 1005 | 69.08 | 0 | 1901.8289 | Cooling | 316.9715 | #N/A | #N/A | #N/A | #N/A | 0 | 0 | 0 | 0 | 0 | 1901.8289 | #N/A | #N/A | 88 | 84.08 | 4.0486 | #N/A | 5.8797 | 1.057% | 1 | 50% | 0% | 0% | 0% | 8.2745 | 0 | 0 | 0 | 8.2745 | #N/A
2007-07-29 07:00 | 7 | 29 | 7 | 210.2503 | 5023 | 73.04 | 64.94 | 1005 | 73.04 | 0 | 2057.4069 | Cooling | 342.9012 | #N/A | #N/A | #N/A | #N/A | 0 | 0 | 0 | 0 | 0 | 2057.4069 | #N/A | #N/A | 88 | 88.04 | 3.778 | #N/A | 6.3607 | 1.143% | 1 | 50% | 0% | 0% | 0% | 8.2745 | 0 | 0 | 0 | 8.2745 | #N/A
2007-07-29 08:00 | 7 | 29 | 8 | 210.292 | 5024 | 73.04 | 66.02 | 1005 | 73.04 | 0 | 2438.5282 | Cooling | 406.4214 | #N/A | #N/A | #N/A | #N/A | 0 | 0 | 0 | 0 | 0 | 2438.5282 | #N/A | #N/A | 88 | 88.04 | 3.778 | #N/A | 7.539 | 1.355% | 1 | 50% | 0% | 0% | 0% | 8.2745 | 0 | 0 | 0 | 8.2745 | #N/A
2007-07-29 09:00 | 7 | 29 | 9 | 210.3336 | 5025 | 80.96 | 66.92 | 1005 | 80.96 | 0 | 2150.6381 | Cooling | 358.4397 | #N/A | #N/A | #N/A | #N/A | 0 | 0 | 0 | 0 | 0 | 2150.6381 | #N/A | #N/A | 88 | 95.96 | 3.2368 | #N/A | 6.649 | 1.195% | 1 | 50% | 0% | 0% | 0% | 8.2745 | 0 | 0 | 0 | 8.2745 | #N/A
2007-07-29 10:00 | 7 | 29 | 10 | 210.3753 | 5026 | 84.02 | 66.92 | 1004 | 84.02 | 0 | 2069.2884 | Cooling | 344.8814 | #N/A | #N/A | #N/A | #N/A | 0 | 0 | 0 | 0 | 0 | 2069.2884 | #N/A | #N/A | 88 | 99.02 | 3.0277 | #N/A | 6.3975 | 1.15% | 1 | 50% | 0% | 0% | 0% | 8.2745 | 0 | 0 | 0 | 8.2745 | #N/A
2007-07-29 11:00 | 7 | 29 | 11 | 210.417 | 5027 | 84.02 | 64.94 | 1003 | 84.02 | 0 | 2081.1241 | Cooling | 346.854 | #N/A | #N/A | #N/A | #N/A | 0 | 0 | 0 | 0 | 0 | 2081.1241 | #N/A | #N/A | 88 | 99.02 | 3.0277 | #N/A | 6.4341 | 1.156% | 1 | 50% | 0% | 0% | 0% | 8.2745 | 0 | 0 | 0 | 8.2745 | #N/A
2007-07-29 12:00 | 7 | 29 | 12 | 210.4586 | 5028 | 89.06 | 64.04 | 1003 | 89.06 | 0 | 1999.7079 | Cooling | 333.2847 | #N/A | #N/A | #N/A | #N/A | 0 | 0 | 0 | 0 | 0 | 1999.7079 | #N/A | #N/A | 88 | 104.06 | 2.6833 | #N/A | 6.1823 | 1.111% | 1 | 50% | 0% | 0% | 0% | 8.2745 | 0 | 0 | 0 | 8.2745 | #N/A
2007-07-29 13:00 | 7 | 29 | 13 | 210.5003 | 5029 | 91.04 | 62.96 | 1002 | 91.04 | 0 | 1995.9711 | Cooling | 332.6618 | #N/A | #N/A | #N/A | #N/A | 0 | 0 | 0 | 0 | 0 | 1995.9711 | #N/A | #N/A | 88 | 106.04 | 2.548 | #N/A | 6.1708 | 1.109% | 1 | 50% | 0% | 0% | 0% | 8.2745 | 0 | 0 | 0 | 8.2745 | #N/A
2007-07-29 14:00 | 7 | 29 | 14 | 210.542 | 5030 | 91.04 | 62.96 | 1002 | 91.04 | 0 | 2040.1097 | Cooling | 340.0183 | #N/A | #N/A | #N/A | #N/A | 0 | 0 | 0 | 0 | 0 | 2040.1097 | #N/A | #N/A | 88 | 106.04 | 2.548 | #N/A | 6.3073 | 1.133% | 1 | 50% | 0% | 0% | 0% | 8.2745 | 0 | 0 | 0 | 8.2745 | #N/A
2007-07-29 15:00 | 7 | 29 | 15 | 210.5836 | 5031 | 93.92 | 64.04 | 1001 | 93.92 | 0 | 2083.208 | Cooling | 347.2013 | #N/A | #N/A | #N/A | #N/A | 0 | 0 | 0 | 0 | 0 | 2083.208 | #N/A | #N/A | 88 | 108.92 | 2.3512 | #N/A | 6.4405 | 1.157% | 1 | 50% | 0% | 0% | 0% | 8.2745 | 0 | 0 | 0 | 8.2745 | #N/A
2007-07-29 16:00 | 7 | 29 | 16 | 210.6253 | 5032 | 91.94 | 66.02 | 1001 | 91.94 | 0 | 2195.6294 | Cooling | 365.9382 | #N/A | #N/A | #N/A | #N/A | 0 | 0 | 0 | 0 | 0 | 2195.6294 | #N/A | #N/A | 88 | 106.94 | 2.4865 | #N/A | 6.7881 | 1.22% | 1 | 50% | 0% | 0% | 0% | 8.2745 | 0 | 0 | 0 | 8.2745 | #N/A
2007-07-29 17:00 | 7 | 29 | 17 | 210.667 | 5033 | 91.94 | 66.02 | 1001 | 91.94 | 0 | 2185.473 | Cooling | 364.2455 | #N/A | #N/A | #N/A | #N/A | 0 | 0 | 0 | 0 | 0 | 2185.473 | #N/A | #N/A | 88 | 106.94 | 2.4865 | #N/A | 6.7567 | 1.214% | 1 | 50% | 0% | 0% | 0% | 8.2745 | 0 | 0 | 0 | 8.2745 | #N/A
2007-07-29 18:00 | 7 | 29 | 18 | 210.7086 | 5034 | 89.96 | 69.08 | 1000 | 89.96 | 0 | 2109.0426 | Cooling | 351.5071 | #N/A | #N/A | #N/A | #N/A | 0 | 0 | 0 | 0 | 0 | 2109.0426 | #N/A | #N/A | 88 | 104.96 | 2.6218 | #N/A | 6.5204 | 1.172% | 1 | 50% | 0% | 0% | 0% | 8.2745 | 0 | 0 | 0 | 8.2745 | #N/A
2007-07-29 19:00 | 7 | 29 | 19 | 210.7503 | 5035 | 87.98 | 69.98 | 1000 | 87.98 | 0 | 2064.4015 | Cooling | 344.0669 | #N/A | #N/A | #N/A | #N/A | 0 | 0 | 0 | 0 | 0 | 2064.4015 | #N/A | #N/A | 88 | 102.98 | 2.7571 | #N/A | 6.3824 | 1.147% | 1 | 50% | 0% | 0% | 0% | 8.2745 | 0 | 0 | 0 | 8.2745 | #N/A
2007-07-29 20:00 | 7 | 29 | 20 | 210.792 | 5036 | 87.98 | 68 | 1000 | 87.98 | 0 | 2041.8175 | Cooling | 340.3029 | #N/A | #N/A | #N/A | #N/A | 0 | 0 | 0 | 0 | 0 | 2041.8175 | #N/A | #N/A | 88 | 102.98 | 2.7571 | #N/A | 6.3125 | 1.134% | 1 | 50% | 0% | 0% | 0% | 8.2745 | 0 | 0 | 0 | 8.2745 | #N/A
2007-07-29 21:00 | 7 | 29 | 21 | 210.8336 | 5037 | 78.08 | 68 | 1001 | 78.08 | 0 | 2468.8507 | Cooling | 411.4751 | #N/A | #N/A | #N/A | #N/A | 0 | 0 | 0 | 0 | 0 | 2468.8507 | #N/A | #N/A | 88 | 93.08 | 3.4336 | #N/A | 7.6328 | 1.372% | 1 | 50% | 0% | 0% | 0% | 8.2745 | 0 | 0 | 0 | 8.2745 | #N/A
2007-07-29 22:00 | 7 | 29 | 22 | 210.8753 | 5038 | 77 | 68 | 1000 | 77 | 0 | 1023.0226 | Cooling | 170.5038 | #N/A | #N/A | #N/A | #N/A | 0 | 0 | 0 | 0 | 0 | 1023.0226 | #N/A | #N/A | 88 | 92 | 3.5074 | #N/A | 3.1628 | 0.5683% | 1 | 50% | 0% | 0% | 0% | 8.2745 | 0 | 0 | 0 | 8.2745 | #N/A
2007-07-29 23:00 | 7 | 29 | 23 | 210.917 | 5039 | 77 | 66.92 | 1000 | 77 | 0 | 1065.5377 | Cooling | 177.5896 | #N/A | #N/A | #N/A | #N/A | 0 | 0 | 0 | 0 | 0 | 1065.5377 | #N/A | #N/A | 88 | 92 | 3.5074 | #N/A | 3.2942 | 0.592% | 1 | 50% | 0% | 0% | 0% | 8.2745 | 0 | 0 | 0 | 8.2745 | #N/A
2007-07-30 | 7 | 30 | 0 | 210.9586 | 5040 | 75.92 | 66.02 | 1000 | 75.92 | 0 | 864.4928 | Cooling | 144.0821 | #N/A | #N/A | #N/A | #N/A | 0 | 0 | 0 | 0 | 0 | 864.4928 | #N/A | #N/A | 88 | 90.92 | 3.5812 | #N/A | 2.6727 | 0.4803% | 1 | 50% | 0% | 0% | 0% | 8.2745 | 0 | 0 | 0 | 8.2745 | #N/A
2007-07-30 01:00 | 7 | 30 | 1 | 211.0003 | 5041 | 73.94 | 64.94 | 1000 | 73.94 | 0 | 732.5564 | Cooling | 122.0927 | #N/A | #N/A | #N/A | #N/A | 0 | 0 | 0 | 0 | 0 | 732.5564 | #N/A | #N/A | 88 | 88.94 | 3.7165 | #N/A | 2.2648 | 0.407% | 1 | 50% | 0% | 0% | 0% | 8.2745 | 0 | 0 | 0 | 8.2745 | #N/A
2007-07-30 02:00 | 7 | 30 | 2 | 211.042 | 5042 | 73.94 | 62.96 | 1000 | 73.94 | 0 | 602.3952 | Cooling | 100.3992 | #N/A | #N/A | #N/A | #N/A | 0 | 0 | 0 | 0 | 0 | 602.3952 | #N/A | #N/A | 88 | 88.94 | 3.7165 | #N/A | 1.8624 | 0.3347% | 1 | 50% | 0% | 0% | 0% | 8.2745 | 0 | 0 | 0 | 8.2745 | #N/A
2007-07-30 03:00 | 7 | 30 | 3 | 211.0836 | 5043 | 75.02 | 62.96 | 1000 | 75.02 | 0 | 481.85 | Cooling | 80.3083 | #N/A | #N/A | #N/A | #N/A | 0 | 0 | 0 | 0 | 0 | 481.85 | #N/A | #N/A | 88 | 90.02 | 3.6427 | #N/A | 1.4897 | 0.2677% | 1 | 50% | 0% | 0% | 0% | 8.2745 | 0 | 0 | 0 | 8.2745 | #N/A
2007-07-30 04:00 | 7 | 30 | 4 | 211.1253 | 5044 | 75.02 | 62.96 | 1000 | 75.02 | 0 | 443.7365 | Cooling | 73.9561 | #N/A | #N/A | #N/A | #N/A | 0 | 0 | 0 | 0 | 0 | 443.7365 | #N/A | #N/A | 88 | 90.02 | 3.6427 | #N/A | 1.3719 | 0.2465% | 1 | 50% | 0% | 0% | 0% | 8.2745 | 0 | 0 | 0 | 8.2745 | #N/A
2007-07-30 05:00 | 7 | 30 | 5 | 211.167 | 5045 | 75.02 | 62.96 | 1000 | 75.02 | 0 | 482.8887 | Cooling | 80.4815 | #N/A | #N/A | #N/A | #N/A | 0 | 0 | 0 | 0 | 0 | 482.8887 | #N/A | #N/A | 88 | 90.02 | 3.6427 | #N/A | 1.4929 | 0.2683% | 1 | 50% | 0% | 0% | 0% | 8.2745 | 0 | 0 | 0 | 8.2745 | #N/A
2007-07-30 06:00 | 7 | 30 | 6 | 211.2086 | 5046 | 75.02 | 64.04 | 1000 | 75.02 | 0 | 1937.8767 | Cooling | 322.9795 | #N/A | #N/A | #N/A | #N/A | 0 | 0 | 0 | 0 | 0 | 1937.8767 | #N/A | #N/A | 88 | 90.02 | 3.6427 | #N/A | 5.9912 | 1.077% | 1 | 50% | 0% | 0% | 0% | 8.2745 | 0 | 0 | 0 | 8.2745 | #N/A
2007-07-30 07:00 | 7 | 30 | 7 | 211.2503 | 5047 | 77 | 64.94 | 1000 | 77 | 0 | 2138.7069 | Cooling | 356.4512 | #N/A | #N/A | #N/A | #N/A | 0 | 0 | 0 | 0 | 0 | 2138.7069 | #N/A | #N/A | 88 | 92 | 3.5074 | #N/A | 6.6121 | 1.188% | 1 | 50% | 0% | 0% | 0% | 8.2745 | 0 | 0 | 0 | 8.2745 | #N/A
2007-07-30 08:00 | 7 | 30 | 8 | 211.292 | 5048 | 77 | 66.92 | 1000 | 77 | 0 | 2388.7089 | Cooling | 398.1181 | #N/A | #N/A | #N/A | #N/A | 0 | 0 | 0 | 0 | 0 | 2388.7089 | #N/A | #N/A | 88 | 92 | 3.5074 | #N/A | 7.385 | 1.327% | 1 | 50% | 0% | 0% | 0% | 8.2745 | 0 | 0 | 0 | 8.2745 | #N/A
2007-07-30 09:00 | 7 | 30 | 9 | 211.3336 | 5049 | 80.06 | 68 | 999 | 80.06 | 0 | 2168.4748 | Cooling | 361.4125 | #N/A | #N/A | #N/A | #N/A | 0 | 0 | 0 | 0 | 0 | 2168.4748 | #N/A | #N/A | 88 | 95.06 | 3.2983 | #N/A | 6.7041 | 1.205% | 1 | 50% | 0% | 0% | 0% | 8.2745 | 0 | 0 | 0 | 8.2745 | #N/A
2007-07-30 10:00 | 7 | 30 | 10 | 211.3753 | 5050 | 84.02 | 66.92 | 999 | 84.02 | 0 | 2128.651 | Cooling | 354.7752 | #N/A | #N/A | #N/A | #N/A | 0 | 0 | 0 | 0 | 0 | 2128.651 | #N/A | #N/A | 88 | 99.02 | 3.0277 | #N/A | 6.581 | 1.183% | 1 | 50% | 0% | 0% | 0% | 8.2745 | 0 | 0 | 0 | 8.2745 | #N/A
2007-07-30 11:00 | 7 | 30 | 11 | 211.417 | 5051 | 84.02 | 64.04 | 998 | 84.02 | 0 | 2097.1459 | Cooling | 349.5243 | #N/A | #N/A | #N/A | #N/A | 0 | 0 | 0 | 0 | 0 | 2097.1459 | #N/A | #N/A | 88 | 99.02 | 3.0277 | #N/A | 6.4836 | 1.165% | 1 | 50% | 0% | 0% | 0% | 8.2745 | 0 | 0 | 0 | 8.2745 | #N/A
2007-07-30 12:00 | 7 | 30 | 12 | 211.4586 | 5052 | 84.02 | 64.94 | 997 | 84.02 | 0 | 2024.9553 | Cooling | 337.4926 | #N/A | #N/A | #N/A | #N/A | 0 | 0 | 0 | 0 | 0 | 2024.9553 | #N/A | #N/A | 88 | 99.02 | 3.0277 | #N/A | 6.2604 | 1.125% | 1 | 50% | 0% | 0% | 0% | 8.2745 | 0 | 0 | 0 | 8.2745 | #N/A
2007-07-30 13:00 | 7 | 30 | 13 | 211.5003 | 5053 | 82.04 | 64.94 | 996 | 82.04 | 0 | 2079.5128 | Cooling | 346.5855 | #N/A | #N/A | #N/A | #N/A | 0 | 0 | 0 | 0 | 0 | 2079.5128 | #N/A | #N/A | 88 | 97.04 | 3.163 | #N/A | 6.4291 | 1.155% | 1 | 50% | 0% | 0% | 0% | 8.2745 | 0 | 0 | 0 | 8.2745 | #N/A
2007-07-30 14:00 | 7 | 30 | 14 | 211.542 | 5054 | 80.06 | 64.04 | 996 | 80.06 | 0 | 2144.2586 | Cooling | 357.3764 | #N/A | #N/A | #N/A | #N/A | 0 | 0 | 0 | 0 | 0 | 2144.2586 | #N/A | #N/A | 88 | 95.06 | 3.2983 | #N/A | 6.6292 | 1.191% | 1 | 50% | 0% | 0% | 0% | 8.2745 | 0 | 0 | 0 | 8.2745 | #N/A
2007-07-30 15:00 | 7 | 30 | 15 | 211.5836 | 5055 | 82.94 | 64.04 | 995 | 82.94 | 0 | 2162.4201 | Cooling | 360.4034 | #N/A | #N/A | #N/A | #N/A | 0 | 0 | 0 | 0 | 0 | 2162.4201 | #N/A | #N/A | 88 | 97.94 | 3.1015 | #N/A | 6.6854 | 1.201% | 1 | 50% | 0% | 0% | 0% | 8.2745 | 0 | 0 | 0 | 8.2745 | #N/A
2007-07-30 16:00 | 7 | 30 | 16 | 211.6253 | 5056 | 84.92 | 62.06 | 995 | 84.92 | 0 | 2182.1914 | Cooling | 363.6986 | #N/A | #N/A | #N/A | #N/A | 0 | 0 | 0 | 0 | 0 | 2182.1914 | #N/A | #N/A | 88 | 99.92 | 2.9662 | #N/A | 6.7465 | 1.212% | 1 | 50% | 0% | 0% | 0% | 8.2745 | 0 | 0 | 0 | 8.2745 | #N/A
2007-07-30 17:00 | 7 | 30 | 17 | 211.667 | 5057 | 84.92 | 62.96 | 995 | 84.92 | 0 | 2146.4232 | Cooling | 357.7372 | #N/A | #N/A | #N/A | #N/A | 0 | 0 | 0 | 0 | 0 | 2146.4232 | #N/A | #N/A | 88 | 99.92 | 2.9662 | #N/A | 6.6359 | 1.192% | 1 | 50% | 0% | 0% | 0% | 8.2745 | 0 | 0 | 0 | 8.2745 | #N/A
2007-07-30 18:00 | 7 | 30 | 18 | 211.7086 | 5058 | 84.02 | 64.94 | 994 | 84.02 | 0 | 2074.9695 | Cooling | 345.8283 | #N/A | #N/A | #N/A | #N/A | 0 | 0 | 0 | 0 | 0 | 2074.9695 | #N/A | #N/A | 88 | 99.02 | 3.0277 | #N/A | 6.415 | 1.153% | 1 | 50% | 0% | 0% | 0% | 8.2745 | 0 | 0 | 0 | 8.2745 | #N/A
2007-07-30 19:00 | 7 | 30 | 19 | 211.7503 | 5059 | 80.06 | 64.04 | 995 | 80.06 | 0 | 1979.0566 | Cooling | 329.8428 | #N/A | #N/A | #N/A | #N/A | 0 | 0 | 0 | 0 | 0 | 1979.0566 | #N/A | #N/A | 88 | 95.06 | 3.2983 | #N/A | 6.1185 | 1.099% | 1 | 50% | 0% | 0% | 0% | 8.2745 | 0 | 0 | 0 | 8.2745 | #N/A
2007-07-30 20:00 | 7 | 30 | 20 | 211.792 | 5060 | 80.06 | 66.02 | 995 | 80.06 | 0 | 1894.9952 | Cooling | 315.8325 | #N/A | #N/A | #N/A | #N/A | 0 | 0 | 0 | 0 | 0 | 1894.9952 | #N/A | #N/A | 88 | 95.06 | 3.2983 | #N/A | 5.8586 | 1.053% | 1 | 50% | 0% | 0% | 0% | 8.2745 | 0 | 0 | 0 | 8.2745 | #N/A
2007-07-30 21:00 | 7 | 30 | 21 | 211.8336 | 5061 | 71.96 | 66.02 | 995 | 71.96 | 0 | 1843.7335 | Cooling | 307.2889 | #N/A | #N/A | #N/A | #N/A | 0 | 0 | 0 | 0 | 0 | 1843.7335 | #N/A | #N/A | 88 | 86.96 | 3.8518 | #N/A | 5.7001 | 1.024% | 1 | 50% | 0% | 0% | 0% | 8.2745 | 0 | 0 | 0 | 8.2745 | #N/A
2007-07-30 22:00 | 7 | 30 | 22 | 211.8753 | 5062 | 69.98 | 66.02 | 994 | 69.98 | 0 | 1180.8261 | Cooling | 196.8043 | #N/A | #N/A | #N/A | #N/A | 0 | 0 | 0 | 0 | 0 | 1180.8261 | #N/A | #N/A | 88 | 84.98 | 3.9871 | #N/A | 3.6507 | 0.656% | 1 | 50% | 0% | 0% | 0% | 8.2745 | 0 | 0 | 0 | 8.2745 | #N/A
2007-07-30 23:00 | 7 | 30 | 23 | 211.917 | 5063 | 69.98 | 66.02 | 994 | 69.98 | 0 | 1242.5086 | Cooling | 207.0848 | #N/A | #N/A | #N/A | #N/A | 0 | 0 | 0 | 0 | 0 | 1242.5086 | #N/A | #N/A | 88 | 84.98 | 3.9871 | #N/A | 3.8414 | 0.6903% | 1 | 50% | 0% | 0% | 0% | 8.2745 | 0 | 0 | 0 | 8.2745 | #N/A
2007-07-31 | 7 | 31 | 0 | 211.9586 | 5064 | 69.98 | 68 | 995 | 69.98 | 0 | 1202.8381 | Cooling | 200.473 | #N/A | #N/A | #N/A | #N/A | 0 | 0 | 0 | 0 | 0 | 1202.8381 | #N/A | #N/A | 88 | 84.98 | 3.9871 | #N/A | 3.7187 | 0.6682% | 1 | 50% | 0% | 0% | 0% | 8.2745 | 0 | 0 | 0 | 8.2745 | #N/A
2007-07-31 01:00 | 7 | 31 | 1 | 212.0003 | 5065 | 68 | 68 | 994 | 68 | 0 | 1184.1397 | Cooling | 197.3566 | #N/A | #N/A | #N/A | #N/A | 0 | 0 | 0 | 0 | 0 | 1184.1397 | #N/A | #N/A | 88 | 83 | 4.1224 | #N/A | 3.6609 | 0.6579% | 1 | 50% | 0% | 0% | 0% | 8.2745 | 0 | 0 | 0 | 8.2745 | #N/A
2007-07-31 02:00 | 7 | 31 | 2 | 212.042 | 5066 | 68 | 68 | 993 | 68 | 0 | 1132.2162 | Cooling | 188.7027 | #N/A | #N/A | #N/A | #N/A | 0 | 0 | 0 | 0 | 0 | 1132.2162 | #N/A | #N/A | 88 | 83 | 4.1224 | #N/A | 3.5004 | 0.629% | 1 | 50% | 0% | 0% | 0% | 8.2745 | 0 | 0 | 0 | 8.2745 | #N/A
2007-07-31 03:00 | 7 | 31 | 3 | 212.0836 | 5067 | 69.08 | 68 | 994 | 69.08 | 0 | 1037.4147 | Cooling | 172.9025 | #N/A | #N/A | #N/A | #N/A | 0 | 0 | 0 | 0 | 0 | 1037.4147 | #N/A | #N/A | 88 | 84.08 | 4.0486 | #N/A | 3.2073 | 0.5763% | 1 | 50% | 0% | 0% | 0% | 8.2745 | 0 | 0 | 0 | 8.2745 | #N/A
2007-07-31 04:00 | 7 | 31 | 4 | 212.1253 | 5068 | 68 | 69.08 | 994 | 68 | 0 | 1003.2416 | Cooling | 167.2069 | #N/A | #N/A | #N/A | #N/A | 0 | 0 | 0 | 0 | 0 | 1003.2416 | #N/A | #N/A | 88 | 83 | 4.1224 | #N/A | 3.1016 | 0.5574% | 1 | 50% | 0% | 0% | 0% | 8.2745 | 0 | 0 | 0 | 8.2745 | #N/A
2007-07-31 05:00 | 7 | 31 | 5 | 212.167 | 5069 | 68 | 69.98 | 994 | 68 | 0 | 1177.3197 | Cooling | 196.2199 | #N/A | #N/A | #N/A | #N/A | 0 | 0 | 0 | 0 | 0 | 1177.3197 | #N/A | #N/A | 88 | 83 | 4.1224 | #N/A | 3.6398 | 0.6541% | 1 | 50% | 0% | 0% | 0% | 8.2745 | 0 | 0 | 0 | 8.2745 | #N/A
2007-07-31 06:00 | 7 | 31 | 6 | 212.2086 | 5070 | 69.98 | 71.06 | 994 | 69.98 | 0 | 2744.3132 | Cooling | 457.3855 | #N/A | #N/A | #N/A | #N/A | 0 | 0 | 0 | 0 | 0 | 2744.3132 | #N/A | #N/A | 88 | 84.98 | 3.9871 | #N/A | 8.4844 | 1.525% | 1 | 50% | 0% | 0% | 0% | 8.2745 | 0 | 0 | 0 | 8.2745 | #N/A
2007-07-31 07:00 | 7 | 31 | 7 | 212.2503 | 5071 | 73.04 | 71.06 | 994 | 73.04 | 0 | 2723.5254 | Cooling | 453.9209 | #N/A | #N/A | #N/A | #N/A | 0 | 0 | 0 | 0 | 0 | 2723.5254 | #N/A | #N/A | 88 | 88.04 | 3.778 | #N/A | 8.4201 | 1.513% | 1 | 50% | 0% | 0% | 0% | 8.2745 | 0 | 0 | 0 | 8.2745 | #N/A
2007-07-31 08:00 | 7 | 31 | 8 | 212.292 | 5072 | 73.04 | 66.92 | 995 | 73.04 | 0 | 2608.4578 | Cooling | 434.743 | #N/A | #N/A | #N/A | #N/A | 0 | 0 | 0 | 0 | 0 | 2608.4578 | #N/A | #N/A | 88 | 88.04 | 3.778 | #N/A | 8.0644 | 1.449% | 1 | 50% | 0% | 0% | 0% | 8.2745 | 0 | 0 | 0 | 8.2745 | #N/A
2007-07-31 09:00 | 7 | 31 | 9 | 212.3336 | 5073 | 78.08 | 64.04 | 996 | 78.08 | 0 | 2320.7119 | Cooling | 386.7853 | #N/A | #N/A | #N/A | #N/A | 0 | 0 | 0 | 0 | 0 | 2320.7119 | #N/A | #N/A | 88 | 93.08 | 3.4336 | #N/A | 7.1748 | 1.289% | 1 | 50% | 0% | 0% | 0% | 8.2745 | 0 | 0 | 0 | 8.2745 | #N/A
2007-07-31 10:00 | 7 | 31 | 10 | 212.3753 | 5074 | 80.06 | 62.06 | 997 | 80.06 | 0 | 1890.9218 | Cooling | 315.1536 | #N/A | #N/A | #N/A | #N/A | 0 | 0 | 0 | 0 | 0 | 1890.9218 | #N/A | #N/A | 88 | 95.06 | 3.2983 | #N/A | 5.846 | 1.051% | 1 | 50% | 0% | 0% | 0% | 8.2745 | 0 | 0 | 0 | 8.2745 | #N/A
2007-07-31 11:00 | 7 | 31 | 11 | 212.417 | 5075 | 80.06 | 60.98 | 998 | 80.06 | 0 | 1692.2008 | Cooling | 282.0335 | #N/A | #N/A | #N/A | #N/A | 0 | 0 | 0 | 0 | 0 | 1692.2008 | #N/A | #N/A | 88 | 95.06 | 3.2983 | #N/A | 5.2317 | 0.9401% | 1 | 50% | 0% | 0% | 0% | 8.2745 | 0 | 0 | 0 | 8.2745 | #N/A
2007-07-31 12:00 | 7 | 31 | 12 | 212.4586 | 5076 | 80.96 | 60.98 | 998 | 80.96 | 0 | 1604.5817 | Cooling | 267.4303 | #N/A | #N/A | #N/A | #N/A | 0 | 0 | 0 | 0 | 0 | 1604.5817 | #N/A | #N/A | 88 | 95.96 | 3.2368 | #N/A | 4.9608 | 0.8914% | 1 | 50% | 0% | 0% | 0% | 8.2745 | 0 | 0 | 0 | 8.2745 | #N/A
2007-07-31 13:00 | 7 | 31 | 13 | 212.5003 | 5077 | 82.94 | 60.08 | 999 | 82.94 | 0 | 1640.997 | Cooling | 273.4995 | #N/A | #N/A | #N/A | #N/A | 0 | 0 | 0 | 0 | 0 | 1640.997 | #N/A | #N/A | 88 | 97.94 | 3.1015 | #N/A | 5.0733 | 0.9117% | 1 | 50% | 0% | 0% | 0% | 8.2745 | 0 | 0 | 0 | 8.2745 | #N/A
2007-07-31 14:00 | 7 | 31 | 14 | 212.542 | 5078 | 82.94 | 60.08 | 999 | 82.94 | 0 | 1638.9284 | Cooling | 273.1547 | #N/A | #N/A | #N/A | #N/A | 0 | 0 | 0 | 0 | 0 | 1638.9284 | #N/A | #N/A | 88 | 97.94 | 3.1015 | #N/A | 5.067 | 0.9105% | 1 | 50% | 0% | 0% | 0% | 8.2745 | 0 | 0 | 0 | 8.2745 | #N/A
2007-07-31 15:00 | 7 | 31 | 15 | 212.5836 | 5079 | 84.02 | 60.08 | 999 | 84.02 | 0 | 1637.047 | Cooling | 272.8412 | #N/A | #N/A | #N/A | #N/A | 0 | 0 | 0 | 0 | 0 | 1637.047 | #N/A | #N/A | 88 | 99.02 | 3.0277 | #N/A | 5.0611 | 0.9095% | 1 | 50% | 0% | 0% | 0% | 8.2745 | 0 | 0 | 0 | 8.2745 | #N/A
2007-07-31 16:00 | 7 | 31 | 16 | 212.6253 | 5080 | 84.92 | 57.92 | 999 | 84.92 | 0 | 1549.4031 | Cooling | 258.2338 | #N/A | #N/A | #N/A | #N/A | 0 | 0 | 0 | 0 | 0 | 1549.4031 | #N/A | #N/A | 88 | 99.92 | 2.9662 | #N/A | 4.7902 | 0.8608% | 1 | 50% | 0% | 0% | 0% | 8.2745 | 0 | 0 | 0 | 8.2745 | #N/A
2007-07-31 17:00 | 7 | 31 | 17 | 212.667 | 5081 | 84.92 | 59 | 1000 | 84.92 | 0 | 1543.963 | Cooling | 257.3272 | #N/A | #N/A | #N/A | #N/A | 0 | 0 | 0 | 0 | 0 | 1543.963 | #N/A | #N/A | 88 | 99.92 | 2.9662 | #N/A | 4.7734 | 0.8578% | 1 | 50% | 0% | 0% | 0% | 8.2745 | 0 | 0 | 0 | 8.2745 | #N/A
2007-07-31 18:00 | 7 | 31 | 18 | 212.7086 | 5082 | 82.94 | 57.92 | 1000 | 82.94 | 0 | 1472.8671 | Cooling | 245.4778 | #N/A | #N/A | #N/A | #N/A | 0 | 0 | 0 | 0 | 0 | 1472.8671 | #N/A | #N/A | 88 | 97.94 | 3.1015 | #N/A | 4.5536 | 0.8183% | 1 | 50% | 0% | 0% | 0% | 8.2745 | 0 | 0 | 0 | 8.2745 | #N/A
2007-07-31 19:00 | 7 | 31 | 19 | 212.7503 | 5083 | 75.02 | 59 | 1001 | 75.02 | 0 | 1441.5442 | Cooling | 240.2574 | #N/A | #N/A | #N/A | #N/A | 0 | 0 | 0 | 0 | 0 | 1441.5442 | #N/A | #N/A | 88 | 90.02 | 3.6427 | #N/A | 4.4567 | 0.8009% | 1 | 50% | 0% | 0% | 0% | 8.2745 | 0 | 0 | 0 | 8.2745 | #N/A
2007-07-31 20:00 | 7 | 31 | 20 | 212.792 | 5084 | 72.32 | 59 | 1001 | 72.32 | 0 | 1415.8086 | Cooling | 235.9681 | #N/A | #N/A | #N/A | #N/A | 0 | 0 | 0 | 0 | 0 | 1415.8086 | #N/A | #N/A | 88 | 87.32 | 3.8272 | #N/A | 4.3771 | 0.7866% | 1 | 50% | 0% | 0% | 0% | 8.2745 | 0 | 0 | 0 | 8.2745 | #N/A
2007-07-31 21:00 | 7 | 31 | 21 | 212.8336 | 5085 | 69.8 | 59 | 1001 | 69.8 | 0 | 1264.8378 | Cooling | 210.8063 | #N/A | #N/A | #N/A | #N/A | 0 | 0 | 0 | 0 | 0 | 1264.8378 | #N/A | #N/A | 88 | 84.8 | 3.9994 | #N/A | 3.9104 | 0.7027% | 1 | 50% | 0% | 0% | 0% | 8.2745 | 0 | 0 | 0 | 8.2745 | #N/A
2007-07-31 22:00 | 7 | 31 | 22 | 212.8753 | 5086 | 66.74 | 60.08 | 1001 | 66.74 | 0 | 297.9297 | Cooling | 49.6549 | #N/A | #N/A | #N/A | #N/A | 0 | 0 | 0 | 0 | 0 | 297.9297 | #N/A | #N/A | 88 | 81.74 | 4.2085 | #N/A | 0.92109 | 0.1655% | 1 | 50% | 0% | 0% | 0% | 8.2745 | 0 | 0 | 0 | 8.2745 | #N/A
2007-07-31 23:00 | 7 | 31 | 23 | 212.917 | 5087 | 64.22 | 60.98 | 1001 | 64.22 | 0 | 395.4807 | Cooling | 65.9134 | #N/A | #N/A | #N/A | #N/A | 0 | 0 | 0 | 0 | 0 | 395.4807 | #N/A | #N/A | 88 | 79.22 | 4.3807 | #N/A | 1.2227 | 0.2197% | 1 | 50% | 0% | 0% | 0% | 8.2745 | 0 | 0 | 0 | 8.2745 | #N/A
2007-08-01 | 8 | 1 | 0 | 212.9586 | 5088 | 61.34 | 62.06 | 1001 | 61.34 | 0 | 404.5244 | Cooling | 67.4207 | #N/A | #N/A | #N/A | #N/A | 0 | 0 | 0 | 0 | 0 | 404.5244 | #N/A | #N/A | 88 | 76.34 | 4.5775 | #N/A | 1.2506 | 0.2247% | 1 | 50% | 0% | 0% | 0% | 8.2745 | 0 | 0 | 0 | 8.2745 | #N/A
2007-08-01 01:00 | 8 | 1 | 1 | 213.0003 | 5089 | 58.1 | 63.14 | 1002 | 58.1 | 0 | 418.2188 | Cooling | 69.7031 | #N/A | #N/A | #N/A | #N/A | 0 | 0 | 0 | 0 | 0 | 418.2188 | #N/A | #N/A | 88 | 73.1 | 4.7989 | #N/A | 1.293 | 0.2323% | 1 | 50% | 0% | 0% | 0% | 8.2745 | 0 | 0 | 0 | 8.2745 | #N/A
2007-08-01 02:00 | 8 | 1 | 2 | 213.042 | 5090 | 57.56 | 64.22 | 1001 | 57.56 | 0 | 435.5942 | Cooling | 72.599 | #N/A | #N/A | #N/A | #N/A | 0 | 0 | 0 | 0 | 0 | 435.5942 | #N/A | #N/A | 88 | 72.56 | 4.8358 | #N/A | 1.3467 | 0.242% | 1 | 50% | 0% | 0% | 0% | 8.2745 | 0 | 0 | 0 | 8.2745 | #N/A
2007-08-01 03:00 | 8 | 1 | 3 | 213.0836 | 5091 | 57.02 | 65.12 | 1001 | 57.02 | 0 | 437.8002 | Cooling | 72.9667 | #N/A | #N/A | #N/A | #N/A | 0 | 0 | 0 | 0 | 0 | 437.8002 | #N/A | #N/A | 88 | 72.02 | 4.8727 | #N/A | 1.3535 | 0.2432% | 1 | 50% | 0% | 0% | 0% | 8.2745 | 0 | 0 | 0 | 8.2745 | #N/A
2007-08-01 04:00 | 8 | 1 | 4 | 213.1253 | 5092 | 58.82 | 66.2 | 1001 | 58.82 | 0 | 442.5155 | Cooling | 73.7526 | #N/A | #N/A | #N/A | #N/A | 0 | 0 | 0 | 0 | 0 | 442.5155 | #N/A | #N/A | 88 | 73.82 | 4.7497 | #N/A | 1.3681 | 0.2458% | 1 | 50% | 0% | 0% | 0% | 8.2745 | 0 | 0 | 0 | 8.2745 | #N/A
2007-08-01 05:00 | 8 | 1 | 5 | 213.167 | 5093 | 60.62 | 66.92 | 1001 | 60.62 | 0 | 514.2047 | Cooling | 85.7008 | #N/A | #N/A | #N/A | #N/A | 0 | 0 | 0 | 0 | 0 | 514.2047 | #N/A | #N/A | 88 | 75.62 | 4.6267 | #N/A | 1.5897 | 0.2857% | 1 | 50% | 0% | 0% | 0% | 8.2745 | 0 | 0 | 0 | 8.2745 | #N/A
2007-08-01 06:00 | 8 | 1 | 6 | 213.2086 | 5094 | 63.86 | 66.92 | 1001 | 63.86 | 0 | 2077.6411 | Cooling | 346.2735 | #N/A | #N/A | #N/A | #N/A | 0 | 0 | 0 | 0 | 0 | 2077.6411 | #N/A | #N/A | 88 | 78.86 | 4.4053 | #N/A | 6.4233 | 1.154% | 1 | 50% | 0% | 0% | 0% | 8.2745 | 0 | 0 | 0 | 8.2745 | #N/A
2007-08-01 07:00 | 8 | 1 | 7 | 213.2503 | 5095 | 64.04 | 66.92 | 1001 | 64.04 | 0 | 1973.4622 | Cooling | 328.9104 | #N/A | #N/A | #N/A | #N/A | 0 | 0 | 0 | 0 | 0 | 1973.4622 | #N/A | #N/A | 88 | 79.04 | 4.393 | #N/A | 6.1012 | 1.096% | 1 | 50% | 0% | 0% | 0% | 8.2745 | 0 | 0 | 0 | 8.2745 | #N/A
2007-08-01 08:00 | 8 | 1 | 8 | 213.292 | 5096 | 64.04 | 69.08 | 1001 | 64.04 | 0 | 2421.5193 | Cooling | 403.5865 | #N/A | #N/A | #N/A | #N/A | 0 | 0 | 0 | 0 | 0 | 2421.5193 | #N/A | #N/A | 88 | 79.04 | 4.393 | #N/A | 7.4864 | 1.345% | 1 | 50% | 0% | 0% | 0% | 8.2745 | 0 | 0 | 0 | 8.2745 | #N/A
2007-08-01 09:00 | 8 | 1 | 9 | 213.3336 | 5097 | 69.98 | 71.06 | 1001 | 69.98 | 0 | 2741.597 | Cooling | 456.9328 | #N/A | #N/A | #N/A | #N/A | 0 | 0 | 0 | 0 | 0 | 2741.597 | #N/A | #N/A | 88 | 84.98 | 3.9871 | #N/A | 8.476 | 1.523% | 1 | 50% | 0% | 0% | 0% | 8.2745 | 0 | 0 | 0 | 8.2745 | #N/A
2007-08-01 10:00 | 8 | 1 | 10 | 213.3753 | 5098 | 73.04 | 71.06 | 1000 | 73.04 | 0 | 2670.7716 | Cooling | 445.1286 | #N/A | #N/A | #N/A | #N/A | 0 | 0 | 0 | 0 | 0 | 2670.7716 | #N/A | #N/A | 88 | 88.04 | 3.778 | #N/A | 8.257 | 1.484% | 1 | 50% | 0% | 0% | 0% | 8.2745 | 0 | 0 | 0 | 8.2745 | #N/A
2007-08-01 11:00 | 8 | 1 | 11 | 213.417 | 5099 | 73.04 | 73.04 | 1000 | 73.04 | 0 | 2218.2581 | Cooling | 369.7097 | #N/A | #N/A | #N/A | #N/A | 0 | 0 | 0 | 0 | 0 | 2218.2581 | #N/A | #N/A | 88 | 88.04 | 3.778 | #N/A | 6.858 | 1.232% | 1 | 50% | 0% | 0% | 0% | 8.2745 | 0 | 0 | 0 | 8.2745 | #N/A
2007-08-01 12:00 | 8 | 1 | 12 | 213.4586 | 5100 | 78.08 | 71.06 | 1000 | 78.08 | 0 | 2110.7722 | Cooling | 351.7954 | #N/A | #N/A | #N/A | #N/A | 0 | 0 | 0 | 0 | 0 | 2110.7722 | #N/A | #N/A | 88 | 93.08 | 3.4336 | #N/A | 6.5257 | 1.173% | 1 | 50% | 0% | 0% | 0% | 8.2745 | 0 | 0 | 0 | 8.2745 | #N/A
2007-08-01 13:00 | 8 | 1 | 13 | 213.5003 | 5101 | 80.06 | 71.96 | 999 | 80.06 | 0 | 2199.0069 | Cooling | 366.5012 | #N/A | #N/A | #N/A | #N/A | 0 | 0 | 0 | 0 | 0 | 2199.0069 | #N/A | #N/A | 88 | 95.06 | 3.2983 | #N/A | 6.7985 | 1.222% | 1 | 50% | 0% | 0% | 0% | 8.2745 | 0 | 0 | 0 | 8.2745 | #N/A
2007-08-01 14:00 | 8 | 1 | 14 | 213.542 | 5102 | 80.06 | 71.06 | 999 | 80.06 | 0 | 2226.9554 | Cooling | 371.1592 | #N/A | #N/A | #N/A | #N/A | 0 | 0 | 0 | 0 | 0 | 2226.9554 | #N/A | #N/A | 88 | 95.06 | 3.2983 | #N/A | 6.8849 | 1.237% | 1 | 50% | 0% | 0% | 0% | 8.2745 | 0 | 0 | 0 | 8.2745 | #N/A
2007-08-01 15:00 | 8 | 1 | 15 | 213.5836 | 5103 | 82.04 | 73.94 | 999 | 82.04 | 0 | 2225.7764 | Cooling | 370.9627 | #N/A | #N/A | #N/A | #N/A | 0 | 0 | 0 | 0 | 0 | 2225.7764 | #N/A | #N/A | 88 | 97.04 | 3.163 | #N/A | 6.8813 | 1.237% | 1 | 50% | 0% | 0% | 0% | 8.2745 | 0 | 0 | 0 | 8.2745 | #N/A
2007-08-01 16:00 | 8 | 1 | 16 | 213.6253 | 5104 | 80.06 | 73.04 | 998 | 80.06 | 0 | 2364.0507 | Cooling | 394.0084 | #N/A | #N/A | #N/A | #N/A | 0 | 0 | 0 | 0 | 0 | 2364.0507 | #N/A | #N/A | 88 | 95.06 | 3.2983 | #N/A | 7.3088 | 1.313% | 1 | 50% | 0% | 0% | 0% | 8.2745 | 0 | 0 | 0 | 8.2745 | #N/A
2007-08-01 17:00 | 8 | 1 | 17 | 213.667 | 5105 | 80.06 | 71.96 | 998 | 80.06 | 0 | 2463.0615 | Cooling | 410.5102 | #N/A | #N/A | #N/A | #N/A | 0 | 0 | 0 | 0 | 0 | 2463.0615 | #N/A | #N/A | 88 | 95.06 | 3.2983 | #N/A | 7.6149 | 1.368% | 1 | 50% | 0% | 0% | 0% | 8.2745 | 0 | 0 | 0 | 8.2745 | #N/A
2007-08-01 18:00 | 8 | 1 | 18 | 213.7086 | 5106 | 80.06 | 68 | 999 | 80.06 | 0 | 2628.3052 | Cooling | 438.0509 | #N/A | #N/A | #N/A | #N/A | 0 | 0 | 0 | 0 | 0 | 2628.3052 | #N/A | #N/A | 88 | 95.06 | 3.2983 | #N/A | 8.1257 | 1.46% | 1 | 50% | 0% | 0% | 0% | 8.2745 | 0 | 0 | 0 | 8.2745 | #N/A
2007-08-01 19:00 | 8 | 1 | 19 | 213.7503 | 5107 | 78.98 | 68 | 999 | 78.98 | 0 | 2554.3885 | Cooling | 425.7314 | #N/A | #N/A | #N/A | #N/A | 0 | 0 | 0 | 0 | 0 | 2554.3885 | #N/A | #N/A | 88 | 93.98 | 3.3721 | #N/A | 7.8972 | 1.419% | 1 | 50% | 0% | 0% | 0% | 8.2745 | 0 | 0 | 0 | 8.2745 | #N/A
2007-08-01 20:00 | 8 | 1 | 20 | 213.792 | 5108 | 78.98 | 68 | 999 | 78.98 | 0 | 2296.8119 | Cooling | 382.802 | #N/A | #N/A | #N/A | #N/A | 0 | 0 | 0 | 0 | 0 | 2296.8119 | #N/A | #N/A | 88 | 93.98 | 3.3721 | #N/A | 7.1009 | 1.276% | 1 | 50% | 0% | 0% | 0% | 8.2745 | 0 | 0 | 0 | 8.2745 | #N/A
2007-08-01 21:00 | 8 | 1 | 21 | 213.8336 | 5109 | 75.02 | 68 | 999 | 75.02 | 0 | 2175.5871 | Cooling | 362.5979 | #N/A | #N/A | #N/A | #N/A | 0 | 0 | 0 | 0 | 0 | 2175.5871 | #N/A | #N/A | 88 | 90.02 | 3.6427 | #N/A | 6.7261 | 1.209% | 1 | 50% | 0% | 0% | 0% | 8.2745 | 0 | 0 | 0 | 8.2745 | #N/A
2007-08-01 22:00 | 8 | 1 | 22 | 213.8753 | 5110 | 73.04 | 68 | 999 | 73.04 | 0 | 610.9743 | Cooling | 101.829 | #N/A | #N/A | #N/A | #N/A | 0 | 0 | 0 | 0 | 0 | 610.9743 | #N/A | #N/A | 88 | 88.04 | 3.778 | #N/A | 1.8889 | 0.3394% | 1 | 50% | 0% | 0% | 0% | 8.2745 | 0 | 0 | 0 | 8.2745 | #N/A
2007-08-01 23:00 | 8 | 1 | 23 | 213.917 | 5111 | 73.04 | 68 | 999 | 73.04 | 0 | 612.9506 | Cooling | 102.1584 | #N/A | #N/A | #N/A | #N/A | 0 | 0 | 0 | 0 | 0 | 612.9506 | #N/A | #N/A | 88 | 88.04 | 3.778 | #N/A | 1.895 | 0.3405% | 1 | 50% | 0% | 0% | 0% | 8.2745 | 0 | 0 | 0 | 8.2745 | #N/A
2007-08-02 | 8 | 2 | 0 | 213.9586 | 5112 | 71.06 | 68 | 999 | 71.06 | 0 | 542.7763 | Cooling | 90.4627 | #N/A | #N/A | #N/A | #N/A | 0 | 0 | 0 | 0 | 0 | 542.7763 | #N/A | #N/A | 88 | 86.06 | 3.9133 | #N/A | 1.6781 | 0.3015% | 1 | 50% | 0% | 0% | 0% | 8.2745 | 0 | 0 | 0 | 8.2745 | #N/A
2007-08-02 01:00 | 8 | 2 | 1 | 214.0003 | 5113 | 71.06 | 66.92 | 998 | 71.06 | 0 | 486.5404 | Cooling | 81.0901 | #N/A | #N/A | #N/A | #N/A | 0 | 0 | 0 | 0 | 0 | 486.5404 | #N/A | #N/A | 88 | 86.06 | 3.9133 | #N/A | 1.5042 | 0.2703% | 1 | 50% | 0% | 0% | 0% | 8.2745 | 0 | 0 | 0 | 8.2745 | #N/A
2007-08-02 02:00 | 8 | 2 | 2 | 214.042 | 5114 | 71.06 | 66.02 | 998 | 71.06 | 0 | 441.79 | Cooling | 73.6317 | #N/A | #N/A | #N/A | #N/A | 0 | 0 | 0 | 0 | 0 | 441.79 | #N/A | #N/A | 88 | 86.06 | 3.9133 | #N/A | 1.3658 | 0.2454% | 1 | 50% | 0% | 0% | 0% | 8.2745 | 0 | 0 | 0 | 8.2745 | #N/A
2007-08-02 03:00 | 8 | 2 | 3 | 214.0836 | 5115 | 71.06 | 66.92 | 998 | 71.06 | 0 | 462.4611 | Cooling | 77.0769 | #N/A | #N/A | #N/A | #N/A | 0 | 0 | 0 | 0 | 0 | 462.4611 | #N/A | #N/A | 88 | 86.06 | 3.9133 | #N/A | 1.4298 | 0.2569% | 1 | 50% | 0% | 0% | 0% | 8.2745 | 0 | 0 | 0 | 8.2745 | #N/A
2007-08-02 04:00 | 8 | 2 | 4 | 214.1253 | 5116 | 69.08 | 64.94 | 998 | 69.08 | 0 | 415.1768 | Cooling | 69.1961 | #N/A | #N/A | #N/A | #N/A | 0 | 0 | 0 | 0 | 0 | 415.1768 | #N/A | #N/A | 88 | 84.08 | 4.0486 | #N/A | 1.2836 | 0.2307% | 1 | 50% | 0% | 0% | 0% | 8.2745 | 0 | 0 | 0 | 8.2745 | #N/A
2007-08-02 05:00 | 8 | 2 | 5 | 214.167 | 5117 | 69.08 | 66.92 | 998 | 69.08 | 0 | 496.0367 | Cooling | 82.6728 | #N/A | #N/A | #N/A | #N/A | 0 | 0 | 0 | 0 | 0 | 496.0367 | #N/A | #N/A | 88 | 84.08 | 4.0486 | #N/A | 1.5336 | 0.2756% | 1 | 50% | 0% | 0% | 0% | 8.2745 | 0 | 0 | 0 | 8.2745 | #N/A
2007-08-02 06:00 | 8 | 2 | 6 | 214.2086 | 5118 | 68 | 68 | 998 | 68 | 0 | 2338.6277 | Cooling | 389.7713 | #N/A | #N/A | #N/A | #N/A | 0 | 0 | 0 | 0 | 0 | 2338.6277 | #N/A | #N/A | 88 | 83 | 4.1224 | #N/A | 7.2302 | 1.299% | 1 | 50% | 0% | 0% | 0% | 8.2745 | 0 | 0 | 0 | 8.2745 | #N/A
2007-08-02 07:00 | 8 | 2 | 7 | 214.2503 | 5119 | 69.98 | 69.08 | 998 | 69.98 | 0 | 2550.3035 | Cooling | 425.0506 | #N/A | #N/A | #N/A | #N/A | 0 | 0 | 0 | 0 | 0 | 2550.3035 | #N/A | #N/A | 88 | 84.98 | 3.9871 | #N/A | 7.8846 | 1.417% | 1 | 50% | 0% | 0% | 0% | 8.2745 | 0 | 0 | 0 | 8.2745 | #N/A
2007-08-02 08:00 | 8 | 2 | 8 | 214.292 | 5120 | 69.98 | 69.08 | 998 | 69.98 | 0 | 2714.5454 | Cooling | 452.4242 | #N/A | #N/A | #N/A | #N/A | 0 | 0 | 0 | 0 | 0 | 2714.5454 | #N/A | #N/A | 88 | 84.98 | 3.9871 | #N/A | 8.3924 | 1.508% | 1 | 50% | 0% | 0% | 0% | 8.2745 | 0 | 0 | 0 | 8.2745 | #N/A
2007-08-02 09:00 | 8 | 2 | 9 | 214.3336 | 5121 | 69.98 | 69.08 | 998 | 69.98 | 0 | 2410.1991 | Cooling | 401.6999 | #N/A | #N/A | #N/A | #N/A | 0 | 0 | 0 | 0 | 0 | 2410.1991 | #N/A | #N/A | 88 | 84.98 | 3.9871 | #N/A | 7.4514 | 1.339% | 1 | 50% | 0% | 0% | 0% | 8.2745 | 0 | 0 | 0 | 8.2745 | #N/A
2007-08-02 10:00 | 8 | 2 | 10 | 214.3753 | 5122 | 71.06 | 68 | 999 | 71.06 | 0 | 2267.4694 | Cooling | 377.9116 | #N/A | #N/A | #N/A | #N/A | 0 | 0 | 0 | 0 | 0 | 2267.4694 | #N/A | #N/A | 88 | 86.06 | 3.9133 | #N/A | 7.0102 | 1.26% | 1 | 50% | 0% | 0% | 0% | 8.2745 | 0 | 0 | 0 | 8.2745 | #N/A
2007-08-02 11:00 | 8 | 2 | 11 | 214.417 | 5123 | 71.06 | 68 | 999 | 71.06 | 0 | 2103.3483 | Cooling | 350.558 | #N/A | #N/A | #N/A | #N/A | 0 | 0 | 0 | 0 | 0 | 2103.3483 | #N/A | #N/A | 88 | 86.06 | 3.9133 | #N/A | 6.5028 | 1.169% | 1 | 50% | 0% | 0% | 0% | 8.2745 | 0 | 0 | 0 | 8.2745 | #N/A
2007-08-02 12:00 | 8 | 2 | 12 | 214.4586 | 5124 | 71.6 | 66.02 | 998 | 71.6 | 0 | 1999.7637 | Cooling | 333.294 | #N/A | #N/A | #N/A | #N/A | 0 | 0 | 0 | 0 | 0 | 1999.7637 | #N/A | #N/A | 88 | 86.6 | 3.8764 | #N/A | 6.1825 | 1.111% | 1 | 50% | 0% | 0% | 0% | 8.2745 | 0 | 0 | 0 | 8.2745 | #N/A
2007-08-02 13:00 | 8 | 2 | 13 | 214.5003 | 5125 | 71.6 | 66.92 | 998 | 71.6 | 0 | 2026.4464 | Cooling | 337.7411 | #N/A | #N/A | #N/A | #N/A | 0 | 0 | 0 | 0 | 0 | 2026.4464 | #N/A | #N/A | 88 | 86.6 | 3.8764 | #N/A | 6.265 | 1.126% | 1 | 50% | 0% | 0% | 0% | 8.2745 | 0 | 0 | 0 | 8.2745 | #N/A
2007-08-02 14:00 | 8 | 2 | 14 | 214.542 | 5126 | 71.06 | 66.02 | 998 | 71.06 | 0 | 2090.6908 | Cooling | 348.4485 | #N/A | #N/A | #N/A | #N/A | 0 | 0 | 0 | 0 | 0 | 2090.6908 | #N/A | #N/A | 88 | 86.06 | 3.9133 | #N/A | 6.4636 | 1.161% | 1 | 50% | 0% | 0% | 0% | 8.2745 | 0 | 0 | 0 | 8.2745 | #N/A
2007-08-02 15:00 | 8 | 2 | 15 | 214.5836 | 5127 | 71.6 | 66.02 | 997 | 71.6 | 0 | 2106.1538 | Cooling | 351.0256 | #N/A | #N/A | #N/A | #N/A | 0 | 0 | 0 | 0 | 0 | 2106.1538 | #N/A | #N/A | 88 | 86.6 | 3.8764 | #N/A | 6.5114 | 1.17% | 1 | 50% | 0% | 0% | 0% | 8.2745 | 0 | 0 | 0 | 8.2745 | #N/A
2007-08-02 16:00 | 8 | 2 | 16 | 214.6253 | 5128 | 73.4 | 66.02 | 997 | 73.4 | 0 | 2162.3876 | Cooling | 360.3979 | #N/A | #N/A | #N/A | #N/A | 0 | 0 | 0 | 0 | 0 | 2162.3876 | #N/A | #N/A | 88 | 88.4 | 3.7534 | #N/A | 6.6853 | 1.201% | 1 | 50% | 0% | 0% | 0% | 8.2745 | 0 | 0 | 0 | 8.2745 | #N/A
2007-08-02 17:00 | 8 | 2 | 17 | 214.667 | 5129 | 73.04 | 66.92 | 997 | 73.04 | 0 | 2153.129 | Cooling | 358.8548 | #N/A | #N/A | #N/A | #N/A | 0 | 0 | 0 | 0 | 0 | 2153.129 | #N/A | #N/A | 88 | 88.04 | 3.778 | #N/A | 6.6567 | 1.196% | 1 | 50% | 0% | 0% | 0% | 8.2745 | 0 | 0 | 0 | 8.2745 | #N/A
2007-08-02 18:00 | 8 | 2 | 18 | 214.7086 | 5130 | 73.4 | 69.08 | 997 | 73.4 | 0 | 2077.7593 | Cooling | 346.2932 | #N/A | #N/A | #N/A | #N/A | 0 | 0 | 0 | 0 | 0 | 2077.7593 | #N/A | #N/A | 88 | 88.4 | 3.7534 | #N/A | 6.4237 | 1.154% | 1 | 50% | 0% | 0% | 0% | 8.2745 | 0 | 0 | 0 | 8.2745 | #N/A
2007-08-02 19:00 | 8 | 2 | 19 | 214.7503 | 5131 | 71.6 | 68 | 997 | 71.6 | 0 | 2011.9462 | Cooling | 335.3244 | #N/A | #N/A | #N/A | #N/A | 0 | 0 | 0 | 0 | 0 | 2011.9462 | #N/A | #N/A | 88 | 86.6 | 3.8764 | #N/A | 6.2202 | 1.118% | 1 | 50% | 0% | 0% | 0% | 8.2745 | 0 | 0 | 0 | 8.2745 | #N/A
2007-08-02 20:00 | 8 | 2 | 20 | 214.792 | 5132 | 71.06 | 66.92 | 997 | 71.06 | 0 | 2011.4275 | Cooling | 335.2379 | #N/A | #N/A | #N/A | #N/A | 0 | 0 | 0 | 0 | 0 | 2011.4275 | #N/A | #N/A | 88 | 86.06 | 3.9133 | #N/A | 6.2186 | 1.117% | 1 | 50% | 0% | 0% | 0% | 8.2745 | 0 | 0 | 0 | 8.2745 | #N/A
2007-08-02 21:00 | 8 | 2 | 21 | 214.8336 | 5133 | 68 | 64.94 | 997 | 68 | 0 | 2049.8063 | Cooling | 341.6344 | #N/A | #N/A | #N/A | #N/A | 0 | 0 | 0 | 0 | 0 | 2049.8063 | #N/A | #N/A | 88 | 83 | 4.1224 | #N/A | 6.3372 | 1.139% | 1 | 50% | 0% | 0% | 0% | 8.2745 | 0 | 0 | 0 | 8.2745 | #N/A
2007-08-02 22:00 | 8 | 2 | 22 | 214.8753 | 5134 | 69.8 | 66.92 | 997 | 69.8 | 0 | 896.2181 | Cooling | 149.3697 | #N/A | #N/A | #N/A | #N/A | 0 | 0 | 0 | 0 | 0 | 896.2181 | #N/A | #N/A | 88 | 84.8 | 3.9994 | #N/A | 2.7708 | 0.4979% | 1 | 50% | 0% | 0% | 0% | 8.2745 | 0 | 0 | 0 | 8.2745 | #N/A
2007-08-02 23:00 | 8 | 2 | 23 | 214.917 | 5135 | 66.2 | 64.94 | 997 | 66.2 | 0 | 995.4477 | Cooling | 165.9079 | #N/A | #N/A | #N/A | #N/A | 0 | 0 | 0 | 0 | 0 | 995.4477 | #N/A | #N/A | 88 | 81.2 | 4.2454 | #N/A | 3.0776 | 0.553% | 1 | 50% | 0% | 0% | 0% | 8.2745 | 0 | 0 | 0 | 8.2745 | #N/A
2007-08-03 | 8 | 3 | 0 | 214.9586 | 5136 | 66.2 | 62.06 | 997 | 66.2 | 0 | 741.446 | Cooling | 123.5743 | #N/A | #N/A | #N/A | #N/A | 0 | 0 | 0 | 0 | 0 | 741.446 | #N/A | #N/A | 88 | 81.2 | 4.2454 | #N/A | 2.2923 | 0.4119% | 1 | 50% | 0% | 0% | 0% | 8.2745 | 0 | 0 | 0 | 8.2745 | #N/A
2007-08-03 01:00 | 8 | 3 | 1 | 215.0003 | 5137 | 64.4 | 62.96 | 997 | 64.4 | 0 | 494.8887 | Cooling | 82.4815 | #N/A | #N/A | #N/A | #N/A | 0 | 0 | 0 | 0 | 0 | 494.8887 | #N/A | #N/A | 88 | 79.4 | 4.3684 | #N/A | 1.53 | 0.2749% | 1 | 50% | 0% | 0% | 0% | 8.2745 | 0 | 0 | 0 | 8.2745 | #N/A
2007-08-03 02:00 | 8 | 3 | 2 | 215.042 | 5138 | 64.94 | 62.96 | 997 | 64.94 | 0 | 419.7935 | Cooling | 69.9656 | #N/A | #N/A | #N/A | #N/A | 0 | 0 | 0 | 0 | 0 | 419.7935 | #N/A | #N/A | 88 | 79.94 | 4.3315 | #N/A | 1.2978 | 0.2332% | 1 | 50% | 0% | 0% | 0% | 8.2745 | 0 | 0 | 0 | 8.2745 | #N/A
2007-08-03 03:00 | 8 | 3 | 3 | 215.0836 | 5139 | 64.04 | 62.96 | 997 | 64.04 | 0 | 397.6431 | Cooling | 66.2739 | #N/A | #N/A | #N/A | #N/A | 0 | 0 | 0 | 0 | 0 | 397.6431 | #N/A | #N/A | 88 | 79.04 | 4.393 | #N/A | 1.2294 | 0.2209% | 1 | 50% | 0% | 0% | 0% | 8.2745 | 0 | 0 | 0 | 8.2745 | #N/A
2007-08-03 04:00 | 8 | 3 | 4 | 215.1253 | 5140 | 62.06 | 62.96 | 997 | 62.06 | 0 | 381.155 | Cooling | 63.5258 | #N/A | #N/A | #N/A | #N/A | 0 | 0 | 0 | 0 | 0 | 381.155 | #N/A | #N/A | 88 | 77.06 | 4.5283 | #N/A | 1.1784 | 0.2118% | 1 | 50% | 0% | 0% | 0% | 8.2745 | 0 | 0 | 0 | 8.2745 | #N/A
2007-08-03 05:00 | 8 | 3 | 5 | 215.167 | 5141 | 62.06 | 62.96 | 997 | 62.06 | 0 | 430.8323 | Cooling | 71.8054 | #N/A | #N/A | #N/A | #N/A | 0 | 0 | 0 | 0 | 0 | 430.8323 | #N/A | #N/A | 88 | 77.06 | 4.5283 | #N/A | 1.332 | 0.2394% | 1 | 50% | 0% | 0% | 0% | 8.2745 | 0 | 0 | 0 | 8.2745 | #N/A
2007-08-03 06:00 | 8 | 3 | 6 | 215.2086 | 5142 | 64.04 | 64.94 | 998 | 64.04 | 0 | 1978.515 | Cooling | 329.7525 | #N/A | #N/A | #N/A | #N/A | 0 | 0 | 0 | 0 | 0 | 1978.515 | #N/A | #N/A | 88 | 79.04 | 4.393 | #N/A | 6.1168 | 1.099% | 1 | 50% | 0% | 0% | 0% | 8.2745 | 0 | 0 | 0 | 8.2745 | #N/A
2007-08-03 07:00 | 8 | 3 | 7 | 215.2503 | 5143 | 66.02 | 66.02 | 999 | 66.02 | 0 | 2171.7777 | Cooling | 361.9629 | #N/A | #N/A | #N/A | #N/A | 0 | 0 | 0 | 0 | 0 | 2171.7777 | #N/A | #N/A | 88 | 81.02 | 4.2577 | #N/A | 6.7143 | 1.207% | 1 | 50% | 0% | 0% | 0% | 8.2745 | 0 | 0 | 0 | 8.2745 | #N/A
2007-08-03 08:00 | 8 | 3 | 8 | 215.292 | 5144 | 66.02 | 66.02 | 999 | 66.02 | 0 | 2516.7004 | Cooling | 419.4501 | #N/A | #N/A | #N/A | #N/A | 0 | 0 | 0 | 0 | 0 | 2516.7004 | #N/A | #N/A | 88 | 81.02 | 4.2577 | #N/A | 7.7807 | 1.398% | 1 | 50% | 0% | 0% | 0% | 8.2745 | 0 | 0 | 0 | 8.2745 | #N/A
2007-08-03 09:00 | 8 | 3 | 9 | 215.3336 | 5145 | 71.06 | 64.94 | 999 | 71.06 | 0 | 1918.6205 | Cooling | 319.7701 | #N/A | #N/A | #N/A | #N/A | 0 | 0 | 0 | 0 | 0 | 1918.6205 | #N/A | #N/A | 88 | 86.06 | 3.9133 | #N/A | 5.9317 | 1.066% | 1 | 50% | 0% | 0% | 0% | 8.2745 | 0 | 0 | 0 | 8.2745 | #N/A
2007-08-03 10:00 | 8 | 3 | 10 | 215.3753 | 5146 | 73.04 | 64.94 | 999 | 73.04 | 0 | 1760.0852 | Cooling | 293.3475 | #N/A | #N/A | #N/A | #N/A | 0 | 0 | 0 | 0 | 0 | 1760.0852 | #N/A | #N/A | 88 | 88.04 | 3.778 | #N/A | 5.4415 | 0.9778% | 1 | 50% | 0% | 0% | 0% | 8.2745 | 0 | 0 | 0 | 8.2745 | #N/A
2007-08-03 11:00 | 8 | 3 | 11 | 215.417 | 5147 | 73.04 | 64.04 | 999 | 73.04 | 0 | 1738.4498 | Cooling | 289.7416 | #N/A | #N/A | #N/A | #N/A | 0 | 0 | 0 | 0 | 0 | 1738.4498 | #N/A | #N/A | 88 | 88.04 | 3.778 | #N/A | 5.3746 | 0.9658% | 1 | 50% | 0% | 0% | 0% | 8.2745 | 0 | 0 | 0 | 8.2745 | #N/A
2007-08-03 12:00 | 8 | 3 | 12 | 215.4586 | 5148 | 75.92 | 64.04 | 999 | 75.92 | 0 | 1733.3584 | Cooling | 288.8931 | #N/A | #N/A | #N/A | #N/A | 0 | 0 | 0 | 0 | 0 | 1733.3584 | #N/A | #N/A | 88 | 90.92 | 3.5812 | #N/A | 5.3589 | 0.963% | 1 | 50% | 0% | 0% | 0% | 8.2745 | 0 | 0 | 0 | 8.2745 | #N/A
2007-08-03 13:00 | 8 | 3 | 13 | 215.5003 | 5149 | 77 | 64.94 | 999 | 77 | 0 | 1741.7415 | Cooling | 290.2903 | #N/A | #N/A | #N/A | #N/A | 0 | 0 | 0 | 0 | 0 | 1741.7415 | #N/A | #N/A | 88 | 92 | 3.5074 | #N/A | 5.3848 | 0.9676% | 1 | 50% | 0% | 0% | 0% | 8.2745 | 0 | 0 | 0 | 8.2745 | #N/A
2007-08-03 14:00 | 8 | 3 | 14 | 215.542 | 5150 | 77 | 66.02 | 999 | 77 | 0 | 1663.9642 | Cooling | 277.3274 | #N/A | #N/A | #N/A | #N/A | 0 | 0 | 0 | 0 | 0 | 1663.9642 | #N/A | #N/A | 88 | 92 | 3.5074 | #N/A | 5.1444 | 0.9244% | 1 | 50% | 0% | 0% | 0% | 8.2745 | 0 | 0 | 0 | 8.2745 | #N/A
2007-08-03 15:00 | 8 | 3 | 15 | 215.5836 | 5151 | 78.08 | 69.08 | 999 | 78.08 | 0 | 2469.9028 | Cooling | 411.6505 | #N/A | #N/A | #N/A | #N/A | 0 | 0 | 0 | 0 | 0 | 2469.9028 | #N/A | #N/A | 88 | 93.08 | 3.4336 | #N/A | 7.636 | 1.372% | 1 | 50% | 0% | 0% | 0% | 8.2745 | 0 | 0 | 0 | 8.2745 | #N/A
2007-08-03 16:00 | 8 | 3 | 16 | 215.6253 | 5152 | 78.98 | 68 | 999 | 78.98 | 0 | 2538.99 | Cooling | 423.165 | #N/A | #N/A | #N/A | #N/A | 0 | 0 | 0 | 0 | 0 | 2538.99 | #N/A | #N/A | 88 | 93.98 | 3.3721 | #N/A | 7.8496 | 1.411% | 1 | 50% | 0% | 0% | 0% | 8.2745 | 0 | 0 | 0 | 8.2745 | #N/A
2007-08-03 17:00 | 8 | 3 | 17 | 215.667 | 5153 | 78.98 | 64.94 | 999 | 78.98 | 0 | 2351.5069 | Cooling | 391.9178 | #N/A | #N/A | #N/A | #N/A | 0 | 0 | 0 | 0 | 0 | 2351.5069 | #N/A | #N/A | 88 | 93.98 | 3.3721 | #N/A | 7.27 | 1.306% | 1 | 50% | 0% | 0% | 0% | 8.2745 | 0 | 0 | 0 | 8.2745 | #N/A
2007-08-03 18:00 | 8 | 3 | 18 | 215.7086 | 5154 | 75.92 | 62.6 | 999 | 75.92 | 0 | 414.4928 | Cooling | 69.0821 | #N/A | #N/A | #N/A | #N/A | 0 | 0 | 0 | 0 | 0 | 414.4928 | #N/A | #N/A | 88 | 90.92 | 3.5812 | #N/A | 1.2815 | 0.2303% | 1 | 50% | 0% | 0% | 0% | 8.2745 | 0 | 0 | 0 | 8.2745 | #N/A
2007-08-03 19:00 | 8 | 3 | 19 | 215.7503 | 5155 | 73.94 | 59 | 1000 | 73.94 | 0 | 413.7649 | Cooling | 68.9608 | #N/A | #N/A | #N/A | #N/A | 0 | 0 | 0 | 0 | 0 | 413.7649 | #N/A | #N/A | 88 | 88.94 | 3.7165 | #N/A | 1.2792 | 0.2299% | 1 | 50% | 0% | 0% | 0% | 8.2745 | 0 | 0 | 0 | 8.2745 | #N/A
2007-08-03 20:00 | 8 | 3 | 20 | 215.792 | 5156 | 73.94 | 57.02 | 1001 | 73.94 | 0 | 259.4597 | Cooling | 43.2433 | #N/A | #N/A | #N/A | #N/A | 0 | 0 | 0 | 0 | 0 | 259.4597 | #N/A | #N/A | 88 | 88.94 | 3.7165 | #N/A | 0.80215 | 0.1441% | 1 | 50% | 0% | 0% | 0% | 8.2745 | 0 | 0 | 0 | 8.2745 | #N/A
2007-08-03 21:00 | 8 | 3 | 21 | 215.8336 | 5157 | 66.02 | 57.02 | 1001 | 66.02 | 0 | 171.5103 | Cooling | 28.585 | #N/A | #N/A | #N/A | #N/A | 0 | 0 | 0 | 0 | 0 | 171.5103 | #N/A | #N/A | 88 | 81.02 | 4.2577 | #N/A | 0.53025 | 0.09528% | 1 | 50% | 0% | 0% | 0% | 8.2745 | 0 | 0 | 0 | 8.2745 | #N/A
2007-08-03 22:00 | 8 | 3 | 22 | 215.8753 | 5158 | 62.96 | 55.94 | 1001 | 62.96 | 0 | 119.247 | Cooling | 19.8745 | #N/A | #N/A | #N/A | #N/A | 0 | 0 | 0 | 0 | 0 | 119.247 | #N/A | #N/A | 88 | 77.96 | 4.4668 | #N/A | 0.36867 | 0.06625% | 1 | 50% | 0% | 0% | 0% | 8.2745 | 0 | 0 | 0 | 8.2745 | #N/A
2007-08-03 23:00 | 8 | 3 | 23 | 215.917 | 5159 | 62.96 | 55.94 | 1002 | 62.96 | 0 | 85.2699 | Cooling | 14.2117 | #N/A | #N/A | #N/A | #N/A | 0 | 0 | 0 | 0 | 0 | 85.2699 | #N/A | #N/A | 88 | 77.96 | 4.4668 | #N/A | 0.26362 | 0.04737% | 1 | 50% | 0% | 0% | 0% | 8.2745 | 0 | 0 | 0 | 8.2745 | #N/A
2007-08-04 | 8 | 4 | 0 | 215.9586 | 5160 | 62.06 | 55.04 | 1002 | 62.06 | 0 | 70.1801 | Cooling | 11.6967 | #N/A | #N/A | #N/A | #N/A | 0 | 0 | 0 | 0 | 0 | 70.1801 | #N/A | #N/A | 88 | 77.06 | 4.5283 | #N/A | 0.21697 | 0.03899% | 1 | 50% | 0% | 0% | 0% | 8.2745 | 0 | 0 | 0 | 8.2745 | #N/A
2007-08-04 01:00 | 8 | 4 | 1 | 216.0003 | 5161 | 60.98 | 55.04 | 1003 | 60.98 | 0 | 56.884 | Cooling | 9.4807 | #N/A | #N/A | #N/A | #N/A | 0 | 0 | 0 | 0 | 0 | 56.884 | #N/A | #N/A | 88 | 75.98 | 4.6021 | #N/A | 0.17586 | 0.0316% | 1 | 50% | 0% | 0% | 0% | 8.2745 | 0 | 0 | 0 | 8.2745 | #N/A
2007-08-04 02:00 | 8 | 4 | 2 | 216.042 | 5162 | 60.98 | 55.04 | 1002 | 60.98 | 0 | 57.06 | Cooling | 9.51 | #N/A | #N/A | #N/A | #N/A | 0 | 0 | 0 | 0 | 0 | 57.06 | #N/A | #N/A | 88 | 75.98 | 4.6021 | #N/A | 0.17641 | 0.0317% | 1 | 50% | 0% | 0% | 0% | 8.2745 | 0 | 0 | 0 | 8.2745 | #N/A
2007-08-04 03:00 | 8 | 4 | 3 | 216.0836 | 5163 | 60.08 | 53.96 | 1002 | 60.08 | 0 | 45.1835 | Cooling | 7.5306 | #N/A | #N/A | #N/A | #N/A | 0 | 0 | 0 | 0 | 0 | 45.1835 | #N/A | #N/A | 88 | 75.08 | 4.6636 | #N/A | 0.13969 | 0.0251% | 1 | 50% | 0% | 0% | 0% | 8.2745 | 0 | 0 | 0 | 8.2745 | #N/A
2007-08-04 04:00 | 8 | 4 | 4 | 216.1253 | 5164 | 59 | 55.04 | 1002 | 59 | 0 | 44.6133 | Cooling | 7.4356 | #N/A | #N/A | #N/A | #N/A | 0 | 0 | 0 | 0 | 0 | 44.6133 | #N/A | #N/A | 88 | 74 | 4.7374 | #N/A | 0.13793 | 0.02479% | 1 | 50% | 0% | 0% | 0% | 8.2745 | 0 | 0 | 0 | 8.2745 | #N/A
2007-08-04 05:00 | 8 | 4 | 5 | 216.167 | 5165 | 59 | 53.96 | 1002 | 59 | 0 | 51.4372 | Cooling | 8.5729 | #N/A | #N/A | #N/A | #N/A | 0 | 0 | 0 | 0 | 0 | 51.4372 | #N/A | #N/A | 88 | 74 | 4.7374 | #N/A | 0.15902 | 0.02858% | 1 | 50% | 0% | 0% | 0% | 8.2745 | 0 | 0 | 0 | 8.2745 | #N/A
2007-08-04 06:00 | 8 | 4 | 6 | 216.2086 | 5166 | 60.08 | 55.94 | 1003 | 60.08 | 0 | 90.9312 | Cooling | 15.1552 | #N/A | #N/A | #N/A | #N/A | 0 | 0 | 0 | 0 | 0 | 90.9312 | #N/A | #N/A | 88 | 75.08 | 4.6636 | #N/A | 0.28113 | 0.05052% | 1 | 50% | 0% | 0% | 0% | 8.2745 | 0 | 0 | 0 | 8.2745 | #N/A
2007-08-04 07:00 | 8 | 4 | 7 | 216.2503 | 5167 | 62.96 | 55.94 | 1004 | 62.96 | 0 | 130.424 | Cooling | 21.7373 | #N/A | #N/A | #N/A | #N/A | 0 | 0 | 0 | 0 | 0 | 130.424 | #N/A | #N/A | 88 | 77.96 | 4.4668 | #N/A | 0.40322 | 0.07246% | 1 | 50% | 0% | 0% | 0% | 8.2745 | 0 | 0 | 0 | 8.2745 | #N/A
2007-08-04 08:00 | 8 | 4 | 8 | 216.292 | 5168 | 62.96 | 55.94 | 1004 | 62.96 | 0 | 158.9991 | Cooling | 26.4999 | #N/A | #N/A | #N/A | #N/A | 0 | 0 | 0 | 0 | 0 | 158.9991 | #N/A | #N/A | 88 | 77.96 | 4.4668 | #N/A | 0.49157 | 0.08833% | 1 | 50% | 0% | 0% | 0% | 8.2745 | 0 | 0 | 0 | 8.2745 | #N/A
2007-08-04 09:00 | 8 | 4 | 9 | 216.3336 | 5169 | 71.96 | 51.98 | 1004 | 71.96 | 0 | 93.9584 | Cooling | 15.6597 | #N/A | #N/A | #N/A | #N/A | 0 | 0 | 0 | 0 | 0 | 93.9584 | #N/A | #N/A | 88 | 86.96 | 3.8518 | #N/A | 0.29048 | 0.0522% | 1 | 50% | 0% | 0% | 0% | 8.2745 | 0 | 0 | 0 | 8.2745 | #N/A
2007-08-04 10:00 | 8 | 4 | 10 | 216.3753 | 5170 | 73.94 | 50 | 1004 | 73.94 | 0 | 20.3258 | Cooling | 3.3876 | #N/A | #N/A | #N/A | #N/A | 0 | 0 | 0 | 0 | 0 | 20.3258 | #N/A | #N/A | 88 | 88.94 | 3.7165 | #N/A | 0.06284 | 0.01129% | 1 | 50% | 0% | 0% | 0% | 8.2745 | 0 | 0 | 0 | 8.2745 | #N/A
2007-08-04 11:00 | 8 | 4 | 11 | 216.417 | 5171 | 73.94 | 53.06 | 1004 | 73.94 | 0 | 53.7912 | Cooling | 8.9652 | #N/A | #N/A | #N/A | #N/A | 0 | 0 | 0 | 0 | 0 | 53.7912 | #N/A | #N/A | 88 | 88.94 | 3.7165 | #N/A | 0.1663 | 0.02988% | 1 | 50% | 0% | 0% | 0% | 8.2745 | 0 | 0 | 0 | 8.2745 | #N/A
2007-08-04 12:00 | 8 | 4 | 12 | 216.4586 | 5172 | 80.06 | 51.08 | 1004 | 80.06 | 0 | 61.2507 | Cooling | 10.2084 | #N/A | #N/A | #N/A | #N/A | 0 | 0 | 0 | 0 | 0 | 61.2507 | #N/A | #N/A | 88 | 95.06 | 3.2983 | #N/A | 0.18936 | 0.03403% | 1 | 50% | 0% | 0% | 0% | 8.2745 | 0 | 0 | 0 | 8.2745 | #N/A
2007-08-04 13:00 | 8 | 4 | 13 | 216.5003 | 5173 | 82.04 | 51.08 | 1004 | 82.04 | 0 | 30.1298 | Cooling | 5.0216 | #N/A | #N/A | #N/A | #N/A | 0 | 0 | 0 | 0 | 0 | 30.1298 | #N/A | #N/A | 88 | 97.04 | 3.163 | #N/A | 0.09315 | 0.01674% | 1 | 50% | 0% | 0% | 0% | 8.2745 | 0 | 0 | 0 | 8.2745 | #N/A
2007-08-04 14:00 | 8 | 4 | 14 | 216.542 | 5174 | 82.04 | 53.06 | 1003 | 82.04 | 0 | 66.4826 | Cooling | 11.0804 | #N/A | #N/A | #N/A | #N/A | 0 | 0 | 0 | 0 | 0 | 66.4826 | #N/A | #N/A | 88 | 97.04 | 3.163 | #N/A | 0.20554 | 0.03693% | 1 | 50% | 0% | 0% | 0% | 8.2745 | 0 | 0 | 0 | 8.2745 | #N/A
2007-08-04 15:00 | 8 | 4 | 15 | 216.5836 | 5175 | 82.94 | 51.08 | 1002 | 82.94 | 0 | 76.7198 | Cooling | 12.7866 | #N/A | #N/A | #N/A | #N/A | 0 | 0 | 0 | 0 | 0 | 76.7198 | #N/A | #N/A | 88 | 97.94 | 3.1015 | #N/A | 0.23719 | 0.04262% | 1 | 50% | 0% | 0% | 0% | 8.2745 | 0 | 0 | 0 | 8.2745 | #N/A
2007-08-04 16:00 | 8 | 4 | 16 | 216.6253 | 5176 | 82.94 | 50 | 1002 | 82.94 | 0 | 69.4329 | Cooling | 11.5721 | #N/A | #N/A | #N/A | #N/A | 0 | 0 | 0 | 0 | 0 | 69.4329 | #N/A | #N/A | 88 | 97.94 | 3.1015 | #N/A | 0.21466 | 0.03857% | 1 | 50% | 0% | 0% | 0% | 8.2745 | 0 | 0 | 0 | 8.2745 | #N/A
2007-08-04 17:00 | 8 | 4 | 17 | 216.667 | 5177 | 82.94 | 46.94 | 1002 | 82.94 | 0 | 32.0015 | Cooling | 5.3336 | #N/A | #N/A | #N/A | #N/A | 0 | 0 | 0 | 0 | 0 | 32.0015 | #N/A | #N/A | 88 | 97.94 | 3.1015 | #N/A | 0.098937 | 0.01778% | 1 | 50% | 0% | 0% | 0% | 8.2745 | 0 | 0 | 0 | 8.2745 | #N/A
2007-08-04 18:00 | 8 | 4 | 18 | 216.7086 | 5178 | 82.04 | 46.94 | 1002 | 82.04 | 0 | 0.24024 | Cooling | 0.04004 | #N/A | #N/A | #N/A | #N/A | 0 | 0 | 0 | 0 | 0 | 0.24024 | #N/A | #N/A | 88 | 97.04 | 3.163 | #N/A | 0.00074274 | 0.0001335% | 1 | 50% | 0% | 0% | 0% | 8.2745 | 0 | 0 | 0 | 8.2745 | #N/A
2007-08-04 19:00 | 8 | 4 | 19 | 216.7503 | 5179 | 80.06 | 48.02 | 1002 | 80.06 | 0 | 0 | Cooling | 0 | #N/A | #N/A | #N/A | #N/A | 0 | 0 | 0 | 0 | 0 | 0 | #N/A | #N/A | 88 | 95.06 | 3.2983 | #N/A | 0 | 0% | 1 | 50% | 0% | 0% | 0% | 8.2745 | 0 | 0 | 0 | 8.2745 | #N/A
2007-08-04 20:00 | 8 | 4 | 20 | 216.792 | 5180 | 80.06 | 48.92 | 1002 | 80.06 | 0 | 0 | Cooling | 0 | #N/A | #N/A | #N/A | #N/A | 0 | 0 | 0 | 0 | 0 | 0 | #N/A | #N/A | 88 | 95.06 | 3.2983 | #N/A | 0 | 0% | 1 | 50% | 0% | 0% | 0% | 8.2745 | 0 | 0 | 0 | 8.2745 | #N/A
2007-08-04 21:00 | 8 | 4 | 21 | 216.8336 | 5181 | 75.92 | 51.08 | 1002 | 75.92 | 0 | 8.8111 | Cooling | 1.4685 | #N/A | #N/A | #N/A | #N/A | 0 | 0 | 0 | 0 | 0 | 8.8111 | #N/A | #N/A | 88 | 90.92 | 3.5812 | #N/A | 0.027241 | 0.004895% | 1 | 50% | 0% | 0% | 0% | 8.2745 | 0 | 0 | 0 | 8.2745 | #N/A
2007-08-04 22:00 | 8 | 4 | 22 | 216.8753 | 5182 | 73.94 | 51.98 | 1003 | 73.94 | 0 | 19.4999 | Cooling | 3.25 | #N/A | #N/A | #N/A | #N/A | 0 | 0 | 0 | 0 | 0 | 19.4999 | #N/A | #N/A | 88 | 88.94 | 3.7165 | #N/A | 0.060286 | 0.01083% | 1 | 50% | 0% | 0% | 0% | 8.2745 | 0 | 0 | 0 | 8.2745 | #N/A
2007-08-04 23:00 | 8 | 4 | 23 | 216.917 | 5183 | 73.94 | 51.98 | 1003 | 73.94 | 0 | 16.194 | Cooling | 2.699 | #N/A | #N/A | #N/A | #N/A | 0 | 0 | 0 | 0 | 0 | 16.194 | #N/A | #N/A | 88 | 88.94 | 3.7165 | #N/A | 0.050066 | 0.008997% | 1 | 50% | 0% | 0% | 0% | 8.2745 | 0 | 0 | 0 | 8.2745 | #N/A
2007-08-05 | 8 | 5 | 0 | 216.9586 | 5184 | 73.04 | 51.98 | 1003 | 73.04 | 0 | 20.8782 | Cooling | 3.4797 | #N/A | #N/A | #N/A | #N/A | 0 | 0 | 0 | 0 | 0 | 20.8782 | #N/A | #N/A | 88 | 88.04 | 3.778 | #N/A | 0.064548 | 0.0116% | 1 | 50% | 0% | 0% | 0% | 8.2745 | 0 | 0 | 0 | 8.2745 | #N/A
2007-08-05 01:00 | 8 | 5 | 1 | 217.0003 | 5185 | 73.04 | 51.98 | 1003 | 73.04 | 0 | 19.6004 | Cooling | 3.2667 | #N/A | #N/A | #N/A | #N/A | 0 | 0 | 0 | 0 | 0 | 19.6004 | #N/A | #N/A | 88 | 88.04 | 3.778 | #N/A | 0.060597 | 0.01089% | 1 | 50% | 0% | 0% | 0% | 8.2745 | 0 | 0 | 0 | 8.2745 | #N/A
2007-08-05 02:00 | 8 | 5 | 2 | 217.042 | 5186 | 73.04 | 51.98 | 1002 | 73.04 | 0 | 18.8455 | Cooling | 3.1409 | #N/A | #N/A | #N/A | #N/A | 0 | 0 | 0 | 0 | 0 | 18.8455 | #N/A | #N/A | 88 | 88.04 | 3.778 | #N/A | 0.058263 | 0.01047% | 1 | 50% | 0% | 0% | 0% | 8.2745 | 0 | 0 | 0 | 8.2745 | #N/A
2007-08-05 03:00 | 8 | 5 | 3 | 217.0836 | 5187 | 71.96 | 55.04 | 1002 | 71.96 | 0 | 40.9203 | Cooling | 6.82 | #N/A | #N/A | #N/A | #N/A | 0 | 0 | 0 | 0 | 0 | 40.9203 | #N/A | #N/A | 88 | 86.96 | 3.8518 | #N/A | 0.12651 | 0.02273% | 1 | 50% | 0% | 0% | 0% | 8.2745 | 0 | 0 | 0 | 8.2745 | #N/A
2007-08-05 04:00 | 8 | 5 | 4 | 217.1253 | 5188 | 71.06 | 53.96 | 1002 | 71.06 | 0 | 45.1388 | Cooling | 7.5231 | #N/A | #N/A | #N/A | #N/A | 0 | 0 | 0 | 0 | 0 | 45.1388 | #N/A | #N/A | 88 | 86.06 | 3.9133 | #N/A | 0.13955 | 0.02508% | 1 | 50% | 0% | 0% | 0% | 8.2745 | 0 | 0 | 0 | 8.2745 | #N/A
2007-08-05 05:00 | 8 | 5 | 5 | 217.167 | 5189 | 71.06 | 53.96 | 1002 | 71.06 | 0 | 50.7659 | Cooling | 8.461 | #N/A | #N/A | #N/A | #N/A | 0 | 0 | 0 | 0 | 0 | 50.7659 | #N/A | #N/A | 88 | 86.06 | 3.9133 | #N/A | 0.15695 | 0.0282% | 1 | 50% | 0% | 0% | 0% | 8.2745 | 0 | 0 | 0 | 8.2745 | #N/A
2007-08-05 06:00 | 8 | 5 | 6 | 217.2086 | 5190 | 69.8 | 55.94 | 1002 | 69.8 | 0 | 561.4686 | Cooling | 93.5781 | #N/A | #N/A | #N/A | #N/A | 0 | 0 | 0 | 0 | 0 | 561.4686 | #N/A | #N/A | 88 | 84.8 | 3.9994 | #N/A | 1.7359 | 0.3119% | 1 | 50% | 0% | 0% | 0% | 8.2745 | 0 | 0 | 0 | 8.2745 | #N/A
2007-08-05 07:00 | 8 | 5 | 7 | 217.2503 | 5191 | 71.96 | 57.02 | 1003 | 71.96 | 0 | 880.7227 | Cooling | 146.7871 | #N/A | #N/A | #N/A | #N/A | 0 | 0 | 0 | 0 | 0 | 880.7227 | #N/A | #N/A | 88 | 86.96 | 3.8518 | #N/A | 2.7229 | 0.4893% | 1 | 50% | 0% | 0% | 0% | 8.2745 | 0 | 0 | 0 | 8.2745 | #N/A
2007-08-05 08:00 | 8 | 5 | 8 | 217.292 | 5192 | 71.96 | 57.92 | 1003 | 71.96 | 0 | 1332.1714 | Cooling | 222.0286 | #N/A | #N/A | #N/A | #N/A | 0 | 0 | 0 | 0 | 0 | 1332.1714 | #N/A | #N/A | 88 | 86.96 | 3.8518 | #N/A | 4.1186 | 0.7401% | 1 | 50% | 0% | 0% | 0% | 8.2745 | 0 | 0 | 0 | 8.2745 | #N/A
2007-08-05 09:00 | 8 | 5 | 9 | 217.3336 | 5193 | 75.92 | 55.94 | 1003 | 75.92 | 0 | 1506.7611 | Cooling | 251.1268 | #N/A | #N/A | #N/A | #N/A | 0 | 0 | 0 | 0 | 0 | 1506.7611 | #N/A | #N/A | 88 | 90.92 | 3.5812 | #N/A | 4.6583 | 0.8371% | 1 | 50% | 0% | 0% | 0% | 8.2745 | 0 | 0 | 0 | 8.2745 | #N/A
2007-08-05 10:00 | 8 | 5 | 10 | 217.3753 | 5194 | 75.2 | 57.02 | 1003 | 75.2 | 0 | 1669.3154 | Cooling | 278.2192 | #N/A | #N/A | #N/A | #N/A | 0 | 0 | 0 | 0 | 0 | 1669.3154 | #N/A | #N/A | 88 | 90.2 | 3.6304 | #N/A | 5.1609 | 0.9274% | 1 | 50% | 0% | 0% | 0% | 8.2745 | 0 | 0 | 0 | 8.2745 | #N/A
2007-08-05 11:00 | 8 | 5 | 11 | 217.417 | 5195 | 75.92 | 57.02 | 1002 | 75.92 | 0 | 1926.6905 | Cooling | 321.1151 | #N/A | #N/A | #N/A | #N/A | 0 | 0 | 0 | 0 | 0 | 1926.6905 | #N/A | #N/A | 88 | 90.92 | 3.5812 | #N/A | 5.9566 | 1.07% | 1 | 50% | 0% | 0% | 0% | 8.2745 | 0 | 0 | 0 | 8.2745 | #N/A
2007-08-05 12:00 | 8 | 5 | 12 | 217.4586 | 5196 | 73.94 | 55.94 | 1002 | 73.94 | 0 | 1929.7717 | Cooling | 321.6286 | #N/A | #N/A | #N/A | #N/A | 0 | 0 | 0 | 0 | 0 | 1929.7717 | #N/A | #N/A | 88 | 88.94 | 3.7165 | #N/A | 5.9661 | 1.072% | 1 | 50% | 0% | 0% | 0% | 8.2745 | 0 | 0 | 0 | 8.2745 | #N/A
2007-08-05 13:00 | 8 | 5 | 13 | 217.5003 | 5197 | 77 | 57.92 | 1002 | 77 | 0 | 1642.6911 | Cooling | 273.7819 | #N/A | #N/A | #N/A | #N/A | 0 | 0 | 0 | 0 | 0 | 1642.6911 | #N/A | #N/A | 88 | 92 | 3.5074 | #N/A | 5.0786 | 0.9126% | 1 | 50% | 0% | 0% | 0% | 8.2745 | 0 | 0 | 0 | 8.2745 | #N/A
2007-08-05 14:00 | 8 | 5 | 14 | 217.542 | 5198 | 77 | 55.04 | 1001 | 77 | 0 | 1697.2004 | Cooling | 282.8667 | #N/A | #N/A | #N/A | #N/A | 0 | 0 | 0 | 0 | 0 | 1697.2004 | #N/A | #N/A | 88 | 92 | 3.5074 | #N/A | 5.2471 | 0.9429% | 1 | 50% | 0% | 0% | 0% | 8.2745 | 0 | 0 | 0 | 8.2745 | #N/A
2007-08-05 15:00 | 8 | 5 | 15 | 217.5836 | 5199 | 75.02 | 53.06 | 1001 | 75.02 | 0 | 1632.6357 | Cooling | 272.106 | #N/A | #N/A | #N/A | #N/A | 0 | 0 | 0 | 0 | 0 | 1632.6357 | #N/A | #N/A | 88 | 90.02 | 3.6427 | #N/A | 5.0475 | 0.907% | 1 | 50% | 0% | 0% | 0% | 8.2745 | 0 | 0 | 0 | 8.2745 | #N/A
2007-08-05 16:00 | 8 | 5 | 16 | 217.6253 | 5200 | 73.94 | 53.06 | 1001 | 73.94 | 0 | 1641.6599 | Cooling | 273.61 | #N/A | #N/A | #N/A | #N/A | 0 | 0 | 0 | 0 | 0 | 1641.6599 | #N/A | #N/A | 88 | 88.94 | 3.7165 | #N/A | 5.0754 | 0.912% | 1 | 50% | 0% | 0% | 0% | 8.2745 | 0 | 0 | 0 | 8.2745 | #N/A
2007-08-05 17:00 | 8 | 5 | 17 | 217.667 | 5201 | 73.94 | 51.98 | 1001 | 73.94 | 0 | 1554.9248 | Cooling | 259.1541 | #N/A | #N/A | #N/A | #N/A | 0 | 0 | 0 | 0 | 0 | 1554.9248 | #N/A | #N/A | 88 | 88.94 | 3.7165 | #N/A | 4.8072 | 0.8638% | 1 | 50% | 0% | 0% | 0% | 8.2745 | 0 | 0 | 0 | 8.2745 | #N/A
2007-08-05 18:00 | 8 | 5 | 18 | 217.7086 | 5202 | 71.96 | 51.08 | 1001 | 71.96 | 0 | 1463.2091 | Cooling | 243.8682 | #N/A | #N/A | #N/A | #N/A | 0 | 0 | 0 | 0 | 0 | 1463.2091 | #N/A | #N/A | 88 | 86.96 | 3.8518 | #N/A | 4.5237 | 0.8129% | 1 | 50% | 0% | 0% | 0% | 8.2745 | 0 | 0 | 0 | 8.2745 | #N/A
2007-08-05 19:00 | 8 | 5 | 19 | 217.7503 | 5203 | 69.08 | 53.06 | 1001 | 69.08 | 0 | 1243.9997 | Cooling | 207.3333 | #N/A | #N/A | #N/A | #N/A | 0 | 0 | 0 | 0 | 0 | 1243.9997 | #N/A | #N/A | 88 | 84.08 | 4.0486 | #N/A | 3.846 | 0.6911% | 1 | 50% | 0% | 0% | 0% | 8.2745 | 0 | 0 | 0 | 8.2745 | #N/A
2007-08-05 20:00 | 8 | 5 | 20 | 217.792 | 5204 | 69.08 | 53.96 | 1001 | 69.08 | 0 | 969.5507 | Cooling | 161.5918 | #N/A | #N/A | #N/A | #N/A | 0 | 0 | 0 | 0 | 0 | 969.5507 | #N/A | #N/A | 88 | 84.08 | 4.0486 | #N/A | 2.9975 | 0.5386% | 1 | 50% | 0% | 0% | 0% | 8.2745 | 0 | 0 | 0 | 8.2745 | #N/A
2007-08-05 21:00 | 8 | 5 | 21 | 217.8336 | 5205 | 64.94 | 53.96 | 1001 | 64.94 | 0 | 791.4628 | Cooling | 131.9105 | #N/A | #N/A | #N/A | #N/A | 0 | 0 | 0 | 0 | 0 | 791.4628 | #N/A | #N/A | 88 | 79.94 | 4.3315 | #N/A | 2.4469 | 0.4397% | 1 | 50% | 0% | 0% | 0% | 8.2745 | 0 | 0 | 0 | 8.2745 | #N/A
2007-08-05 22:00 | 8 | 5 | 22 | 217.8753 | 5206 | 64.04 | 55.04 | 1001 | 64.04 | 0 | 55.8525 | Cooling | 9.3088 | #N/A | #N/A | #N/A | #N/A | 0 | 0 | 0 | 0 | 0 | 55.8525 | #N/A | #N/A | 88 | 79.04 | 4.393 | #N/A | 0.17268 | 0.03103% | 1 | 50% | 0% | 0% | 0% | 8.2745 | 0 | 0 | 0 | 8.2745 | #N/A
2007-08-05 23:00 | 8 | 5 | 23 | 217.917 | 5207 | 64.04 | 53.96 | 1001 | 64.04 | 0 | 70.9487 | Cooling | 11.8248 | #N/A | #N/A | #N/A | #N/A | 0 | 0 | 0 | 0 | 0 | 70.9487 | #N/A | #N/A | 88 | 79.04 | 4.393 | #N/A | 0.21935 | 0.03942% | 1 | 50% | 0% | 0% | 0% | 8.2745 | 0 | 0 | 0 | 8.2745 | #N/A
2007-08-06 | 8 | 6 | 0 | 217.9586 | 5208 | 60.98 | 53.06 | 1001 | 60.98 | 0 | 49.4326 | Cooling | 8.2388 | #N/A | #N/A | #N/A | #N/A | 0 | 0 | 0 | 0 | 0 | 49.4326 | #N/A | #N/A | 88 | 75.98 | 4.6021 | #N/A | 0.15283 | 0.02746% | 1 | 50% | 0% | 0% | 0% | 8.2745 | 0 | 0 | 0 | 8.2745 | #N/A
2007-08-06 01:00 | 8 | 6 | 1 | 218.0003 | 5209 | 57.92 | 53.06 | 1001 | 57.92 | 0 | 43.5291 | Cooling | 7.2548 | #N/A | #N/A | #N/A | #N/A | 0 | 0 | 0 | 0 | 0 | 43.5291 | #N/A | #N/A | 88 | 72.92 | 4.8112 | #N/A | 0.13458 | 0.02418% | 1 | 50% | 0% | 0% | 0% | 8.2745 | 0 | 0 | 0 | 8.2745 | #N/A
2007-08-06 02:00 | 8 | 6 | 2 | 218.042 | 5210 | 57.92 | 53.06 | 1000 | 57.92 | 0 | 40.4117 | Cooling | 6.7353 | #N/A | #N/A | #N/A | #N/A | 0 | 0 | 0 | 0 | 0 | 40.4117 | #N/A | #N/A | 88 | 72.92 | 4.8112 | #N/A | 0.12494 | 0.02245% | 1 | 50% | 0% | 0% | 0% | 8.2745 | 0 | 0 | 0 | 8.2745 | #N/A
2007-08-06 03:00 | 8 | 6 | 3 | 218.0836 | 5211 | 57.02 | 51.98 | 1000 | 57.02 | 0 | 31.06 | Cooling | 5.1767 | #N/A | #N/A | #N/A | #N/A | 0 | 0 | 0 | 0 | 0 | 31.06 | #N/A | #N/A | 88 | 72.02 | 4.8727 | #N/A | 0.096026 | 0.01726% | 1 | 50% | 0% | 0% | 0% | 8.2745 | 0 | 0 | 0 | 8.2745 | #N/A
2007-08-06 04:00 | 8 | 6 | 4 | 218.1253 | 5212 | 55.94 | 51.98 | 1000 | 55.94 | 0 | 25.1256 | Cooling | 4.1876 | #N/A | #N/A | #N/A | #N/A | 0 | 0 | 0 | 0 | 0 | 25.1256 | #N/A | #N/A | 88 | 70.94 | 4.9465 | #N/A | 0.077679 | 0.01396% | 1 | 50% | 0% | 0% | 0% | 8.2745 | 0 | 0 | 0 | 8.2745 | #N/A
2007-08-06 05:00 | 8 | 6 | 5 | 218.167 | 5213 | 55.94 | 51.98 | 1000 | 55.94 | 0 | 27.2932 | Cooling | 4.5489 | #N/A | #N/A | #N/A | #N/A | 0 | 0 | 0 | 0 | 0 | 27.2932 | #N/A | #N/A | 88 | 70.94 | 4.9465 | #N/A | 0.08438 | 0.01516% | 1 | 50% | 0% | 0% | 0% | 8.2745 | 0 | 0 | 0 | 8.2745 | #N/A
2007-08-06 06:00 | 8 | 6 | 6 | 218.2086 | 5214 | 57.02 | 53.06 | 1000 | 57.02 | 0 | 277.2625 | Cooling | 46.2104 | #N/A | #N/A | #N/A | #N/A | 0 | 0 | 0 | 0 | 0 | 277.2625 | #N/A | #N/A | 88 | 72.02 | 4.8727 | #N/A | 0.85719 | 0.154% | 1 | 50% | 0% | 0% | 0% | 8.2745 | 0 | 0 | 0 | 8.2745 | #N/A
2007-08-06 07:00 | 8 | 6 | 7 | 218.2503 | 5215 | 62.96 | 55.94 | 1000 | 62.96 | 0 | 605.7398 | Cooling | 100.9566 | #N/A | #N/A | #N/A | #N/A | 0 | 0 | 0 | 0 | 0 | 605.7398 | #N/A | #N/A | 88 | 77.96 | 4.4668 | #N/A | 1.8727 | 0.3365% | 1 | 50% | 0% | 0% | 0% | 8.2745 | 0 | 0 | 0 | 8.2745 | #N/A
2007-08-06 08:00 | 8 | 6 | 8 | 218.292 | 5216 | 62.96 | 57.02 | 1000 | 62.96 | 0 | 1143.8551 | Cooling | 190.6425 | #N/A | #N/A | #N/A | #N/A | 0 | 0 | 0 | 0 | 0 | 1143.8551 | #N/A | #N/A | 88 | 77.96 | 4.4668 | #N/A | 3.5364 | 0.6355% | 1 | 50% | 0% | 0% | 0% | 8.2745 | 0 | 0 | 0 | 8.2745 | #N/A
2007-08-06 09:00 | 8 | 6 | 9 | 218.3336 | 5217 | 69.08 | 57.02 | 999 | 69.08 | 0 | 1441.262 | Cooling | 240.2103 | #N/A | #N/A | #N/A | #N/A | 0 | 0 | 0 | 0 | 0 | 1441.262 | #N/A | #N/A | 88 | 84.08 | 4.0486 | #N/A | 4.4558 | 0.8007% | 1 | 50% | 0% | 0% | 0% | 8.2745 | 0 | 0 | 0 | 8.2745 | #N/A
2007-08-06 10:00 | 8 | 6 | 10 | 218.3753 | 5218 | 71.06 | 55.04 | 999 | 71.06 | 0 | 1446.1783 | Cooling | 241.0297 | #N/A | #N/A | #N/A | #N/A | 0 | 0 | 0 | 0 | 0 | 1446.1783 | #N/A | #N/A | 88 | 86.06 | 3.9133 | #N/A | 4.471 | 0.8034% | 1 | 50% | 0% | 0% | 0% | 8.2745 | 0 | 0 | 0 | 8.2745 | #N/A
2007-08-06 11:00 | 8 | 6 | 11 | 218.417 | 5219 | 71.06 | 55.94 | 998 | 71.06 | 0 | 1385.6215 | Cooling | 230.9369 | #N/A | #N/A | #N/A | #N/A | 0 | 0 | 0 | 0 | 0 | 1385.6215 | #N/A | #N/A | 88 | 86.06 | 3.9133 | #N/A | 4.2838 | 0.7698% | 1 | 50% | 0% | 0% | 0% | 8.2745 | 0 | 0 | 0 | 8.2745 | #N/A
2007-08-06 12:00 | 8 | 6 | 12 | 218.4586 | 5220 | 75.92 | 57.02 | 997 | 75.92 | 0 | 1530.9955 | Cooling | 255.1659 | #N/A | #N/A | #N/A | #N/A | 0 | 0 | 0 | 0 | 0 | 1530.9955 | #N/A | #N/A | 88 | 90.92 | 3.5812 | #N/A | 4.7333 | 0.8506% | 1 | 50% | 0% | 0% | 0% | 8.2745 | 0 | 0 | 0 | 8.2745 | #N/A
2007-08-06 13:00 | 8 | 6 | 13 | 218.5003 | 5221 | 75.02 | 62.06 | 997 | 75.02 | 0 | 1701.2996 | Cooling | 283.5499 | #N/A | #N/A | #N/A | #N/A | 0 | 0 | 0 | 0 | 0 | 1701.2996 | #N/A | #N/A | 88 | 90.02 | 3.6427 | #N/A | 5.2598 | 0.9452% | 1 | 50% | 0% | 0% | 0% | 8.2745 | 0 | 0 | 0 | 8.2745 | #N/A
2007-08-06 14:00 | 8 | 6 | 14 | 218.542 | 5222 | 75.02 | 62.6 | 996 | 75.02 | 0 | 1715.9277 | Cooling | 285.988 | #N/A | #N/A | #N/A | #N/A | 0 | 0 | 0 | 0 | 0 | 1715.9277 | #N/A | #N/A | 88 | 90.02 | 3.6427 | #N/A | 5.305 | 0.9533% | 1 | 50% | 0% | 0% | 0% | 8.2745 | 0 | 0 | 0 | 8.2745 | #N/A
2007-08-06 15:00 | 8 | 6 | 15 | 218.5836 | 5223 | 75.02 | 62.96 | 996 | 75.02 | 0 | 1754.5456 | Cooling | 292.4243 | #N/A | #N/A | #N/A | #N/A | 0 | 0 | 0 | 0 | 0 | 1754.5456 | #N/A | #N/A | 88 | 90.02 | 3.6427 | #N/A | 5.4244 | 0.9747% | 1 | 50% | 0% | 0% | 0% | 8.2745 | 0 | 0 | 0 | 8.2745 | #N/A
2007-08-06 16:00 | 8 | 6 | 16 | 218.6253 | 5224 | 75.92 | 62.96 | 995 | 75.92 | 0 | 1863.9631 | Cooling | 310.6605 | #N/A | #N/A | #N/A | #N/A | 0 | 0 | 0 | 0 | 0 | 1863.9631 | #N/A | #N/A | 88 | 90.92 | 3.5812 | #N/A | 5.7627 | 1.036% | 1 | 50% | 0% | 0% | 0% | 8.2745 | 0 | 0 | 0 | 8.2745 | #N/A
2007-08-06 17:00 | 8 | 6 | 17 | 218.667 | 5225 | 75.92 | 64.04 | 995 | 75.92 | 0 | 1892.6504 | Cooling | 315.4417 | #N/A | #N/A | #N/A | #N/A | 0 | 0 | 0 | 0 | 0 | 1892.6504 | #N/A | #N/A | 88 | 90.92 | 3.5812 | #N/A | 5.8514 | 1.051% | 1 | 50% | 0% | 0% | 0% | 8.2745 | 0 | 0 | 0 | 8.2745 | #N/A
2007-08-06 18:00 | 8 | 6 | 18 | 218.7086 | 5226 | 71.96 | 64.04 | 994 | 71.96 | 0 | 1806.0367 | Cooling | 301.0061 | #N/A | #N/A | #N/A | #N/A | 0 | 0 | 0 | 0 | 0 | 1806.0367 | #N/A | #N/A | 88 | 86.96 | 3.8518 | #N/A | 5.5836 | 1.003% | 1 | 50% | 0% | 0% | 0% | 8.2745 | 0 | 0 | 0 | 8.2745 | #N/A
2007-08-06 19:00 | 8 | 6 | 19 | 218.7503 | 5227 | 69.08 | 64.04 | 995 | 69.08 | 0 | 1736.065 | Cooling | 289.3442 | #N/A | #N/A | #N/A | #N/A | 0 | 0 | 0 | 0 | 0 | 1736.065 | #N/A | #N/A | 88 | 84.08 | 4.0486 | #N/A | 5.3673 | 0.9645% | 1 | 50% | 0% | 0% | 0% | 8.2745 | 0 | 0 | 0 | 8.2745 | #N/A
2007-08-06 20:00 | 8 | 6 | 20 | 218.792 | 5228 | 69.08 | 64.04 | 995 | 69.08 | 0 | 1649.7151 | Cooling | 274.9525 | #N/A | #N/A | #N/A | #N/A | 0 | 0 | 0 | 0 | 0 | 1649.7151 | #N/A | #N/A | 88 | 84.08 | 4.0486 | #N/A | 5.1003 | 0.9165% | 1 | 50% | 0% | 0% | 0% | 8.2745 | 0 | 0 | 0 | 8.2745 | #N/A
2007-08-06 21:00 | 8 | 6 | 21 | 218.8336 | 5229 | 66.02 | 64.04 | 994 | 66.02 | 0 | 1580.4027 | Cooling | 263.4004 | #N/A | #N/A | #N/A | #N/A | 0 | 0 | 0 | 0 | 0 | 1580.4027 | #N/A | #N/A | 88 | 81.02 | 4.2577 | #N/A | 4.886 | 0.878% | 1 | 50% | 0% | 0% | 0% | 8.2745 | 0 | 0 | 0 | 8.2745 | #N/A
2007-08-06 22:00 | 8 | 6 | 22 | 218.8753 | 5230 | 62.06 | 64.04 | 994 | 62.06 | 0 | 222.7563 | Cooling | 37.126 | #N/A | #N/A | #N/A | #N/A | 0 | 0 | 0 | 0 | 0 | 222.7563 | #N/A | #N/A | 88 | 77.06 | 4.5283 | #N/A | 0.68868 | 0.1238% | 1 | 50% | 0% | 0% | 0% | 8.2745 | 0 | 0 | 0 | 8.2745 | #N/A
2007-08-06 23:00 | 8 | 6 | 23 | 218.917 | 5231 | 62.06 | 64.94 | 994 | 62.06 | 0 | 293.0135 | Cooling | 48.8356 | #N/A | #N/A | #N/A | #N/A | 0 | 0 | 0 | 0 | 0 | 293.0135 | #N/A | #N/A | 88 | 77.06 | 4.5283 | #N/A | 0.90589 | 0.1628% | 1 | 50% | 0% | 0% | 0% | 8.2745 | 0 | 0 | 0 | 8.2745 | #N/A
2007-08-07 | 8 | 7 | 0 | 218.9586 | 5232 | 60.98 | 64.94 | 994 | 60.98 | 0 | 278.3786 | Cooling | 46.3964 | #N/A | #N/A | #N/A | #N/A | 0 | 0 | 0 | 0 | 0 | 278.3786 | #N/A | #N/A | 88 | 75.98 | 4.6021 | #N/A | 0.86064 | 0.1547% | 1 | 50% | 0% | 0% | 0% | 8.2745 | 0 | 0 | 0 | 8.2745 | #N/A
2007-08-07 01:00 | 8 | 7 | 1 | 219.0003 | 5233 | 60.98 | 66.02 | 993 | 60.98 | 0 | 282.5698 | Cooling | 47.095 | #N/A | #N/A | #N/A | #N/A | 0 | 0 | 0 | 0 | 0 | 282.5698 | #N/A | #N/A | 88 | 75.98 | 4.6021 | #N/A | 0.8736 | 0.157% | 1 | 50% | 0% | 0% | 0% | 8.2745 | 0 | 0 | 0 | 8.2745 | #N/A
2007-08-07 02:00 | 8 | 7 | 2 | 219.042 | 5234 | 60.98 | 66.02 | 993 | 60.98 | 0 | 282.605 | Cooling | 47.1008 | #N/A | #N/A | #N/A | #N/A | 0 | 0 | 0 | 0 | 0 | 282.605 | #N/A | #N/A | 88 | 75.98 | 4.6021 | #N/A | 0.87371 | 0.157% | 1 | 50% | 0% | 0% | 0% | 8.2745 | 0 | 0 | 0 | 8.2745 | #N/A
2007-08-07 03:00 | 8 | 7 | 3 | 219.0836 | 5235 | 57.92 | 66.92 | 993 | 57.92 | 0 | 288.0918 | Cooling | 48.0153 | #N/A | #N/A | #N/A | #N/A | 0 | 0 | 0 | 0 | 0 | 288.0918 | #N/A | #N/A | 88 | 72.92 | 4.8112 | #N/A | 0.89067 | 0.1601% | 1 | 50% | 0% | 0% | 0% | 8.2745 | 0 | 0 | 0 | 8.2745 | #N/A
2007-08-07 04:00 | 8 | 7 | 4 | 219.1253 | 5236 | 57.92 | 68 | 994 | 57.92 | 0 | 315.3187 | Cooling | 52.5531 | #N/A | #N/A | #N/A | #N/A | 0 | 0 | 0 | 0 | 0 | 315.3187 | #N/A | #N/A | 88 | 72.92 | 4.8112 | #N/A | 0.97485 | 0.1752% | 1 | 50% | 0% | 0% | 0% | 8.2745 | 0 | 0 | 0 | 8.2745 | #N/A
2007-08-07 05:00 | 8 | 7 | 5 | 219.167 | 5237 | 57.92 | 68 | 994 | 57.92 | 0 | 394.5134 | Cooling | 65.7522 | #N/A | #N/A | #N/A | #N/A | 0 | 0 | 0 | 0 | 0 | 394.5134 | #N/A | #N/A | 88 | 72.92 | 4.8112 | #N/A | 1.2197 | 0.2192% | 1 | 50% | 0% | 0% | 0% | 8.2745 | 0 | 0 | 0 | 8.2745 | #N/A
2007-08-07 06:00 | 8 | 7 | 6 | 219.2086 | 5238 | 59 | 69.8 | 994 | 59 | 0 | 2426.6482 | Cooling | 404.4414 | #N/A | #N/A | #N/A | #N/A | 0 | 0 | 0 | 0 | 0 | 2426.6482 | #N/A | #N/A | 88 | 74 | 4.7374 | #N/A | 7.5023 | 1.348% | 1 | 50% | 0% | 0% | 0% | 8.2745 | 0 | 0 | 0 | 8.2745 | #N/A
2007-08-07 07:00 | 8 | 7 | 7 | 219.2503 | 5239 | 62.96 | 68 | 995 | 62.96 | 0 | 2227.036 | Cooling | 371.1727 | #N/A | #N/A | #N/A | #N/A | 0 | 0 | 0 | 0 | 0 | 2227.036 | #N/A | #N/A | 88 | 77.96 | 4.4668 | #N/A | 6.8852 | 1.237% | 1 | 50% | 0% | 0% | 0% | 8.2745 | 0 | 0 | 0 | 8.2745 | #N/A
2007-08-07 08:00 | 8 | 7 | 8 | 219.292 | 5240 | 62.96 | 68 | 995 | 62.96 | 0 | 2441.626 | Cooling | 406.9377 | #N/A | #N/A | #N/A | #N/A | 0 | 0 | 0 | 0 | 0 | 2441.626 | #N/A | #N/A | 88 | 77.96 | 4.4668 | #N/A | 7.5486 | 1.356% | 1 | 50% | 0% | 0% | 0% | 8.2745 | 0 | 0 | 0 | 8.2745 | #N/A
2007-08-07 09:00 | 8 | 7 | 9 | 219.3336 | 5241 | 68 | 66.92 | 996 | 68 | 0 | 2565.8853 | Cooling | 427.6475 | #N/A | #N/A | #N/A | #N/A | 0 | 0 | 0 | 0 | 0 | 2565.8853 | #N/A | #N/A | 88 | 83 | 4.1224 | #N/A | 7.9328 | 1.425% | 1 | 50% | 0% | 0% | 0% | 8.2745 | 0 | 0 | 0 | 8.2745 | #N/A
2007-08-07 10:00 | 8 | 7 | 10 | 219.3753 | 5242 | 71.06 | 66.92 | 996 | 71.06 | 0 | 2388.8997 | Cooling | 398.1499 | #N/A | #N/A | #N/A | #N/A | 0 | 0 | 0 | 0 | 0 | 2388.8997 | #N/A | #N/A | 88 | 86.06 | 3.9133 | #N/A | 7.3856 | 1.327% | 1 | 50% | 0% | 0% | 0% | 8.2745 | 0 | 0 | 0 | 8.2745 | #N/A
2007-08-07 11:00 | 8 | 7 | 11 | 219.417 | 5243 | 71.06 | 69.98 | 996 | 71.06 | 0 | 2019.9517 | Cooling | 336.6586 | #N/A | #N/A | #N/A | #N/A | 0 | 0 | 0 | 0 | 0 | 2019.9517 | #N/A | #N/A | 88 | 86.06 | 3.9133 | #N/A | 6.2449 | 1.122% | 1 | 50% | 0% | 0% | 0% | 8.2745 | 0 | 0 | 0 | 8.2745 | #N/A
2007-08-07 12:00 | 8 | 7 | 12 | 219.4586 | 5244 | 71.96 | 68 | 996 | 71.96 | 0 | 1954.0908 | Cooling | 325.6818 | #N/A | #N/A | #N/A | #N/A | 0 | 0 | 0 | 0 | 0 | 1954.0908 | #N/A | #N/A | 88 | 86.96 | 3.8518 | #N/A | 6.0413 | 1.086% | 1 | 50% | 0% | 0% | 0% | 8.2745 | 0 | 0 | 0 | 8.2745 | #N/A
2007-08-07 13:00 | 8 | 7 | 13 | 219.5003 | 5245 | 75.02 | 68 | 996 | 75.02 | 0 | 1971.487 | Cooling | 328.5812 | #N/A | #N/A | #N/A | #N/A | 0 | 0 | 0 | 0 | 0 | 1971.487 | #N/A | #N/A | 88 | 90.02 | 3.6427 | #N/A | 6.0951 | 1.095% | 1 | 50% | 0% | 0% | 0% | 8.2745 | 0 | 0 | 0 | 8.2745 | #N/A
2007-08-07 14:00 | 8 | 7 | 14 | 219.542 | 5246 | 75.02 | 68 | 995 | 75.02 | 0 | 2037.1063 | Cooling | 339.5177 | #N/A | #N/A | #N/A | #N/A | 0 | 0 | 0 | 0 | 0 | 2037.1063 | #N/A | #N/A | 88 | 90.02 | 3.6427 | #N/A | 6.298 | 1.132% | 1 | 50% | 0% | 0% | 0% | 8.2745 | 0 | 0 | 0 | 8.2745 | #N/A
2007-08-07 15:00 | 8 | 7 | 15 | 219.5836 | 5247 | 75.02 | 66.92 | 995 | 75.02 | 0 | 2058.2194 | Cooling | 343.0366 | #N/A | #N/A | #N/A | #N/A | 0 | 0 | 0 | 0 | 0 | 2058.2194 | #N/A | #N/A | 88 | 90.02 | 3.6427 | #N/A | 6.3632 | 1.143% | 1 | 50% | 0% | 0% | 0% | 8.2745 | 0 | 0 | 0 | 8.2745 | #N/A
2007-08-07 16:00 | 8 | 7 | 16 | 219.6253 | 5248 | 73.94 | 68 | 995 | 73.94 | 0 | 2122.4121 | Cooling | 353.7354 | #N/A | #N/A | #N/A | #N/A | 0 | 0 | 0 | 0 | 0 | 2122.4121 | #N/A | #N/A | 88 | 88.94 | 3.7165 | #N/A | 6.5617 | 1.179% | 1 | 50% | 0% | 0% | 0% | 8.2745 | 0 | 0 | 0 | 8.2745 | #N/A
2007-08-07 17:00 | 8 | 7 | 17 | 219.667 | 5249 | 73.94 | 64.04 | 995 | 73.94 | 0 | 2055.4017 | Cooling | 342.567 | #N/A | #N/A | #N/A | #N/A | 0 | 0 | 0 | 0 | 0 | 2055.4017 | #N/A | #N/A | 88 | 88.94 | 3.7165 | #N/A | 6.3545 | 1.142% | 1 | 50% | 0% | 0% | 0% | 8.2745 | 0 | 0 | 0 | 8.2745 | #N/A
2007-08-07 18:00 | 8 | 7 | 18 | 219.7086 | 5250 | 71.06 | 64.94 | 995 | 71.06 | 0 | 1917.2949 | Cooling | 319.5492 | #N/A | #N/A | #N/A | #N/A | 0 | 0 | 0 | 0 | 0 | 1917.2949 | #N/A | #N/A | 88 | 86.06 | 3.9133 | #N/A | 5.9276 | 1.065% | 1 | 50% | 0% | 0% | 0% | 8.2745 | 0 | 0 | 0 | 8.2745 | #N/A
2007-08-07 19:00 | 8 | 7 | 19 | 219.7503 | 5251 | 69.08 | 64.04 | 996 | 69.08 | 0 | 1823.9343 | Cooling | 303.989 | #N/A | #N/A | #N/A | #N/A | 0 | 0 | 0 | 0 | 0 | 1823.9343 | #N/A | #N/A | 88 | 84.08 | 4.0486 | #N/A | 5.6389 | 1.013% | 1 | 50% | 0% | 0% | 0% | 8.2745 | 0 | 0 | 0 | 8.2745 | #N/A
2007-08-07 20:00 | 8 | 7 | 20 | 219.792 | 5252 | 69.08 | 64.04 | 997 | 69.08 | 0 | 1953.9411 | Cooling | 325.6569 | #N/A | #N/A | #N/A | #N/A | 0 | 0 | 0 | 0 | 0 | 1953.9411 | #N/A | #N/A | 88 | 84.08 | 4.0486 | #N/A | 6.0409 | 1.086% | 1 | 50% | 0% | 0% | 0% | 8.2745 | 0 | 0 | 0 | 8.2745 | #N/A
2007-08-07 21:00 | 8 | 7 | 21 | 219.8336 | 5253 | 64.04 | 64.04 | 997 | 64.04 | 0 | 2360.052 | Cooling | 393.342 | #N/A | #N/A | #N/A | #N/A | 0 | 0 | 0 | 0 | 0 | 2360.052 | #N/A | #N/A | 88 | 79.04 | 4.393 | #N/A | 7.2964 | 1.311% | 1 | 50% | 0% | 0% | 0% | 8.2745 | 0 | 0 | 0 | 8.2745 | #N/A
2007-08-07 22:00 | 8 | 7 | 22 | 219.8753 | 5254 | 62.06 | 62.96 | 997 | 62.06 | 0 | 506.712 | Cooling | 84.452 | #N/A | #N/A | #N/A | #N/A | 0 | 0 | 0 | 0 | 0 | 506.712 | #N/A | #N/A | 88 | 77.06 | 4.5283 | #N/A | 1.5666 | 0.2815% | 1 | 50% | 0% | 0% | 0% | 8.2745 | 0 | 0 | 0 | 8.2745 | #N/A
2007-08-07 23:00 | 8 | 7 | 23 | 219.917 | 5255 | 62.06 | 64.04 | 997 | 62.06 | 0 | 667.065 | Cooling | 111.1775 | #N/A | #N/A | #N/A | #N/A | 0 | 0 | 0 | 0 | 0 | 667.065 | #N/A | #N/A | 88 | 77.06 | 4.5283 | #N/A | 2.0623 | 0.3706% | 1 | 50% | 0% | 0% | 0% | 8.2745 | 0 | 0 | 0 | 8.2745 | #N/A
2007-08-08 | 8 | 8 | 0 | 219.9586 | 5256 | 55.94 | 62.06 | 997 | 55.94 | 0 | 571.1363 | Cooling | 95.1894 | #N/A | #N/A | #N/A | #N/A | 0 | 0 | 0 | 0 | 0 | 571.1363 | #N/A | #N/A | 88 | 70.94 | 4.9465 | #N/A | 1.7657 | 0.3173% | 1 | 50% | 0% | 0% | 0% | 8.2745 | 0 | 0 | 0 | 8.2745 | #N/A
2007-08-08 01:00 | 8 | 8 | 1 | 220.0003 | 5257 | 55.94 | 62.06 | 997 | 55.94 | 0 | 472.2655 | Cooling | 78.7109 | #N/A | #N/A | #N/A | #N/A | 0 | 0 | 0 | 0 | 0 | 472.2655 | #N/A | #N/A | 88 | 70.94 | 4.9465 | #N/A | 1.4601 | 0.2624% | 1 | 50% | 0% | 0% | 0% | 8.2745 | 0 | 0 | 0 | 8.2745 | #N/A
2007-08-08 02:00 | 8 | 8 | 2 | 220.042 | 5258 | 55.94 | 62.96 | 997 | 55.94 | 0 | 439.0452 | Cooling | 73.1742 | #N/A | #N/A | #N/A | #N/A | 0 | 0 | 0 | 0 | 0 | 439.0452 | #N/A | #N/A | 88 | 70.94 | 4.9465 | #N/A | 1.3574 | 0.2439% | 1 | 50% | 0% | 0% | 0% | 8.2745 | 0 | 0 | 0 | 8.2745 | #N/A
2007-08-08 03:00 | 8 | 8 | 3 | 220.0836 | 5259 | 53.96 | 62.96 | 997 | 53.96 | 0 | 409.7487 | Cooling | 68.2915 | #N/A | #N/A | #N/A | #N/A | 0 | 0 | 0 | 0 | 0 | 409.7487 | #N/A | #N/A | 88 | 68.96 | 5.0818 | #N/A | 1.2668 | 0.2276% | 1 | 50% | 0% | 0% | 0% | 8.2745 | 0 | 0 | 0 | 8.2745 | #N/A
2007-08-08 04:00 | 8 | 8 | 4 | 220.1253 | 5260 | 51.08 | 62.96 | 997 | 51.08 | 0 | 392.1615 | Cooling | 65.3603 | #N/A | #N/A | #N/A | #N/A | 0 | 0 | 0 | 0 | 0 | 392.1615 | #N/A | #N/A | 88 | 66.08 | 5.2786 | #N/A | 1.2124 | 0.2179% | 1 | 50% | 0% | 0% | 0% | 8.2745 | 0 | 0 | 0 | 8.2745 | #N/A
2007-08-08 05:00 | 8 | 8 | 5 | 220.167 | 5261 | 51.08 | 62.96 | 998 | 51.08 | 0 | 435.2381 | Cooling | 72.5397 | #N/A | #N/A | #N/A | #N/A | 0 | 0 | 0 | 0 | 0 | 435.2381 | #N/A | #N/A | 88 | 66.08 | 5.2786 | #N/A | 1.3456 | 0.2418% | 1 | 50% | 0% | 0% | 0% | 8.2745 | 0 | 0 | 0 | 8.2745 | #N/A
2007-08-08 06:00 | 8 | 8 | 6 | 220.2086 | 5262 | 51.08 | 64.04 | 998 | 51.08 | 0 | 1992.3982 | Cooling | 332.0664 | #N/A | #N/A | #N/A | #N/A | 0 | 0 | 0 | 0 | 0 | 1992.3982 | #N/A | #N/A | 88 | 66.08 | 5.2786 | #N/A | 6.1597 | 1.107% | 1 | 50% | 0% | 0% | 0% | 8.2745 | 0 | 0 | 0 | 8.2745 | #N/A
2007-08-08 07:00 | 8 | 8 | 7 | 220.2503 | 5263 | 57.02 | 64.94 | 999 | 57.02 | 0 | 2230.9647 | Cooling | 371.8275 | #N/A | #N/A | #N/A | #N/A | 0 | 0 | 0 | 0 | 0 | 2230.9647 | #N/A | #N/A | 88 | 72.02 | 4.8727 | #N/A | 6.8973 | 1.239% | 1 | 50% | 0% | 0% | 0% | 8.2745 | 0 | 0 | 0 | 8.2745 | #N/A
2007-08-08 08:00 | 8 | 8 | 8 | 220.292 | 5264 | 57.02 | 66.02 | 999 | 57.02 | 0 | 2557.5006 | Cooling | 426.2501 | #N/A | #N/A | #N/A | #N/A | 0 | 0 | 0 | 0 | 0 | 2557.5006 | #N/A | #N/A | 88 | 72.02 | 4.8727 | #N/A | 7.9068 | 1.421% | 1 | 50% | 0% | 0% | 0% | 8.2745 | 0 | 0 | 0 | 8.2745 | #N/A
2007-08-08 09:00 | 8 | 8 | 9 | 220.3336 | 5265 | 64.04 | 64.94 | 999 | 64.04 | 0 | 2161.6121 | Cooling | 360.2687 | #N/A | #N/A | #N/A | #N/A | 0 | 0 | 0 | 0 | 0 | 2161.6121 | #N/A | #N/A | 88 | 79.04 | 4.393 | #N/A | 6.6829 | 1.201% | 1 | 50% | 0% | 0% | 0% | 8.2745 | 0 | 0 | 0 | 8.2745 | #N/A
2007-08-08 10:00 | 8 | 8 | 10 | 220.3753 | 5266 | 66.02 | 64.04 | 999 | 66.02 | 0 | 2048.2249 | Cooling | 341.3708 | #N/A | #N/A | #N/A | #N/A | 0 | 0 | 0 | 0 | 0 | 2048.2249 | #N/A | #N/A | 88 | 81.02 | 4.2577 | #N/A | 6.3323 | 1.138% | 1 | 50% | 0% | 0% | 0% | 8.2745 | 0 | 0 | 0 | 8.2745 | #N/A
2007-08-08 11:00 | 8 | 8 | 11 | 220.417 | 5267 | 66.02 | 64.04 | 999 | 66.02 | 0 | 1968.3505 | Cooling | 328.0584 | #N/A | #N/A | #N/A | #N/A | 0 | 0 | 0 | 0 | 0 | 1968.3505 | #N/A | #N/A | 88 | 81.02 | 4.2577 | #N/A | 6.0854 | 1.094% | 1 | 50% | 0% | 0% | 0% | 8.2745 | 0 | 0 | 0 | 8.2745 | #N/A
2007-08-08 12:00 | 8 | 8 | 12 | 220.4586 | 5268 | 71.06 | 62.96 | 999 | 71.06 | 0 | 1899.8272 | Cooling | 316.6379 | #N/A | #N/A | #N/A | #N/A | 0 | 0 | 0 | 0 | 0 | 1899.8272 | #N/A | #N/A | 88 | 86.06 | 3.9133 | #N/A | 5.8736 | 1.055% | 1 | 50% | 0% | 0% | 0% | 8.2745 | 0 | 0 | 0 | 8.2745 | #N/A
2007-08-08 13:00 | 8 | 8 | 13 | 220.5003 | 5269 | 73.04 | 62.96 | 999 | 73.04 | 0 | 1912.8211 | Cooling | 318.8035 | #N/A | #N/A | #N/A | #N/A | 0 | 0 | 0 | 0 | 0 | 1912.8211 | #N/A | #N/A | 88 | 88.04 | 3.778 | #N/A | 5.9137 | 1.063% | 1 | 50% | 0% | 0% | 0% | 8.2745 | 0 | 0 | 0 | 8.2745 | #N/A
2007-08-08 14:00 | 8 | 8 | 14 | 220.542 | 5270 | 73.04 | 64.94 | 999 | 73.04 | 0 | 1996.777 | Cooling | 332.7962 | #N/A | #N/A | #N/A | #N/A | 0 | 0 | 0 | 0 | 0 | 1996.777 | #N/A | #N/A | 88 | 88.04 | 3.778 | #N/A | 6.1733 | 1.109% | 1 | 50% | 0% | 0% | 0% | 8.2745 | 0 | 0 | 0 | 8.2745 | #N/A
2007-08-08 15:00 | 8 | 8 | 15 | 220.5836 | 5271 | 73.94 | 64.04 | 998 | 73.94 | 0 | 2042.1555 | Cooling | 340.3593 | #N/A | #N/A | #N/A | #N/A | 0 | 0 | 0 | 0 | 0 | 2042.1555 | #N/A | #N/A | 88 | 88.94 | 3.7165 | #N/A | 6.3136 | 1.135% | 1 | 50% | 0% | 0% | 0% | 8.2745 | 0 | 0 | 0 | 8.2745 | #N/A
2007-08-08 16:00 | 8 | 8 | 16 | 220.6253 | 5272 | 73.04 | 64.04 | 998 | 73.04 | 0 | 2106.94 | Cooling | 351.1567 | #N/A | #N/A | #N/A | #N/A | 0 | 0 | 0 | 0 | 0 | 2106.94 | #N/A | #N/A | 88 | 88.04 | 3.778 | #N/A | 6.5139 | 1.171% | 1 | 50% | 0% | 0% | 0% | 8.2745 | 0 | 0 | 0 | 8.2745 | #N/A
2007-08-08 17:00 | 8 | 8 | 17 | 220.667 | 5273 | 73.04 | 64.94 | 998 | 73.04 | 0 | 2095.3691 | Cooling | 349.2282 | #N/A | #N/A | #N/A | #N/A | 0 | 0 | 0 | 0 | 0 | 2095.3691 | #N/A | #N/A | 88 | 88.04 | 3.778 | #N/A | 6.4781 | 1.164% | 1 | 50% | 0% | 0% | 0% | 8.2745 | 0 | 0 | 0 | 8.2745 | #N/A
2007-08-08 18:00 | 8 | 8 | 18 | 220.7086 | 5274 | 71.06 | 66.92 | 997 | 71.06 | 0 | 2013.7686 | Cooling | 335.6281 | #N/A | #N/A | #N/A | #N/A | 0 | 0 | 0 | 0 | 0 | 2013.7686 | #N/A | #N/A | 88 | 86.06 | 3.9133 | #N/A | 6.2258 | 1.119% | 1 | 50% | 0% | 0% | 0% | 8.2745 | 0 | 0 | 0 | 8.2745 | #N/A
2007-08-08 19:00 | 8 | 8 | 19 | 220.7503 | 5275 | 69.08 | 68 | 997 | 69.08 | 0 | 2027.8025 | Cooling | 337.9671 | #N/A | #N/A | #N/A | #N/A | 0 | 0 | 0 | 0 | 0 | 2027.8025 | #N/A | #N/A | 88 | 84.08 | 4.0486 | #N/A | 6.2692 | 1.127% | 1 | 50% | 0% | 0% | 0% | 8.2745 | 0 | 0 | 0 | 8.2745 | #N/A
2007-08-08 20:00 | 8 | 8 | 20 | 220.792 | 5276 | 69.08 | 68 | 997 | 69.08 | 0 | 2351.918 | Cooling | 391.9863 | #N/A | #N/A | #N/A | #N/A | 0 | 0 | 0 | 0 | 0 | 2351.918 | #N/A | #N/A | 88 | 84.08 | 4.0486 | #N/A | 7.2712 | 1.307% | 1 | 50% | 0% | 0% | 0% | 8.2745 | 0 | 0 | 0 | 8.2745 | #N/A
2007-08-08 21:00 | 8 | 8 | 21 | 220.8336 | 5277 | 66.02 | 66.92 | 997 | 66.02 | 0 | 2552.3823 | Cooling | 425.3971 | #N/A | #N/A | #N/A | #N/A | 0 | 0 | 0 | 0 | 0 | 2552.3823 | #N/A | #N/A | 88 | 81.02 | 4.2577 | #N/A | 7.891 | 1.418% | 1 | 50% | 0% | 0% | 0% | 8.2745 | 0 | 0 | 0 | 8.2745 | #N/A
2007-08-08 22:00 | 8 | 8 | 22 | 220.8753 | 5278 | 62.06 | 66.92 | 996 | 62.06 | 0 | 801.0279 | Cooling | 133.5047 | #N/A | #N/A | #N/A | #N/A | 0 | 0 | 0 | 0 | 0 | 801.0279 | #N/A | #N/A | 88 | 77.06 | 4.5283 | #N/A | 2.4765 | 0.445% | 1 | 50% | 0% | 0% | 0% | 8.2745 | 0 | 0 | 0 | 8.2745 | #N/A
2007-08-08 23:00 | 8 | 8 | 23 | 220.917 | 5279 | 62.06 | 66.02 | 996 | 62.06 | 0 | 902.8219 | Cooling | 150.4703 | #N/A | #N/A | #N/A | #N/A | 0 | 0 | 0 | 0 | 0 | 902.8219 | #N/A | #N/A | 88 | 77.06 | 4.5283 | #N/A | 2.7912 | 0.5016% | 1 | 50% | 0% | 0% | 0% | 8.2745 | 0 | 0 | 0 | 8.2745 | #N/A
2007-08-09 | 8 | 9 | 0 | 220.9586 | 5280 | 60.08 | 66.02 | 995 | 60.08 | 0 | 835.3035 | Cooling | 139.2173 | #N/A | #N/A | #N/A | #N/A | 0 | 0 | 0 | 0 | 0 | 835.3035 | #N/A | #N/A | 88 | 75.08 | 4.6636 | #N/A | 2.5824 | 0.4641% | 1 | 50% | 0% | 0% | 0% | 8.2745 | 0 | 0 | 0 | 8.2745 | #N/A
2007-08-09 01:00 | 8 | 9 | 1 | 221.0003 | 5281 | 60.98 | 68 | 995 | 60.98 | 0 | 840.8933 | Cooling | 140.1489 | #N/A | #N/A | #N/A | #N/A | 0 | 0 | 0 | 0 | 0 | 840.8933 | #N/A | #N/A | 88 | 75.98 | 4.6021 | #N/A | 2.5997 | 0.4672% | 1 | 50% | 0% | 0% | 0% | 8.2745 | 0 | 0 | 0 | 8.2745 | #N/A
2007-08-09 02:00 | 8 | 9 | 2 | 221.042 | 5282 | 60.98 | 68 | 994 | 60.98 | 0 | 832.0778 | Cooling | 138.6796 | #N/A | #N/A | #N/A | #N/A | 0 | 0 | 0 | 0 | 0 | 832.0778 | #N/A | #N/A | 88 | 75.98 | 4.6021 | #N/A | 2.5725 | 0.4623% | 1 | 50% | 0% | 0% | 0% | 8.2745 | 0 | 0 | 0 | 8.2745 | #N/A
2007-08-09 03:00 | 8 | 9 | 3 | 221.0836 | 5283 | 62.06 | 66.92 | 994 | 62.06 | 0 | 825.3704 | Cooling | 137.5617 | #N/A | #N/A | #N/A | #N/A | 0 | 0 | 0 | 0 | 0 | 825.3704 | #N/A | #N/A | 88 | 77.06 | 4.5283 | #N/A | 2.5517 | 0.4585% | 1 | 50% | 0% | 0% | 0% | 8.2745 | 0 | 0 | 0 | 8.2745 | #N/A
2007-08-09 04:00 | 8 | 9 | 4 | 221.1253 | 5284 | 62.06 | 66.92 | 994 | 62.06 | 0 | 905.0631 | Cooling | 150.8439 | #N/A | #N/A | #N/A | #N/A | 0 | 0 | 0 | 0 | 0 | 905.0631 | #N/A | #N/A | 88 | 77.06 | 4.5283 | #N/A | 2.7981 | 0.5028% | 1 | 50% | 0% | 0% | 0% | 8.2745 | 0 | 0 | 0 | 8.2745 | #N/A
2007-08-09 05:00 | 8 | 9 | 5 | 221.167 | 5285 | 62.06 | 68 | 994 | 62.06 | 0 | 1072.4252 | Cooling | 178.7375 | #N/A | #N/A | #N/A | #N/A | 0 | 0 | 0 | 0 | 0 | 1072.4252 | #N/A | #N/A | 88 | 77.06 | 4.5283 | #N/A | 3.3155 | 0.5958% | 1 | 50% | 0% | 0% | 0% | 8.2745 | 0 | 0 | 0 | 8.2745 | #N/A
2007-08-09 06:00 | 8 | 9 | 6 | 221.2086 | 5286 | 62.96 | 68 | 994 | 62.96 | 0 | 2647.0229 | Cooling | 441.1705 | #N/A | #N/A | #N/A | #N/A | 0 | 0 | 0 | 0 | 0 | 2647.0229 | #N/A | #N/A | 88 | 77.96 | 4.4668 | #N/A | 8.1836 | 1.471% | 1 | 50% | 0% | 0% | 0% | 8.2745 | 0 | 0 | 0 | 8.2745 | #N/A
2007-08-09 07:00 | 8 | 9 | 7 | 221.2503 | 5287 | 64.04 | 68 | 995 | 64.04 | 0 | 2055.0378 | Cooling | 342.5063 | #N/A | #N/A | #N/A | #N/A | 0 | 0 | 0 | 0 | 0 | 2055.0378 | #N/A | #N/A | 88 | 79.04 | 4.393 | #N/A | 6.3534 | 1.142% | 1 | 50% | 0% | 0% | 0% | 8.2745 | 0 | 0 | 0 | 8.2745 | #N/A
2007-08-09 08:00 | 8 | 9 | 8 | 221.292 | 5288 | 64.04 | 68 | 995 | 64.04 | 0 | 2232.5497 | Cooling | 372.0916 | #N/A | #N/A | #N/A | #N/A | 0 | 0 | 0 | 0 | 0 | 2232.5497 | #N/A | #N/A | 88 | 79.04 | 4.393 | #N/A | 6.9022 | 1.24% | 1 | 50% | 0% | 0% | 0% | 8.2745 | 0 | 0 | 0 | 8.2745 | #N/A
2007-08-09 09:00 | 8 | 9 | 9 | 221.3336 | 5289 | 66.92 | 68 | 995 | 66.92 | 0 | 2273.3753 | Cooling | 378.8959 | #N/A | #N/A | #N/A | #N/A | 0 | 0 | 0 | 0 | 0 | 2273.3753 | #N/A | #N/A | 88 | 81.92 | 4.1962 | #N/A | 7.0284 | 1.263% | 1 | 50% | 0% | 0% | 0% | 8.2745 | 0 | 0 | 0 | 8.2745 | #N/A
2007-08-09 10:00 | 8 | 9 | 10 | 221.3753 | 5290 | 68 | 68 | 996 | 68 | 0 | 2248.5157 | Cooling | 374.7526 | #N/A | #N/A | #N/A | #N/A | 0 | 0 | 0 | 0 | 0 | 2248.5157 | #N/A | #N/A | 88 | 83 | 4.1224 | #N/A | 6.9516 | 1.249% | 1 | 50% | 0% | 0% | 0% | 8.2745 | 0 | 0 | 0 | 8.2745 | #N/A
2007-08-09 11:00 | 8 | 9 | 11 | 221.417 | 5291 | 68 | 66.92 | 996 | 68 | 0 | 2217.1141 | Cooling | 369.519 | #N/A | #N/A | #N/A | #N/A | 0 | 0 | 0 | 0 | 0 | 2217.1141 | #N/A | #N/A | 88 | 83 | 4.1224 | #N/A | 6.8545 | 1.232% | 1 | 50% | 0% | 0% | 0% | 8.2745 | 0 | 0 | 0 | 8.2745 | #N/A
2007-08-09 12:00 | 8 | 9 | 12 | 221.4586 | 5292 | 66.2 | 66.92 | 996 | 66.2 | 0 | 2035.9841 | Cooling | 339.3307 | #N/A | #N/A | #N/A | #N/A | 0 | 0 | 0 | 0 | 0 | 2035.9841 | #N/A | #N/A | 88 | 81.2 | 4.2454 | #N/A | 6.2945 | 1.131% | 1 | 50% | 0% | 0% | 0% | 8.2745 | 0 | 0 | 0 | 8.2745 | #N/A
2007-08-09 13:00 | 8 | 9 | 13 | 221.5003 | 5293 | 69.98 | 68 | 995 | 69.98 | 0 | 2080.7105 | Cooling | 346.7851 | #N/A | #N/A | #N/A | #N/A | 0 | 0 | 0 | 0 | 0 | 2080.7105 | #N/A | #N/A | 88 | 84.98 | 3.9871 | #N/A | 6.4328 | 1.156% | 1 | 50% | 0% | 0% | 0% | 8.2745 | 0 | 0 | 0 | 8.2745 | #N/A
2007-08-09 14:00 | 8 | 9 | 14 | 221.542 | 5294 | 69.98 | 66.02 | 995 | 69.98 | 0 | 2144.4454 | Cooling | 357.4076 | #N/A | #N/A | #N/A | #N/A | 0 | 0 | 0 | 0 | 0 | 2144.4454 | #N/A | #N/A | 88 | 84.98 | 3.9871 | #N/A | 6.6298 | 1.191% | 1 | 50% | 0% | 0% | 0% | 8.2745 | 0 | 0 | 0 | 8.2745 | #N/A
2007-08-09 15:00 | 8 | 9 | 15 | 221.5836 | 5295 | 71.6 | 68 | 995 | 71.6 | 0 | 2177.4583 | Cooling | 362.9097 | #N/A | #N/A | #N/A | #N/A | 0 | 0 | 0 | 0 | 0 | 2177.4583 | #N/A | #N/A | 88 | 86.6 | 3.8764 | #N/A | 6.7319 | 1.21% | 1 | 50% | 0% | 0% | 0% | 8.2745 | 0 | 0 | 0 | 8.2745 | #N/A
2007-08-09 16:00 | 8 | 9 | 16 | 221.6253 | 5296 | 71.6 | 66.92 | 995 | 71.6 | 0 | 2236.4251 | Cooling | 372.7375 | #N/A | #N/A | #N/A | #N/A | 0 | 0 | 0 | 0 | 0 | 2236.4251 | #N/A | #N/A | 88 | 86.6 | 3.8764 | #N/A | 6.9142 | 1.242% | 1 | 50% | 0% | 0% | 0% | 8.2745 | 0 | 0 | 0 | 8.2745 | #N/A
2007-08-09 17:00 | 8 | 9 | 17 | 221.667 | 5297 | 71.06 | 64.94 | 995 | 71.06 | 0 | 2280.2293 | Cooling | 380.0382 | #N/A | #N/A | #N/A | #N/A | 0 | 0 | 0 | 0 | 0 | 2280.2293 | #N/A | #N/A | 88 | 86.06 | 3.9133 | #N/A | 7.0496 | 1.267% | 1 | 50% | 0% | 0% | 0% | 8.2745 | 0 | 0 | 0 | 8.2745 | #N/A
2007-08-09 18:00 | 8 | 9 | 18 | 221.7086 | 5298 | 71.6 | 60.98 | 995 | 71.6 | 0 | 2020.2202 | Cooling | 336.7034 | #N/A | #N/A | #N/A | #N/A | 0 | 0 | 0 | 0 | 0 | 2020.2202 | #N/A | #N/A | 88 | 86.6 | 3.8764 | #N/A | 6.2458 | 1.122% | 1 | 50% | 0% | 0% | 0% | 8.2745 | 0 | 0 | 0 | 8.2745 | #N/A
2007-08-09 19:00 | 8 | 9 | 19 | 221.7503 | 5299 | 71.6 | 60.08 | 994 | 71.6 | 0 | 1982.3432 | Cooling | 330.3905 | #N/A | #N/A | #N/A | #N/A | 0 | 0 | 0 | 0 | 0 | 1982.3432 | #N/A | #N/A | 88 | 86.6 | 3.8764 | #N/A | 6.1287 | 1.101% | 1 | 50% | 0% | 0% | 0% | 8.2745 | 0 | 0 | 0 | 8.2745 | #N/A
2007-08-09 20:00 | 8 | 9 | 20 | 221.792 | 5300 | 69.98 | 60.98 | 994 | 69.98 | 0 | 2301.1314 | Cooling | 383.5219 | #N/A | #N/A | #N/A | #N/A | 0 | 0 | 0 | 0 | 0 | 2301.1314 | #N/A | #N/A | 88 | 84.98 | 3.9871 | #N/A | 7.1142 | 1.278% | 1 | 50% | 0% | 0% | 0% | 8.2745 | 0 | 0 | 0 | 8.2745 | #N/A
2007-08-09 21:00 | 8 | 9 | 21 | 221.8336 | 5301 | 69.98 | 62.96 | 995 | 69.98 | 0 | 2245.638 | Cooling | 374.273 | #N/A | #N/A | #N/A | #N/A | 0 | 0 | 0 | 0 | 0 | 2245.638 | #N/A | #N/A | 88 | 84.98 | 3.9871 | #N/A | 6.9427 | 1.248% | 1 | 50% | 0% | 0% | 0% | 8.2745 | 0 | 0 | 0 | 8.2745 | #N/A
2007-08-09 22:00 | 8 | 9 | 22 | 221.8753 | 5302 | 69.98 | 64.94 | 995 | 69.98 | 0 | 724.831 | Cooling | 120.8052 | #N/A | #N/A | #N/A | #N/A | 0 | 0 | 0 | 0 | 0 | 724.831 | #N/A | #N/A | 88 | 84.98 | 3.9871 | #N/A | 2.2409 | 0.4027% | 1 | 50% | 0% | 0% | 0% | 8.2745 | 0 | 0 | 0 | 8.2745 | #N/A
2007-08-09 23:00 | 8 | 9 | 23 | 221.917 | 5303 | 69.98 | 64.94 | 996 | 69.98 | 0 | 710.1668 | Cooling | 118.3611 | #N/A | #N/A | #N/A | #N/A | 0 | 0 | 0 | 0 | 0 | 710.1668 | #N/A | #N/A | 88 | 84.98 | 3.9871 | #N/A | 2.1956 | 0.3945% | 1 | 50% | 0% | 0% | 0% | 8.2745 | 0 | 0 | 0 | 8.2745 | #N/A
2007-08-10 | 8 | 10 | 0 | 221.9586 | 5304 | 69.98 | 66.02 | 995 | 69.98 | 0 | 579.2221 | Cooling | 96.537 | #N/A | #N/A | #N/A | #N/A | 0 | 0 | 0 | 0 | 0 | 579.2221 | #N/A | #N/A | 88 | 84.98 | 3.9871 | #N/A | 1.7907 | 0.3218% | 1 | 50% | 0% | 0% | 0% | 8.2745 | 0 | 0 | 0 | 8.2745 | #N/A
2007-08-10 01:00 | 8 | 10 | 1 | 222.0003 | 5305 | 69.98 | 64.94 | 996 | 69.98 | 0 | 490.2699 | Cooling | 81.7117 | #N/A | #N/A | #N/A | #N/A | 0 | 0 | 0 | 0 | 0 | 490.2699 | #N/A | #N/A | 88 | 84.98 | 3.9871 | #N/A | 1.5157 | 0.2724% | 1 | 50% | 0% | 0% | 0% | 8.2745 | 0 | 0 | 0 | 8.2745 | #N/A
2007-08-10 02:00 | 8 | 10 | 2 | 222.042 | 5306 | 69.98 | 64.94 | 995 | 69.98 | 0 | 449.4371 | Cooling | 74.9062 | #N/A | #N/A | #N/A | #N/A | 0 | 0 | 0 | 0 | 0 | 449.4371 | #N/A | #N/A | 88 | 84.98 | 3.9871 | #N/A | 1.3895 | 0.2497% | 1 | 50% | 0% | 0% | 0% | 8.2745 | 0 | 0 | 0 | 8.2745 | #N/A
2007-08-10 03:00 | 8 | 10 | 3 | 222.0836 | 5307 | 69.8 | 66.2 | 996 | 69.8 | 0 | 445.0934 | Cooling | 74.1822 | #N/A | #N/A | #N/A | #N/A | 0 | 0 | 0 | 0 | 0 | 445.0934 | #N/A | #N/A | 88 | 84.8 | 3.9994 | #N/A | 1.3761 | 0.2473% | 1 | 50% | 0% | 0% | 0% | 8.2745 | 0 | 0 | 0 | 8.2745 | #N/A
2007-08-10 04:00 | 8 | 10 | 4 | 222.1253 | 5308 | 69.8 | 66.02 | 997 | 69.8 | 0 | 440.9649 | Cooling | 73.4942 | #N/A | #N/A | #N/A | #N/A | 0 | 0 | 0 | 0 | 0 | 440.9649 | #N/A | #N/A | 88 | 84.8 | 3.9994 | #N/A | 1.3633 | 0.245% | 1 | 50% | 0% | 0% | 0% | 8.2745 | 0 | 0 | 0 | 8.2745 | #N/A
2007-08-10 05:00 | 8 | 10 | 5 | 222.167 | 5309 | 69.08 | 64.04 | 997 | 69.08 | 0 | 453.5652 | Cooling | 75.5942 | #N/A | #N/A | #N/A | #N/A | 0 | 0 | 0 | 0 | 0 | 453.5652 | #N/A | #N/A | 88 | 84.08 | 4.0486 | #N/A | 1.4023 | 0.252% | 1 | 50% | 0% | 0% | 0% | 8.2745 | 0 | 0 | 0 | 8.2745 | #N/A
2007-08-10 06:00 | 8 | 10 | 6 | 222.2086 | 5310 | 69.8 | 64.04 | 997 | 69.8 | 0 | 1797.2308 | Cooling | 299.5385 | #N/A | #N/A | #N/A | #N/A | 0 | 0 | 0 | 0 | 0 | 1797.2308 | #N/A | #N/A | 88 | 84.8 | 3.9994 | #N/A | 5.5564 | 0.9985% | 1 | 50% | 0% | 0% | 0% | 8.2745 | 0 | 0 | 0 | 8.2745 | #N/A
2007-08-10 07:00 | 8 | 10 | 7 | 222.2503 | 5311 | 69.8 | 64.94 | 999 | 69.8 | 0 | 1785.8858 | Cooling | 297.6476 | #N/A | #N/A | #N/A | #N/A | 0 | 0 | 0 | 0 | 0 | 1785.8858 | #N/A | #N/A | 88 | 84.8 | 3.9994 | #N/A | 5.5213 | 0.9922% | 1 | 50% | 0% | 0% | 0% | 8.2745 | 0 | 0 | 0 | 8.2745 | #N/A
2007-08-10 08:00 | 8 | 10 | 8 | 222.292 | 5312 | 69.08 | 64.94 | 999 | 69.08 | 0 | 1952.5871 | Cooling | 325.4312 | #N/A | #N/A | #N/A | #N/A | 0 | 0 | 0 | 0 | 0 | 1952.5871 | #N/A | #N/A | 88 | 84.08 | 4.0486 | #N/A | 6.0367 | 1.085% | 1 | 50% | 0% | 0% | 0% | 8.2745 | 0 | 0 | 0 | 8.2745 | #N/A
2007-08-10 09:00 | 8 | 10 | 9 | 222.3336 | 5313 | 73.4 | 64.94 | 999 | 73.4 | 0 | 2165.5698 | Cooling | 360.9283 | #N/A | #N/A | #N/A | #N/A | 0 | 0 | 0 | 0 | 0 | 2165.5698 | #N/A | #N/A | 88 | 88.4 | 3.7534 | #N/A | 6.6951 | 1.203% | 1 | 50% | 0% | 0% | 0% | 8.2745 | 0 | 0 | 0 | 8.2745 | #N/A
2007-08-10 10:00 | 8 | 10 | 10 | 222.3753 | 5314 | 73.4 | 64.04 | 1000 | 73.4 | 0 | 2241.4307 | Cooling | 373.5718 | #N/A | #N/A | #N/A | #N/A | 0 | 0 | 0 | 0 | 0 | 2241.4307 | #N/A | #N/A | 88 | 88.4 | 3.7534 | #N/A | 6.9297 | 1.245% | 1 | 50% | 0% | 0% | 0% | 8.2745 | 0 | 0 | 0 | 8.2745 | #N/A
2007-08-10 11:00 | 8 | 10 | 11 | 222.417 | 5315 | 75.02 | 64.04 | 1000 | 75.02 | 0 | 2426.0148 | Cooling | 404.3358 | #N/A | #N/A | #N/A | #N/A | 0 | 0 | 0 | 0 | 0 | 2426.0148 | #N/A | #N/A | 88 | 90.02 | 3.6427 | #N/A | 7.5003 | 1.348% | 1 | 50% | 0% | 0% | 0% | 8.2745 | 0 | 0 | 0 | 8.2745 | #N/A
2007-08-10 12:00 | 8 | 10 | 12 | 222.4586 | 5316 | 78.8 | 64.04 | 1000 | 78.8 | 0 | 1821.4084 | Cooling | 303.5681 | #N/A | #N/A | #N/A | #N/A | 0 | 0 | 0 | 0 | 0 | 1821.4084 | #N/A | #N/A | 88 | 93.8 | 3.3844 | #N/A | 5.6311 | 1.012% | 1 | 50% | 0% | 0% | 0% | 8.2745 | 0 | 0 | 0 | 8.2745 | #N/A
2007-08-10 13:00 | 8 | 10 | 13 | 222.5003 | 5317 | 82.4 | 62.96 | 999 | 82.4 | 0 | 1723.1334 | Cooling | 287.1889 | #N/A | #N/A | #N/A | #N/A | 0 | 0 | 0 | 0 | 0 | 1723.1334 | #N/A | #N/A | 88 | 97.4 | 3.1384 | #N/A | 5.3273 | 0.9573% | 1 | 50% | 0% | 0% | 0% | 8.2745 | 0 | 0 | 0 | 8.2745 | #N/A
2007-08-10 14:00 | 8 | 10 | 14 | 222.542 | 5318 | 84.02 | 62.96 | 999 | 84.02 | 0 | 1639.3065 | Cooling | 273.2177 | #N/A | #N/A | #N/A | #N/A | 0 | 0 | 0 | 0 | 0 | 1639.3065 | #N/A | #N/A | 88 | 99.02 | 3.0277 | #N/A | 5.0681 | 0.9107% | 1 | 50% | 0% | 0% | 0% | 8.2745 | 0 | 0 | 0 | 8.2745 | #N/A
2007-08-10 15:00 | 8 | 10 | 15 | 222.5836 | 5319 | 84.92 | 62.96 | 999 | 84.92 | 0 | 1591.8329 | Cooling | 265.3055 | #N/A | #N/A | #N/A | #N/A | 0 | 0 | 0 | 0 | 0 | 1591.8329 | #N/A | #N/A | 88 | 99.92 | 2.9662 | #N/A | 4.9214 | 0.8844% | 1 | 50% | 0% | 0% | 0% | 8.2745 | 0 | 0 | 0 | 8.2745 | #N/A
2007-08-10 16:00 | 8 | 10 | 16 | 222.6253 | 5320 | 84.92 | 62.96 | 1000 | 84.92 | 0 | 1631.4897 | Cooling | 271.915 | #N/A | #N/A | #N/A | #N/A | 0 | 0 | 0 | 0 | 0 | 1631.4897 | #N/A | #N/A | 88 | 99.92 | 2.9662 | #N/A | 5.044 | 0.9064% | 1 | 50% | 0% | 0% | 0% | 8.2745 | 0 | 0 | 0 | 8.2745 | #N/A
2007-08-10 17:00 | 8 | 10 | 17 | 222.667 | 5321 | 84.92 | 60.98 | 1000 | 84.92 | 0 | 1586.6547 | Cooling | 264.4425 | #N/A | #N/A | #N/A | #N/A | 0 | 0 | 0 | 0 | 0 | 1586.6547 | #N/A | #N/A | 88 | 99.92 | 2.9662 | #N/A | 4.9053 | 0.8815% | 1 | 50% | 0% | 0% | 0% | 8.2745 | 0 | 0 | 0 | 8.2745 | #N/A
2007-08-10 18:00 | 8 | 10 | 18 | 222.7086 | 5322 | 80.96 | 62.06 | 1000 | 80.96 | 0 | 748.8314 | Cooling | 124.8052 | #N/A | #N/A | #N/A | #N/A | 0 | 0 | 0 | 0 | 0 | 748.8314 | #N/A | #N/A | 88 | 95.96 | 3.2368 | #N/A | 2.3151 | 0.416% | 1 | 50% | 0% | 0% | 0% | 8.2745 | 0 | 0 | 0 | 8.2745 | #N/A
2007-08-10 19:00 | 8 | 10 | 19 | 222.7503 | 5323 | 78.98 | 62.06 | 1000 | 78.98 | 0 | 852.4895 | Cooling | 142.0816 | #N/A | #N/A | #N/A | #N/A | 0 | 0 | 0 | 0 | 0 | 852.4895 | #N/A | #N/A | 88 | 93.98 | 3.3721 | #N/A | 2.6356 | 0.4736% | 1 | 50% | 0% | 0% | 0% | 8.2745 | 0 | 0 | 0 | 8.2745 | #N/A
2007-08-10 20:00 | 8 | 10 | 20 | 222.792 | 5324 | 78.98 | 62.06 | 1000 | 78.98 | 0 | 655.5789 | Cooling | 109.2631 | #N/A | #N/A | #N/A | #N/A | 0 | 0 | 0 | 0 | 0 | 655.5789 | #N/A | #N/A | 88 | 93.98 | 3.3721 | #N/A | 2.0268 | 0.3642% | 1 | 50% | 0% | 0% | 0% | 8.2745 | 0 | 0 | 0 | 8.2745 | #N/A
2007-08-10 21:00 | 8 | 10 | 21 | 222.8336 | 5325 | 77 | 62.96 | 1000 | 77 | 0 | 465.1729 | Cooling | 77.5288 | #N/A | #N/A | #N/A | #N/A | 0 | 0 | 0 | 0 | 0 | 465.1729 | #N/A | #N/A | 88 | 92 | 3.5074 | #N/A | 1.4381 | 0.2584% | 1 | 50% | 0% | 0% | 0% | 8.2745 | 0 | 0 | 0 | 8.2745 | #N/A
2007-08-10 22:00 | 8 | 10 | 22 | 222.8753 | 5326 | 77 | 62.96 | 1000 | 77 | 0 | 331.301 | Cooling | 55.2168 | #N/A | #N/A | #N/A | #N/A | 0 | 0 | 0 | 0 | 0 | 331.301 | #N/A | #N/A | 88 | 92 | 3.5074 | #N/A | 1.0243 | 0.1841% | 1 | 50% | 0% | 0% | 0% | 8.2745 | 0 | 0 | 0 | 8.2745 | #N/A
2007-08-10 23:00 | 8 | 10 | 23 | 222.917 | 5327 | 77 | 62.96 | 1000 | 77 | 0 | 251.2348 | Cooling | 41.8725 | #N/A | #N/A | #N/A | #N/A | 0 | 0 | 0 | 0 | 0 | 251.2348 | #N/A | #N/A | 88 | 92 | 3.5074 | #N/A | 0.77672 | 0.1396% | 1 | 50% | 0% | 0% | 0% | 8.2745 | 0 | 0 | 0 | 8.2745 | #N/A
2007-08-11 | 8 | 11 | 0 | 222.9586 | 5328 | 75.02 | 60.98 | 1000 | 75.02 | 0 | 228.1429 | Cooling | 38.0238 | #N/A | #N/A | #N/A | #N/A | 0 | 0 | 0 | 0 | 0 | 228.1429 | #N/A | #N/A | 88 | 90.02 | 3.6427 | #N/A | 0.70533 | 0.1267% | 1 | 50% | 0% | 0% | 0% | 8.2745 | 0 | 0 | 0 | 8.2745 | #N/A
2007-08-11 01:00 | 8 | 11 | 1 | 223.0003 | 5329 | 73.04 | 60.98 | 1000 | 73.04 | 0 | 205.8635 | Cooling | 34.3106 | #N/A | #N/A | #N/A | #N/A | 0 | 0 | 0 | 0 | 0 | 205.8635 | #N/A | #N/A | 88 | 88.04 | 3.778 | #N/A | 0.63645 | 0.1144% | 1 | 50% | 0% | 0% | 0% | 8.2745 | 0 | 0 | 0 | 8.2745 | #N/A
2007-08-11 02:00 | 8 | 11 | 2 | 223.042 | 5330 | 73.04 | 60.98 | 1000 | 73.04 | 0 | 196.5438 | Cooling | 32.7573 | #N/A | #N/A | #N/A | #N/A | 0 | 0 | 0 | 0 | 0 | 196.5438 | #N/A | #N/A | 88 | 88.04 | 3.778 | #N/A | 0.60764 | 0.1092% | 1 | 50% | 0% | 0% | 0% | 8.2745 | 0 | 0 | 0 | 8.2745 | #N/A
2007-08-11 03:00 | 8 | 11 | 3 | 223.0836 | 5331 | 71.96 | 60.98 | 1000 | 71.96 | 0 | 195.2377 | Cooling | 32.5396 | #N/A | #N/A | #N/A | #N/A | 0 | 0 | 0 | 0 | 0 | 195.2377 | #N/A | #N/A | 88 | 86.96 | 3.8518 | #N/A | 0.6036 | 0.1085% | 1 | 50% | 0% | 0% | 0% | 8.2745 | 0 | 0 | 0 | 8.2745 | #N/A
2007-08-11 04:00 | 8 | 11 | 4 | 223.1253 | 5332 | 69.98 | 62.06 | 999 | 69.98 | 0 | 213.1656 | Cooling | 35.5276 | #N/A | #N/A | #N/A | #N/A | 0 | 0 | 0 | 0 | 0 | 213.1656 | #N/A | #N/A | 88 | 84.98 | 3.9871 | #N/A | 0.65903 | 0.1184% | 1 | 50% | 0% | 0% | 0% | 8.2745 | 0 | 0 | 0 | 8.2745 | #N/A
2007-08-11 05:00 | 8 | 11 | 5 | 223.167 | 5333 | 69.98 | 62.06 | 999 | 69.98 | 0 | 261.4232 | Cooling | 43.5705 | #N/A | #N/A | #N/A | #N/A | 0 | 0 | 0 | 0 | 0 | 261.4232 | #N/A | #N/A | 88 | 84.98 | 3.9871 | #N/A | 0.80822 | 0.1452% | 1 | 50% | 0% | 0% | 0% | 8.2745 | 0 | 0 | 0 | 8.2745 | #N/A
2007-08-11 06:00 | 8 | 11 | 6 | 223.2086 | 5334 | 71.06 | 62.06 | 999 | 71.06 | 0 | 356.1878 | Cooling | 59.3646 | #N/A | #N/A | #N/A | #N/A | 0 | 0 | 0 | 0 | 0 | 356.1878 | #N/A | #N/A | 88 | 86.06 | 3.9133 | #N/A | 1.1012 | 0.1979% | 1 | 50% | 0% | 0% | 0% | 8.2745 | 0 | 0 | 0 | 8.2745 | #N/A
2007-08-11 07:00 | 8 | 11 | 7 | 223.2503 | 5335 | 73.94 | 62.96 | 1000 | 73.94 | 0 | 424.8957 | Cooling | 70.8159 | #N/A | #N/A | #N/A | #N/A | 0 | 0 | 0 | 0 | 0 | 424.8957 | #N/A | #N/A | 88 | 88.94 | 3.7165 | #N/A | 1.3136 | 0.2361% | 1 | 50% | 0% | 0% | 0% | 8.2745 | 0 | 0 | 0 | 8.2745 | #N/A
2007-08-11 08:00 | 8 | 11 | 8 | 223.292 | 5336 | 73.94 | 64.04 | 1000 | 73.94 | 0 | 516.2647 | Cooling | 86.0441 | #N/A | #N/A | #N/A | #N/A | 0 | 0 | 0 | 0 | 0 | 516.2647 | #N/A | #N/A | 88 | 88.94 | 3.7165 | #N/A | 1.5961 | 0.2868% | 1 | 50% | 0% | 0% | 0% | 8.2745 | 0 | 0 | 0 | 8.2745 | #N/A
2007-08-11 09:00 | 8 | 11 | 9 | 223.3336 | 5337 | 77 | 62.06 | 1000 | 77 | 0 | 526.5211 | Cooling | 87.7535 | #N/A | #N/A | #N/A | #N/A | 0 | 0 | 0 | 0 | 0 | 526.5211 | #N/A | #N/A | 88 | 92 | 3.5074 | #N/A | 1.6278 | 0.2925% | 1 | 50% | 0% | 0% | 0% | 8.2745 | 0 | 0 | 0 | 8.2745 | #N/A
2007-08-11 10:00 | 8 | 11 | 10 | 223.3753 | 5338 | 78.08 | 62.96 | 1000 | 78.08 | 0 | 348.7527 | Cooling | 58.1255 | #N/A | #N/A | #N/A | #N/A | 0 | 0 | 0 | 0 | 0 | 348.7527 | #N/A | #N/A | 88 | 93.08 | 3.4336 | #N/A | 1.0782 | 0.1938% | 1 | 50% | 0% | 0% | 0% | 8.2745 | 0 | 0 | 0 | 8.2745 | #N/A
2007-08-11 11:00 | 8 | 11 | 11 | 223.417 | 5339 | 78.08 | 62.96 | 1000 | 78.08 | 0 | 384.2995 | Cooling | 64.0499 | #N/A | #N/A | #N/A | #N/A | 0 | 0 | 0 | 0 | 0 | 384.2995 | #N/A | #N/A | 88 | 93.08 | 3.4336 | #N/A | 1.1881 | 0.2135% | 1 | 50% | 0% | 0% | 0% | 8.2745 | 0 | 0 | 0 | 8.2745 | #N/A
2007-08-11 12:00 | 8 | 11 | 12 | 223.4586 | 5340 | 80.96 | 62.96 | 1000 | 80.96 | 0 | 416.1914 | Cooling | 69.3652 | #N/A | #N/A | #N/A | #N/A | 0 | 0 | 0 | 0 | 0 | 416.1914 | #N/A | #N/A | 88 | 95.96 | 3.2368 | #N/A | 1.2867 | 0.2312% | 1 | 50% | 0% | 0% | 0% | 8.2745 | 0 | 0 | 0 | 8.2745 | #N/A
2007-08-11 13:00 | 8 | 11 | 13 | 223.5003 | 5341 | 82.94 | 60.98 | 1000 | 82.94 | 0 | 379.8217 | Cooling | 63.3036 | #N/A | #N/A | #N/A | #N/A | 0 | 0 | 0 | 0 | 0 | 379.8217 | #N/A | #N/A | 88 | 97.94 | 3.1015 | #N/A | 1.1743 | 0.211% | 1 | 50% | 0% | 0% | 0% | 8.2745 | 0 | 0 | 0 | 8.2745 | #N/A
2007-08-11 14:00 | 8 | 11 | 14 | 223.542 | 5342 | 82.94 | 62.06 | 1000 | 82.94 | 0 | 322.2172 | Cooling | 53.7029 | #N/A | #N/A | #N/A | #N/A | 0 | 0 | 0 | 0 | 0 | 322.2172 | #N/A | #N/A | 88 | 97.94 | 3.1015 | #N/A | 0.99617 | 0.179% | 1 | 50% | 0% | 0% | 0% | 8.2745 | 0 | 0 | 0 | 8.2745 | #N/A
2007-08-11 15:00 | 8 | 11 | 15 | 223.5836 | 5343 | 82.04 | 64.94 | 1000 | 82.04 | 0 | 299.4753 | Cooling | 49.9126 | #N/A | #N/A | #N/A | #N/A | 0 | 0 | 0 | 0 | 0 | 299.4753 | #N/A | #N/A | 88 | 97.04 | 3.163 | #N/A | 0.92587 | 0.1664% | 1 | 50% | 0% | 0% | 0% | 8.2745 | 0 | 0 | 0 | 8.2745 | #N/A
2007-08-11 16:00 | 8 | 11 | 16 | 223.6253 | 5344 | 82.04 | 64.94 | 1000 | 82.04 | 0 | 436.5748 | Cooling | 72.7625 | #N/A | #N/A | #N/A | #N/A | 0 | 0 | 0 | 0 | 0 | 436.5748 | #N/A | #N/A | 88 | 97.04 | 3.163 | #N/A | 1.3497 | 0.2425% | 1 | 50% | 0% | 0% | 0% | 8.2745 | 0 | 0 | 0 | 8.2745 | #N/A
2007-08-11 17:00 | 8 | 11 | 17 | 223.667 | 5345 | 82.04 | 62.06 | 1000 | 82.04 | 0 | 445.2784 | Cooling | 74.2131 | #N/A | #N/A | #N/A | #N/A | 0 | 0 | 0 | 0 | 0 | 445.2784 | #N/A | #N/A | 88 | 97.04 | 3.163 | #N/A | 1.3766 | 0.2474% | 1 | 50% | 0% | 0% | 0% | 8.2745 | 0 | 0 | 0 | 8.2745 | #N/A
2007-08-11 18:00 | 8 | 11 | 18 | 223.7086 | 5346 | 78.08 | 64.04 | 1000 | 78.08 | 0 | 452.3034 | Cooling | 75.3839 | #N/A | #N/A | #N/A | #N/A | 0 | 0 | 0 | 0 | 0 | 452.3034 | #N/A | #N/A | 88 | 93.08 | 3.4336 | #N/A | 1.3984 | 0.2513% | 1 | 50% | 0% | 0% | 0% | 8.2745 | 0 | 0 | 0 | 8.2745 | #N/A
2007-08-11 19:00 | 8 | 11 | 19 | 223.7503 | 5347 | 75.92 | 60.98 | 1000 | 75.92 | 0 | 366.5771 | Cooling | 61.0962 | #N/A | #N/A | #N/A | #N/A | 0 | 0 | 0 | 0 | 0 | 366.5771 | #N/A | #N/A | 88 | 90.92 | 3.5812 | #N/A | 1.1333 | 0.2037% | 1 | 50% | 0% | 0% | 0% | 8.2745 | 0 | 0 | 0 | 8.2745 | #N/A
2007-08-11 20:00 | 8 | 11 | 20 | 223.792 | 5348 | 75.92 | 60.08 | 1000 | 75.92 | 0 | 298.8736 | Cooling | 49.8123 | #N/A | #N/A | #N/A | #N/A | 0 | 0 | 0 | 0 | 0 | 298.8736 | #N/A | #N/A | 88 | 90.92 | 3.5812 | #N/A | 0.92401 | 0.166% | 1 | 50% | 0% | 0% | 0% | 8.2745 | 0 | 0 | 0 | 8.2745 | #N/A
2007-08-11 21:00 | 8 | 11 | 21 | 223.8336 | 5349 | 73.94 | 59 | 1001 | 73.94 | 0 | 192.4739 | Cooling | 32.079 | #N/A | #N/A | #N/A | #N/A | 0 | 0 | 0 | 0 | 0 | 192.4739 | #N/A | #N/A | 88 | 88.94 | 3.7165 | #N/A | 0.59506 | 0.1069% | 1 | 50% | 0% | 0% | 0% | 8.2745 | 0 | 0 | 0 | 8.2745 | #N/A
2007-08-11 22:00 | 8 | 11 | 22 | 223.8753 | 5350 | 71.96 | 60.08 | 1001 | 71.96 | 0 | 163.7293 | Cooling | 27.2882 | #N/A | #N/A | #N/A | #N/A | 0 | 0 | 0 | 0 | 0 | 163.7293 | #N/A | #N/A | 88 | 86.96 | 3.8518 | #N/A | 0.50619 | 0.09096% | 1 | 50% | 0% | 0% | 0% | 8.2745 | 0 | 0 | 0 | 8.2745 | #N/A
2007-08-11 23:00 | 8 | 11 | 23 | 223.917 | 5351 | 71.96 | 59 | 1001 | 71.96 | 0 | 125.4569 | Cooling | 20.9095 | #N/A | #N/A | #N/A | #N/A | 0 | 0 | 0 | 0 | 0 | 125.4569 | #N/A | #N/A | 88 | 86.96 | 3.8518 | #N/A | 0.38787 | 0.0697% | 1 | 50% | 0% | 0% | 0% | 8.2745 | 0 | 0 | 0 | 8.2745 | #N/A
2007-08-12 | 8 | 12 | 0 | 223.9586 | 5352 | 69.08 | 57.02 | 1000 | 69.08 | 0 | 111.5248 | Cooling | 18.5875 | #N/A | #N/A | #N/A | #N/A | 0 | 0 | 0 | 0 | 0 | 111.5248 | #N/A | #N/A | 88 | 84.08 | 4.0486 | #N/A | 0.34479 | 0.06196% | 1 | 50% | 0% | 0% | 0% | 8.2745 | 0 | 0 | 0 | 8.2745 | #N/A
2007-08-12 01:00 | 8 | 12 | 1 | 224.0003 | 5353 | 68 | 57.02 | 1000 | 68 | 0 | 89.994 | Cooling | 14.999 | #N/A | #N/A | #N/A | #N/A | 0 | 0 | 0 | 0 | 0 | 89.994 | #N/A | #N/A | 88 | 83 | 4.1224 | #N/A | 0.27823 | 0.05% | 1 | 50% | 0% | 0% | 0% | 8.2745 | 0 | 0 | 0 | 8.2745 | #N/A
2007-08-12 02:00 | 8 | 12 | 2 | 224.042 | 5354 | 68 | 57.02 | 1000 | 68 | 0 | 85.4768 | Cooling | 14.2461 | #N/A | #N/A | #N/A | #N/A | 0 | 0 | 0 | 0 | 0 | 85.4768 | #N/A | #N/A | 88 | 83 | 4.1224 | #N/A | 0.26426 | 0.04749% | 1 | 50% | 0% | 0% | 0% | 8.2745 | 0 | 0 | 0 | 8.2745 | #N/A
2007-08-12 03:00 | 8 | 12 | 3 | 224.0836 | 5355 | 66.92 | 57.92 | 1000 | 66.92 | 0 | 90.782 | Cooling | 15.1303 | #N/A | #N/A | #N/A | #N/A | 0 | 0 | 0 | 0 | 0 | 90.782 | #N/A | #N/A | 88 | 81.92 | 4.1962 | #N/A | 0.28066 | 0.05043% | 1 | 50% | 0% | 0% | 0% | 8.2745 | 0 | 0 | 0 | 8.2745 | #N/A
2007-08-12 04:00 | 8 | 12 | 4 | 224.1253 | 5356 | 66.92 | 57.92 | 1000 | 66.92 | 0 | 97.5046 | Cooling | 16.2508 | #N/A | #N/A | #N/A | #N/A | 0 | 0 | 0 | 0 | 0 | 97.5046 | #N/A | #N/A | 88 | 81.92 | 4.1962 | #N/A | 0.30145 | 0.05417% | 1 | 50% | 0% | 0% | 0% | 8.2745 | 0 | 0 | 0 | 8.2745 | #N/A
2007-08-12 05:00 | 8 | 12 | 5 | 224.167 | 5357 | 66.92 | 57.92 | 1000 | 66.92 | 0 | 124.8392 | Cooling | 20.8065 | #N/A | #N/A | #N/A | #N/A | 0 | 0 | 0 | 0 | 0 | 124.8392 | #N/A | #N/A | 88 | 81.92 | 4.1962 | #N/A | 0.38596 | 0.06936% | 1 | 50% | 0% | 0% | 0% | 8.2745 | 0 | 0 | 0 | 8.2745 | #N/A
2007-08-12 06:00 | 8 | 12 | 6 | 224.2086 | 5358 | 66.02 | 57.92 | 1000 | 66.02 | 0 | 855.426 | Cooling | 142.571 | #N/A | #N/A | #N/A | #N/A | 0 | 0 | 0 | 0 | 0 | 855.426 | #N/A | #N/A | 88 | 81.02 | 4.2577 | #N/A | 2.6447 | 0.4752% | 1 | 50% | 0% | 0% | 0% | 8.2745 | 0 | 0 | 0 | 8.2745 | #N/A
2007-08-12 07:00 | 8 | 12 | 7 | 224.2503 | 5359 | 66.2 | 59 | 1000 | 66.2 | 0 | 943.3872 | Cooling | 157.2312 | #N/A | #N/A | #N/A | #N/A | 0 | 0 | 0 | 0 | 0 | 943.3872 | #N/A | #N/A | 88 | 81.2 | 4.2454 | #N/A | 2.9166 | 0.5241% | 1 | 50% | 0% | 0% | 0% | 8.2745 | 0 | 0 | 0 | 8.2745 | #N/A
2007-08-12 08:00 | 8 | 12 | 8 | 224.292 | 5360 | 66.92 | 60.08 | 1001 | 66.92 | 0 | 1278.93 | Cooling | 213.155 | #N/A | #N/A | #N/A | #N/A | 0 | 0 | 0 | 0 | 0 | 1278.93 | #N/A | #N/A | 88 | 81.92 | 4.1962 | #N/A | 3.954 | 0.7105% | 1 | 50% | 0% | 0% | 0% | 8.2745 | 0 | 0 | 0 | 8.2745 | #N/A
2007-08-12 09:00 | 8 | 12 | 9 | 224.3336 | 5361 | 73.4 | 60.98 | 1001 | 73.4 | 0 | 1442.6054 | Cooling | 240.4342 | #N/A | #N/A | #N/A | #N/A | 0 | 0 | 0 | 0 | 0 | 1442.6054 | #N/A | #N/A | 88 | 88.4 | 3.7534 | #N/A | 4.46 | 0.8014% | 1 | 50% | 0% | 0% | 0% | 8.2745 | 0 | 0 | 0 | 8.2745 | #N/A
2007-08-12 10:00 | 8 | 12 | 10 | 224.3753 | 5362 | 75.02 | 60.98 | 1001 | 75.02 | 0 | 1497.8344 | Cooling | 249.6391 | #N/A | #N/A | #N/A | #N/A | 0 | 0 | 0 | 0 | 0 | 1497.8344 | #N/A | #N/A | 88 | 90.02 | 3.6427 | #N/A | 4.6307 | 0.8321% | 1 | 50% | 0% | 0% | 0% | 8.2745 | 0 | 0 | 0 | 8.2745 | #N/A
2007-08-12 11:00 | 8 | 12 | 11 | 224.417 | 5363 | 75.02 | 62.06 | 1001 | 75.02 | 0 | 1638.2387 | Cooling | 273.0398 | #N/A | #N/A | #N/A | #N/A | 0 | 0 | 0 | 0 | 0 | 1638.2387 | #N/A | #N/A | 88 | 90.02 | 3.6427 | #N/A | 5.0648 | 0.9101% | 1 | 50% | 0% | 0% | 0% | 8.2745 | 0 | 0 | 0 | 8.2745 | #N/A
2007-08-12 12:00 | 8 | 12 | 12 | 224.4586 | 5364 | 78.08 | 62.06 | 1001 | 78.08 | 0 | 1699.811 | Cooling | 283.3018 | #N/A | #N/A | #N/A | #N/A | 0 | 0 | 0 | 0 | 0 | 1699.811 | #N/A | #N/A | 88 | 93.08 | 3.4336 | #N/A | 5.2552 | 0.9443% | 1 | 50% | 0% | 0% | 0% | 8.2745 | 0 | 0 | 0 | 8.2745 | #N/A
2007-08-12 13:00 | 8 | 12 | 13 | 224.5003 | 5365 | 78.98 | 62.96 | 1001 | 78.98 | 0 | 2085.7243 | Cooling | 347.6207 | #N/A | #N/A | #N/A | #N/A | 0 | 0 | 0 | 0 | 0 | 2085.7243 | #N/A | #N/A | 88 | 93.98 | 3.3721 | #N/A | 6.4483 | 1.159% | 1 | 50% | 0% | 0% | 0% | 8.2745 | 0 | 0 | 0 | 8.2745 | #N/A
2007-08-12 14:00 | 8 | 12 | 14 | 224.542 | 5366 | 78.98 | 62.96 | 1001 | 78.98 | 0 | 2271.664 | Cooling | 378.6107 | #N/A | #N/A | #N/A | #N/A | 0 | 0 | 0 | 0 | 0 | 2271.664 | #N/A | #N/A | 88 | 93.98 | 3.3721 | #N/A | 7.0231 | 1.262% | 1 | 50% | 0% | 0% | 0% | 8.2745 | 0 | 0 | 0 | 8.2745 | #N/A
2007-08-12 15:00 | 8 | 12 | 15 | 224.5836 | 5367 | 80.06 | 60.98 | 1001 | 80.06 | 0 | 2309.7597 | Cooling | 384.9599 | #N/A | #N/A | #N/A | #N/A | 0 | 0 | 0 | 0 | 0 | 2309.7597 | #N/A | #N/A | 88 | 95.06 | 3.2983 | #N/A | 7.1409 | 1.283% | 1 | 50% | 0% | 0% | 0% | 8.2745 | 0 | 0 | 0 | 8.2745 | #N/A
2007-08-12 16:00 | 8 | 12 | 16 | 224.6253 | 5368 | 78.08 | 60.98 | 1001 | 78.08 | 0 | 2187.8731 | Cooling | 364.6455 | #N/A | #N/A | #N/A | #N/A | 0 | 0 | 0 | 0 | 0 | 2187.8731 | #N/A | #N/A | 88 | 93.08 | 3.4336 | #N/A | 6.7641 | 1.215% | 1 | 50% | 0% | 0% | 0% | 8.2745 | 0 | 0 | 0 | 8.2745 | #N/A
2007-08-12 17:00 | 8 | 12 | 17 | 224.667 | 5369 | 78.08 | 60.98 | 1001 | 78.08 | 0 | 1951.6806 | Cooling | 325.2801 | #N/A | #N/A | #N/A | #N/A | 0 | 0 | 0 | 0 | 0 | 1951.6806 | #N/A | #N/A | 88 | 93.08 | 3.4336 | #N/A | 6.0339 | 1.084% | 1 | 50% | 0% | 0% | 0% | 8.2745 | 0 | 0 | 0 | 8.2745 | #N/A
2007-08-12 18:00 | 8 | 12 | 18 | 224.7086 | 5370 | 75.92 | 62.96 | 1002 | 75.92 | 0 | 1900.4799 | Cooling | 316.7466 | #N/A | #N/A | #N/A | #N/A | 0 | 0 | 0 | 0 | 0 | 1900.4799 | #N/A | #N/A | 88 | 90.92 | 3.5812 | #N/A | 5.8756 | 1.056% | 1 | 50% | 0% | 0% | 0% | 8.2745 | 0 | 0 | 0 | 8.2745 | #N/A
2007-08-12 19:00 | 8 | 12 | 19 | 224.7503 | 5371 | 75.02 | 62.96 | 1001 | 75.02 | 0 | 1795.1216 | Cooling | 299.1869 | #N/A | #N/A | #N/A | #N/A | 0 | 0 | 0 | 0 | 0 | 1795.1216 | #N/A | #N/A | 88 | 90.02 | 3.6427 | #N/A | 5.5498 | 0.9973% | 1 | 50% | 0% | 0% | 0% | 8.2745 | 0 | 0 | 0 | 8.2745 | #N/A
2007-08-12 20:00 | 8 | 12 | 20 | 224.792 | 5372 | 75.02 | 62.06 | 1001 | 75.02 | 0 | 1568.5699 | Cooling | 261.4283 | #N/A | #N/A | #N/A | #N/A | 0 | 0 | 0 | 0 | 0 | 1568.5699 | #N/A | #N/A | 88 | 90.02 | 3.6427 | #N/A | 4.8494 | 0.8714% | 1 | 50% | 0% | 0% | 0% | 8.2745 | 0 | 0 | 0 | 8.2745 | #N/A
2007-08-12 21:00 | 8 | 12 | 21 | 224.8336 | 5373 | 71.96 | 60.98 | 1001 | 71.96 | 0 | 1393.7529 | Cooling | 232.2922 | #N/A | #N/A | #N/A | #N/A | 0 | 0 | 0 | 0 | 0 | 1393.7529 | #N/A | #N/A | 88 | 86.96 | 3.8518 | #N/A | 4.309 | 0.7743% | 1 | 50% | 0% | 0% | 0% | 8.2745 | 0 | 0 | 0 | 8.2745 | #N/A
2007-08-12 22:00 | 8 | 12 | 22 | 224.8753 | 5374 | 71.06 | 60.98 | 1002 | 71.06 | 0 | 115.1678 | Cooling | 19.1946 | #N/A | #N/A | #N/A | #N/A | 0 | 0 | 0 | 0 | 0 | 115.1678 | #N/A | #N/A | 88 | 86.06 | 3.9133 | #N/A | 0.35606 | 0.06398% | 1 | 50% | 0% | 0% | 0% | 8.2745 | 0 | 0 | 0 | 8.2745 | #N/A
2007-08-12 23:00 | 8 | 12 | 23 | 224.917 | 5375 | 71.06 | 59 | 1002 | 71.06 | 0 | 156.2823 | Cooling | 26.0471 | #N/A | #N/A | #N/A | #N/A | 0 | 0 | 0 | 0 | 0 | 156.2823 | #N/A | #N/A | 88 | 86.06 | 3.9133 | #N/A | 0.48317 | 0.08682% | 1 | 50% | 0% | 0% | 0% | 8.2745 | 0 | 0 | 0 | 8.2745 | #N/A
2007-08-13 | 8 | 13 | 0 | 224.9586 | 5376 | 69.98 | 59 | 1002 | 69.98 | 0 | 129.0982 | Cooling | 21.5164 | #N/A | #N/A | #N/A | #N/A | 0 | 0 | 0 | 0 | 0 | 129.0982 | #N/A | #N/A | 88 | 84.98 | 3.9871 | #N/A | 0.39912 | 0.07172% | 1 | 50% | 0% | 0% | 0% | 8.2745 | 0 | 0 | 0 | 8.2745 | #N/A
2007-08-13 01:00 | 8 | 13 | 1 | 225.0003 | 5377 | 69.98 | 60.98 | 1002 | 69.98 | 0 | 159.4773 | Cooling | 26.5795 | #N/A | #N/A | #N/A | #N/A | 0 | 0 | 0 | 0 | 0 | 159.4773 | #N/A | #N/A | 88 | 84.98 | 3.9871 | #N/A | 0.49304 | 0.0886% | 1 | 50% | 0% | 0% | 0% | 8.2745 | 0 | 0 | 0 | 8.2745 | #N/A
2007-08-13 02:00 | 8 | 13 | 2 | 225.042 | 5378 | 69.98 | 60.08 | 1002 | 69.98 | 0 | 160.8295 | Cooling | 26.8049 | #N/A | #N/A | #N/A | #N/A | 0 | 0 | 0 | 0 | 0 | 160.8295 | #N/A | #N/A | 88 | 84.98 | 3.9871 | #N/A | 0.49722 | 0.08935% | 1 | 50% | 0% | 0% | 0% | 8.2745 | 0 | 0 | 0 | 8.2745 | #N/A
2007-08-13 03:00 | 8 | 13 | 3 | 225.0836 | 5379 | 66.92 | 59 | 1002 | 66.92 | 0 | 132.372 | Cooling | 22.062 | #N/A | #N/A | #N/A | #N/A | 0 | 0 | 0 | 0 | 0 | 132.372 | #N/A | #N/A | 88 | 81.92 | 4.1962 | #N/A | 0.40924 | 0.07354% | 1 | 50% | 0% | 0% | 0% | 8.2745 | 0 | 0 | 0 | 8.2745 | #N/A
2007-08-13 04:00 | 8 | 13 | 4 | 225.1253 | 5380 | 66.92 | 57.92 | 1001 | 66.92 | 0 | 111.7328 | Cooling | 18.6221 | #N/A | #N/A | #N/A | #N/A | 0 | 0 | 0 | 0 | 0 | 111.7328 | #N/A | #N/A | 88 | 81.92 | 4.1962 | #N/A | 0.34544 | 0.06207% | 1 | 50% | 0% | 0% | 0% | 8.2745 | 0 | 0 | 0 | 8.2745 | #N/A
2007-08-13 05:00 | 8 | 13 | 5 | 225.167 | 5381 | 66.92 | 57.02 | 1001 | 66.92 | 0 | 109.6744 | Cooling | 18.2791 | #N/A | #N/A | #N/A | #N/A | 0 | 0 | 0 | 0 | 0 | 109.6744 | #N/A | #N/A | 88 | 81.92 | 4.1962 | #N/A | 0.33907 | 0.06093% | 1 | 50% | 0% | 0% | 0% | 8.2745 | 0 | 0 | 0 | 8.2745 | #N/A
2007-08-13 06:00 | 8 | 13 | 6 | 225.2086 | 5382 | 68 | 57.02 | 1002 | 68 | 0 | 648.127 | Cooling | 108.0212 | #N/A | #N/A | #N/A | #N/A | 0 | 0 | 0 | 0 | 0 | 648.127 | #N/A | #N/A | 88 | 83 | 4.1224 | #N/A | 2.0038 | 0.3601% | 1 | 50% | 0% | 0% | 0% | 8.2745 | 0 | 0 | 0 | 8.2745 | #N/A
2007-08-13 07:00 | 8 | 13 | 7 | 225.2503 | 5383 | 69.08 | 59 | 1003 | 69.08 | 0 | 992.4209 | Cooling | 165.4035 | #N/A | #N/A | #N/A | #N/A | 0 | 0 | 0 | 0 | 0 | 992.4209 | #N/A | #N/A | 88 | 84.08 | 4.0486 | #N/A | 3.0682 | 0.5513% | 1 | 50% | 0% | 0% | 0% | 8.2745 | 0 | 0 | 0 | 8.2745 | #N/A
2007-08-13 08:00 | 8 | 13 | 8 | 225.292 | 5384 | 69.08 | 62.06 | 1002 | 69.08 | 0 | 1598.7357 | Cooling | 266.4559 | #N/A | #N/A | #N/A | #N/A | 0 | 0 | 0 | 0 | 0 | 1598.7357 | #N/A | #N/A | 88 | 84.08 | 4.0486 | #N/A | 4.9427 | 0.8882% | 1 | 50% | 0% | 0% | 0% | 8.2745 | 0 | 0 | 0 | 8.2745 | #N/A
2007-08-13 09:00 | 8 | 13 | 9 | 225.3336 | 5385 | 71.96 | 60.98 | 1002 | 71.96 | 0 | 1826.8043 | Cooling | 304.4674 | #N/A | #N/A | #N/A | #N/A | 0 | 0 | 0 | 0 | 0 | 1826.8043 | #N/A | #N/A | 88 | 86.96 | 3.8518 | #N/A | 5.6478 | 1.015% | 1 | 50% | 0% | 0% | 0% | 8.2745 | 0 | 0 | 0 | 8.2745 | #N/A
2007-08-13 10:00 | 8 | 13 | 10 | 225.3753 | 5386 | 71.6 | 60.08 | 1002 | 71.6 | 0 | 2077.5152 | Cooling | 346.2525 | #N/A | #N/A | #N/A | #N/A | 0 | 0 | 0 | 0 | 0 | 2077.5152 | #N/A | #N/A | 88 | 86.6 | 3.8764 | #N/A | 6.4229 | 1.154% | 1 | 50% | 0% | 0% | 0% | 8.2745 | 0 | 0 | 0 | 8.2745 | #N/A
2007-08-13 11:00 | 8 | 13 | 11 | 225.417 | 5387 | 71.96 | 57.92 | 1002 | 71.96 | 0 | 2199.9976 | Cooling | 366.6663 | #N/A | #N/A | #N/A | #N/A | 0 | 0 | 0 | 0 | 0 | 2199.9976 | #N/A | #N/A | 88 | 86.96 | 3.8518 | #N/A | 6.8016 | 1.222% | 1 | 50% | 0% | 0% | 0% | 8.2745 | 0 | 0 | 0 | 8.2745 | #N/A
2007-08-13 12:00 | 8 | 13 | 12 | 225.4586 | 5388 | 73.4 | 59 | 1002 | 73.4 | 0 | 1678.6979 | Cooling | 279.783 | #N/A | #N/A | #N/A | #N/A | 0 | 0 | 0 | 0 | 0 | 1678.6979 | #N/A | #N/A | 88 | 88.4 | 3.7534 | #N/A | 5.1899 | 0.9326% | 1 | 50% | 0% | 0% | 0% | 8.2745 | 0 | 0 | 0 | 8.2745 | #N/A
2007-08-13 13:00 | 8 | 13 | 13 | 225.5003 | 5389 | 73.4 | 57.02 | 1002 | 73.4 | 0 | 1708.2587 | Cooling | 284.7098 | #N/A | #N/A | #N/A | #N/A | 0 | 0 | 0 | 0 | 0 | 1708.2587 | #N/A | #N/A | 88 | 88.4 | 3.7534 | #N/A | 5.2813 | 0.949% | 1 | 50% | 0% | 0% | 0% | 8.2745 | 0 | 0 | 0 | 8.2745 | #N/A
2007-08-13 14:00 | 8 | 13 | 14 | 225.542 | 5390 | 73.94 | 57.92 | 1001 | 73.94 | 0 | 1751.2722 | Cooling | 291.8787 | #N/A | #N/A | #N/A | #N/A | 0 | 0 | 0 | 0 | 0 | 1751.2722 | #N/A | #N/A | 88 | 88.94 | 3.7165 | #N/A | 5.4143 | 0.9729% | 1 | 50% | 0% | 0% | 0% | 8.2745 | 0 | 0 | 0 | 8.2745 | #N/A
2007-08-13 15:00 | 8 | 13 | 15 | 225.5836 | 5391 | 75.92 | 60.08 | 1001 | 75.92 | 0 | 1834.4901 | Cooling | 305.7483 | #N/A | #N/A | #N/A | #N/A | 0 | 0 | 0 | 0 | 0 | 1834.4901 | #N/A | #N/A | 88 | 90.92 | 3.5812 | #N/A | 5.6716 | 1.019% | 1 | 50% | 0% | 0% | 0% | 8.2745 | 0 | 0 | 0 | 8.2745 | #N/A
2007-08-13 16:00 | 8 | 13 | 16 | 225.6253 | 5392 | 77 | 60.08 | 1001 | 77 | 0 | 1928.9723 | Cooling | 321.4954 | #N/A | #N/A | #N/A | #N/A | 0 | 0 | 0 | 0 | 0 | 1928.9723 | #N/A | #N/A | 88 | 92 | 3.5074 | #N/A | 5.9637 | 1.072% | 1 | 50% | 0% | 0% | 0% | 8.2745 | 0 | 0 | 0 | 8.2745 | #N/A
2007-08-13 17:00 | 8 | 13 | 17 | 225.667 | 5393 | 77 | 59 | 1001 | 77 | 0 | 1887.4063 | Cooling | 314.5677 | #N/A | #N/A | #N/A | #N/A | 0 | 0 | 0 | 0 | 0 | 1887.4063 | #N/A | #N/A | 88 | 92 | 3.5074 | #N/A | 5.8352 | 1.049% | 1 | 50% | 0% | 0% | 0% | 8.2745 | 0 | 0 | 0 | 8.2745 | #N/A
2007-08-13 18:00 | 8 | 13 | 18 | 225.7086 | 5394 | 75.02 | 59 | 1000 | 75.02 | 0 | 1892.5763 | Cooling | 315.4294 | #N/A | #N/A | #N/A | #N/A | 0 | 0 | 0 | 0 | 0 | 1892.5763 | #N/A | #N/A | 88 | 90.02 | 3.6427 | #N/A | 5.8511 | 1.051% | 1 | 50% | 0% | 0% | 0% | 8.2745 | 0 | 0 | 0 | 8.2745 | #N/A
2007-08-13 19:00 | 8 | 13 | 19 | 225.7503 | 5395 | 71.06 | 62.96 | 1001 | 71.06 | 0 | 2257.3581 | Cooling | 376.2264 | #N/A | #N/A | #N/A | #N/A | 0 | 0 | 0 | 0 | 0 | 2257.3581 | #N/A | #N/A | 88 | 86.06 | 3.9133 | #N/A | 6.9789 | 1.254% | 1 | 50% | 0% | 0% | 0% | 8.2745 | 0 | 0 | 0 | 8.2745 | #N/A
2007-08-13 20:00 | 8 | 13 | 20 | 225.792 | 5396 | 71.06 | 62.96 | 1000 | 71.06 | 0 | 1827.5813 | Cooling | 304.5969 | #N/A | #N/A | #N/A | #N/A | 0 | 0 | 0 | 0 | 0 | 1827.5813 | #N/A | #N/A | 88 | 86.06 | 3.9133 | #N/A | 5.6502 | 1.015% | 1 | 50% | 0% | 0% | 0% | 8.2745 | 0 | 0 | 0 | 8.2745 | #N/A
2007-08-13 21:00 | 8 | 13 | 21 | 225.8336 | 5397 | 69.98 | 62.96 | 1001 | 69.98 | 0 | 1662.0265 | Cooling | 277.0044 | #N/A | #N/A | #N/A | #N/A | 0 | 0 | 0 | 0 | 0 | 1662.0265 | #N/A | #N/A | 88 | 84.98 | 3.9871 | #N/A | 5.1384 | 0.9233% | 1 | 50% | 0% | 0% | 0% | 8.2745 | 0 | 0 | 0 | 8.2745 | #N/A
2007-08-13 22:00 | 8 | 13 | 22 | 225.8753 | 5398 | 69.08 | 62.96 | 1001 | 69.08 | 0 | 251.9142 | Cooling | 41.9857 | #N/A | #N/A | #N/A | #N/A | 0 | 0 | 0 | 0 | 0 | 251.9142 | #N/A | #N/A | 88 | 84.08 | 4.0486 | #N/A | 0.77882 | 0.14% | 1 | 50% | 0% | 0% | 0% | 8.2745 | 0 | 0 | 0 | 8.2745 | #N/A
2007-08-13 23:00 | 8 | 13 | 23 | 225.917 | 5399 | 69.08 | 62.06 | 1001 | 69.08 | 0 | 317.072 | Cooling | 52.8453 | #N/A | #N/A | #N/A | #N/A | 0 | 0 | 0 | 0 | 0 | 317.072 | #N/A | #N/A | 88 | 84.08 | 4.0486 | #N/A | 0.98027 | 0.1762% | 1 | 50% | 0% | 0% | 0% | 8.2745 | 0 | 0 | 0 | 8.2745 | #N/A
2007-08-14 | 8 | 14 | 0 | 225.9586 | 5400 | 64.94 | 60.98 | 1001 | 64.94 | 0 | 280.3677 | Cooling | 46.7279 | #N/A | #N/A | #N/A | #N/A | 0 | 0 | 0 | 0 | 0 | 280.3677 | #N/A | #N/A | 88 | 79.94 | 4.3315 | #N/A | 0.86679 | 0.1558% | 1 | 50% | 0% | 0% | 0% | 8.2745 | 0 | 0 | 0 | 8.2745 | #N/A
2007-08-14 01:00 | 8 | 14 | 1 | 226.0003 | 5401 | 64.94 | 60.08 | 1001 | 64.94 | 0 | 227.9537 | Cooling | 37.9923 | #N/A | #N/A | #N/A | #N/A | 0 | 0 | 0 | 0 | 0 | 227.9537 | #N/A | #N/A | 88 | 79.94 | 4.3315 | #N/A | 0.70475 | 0.1266% | 1 | 50% | 0% | 0% | 0% | 8.2745 | 0 | 0 | 0 | 8.2745 | #N/A
2007-08-14 02:00 | 8 | 14 | 2 | 226.042 | 5402 | 64.94 | 59 | 1001 | 64.94 | 0 | 183.5681 | Cooling | 30.5947 | #N/A | #N/A | #N/A | #N/A | 0 | 0 | 0 | 0 | 0 | 183.5681 | #N/A | #N/A | 88 | 79.94 | 4.3315 | #N/A | 0.56752 | 0.102% | 1 | 50% | 0% | 0% | 0% | 8.2745 | 0 | 0 | 0 | 8.2745 | #N/A
2007-08-14 03:00 | 8 | 14 | 3 | 226.0836 | 5403 | 64.04 | 59 | 1001 | 64.04 | 0 | 167.9379 | Cooling | 27.9896 | #N/A | #N/A | #N/A | #N/A | 0 | 0 | 0 | 0 | 0 | 167.9379 | #N/A | #N/A | 88 | 79.04 | 4.393 | #N/A | 0.5192 | 0.0933% | 1 | 50% | 0% | 0% | 0% | 8.2745 | 0 | 0 | 0 | 8.2745 | #N/A
2007-08-14 04:00 | 8 | 14 | 4 | 226.1253 | 5404 | 64.94 | 60.08 | 1001 | 64.94 | 0 | 180.6025 | Cooling | 30.1004 | #N/A | #N/A | #N/A | #N/A | 0 | 0 | 0 | 0 | 0 | 180.6025 | #N/A | #N/A | 88 | 79.94 | 4.3315 | #N/A | 0.55836 | 0.1003% | 1 | 50% | 0% | 0% | 0% | 8.2745 | 0 | 0 | 0 | 8.2745 | #N/A
2007-08-14 05:00 | 8 | 14 | 5 | 226.167 | 5405 | 64.94 | 60.08 | 1002 | 64.94 | 0 | 228.6503 | Cooling | 38.1084 | #N/A | #N/A | #N/A | #N/A | 0 | 0 | 0 | 0 | 0 | 228.6503 | #N/A | #N/A | 88 | 79.94 | 4.3315 | #N/A | 0.7069 | 0.127% | 1 | 50% | 0% | 0% | 0% | 8.2745 | 0 | 0 | 0 | 8.2745 | #N/A
2007-08-14 06:00 | 8 | 14 | 6 | 226.2086 | 5406 | 62.96 | 60.98 | 1002 | 62.96 | 0 | 1333.9072 | Cooling | 222.3179 | #N/A | #N/A | #N/A | #N/A | 0 | 0 | 0 | 0 | 0 | 1333.9072 | #N/A | #N/A | 88 | 77.96 | 4.4668 | #N/A | 4.1239 | 0.7411% | 1 | 50% | 0% | 0% | 0% | 8.2745 | 0 | 0 | 0 | 8.2745 | #N/A
2007-08-14 07:00 | 8 | 14 | 7 | 226.2503 | 5407 | 64.4 | 62.06 | 1003 | 64.4 | 0 | 1457.2635 | Cooling | 242.8773 | #N/A | #N/A | #N/A | #N/A | 0 | 0 | 0 | 0 | 0 | 1457.2635 | #N/A | #N/A | 88 | 79.4 | 4.3684 | #N/A | 4.5053 | 0.8096% | 1 | 50% | 0% | 0% | 0% | 8.2745 | 0 | 0 | 0 | 8.2745 | #N/A
2007-08-14 08:00 | 8 | 14 | 8 | 226.292 | 5408 | 64.94 | 62.96 | 1003 | 64.94 | 0 | 1809.7132 | Cooling | 301.6189 | #N/A | #N/A | #N/A | #N/A | 0 | 0 | 0 | 0 | 0 | 1809.7132 | #N/A | #N/A | 88 | 79.94 | 4.3315 | #N/A | 5.595 | 1.005% | 1 | 50% | 0% | 0% | 0% | 8.2745 | 0 | 0 | 0 | 8.2745 | #N/A
2007-08-14 09:00 | 8 | 14 | 9 | 226.3336 | 5409 | 71.6 | 64.04 | 1003 | 71.6 | 0 | 2056.8953 | Cooling | 342.8159 | #N/A | #N/A | #N/A | #N/A | 0 | 0 | 0 | 0 | 0 | 2056.8953 | #N/A | #N/A | 88 | 86.6 | 3.8764 | #N/A | 6.3591 | 1.143% | 1 | 50% | 0% | 0% | 0% | 8.2745 | 0 | 0 | 0 | 8.2745 | #N/A
2007-08-14 10:00 | 8 | 14 | 10 | 226.3753 | 5410 | 73.04 | 64.04 | 1003 | 73.04 | 0 | 2240.403 | Cooling | 373.4005 | #N/A | #N/A | #N/A | #N/A | 0 | 0 | 0 | 0 | 0 | 2240.403 | #N/A | #N/A | 88 | 88.04 | 3.778 | #N/A | 6.9265 | 1.245% | 1 | 50% | 0% | 0% | 0% | 8.2745 | 0 | 0 | 0 | 8.2745 | #N/A
2007-08-14 11:00 | 8 | 14 | 11 | 226.417 | 5411 | 73.04 | 64.04 | 1003 | 73.04 | 0 | 2379.9608 | Cooling | 396.6601 | #N/A | #N/A | #N/A | #N/A | 0 | 0 | 0 | 0 | 0 | 2379.9608 | #N/A | #N/A | 88 | 88.04 | 3.778 | #N/A | 7.3579 | 1.322% | 1 | 50% | 0% | 0% | 0% | 8.2745 | 0 | 0 | 0 | 8.2745 | #N/A
2007-08-14 12:00 | 8 | 14 | 12 | 226.4586 | 5412 | 80.06 | 62.96 | 1002 | 80.06 | 0 | 2446.0338 | Cooling | 407.6723 | #N/A | #N/A | #N/A | #N/A | 0 | 0 | 0 | 0 | 0 | 2446.0338 | #N/A | #N/A | 88 | 95.06 | 3.2983 | #N/A | 7.5622 | 1.359% | 1 | 50% | 0% | 0% | 0% | 8.2745 | 0 | 0 | 0 | 8.2745 | #N/A
2007-08-14 13:00 | 8 | 14 | 13 | 226.5003 | 5413 | 82.04 | 64.04 | 1002 | 82.04 | 0 | 1953.3976 | Cooling | 325.5663 | #N/A | #N/A | #N/A | #N/A | 0 | 0 | 0 | 0 | 0 | 1953.3976 | #N/A | #N/A | 88 | 97.04 | 3.163 | #N/A | 6.0392 | 1.085% | 1 | 50% | 0% | 0% | 0% | 8.2745 | 0 | 0 | 0 | 8.2745 | #N/A
2007-08-14 14:00 | 8 | 14 | 14 | 226.542 | 5414 | 82.04 | 62.96 | 1002 | 82.04 | 0 | 1974.9264 | Cooling | 329.1544 | #N/A | #N/A | #N/A | #N/A | 0 | 0 | 0 | 0 | 0 | 1974.9264 | #N/A | #N/A | 88 | 97.04 | 3.163 | #N/A | 6.1057 | 1.097% | 1 | 50% | 0% | 0% | 0% | 8.2745 | 0 | 0 | 0 | 8.2745 | #N/A
2007-08-14 15:00 | 8 | 14 | 15 | 226.5836 | 5415 | 84.02 | 60.98 | 1002 | 84.02 | 0 | 1935.5071 | Cooling | 322.5845 | #N/A | #N/A | #N/A | #N/A | 0 | 0 | 0 | 0 | 0 | 1935.5071 | #N/A | #N/A | 88 | 99.02 | 3.0277 | #N/A | 5.9839 | 1.075% | 1 | 50% | 0% | 0% | 0% | 8.2745 | 0 | 0 | 0 | 8.2745 | #N/A
2007-08-14 16:00 | 8 | 14 | 16 | 226.6253 | 5416 | 84.02 | 62.06 | 1002 | 84.02 | 0 | 1986.7779 | Cooling | 331.1297 | #N/A | #N/A | #N/A | #N/A | 0 | 0 | 0 | 0 | 0 | 1986.7779 | #N/A | #N/A | 88 | 99.02 | 3.0277 | #N/A | 6.1424 | 1.104% | 1 | 50% | 0% | 0% | 0% | 8.2745 | 0 | 0 | 0 | 8.2745 | #N/A
2007-08-14 17:00 | 8 | 14 | 17 | 226.667 | 5417 | 84.02 | 66.02 | 1002 | 84.02 | 0 | 2192.7066 | Cooling | 365.4511 | #N/A | #N/A | #N/A | #N/A | 0 | 0 | 0 | 0 | 0 | 2192.7066 | #N/A | #N/A | 88 | 99.02 | 3.0277 | #N/A | 6.779 | 1.218% | 1 | 50% | 0% | 0% | 0% | 8.2745 | 0 | 0 | 0 | 8.2745 | #N/A
2007-08-14 18:00 | 8 | 14 | 18 | 226.7086 | 5418 | 82.94 | 64.94 | 1002 | 82.94 | 0 | 2568.3183 | Cooling | 428.0531 | #N/A | #N/A | #N/A | #N/A | 0 | 0 | 0 | 0 | 0 | 2568.3183 | #N/A | #N/A | 88 | 97.94 | 3.1015 | #N/A | 7.9403 | 1.427% | 1 | 50% | 0% | 0% | 0% | 8.2745 | 0 | 0 | 0 | 8.2745 | #N/A
2007-08-14 19:00 | 8 | 14 | 19 | 226.7503 | 5419 | 78.08 | 66.02 | 1002 | 78.08 | 0 | 2501.1998 | Cooling | 416.8666 | #N/A | #N/A | #N/A | #N/A | 0 | 0 | 0 | 0 | 0 | 2501.1998 | #N/A | #N/A | 88 | 93.08 | 3.4336 | #N/A | 7.7328 | 1.39% | 1 | 50% | 0% | 0% | 0% | 8.2745 | 0 | 0 | 0 | 8.2745 | #N/A
2007-08-14 20:00 | 8 | 14 | 20 | 226.792 | 5420 | 78.08 | 64.94 | 1002 | 78.08 | 0 | 2154.3968 | Cooling | 359.0661 | #N/A | #N/A | #N/A | #N/A | 0 | 0 | 0 | 0 | 0 | 2154.3968 | #N/A | #N/A | 88 | 93.08 | 3.4336 | #N/A | 6.6606 | 1.197% | 1 | 50% | 0% | 0% | 0% | 8.2745 | 0 | 0 | 0 | 8.2745 | #N/A
2007-08-14 21:00 | 8 | 14 | 21 | 226.8336 | 5421 | 71.06 | 64.94 | 1003 | 71.06 | 0 | 1791.404 | Cooling | 298.5673 | #N/A | #N/A | #N/A | #N/A | 0 | 0 | 0 | 0 | 0 | 1791.404 | #N/A | #N/A | 88 | 86.06 | 3.9133 | #N/A | 5.5383 | 0.9952% | 1 | 50% | 0% | 0% | 0% | 8.2745 | 0 | 0 | 0 | 8.2745 | #N/A
2007-08-14 22:00 | 8 | 14 | 22 | 226.8753 | 5422 | 69.98 | 64.04 | 1002 | 69.98 | 0 | 286.4793 | Cooling | 47.7466 | #N/A | #N/A | #N/A | #N/A | 0 | 0 | 0 | 0 | 0 | 286.4793 | #N/A | #N/A | 88 | 84.98 | 3.9871 | #N/A | 0.88569 | 0.1592% | 1 | 50% | 0% | 0% | 0% | 8.2745 | 0 | 0 | 0 | 8.2745 | #N/A
2007-08-14 23:00 | 8 | 14 | 23 | 226.917 | 5423 | 69.98 | 62.06 | 1003 | 69.98 | 0 | 331.2666 | Cooling | 55.2111 | #N/A | #N/A | #N/A | #N/A | 0 | 0 | 0 | 0 | 0 | 331.2666 | #N/A | #N/A | 88 | 84.98 | 3.9871 | #N/A | 1.0242 | 0.184% | 1 | 50% | 0% | 0% | 0% | 8.2745 | 0 | 0 | 0 | 8.2745 | #N/A
2007-08-15 | 8 | 15 | 0 | 226.9586 | 5424 | 64.94 | 62.96 | 1003 | 64.94 | 0 | 309.6208 | Cooling | 51.6035 | #N/A | #N/A | #N/A | #N/A | 0 | 0 | 0 | 0 | 0 | 309.6208 | #N/A | #N/A | 88 | 79.94 | 4.3315 | #N/A | 0.95723 | 0.172% | 1 | 50% | 0% | 0% | 0% | 8.2745 | 0 | 0 | 0 | 8.2745 | #N/A
2007-08-15 01:00 | 8 | 15 | 1 | 227.0003 | 5425 | 66.02 | 62.06 | 1003 | 66.02 | 0 | 293.0149 | Cooling | 48.8358 | #N/A | #N/A | #N/A | #N/A | 0 | 0 | 0 | 0 | 0 | 293.0149 | #N/A | #N/A | 88 | 81.02 | 4.2577 | #N/A | 0.90589 | 0.1628% | 1 | 50% | 0% | 0% | 0% | 8.2745 | 0 | 0 | 0 | 8.2745 | #N/A
2007-08-15 02:00 | 8 | 15 | 2 | 227.042 | 5426 | 66.02 | 62.06 | 1003 | 66.02 | 0 | 277.7933 | Cooling | 46.2989 | #N/A | #N/A | #N/A | #N/A | 0 | 0 | 0 | 0 | 0 | 277.7933 | #N/A | #N/A | 88 | 81.02 | 4.2577 | #N/A | 0.85883 | 0.1543% | 1 | 50% | 0% | 0% | 0% | 8.2745 | 0 | 0 | 0 | 8.2745 | #N/A
2007-08-15 03:00 | 8 | 15 | 3 | 227.0836 | 5427 | 64.04 | 60.08 | 1003 | 64.04 | 0 | 224.3179 | Cooling | 37.3863 | #N/A | #N/A | #N/A | #N/A | 0 | 0 | 0 | 0 | 0 | 224.3179 | #N/A | #N/A | 88 | 79.04 | 4.393 | #N/A | 0.69351 | 0.1246% | 1 | 50% | 0% | 0% | 0% | 8.2745 | 0 | 0 | 0 | 8.2745 | #N/A
2007-08-15 04:00 | 8 | 15 | 4 | 227.1253 | 5428 | 62.96 | 59 | 1003 | 62.96 | 0 | 175.2511 | Cooling | 29.2085 | #N/A | #N/A | #N/A | #N/A | 0 | 0 | 0 | 0 | 0 | 175.2511 | #N/A | #N/A | 88 | 77.96 | 4.4668 | #N/A | 0.54181 | 0.09736% | 1 | 50% | 0% | 0% | 0% | 8.2745 | 0 | 0 | 0 | 8.2745 | #N/A
2007-08-15 05:00 | 8 | 15 | 5 | 227.167 | 5429 | 62.96 | 57.92 | 1003 | 62.96 | 0 | 166.9196 | Cooling | 27.8199 | #N/A | #N/A | #N/A | #N/A | 0 | 0 | 0 | 0 | 0 | 166.9196 | #N/A | #N/A | 88 | 77.96 | 4.4668 | #N/A | 0.51605 | 0.09273% | 1 | 50% | 0% | 0% | 0% | 8.2745 | 0 | 0 | 0 | 8.2745 | #N/A
2007-08-15 06:00 | 8 | 15 | 6 | 227.2086 | 5430 | 64.4 | 59 | 1004 | 64.4 | 0 | 956.1436 | Cooling | 159.3573 | #N/A | #N/A | #N/A | #N/A | 0 | 0 | 0 | 0 | 0 | 956.1436 | #N/A | #N/A | 88 | 79.4 | 4.3684 | #N/A | 2.956 | 0.5312% | 1 | 50% | 0% | 0% | 0% | 8.2745 | 0 | 0 | 0 | 8.2745 | #N/A
2007-08-15 07:00 | 8 | 15 | 7 | 227.2503 | 5431 | 64.4 | 60.98 | 1004 | 64.4 | 0 | 1306.7114 | Cooling | 217.7852 | #N/A | #N/A | #N/A | #N/A | 0 | 0 | 0 | 0 | 0 | 1306.7114 | #N/A | #N/A | 88 | 79.4 | 4.3684 | #N/A | 4.0399 | 0.726% | 1 | 50% | 0% | 0% | 0% | 8.2745 | 0 | 0 | 0 | 8.2745 | #N/A
2007-08-15 08:00 | 8 | 15 | 8 | 227.292 | 5432 | 66.02 | 62.96 | 1004 | 66.02 | 0 | 1783.2528 | Cooling | 297.2088 | #N/A | #N/A | #N/A | #N/A | 0 | 0 | 0 | 0 | 0 | 1783.2528 | #N/A | #N/A | 88 | 81.02 | 4.2577 | #N/A | 5.5131 | 0.9907% | 1 | 50% | 0% | 0% | 0% | 8.2745 | 0 | 0 | 0 | 8.2745 | #N/A
2007-08-15 09:00 | 8 | 15 | 9 | 227.3336 | 5433 | 75.02 | 64.94 | 1003 | 75.02 | 0 | 2227.7902 | Cooling | 371.2984 | #N/A | #N/A | #N/A | #N/A | 0 | 0 | 0 | 0 | 0 | 2227.7902 | #N/A | #N/A | 88 | 90.02 | 3.6427 | #N/A | 6.8875 | 1.238% | 1 | 50% | 0% | 0% | 0% | 8.2745 | 0 | 0 | 0 | 8.2745 | #N/A
2007-08-15 10:00 | 8 | 15 | 10 | 227.3753 | 5434 | 78.98 | 64.94 | 1004 | 78.98 | 0 | 2548.4968 | Cooling | 424.7495 | #N/A | #N/A | #N/A | #N/A | 0 | 0 | 0 | 0 | 0 | 2548.4968 | #N/A | #N/A | 88 | 93.98 | 3.3721 | #N/A | 7.879 | 1.416% | 1 | 50% | 0% | 0% | 0% | 8.2745 | 0 | 0 | 0 | 8.2745 | #N/A
2007-08-15 11:00 | 8 | 15 | 11 | 227.417 | 5435 | 78.98 | 62.96 | 1003 | 78.98 | 0 | 2015.2947 | Cooling | 335.8825 | #N/A | #N/A | #N/A | #N/A | 0 | 0 | 0 | 0 | 0 | 2015.2947 | #N/A | #N/A | 88 | 93.98 | 3.3721 | #N/A | 6.2305 | 1.12% | 1 | 50% | 0% | 0% | 0% | 8.2745 | 0 | 0 | 0 | 8.2745 | #N/A
2007-08-15 12:00 | 8 | 15 | 12 | 227.4586 | 5436 | 84.92 | 64.04 | 1002 | 84.92 | 0 | 1856.8756 | Cooling | 309.4793 | #N/A | #N/A | #N/A | #N/A | 0 | 0 | 0 | 0 | 0 | 1856.8756 | #N/A | #N/A | 88 | 99.92 | 2.9662 | #N/A | 5.7408 | 1.032% | 1 | 50% | 0% | 0% | 0% | 8.2745 | 0 | 0 | 0 | 8.2745 | #N/A
2007-08-15 13:00 | 8 | 15 | 13 | 227.5003 | 5437 | 86 | 62.96 | 1002 | 86 | 0 | 1884.8474 | Cooling | 314.1412 | #N/A | #N/A | #N/A | #N/A | 0 | 0 | 0 | 0 | 0 | 1884.8474 | #N/A | #N/A | 88 | 101 | 2.8924 | #N/A | 5.8272 | 1.047% | 1 | 50% | 0% | 0% | 0% | 8.2745 | 0 | 0 | 0 | 8.2745 | #N/A
2007-08-15 14:00 | 8 | 15 | 14 | 227.542 | 5438 | 86 | 62.96 | 1000 | 86 | 0 | 1949.4851 | Cooling | 324.9142 | #N/A | #N/A | #N/A | #N/A | 0 | 0 | 0 | 0 | 0 | 1949.4851 | #N/A | #N/A | 88 | 101 | 2.8924 | #N/A | 6.0271 | 1.083% | 1 | 50% | 0% | 0% | 0% | 8.2745 | 0 | 0 | 0 | 8.2745 | #N/A
2007-08-15 15:00 | 8 | 15 | 15 | 227.5836 | 5439 | 89.06 | 62.96 | 999 | 89.06 | 0 | 1984.4926 | Cooling | 330.7488 | #N/A | #N/A | #N/A | #N/A | 0 | 0 | 0 | 0 | 0 | 1984.4926 | #N/A | #N/A | 88 | 104.06 | 2.6833 | #N/A | 6.1353 | 1.102% | 1 | 50% | 0% | 0% | 0% | 8.2745 | 0 | 0 | 0 | 8.2745 | #N/A
2007-08-15 16:00 | 8 | 15 | 16 | 227.6253 | 5440 | 87.08 | 62.06 | 1000 | 87.08 | 0 | 2037.4636 | Cooling | 339.5773 | #N/A | #N/A | #N/A | #N/A | 0 | 0 | 0 | 0 | 0 | 2037.4636 | #N/A | #N/A | 88 | 102.08 | 2.8186 | #N/A | 6.2991 | 1.132% | 1 | 50% | 0% | 0% | 0% | 8.2745 | 0 | 0 | 0 | 8.2745 | #N/A
2007-08-15 17:00 | 8 | 15 | 17 | 227.667 | 5441 | 87.08 | 64.94 | 999 | 87.08 | 0 | 2036.6942 | Cooling | 339.449 | #N/A | #N/A | #N/A | #N/A | 0 | 0 | 0 | 0 | 0 | 2036.6942 | #N/A | #N/A | 88 | 102.08 | 2.8186 | #N/A | 6.2967 | 1.131% | 1 | 50% | 0% | 0% | 0% | 8.2745 | 0 | 0 | 0 | 8.2745 | #N/A
2007-08-15 18:00 | 8 | 15 | 18 | 227.7086 | 5442 | 82.94 | 59 | 999 | 82.94 | 0 | 1870.1619 | Cooling | 311.6936 | #N/A | #N/A | #N/A | #N/A | 0 | 0 | 0 | 0 | 0 | 1870.1619 | #N/A | #N/A | 88 | 97.94 | 3.1015 | #N/A | 5.7818 | 1.039% | 1 | 50% | 0% | 0% | 0% | 8.2745 | 0 | 0 | 0 | 8.2745 | #N/A
2007-08-15 19:00 | 8 | 15 | 19 | 227.7503 | 5443 | 80.06 | 60.98 | 998 | 80.06 | 0 | 1780.8071 | Cooling | 296.8012 | #N/A | #N/A | #N/A | #N/A | 0 | 0 | 0 | 0 | 0 | 1780.8071 | #N/A | #N/A | 88 | 95.06 | 3.2983 | #N/A | 5.5056 | 0.9893% | 1 | 50% | 0% | 0% | 0% | 8.2745 | 0 | 0 | 0 | 8.2745 | #N/A
2007-08-15 20:00 | 8 | 15 | 20 | 227.792 | 5444 | 80.06 | 64.04 | 998 | 80.06 | 0 | 2230.9099 | Cooling | 371.8183 | #N/A | #N/A | #N/A | #N/A | 0 | 0 | 0 | 0 | 0 | 2230.9099 | #N/A | #N/A | 88 | 95.06 | 3.2983 | #N/A | 6.8971 | 1.239% | 1 | 50% | 0% | 0% | 0% | 8.2745 | 0 | 0 | 0 | 8.2745 | #N/A
2007-08-15 21:00 | 8 | 15 | 21 | 227.8336 | 5445 | 75.92 | 64.04 | 997 | 75.92 | 0 | 2378.692 | Cooling | 396.4487 | #N/A | #N/A | #N/A | #N/A | 0 | 0 | 0 | 0 | 0 | 2378.692 | #N/A | #N/A | 88 | 90.92 | 3.5812 | #N/A | 7.354 | 1.321% | 1 | 50% | 0% | 0% | 0% | 8.2745 | 0 | 0 | 0 | 8.2745 | #N/A
2007-08-15 22:00 | 8 | 15 | 22 | 227.8753 | 5446 | 71.96 | 62.96 | 997 | 71.96 | 0 | 693.8603 | Cooling | 115.6434 | #N/A | #N/A | #N/A | #N/A | 0 | 0 | 0 | 0 | 0 | 693.8603 | #N/A | #N/A | 88 | 86.96 | 3.8518 | #N/A | 2.1452 | 0.3855% | 1 | 50% | 0% | 0% | 0% | 8.2745 | 0 | 0 | 0 | 8.2745 | #N/A
2007-08-15 23:00 | 8 | 15 | 23 | 227.917 | 5447 | 71.96 | 64.04 | 995 | 71.96 | 0 | 901.1751 | Cooling | 150.1958 | #N/A | #N/A | #N/A | #N/A | 0 | 0 | 0 | 0 | 0 | 901.1751 | #N/A | #N/A | 88 | 86.96 | 3.8518 | #N/A | 2.7861 | 0.5007% | 1 | 50% | 0% | 0% | 0% | 8.2745 | 0 | 0 | 0 | 8.2745 | #N/A
2007-08-16 | 8 | 16 | 0 | 227.9586 | 5448 | 69.08 | 64.04 | 994 | 69.08 | 0 | 890.2716 | Cooling | 148.3786 | #N/A | #N/A | #N/A | #N/A | 0 | 0 | 0 | 0 | 0 | 890.2716 | #N/A | #N/A | 88 | 84.08 | 4.0486 | #N/A | 2.7524 | 0.4946% | 1 | 50% | 0% | 0% | 0% | 8.2745 | 0 | 0 | 0 | 8.2745 | #N/A
2007-08-16 01:00 | 8 | 16 | 1 | 228.0003 | 5449 | 69.08 | 66.92 | 993 | 69.08 | 0 | 836.9961 | Cooling | 139.4993 | #N/A | #N/A | #N/A | #N/A | 0 | 0 | 0 | 0 | 0 | 836.9961 | #N/A | #N/A | 88 | 84.08 | 4.0486 | #N/A | 2.5877 | 0.465% | 1 | 50% | 0% | 0% | 0% | 8.2745 | 0 | 0 | 0 | 8.2745 | #N/A
2007-08-16 02:00 | 8 | 16 | 2 | 228.042 | 5450 | 69.08 | 68 | 993 | 69.08 | 0 | 859.7714 | Cooling | 143.2952 | #N/A | #N/A | #N/A | #N/A | 0 | 0 | 0 | 0 | 0 | 859.7714 | #N/A | #N/A | 88 | 84.08 | 4.0486 | #N/A | 2.6581 | 0.4777% | 1 | 50% | 0% | 0% | 0% | 8.2745 | 0 | 0 | 0 | 8.2745 | #N/A
2007-08-16 03:00 | 8 | 16 | 3 | 228.0836 | 5451 | 68 | 68 | 994 | 68 | 0 | 643.2401 | Cooling | 107.2067 | #N/A | #N/A | #N/A | #N/A | 0 | 0 | 0 | 0 | 0 | 643.2401 | #N/A | #N/A | 88 | 83 | 4.1224 | #N/A | 1.9887 | 0.3574% | 1 | 50% | 0% | 0% | 0% | 8.2745 | 0 | 0 | 0 | 8.2745 | #N/A
2007-08-16 04:00 | 8 | 16 | 4 | 228.1253 | 5452 | 66.92 | 66.02 | 995 | 66.92 | 0 | 447.1608 | Cooling | 74.5268 | #N/A | #N/A | #N/A | #N/A | 0 | 0 | 0 | 0 | 0 | 447.1608 | #N/A | #N/A | 88 | 81.92 | 4.1962 | #N/A | 1.3825 | 0.2484% | 1 | 50% | 0% | 0% | 0% | 8.2745 | 0 | 0 | 0 | 8.2745 | #N/A
2007-08-16 05:00 | 8 | 16 | 5 | 228.167 | 5453 | 66.92 | 64.04 | 995 | 66.92 | 0 | 452.0755 | Cooling | 75.3459 | #N/A | #N/A | #N/A | #N/A | 0 | 0 | 0 | 0 | 0 | 452.0755 | #N/A | #N/A | 88 | 81.92 | 4.1962 | #N/A | 1.3976 | 0.2512% | 1 | 50% | 0% | 0% | 0% | 8.2745 | 0 | 0 | 0 | 8.2745 | #N/A
2007-08-16 06:00 | 8 | 16 | 6 | 228.2086 | 5454 | 66.92 | 57.92 | 996 | 66.92 | 0 | 1530.0992 | Cooling | 255.0165 | #N/A | #N/A | #N/A | #N/A | 0 | 0 | 0 | 0 | 0 | 1530.0992 | #N/A | #N/A | 88 | 81.92 | 4.1962 | #N/A | 4.7305 | 0.8501% | 1 | 50% | 0% | 0% | 0% | 8.2745 | 0 | 0 | 0 | 8.2745 | #N/A
2007-08-16 07:00 | 8 | 16 | 7 | 228.2503 | 5455 | 71.06 | 57.02 | 997 | 71.06 | 0 | 1271.9775 | Cooling | 211.9962 | #N/A | #N/A | #N/A | #N/A | 0 | 0 | 0 | 0 | 0 | 1271.9775 | #N/A | #N/A | 88 | 86.06 | 3.9133 | #N/A | 3.9325 | 0.7067% | 1 | 50% | 0% | 0% | 0% | 8.2745 | 0 | 0 | 0 | 8.2745 | #N/A
2007-08-16 08:00 | 8 | 16 | 8 | 228.292 | 5456 | 71.06 | 55.94 | 997 | 71.06 | 0 | 1448.0942 | Cooling | 241.349 | #N/A | #N/A | #N/A | #N/A | 0 | 0 | 0 | 0 | 0 | 1448.0942 | #N/A | #N/A | 88 | 86.06 | 3.9133 | #N/A | 4.477 | 0.8045% | 1 | 50% | 0% | 0% | 0% | 8.2745 | 0 | 0 | 0 | 8.2745 | #N/A
2007-08-16 09:00 | 8 | 16 | 9 | 228.3336 | 5457 | 77 | 57.92 | 998 | 77 | 0 | 1721.3384 | Cooling | 286.8897 | #N/A | #N/A | #N/A | #N/A | 0 | 0 | 0 | 0 | 0 | 1721.3384 | #N/A | #N/A | 88 | 92 | 3.5074 | #N/A | 5.3217 | 0.9563% | 1 | 50% | 0% | 0% | 0% | 8.2745 | 0 | 0 | 0 | 8.2745 | #N/A
2007-08-16 10:00 | 8 | 16 | 10 | 228.3753 | 5458 | 80.96 | 55.94 | 998 | 80.96 | 0 | 1823.1365 | Cooling | 303.8561 | #N/A | #N/A | #N/A | #N/A | 0 | 0 | 0 | 0 | 0 | 1823.1365 | #N/A | #N/A | 88 | 95.96 | 3.2368 | #N/A | 5.6365 | 1.013% | 1 | 50% | 0% | 0% | 0% | 8.2745 | 0 | 0 | 0 | 8.2745 | #N/A
2007-08-16 11:00 | 8 | 16 | 11 | 228.417 | 5459 | 80.96 | 55.04 | 998 | 80.96 | 0 | 1807.1279 | Cooling | 301.188 | #N/A | #N/A | #N/A | #N/A | 0 | 0 | 0 | 0 | 0 | 1807.1279 | #N/A | #N/A | 88 | 95.96 | 3.2368 | #N/A | 5.587 | 1.004% | 1 | 50% | 0% | 0% | 0% | 8.2745 | 0 | 0 | 0 | 8.2745 | #N/A
2007-08-16 12:00 | 8 | 16 | 12 | 228.4586 | 5460 | 87.08 | 51.98 | 998 | 87.08 | 0 | 1399.5457 | Cooling | 233.2576 | #N/A | #N/A | #N/A | #N/A | 0 | 0 | 0 | 0 | 0 | 1399.5457 | #N/A | #N/A | 88 | 102.08 | 2.8186 | #N/A | 4.3269 | 0.7775% | 1 | 50% | 0% | 0% | 0% | 8.2745 | 0 | 0 | 0 | 8.2745 | #N/A
2007-08-16 13:00 | 8 | 16 | 13 | 228.5003 | 5461 | 87.98 | 53.96 | 999 | 87.98 | 0 | 1595.284 | Cooling | 265.8807 | #N/A | #N/A | #N/A | #N/A | 0 | 0 | 0 | 0 | 0 | 1595.284 | #N/A | #N/A | 88 | 102.98 | 2.7571 | #N/A | 4.932 | 0.8863% | 1 | 50% | 0% | 0% | 0% | 8.2745 | 0 | 0 | 0 | 8.2745 | #N/A
2007-08-16 14:00 | 8 | 16 | 14 | 228.542 | 5462 | 87.98 | 55.94 | 999 | 87.98 | 0 | 1825.9593 | Cooling | 304.3265 | #N/A | #N/A | #N/A | #N/A | 0 | 0 | 0 | 0 | 0 | 1825.9593 | #N/A | #N/A | 88 | 102.98 | 2.7571 | #N/A | 5.6452 | 1.014% | 1 | 50% | 0% | 0% | 0% | 8.2745 | 0 | 0 | 0 | 8.2745 | #N/A
2007-08-16 15:00 | 8 | 16 | 15 | 228.5836 | 5463 | 86 | 53.96 | 999 | 86 | 0 | 1745.962 | Cooling | 290.9937 | #N/A | #N/A | #N/A | #N/A | 0 | 0 | 0 | 0 | 0 | 1745.962 | #N/A | #N/A | 88 | 101 | 2.8924 | #N/A | 5.3979 | 0.97% | 1 | 50% | 0% | 0% | 0% | 8.2745 | 0 | 0 | 0 | 8.2745 | #N/A
2007-08-16 16:00 | 8 | 16 | 16 | 228.6253 | 5464 | 87.08 | 51.08 | 999 | 87.08 | 0 | 1406.7185 | Cooling | 234.4531 | #N/A | #N/A | #N/A | #N/A | 0 | 0 | 0 | 0 | 0 | 1406.7185 | #N/A | #N/A | 88 | 102.08 | 2.8186 | #N/A | 4.349 | 0.7815% | 1 | 50% | 0% | 0% | 0% | 8.2745 | 0 | 0 | 0 | 8.2745 | #N/A
2007-08-16 17:00 | 8 | 16 | 17 | 228.667 | 5465 | 87.08 | 51.08 | 999 | 87.08 | 0 | 983.1262 | Cooling | 163.8544 | #N/A | #N/A | #N/A | #N/A | 0 | 0 | 0 | 0 | 0 | 983.1262 | #N/A | #N/A | 88 | 102.08 | 2.8186 | #N/A | 3.0395 | 0.5462% | 1 | 50% | 0% | 0% | 0% | 8.2745 | 0 | 0 | 0 | 8.2745 | #N/A
2007-08-16 18:00 | 8 | 16 | 18 | 228.7086 | 5466 | 80.96 | 51.98 | 1000 | 80.96 | 0 | 924.7548 | Cooling | 154.1258 | #N/A | #N/A | #N/A | #N/A | 0 | 0 | 0 | 0 | 0 | 924.7548 | #N/A | #N/A | 88 | 95.96 | 3.2368 | #N/A | 2.859 | 0.5138% | 1 | 50% | 0% | 0% | 0% | 8.2745 | 0 | 0 | 0 | 8.2745 | #N/A
2007-08-16 19:00 | 8 | 16 | 19 | 228.7503 | 5467 | 78.98 | 53.06 | 1000 | 78.98 | 0 | 1009.9469 | Cooling | 168.3245 | #N/A | #N/A | #N/A | #N/A | 0 | 0 | 0 | 0 | 0 | 1009.9469 | #N/A | #N/A | 88 | 93.98 | 3.3721 | #N/A | 3.1224 | 0.5611% | 1 | 50% | 0% | 0% | 0% | 8.2745 | 0 | 0 | 0 | 8.2745 | #N/A
2007-08-16 20:00 | 8 | 16 | 20 | 228.792 | 5468 | 78.98 | 55.04 | 1000 | 78.98 | 0 | 1091.7047 | Cooling | 181.9508 | #N/A | #N/A | #N/A | #N/A | 0 | 0 | 0 | 0 | 0 | 1091.7047 | #N/A | #N/A | 88 | 93.98 | 3.3721 | #N/A | 3.3751 | 0.6065% | 1 | 50% | 0% | 0% | 0% | 8.2745 | 0 | 0 | 0 | 8.2745 | #N/A
2007-08-16 21:00 | 8 | 16 | 21 | 228.8336 | 5469 | 73.94 | 55.04 | 1001 | 73.94 | 0 | 1039.7264 | Cooling | 173.2877 | #N/A | #N/A | #N/A | #N/A | 0 | 0 | 0 | 0 | 0 | 1039.7264 | #N/A | #N/A | 88 | 88.94 | 3.7165 | #N/A | 3.2144 | 0.5776% | 1 | 50% | 0% | 0% | 0% | 8.2745 | 0 | 0 | 0 | 8.2745 | #N/A
2007-08-16 22:00 | 8 | 16 | 22 | 228.8753 | 5470 | 73.94 | 53.96 | 1002 | 73.94 | 0 | 111.0282 | Cooling | 18.5047 | #N/A | #N/A | #N/A | #N/A | 0 | 0 | 0 | 0 | 0 | 111.0282 | #N/A | #N/A | 88 | 88.94 | 3.7165 | #N/A | 0.34326 | 0.06168% | 1 | 50% | 0% | 0% | 0% | 8.2745 | 0 | 0 | 0 | 8.2745 | #N/A
2007-08-16 23:00 | 8 | 16 | 23 | 228.917 | 5471 | 73.94 | 55.04 | 1002 | 73.94 | 0 | 116.2393 | Cooling | 19.3732 | #N/A | #N/A | #N/A | #N/A | 0 | 0 | 0 | 0 | 0 | 116.2393 | #N/A | #N/A | 88 | 88.94 | 3.7165 | #N/A | 0.35937 | 0.06458% | 1 | 50% | 0% | 0% | 0% | 8.2745 | 0 | 0 | 0 | 8.2745 | #N/A
2007-08-17 | 8 | 17 | 0 | 228.9586 | 5472 | 73.04 | 55.94 | 1002 | 73.04 | 0 | 112.5236 | Cooling | 18.7539 | #N/A | #N/A | #N/A | #N/A | 0 | 0 | 0 | 0 | 0 | 112.5236 | #N/A | #N/A | 88 | 88.04 | 3.778 | #N/A | 0.34788 | 0.06251% | 1 | 50% | 0% | 0% | 0% | 8.2745 | 0 | 0 | 0 | 8.2745 | #N/A
2007-08-17 01:00 | 8 | 17 | 1 | 229.0003 | 5473 | 71.06 | 55.04 | 1002 | 71.06 | 0 | 98.6353 | Cooling | 16.4392 | #N/A | #N/A | #N/A | #N/A | 0 | 0 | 0 | 0 | 0 | 98.6353 | #N/A | #N/A | 88 | 86.06 | 3.9133 | #N/A | 0.30494 | 0.0548% | 1 | 50% | 0% | 0% | 0% | 8.2745 | 0 | 0 | 0 | 8.2745 | #N/A
2007-08-17 02:00 | 8 | 17 | 2 | 229.042 | 5474 | 71.06 | 53.96 | 1002 | 71.06 | 0 | 73.4952 | Cooling | 12.2492 | #N/A | #N/A | #N/A | #N/A | 0 | 0 | 0 | 0 | 0 | 73.4952 | #N/A | #N/A | 88 | 86.06 | 3.9133 | #N/A | 0.22722 | 0.04083% | 1 | 50% | 0% | 0% | 0% | 8.2745 | 0 | 0 | 0 | 8.2745 | #N/A
2007-08-17 03:00 | 8 | 17 | 3 | 229.0837 | 5475 | 69.08 | 53.06 | 1002 | 69.08 | 0 | 53.0857 | Cooling | 8.8476 | #N/A | #N/A | #N/A | #N/A | 0 | 0 | 0 | 0 | 0 | 53.0857 | #N/A | #N/A | 88 | 84.08 | 4.0486 | #N/A | 0.16412 | 0.02949% | 1 | 50% | 0% | 0% | 0% | 8.2745 | 0 | 0 | 0 | 8.2745 | #N/A
2007-08-17 04:00 | 8 | 17 | 4 | 229.1253 | 5476 | 68 | 51.08 | 1002 | 68 | 0 | 28.167 | Cooling | 4.6945 | #N/A | #N/A | #N/A | #N/A | 0 | 0 | 0 | 0 | 0 | 28.167 | #N/A | #N/A | 88 | 83 | 4.1224 | #N/A | 0.087082 | 0.01565% | 1 | 50% | 0% | 0% | 0% | 8.2745 | 0 | 0 | 0 | 8.2745 | #N/A
2007-08-17 05:00 | 8 | 17 | 5 | 229.167 | 5477 | 68 | 51.08 | 1002 | 68 | 0 | 19.899 | Cooling | 3.3165 | #N/A | #N/A | #N/A | #N/A | 0 | 0 | 0 | 0 | 0 | 19.899 | #N/A | #N/A | 88 | 83 | 4.1224 | #N/A | 0.06152 | 0.01105% | 1 | 50% | 0% | 0% | 0% | 8.2745 | 0 | 0 | 0 | 8.2745 | #N/A
2007-08-17 06:00 | 8 | 17 | 6 | 229.2087 | 5478 | 66.2 | 50 | 1003 | 66.2 | 0 | 136.8119 | Cooling | 22.802 | #N/A | #N/A | #N/A | #N/A | 0 | 0 | 0 | 0 | 0 | 136.8119 | #N/A | #N/A | 88 | 81.2 | 4.2454 | #N/A | 0.42297 | 0.07601% | 1 | 50% | 0% | 0% | 0% | 8.2745 | 0 | 0 | 0 | 8.2745 | #N/A
2007-08-17 07:00 | 8 | 17 | 7 | 229.2503 | 5479 | 71.96 | 51.08 | 1003 | 71.96 | 0 | 193.79 | Cooling | 32.2983 | #N/A | #N/A | #N/A | #N/A | 0 | 0 | 0 | 0 | 0 | 193.79 | #N/A | #N/A | 88 | 86.96 | 3.8518 | #N/A | 0.59913 | 0.1077% | 1 | 50% | 0% | 0% | 0% | 8.2745 | 0 | 0 | 0 | 8.2745 | #N/A
2007-08-17 08:00 | 8 | 17 | 8 | 229.292 | 5480 | 71.96 | 51.08 | 1003 | 71.96 | 0 | 312.294 | Cooling | 52.049 | #N/A | #N/A | #N/A | #N/A | 0 | 0 | 0 | 0 | 0 | 312.294 | #N/A | #N/A | 88 | 86.96 | 3.8518 | #N/A | 0.9655 | 0.1735% | 1 | 50% | 0% | 0% | 0% | 8.2745 | 0 | 0 | 0 | 8.2745 | #N/A
2007-08-17 09:00 | 8 | 17 | 9 | 229.3337 | 5481 | 78.08 | 51.98 | 1003 | 78.08 | 0 | 475.6085 | Cooling | 79.2681 | #N/A | #N/A | #N/A | #N/A | 0 | 0 | 0 | 0 | 0 | 475.6085 | #N/A | #N/A | 88 | 93.08 | 3.4336 | #N/A | 1.4704 | 0.2642% | 1 | 50% | 0% | 0% | 0% | 8.2745 | 0 | 0 | 0 | 8.2745 | #N/A
2007-08-17 10:00 | 8 | 17 | 10 | 229.3753 | 5482 | 82.94 | 48.92 | 1003 | 82.94 | 0 | 446.0221 | Cooling | 74.337 | #N/A | #N/A | #N/A | #N/A | 0 | 0 | 0 | 0 | 0 | 446.0221 | #N/A | #N/A | 88 | 97.94 | 3.1015 | #N/A | 1.3789 | 0.2478% | 1 | 50% | 0% | 0% | 0% | 8.2745 | 0 | 0 | 0 | 8.2745 | #N/A
2007-08-17 11:00 | 8 | 17 | 11 | 229.417 | 5483 | 82.94 | 48.02 | 1003 | 82.94 | 0 | 394.6402 | Cooling | 65.7734 | #N/A | #N/A | #N/A | #N/A | 0 | 0 | 0 | 0 | 0 | 394.6402 | #N/A | #N/A | 88 | 97.94 | 3.1015 | #N/A | 1.2201 | 0.2192% | 1 | 50% | 0% | 0% | 0% | 8.2745 | 0 | 0 | 0 | 8.2745 | #N/A
2007-08-17 12:00 | 8 | 17 | 12 | 229.4587 | 5484 | 87.08 | 50 | 1003 | 87.08 | 0 | 460.4431 | Cooling | 76.7405 | #N/A | #N/A | #N/A | #N/A | 0 | 0 | 0 | 0 | 0 | 460.4431 | #N/A | #N/A | 88 | 102.08 | 2.8186 | #N/A | 1.4235 | 0.2558% | 1 | 50% | 0% | 0% | 0% | 8.2745 | 0 | 0 | 0 | 8.2745 | #N/A
2007-08-17 13:00 | 8 | 17 | 13 | 229.5003 | 5485 | 89.96 | 50 | 1003 | 89.96 | 0 | 539.3917 | Cooling | 89.8986 | #N/A | #N/A | #N/A | #N/A | 0 | 0 | 0 | 0 | 0 | 539.3917 | #N/A | #N/A | 88 | 104.96 | 2.6218 | #N/A | 1.6676 | 0.2997% | 1 | 50% | 0% | 0% | 0% | 8.2745 | 0 | 0 | 0 | 8.2745 | #N/A
2007-08-17 14:00 | 8 | 17 | 14 | 229.542 | 5486 | 89.96 | 50 | 1003 | 89.96 | 0 | 574.9203 | Cooling | 95.8201 | #N/A | #N/A | #N/A | #N/A | 0 | 0 | 0 | 0 | 0 | 574.9203 | #N/A | #N/A | 88 | 104.96 | 2.6218 | #N/A | 1.7774 | 0.3194% | 1 | 50% | 0% | 0% | 0% | 8.2745 | 0 | 0 | 0 | 8.2745 | #N/A
2007-08-17 15:00 | 8 | 17 | 15 | 229.5837 | 5487 | 91.04 | 48.02 | 1002 | 91.04 | 0 | 603.3641 | Cooling | 100.5607 | #N/A | #N/A | #N/A | #N/A | 0 | 0 | 0 | 0 | 0 | 603.3641 | #N/A | #N/A | 88 | 106.04 | 2.548 | #N/A | 1.8654 | 0.3352% | 1 | 50% | 0% | 0% | 0% | 8.2745 | 0 | 0 | 0 | 8.2745 | #N/A
2007-08-17 16:00 | 8 | 17 | 16 | 229.6253 | 5488 | 91.04 | 51.08 | 1002 | 91.04 | 0 | 635.9223 | Cooling | 105.987 | #N/A | #N/A | #N/A | #N/A | 0 | 0 | 0 | 0 | 0 | 635.9223 | #N/A | #N/A | 88 | 106.04 | 2.548 | #N/A | 1.966 | 0.3533% | 1 | 50% | 0% | 0% | 0% | 8.2745 | 0 | 0 | 0 | 8.2745 | #N/A
2007-08-17 17:00 | 8 | 17 | 17 | 229.667 | 5489 | 91.04 | 48.92 | 1002 | 91.04 | 0 | 522.0113 | Cooling | 87.0019 | #N/A | #N/A | #N/A | #N/A | 0 | 0 | 0 | 0 | 0 | 522.0113 | #N/A | #N/A | 88 | 106.04 | 2.548 | #N/A | 1.6139 | 0.29% | 1 | 50% | 0% | 0% | 0% | 8.2745 | 0 | 0 | 0 | 8.2745 | #N/A
2007-08-17 18:00 | 8 | 17 | 18 | 229.7087 | 5490 | 86 | 48.92 | 1002 | 86 | 0 | 2.9681 | Cooling | 0.49469 | #N/A | #N/A | #N/A | #N/A | 0 | 0 | 0 | 0 | 0 | 2.9681 | #N/A | #N/A | 88 | 101 | 2.8924 | #N/A | 0.0091763 | 0.001649% | 1 | 50% | 0% | 0% | 0% | 8.2745 | 0 | 0 | 0 | 8.2745 | #N/A
2007-08-17 19:00 | 8 | 17 | 19 | 229.7503 | 5491 | 84.02 | 48.92 | 1002 | 84.02 | 0 | 0 | Cooling | 0 | #N/A | #N/A | #N/A | #N/A | 0 | 0 | 0 | 0 | 0 | 0 | #N/A | #N/A | 88 | 99.02 | 3.0277 | #N/A | 0 | 0% | 1 | 50% | 0% | 0% | 0% | 8.2745 | 0 | 0 | 0 | 8.2745 | #N/A
2007-08-17 20:00 | 8 | 17 | 20 | 229.792 | 5492 | 84.02 | 51.08 | 1002 | 84.02 | 0 | 5.8286 | Cooling | 0.97143 | #N/A | #N/A | #N/A | #N/A | 0 | 0 | 0 | 0 | 0 | 5.8286 | #N/A | #N/A | 88 | 99.02 | 3.0277 | #N/A | 0.01802 | 0.003238% | 1 | 50% | 0% | 0% | 0% | 8.2745 | 0 | 0 | 0 | 8.2745 | #N/A
2007-08-17 21:00 | 8 | 17 | 21 | 229.8337 | 5493 | 78.98 | 51.08 | 1002 | 78.98 | 0 | 13.2628 | Cooling | 2.2105 | #N/A | #N/A | #N/A | #N/A | 0 | 0 | 0 | 0 | 0 | 13.2628 | #N/A | #N/A | 88 | 93.98 | 3.3721 | #N/A | 0.041004 | 0.007368% | 1 | 50% | 0% | 0% | 0% | 8.2745 | 0 | 0 | 0 | 8.2745 | #N/A
2007-08-17 22:00 | 8 | 17 | 22 | 229.8753 | 5494 | 77 | 50 | 1002 | 77 | 0 | 3.7122 | Cooling | 0.61869 | #N/A | #N/A | #N/A | #N/A | 0 | 0 | 0 | 0 | 0 | 3.7122 | #N/A | #N/A | 88 | 92 | 3.5074 | #N/A | 0.011477 | 0.002062% | 1 | 50% | 0% | 0% | 0% | 8.2745 | 0 | 0 | 0 | 8.2745 | #N/A
2007-08-17 23:00 | 8 | 17 | 23 | 229.917 | 5495 | 77 | 50 | 1002 | 77 | 0 | 0 | Cooling | 0 | #N/A | #N/A | #N/A | #N/A | 0 | 0 | 0 | 0 | 0 | 0 | #N/A | #N/A | 88 | 92 | 3.5074 | #N/A | 0 | 0% | 1 | 50% | 0% | 0% | 0% | 8.2745 | 0 | 0 | 0 | 8.2745 | #N/A
2007-08-18 | 8 | 18 | 0 | 229.9587 | 5496 | 73.94 | 48.92 | 1002 | 73.94 | 0 | 0.0024105 | Cooling | 0.00040176 | #N/A | #N/A | #N/A | #N/A | 0 | 0 | 0 | 0 | 0 | 0.0024105 | #N/A | #N/A | 88 | 88.94 | 3.7165 | #N/A | 7.4525e-06 | 1.339e-06% | 1 | 50% | 0% | 0% | 0% | 8.2745 | 0 | 0 | 0 | 8.2745 | #N/A
2007-08-18 01:00 | 8 | 18 | 1 | 230.0003 | 5497 | 73.04 | 48.02 | 1002 | 73.04 | 0 | 0.0072853 | Cooling | 0.0012142 | #N/A | #N/A | #N/A | #N/A | 0 | 0 | 0 | 0 | 0 | 0.0072853 | #N/A | #N/A | 88 | 88.04 | 3.778 | #N/A | 2.2524e-05 | 4.047e-06% | 1 | 50% | 0% | 0% | 0% | 8.2745 | 0 | 0 | 0 | 8.2745 | #N/A
2007-08-18 02:00 | 8 | 18 | 2 | 230.042 | 5498 | 73.04 | 48.02 | 1001 | 73.04 | 0 | 0.0086084 | Cooling | 0.0014347 | #N/A | #N/A | #N/A | #N/A | 0 | 0 | 0 | 0 | 0 | 0.0086084 | #N/A | #N/A | 88 | 88.04 | 3.778 | #N/A | 2.6614e-05 | 4.782e-06% | 1 | 50% | 0% | 0% | 0% | 8.2745 | 0 | 0 | 0 | 8.2745 | #N/A
2007-08-18 03:00 | 8 | 18 | 3 | 230.0837 | 5499 | 73.94 | 46.94 | 1001 | 73.94 | 0 | 0.012188 | Cooling | 0.0020313 | #N/A | #N/A | #N/A | #N/A | 0 | 0 | 0 | 0 | 0 | 0.012188 | #N/A | #N/A | 88 | 88.94 | 3.7165 | #N/A | 3.768e-05 | 6.771e-06% | 1 | 50% | 0% | 0% | 0% | 8.2745 | 0 | 0 | 0 | 8.2745 | #N/A
2007-08-18 04:00 | 8 | 18 | 4 | 230.1253 | 5500 | 71.96 | 46.94 | 1000 | 71.96 | 0 | 0.015871 | Cooling | 0.0026452 | #N/A | #N/A | #N/A | #N/A | 0 | 0 | 0 | 0 | 0 | 0.015871 | #N/A | #N/A | 88 | 86.96 | 3.8518 | #N/A | 4.9068e-05 | 8.817e-06% | 1 | 50% | 0% | 0% | 0% | 8.2745 | 0 | 0 | 0 | 8.2745 | #N/A
2007-08-18 05:00 | 8 | 18 | 5 | 230.167 | 5501 | 71.96 | 46.04 | 1001 | 71.96 | 0 | 0.028911 | Cooling | 0.0048185 | #N/A | #N/A | #N/A | #N/A | 0 | 0 | 0 | 0 | 0 | 0.028911 | #N/A | #N/A | 88 | 86.96 | 3.8518 | #N/A | 8.9382e-05 | 1.606e-05% | 1 | 50% | 0% | 0% | 0% | 8.2745 | 0 | 0 | 0 | 8.2745 | #N/A
2007-08-18 06:00 | 8 | 18 | 6 | 230.2087 | 5502 | 71.96 | 46.04 | 1001 | 71.96 | 0 | 0.042145 | Cooling | 0.0070241 | #N/A | #N/A | #N/A | #N/A | 0 | 0 | 0 | 0 | 0 | 0.042145 | #N/A | #N/A | 88 | 86.96 | 3.8518 | #N/A | 0.0001303 | 2.341e-05% | 1 | 50% | 0% | 0% | 0% | 8.2745 | 0 | 0 | 0 | 8.2745 | #N/A
2007-08-18 07:00 | 8 | 18 | 7 | 230.2503 | 5503 | 73.94 | 48.02 | 1002 | 73.94 | 0 | 0.0086222 | Cooling | 0.001437 | #N/A | #N/A | #N/A | #N/A | 0 | 0 | 0 | 0 | 0 | 0.0086222 | #N/A | #N/A | 88 | 88.94 | 3.7165 | #N/A | 2.6657e-05 | 4.79e-06% | 1 | 50% | 0% | 0% | 0% | 8.2745 | 0 | 0 | 0 | 8.2745 | #N/A
2007-08-18 08:00 | 8 | 18 | 8 | 230.292 | 5504 | 73.94 | 51.08 | 1001 | 73.94 | 0 | 6.1731 | Cooling | 1.0288 | #N/A | #N/A | #N/A | #N/A | 0 | 0 | 0 | 0 | 0 | 6.1731 | #N/A | #N/A | 88 | 88.94 | 3.7165 | #N/A | 0.019085 | 0.003429% | 1 | 50% | 0% | 0% | 0% | 8.2745 | 0 | 0 | 0 | 8.2745 | #N/A
2007-08-18 09:00 | 8 | 18 | 9 | 230.3337 | 5505 | 78.98 | 51.98 | 1001 | 78.98 | 0 | 21.1044 | Cooling | 3.5174 | #N/A | #N/A | #N/A | #N/A | 0 | 0 | 0 | 0 | 0 | 21.1044 | #N/A | #N/A | 88 | 93.98 | 3.3721 | #N/A | 0.065247 | 0.01172% | 1 | 50% | 0% | 0% | 0% | 8.2745 | 0 | 0 | 0 | 8.2745 | #N/A
2007-08-18 10:00 | 8 | 18 | 10 | 230.3753 | 5506 | 82.04 | 51.98 | 1000 | 82.04 | 0 | 17.0824 | Cooling | 2.8471 | #N/A | #N/A | #N/A | #N/A | 0 | 0 | 0 | 0 | 0 | 17.0824 | #N/A | #N/A | 88 | 97.04 | 3.163 | #N/A | 0.052812 | 0.00949% | 1 | 50% | 0% | 0% | 0% | 8.2745 | 0 | 0 | 0 | 8.2745 | #N/A
2007-08-18 11:00 | 8 | 18 | 11 | 230.417 | 5507 | 82.04 | 51.98 | 1000 | 82.04 | 0 | 21.2171 | Cooling | 3.5362 | #N/A | #N/A | #N/A | #N/A | 0 | 0 | 0 | 0 | 0 | 21.2171 | #N/A | #N/A | 88 | 97.04 | 3.163 | #N/A | 0.065595 | 0.01179% | 1 | 50% | 0% | 0% | 0% | 8.2745 | 0 | 0 | 0 | 8.2745 | #N/A
2007-08-18 12:00 | 8 | 18 | 12 | 230.4587 | 5508 | 86 | 48.92 | 1000 | 86 | 0 | 5.5648 | Cooling | 0.92747 | #N/A | #N/A | #N/A | #N/A | 0 | 0 | 0 | 0 | 0 | 5.5648 | #N/A | #N/A | 88 | 101 | 2.8924 | #N/A | 0.017204 | 0.003092% | 1 | 50% | 0% | 0% | 0% | 8.2745 | 0 | 0 | 0 | 8.2745 | #N/A
2007-08-18 13:00 | 8 | 18 | 13 | 230.5003 | 5509 | 89.06 | 48.92 | 999 | 89.06 | 0 | 0 | Cooling | 0 | #N/A | #N/A | #N/A | #N/A | 0 | 0 | 0 | 0 | 0 | 0 | #N/A | #N/A | 88 | 104.06 | 2.6833 | #N/A | 0 | 0% | 1 | 50% | 0% | 0% | 0% | 8.2745 | 0 | 0 | 0 | 8.2745 | #N/A
2007-08-18 14:00 | 8 | 18 | 14 | 230.542 | 5510 | 89.06 | 48.92 | 999 | 89.06 | 0 | 0 | Cooling | 0 | #N/A | #N/A | #N/A | #N/A | 0 | 0 | 0 | 0 | 0 | 0 | #N/A | #N/A | 88 | 104.06 | 2.6833 | #N/A | 0 | 0% | 1 | 50% | 0% | 0% | 0% | 8.2745 | 0 | 0 | 0 | 8.2745 | #N/A
2007-08-18 15:00 | 8 | 18 | 15 | 230.5837 | 5511 | 89.96 | 51.08 | 999 | 89.96 | 0 | 6.7626 | Cooling | 1.1271 | #N/A | #N/A | #N/A | #N/A | 0 | 0 | 0 | 0 | 0 | 6.7626 | #N/A | #N/A | 88 | 104.96 | 2.6218 | #N/A | 0.020907 | 0.003757% | 1 | 50% | 0% | 0% | 0% | 8.2745 | 0 | 0 | 0 | 8.2745 | #N/A
2007-08-18 16:00 | 8 | 18 | 16 | 230.6253 | 5512 | 89.6 | 51.08 | 999 | 89.6 | 0 | 30.6437 | Cooling | 5.1073 | #N/A | #N/A | #N/A | #N/A | 0 | 0 | 0 | 0 | 0 | 30.6437 | #N/A | #N/A | 88 | 104.6 | 2.6464 | #N/A | 0.094739 | 0.01702% | 1 | 50% | 0% | 0% | 0% | 8.2745 | 0 | 0 | 0 | 8.2745 | #N/A
2007-08-18 17:00 | 8 | 18 | 17 | 230.667 | 5513 | 87.98 | 51.98 | 999 | 87.98 | 0 | 61.4998 | Cooling | 10.25 | #N/A | #N/A | #N/A | #N/A | 0 | 0 | 0 | 0 | 0 | 61.4998 | #N/A | #N/A | 88 | 102.98 | 2.7571 | #N/A | 0.19013 | 0.03417% | 1 | 50% | 0% | 0% | 0% | 8.2745 | 0 | 0 | 0 | 8.2745 | #N/A
2007-08-18 18:00 | 8 | 18 | 18 | 230.7087 | 5514 | 87.8 | 53.06 | 999 | 87.8 | 0 | 78.1703 | Cooling | 13.0284 | #N/A | #N/A | #N/A | #N/A | 0 | 0 | 0 | 0 | 0 | 78.1703 | #N/A | #N/A | 88 | 102.8 | 2.7694 | #N/A | 0.24167 | 0.04343% | 1 | 50% | 0% | 0% | 0% | 8.2745 | 0 | 0 | 0 | 8.2745 | #N/A
2007-08-18 19:00 | 8 | 18 | 19 | 230.7503 | 5515 | 80.96 | 51.98 | 999 | 80.96 | 0 | 47.1193 | Cooling | 7.8532 | #N/A | #N/A | #N/A | #N/A | 0 | 0 | 0 | 0 | 0 | 47.1193 | #N/A | #N/A | 88 | 95.96 | 3.2368 | #N/A | 0.14568 | 0.02618% | 1 | 50% | 0% | 0% | 0% | 8.2745 | 0 | 0 | 0 | 8.2745 | #N/A
2007-08-18 20:00 | 8 | 18 | 20 | 230.792 | 5516 | 80.96 | 55.04 | 1000 | 80.96 | 0 | 73.0676 | Cooling | 12.1779 | #N/A | #N/A | #N/A | #N/A | 0 | 0 | 0 | 0 | 0 | 73.0676 | #N/A | #N/A | 88 | 95.96 | 3.2368 | #N/A | 0.2259 | 0.04059% | 1 | 50% | 0% | 0% | 0% | 8.2745 | 0 | 0 | 0 | 8.2745 | #N/A
2007-08-18 21:00 | 8 | 18 | 21 | 230.8337 | 5517 | 71.06 | 53.96 | 1000 | 71.06 | 0 | 53.1278 | Cooling | 8.8546 | #N/A | #N/A | #N/A | #N/A | 0 | 0 | 0 | 0 | 0 | 53.1278 | #N/A | #N/A | 88 | 86.06 | 3.9133 | #N/A | 0.16425 | 0.02952% | 1 | 50% | 0% | 0% | 0% | 8.2745 | 0 | 0 | 0 | 8.2745 | #N/A
2007-08-18 22:00 | 8 | 18 | 22 | 230.8753 | 5518 | 71.06 | 53.96 | 1000 | 71.06 | 0 | 28.2777 | Cooling | 4.7129 | #N/A | #N/A | #N/A | #N/A | 0 | 0 | 0 | 0 | 0 | 28.2777 | #N/A | #N/A | 88 | 86.06 | 3.9133 | #N/A | 0.087424 | 0.01571% | 1 | 50% | 0% | 0% | 0% | 8.2745 | 0 | 0 | 0 | 8.2745 | #N/A
2007-08-18 23:00 | 8 | 18 | 23 | 230.917 | 5519 | 71.06 | 55.04 | 1001 | 71.06 | 0 | 22.2536 | Cooling | 3.7089 | #N/A | #N/A | #N/A | #N/A | 0 | 0 | 0 | 0 | 0 | 22.2536 | #N/A | #N/A | 88 | 86.06 | 3.9133 | #N/A | 0.0688 | 0.01236% | 1 | 50% | 0% | 0% | 0% | 8.2745 | 0 | 0 | 0 | 8.2745 | #N/A
2007-08-19 | 8 | 19 | 0 | 230.9587 | 5520 | 69.98 | 55.94 | 1001 | 69.98 | 0 | 37.9269 | Cooling | 6.3212 | #N/A | #N/A | #N/A | #N/A | 0 | 0 | 0 | 0 | 0 | 37.9269 | #N/A | #N/A | 88 | 84.98 | 3.9871 | #N/A | 0.11726 | 0.02107% | 1 | 50% | 0% | 0% | 0% | 8.2745 | 0 | 0 | 0 | 8.2745 | #N/A
2007-08-19 01:00 | 8 | 19 | 1 | 231.0003 | 5521 | 69.98 | 55.94 | 1001 | 69.98 | 0 | 40.1679 | Cooling | 6.6947 | #N/A | #N/A | #N/A | #N/A | 0 | 0 | 0 | 0 | 0 | 40.1679 | #N/A | #N/A | 88 | 84.98 | 3.9871 | #N/A | 0.12418 | 0.02232% | 1 | 50% | 0% | 0% | 0% | 8.2745 | 0 | 0 | 0 | 8.2745 | #N/A
2007-08-19 02:00 | 8 | 19 | 2 | 231.042 | 5522 | 69.98 | 57.02 | 1001 | 69.98 | 0 | 43.2023 | Cooling | 7.2004 | #N/A | #N/A | #N/A | #N/A | 0 | 0 | 0 | 0 | 0 | 43.2023 | #N/A | #N/A | 88 | 84.98 | 3.9871 | #N/A | 0.13357 | 0.024% | 1 | 50% | 0% | 0% | 0% | 8.2745 | 0 | 0 | 0 | 8.2745 | #N/A
2007-08-19 03:00 | 8 | 19 | 3 | 231.0837 | 5523 | 68 | 55.94 | 1001 | 68 | 0 | 38.5014 | Cooling | 6.4169 | #N/A | #N/A | #N/A | #N/A | 0 | 0 | 0 | 0 | 0 | 38.5014 | #N/A | #N/A | 88 | 83 | 4.1224 | #N/A | 0.11903 | 0.02139% | 1 | 50% | 0% | 0% | 0% | 8.2745 | 0 | 0 | 0 | 8.2745 | #N/A
2007-08-19 04:00 | 8 | 19 | 4 | 231.1253 | 5524 | 69.98 | 55.04 | 1002 | 69.98 | 0 | 29.4658 | Cooling | 4.911 | #N/A | #N/A | #N/A | #N/A | 0 | 0 | 0 | 0 | 0 | 29.4658 | #N/A | #N/A | 88 | 84.98 | 3.9871 | #N/A | 0.091097 | 0.01637% | 1 | 50% | 0% | 0% | 0% | 8.2745 | 0 | 0 | 0 | 8.2745 | #N/A
2007-08-19 05:00 | 8 | 19 | 5 | 231.167 | 5525 | 69.98 | 53.96 | 1002 | 69.98 | 0 | 32.0014 | Cooling | 5.3336 | #N/A | #N/A | #N/A | #N/A | 0 | 0 | 0 | 0 | 0 | 32.0014 | #N/A | #N/A | 88 | 84.98 | 3.9871 | #N/A | 0.098936 | 0.01778% | 1 | 50% | 0% | 0% | 0% | 8.2745 | 0 | 0 | 0 | 8.2745 | #N/A
2007-08-19 06:00 | 8 | 19 | 6 | 231.2087 | 5526 | 68 | 55.04 | 1003 | 68 | 0 | 293.6311 | Cooling | 48.9385 | #N/A | #N/A | #N/A | #N/A | 0 | 0 | 0 | 0 | 0 | 293.6311 | #N/A | #N/A | 88 | 83 | 4.1224 | #N/A | 0.9078 | 0.1631% | 1 | 50% | 0% | 0% | 0% | 8.2745 | 0 | 0 | 0 | 8.2745 | #N/A
2007-08-19 07:00 | 8 | 19 | 7 | 231.2503 | 5527 | 71.06 | 57.02 | 1004 | 71.06 | 0 | 512.8806 | Cooling | 85.4801 | #N/A | #N/A | #N/A | #N/A | 0 | 0 | 0 | 0 | 0 | 512.8806 | #N/A | #N/A | 88 | 86.06 | 3.9133 | #N/A | 1.5856 | 0.2849% | 1 | 50% | 0% | 0% | 0% | 8.2745 | 0 | 0 | 0 | 8.2745 | #N/A
2007-08-19 08:00 | 8 | 19 | 8 | 231.292 | 5528 | 71.06 | 57.02 | 1004 | 71.06 | 0 | 1000.4493 | Cooling | 166.7415 | #N/A | #N/A | #N/A | #N/A | 0 | 0 | 0 | 0 | 0 | 1000.4493 | #N/A | #N/A | 88 | 86.06 | 3.9133 | #N/A | 3.093 | 0.5558% | 1 | 50% | 0% | 0% | 0% | 8.2745 | 0 | 0 | 0 | 8.2745 | #N/A
2007-08-19 09:00 | 8 | 19 | 9 | 231.3337 | 5529 | 75.2 | 55.94 | 1005 | 75.2 | 0 | 1048.81 | Cooling | 174.8017 | #N/A | #N/A | #N/A | #N/A | 0 | 0 | 0 | 0 | 0 | 1048.81 | #N/A | #N/A | 88 | 90.2 | 3.6304 | #N/A | 3.2425 | 0.5827% | 1 | 50% | 0% | 0% | 0% | 8.2745 | 0 | 0 | 0 | 8.2745 | #N/A
2007-08-19 10:00 | 8 | 19 | 10 | 231.3753 | 5530 | 77 | 55.94 | 1005 | 77 | 0 | 1111.6511 | Cooling | 185.2752 | #N/A | #N/A | #N/A | #N/A | 0 | 0 | 0 | 0 | 0 | 1111.6511 | #N/A | #N/A | 88 | 92 | 3.5074 | #N/A | 3.4368 | 0.6176% | 1 | 50% | 0% | 0% | 0% | 8.2745 | 0 | 0 | 0 | 8.2745 | #N/A
2007-08-19 11:00 | 8 | 19 | 11 | 231.417 | 5531 | 77 | 51.98 | 1005 | 77 | 0 | 918.964 | Cooling | 153.1607 | #N/A | #N/A | #N/A | #N/A | 0 | 0 | 0 | 0 | 0 | 918.964 | #N/A | #N/A | 88 | 92 | 3.5074 | #N/A | 2.8411 | 0.5105% | 1 | 50% | 0% | 0% | 0% | 8.2745 | 0 | 0 | 0 | 8.2745 | #N/A
2007-08-19 12:00 | 8 | 19 | 12 | 231.4587 | 5532 | 82.94 | 46.94 | 1005 | 82.94 | 0 | 637.1728 | Cooling | 106.1955 | #N/A | #N/A | #N/A | #N/A | 0 | 0 | 0 | 0 | 0 | 637.1728 | #N/A | #N/A | 88 | 97.94 | 3.1015 | #N/A | 1.9699 | 0.354% | 1 | 50% | 0% | 0% | 0% | 8.2745 | 0 | 0 | 0 | 8.2745 | #N/A
2007-08-19 13:00 | 8 | 19 | 13 | 231.5003 | 5533 | 82.94 | 48.02 | 1005 | 82.94 | 0 | 645.7442 | Cooling | 107.624 | #N/A | #N/A | #N/A | #N/A | 0 | 0 | 0 | 0 | 0 | 645.7442 | #N/A | #N/A | 88 | 97.94 | 3.1015 | #N/A | 1.9964 | 0.3587% | 1 | 50% | 0% | 0% | 0% | 8.2745 | 0 | 0 | 0 | 8.2745 | #N/A
2007-08-19 14:00 | 8 | 19 | 14 | 231.542 | 5534 | 82.94 | 46.94 | 1004 | 82.94 | 0 | 701.1635 | Cooling | 116.8606 | #N/A | #N/A | #N/A | #N/A | 0 | 0 | 0 | 0 | 0 | 701.1635 | #N/A | #N/A | 88 | 97.94 | 3.1015 | #N/A | 2.1677 | 0.3895% | 1 | 50% | 0% | 0% | 0% | 8.2745 | 0 | 0 | 0 | 8.2745 | #N/A
2007-08-19 15:00 | 8 | 19 | 15 | 231.5837 | 5535 | 75.2 | 46.94 | 1004 | 75.2 | 0 | 709.0503 | Cooling | 118.175 | #N/A | #N/A | #N/A | #N/A | 0 | 0 | 0 | 0 | 0 | 709.0503 | #N/A | #N/A | 88 | 90.2 | 3.6304 | #N/A | 2.1921 | 0.3939% | 1 | 50% | 0% | 0% | 0% | 8.2745 | 0 | 0 | 0 | 8.2745 | #N/A
2007-08-19 16:00 | 8 | 19 | 16 | 231.6253 | 5536 | 75.2 | 48.02 | 1005 | 75.2 | 0 | 663.89 | Cooling | 110.6483 | #N/A | #N/A | #N/A | #N/A | 0 | 0 | 0 | 0 | 0 | 663.89 | #N/A | #N/A | 88 | 90.2 | 3.6304 | #N/A | 2.0525 | 0.3688% | 1 | 50% | 0% | 0% | 0% | 8.2745 | 0 | 0 | 0 | 8.2745 | #N/A
2007-08-19 17:00 | 8 | 19 | 17 | 231.667 | 5537 | 78.08 | 50 | 1006 | 78.08 | 0 | 535.1702 | Cooling | 89.195 | #N/A | #N/A | #N/A | #N/A | 0 | 0 | 0 | 0 | 0 | 535.1702 | #N/A | #N/A | 88 | 93.08 | 3.4336 | #N/A | 1.6545 | 0.2973% | 1 | 50% | 0% | 0% | 0% | 8.2745 | 0 | 0 | 0 | 8.2745 | #N/A
2007-08-19 18:00 | 8 | 19 | 18 | 231.7087 | 5538 | 80.06 | 48.92 | 1006 | 80.06 | 0 | 468.5325 | Cooling | 78.0888 | #N/A | #N/A | #N/A | #N/A | 0 | 0 | 0 | 0 | 0 | 468.5325 | #N/A | #N/A | 88 | 95.06 | 3.2983 | #N/A | 1.4485 | 0.2603% | 1 | 50% | 0% | 0% | 0% | 8.2745 | 0 | 0 | 0 | 8.2745 | #N/A
2007-08-19 19:00 | 8 | 19 | 19 | 231.7503 | 5539 | 73.94 | 46.94 | 1006 | 73.94 | 0 | 412.6899 | Cooling | 68.7817 | #N/A | #N/A | #N/A | #N/A | 0 | 0 | 0 | 0 | 0 | 412.6899 | #N/A | #N/A | 88 | 88.94 | 3.7165 | #N/A | 1.2759 | 0.2293% | 1 | 50% | 0% | 0% | 0% | 8.2745 | 0 | 0 | 0 | 8.2745 | #N/A
2007-08-19 20:00 | 8 | 19 | 20 | 231.792 | 5540 | 73.94 | 46.94 | 1006 | 73.94 | 0 | 224.0266 | Cooling | 37.3378 | #N/A | #N/A | #N/A | #N/A | 0 | 0 | 0 | 0 | 0 | 224.0266 | #N/A | #N/A | 88 | 88.94 | 3.7165 | #N/A | 0.69261 | 0.1245% | 1 | 50% | 0% | 0% | 0% | 8.2745 | 0 | 0 | 0 | 8.2745 | #N/A
2007-08-19 21:00 | 8 | 19 | 21 | 231.8337 | 5541 | 71.06 | 46.94 | 1006 | 71.06 | 0 | 96.6277 | Cooling | 16.1046 | #N/A | #N/A | #N/A | #N/A | 0 | 0 | 0 | 0 | 0 | 96.6277 | #N/A | #N/A | 88 | 86.06 | 3.9133 | #N/A | 0.29874 | 0.05368% | 1 | 50% | 0% | 0% | 0% | 8.2745 | 0 | 0 | 0 | 8.2745 | #N/A
2007-08-19 22:00 | 8 | 19 | 22 | 231.8753 | 5542 | 69.98 | 48.02 | 1007 | 69.98 | 0 | 0 | Cooling | 0 | #N/A | #N/A | #N/A | #N/A | 0 | 0 | 0 | 0 | 0 | 0 | #N/A | #N/A | 88 | 84.98 | 3.9871 | #N/A | 0 | 0% | 1 | 50% | 0% | 0% | 0% | 8.2745 | 0 | 0 | 0 | 8.2745 | #N/A
2007-08-19 23:00 | 8 | 19 | 23 | 231.917 | 5543 | 69.98 | 48.02 | 1007 | 69.98 | 0 | 0 | Cooling | 0 | #N/A | #N/A | #N/A | #N/A | 0 | 0 | 0 | 0 | 0 | 0 | #N/A | #N/A | 88 | 84.98 | 3.9871 | #N/A | 0 | 0% | 1 | 50% | 0% | 0% | 0% | 8.2745 | 0 | 0 | 0 | 8.2745 | #N/A
2007-08-20 | 8 | 20 | 0 | 231.9587 | 5544 | 68 | 48.02 | 1007 | 68 | 0 | 0.00011776 | Cooling | 1.9626e-05 | #N/A | #N/A | #N/A | #N/A | 0 | 0 | 0 | 0 | 0 | 0.00011776 | #N/A | #N/A | 88 | 83 | 4.1224 | #N/A | 3.6406e-07 | 6.542e-08% | 1 | 50% | 0% | 0% | 0% | 8.2745 | 0 | 0 | 0 | 8.2745 | #N/A
2007-08-20 01:00 | 8 | 20 | 1 | 232.0003 | 5545 | 66.02 | 46.94 | 1008 | 66.02 | 0 | 0.0012399 | Cooling | 0.00020665 | #N/A | #N/A | #N/A | #N/A | 0 | 0 | 0 | 0 | 0 | 0.0012399 | #N/A | #N/A | 88 | 81.02 | 4.2577 | #N/A | 3.8333e-06 | 6.888e-07% | 1 | 50% | 0% | 0% | 0% | 8.2745 | 0 | 0 | 0 | 8.2745 | #N/A
2007-08-20 02:00 | 8 | 20 | 2 | 232.042 | 5546 | 66.02 | 46.04 | 1007 | 66.02 | 0 | 0.0051986 | Cooling | 0.00086644 | #N/A | #N/A | #N/A | #N/A | 0 | 0 | 0 | 0 | 0 | 0.0051986 | #N/A | #N/A | 88 | 81.02 | 4.2577 | #N/A | 1.6072e-05 | 2.888e-06% | 1 | 50% | 0% | 0% | 0% | 8.2745 | 0 | 0 | 0 | 8.2745 | #N/A
2007-08-20 03:00 | 8 | 20 | 3 | 232.0837 | 5547 | 64.4 | 44.96 | 1008 | 64.4 | 0 | 0.018777 | Cooling | 0.0031295 | #N/A | #N/A | #N/A | #N/A | 0 | 0 | 0 | 0 | 0 | 0.018777 | #N/A | #N/A | 88 | 79.4 | 4.3684 | #N/A | 5.8051e-05 | 1.043e-05% | 1 | 50% | 0% | 0% | 0% | 8.2745 | 0 | 0 | 0 | 8.2745 | #N/A
2007-08-20 04:00 | 8 | 20 | 4 | 232.1253 | 5548 | 64.4 | 46.04 | 1008 | 64.4 | 0 | 0.015731 | Cooling | 0.0026218 | #N/A | #N/A | #N/A | #N/A | 0 | 0 | 0 | 0 | 0 | 0.015731 | #N/A | #N/A | 88 | 79.4 | 4.3684 | #N/A | 4.8634e-05 | 8.739e-06% | 1 | 50% | 0% | 0% | 0% | 8.2745 | 0 | 0 | 0 | 8.2745 | #N/A
2007-08-20 05:00 | 8 | 20 | 5 | 232.167 | 5549 | 64.04 | 44.96 | 1009 | 64.04 | 0 | 0.020512 | Cooling | 0.0034187 | #N/A | #N/A | #N/A | #N/A | 0 | 0 | 0 | 0 | 0 | 0.020512 | #N/A | #N/A | 88 | 79.04 | 4.393 | #N/A | 6.3416e-05 | 1.14e-05% | 1 | 50% | 0% | 0% | 0% | 8.2745 | 0 | 0 | 0 | 8.2745 | #N/A
2007-08-20 06:00 | 8 | 20 | 6 | 232.2087 | 5550 | 62.6 | 46.94 | 1009 | 62.6 | 0 | 0.015521 | Cooling | 0.0025869 | #N/A | #N/A | #N/A | #N/A | 0 | 0 | 0 | 0 | 0 | 0.015521 | #N/A | #N/A | 88 | 77.6 | 4.4914 | #N/A | 4.7986e-05 | 8.623e-06% | 1 | 50% | 0% | 0% | 0% | 8.2745 | 0 | 0 | 0 | 8.2745 | #N/A
2007-08-20 07:00 | 8 | 20 | 7 | 232.2503 | 5551 | 64.94 | 46.94 | 1011 | 64.94 | 0 | 0.7276 | Cooling | 0.12127 | #N/A | #N/A | #N/A | #N/A | 0 | 0 | 0 | 0 | 0 | 0.7276 | #N/A | #N/A | 88 | 79.94 | 4.3315 | #N/A | 0.0022495 | 0.0004042% | 1 | 50% | 0% | 0% | 0% | 8.2745 | 0 | 0 | 0 | 8.2745 | #N/A
2007-08-20 08:00 | 8 | 20 | 8 | 232.292 | 5552 | 64.94 | 46.94 | 1010 | 64.94 | 0 | 92.0934 | Cooling | 15.3489 | #N/A | #N/A | #N/A | #N/A | 0 | 0 | 0 | 0 | 0 | 92.0934 | #N/A | #N/A | 88 | 79.94 | 4.3315 | #N/A | 0.28472 | 0.05116% | 1 | 50% | 0% | 0% | 0% | 8.2745 | 0 | 0 | 0 | 8.2745 | #N/A
2007-08-20 09:00 | 8 | 20 | 9 | 232.3337 | 5553 | 73.04 | 46.94 | 1011 | 73.04 | 0 | 174.8908 | Cooling | 29.1485 | #N/A | #N/A | #N/A | #N/A | 0 | 0 | 0 | 0 | 0 | 174.8908 | #N/A | #N/A | 88 | 88.04 | 3.778 | #N/A | 0.5407 | 0.09716% | 1 | 50% | 0% | 0% | 0% | 8.2745 | 0 | 0 | 0 | 8.2745 | #N/A
2007-08-20 10:00 | 8 | 20 | 10 | 232.3753 | 5554 | 77 | 46.04 | 1011 | 77 | 0 | 218.4034 | Cooling | 36.4006 | #N/A | #N/A | #N/A | #N/A | 0 | 0 | 0 | 0 | 0 | 218.4034 | #N/A | #N/A | 88 | 92 | 3.5074 | #N/A | 0.67522 | 0.1213% | 1 | 50% | 0% | 0% | 0% | 8.2745 | 0 | 0 | 0 | 8.2745 | #N/A
2007-08-20 11:00 | 8 | 20 | 11 | 232.417 | 5555 | 77 | 44.06 | 1011 | 77 | 0 | 297.1676 | Cooling | 49.5279 | #N/A | #N/A | #N/A | #N/A | 0 | 0 | 0 | 0 | 0 | 297.1676 | #N/A | #N/A | 88 | 92 | 3.5074 | #N/A | 0.91873 | 0.1651% | 1 | 50% | 0% | 0% | 0% | 8.2745 | 0 | 0 | 0 | 8.2745 | #N/A
2007-08-20 12:00 | 8 | 20 | 12 | 232.4587 | 5556 | 82.94 | 44.06 | 1011 | 82.94 | 0 | 304.3816 | Cooling | 50.7303 | #N/A | #N/A | #N/A | #N/A | 0 | 0 | 0 | 0 | 0 | 304.3816 | #N/A | #N/A | 88 | 97.94 | 3.1015 | #N/A | 0.94103 | 0.1691% | 1 | 50% | 0% | 0% | 0% | 8.2745 | 0 | 0 | 0 | 8.2745 | #N/A
2007-08-20 13:00 | 8 | 20 | 13 | 232.5003 | 5557 | 82.94 | 44.06 | 1011 | 82.94 | 0 | 400.8514 | Cooling | 66.8086 | #N/A | #N/A | #N/A | #N/A | 0 | 0 | 0 | 0 | 0 | 400.8514 | #N/A | #N/A | 88 | 97.94 | 3.1015 | #N/A | 1.2393 | 0.2227% | 1 | 50% | 0% | 0% | 0% | 8.2745 | 0 | 0 | 0 | 8.2745 | #N/A
2007-08-20 14:00 | 8 | 20 | 14 | 232.542 | 5558 | 82.94 | 44.96 | 1010 | 82.94 | 0 | 437.2432 | Cooling | 72.8739 | #N/A | #N/A | #N/A | #N/A | 0 | 0 | 0 | 0 | 0 | 437.2432 | #N/A | #N/A | 88 | 97.94 | 3.1015 | #N/A | 1.3518 | 0.2429% | 1 | 50% | 0% | 0% | 0% | 8.2745 | 0 | 0 | 0 | 8.2745 | #N/A
2007-08-20 15:00 | 8 | 20 | 15 | 232.5837 | 5559 | 84.92 | 46.04 | 1010 | 84.92 | 0 | 449.5447 | Cooling | 74.9241 | #N/A | #N/A | #N/A | #N/A | 0 | 0 | 0 | 0 | 0 | 449.5447 | #N/A | #N/A | 88 | 99.92 | 2.9662 | #N/A | 1.3898 | 0.2497% | 1 | 50% | 0% | 0% | 0% | 8.2745 | 0 | 0 | 0 | 8.2745 | #N/A
2007-08-20 16:00 | 8 | 20 | 16 | 232.6253 | 5560 | 84.92 | 44.06 | 1010 | 84.92 | 0 | 437.277 | Cooling | 72.8795 | #N/A | #N/A | #N/A | #N/A | 0 | 0 | 0 | 0 | 0 | 437.277 | #N/A | #N/A | 88 | 99.92 | 2.9662 | #N/A | 1.3519 | 0.2429% | 1 | 50% | 0% | 0% | 0% | 8.2745 | 0 | 0 | 0 | 8.2745 | #N/A
2007-08-20 17:00 | 8 | 20 | 17 | 232.667 | 5561 | 84.92 | 44.06 | 1010 | 84.92 | 0 | 449.2049 | Cooling | 74.8675 | #N/A | #N/A | #N/A | #N/A | 0 | 0 | 0 | 0 | 0 | 449.2049 | #N/A | #N/A | 88 | 99.92 | 2.9662 | #N/A | 1.3888 | 0.2496% | 1 | 50% | 0% | 0% | 0% | 8.2745 | 0 | 0 | 0 | 8.2745 | #N/A
2007-08-20 18:00 | 8 | 20 | 18 | 232.7087 | 5562 | 82.94 | 44.06 | 1010 | 82.94 | 0 | 411.9655 | Cooling | 68.6609 | #N/A | #N/A | #N/A | #N/A | 0 | 0 | 0 | 0 | 0 | 411.9655 | #N/A | #N/A | 88 | 97.94 | 3.1015 | #N/A | 1.2736 | 0.2289% | 1 | 50% | 0% | 0% | 0% | 8.2745 | 0 | 0 | 0 | 8.2745 | #N/A
2007-08-20 19:00 | 8 | 20 | 19 | 232.7503 | 5563 | 82.04 | 44.96 | 1011 | 82.04 | 0 | 293.1939 | Cooling | 48.8657 | #N/A | #N/A | #N/A | #N/A | 0 | 0 | 0 | 0 | 0 | 293.1939 | #N/A | #N/A | 88 | 97.04 | 3.163 | #N/A | 0.90645 | 0.1629% | 1 | 50% | 0% | 0% | 0% | 8.2745 | 0 | 0 | 0 | 8.2745 | #N/A
2007-08-20 20:00 | 8 | 20 | 20 | 232.792 | 5564 | 82.04 | 46.94 | 1011 | 82.04 | 0 | 142.4532 | Cooling | 23.7422 | #N/A | #N/A | #N/A | #N/A | 0 | 0 | 0 | 0 | 0 | 142.4532 | #N/A | #N/A | 88 | 97.04 | 3.163 | #N/A | 0.44041 | 0.07914% | 1 | 50% | 0% | 0% | 0% | 8.2745 | 0 | 0 | 0 | 8.2745 | #N/A
2007-08-20 21:00 | 8 | 20 | 21 | 232.8337 | 5565 | 80.96 | 46.94 | 1011 | 80.96 | 0 | 38.442 | Cooling | 6.407 | #N/A | #N/A | #N/A | #N/A | 0 | 0 | 0 | 0 | 0 | 38.442 | #N/A | #N/A | 88 | 95.96 | 3.2368 | #N/A | 0.11885 | 0.02136% | 1 | 50% | 0% | 0% | 0% | 8.2745 | 0 | 0 | 0 | 8.2745 | #N/A
2007-08-20 22:00 | 8 | 20 | 22 | 232.8753 | 5566 | 78.98 | 46.94 | 1011 | 78.98 | 0 | 0.00017837 | Cooling | 2.9728e-05 | #N/A | #N/A | #N/A | #N/A | 0 | 0 | 0 | 0 | 0 | 0.00017837 | #N/A | #N/A | 88 | 93.98 | 3.3721 | #N/A | 5.5144e-07 | 9.909e-08% | 1 | 50% | 0% | 0% | 0% | 8.2745 | 0 | 0 | 0 | 8.2745 | #N/A
2007-08-20 23:00 | 8 | 20 | 23 | 232.917 | 5567 | 78.98 | 48.02 | 1011 | 78.98 | 0 | 8.6586e-05 | Cooling | 1.4431e-05 | #N/A | #N/A | #N/A | #N/A | 0 | 0 | 0 | 0 | 0 | 8.6586e-05 | #N/A | #N/A | 88 | 93.98 | 3.3721 | #N/A | 2.6769e-07 | 4.81e-08% | 1 | 50% | 0% | 0% | 0% | 8.2745 | 0 | 0 | 0 | 8.2745 | #N/A
2007-08-21 | 8 | 21 | 0 | 232.9587 | 5568 | 78.08 | 46.94 | 1011 | 78.08 | 0 | 0.0035102 | Cooling | 0.00058503 | #N/A | #N/A | #N/A | #N/A | 0 | 0 | 0 | 0 | 0 | 0.0035102 | #N/A | #N/A | 88 | 93.08 | 3.4336 | #N/A | 1.0852e-05 | 1.95e-06% | 1 | 50% | 0% | 0% | 0% | 8.2745 | 0 | 0 | 0 | 8.2745 | #N/A
2007-08-21 01:00 | 8 | 21 | 1 | 233.0003 | 5569 | 77 | 46.94 | 1012 | 77 | 0 | 0.0052003 | Cooling | 0.00086672 | #N/A | #N/A | #N/A | #N/A | 0 | 0 | 0 | 0 | 0 | 0.0052003 | #N/A | #N/A | 88 | 92 | 3.5074 | #N/A | 1.6078e-05 | 2.889e-06% | 1 | 50% | 0% | 0% | 0% | 8.2745 | 0 | 0 | 0 | 8.2745 | #N/A
2007-08-21 02:00 | 8 | 21 | 2 | 233.042 | 5570 | 77 | 44.96 | 1011 | 77 | 0 | 0.018249 | Cooling | 0.0030415 | #N/A | #N/A | #N/A | #N/A | 0 | 0 | 0 | 0 | 0 | 0.018249 | #N/A | #N/A | 88 | 92 | 3.5074 | #N/A | 5.6419e-05 | 1.014e-05% | 1 | 50% | 0% | 0% | 0% | 8.2745 | 0 | 0 | 0 | 8.2745 | #N/A
2007-08-21 03:00 | 8 | 21 | 3 | 233.0837 | 5571 | 77 | 46.04 | 1011 | 77 | 0 | 0.01629 | Cooling | 0.002715 | #N/A | #N/A | #N/A | #N/A | 0 | 0 | 0 | 0 | 0 | 0.01629 | #N/A | #N/A | 88 | 92 | 3.5074 | #N/A | 5.0363e-05 | 9.05e-06% | 1 | 50% | 0% | 0% | 0% | 8.2745 | 0 | 0 | 0 | 8.2745 | #N/A
2007-08-21 04:00 | 8 | 21 | 4 | 233.1253 | 5572 | 77 | 46.04 | 1012 | 77 | 0 | 0.0086309 | Cooling | 0.0014385 | #N/A | #N/A | #N/A | #N/A | 0 | 0 | 0 | 0 | 0 | 0.0086309 | #N/A | #N/A | 88 | 92 | 3.5074 | #N/A | 2.6683e-05 | 4.795e-06% | 1 | 50% | 0% | 0% | 0% | 8.2745 | 0 | 0 | 0 | 8.2745 | #N/A
2007-08-21 05:00 | 8 | 21 | 5 | 233.167 | 5573 | 77 | 46.04 | 1012 | 77 | 0 | 0.010046 | Cooling | 0.0016743 | #N/A | #N/A | #N/A | #N/A | 0 | 0 | 0 | 0 | 0 | 0.010046 | #N/A | #N/A | 88 | 92 | 3.5074 | #N/A | 3.1058e-05 | 5.581e-06% | 1 | 50% | 0% | 0% | 0% | 8.2745 | 0 | 0 | 0 | 8.2745 | #N/A
2007-08-21 06:00 | 8 | 21 | 6 | 233.2087 | 5574 | 77 | 46.94 | 1013 | 77 | 0 | 0.0076611 | Cooling | 0.0012769 | #N/A | #N/A | #N/A | #N/A | 0 | 0 | 0 | 0 | 0 | 0.0076611 | #N/A | #N/A | 88 | 92 | 3.5074 | #N/A | 2.3685e-05 | 4.256e-06% | 1 | 50% | 0% | 0% | 0% | 8.2745 | 0 | 0 | 0 | 8.2745 | #N/A
2007-08-21 07:00 | 8 | 21 | 7 | 233.2503 | 5575 | 77 | 48.02 | 1013 | 77 | 0 | 0.00016278 | Cooling | 2.713e-05 | #N/A | #N/A | #N/A | #N/A | 0 | 0 | 0 | 0 | 0 | 0.00016278 | #N/A | #N/A | 88 | 92 | 3.5074 | #N/A | 5.0326e-07 | 9.043e-08% | 1 | 50% | 0% | 0% | 0% | 8.2745 | 0 | 0 | 0 | 8.2745 | #N/A
2007-08-21 08:00 | 8 | 21 | 8 | 233.292 | 5576 | 77 | 50 | 1013 | 77 | 0 | 134.1633 | Cooling | 22.3606 | #N/A | #N/A | #N/A | #N/A | 0 | 0 | 0 | 0 | 0 | 134.1633 | #N/A | #N/A | 88 | 92 | 3.5074 | #N/A | 0.41478 | 0.07454% | 1 | 50% | 0% | 0% | 0% | 8.2745 | 0 | 0 | 0 | 8.2745 | #N/A
2007-08-21 09:00 | 8 | 21 | 9 | 233.3337 | 5577 | 78.08 | 51.98 | 1013 | 78.08 | 0 | 433.8204 | Cooling | 72.3034 | #N/A | #N/A | #N/A | #N/A | 0 | 0 | 0 | 0 | 0 | 433.8204 | #N/A | #N/A | 88 | 93.08 | 3.4336 | #N/A | 1.3412 | 0.241% | 1 | 50% | 0% | 0% | 0% | 8.2745 | 0 | 0 | 0 | 8.2745 | #N/A
2007-08-21 10:00 | 8 | 21 | 10 | 233.3753 | 5578 | 80.06 | 50 | 1013 | 80.06 | 0 | 554.5558 | Cooling | 92.426 | #N/A | #N/A | #N/A | #N/A | 0 | 0 | 0 | 0 | 0 | 554.5558 | #N/A | #N/A | 88 | 95.06 | 3.2983 | #N/A | 1.7145 | 0.3081% | 1 | 50% | 0% | 0% | 0% | 8.2745 | 0 | 0 | 0 | 8.2745 | #N/A
2007-08-21 11:00 | 8 | 21 | 11 | 233.417 | 5579 | 80.06 | 48.92 | 1013 | 80.06 | 0 | 612.8171 | Cooling | 102.1362 | #N/A | #N/A | #N/A | #N/A | 0 | 0 | 0 | 0 | 0 | 612.8171 | #N/A | #N/A | 88 | 95.06 | 3.2983 | #N/A | 1.8946 | 0.3405% | 1 | 50% | 0% | 0% | 0% | 8.2745 | 0 | 0 | 0 | 8.2745 | #N/A
2007-08-21 12:00 | 8 | 21 | 12 | 233.4587 | 5580 | 82.4 | 46.04 | 1013 | 82.4 | 0 | 675.7709 | Cooling | 112.6285 | #N/A | #N/A | #N/A | #N/A | 0 | 0 | 0 | 0 | 0 | 675.7709 | #N/A | #N/A | 88 | 97.4 | 3.1384 | #N/A | 2.0892 | 0.3754% | 1 | 50% | 0% | 0% | 0% | 8.2745 | 0 | 0 | 0 | 8.2745 | #N/A
2007-08-21 13:00 | 8 | 21 | 13 | 233.5003 | 5581 | 69.8 | 48.02 | 1012 | 69.8 | 0 | 750.2489 | Cooling | 125.0415 | #N/A | #N/A | #N/A | #N/A | 0 | 0 | 0 | 0 | 0 | 750.2489 | #N/A | #N/A | 88 | 84.8 | 3.9994 | #N/A | 2.3195 | 0.4168% | 1 | 50% | 0% | 0% | 0% | 8.2745 | 0 | 0 | 0 | 8.2745 | #N/A
2007-08-21 14:00 | 8 | 21 | 14 | 233.542 | 5582 | 71.06 | 46.94 | 1012 | 71.06 | 0 | 786.3769 | Cooling | 131.0628 | #N/A | #N/A | #N/A | #N/A | 0 | 0 | 0 | 0 | 0 | 786.3769 | #N/A | #N/A | 88 | 86.06 | 3.9133 | #N/A | 2.4312 | 0.4369% | 1 | 50% | 0% | 0% | 0% | 8.2745 | 0 | 0 | 0 | 8.2745 | #N/A
2007-08-21 15:00 | 8 | 21 | 15 | 233.5837 | 5583 | 71.96 | 46.94 | 1012 | 71.96 | 0 | 787.6244 | Cooling | 131.2707 | #N/A | #N/A | #N/A | #N/A | 0 | 0 | 0 | 0 | 0 | 787.6244 | #N/A | #N/A | 88 | 86.96 | 3.8518 | #N/A | 2.435 | 0.4376% | 1 | 50% | 0% | 0% | 0% | 8.2745 | 0 | 0 | 0 | 8.2745 | #N/A
2007-08-21 16:00 | 8 | 21 | 16 | 233.6253 | 5584 | 71.96 | 48.02 | 1011 | 71.96 | 0 | 756.4015 | Cooling | 126.0669 | #N/A | #N/A | #N/A | #N/A | 0 | 0 | 0 | 0 | 0 | 756.4015 | #N/A | #N/A | 88 | 86.96 | 3.8518 | #N/A | 2.3385 | 0.4202% | 1 | 50% | 0% | 0% | 0% | 8.2745 | 0 | 0 | 0 | 8.2745 | #N/A
2007-08-21 17:00 | 8 | 21 | 17 | 233.667 | 5585 | 71.96 | 48.92 | 1011 | 71.96 | 0 | 771.2281 | Cooling | 128.538 | #N/A | #N/A | #N/A | #N/A | 0 | 0 | 0 | 0 | 0 | 771.2281 | #N/A | #N/A | 88 | 86.96 | 3.8518 | #N/A | 2.3843 | 0.4285% | 1 | 50% | 0% | 0% | 0% | 8.2745 | 0 | 0 | 0 | 8.2745 | #N/A
2007-08-21 18:00 | 8 | 21 | 18 | 233.7087 | 5586 | 73.04 | 51.08 | 1011 | 73.04 | 0 | 777.7756 | Cooling | 129.6293 | #N/A | #N/A | #N/A | #N/A | 0 | 0 | 0 | 0 | 0 | 777.7756 | #N/A | #N/A | 88 | 88.04 | 3.778 | #N/A | 2.4046 | 0.4321% | 1 | 50% | 0% | 0% | 0% | 8.2745 | 0 | 0 | 0 | 8.2745 | #N/A
2007-08-21 19:00 | 8 | 21 | 19 | 233.7503 | 5587 | 73.04 | 51.98 | 1011 | 73.04 | 0 | 716.8787 | Cooling | 119.4798 | #N/A | #N/A | #N/A | #N/A | 0 | 0 | 0 | 0 | 0 | 716.8787 | #N/A | #N/A | 88 | 88.04 | 3.778 | #N/A | 2.2163 | 0.3983% | 1 | 50% | 0% | 0% | 0% | 8.2745 | 0 | 0 | 0 | 8.2745 | #N/A
2007-08-21 20:00 | 8 | 21 | 20 | 233.792 | 5588 | 73.04 | 51.98 | 1011 | 73.04 | 0 | 576.988 | Cooling | 96.1647 | #N/A | #N/A | #N/A | #N/A | 0 | 0 | 0 | 0 | 0 | 576.988 | #N/A | #N/A | 88 | 88.04 | 3.778 | #N/A | 1.7838 | 0.3205% | 1 | 50% | 0% | 0% | 0% | 8.2745 | 0 | 0 | 0 | 8.2745 | #N/A
2007-08-21 21:00 | 8 | 21 | 21 | 233.8337 | 5589 | 71.6 | 53.06 | 1011 | 71.6 | 0 | 456.8565 | Cooling | 76.1428 | #N/A | #N/A | #N/A | #N/A | 0 | 0 | 0 | 0 | 0 | 456.8565 | #N/A | #N/A | 88 | 86.6 | 3.8764 | #N/A | 1.4124 | 0.2538% | 1 | 50% | 0% | 0% | 0% | 8.2745 | 0 | 0 | 0 | 8.2745 | #N/A
2007-08-21 22:00 | 8 | 21 | 22 | 233.8753 | 5590 | 73.4 | 51.98 | 1011 | 73.4 | 0 | 12.4237 | Cooling | 2.0706 | #N/A | #N/A | #N/A | #N/A | 0 | 0 | 0 | 0 | 0 | 12.4237 | #N/A | #N/A | 88 | 88.4 | 3.7534 | #N/A | 0.038409 | 0.006902% | 1 | 50% | 0% | 0% | 0% | 8.2745 | 0 | 0 | 0 | 8.2745 | #N/A
2007-08-21 23:00 | 8 | 21 | 23 | 233.917 | 5591 | 71.96 | 51.08 | 1011 | 71.96 | 0 | 13.3783 | Cooling | 2.2297 | #N/A | #N/A | #N/A | #N/A | 0 | 0 | 0 | 0 | 0 | 13.3783 | #N/A | #N/A | 88 | 86.96 | 3.8518 | #N/A | 0.041361 | 0.007432% | 1 | 50% | 0% | 0% | 0% | 8.2745 | 0 | 0 | 0 | 8.2745 | #N/A
2007-08-22 | 8 | 22 | 0 | 233.9587 | 5592 | 71.6 | 50 | 1011 | 71.6 | 0 | 2.2811 | Cooling | 0.38018 | #N/A | #N/A | #N/A | #N/A | 0 | 0 | 0 | 0 | 0 | 2.2811 | #N/A | #N/A | 88 | 86.6 | 3.8764 | #N/A | 0.0070523 | 0.001267% | 1 | 50% | 0% | 0% | 0% | 8.2745 | 0 | 0 | 0 | 8.2745 | #N/A
2007-08-22 01:00 | 8 | 22 | 1 | 234.0003 | 5593 | 71.6 | 50 | 1011 | 71.6 | 0 | 0.0030478 | Cooling | 0.00050797 | #N/A | #N/A | #N/A | #N/A | 0 | 0 | 0 | 0 | 0 | 0.0030478 | #N/A | #N/A | 88 | 86.6 | 3.8764 | #N/A | 9.4227e-06 | 1.693e-06% | 1 | 50% | 0% | 0% | 0% | 8.2745 | 0 | 0 | 0 | 8.2745 | #N/A
2007-08-22 02:00 | 8 | 22 | 2 | 234.042 | 5594 | 71.96 | 50 | 1011 | 71.96 | 0 | 0.0019413 | Cooling | 0.00032354 | #N/A | #N/A | #N/A | #N/A | 0 | 0 | 0 | 0 | 0 | 0.0019413 | #N/A | #N/A | 88 | 86.96 | 3.8518 | #N/A | 6.0016e-06 | 1.078e-06% | 1 | 50% | 0% | 0% | 0% | 8.2745 | 0 | 0 | 0 | 8.2745 | #N/A
2007-08-22 03:00 | 8 | 22 | 3 | 234.0837 | 5595 | 71.6 | 50 | 1011 | 71.6 | 0 | 0.00091261 | Cooling | 0.0001521 | #N/A | #N/A | #N/A | #N/A | 0 | 0 | 0 | 0 | 0 | 0.00091261 | #N/A | #N/A | 88 | 86.6 | 3.8764 | #N/A | 2.8215e-06 | 5.07e-07% | 1 | 50% | 0% | 0% | 0% | 8.2745 | 0 | 0 | 0 | 8.2745 | #N/A
2007-08-22 04:00 | 8 | 22 | 4 | 234.1253 | 5596 | 71.6 | 51.08 | 1010 | 71.6 | 0 | 4.0817 | Cooling | 0.68028 | #N/A | #N/A | #N/A | #N/A | 0 | 0 | 0 | 0 | 0 | 4.0817 | #N/A | #N/A | 88 | 86.6 | 3.8764 | #N/A | 0.012619 | 0.002268% | 1 | 50% | 0% | 0% | 0% | 8.2745 | 0 | 0 | 0 | 8.2745 | #N/A
2007-08-22 05:00 | 8 | 22 | 5 | 234.167 | 5597 | 71.06 | 50 | 1010 | 71.06 | 0 | 3.1373 | Cooling | 0.52289 | #N/A | #N/A | #N/A | #N/A | 0 | 0 | 0 | 0 | 0 | 3.1373 | #N/A | #N/A | 88 | 86.06 | 3.9133 | #N/A | 0.0096994 | 0.001743% | 1 | 50% | 0% | 0% | 0% | 8.2745 | 0 | 0 | 0 | 8.2745 | #N/A
2007-08-22 06:00 | 8 | 22 | 6 | 234.2087 | 5598 | 69.8 | 50 | 1011 | 69.8 | 0 | 0.0029162 | Cooling | 0.00048604 | #N/A | #N/A | #N/A | #N/A | 0 | 0 | 0 | 0 | 0 | 0.0029162 | #N/A | #N/A | 88 | 84.8 | 3.9994 | #N/A | 9.0158e-06 | 1.62e-06% | 1 | 50% | 0% | 0% | 0% | 8.2745 | 0 | 0 | 0 | 8.2745 | #N/A
2007-08-22 07:00 | 8 | 22 | 7 | 234.2503 | 5599 | 71.06 | 51.98 | 1011 | 71.06 | 0 | 109.1936 | Cooling | 18.1989 | #N/A | #N/A | #N/A | #N/A | 0 | 0 | 0 | 0 | 0 | 109.1936 | #N/A | #N/A | 88 | 86.06 | 3.9133 | #N/A | 0.33759 | 0.06066% | 1 | 50% | 0% | 0% | 0% | 8.2745 | 0 | 0 | 0 | 8.2745 | #N/A
2007-08-22 08:00 | 8 | 22 | 8 | 234.292 | 5600 | 71.06 | 53.96 | 1011 | 71.06 | 0 | 520.3679 | Cooling | 86.728 | #N/A | #N/A | #N/A | #N/A | 0 | 0 | 0 | 0 | 0 | 520.3679 | #N/A | #N/A | 88 | 86.06 | 3.9133 | #N/A | 1.6088 | 0.2891% | 1 | 50% | 0% | 0% | 0% | 8.2745 | 0 | 0 | 0 | 8.2745 | #N/A
2007-08-22 09:00 | 8 | 22 | 9 | 234.3337 | 5601 | 71.96 | 53.96 | 1011 | 71.96 | 0 | 855.9447 | Cooling | 142.6575 | #N/A | #N/A | #N/A | #N/A | 0 | 0 | 0 | 0 | 0 | 855.9447 | #N/A | #N/A | 88 | 86.96 | 3.8518 | #N/A | 2.6463 | 0.4755% | 1 | 50% | 0% | 0% | 0% | 8.2745 | 0 | 0 | 0 | 8.2745 | #N/A
2007-08-22 10:00 | 8 | 22 | 10 | 234.3753 | 5602 | 73.04 | 53.06 | 1010 | 73.04 | 0 | 1121.0661 | Cooling | 186.8443 | #N/A | #N/A | #N/A | #N/A | 0 | 0 | 0 | 0 | 0 | 1121.0661 | #N/A | #N/A | 88 | 88.04 | 3.778 | #N/A | 3.4659 | 0.6228% | 1 | 50% | 0% | 0% | 0% | 8.2745 | 0 | 0 | 0 | 8.2745 | #N/A
2007-08-22 11:00 | 8 | 22 | 11 | 234.417 | 5603 | 73.04 | 53.96 | 1010 | 73.04 | 0 | 1587.9464 | Cooling | 264.6577 | #N/A | #N/A | #N/A | #N/A | 0 | 0 | 0 | 0 | 0 | 1587.9464 | #N/A | #N/A | 88 | 88.04 | 3.778 | #N/A | 4.9093 | 0.8822% | 1 | 50% | 0% | 0% | 0% | 8.2745 | 0 | 0 | 0 | 8.2745 | #N/A
2007-08-22 12:00 | 8 | 22 | 12 | 234.4587 | 5604 | 73.04 | 51.98 | 1009 | 73.04 | 0 | 1459.9336 | Cooling | 243.3223 | #N/A | #N/A | #N/A | #N/A | 0 | 0 | 0 | 0 | 0 | 1459.9336 | #N/A | #N/A | 88 | 88.04 | 3.778 | #N/A | 4.5136 | 0.8111% | 1 | 50% | 0% | 0% | 0% | 8.2745 | 0 | 0 | 0 | 8.2745 | #N/A
2007-08-22 13:00 | 8 | 22 | 13 | 234.5003 | 5605 | 73.4 | 51.98 | 1009 | 73.4 | 0 | 1506.5144 | Cooling | 251.0857 | #N/A | #N/A | #N/A | #N/A | 0 | 0 | 0 | 0 | 0 | 1506.5144 | #N/A | #N/A | 88 | 88.4 | 3.7534 | #N/A | 4.6576 | 0.837% | 1 | 50% | 0% | 0% | 0% | 8.2745 | 0 | 0 | 0 | 8.2745 | #N/A
2007-08-22 14:00 | 8 | 22 | 14 | 234.542 | 5606 | 73.94 | 51.98 | 1009 | 73.94 | 0 | 1576.4963 | Cooling | 262.7494 | #N/A | #N/A | #N/A | #N/A | 0 | 0 | 0 | 0 | 0 | 1576.4963 | #N/A | #N/A | 88 | 88.94 | 3.7165 | #N/A | 4.8739 | 0.8758% | 1 | 50% | 0% | 0% | 0% | 8.2745 | 0 | 0 | 0 | 8.2745 | #N/A
2007-08-22 15:00 | 8 | 22 | 15 | 234.5837 | 5607 | 78.98 | 51.98 | 1008 | 78.98 | 0 | 1605.7485 | Cooling | 267.6248 | #N/A | #N/A | #N/A | #N/A | 0 | 0 | 0 | 0 | 0 | 1605.7485 | #N/A | #N/A | 88 | 93.98 | 3.3721 | #N/A | 4.9644 | 0.8921% | 1 | 50% | 0% | 0% | 0% | 8.2745 | 0 | 0 | 0 | 8.2745 | #N/A
2007-08-22 16:00 | 8 | 22 | 16 | 234.6253 | 5608 | 78.8 | 53.96 | 1008 | 78.8 | 0 | 1674.1866 | Cooling | 279.0311 | #N/A | #N/A | #N/A | #N/A | 0 | 0 | 0 | 0 | 0 | 1674.1866 | #N/A | #N/A | 88 | 93.8 | 3.3844 | #N/A | 5.176 | 0.9301% | 1 | 50% | 0% | 0% | 0% | 8.2745 | 0 | 0 | 0 | 8.2745 | #N/A
2007-08-22 17:00 | 8 | 22 | 17 | 234.667 | 5609 | 78.08 | 53.96 | 1007 | 78.08 | 0 | 1671.7236 | Cooling | 278.6206 | #N/A | #N/A | #N/A | #N/A | 0 | 0 | 0 | 0 | 0 | 1671.7236 | #N/A | #N/A | 88 | 93.08 | 3.4336 | #N/A | 5.1683 | 0.9287% | 1 | 50% | 0% | 0% | 0% | 8.2745 | 0 | 0 | 0 | 8.2745 | #N/A
2007-08-22 18:00 | 8 | 22 | 18 | 234.7087 | 5610 | 78.08 | 53.96 | 1007 | 78.08 | 0 | 1643.8899 | Cooling | 273.9816 | #N/A | #N/A | #N/A | #N/A | 0 | 0 | 0 | 0 | 0 | 1643.8899 | #N/A | #N/A | 88 | 93.08 | 3.4336 | #N/A | 5.0823 | 0.9133% | 1 | 50% | 0% | 0% | 0% | 8.2745 | 0 | 0 | 0 | 8.2745 | #N/A
2007-08-22 19:00 | 8 | 22 | 19 | 234.7503 | 5611 | 77 | 57.02 | 1007 | 77 | 0 | 1759.2011 | Cooling | 293.2002 | #N/A | #N/A | #N/A | #N/A | 0 | 0 | 0 | 0 | 0 | 1759.2011 | #N/A | #N/A | 88 | 92 | 3.5074 | #N/A | 5.4388 | 0.9773% | 1 | 50% | 0% | 0% | 0% | 8.2745 | 0 | 0 | 0 | 8.2745 | #N/A
2007-08-22 20:00 | 8 | 22 | 20 | 234.792 | 5612 | 73.04 | 57.92 | 1007 | 73.04 | 0 | 1512.0681 | Cooling | 252.0114 | #N/A | #N/A | #N/A | #N/A | 0 | 0 | 0 | 0 | 0 | 1512.0681 | #N/A | #N/A | 88 | 88.04 | 3.778 | #N/A | 4.6747 | 0.84% | 1 | 50% | 0% | 0% | 0% | 8.2745 | 0 | 0 | 0 | 8.2745 | #N/A
2007-08-22 21:00 | 8 | 22 | 21 | 234.8337 | 5613 | 71.96 | 57.92 | 1007 | 71.96 | 0 | 1337.2481 | Cooling | 222.8747 | #N/A | #N/A | #N/A | #N/A | 0 | 0 | 0 | 0 | 0 | 1337.2481 | #N/A | #N/A | 88 | 86.96 | 3.8518 | #N/A | 4.1343 | 0.7429% | 1 | 50% | 0% | 0% | 0% | 8.2745 | 0 | 0 | 0 | 8.2745 | #N/A
2007-08-22 22:00 | 8 | 22 | 22 | 234.8753 | 5614 | 71.06 | 57.92 | 1006 | 71.06 | 0 | 110.404 | Cooling | 18.4007 | #N/A | #N/A | #N/A | #N/A | 0 | 0 | 0 | 0 | 0 | 110.404 | #N/A | #N/A | 88 | 86.06 | 3.9133 | #N/A | 0.34133 | 0.06134% | 1 | 50% | 0% | 0% | 0% | 8.2745 | 0 | 0 | 0 | 8.2745 | #N/A
2007-08-22 23:00 | 8 | 22 | 23 | 234.917 | 5615 | 71.06 | 57.02 | 1005 | 71.06 | 0 | 157.8607 | Cooling | 26.3101 | #N/A | #N/A | #N/A | #N/A | 0 | 0 | 0 | 0 | 0 | 157.8607 | #N/A | #N/A | 88 | 86.06 | 3.9133 | #N/A | 0.48805 | 0.0877% | 1 | 50% | 0% | 0% | 0% | 8.2745 | 0 | 0 | 0 | 8.2745 | #N/A
2007-08-23 | 8 | 23 | 0 | 234.9587 | 5616 | 71.6 | 57.92 | 1005 | 71.6 | 0 | 151.0669 | Cooling | 25.1778 | #N/A | #N/A | #N/A | #N/A | 0 | 0 | 0 | 0 | 0 | 151.0669 | #N/A | #N/A | 88 | 86.6 | 3.8764 | #N/A | 0.46704 | 0.08393% | 1 | 50% | 0% | 0% | 0% | 8.2745 | 0 | 0 | 0 | 8.2745 | #N/A
2007-08-23 01:00 | 8 | 23 | 1 | 235.0003 | 5617 | 71.6 | 57.92 | 1005 | 71.6 | 0 | 163.5184 | Cooling | 27.2531 | #N/A | #N/A | #N/A | #N/A | 0 | 0 | 0 | 0 | 0 | 163.5184 | #N/A | #N/A | 88 | 86.6 | 3.8764 | #N/A | 0.50554 | 0.09084% | 1 | 50% | 0% | 0% | 0% | 8.2745 | 0 | 0 | 0 | 8.2745 | #N/A
2007-08-23 02:00 | 8 | 23 | 2 | 235.042 | 5618 | 71.06 | 59 | 1005 | 71.06 | 0 | 182.159 | Cooling | 30.3598 | #N/A | #N/A | #N/A | #N/A | 0 | 0 | 0 | 0 | 0 | 182.159 | #N/A | #N/A | 88 | 86.06 | 3.9133 | #N/A | 0.56317 | 0.1012% | 1 | 50% | 0% | 0% | 0% | 8.2745 | 0 | 0 | 0 | 8.2745 | #N/A
2007-08-23 03:00 | 8 | 23 | 3 | 235.0837 | 5619 | 71.6 | 59 | 1004 | 71.6 | 0 | 197.7591 | Cooling | 32.9598 | #N/A | #N/A | #N/A | #N/A | 0 | 0 | 0 | 0 | 0 | 197.7591 | #N/A | #N/A | 88 | 86.6 | 3.8764 | #N/A | 0.6114 | 0.1099% | 1 | 50% | 0% | 0% | 0% | 8.2745 | 0 | 0 | 0 | 8.2745 | #N/A
2007-08-23 04:00 | 8 | 23 | 4 | 235.1253 | 5620 | 71.6 | 60.08 | 1003 | 71.6 | 0 | 219.8067 | Cooling | 36.6345 | #N/A | #N/A | #N/A | #N/A | 0 | 0 | 0 | 0 | 0 | 219.8067 | #N/A | #N/A | 88 | 86.6 | 3.8764 | #N/A | 0.67956 | 0.1221% | 1 | 50% | 0% | 0% | 0% | 8.2745 | 0 | 0 | 0 | 8.2745 | #N/A
2007-08-23 05:00 | 8 | 23 | 5 | 235.167 | 5621 | 71.06 | 60.08 | 1002 | 71.06 | 0 | 267.139 | Cooling | 44.5232 | #N/A | #N/A | #N/A | #N/A | 0 | 0 | 0 | 0 | 0 | 267.139 | #N/A | #N/A | 88 | 86.06 | 3.9133 | #N/A | 0.82589 | 0.1484% | 1 | 50% | 0% | 0% | 0% | 8.2745 | 0 | 0 | 0 | 8.2745 | #N/A
2007-08-23 06:00 | 8 | 23 | 6 | 235.2087 | 5622 | 71.06 | 60.08 | 1002 | 71.06 | 0 | 1489.98 | Cooling | 248.33 | #N/A | #N/A | #N/A | #N/A | 0 | 0 | 0 | 0 | 0 | 1489.98 | #N/A | #N/A | 88 | 86.06 | 3.9133 | #N/A | 4.6065 | 0.8278% | 1 | 50% | 0% | 0% | 0% | 8.2745 | 0 | 0 | 0 | 8.2745 | #N/A
2007-08-23 07:00 | 8 | 23 | 7 | 235.2503 | 5623 | 71.6 | 62.06 | 1003 | 71.6 | 0 | 1448.2099 | Cooling | 241.3683 | #N/A | #N/A | #N/A | #N/A | 0 | 0 | 0 | 0 | 0 | 1448.2099 | #N/A | #N/A | 88 | 86.6 | 3.8764 | #N/A | 4.4773 | 0.8046% | 1 | 50% | 0% | 0% | 0% | 8.2745 | 0 | 0 | 0 | 8.2745 | #N/A
2007-08-23 08:00 | 8 | 23 | 8 | 235.292 | 5624 | 69.98 | 62.96 | 1002 | 69.98 | 0 | 1685.5696 | Cooling | 280.9283 | #N/A | #N/A | #N/A | #N/A | 0 | 0 | 0 | 0 | 0 | 1685.5696 | #N/A | #N/A | 88 | 84.98 | 3.9871 | #N/A | 5.2111 | 0.9364% | 1 | 50% | 0% | 0% | 0% | 8.2745 | 0 | 0 | 0 | 8.2745 | #N/A
2007-08-23 09:00 | 8 | 23 | 9 | 235.3337 | 5625 | 71.96 | 62.96 | 1001 | 71.96 | 0 | 1776.753 | Cooling | 296.1255 | #N/A | #N/A | #N/A | #N/A | 0 | 0 | 0 | 0 | 0 | 1776.753 | #N/A | #N/A | 88 | 86.96 | 3.8518 | #N/A | 5.4931 | 0.9871% | 1 | 50% | 0% | 0% | 0% | 8.2745 | 0 | 0 | 0 | 8.2745 | #N/A
2007-08-23 10:00 | 8 | 23 | 10 | 235.3753 | 5626 | 75.02 | 64.04 | 1001 | 75.02 | 0 | 1809.1985 | Cooling | 301.5331 | #N/A | #N/A | #N/A | #N/A | 0 | 0 | 0 | 0 | 0 | 1809.1985 | #N/A | #N/A | 88 | 90.02 | 3.6427 | #N/A | 5.5934 | 1.005% | 1 | 50% | 0% | 0% | 0% | 8.2745 | 0 | 0 | 0 | 8.2745 | #N/A
2007-08-23 11:00 | 8 | 23 | 11 | 235.417 | 5627 | 75.02 | 64.04 | 999 | 75.02 | 0 | 1877.3706 | Cooling | 312.8951 | #N/A | #N/A | #N/A | #N/A | 0 | 0 | 0 | 0 | 0 | 1877.3706 | #N/A | #N/A | 88 | 90.02 | 3.6427 | #N/A | 5.8041 | 1.043% | 1 | 50% | 0% | 0% | 0% | 8.2745 | 0 | 0 | 0 | 8.2745 | #N/A
2007-08-23 12:00 | 8 | 23 | 12 | 235.4587 | 5628 | 75.92 | 66.02 | 999 | 75.92 | 0 | 1951.5639 | Cooling | 325.2607 | #N/A | #N/A | #N/A | #N/A | 0 | 0 | 0 | 0 | 0 | 1951.5639 | #N/A | #N/A | 88 | 90.92 | 3.5812 | #N/A | 6.0335 | 1.084% | 1 | 50% | 0% | 0% | 0% | 8.2745 | 0 | 0 | 0 | 8.2745 | #N/A
2007-08-23 13:00 | 8 | 23 | 13 | 235.5003 | 5629 | 77 | 66.02 | 999 | 77 | 0 | 2031.9093 | Cooling | 338.6515 | #N/A | #N/A | #N/A | #N/A | 0 | 0 | 0 | 0 | 0 | 2031.9093 | #N/A | #N/A | 88 | 92 | 3.5074 | #N/A | 6.2819 | 1.129% | 1 | 50% | 0% | 0% | 0% | 8.2745 | 0 | 0 | 0 | 8.2745 | #N/A
2007-08-23 14:00 | 8 | 23 | 14 | 235.542 | 5630 | 77 | 66.2 | 999 | 77 | 0 | 2120.5115 | Cooling | 353.4186 | #N/A | #N/A | #N/A | #N/A | 0 | 0 | 0 | 0 | 0 | 2120.5115 | #N/A | #N/A | 88 | 92 | 3.5074 | #N/A | 6.5558 | 1.178% | 1 | 50% | 0% | 0% | 0% | 8.2745 | 0 | 0 | 0 | 8.2745 | #N/A
2007-08-23 15:00 | 8 | 23 | 15 | 235.5837 | 5631 | 80.6 | 68 | 999 | 80.6 | 0 | 2383.0546 | Cooling | 397.1758 | #N/A | #N/A | #N/A | #N/A | 0 | 0 | 0 | 0 | 0 | 2383.0546 | #N/A | #N/A | 88 | 95.6 | 3.2614 | #N/A | 7.3675 | 1.324% | 1 | 50% | 0% | 0% | 0% | 8.2745 | 0 | 0 | 0 | 8.2745 | #N/A
2007-08-23 16:00 | 8 | 23 | 16 | 235.6253 | 5632 | 78.98 | 66.02 | 999 | 78.98 | 0 | 2542.3776 | Cooling | 423.7296 | #N/A | #N/A | #N/A | #N/A | 0 | 0 | 0 | 0 | 0 | 2542.3776 | #N/A | #N/A | 88 | 93.98 | 3.3721 | #N/A | 7.8601 | 1.412% | 1 | 50% | 0% | 0% | 0% | 8.2745 | 0 | 0 | 0 | 8.2745 | #N/A
2007-08-23 17:00 | 8 | 23 | 17 | 235.667 | 5633 | 78.98 | 64.94 | 1000 | 78.98 | 0 | 2431.9929 | Cooling | 405.3321 | #N/A | #N/A | #N/A | #N/A | 0 | 0 | 0 | 0 | 0 | 2431.9929 | #N/A | #N/A | 88 | 93.98 | 3.3721 | #N/A | 7.5188 | 1.351% | 1 | 50% | 0% | 0% | 0% | 8.2745 | 0 | 0 | 0 | 8.2745 | #N/A
2007-08-23 18:00 | 8 | 23 | 18 | 235.7087 | 5634 | 77 | 64.94 | 1000 | 77 | 0 | 2154.2344 | Cooling | 359.0391 | #N/A | #N/A | #N/A | #N/A | 0 | 0 | 0 | 0 | 0 | 2154.2344 | #N/A | #N/A | 88 | 92 | 3.5074 | #N/A | 6.6601 | 1.197% | 1 | 50% | 0% | 0% | 0% | 8.2745 | 0 | 0 | 0 | 8.2745 | #N/A
2007-08-23 19:00 | 8 | 23 | 19 | 235.7503 | 5635 | 71.06 | 64.04 | 1001 | 71.06 | 0 | 1893.2356 | Cooling | 315.5393 | #N/A | #N/A | #N/A | #N/A | 0 | 0 | 0 | 0 | 0 | 1893.2356 | #N/A | #N/A | 88 | 86.06 | 3.9133 | #N/A | 5.8532 | 1.052% | 1 | 50% | 0% | 0% | 0% | 8.2745 | 0 | 0 | 0 | 8.2745 | #N/A
2007-08-23 20:00 | 8 | 23 | 20 | 235.792 | 5636 | 71.06 | 62.96 | 1001 | 71.06 | 0 | 1648.5976 | Cooling | 274.7663 | #N/A | #N/A | #N/A | #N/A | 0 | 0 | 0 | 0 | 0 | 1648.5976 | #N/A | #N/A | 88 | 86.06 | 3.9133 | #N/A | 5.0968 | 0.9159% | 1 | 50% | 0% | 0% | 0% | 8.2745 | 0 | 0 | 0 | 8.2745 | #N/A
2007-08-23 21:00 | 8 | 23 | 21 | 235.8337 | 5637 | 69.8 | 62.96 | 1001 | 69.8 | 0 | 1516.852 | Cooling | 252.8087 | #N/A | #N/A | #N/A | #N/A | 0 | 0 | 0 | 0 | 0 | 1516.852 | #N/A | #N/A | 88 | 84.8 | 3.9994 | #N/A | 4.6895 | 0.8427% | 1 | 50% | 0% | 0% | 0% | 8.2745 | 0 | 0 | 0 | 8.2745 | #N/A
2007-08-23 22:00 | 8 | 23 | 22 | 235.8753 | 5638 | 68 | 62.6 | 1001 | 68 | 0 | 183.4537 | Cooling | 30.5756 | #N/A | #N/A | #N/A | #N/A | 0 | 0 | 0 | 0 | 0 | 183.4537 | #N/A | #N/A | 88 | 83 | 4.1224 | #N/A | 0.56717 | 0.1019% | 1 | 50% | 0% | 0% | 0% | 8.2745 | 0 | 0 | 0 | 8.2745 | #N/A
2007-08-23 23:00 | 8 | 23 | 23 | 235.917 | 5639 | 68 | 62.96 | 1001 | 68 | 0 | 277.6256 | Cooling | 46.2709 | #N/A | #N/A | #N/A | #N/A | 0 | 0 | 0 | 0 | 0 | 277.6256 | #N/A | #N/A | 88 | 83 | 4.1224 | #N/A | 0.85831 | 0.1542% | 1 | 50% | 0% | 0% | 0% | 8.2745 | 0 | 0 | 0 | 8.2745 | #N/A
2007-08-24 | 8 | 24 | 0 | 235.9587 | 5640 | 66.2 | 62.96 | 1001 | 66.2 | 0 | 225.0108 | Cooling | 37.5018 | #N/A | #N/A | #N/A | #N/A | 0 | 0 | 0 | 0 | 0 | 225.0108 | #N/A | #N/A | 88 | 81.2 | 4.2454 | #N/A | 0.69565 | 0.125% | 1 | 50% | 0% | 0% | 0% | 8.2745 | 0 | 0 | 0 | 8.2745 | #N/A
2007-08-24 01:00 | 8 | 24 | 1 | 236.0003 | 5641 | 66.2 | 64.04 | 1001 | 66.2 | 0 | 222.6333 | Cooling | 37.1055 | #N/A | #N/A | #N/A | #N/A | 0 | 0 | 0 | 0 | 0 | 222.6333 | #N/A | #N/A | 88 | 81.2 | 4.2454 | #N/A | 0.6883 | 0.1237% | 1 | 50% | 0% | 0% | 0% | 8.2745 | 0 | 0 | 0 | 8.2745 | #N/A
2007-08-24 02:00 | 8 | 24 | 2 | 236.042 | 5642 | 66.02 | 64.4 | 1001 | 66.02 | 0 | 222.3318 | Cooling | 37.0553 | #N/A | #N/A | #N/A | #N/A | 0 | 0 | 0 | 0 | 0 | 222.3318 | #N/A | #N/A | 88 | 81.02 | 4.2577 | #N/A | 0.68737 | 0.1235% | 1 | 50% | 0% | 0% | 0% | 8.2745 | 0 | 0 | 0 | 8.2745 | #N/A
2007-08-24 03:00 | 8 | 24 | 3 | 236.0837 | 5643 | 66.2 | 62.96 | 1001 | 66.2 | 0 | 207.2347 | Cooling | 34.5391 | #N/A | #N/A | #N/A | #N/A | 0 | 0 | 0 | 0 | 0 | 207.2347 | #N/A | #N/A | 88 | 81.2 | 4.2454 | #N/A | 0.64069 | 0.1151% | 1 | 50% | 0% | 0% | 0% | 8.2745 | 0 | 0 | 0 | 8.2745 | #N/A
2007-08-24 04:00 | 8 | 24 | 4 | 236.1253 | 5644 | 66.2 | 62.96 | 1001 | 66.2 | 0 | 194.6029 | Cooling | 32.4338 | #N/A | #N/A | #N/A | #N/A | 0 | 0 | 0 | 0 | 0 | 194.6029 | #N/A | #N/A | 88 | 81.2 | 4.2454 | #N/A | 0.60164 | 0.1081% | 1 | 50% | 0% | 0% | 0% | 8.2745 | 0 | 0 | 0 | 8.2745 | #N/A
2007-08-24 05:00 | 8 | 24 | 5 | 236.167 | 5645 | 64.94 | 64.04 | 1001 | 64.94 | 0 | 250.2258 | Cooling | 41.7043 | #N/A | #N/A | #N/A | #N/A | 0 | 0 | 0 | 0 | 0 | 250.2258 | #N/A | #N/A | 88 | 79.94 | 4.3315 | #N/A | 0.7736 | 0.139% | 1 | 50% | 0% | 0% | 0% | 8.2745 | 0 | 0 | 0 | 8.2745 | #N/A
2007-08-24 06:00 | 8 | 24 | 6 | 236.2087 | 5646 | 66.2 | 64.04 | 1002 | 66.2 | 0 | 1588.5112 | Cooling | 264.7519 | #N/A | #N/A | #N/A | #N/A | 0 | 0 | 0 | 0 | 0 | 1588.5112 | #N/A | #N/A | 88 | 81.2 | 4.2454 | #N/A | 4.9111 | 0.8825% | 1 | 50% | 0% | 0% | 0% | 8.2745 | 0 | 0 | 0 | 8.2745 | #N/A
2007-08-24 07:00 | 8 | 24 | 7 | 236.2503 | 5647 | 66.2 | 64.04 | 1003 | 66.2 | 0 | 1503.652 | Cooling | 250.6087 | #N/A | #N/A | #N/A | #N/A | 0 | 0 | 0 | 0 | 0 | 1503.652 | #N/A | #N/A | 88 | 81.2 | 4.2454 | #N/A | 4.6487 | 0.8354% | 1 | 50% | 0% | 0% | 0% | 8.2745 | 0 | 0 | 0 | 8.2745 | #N/A
2007-08-24 08:00 | 8 | 24 | 8 | 236.292 | 5648 | 69.08 | 64.04 | 1003 | 69.08 | 0 | 1639.0725 | Cooling | 273.1788 | #N/A | #N/A | #N/A | #N/A | 0 | 0 | 0 | 0 | 0 | 1639.0725 | #N/A | #N/A | 88 | 84.08 | 4.0486 | #N/A | 5.0674 | 0.9106% | 1 | 50% | 0% | 0% | 0% | 8.2745 | 0 | 0 | 0 | 8.2745 | #N/A
2007-08-24 09:00 | 8 | 24 | 9 | 236.3337 | 5649 | 71.6 | 64.04 | 1003 | 71.6 | 0 | 1710.713 | Cooling | 285.1188 | #N/A | #N/A | #N/A | #N/A | 0 | 0 | 0 | 0 | 0 | 1710.713 | #N/A | #N/A | 88 | 86.6 | 3.8764 | #N/A | 5.2889 | 0.9504% | 1 | 50% | 0% | 0% | 0% | 8.2745 | 0 | 0 | 0 | 8.2745 | #N/A
2007-08-24 10:00 | 8 | 24 | 10 | 236.3753 | 5650 | 73.4 | 60.98 | 1004 | 73.4 | 0 | 1695.5479 | Cooling | 282.5913 | #N/A | #N/A | #N/A | #N/A | 0 | 0 | 0 | 0 | 0 | 1695.5479 | #N/A | #N/A | 88 | 88.4 | 3.7534 | #N/A | 5.242 | 0.942% | 1 | 50% | 0% | 0% | 0% | 8.2745 | 0 | 0 | 0 | 8.2745 | #N/A
2007-08-24 11:00 | 8 | 24 | 11 | 236.417 | 5651 | 75.02 | 60.08 | 1004 | 75.02 | 0 | 1829.5124 | Cooling | 304.9187 | #N/A | #N/A | #N/A | #N/A | 0 | 0 | 0 | 0 | 0 | 1829.5124 | #N/A | #N/A | 88 | 90.02 | 3.6427 | #N/A | 5.6562 | 1.016% | 1 | 50% | 0% | 0% | 0% | 8.2745 | 0 | 0 | 0 | 8.2745 | #N/A
2007-08-24 12:00 | 8 | 24 | 12 | 236.4587 | 5652 | 78.08 | 60.98 | 1004 | 78.08 | 0 | 2078.0471 | Cooling | 346.3412 | #N/A | #N/A | #N/A | #N/A | 0 | 0 | 0 | 0 | 0 | 2078.0471 | #N/A | #N/A | 88 | 93.08 | 3.4336 | #N/A | 6.4245 | 1.154% | 1 | 50% | 0% | 0% | 0% | 8.2745 | 0 | 0 | 0 | 8.2745 | #N/A
2007-08-24 13:00 | 8 | 24 | 13 | 236.5003 | 5653 | 78.98 | 57.02 | 1003 | 78.98 | 0 | 2028.5546 | Cooling | 338.0924 | #N/A | #N/A | #N/A | #N/A | 0 | 0 | 0 | 0 | 0 | 2028.5546 | #N/A | #N/A | 88 | 93.98 | 3.3721 | #N/A | 6.2715 | 1.127% | 1 | 50% | 0% | 0% | 0% | 8.2745 | 0 | 0 | 0 | 8.2745 | #N/A
2007-08-24 14:00 | 8 | 24 | 14 | 236.542 | 5654 | 78.98 | 55.94 | 1003 | 78.98 | 0 | 1712.3122 | Cooling | 285.3854 | #N/A | #N/A | #N/A | #N/A | 0 | 0 | 0 | 0 | 0 | 1712.3122 | #N/A | #N/A | 88 | 93.98 | 3.3721 | #N/A | 5.2938 | 0.9513% | 1 | 50% | 0% | 0% | 0% | 8.2745 | 0 | 0 | 0 | 8.2745 | #N/A
2007-08-24 15:00 | 8 | 24 | 15 | 236.5837 | 5655 | 80.96 | 55.04 | 1003 | 80.96 | 0 | 1180.0146 | Cooling | 196.6691 | #N/A | #N/A | #N/A | #N/A | 0 | 0 | 0 | 0 | 0 | 1180.0146 | #N/A | #N/A | 88 | 95.96 | 3.2368 | #N/A | 3.6482 | 0.6556% | 1 | 50% | 0% | 0% | 0% | 8.2745 | 0 | 0 | 0 | 8.2745 | #N/A
2007-08-24 16:00 | 8 | 24 | 16 | 236.6253 | 5656 | 80.06 | 53.96 | 1003 | 80.06 | 0 | 1344.364 | Cooling | 224.0607 | #N/A | #N/A | #N/A | #N/A | 0 | 0 | 0 | 0 | 0 | 1344.364 | #N/A | #N/A | 88 | 95.06 | 3.2983 | #N/A | 4.1563 | 0.7469% | 1 | 50% | 0% | 0% | 0% | 8.2745 | 0 | 0 | 0 | 8.2745 | #N/A
2007-08-24 17:00 | 8 | 24 | 17 | 236.667 | 5657 | 80.06 | 53.06 | 1003 | 80.06 | 0 | 1398.4901 | Cooling | 233.0817 | #N/A | #N/A | #N/A | #N/A | 0 | 0 | 0 | 0 | 0 | 1398.4901 | #N/A | #N/A | 88 | 95.06 | 3.2983 | #N/A | 4.3236 | 0.7769% | 1 | 50% | 0% | 0% | 0% | 8.2745 | 0 | 0 | 0 | 8.2745 | #N/A
2007-08-24 18:00 | 8 | 24 | 18 | 236.7087 | 5658 | 75.92 | 53.96 | 1003 | 75.92 | 0 | 151.4211 | Cooling | 25.2368 | #N/A | #N/A | #N/A | #N/A | 0 | 0 | 0 | 0 | 0 | 151.4211 | #N/A | #N/A | 88 | 90.92 | 3.5812 | #N/A | 0.46814 | 0.08412% | 1 | 50% | 0% | 0% | 0% | 8.2745 | 0 | 0 | 0 | 8.2745 | #N/A
2007-08-24 19:00 | 8 | 24 | 19 | 236.7503 | 5659 | 71.96 | 55.04 | 1003 | 71.96 | 0 | 187.8716 | Cooling | 31.3119 | #N/A | #N/A | #N/A | #N/A | 0 | 0 | 0 | 0 | 0 | 187.8716 | #N/A | #N/A | 88 | 86.96 | 3.8518 | #N/A | 0.58083 | 0.1044% | 1 | 50% | 0% | 0% | 0% | 8.2745 | 0 | 0 | 0 | 8.2745 | #N/A
2007-08-24 20:00 | 8 | 24 | 20 | 236.792 | 5660 | 71.96 | 55.94 | 1003 | 71.96 | 0 | 163.5747 | Cooling | 27.2625 | #N/A | #N/A | #N/A | #N/A | 0 | 0 | 0 | 0 | 0 | 163.5747 | #N/A | #N/A | 88 | 86.96 | 3.8518 | #N/A | 0.50571 | 0.09087% | 1 | 50% | 0% | 0% | 0% | 8.2745 | 0 | 0 | 0 | 8.2745 | #N/A
2007-08-24 21:00 | 8 | 24 | 21 | 236.8337 | 5661 | 69.98 | 57.02 | 1004 | 69.98 | 0 | 125.2411 | Cooling | 20.8735 | #N/A | #N/A | #N/A | #N/A | 0 | 0 | 0 | 0 | 0 | 125.2411 | #N/A | #N/A | 88 | 84.98 | 3.9871 | #N/A | 0.3872 | 0.06958% | 1 | 50% | 0% | 0% | 0% | 8.2745 | 0 | 0 | 0 | 8.2745 | #N/A
2007-08-24 22:00 | 8 | 24 | 22 | 236.8753 | 5662 | 69.08 | 55.94 | 1004 | 69.08 | 0 | 79.507 | Cooling | 13.2512 | #N/A | #N/A | #N/A | #N/A | 0 | 0 | 0 | 0 | 0 | 79.507 | #N/A | #N/A | 88 | 84.08 | 4.0486 | #N/A | 0.24581 | 0.04417% | 1 | 50% | 0% | 0% | 0% | 8.2745 | 0 | 0 | 0 | 8.2745 | #N/A
2007-08-24 23:00 | 8 | 24 | 23 | 236.917 | 5663 | 69.08 | 55.94 | 1004 | 69.08 | 0 | 48.4072 | Cooling | 8.0679 | #N/A | #N/A | #N/A | #N/A | 0 | 0 | 0 | 0 | 0 | 48.4072 | #N/A | #N/A | 88 | 84.08 | 4.0486 | #N/A | 0.14966 | 0.02689% | 1 | 50% | 0% | 0% | 0% | 8.2745 | 0 | 0 | 0 | 8.2745 | #N/A
2007-08-25 | 8 | 25 | 0 | 236.9587 | 5664 | 66.92 | 55.04 | 1004 | 66.92 | 0 | 41.5242 | Cooling | 6.9207 | #N/A | #N/A | #N/A | #N/A | 0 | 0 | 0 | 0 | 0 | 41.5242 | #N/A | #N/A | 88 | 81.92 | 4.1962 | #N/A | 0.12838 | 0.02307% | 1 | 50% | 0% | 0% | 0% | 8.2745 | 0 | 0 | 0 | 8.2745 | #N/A
2007-08-25 01:00 | 8 | 25 | 1 | 237.0003 | 5665 | 68 | 53.96 | 1004 | 68 | 0 | 31.4367 | Cooling | 5.2395 | #N/A | #N/A | #N/A | #N/A | 0 | 0 | 0 | 0 | 0 | 31.4367 | #N/A | #N/A | 88 | 83 | 4.1224 | #N/A | 0.097191 | 0.01746% | 1 | 50% | 0% | 0% | 0% | 8.2745 | 0 | 0 | 0 | 8.2745 | #N/A
2007-08-25 02:00 | 8 | 25 | 2 | 237.042 | 5666 | 68 | 53.06 | 1004 | 68 | 0 | 22.4927 | Cooling | 3.7488 | #N/A | #N/A | #N/A | #N/A | 0 | 0 | 0 | 0 | 0 | 22.4927 | #N/A | #N/A | 88 | 83 | 4.1224 | #N/A | 0.069539 | 0.0125% | 1 | 50% | 0% | 0% | 0% | 8.2745 | 0 | 0 | 0 | 8.2745 | #N/A
2007-08-25 03:00 | 8 | 25 | 3 | 237.0837 | 5667 | 66.02 | 53.06 | 1004 | 66.02 | 0 | 19.9486 | Cooling | 3.3248 | #N/A | #N/A | #N/A | #N/A | 0 | 0 | 0 | 0 | 0 | 19.9486 | #N/A | #N/A | 88 | 81.02 | 4.2577 | #N/A | 0.061674 | 0.01108% | 1 | 50% | 0% | 0% | 0% | 8.2745 | 0 | 0 | 0 | 8.2745 | #N/A
2007-08-25 04:00 | 8 | 25 | 4 | 237.1253 | 5668 | 64.94 | 51.98 | 1004 | 64.94 | 0 | 14.6533 | Cooling | 2.4422 | #N/A | #N/A | #N/A | #N/A | 0 | 0 | 0 | 0 | 0 | 14.6533 | #N/A | #N/A | 88 | 79.94 | 4.3315 | #N/A | 0.045302 | 0.008141% | 1 | 50% | 0% | 0% | 0% | 8.2745 | 0 | 0 | 0 | 8.2745 | #N/A
2007-08-25 05:00 | 8 | 25 | 5 | 237.167 | 5669 | 64.94 | 51.98 | 1004 | 64.94 | 0 | 15.5505 | Cooling | 2.5918 | #N/A | #N/A | #N/A | #N/A | 0 | 0 | 0 | 0 | 0 | 15.5505 | #N/A | #N/A | 88 | 79.94 | 4.3315 | #N/A | 0.048076 | 0.008639% | 1 | 50% | 0% | 0% | 0% | 8.2745 | 0 | 0 | 0 | 8.2745 | #N/A
2007-08-25 06:00 | 8 | 25 | 6 | 237.2087 | 5670 | 64.04 | 51.98 | 1004 | 64.04 | 0 | 24.3394 | Cooling | 4.0566 | #N/A | #N/A | #N/A | #N/A | 0 | 0 | 0 | 0 | 0 | 24.3394 | #N/A | #N/A | 88 | 79.04 | 4.393 | #N/A | 0.075248 | 0.01352% | 1 | 50% | 0% | 0% | 0% | 8.2745 | 0 | 0 | 0 | 8.2745 | #N/A
2007-08-25 07:00 | 8 | 25 | 7 | 237.2503 | 5671 | 66.02 | 55.04 | 1005 | 66.02 | 0 | 64.3984 | Cooling | 10.7331 | #N/A | #N/A | #N/A | #N/A | 0 | 0 | 0 | 0 | 0 | 64.3984 | #N/A | #N/A | 88 | 81.02 | 4.2577 | #N/A | 0.1991 | 0.03578% | 1 | 50% | 0% | 0% | 0% | 8.2745 | 0 | 0 | 0 | 8.2745 | #N/A
2007-08-25 08:00 | 8 | 25 | 8 | 237.292 | 5672 | 66.02 | 57.02 | 1005 | 66.02 | 0 | 148.5793 | Cooling | 24.7632 | #N/A | #N/A | #N/A | #N/A | 0 | 0 | 0 | 0 | 0 | 148.5793 | #N/A | #N/A | 88 | 81.02 | 4.2577 | #N/A | 0.45935 | 0.08254% | 1 | 50% | 0% | 0% | 0% | 8.2745 | 0 | 0 | 0 | 8.2745 | #N/A
2007-08-25 09:00 | 8 | 25 | 9 | 237.3337 | 5673 | 69.98 | 60.98 | 1005 | 69.98 | 0 | 277.5455 | Cooling | 46.2576 | #N/A | #N/A | #N/A | #N/A | 0 | 0 | 0 | 0 | 0 | 277.5455 | #N/A | #N/A | 88 | 84.98 | 3.9871 | #N/A | 0.85807 | 0.1542% | 1 | 50% | 0% | 0% | 0% | 8.2745 | 0 | 0 | 0 | 8.2745 | #N/A
2007-08-25 10:00 | 8 | 25 | 10 | 237.3753 | 5674 | 73.04 | 62.06 | 1005 | 73.04 | 0 | 288.5003 | Cooling | 48.0834 | #N/A | #N/A | #N/A | #N/A | 0 | 0 | 0 | 0 | 0 | 288.5003 | #N/A | #N/A | 88 | 88.04 | 3.778 | #N/A | 0.89193 | 0.1603% | 1 | 50% | 0% | 0% | 0% | 8.2745 | 0 | 0 | 0 | 8.2745 | #N/A
2007-08-25 11:00 | 8 | 25 | 11 | 237.417 | 5675 | 73.04 | 60.98 | 1005 | 73.04 | 0 | 395.2003 | Cooling | 65.8667 | #N/A | #N/A | #N/A | #N/A | 0 | 0 | 0 | 0 | 0 | 395.2003 | #N/A | #N/A | 88 | 88.04 | 3.778 | #N/A | 1.2218 | 0.2196% | 1 | 50% | 0% | 0% | 0% | 8.2745 | 0 | 0 | 0 | 8.2745 | #N/A
2007-08-25 12:00 | 8 | 25 | 12 | 237.4587 | 5676 | 75.02 | 60.98 | 1004 | 75.02 | 0 | 443.5605 | Cooling | 73.9268 | #N/A | #N/A | #N/A | #N/A | 0 | 0 | 0 | 0 | 0 | 443.5605 | #N/A | #N/A | 88 | 90.02 | 3.6427 | #N/A | 1.3713 | 0.2464% | 1 | 50% | 0% | 0% | 0% | 8.2745 | 0 | 0 | 0 | 8.2745 | #N/A
2007-08-25 13:00 | 8 | 25 | 13 | 237.5003 | 5677 | 78.08 | 57.92 | 1004 | 78.08 | 0 | 371.1277 | Cooling | 61.8546 | #N/A | #N/A | #N/A | #N/A | 0 | 0 | 0 | 0 | 0 | 371.1277 | #N/A | #N/A | 88 | 93.08 | 3.4336 | #N/A | 1.1474 | 0.2062% | 1 | 50% | 0% | 0% | 0% | 8.2745 | 0 | 0 | 0 | 8.2745 | #N/A
2007-08-25 14:00 | 8 | 25 | 14 | 237.542 | 5678 | 78.08 | 57.02 | 1003 | 78.08 | 0 | 447.339 | Cooling | 74.5565 | #N/A | #N/A | #N/A | #N/A | 0 | 0 | 0 | 0 | 0 | 447.339 | #N/A | #N/A | 88 | 93.08 | 3.4336 | #N/A | 1.383 | 0.2485% | 1 | 50% | 0% | 0% | 0% | 8.2745 | 0 | 0 | 0 | 8.2745 | #N/A
2007-08-25 15:00 | 8 | 25 | 15 | 237.5837 | 5679 | 80.06 | 53.06 | 1003 | 80.06 | 0 | 435.9782 | Cooling | 72.663 | #N/A | #N/A | #N/A | #N/A | 0 | 0 | 0 | 0 | 0 | 435.9782 | #N/A | #N/A | 88 | 95.06 | 3.2983 | #N/A | 1.3479 | 0.2422% | 1 | 50% | 0% | 0% | 0% | 8.2745 | 0 | 0 | 0 | 8.2745 | #N/A
2007-08-25 16:00 | 8 | 25 | 16 | 237.6253 | 5680 | 80.06 | 53.06 | 1003 | 80.06 | 0 | 474.3319 | Cooling | 79.0553 | #N/A | #N/A | #N/A | #N/A | 0 | 0 | 0 | 0 | 0 | 474.3319 | #N/A | #N/A | 88 | 95.06 | 3.2983 | #N/A | 1.4665 | 0.2635% | 1 | 50% | 0% | 0% | 0% | 8.2745 | 0 | 0 | 0 | 8.2745 | #N/A
2007-08-25 17:00 | 8 | 25 | 17 | 237.667 | 5681 | 80.06 | 53.06 | 1003 | 80.06 | 0 | 471.2841 | Cooling | 78.5473 | #N/A | #N/A | #N/A | #N/A | 0 | 0 | 0 | 0 | 0 | 471.2841 | #N/A | #N/A | 88 | 95.06 | 3.2983 | #N/A | 1.457 | 0.2618% | 1 | 50% | 0% | 0% | 0% | 8.2745 | 0 | 0 | 0 | 8.2745 | #N/A
2007-08-25 18:00 | 8 | 25 | 18 | 237.7087 | 5682 | 77 | 53.96 | 1002 | 77 | 0 | 417.1226 | Cooling | 69.5204 | #N/A | #N/A | #N/A | #N/A | 0 | 0 | 0 | 0 | 0 | 417.1226 | #N/A | #N/A | 88 | 92 | 3.5074 | #N/A | 1.2896 | 0.2317% | 1 | 50% | 0% | 0% | 0% | 8.2745 | 0 | 0 | 0 | 8.2745 | #N/A
2007-08-25 19:00 | 8 | 25 | 19 | 237.7503 | 5683 | 75.02 | 57.02 | 1002 | 75.02 | 0 | 275.6625 | Cooling | 45.9437 | #N/A | #N/A | #N/A | #N/A | 0 | 0 | 0 | 0 | 0 | 275.6625 | #N/A | #N/A | 88 | 90.02 | 3.6427 | #N/A | 0.85224 | 0.1531% | 1 | 50% | 0% | 0% | 0% | 8.2745 | 0 | 0 | 0 | 8.2745 | #N/A
2007-08-25 20:00 | 8 | 25 | 20 | 237.792 | 5684 | 75.02 | 57.02 | 1002 | 75.02 | 0 | 189.4262 | Cooling | 31.571 | #N/A | #N/A | #N/A | #N/A | 0 | 0 | 0 | 0 | 0 | 189.4262 | #N/A | #N/A | 88 | 90.02 | 3.6427 | #N/A | 0.58563 | 0.1052% | 1 | 50% | 0% | 0% | 0% | 8.2745 | 0 | 0 | 0 | 8.2745 | #N/A
2007-08-25 21:00 | 8 | 25 | 21 | 237.8337 | 5685 | 69.98 | 57.02 | 1002 | 69.98 | 0 | 129.3962 | Cooling | 21.566 | #N/A | #N/A | #N/A | #N/A | 0 | 0 | 0 | 0 | 0 | 129.3962 | #N/A | #N/A | 88 | 84.98 | 3.9871 | #N/A | 0.40004 | 0.07189% | 1 | 50% | 0% | 0% | 0% | 8.2745 | 0 | 0 | 0 | 8.2745 | #N/A
2007-08-25 22:00 | 8 | 25 | 22 | 237.8753 | 5686 | 68 | 55.94 | 1002 | 68 | 0 | 83.1085 | Cooling | 13.8514 | #N/A | #N/A | #N/A | #N/A | 0 | 0 | 0 | 0 | 0 | 83.1085 | #N/A | #N/A | 88 | 83 | 4.1224 | #N/A | 0.25694 | 0.04617% | 1 | 50% | 0% | 0% | 0% | 8.2745 | 0 | 0 | 0 | 8.2745 | #N/A
2007-08-25 23:00 | 8 | 25 | 23 | 237.917 | 5687 | 68 | 55.94 | 1002 | 68 | 0 | 53.2702 | Cooling | 8.8784 | #N/A | #N/A | #N/A | #N/A | 0 | 0 | 0 | 0 | 0 | 53.2702 | #N/A | #N/A | 88 | 83 | 4.1224 | #N/A | 0.16469 | 0.02959% | 1 | 50% | 0% | 0% | 0% | 8.2745 | 0 | 0 | 0 | 8.2745 | #N/A
2007-08-26 | 8 | 26 | 0 | 237.9587 | 5688 | 66.02 | 55.04 | 1001 | 66.02 | 0 | 57.455 | Cooling | 9.5758 | #N/A | #N/A | #N/A | #N/A | 0 | 0 | 0 | 0 | 0 | 57.455 | #N/A | #N/A | 88 | 81.02 | 4.2577 | #N/A | 0.17763 | 0.03192% | 1 | 50% | 0% | 0% | 0% | 8.2745 | 0 | 0 | 0 | 8.2745 | #N/A
2007-08-26 01:00 | 8 | 26 | 1 | 238.0003 | 5689 | 68 | 55.04 | 1001 | 68 | 0 | 53.3802 | Cooling | 8.8967 | #N/A | #N/A | #N/A | #N/A | 0 | 0 | 0 | 0 | 0 | 53.3802 | #N/A | #N/A | 88 | 83 | 4.1224 | #N/A | 0.16503 | 0.02966% | 1 | 50% | 0% | 0% | 0% | 8.2745 | 0 | 0 | 0 | 8.2745 | #N/A
2007-08-26 02:00 | 8 | 26 | 2 | 238.042 | 5690 | 68 | 53.96 | 1001 | 68 | 0 | 41.6971 | Cooling | 6.9495 | #N/A | #N/A | #N/A | #N/A | 0 | 0 | 0 | 0 | 0 | 41.6971 | #N/A | #N/A | 88 | 83 | 4.1224 | #N/A | 0.12891 | 0.02317% | 1 | 50% | 0% | 0% | 0% | 8.2745 | 0 | 0 | 0 | 8.2745 | #N/A
2007-08-26 03:00 | 8 | 26 | 3 | 238.0837 | 5691 | 64.94 | 53.06 | 1001 | 64.94 | 0 | 29.6447 | Cooling | 4.9408 | #N/A | #N/A | #N/A | #N/A | 0 | 0 | 0 | 0 | 0 | 29.6447 | #N/A | #N/A | 88 | 79.94 | 4.3315 | #N/A | 0.09165 | 0.01647% | 1 | 50% | 0% | 0% | 0% | 8.2745 | 0 | 0 | 0 | 8.2745 | #N/A
2007-08-26 04:00 | 8 | 26 | 4 | 238.1253 | 5692 | 64.94 | 53.06 | 1001 | 64.94 | 0 | 25.4513 | Cooling | 4.2419 | #N/A | #N/A | #N/A | #N/A | 0 | 0 | 0 | 0 | 0 | 25.4513 | #N/A | #N/A | 88 | 79.94 | 4.3315 | #N/A | 0.078686 | 0.01414% | 1 | 50% | 0% | 0% | 0% | 8.2745 | 0 | 0 | 0 | 8.2745 | #N/A
2007-08-26 05:00 | 8 | 26 | 5 | 238.167 | 5693 | 64.94 | 51.98 | 1001 | 64.94 | 0 | 24.6219 | Cooling | 4.1036 | #N/A | #N/A | #N/A | #N/A | 0 | 0 | 0 | 0 | 0 | 24.6219 | #N/A | #N/A | 88 | 79.94 | 4.3315 | #N/A | 0.076122 | 0.01368% | 1 | 50% | 0% | 0% | 0% | 8.2745 | 0 | 0 | 0 | 8.2745 | #N/A
2007-08-26 06:00 | 8 | 26 | 6 | 238.2087 | 5694 | 64.04 | 53.06 | 1001 | 64.04 | 0 | 157.0587 | Cooling | 26.1765 | #N/A | #N/A | #N/A | #N/A | 0 | 0 | 0 | 0 | 0 | 157.0587 | #N/A | #N/A | 88 | 79.04 | 4.393 | #N/A | 0.48557 | 0.08725% | 1 | 50% | 0% | 0% | 0% | 8.2745 | 0 | 0 | 0 | 8.2745 | #N/A
2007-08-26 07:00 | 8 | 26 | 7 | 238.2503 | 5695 | 66.92 | 55.04 | 1002 | 66.92 | 0 | 405.3648 | Cooling | 67.5608 | #N/A | #N/A | #N/A | #N/A | 0 | 0 | 0 | 0 | 0 | 405.3648 | #N/A | #N/A | 88 | 81.92 | 4.1962 | #N/A | 1.2532 | 0.2252% | 1 | 50% | 0% | 0% | 0% | 8.2745 | 0 | 0 | 0 | 8.2745 | #N/A
2007-08-26 08:00 | 8 | 26 | 8 | 238.292 | 5696 | 66.92 | 57.92 | 1001 | 66.92 | 0 | 1007.794 | Cooling | 167.9657 | #N/A | #N/A | #N/A | #N/A | 0 | 0 | 0 | 0 | 0 | 1007.794 | #N/A | #N/A | 88 | 81.92 | 4.1962 | #N/A | 3.1157 | 0.5599% | 1 | 50% | 0% | 0% | 0% | 8.2745 | 0 | 0 | 0 | 8.2745 | #N/A
2007-08-26 09:00 | 8 | 26 | 9 | 238.3337 | 5697 | 75.02 | 57.02 | 1001 | 75.02 | 0 | 1423.1234 | Cooling | 237.1872 | #N/A | #N/A | #N/A | #N/A | 0 | 0 | 0 | 0 | 0 | 1423.1234 | #N/A | #N/A | 88 | 90.02 | 3.6427 | #N/A | 4.3998 | 0.7906% | 1 | 50% | 0% | 0% | 0% | 8.2745 | 0 | 0 | 0 | 8.2745 | #N/A
2007-08-26 10:00 | 8 | 26 | 10 | 238.3753 | 5698 | 75.92 | 57.92 | 1001 | 75.92 | 0 | 1706.2382 | Cooling | 284.373 | #N/A | #N/A | #N/A | #N/A | 0 | 0 | 0 | 0 | 0 | 1706.2382 | #N/A | #N/A | 88 | 90.92 | 3.5812 | #N/A | 5.275 | 0.9479% | 1 | 50% | 0% | 0% | 0% | 8.2745 | 0 | 0 | 0 | 8.2745 | #N/A
2007-08-26 11:00 | 8 | 26 | 11 | 238.417 | 5699 | 75.92 | 60.98 | 1001 | 75.92 | 0 | 2094.1699 | Cooling | 349.0283 | #N/A | #N/A | #N/A | #N/A | 0 | 0 | 0 | 0 | 0 | 2094.1699 | #N/A | #N/A | 88 | 90.92 | 3.5812 | #N/A | 6.4744 | 1.163% | 1 | 50% | 0% | 0% | 0% | 8.2745 | 0 | 0 | 0 | 8.2745 | #N/A
2007-08-26 12:00 | 8 | 26 | 12 | 238.4587 | 5700 | 78.08 | 59 | 1000 | 78.08 | 0 | 1665.17 | Cooling | 277.5283 | #N/A | #N/A | #N/A | #N/A | 0 | 0 | 0 | 0 | 0 | 1665.17 | #N/A | #N/A | 88 | 93.08 | 3.4336 | #N/A | 5.1481 | 0.9251% | 1 | 50% | 0% | 0% | 0% | 8.2745 | 0 | 0 | 0 | 8.2745 | #N/A
2007-08-26 13:00 | 8 | 26 | 13 | 238.5003 | 5701 | 77 | 59 | 1000 | 77 | 0 | 1693.0037 | Cooling | 282.1673 | #N/A | #N/A | #N/A | #N/A | 0 | 0 | 0 | 0 | 0 | 1693.0037 | #N/A | #N/A | 88 | 92 | 3.5074 | #N/A | 5.2341 | 0.9406% | 1 | 50% | 0% | 0% | 0% | 8.2745 | 0 | 0 | 0 | 8.2745 | #N/A
2007-08-26 14:00 | 8 | 26 | 14 | 238.542 | 5702 | 77 | 57.92 | 1000 | 77 | 0 | 1739.2943 | Cooling | 289.8824 | #N/A | #N/A | #N/A | #N/A | 0 | 0 | 0 | 0 | 0 | 1739.2943 | #N/A | #N/A | 88 | 92 | 3.5074 | #N/A | 5.3772 | 0.9663% | 1 | 50% | 0% | 0% | 0% | 8.2745 | 0 | 0 | 0 | 8.2745 | #N/A
2007-08-26 15:00 | 8 | 26 | 15 | 238.5837 | 5703 | 73.94 | 57.02 | 999 | 73.94 | 0 | 1745.7575 | Cooling | 290.9596 | #N/A | #N/A | #N/A | #N/A | 0 | 0 | 0 | 0 | 0 | 1745.7575 | #N/A | #N/A | 88 | 88.94 | 3.7165 | #N/A | 5.3972 | 0.9699% | 1 | 50% | 0% | 0% | 0% | 8.2745 | 0 | 0 | 0 | 8.2745 | #N/A
2007-08-26 16:00 | 8 | 26 | 16 | 238.6253 | 5704 | 73.04 | 57.92 | 999 | 73.04 | 0 | 1820.6319 | Cooling | 303.4386 | #N/A | #N/A | #N/A | #N/A | 0 | 0 | 0 | 0 | 0 | 1820.6319 | #N/A | #N/A | 88 | 88.04 | 3.778 | #N/A | 5.6287 | 1.011% | 1 | 50% | 0% | 0% | 0% | 8.2745 | 0 | 0 | 0 | 8.2745 | #N/A
2007-08-26 17:00 | 8 | 26 | 17 | 238.667 | 5705 | 73.04 | 57.02 | 998 | 73.04 | 0 | 1797.8997 | Cooling | 299.65 | #N/A | #N/A | #N/A | #N/A | 0 | 0 | 0 | 0 | 0 | 1797.8997 | #N/A | #N/A | 88 | 88.04 | 3.778 | #N/A | 5.5584 | 0.9988% | 1 | 50% | 0% | 0% | 0% | 8.2745 | 0 | 0 | 0 | 8.2745 | #N/A
2007-08-26 18:00 | 8 | 26 | 18 | 238.7087 | 5706 | 71.06 | 57.02 | 998 | 71.06 | 0 | 1678.8547 | Cooling | 279.8091 | #N/A | #N/A | #N/A | #N/A | 0 | 0 | 0 | 0 | 0 | 1678.8547 | #N/A | #N/A | 88 | 86.06 | 3.9133 | #N/A | 5.1904 | 0.9327% | 1 | 50% | 0% | 0% | 0% | 8.2745 | 0 | 0 | 0 | 8.2745 | #N/A
2007-08-26 19:00 | 8 | 26 | 19 | 238.7503 | 5707 | 68 | 57.02 | 998 | 68 | 0 | 1908.5895 | Cooling | 318.0982 | #N/A | #N/A | #N/A | #N/A | 0 | 0 | 0 | 0 | 0 | 1908.5895 | #N/A | #N/A | 88 | 83 | 4.1224 | #N/A | 5.9006 | 1.06% | 1 | 50% | 0% | 0% | 0% | 8.2745 | 0 | 0 | 0 | 8.2745 | #N/A
2007-08-26 20:00 | 8 | 26 | 20 | 238.792 | 5708 | 68 | 60.08 | 999 | 68 | 0 | 1829.7068 | Cooling | 304.9511 | #N/A | #N/A | #N/A | #N/A | 0 | 0 | 0 | 0 | 0 | 1829.7068 | #N/A | #N/A | 88 | 83 | 4.1224 | #N/A | 5.6568 | 1.017% | 1 | 50% | 0% | 0% | 0% | 8.2745 | 0 | 0 | 0 | 8.2745 | #N/A
2007-08-26 21:00 | 8 | 26 | 21 | 238.8337 | 5709 | 66.02 | 60.08 | 999 | 66.02 | 0 | 1656.6103 | Cooling | 276.1017 | #N/A | #N/A | #N/A | #N/A | 0 | 0 | 0 | 0 | 0 | 1656.6103 | #N/A | #N/A | 88 | 81.02 | 4.2577 | #N/A | 5.1216 | 0.9203% | 1 | 50% | 0% | 0% | 0% | 8.2745 | 0 | 0 | 0 | 8.2745 | #N/A
2007-08-26 22:00 | 8 | 26 | 22 | 238.8753 | 5710 | 64.04 | 57.92 | 999 | 64.04 | 0 | 203.4159 | Cooling | 33.9027 | #N/A | #N/A | #N/A | #N/A | 0 | 0 | 0 | 0 | 0 | 203.4159 | #N/A | #N/A | 88 | 79.04 | 4.393 | #N/A | 0.62889 | 0.113% | 1 | 50% | 0% | 0% | 0% | 8.2745 | 0 | 0 | 0 | 8.2745 | #N/A
2007-08-26 23:00 | 8 | 26 | 23 | 238.917 | 5711 | 64.04 | 59 | 999 | 64.04 | 0 | 291.9097 | Cooling | 48.6516 | #N/A | #N/A | #N/A | #N/A | 0 | 0 | 0 | 0 | 0 | 291.9097 | #N/A | #N/A | 88 | 79.04 | 4.393 | #N/A | 0.90248 | 0.1622% | 1 | 50% | 0% | 0% | 0% | 8.2745 | 0 | 0 | 0 | 8.2745 | #N/A
2007-08-27 | 8 | 27 | 0 | 238.9587 | 5712 | 60.08 | 60.98 | 999 | 60.08 | 0 | 271.0777 | Cooling | 45.1796 | #N/A | #N/A | #N/A | #N/A | 0 | 0 | 0 | 0 | 0 | 271.0777 | #N/A | #N/A | 88 | 75.08 | 4.6636 | #N/A | 0.83807 | 0.1506% | 1 | 50% | 0% | 0% | 0% | 8.2745 | 0 | 0 | 0 | 8.2745 | #N/A
2007-08-27 01:00 | 8 | 27 | 1 | 239.0003 | 5713 | 57.92 | 60.98 | 999 | 57.92 | 0 | 267.7345 | Cooling | 44.6224 | #N/A | #N/A | #N/A | #N/A | 0 | 0 | 0 | 0 | 0 | 267.7345 | #N/A | #N/A | 88 | 72.92 | 4.8112 | #N/A | 0.82773 | 0.1487% | 1 | 50% | 0% | 0% | 0% | 8.2745 | 0 | 0 | 0 | 8.2745 | #N/A
2007-08-27 02:00 | 8 | 27 | 2 | 239.042 | 5714 | 57.92 | 60.08 | 999 | 57.92 | 0 | 249.5038 | Cooling | 41.584 | #N/A | #N/A | #N/A | #N/A | 0 | 0 | 0 | 0 | 0 | 249.5038 | #N/A | #N/A | 88 | 72.92 | 4.8112 | #N/A | 0.77137 | 0.1386% | 1 | 50% | 0% | 0% | 0% | 8.2745 | 0 | 0 | 0 | 8.2745 | #N/A
2007-08-27 03:00 | 8 | 27 | 3 | 239.0837 | 5715 | 55.94 | 60.98 | 998 | 55.94 | 0 | 238.1354 | Cooling | 39.6892 | #N/A | #N/A | #N/A | #N/A | 0 | 0 | 0 | 0 | 0 | 238.1354 | #N/A | #N/A | 88 | 70.94 | 4.9465 | #N/A | 0.73623 | 0.1323% | 1 | 50% | 0% | 0% | 0% | 8.2745 | 0 | 0 | 0 | 8.2745 | #N/A
2007-08-27 04:00 | 8 | 27 | 4 | 239.1253 | 5716 | 55.04 | 60.08 | 998 | 55.04 | 0 | 210.1581 | Cooling | 35.0264 | #N/A | #N/A | #N/A | #N/A | 0 | 0 | 0 | 0 | 0 | 210.1581 | #N/A | #N/A | 88 | 70.04 | 5.008 | #N/A | 0.64973 | 0.1168% | 1 | 50% | 0% | 0% | 0% | 8.2745 | 0 | 0 | 0 | 8.2745 | #N/A
2007-08-27 05:00 | 8 | 27 | 5 | 239.167 | 5717 | 55.04 | 59 | 999 | 55.04 | 0 | 225.8184 | Cooling | 37.6364 | #N/A | #N/A | #N/A | #N/A | 0 | 0 | 0 | 0 | 0 | 225.8184 | #N/A | #N/A | 88 | 70.04 | 5.008 | #N/A | 0.69815 | 0.1255% | 1 | 50% | 0% | 0% | 0% | 8.2745 | 0 | 0 | 0 | 8.2745 | #N/A
2007-08-27 06:00 | 8 | 27 | 6 | 239.2087 | 5718 | 53.96 | 59 | 999 | 53.96 | 0 | 1196.855 | Cooling | 199.4758 | #N/A | #N/A | #N/A | #N/A | 0 | 0 | 0 | 0 | 0 | 1196.855 | #N/A | #N/A | 88 | 68.96 | 5.0818 | #N/A | 3.7002 | 0.6649% | 1 | 50% | 0% | 0% | 0% | 8.2745 | 0 | 0 | 0 | 8.2745 | #N/A
2007-08-27 07:00 | 8 | 27 | 7 | 239.2503 | 5719 | 57.92 | 60.08 | 1000 | 57.92 | 0 | 1334.8912 | Cooling | 222.4819 | #N/A | #N/A | #N/A | #N/A | 0 | 0 | 0 | 0 | 0 | 1334.8912 | #N/A | #N/A | 88 | 72.92 | 4.8112 | #N/A | 4.127 | 0.7416% | 1 | 50% | 0% | 0% | 0% | 8.2745 | 0 | 0 | 0 | 8.2745 | #N/A
2007-08-27 08:00 | 8 | 27 | 8 | 239.292 | 5720 | 57.92 | 60.98 | 999 | 57.92 | 0 | 1717.4559 | Cooling | 286.2426 | #N/A | #N/A | #N/A | #N/A | 0 | 0 | 0 | 0 | 0 | 1717.4559 | #N/A | #N/A | 88 | 72.92 | 4.8112 | #N/A | 5.3097 | 0.9541% | 1 | 50% | 0% | 0% | 0% | 8.2745 | 0 | 0 | 0 | 8.2745 | #N/A
2007-08-27 09:00 | 8 | 27 | 9 | 239.3337 | 5721 | 60.98 | 60.98 | 1000 | 60.98 | 0 | 1941.3035 | Cooling | 323.5506 | #N/A | #N/A | #N/A | #N/A | 0 | 0 | 0 | 0 | 0 | 1941.3035 | #N/A | #N/A | 88 | 75.98 | 4.6021 | #N/A | 6.0018 | 1.079% | 1 | 50% | 0% | 0% | 0% | 8.2745 | 0 | 0 | 0 | 8.2745 | #N/A
2007-08-27 10:00 | 8 | 27 | 10 | 239.3753 | 5722 | 62.96 | 64.04 | 1001 | 62.96 | 0 | 2315.4357 | Cooling | 385.906 | #N/A | #N/A | #N/A | #N/A | 0 | 0 | 0 | 0 | 0 | 2315.4357 | #N/A | #N/A | 88 | 77.96 | 4.4668 | #N/A | 7.1585 | 1.286% | 1 | 50% | 0% | 0% | 0% | 8.2745 | 0 | 0 | 0 | 8.2745 | #N/A
2007-08-27 11:00 | 8 | 27 | 11 | 239.417 | 5723 | 62.96 | 64.94 | 1000 | 62.96 | 0 | 2526.3239 | Cooling | 421.054 | #N/A | #N/A | #N/A | #N/A | 0 | 0 | 0 | 0 | 0 | 2526.3239 | #N/A | #N/A | 88 | 77.96 | 4.4668 | #N/A | 7.8104 | 1.404% | 1 | 50% | 0% | 0% | 0% | 8.2745 | 0 | 0 | 0 | 8.2745 | #N/A
2007-08-27 12:00 | 8 | 27 | 12 | 239.4587 | 5724 | 68 | 66.02 | 1000 | 68 | 0 | 2303.0183 | Cooling | 383.8364 | #N/A | #N/A | #N/A | #N/A | 0 | 0 | 0 | 0 | 0 | 2303.0183 | #N/A | #N/A | 88 | 83 | 4.1224 | #N/A | 7.1201 | 1.279% | 1 | 50% | 0% | 0% | 0% | 8.2745 | 0 | 0 | 0 | 8.2745 | #N/A
2007-08-27 13:00 | 8 | 27 | 13 | 239.5003 | 5725 | 69.98 | 66.02 | 1000 | 69.98 | 0 | 2057.7444 | Cooling | 342.9574 | #N/A | #N/A | #N/A | #N/A | 0 | 0 | 0 | 0 | 0 | 2057.7444 | #N/A | #N/A | 88 | 84.98 | 3.9871 | #N/A | 6.3618 | 1.143% | 1 | 50% | 0% | 0% | 0% | 8.2745 | 0 | 0 | 0 | 8.2745 | #N/A
2007-08-27 14:00 | 8 | 27 | 14 | 239.542 | 5726 | 69.98 | 66.02 | 1000 | 69.98 | 0 | 2083.4897 | Cooling | 347.2483 | #N/A | #N/A | #N/A | #N/A | 0 | 0 | 0 | 0 | 0 | 2083.4897 | #N/A | #N/A | 88 | 84.98 | 3.9871 | #N/A | 6.4414 | 1.157% | 1 | 50% | 0% | 0% | 0% | 8.2745 | 0 | 0 | 0 | 8.2745 | #N/A
2007-08-27 15:00 | 8 | 27 | 15 | 239.5837 | 5727 | 71.96 | 66.02 | 1000 | 71.96 | 0 | 2112.8124 | Cooling | 352.1354 | #N/A | #N/A | #N/A | #N/A | 0 | 0 | 0 | 0 | 0 | 2112.8124 | #N/A | #N/A | 88 | 86.96 | 3.8518 | #N/A | 6.532 | 1.174% | 1 | 50% | 0% | 0% | 0% | 8.2745 | 0 | 0 | 0 | 8.2745 | #N/A
2007-08-27 16:00 | 8 | 27 | 16 | 239.6253 | 5728 | 71.06 | 64.94 | 1000 | 71.06 | 0 | 2265.3048 | Cooling | 377.5508 | #N/A | #N/A | #N/A | #N/A | 0 | 0 | 0 | 0 | 0 | 2265.3048 | #N/A | #N/A | 88 | 86.06 | 3.9133 | #N/A | 7.0035 | 1.259% | 1 | 50% | 0% | 0% | 0% | 8.2745 | 0 | 0 | 0 | 8.2745 | #N/A
2007-08-27 17:00 | 8 | 27 | 17 | 239.667 | 5729 | 71.06 | 64.94 | 1000 | 71.06 | 0 | 2617.3124 | Cooling | 436.2187 | #N/A | #N/A | #N/A | #N/A | 0 | 0 | 0 | 0 | 0 | 2617.3124 | #N/A | #N/A | 88 | 86.06 | 3.9133 | #N/A | 8.0917 | 1.454% | 1 | 50% | 0% | 0% | 0% | 8.2745 | 0 | 0 | 0 | 8.2745 | #N/A
2007-08-27 18:00 | 8 | 27 | 18 | 239.7087 | 5730 | 66.92 | 62.96 | 1000 | 66.92 | 0 | 2462.1607 | Cooling | 410.3601 | #N/A | #N/A | #N/A | #N/A | 0 | 0 | 0 | 0 | 0 | 2462.1607 | #N/A | #N/A | 88 | 81.92 | 4.1962 | #N/A | 7.6121 | 1.368% | 1 | 50% | 0% | 0% | 0% | 8.2745 | 0 | 0 | 0 | 8.2745 | #N/A
2007-08-27 19:00 | 8 | 27 | 19 | 239.7503 | 5731 | 66.92 | 64.94 | 1001 | 66.92 | 0 | 2299.1881 | Cooling | 383.198 | #N/A | #N/A | #N/A | #N/A | 0 | 0 | 0 | 0 | 0 | 2299.1881 | #N/A | #N/A | 88 | 81.92 | 4.1962 | #N/A | 7.1082 | 1.277% | 1 | 50% | 0% | 0% | 0% | 8.2745 | 0 | 0 | 0 | 8.2745 | #N/A
2007-08-27 20:00 | 8 | 27 | 20 | 239.792 | 5732 | 66.92 | 64.04 | 1001 | 66.92 | 0 | 1889.3683 | Cooling | 314.8947 | #N/A | #N/A | #N/A | #N/A | 0 | 0 | 0 | 0 | 0 | 1889.3683 | #N/A | #N/A | 88 | 81.92 | 4.1962 | #N/A | 5.8412 | 1.05% | 1 | 50% | 0% | 0% | 0% | 8.2745 | 0 | 0 | 0 | 8.2745 | #N/A
2007-08-27 21:00 | 8 | 27 | 21 | 239.8337 | 5733 | 62.06 | 64.04 | 1001 | 62.06 | 0 | 1700.9722 | Cooling | 283.4954 | #N/A | #N/A | #N/A | #N/A | 0 | 0 | 0 | 0 | 0 | 1700.9722 | #N/A | #N/A | 88 | 77.06 | 4.5283 | #N/A | 5.2588 | 0.945% | 1 | 50% | 0% | 0% | 0% | 8.2745 | 0 | 0 | 0 | 8.2745 | #N/A
2007-08-27 22:00 | 8 | 27 | 22 | 239.8753 | 5734 | 62.06 | 62.96 | 1002 | 62.06 | 0 | 268.7305 | Cooling | 44.7884 | #N/A | #N/A | #N/A | #N/A | 0 | 0 | 0 | 0 | 0 | 268.7305 | #N/A | #N/A | 88 | 77.06 | 4.5283 | #N/A | 0.83081 | 0.1493% | 1 | 50% | 0% | 0% | 0% | 8.2745 | 0 | 0 | 0 | 8.2745 | #N/A
2007-08-27 23:00 | 8 | 27 | 23 | 239.917 | 5735 | 62.06 | 60.98 | 1003 | 62.06 | 0 | 309.3035 | Cooling | 51.5506 | #N/A | #N/A | #N/A | #N/A | 0 | 0 | 0 | 0 | 0 | 309.3035 | #N/A | #N/A | 88 | 77.06 | 4.5283 | #N/A | 0.95625 | 0.1718% | 1 | 50% | 0% | 0% | 0% | 8.2745 | 0 | 0 | 0 | 8.2745 | #N/A
2007-08-28 | 8 | 28 | 0 | 239.9587 | 5736 | 60.08 | 60.98 | 1003 | 60.08 | 0 | 255.9946 | Cooling | 42.6658 | #N/A | #N/A | #N/A | #N/A | 0 | 0 | 0 | 0 | 0 | 255.9946 | #N/A | #N/A | 88 | 75.08 | 4.6636 | #N/A | 0.79144 | 0.1422% | 1 | 50% | 0% | 0% | 0% | 8.2745 | 0 | 0 | 0 | 8.2745 | #N/A
2007-08-28 01:00 | 8 | 28 | 1 | 240.0003 | 5737 | 59 | 60.08 | 1003 | 59 | 0 | 225.1582 | Cooling | 37.5264 | #N/A | #N/A | #N/A | #N/A | 0 | 0 | 0 | 0 | 0 | 225.1582 | #N/A | #N/A | 88 | 74 | 4.7374 | #N/A | 0.6961 | 0.1251% | 1 | 50% | 0% | 0% | 0% | 8.2745 | 0 | 0 | 0 | 8.2745 | #N/A
2007-08-28 02:00 | 8 | 28 | 2 | 240.042 | 5738 | 59 | 60.08 | 1003 | 59 | 0 | 208.3192 | Cooling | 34.7199 | #N/A | #N/A | #N/A | #N/A | 0 | 0 | 0 | 0 | 0 | 208.3192 | #N/A | #N/A | 88 | 74 | 4.7374 | #N/A | 0.64404 | 0.1157% | 1 | 50% | 0% | 0% | 0% | 8.2745 | 0 | 0 | 0 | 8.2745 | #N/A
2007-08-28 03:00 | 8 | 28 | 3 | 240.0837 | 5739 | 57.02 | 60.08 | 1003 | 57.02 | 0 | 197.1881 | Cooling | 32.8647 | #N/A | #N/A | #N/A | #N/A | 0 | 0 | 0 | 0 | 0 | 197.1881 | #N/A | #N/A | 88 | 72.02 | 4.8727 | #N/A | 0.60963 | 0.1095% | 1 | 50% | 0% | 0% | 0% | 8.2745 | 0 | 0 | 0 | 8.2745 | #N/A
2007-08-28 04:00 | 8 | 28 | 4 | 240.1253 | 5740 | 57.02 | 57.92 | 1003 | 57.02 | 0 | 154.2284 | Cooling | 25.7047 | #N/A | #N/A | #N/A | #N/A | 0 | 0 | 0 | 0 | 0 | 154.2284 | #N/A | #N/A | 88 | 72.02 | 4.8727 | #N/A | 0.47682 | 0.08568% | 1 | 50% | 0% | 0% | 0% | 8.2745 | 0 | 0 | 0 | 8.2745 | #N/A
2007-08-28 05:00 | 8 | 28 | 5 | 240.167 | 5741 | 57.02 | 59 | 1003 | 57.02 | 0 | 171.655 | Cooling | 28.6092 | #N/A | #N/A | #N/A | #N/A | 0 | 0 | 0 | 0 | 0 | 171.655 | #N/A | #N/A | 88 | 72.02 | 4.8727 | #N/A | 0.53069 | 0.09536% | 1 | 50% | 0% | 0% | 0% | 8.2745 | 0 | 0 | 0 | 8.2745 | #N/A
2007-08-28 06:00 | 8 | 28 | 6 | 240.2087 | 5742 | 55.94 | 59 | 1004 | 55.94 | 0 | 954.5277 | Cooling | 159.0879 | #N/A | #N/A | #N/A | #N/A | 0 | 0 | 0 | 0 | 0 | 954.5277 | #N/A | #N/A | 88 | 70.94 | 4.9465 | #N/A | 2.951 | 0.5303% | 1 | 50% | 0% | 0% | 0% | 8.2745 | 0 | 0 | 0 | 8.2745 | #N/A
2007-08-28 07:00 | 8 | 28 | 7 | 240.2503 | 5743 | 57.02 | 60.98 | 1005 | 57.02 | 0 | 1217.3474 | Cooling | 202.8912 | #N/A | #N/A | #N/A | #N/A | 0 | 0 | 0 | 0 | 0 | 1217.3474 | #N/A | #N/A | 88 | 72.02 | 4.8727 | #N/A | 3.7636 | 0.6763% | 1 | 50% | 0% | 0% | 0% | 8.2745 | 0 | 0 | 0 | 8.2745 | #N/A
2007-08-28 08:00 | 8 | 28 | 8 | 240.292 | 5744 | 57.02 | 62.06 | 1005 | 57.02 | 0 | 1594.6415 | Cooling | 265.7736 | #N/A | #N/A | #N/A | #N/A | 0 | 0 | 0 | 0 | 0 | 1594.6415 | #N/A | #N/A | 88 | 72.02 | 4.8727 | #N/A | 4.93 | 0.8859% | 1 | 50% | 0% | 0% | 0% | 8.2745 | 0 | 0 | 0 | 8.2745 | #N/A
2007-08-28 09:00 | 8 | 28 | 9 | 240.3337 | 5745 | 62.96 | 62.96 | 1005 | 62.96 | 0 | 1886.0588 | Cooling | 314.3431 | #N/A | #N/A | #N/A | #N/A | 0 | 0 | 0 | 0 | 0 | 1886.0588 | #N/A | #N/A | 88 | 77.96 | 4.4668 | #N/A | 5.831 | 1.048% | 1 | 50% | 0% | 0% | 0% | 8.2745 | 0 | 0 | 0 | 8.2745 | #N/A
2007-08-28 10:00 | 8 | 28 | 10 | 240.3753 | 5746 | 64.94 | 64.04 | 1005 | 64.94 | 0 | 2245.5132 | Cooling | 374.2522 | #N/A | #N/A | #N/A | #N/A | 0 | 0 | 0 | 0 | 0 | 2245.5132 | #N/A | #N/A | 88 | 79.94 | 4.3315 | #N/A | 6.9423 | 1.248% | 1 | 50% | 0% | 0% | 0% | 8.2745 | 0 | 0 | 0 | 8.2745 | #N/A
2007-08-28 11:00 | 8 | 28 | 11 | 240.417 | 5747 | 64.94 | 64.94 | 1005 | 64.94 | 0 | 2411.4715 | Cooling | 401.9119 | #N/A | #N/A | #N/A | #N/A | 0 | 0 | 0 | 0 | 0 | 2411.4715 | #N/A | #N/A | 88 | 79.94 | 4.3315 | #N/A | 7.4554 | 1.34% | 1 | 50% | 0% | 0% | 0% | 8.2745 | 0 | 0 | 0 | 8.2745 | #N/A
2007-08-28 12:00 | 8 | 28 | 12 | 240.4587 | 5748 | 69.08 | 64.94 | 1005 | 69.08 | 0 | 1993.9577 | Cooling | 332.3263 | #N/A | #N/A | #N/A | #N/A | 0 | 0 | 0 | 0 | 0 | 1993.9577 | #N/A | #N/A | 88 | 84.08 | 4.0486 | #N/A | 6.1646 | 1.108% | 1 | 50% | 0% | 0% | 0% | 8.2745 | 0 | 0 | 0 | 8.2745 | #N/A
2007-08-28 13:00 | 8 | 28 | 13 | 240.5003 | 5749 | 69.98 | 64.94 | 1005 | 69.98 | 0 | 1906.5614 | Cooling | 317.7602 | #N/A | #N/A | #N/A | #N/A | 0 | 0 | 0 | 0 | 0 | 1906.5614 | #N/A | #N/A | 88 | 84.98 | 3.9871 | #N/A | 5.8944 | 1.059% | 1 | 50% | 0% | 0% | 0% | 8.2745 | 0 | 0 | 0 | 8.2745 | #N/A
2007-08-28 14:00 | 8 | 28 | 14 | 240.542 | 5750 | 69.98 | 64.94 | 1005 | 69.98 | 0 | 1970.8495 | Cooling | 328.4749 | #N/A | #N/A | #N/A | #N/A | 0 | 0 | 0 | 0 | 0 | 1970.8495 | #N/A | #N/A | 88 | 84.98 | 3.9871 | #N/A | 6.0931 | 1.095% | 1 | 50% | 0% | 0% | 0% | 8.2745 | 0 | 0 | 0 | 8.2745 | #N/A
2007-08-28 15:00 | 8 | 28 | 15 | 240.5837 | 5751 | 71.06 | 66.02 | 1005 | 71.06 | 0 | 2010.1658 | Cooling | 335.0276 | #N/A | #N/A | #N/A | #N/A | 0 | 0 | 0 | 0 | 0 | 2010.1658 | #N/A | #N/A | 88 | 86.06 | 3.9133 | #N/A | 6.2147 | 1.117% | 1 | 50% | 0% | 0% | 0% | 8.2745 | 0 | 0 | 0 | 8.2745 | #N/A
2007-08-28 16:00 | 8 | 28 | 16 | 240.6253 | 5752 | 68 | 64.94 | 1005 | 68 | 0 | 2156.7385 | Cooling | 359.4564 | #N/A | #N/A | #N/A | #N/A | 0 | 0 | 0 | 0 | 0 | 2156.7385 | #N/A | #N/A | 88 | 83 | 4.1224 | #N/A | 6.6678 | 1.198% | 1 | 50% | 0% | 0% | 0% | 8.2745 | 0 | 0 | 0 | 8.2745 | #N/A
2007-08-28 17:00 | 8 | 28 | 17 | 240.667 | 5753 | 68 | 66.02 | 1005 | 68 | 0 | 2175.4612 | Cooling | 362.5769 | #N/A | #N/A | #N/A | #N/A | 0 | 0 | 0 | 0 | 0 | 2175.4612 | #N/A | #N/A | 88 | 83 | 4.1224 | #N/A | 6.7257 | 1.209% | 1 | 50% | 0% | 0% | 0% | 8.2745 | 0 | 0 | 0 | 8.2745 | #N/A
2007-08-28 18:00 | 8 | 28 | 18 | 240.7087 | 5754 | 62.06 | 66.02 | 1005 | 62.06 | 0 | 2212.0998 | Cooling | 368.6833 | #N/A | #N/A | #N/A | #N/A | 0 | 0 | 0 | 0 | 0 | 2212.0998 | #N/A | #N/A | 88 | 77.06 | 4.5283 | #N/A | 6.839 | 1.229% | 1 | 50% | 0% | 0% | 0% | 8.2745 | 0 | 0 | 0 | 8.2745 | #N/A
2007-08-28 19:00 | 8 | 28 | 19 | 240.7503 | 5755 | 60.98 | 66.02 | 1005 | 60.98 | 0 | 2545.9171 | Cooling | 424.3195 | #N/A | #N/A | #N/A | #N/A | 0 | 0 | 0 | 0 | 0 | 2545.9171 | #N/A | #N/A | 88 | 75.98 | 4.6021 | #N/A | 7.871 | 1.414% | 1 | 50% | 0% | 0% | 0% | 8.2745 | 0 | 0 | 0 | 8.2745 | #N/A
2007-08-28 20:00 | 8 | 28 | 20 | 240.792 | 5756 | 60.98 | 64.94 | 1005 | 60.98 | 0 | 2374.8537 | Cooling | 395.8089 | #N/A | #N/A | #N/A | #N/A | 0 | 0 | 0 | 0 | 0 | 2374.8537 | #N/A | #N/A | 88 | 75.98 | 4.6021 | #N/A | 7.3422 | 1.319% | 1 | 50% | 0% | 0% | 0% | 8.2745 | 0 | 0 | 0 | 8.2745 | #N/A
2007-08-28 21:00 | 8 | 28 | 21 | 240.8337 | 5757 | 60.8 | 64.94 | 1005 | 60.8 | 0 | 2000.222 | Cooling | 333.3703 | #N/A | #N/A | #N/A | #N/A | 0 | 0 | 0 | 0 | 0 | 2000.222 | #N/A | #N/A | 88 | 75.8 | 4.6144 | #N/A | 6.1839 | 1.111% | 1 | 50% | 0% | 0% | 0% | 8.2745 | 0 | 0 | 0 | 8.2745 | #N/A
2007-08-28 22:00 | 8 | 28 | 22 | 240.8753 | 5758 | 60.8 | 64.94 | 1005 | 60.8 | 0 | 401.2523 | Cooling | 66.8754 | #N/A | #N/A | #N/A | #N/A | 0 | 0 | 0 | 0 | 0 | 401.2523 | #N/A | #N/A | 88 | 75.8 | 4.6144 | #N/A | 1.2405 | 0.2229% | 1 | 50% | 0% | 0% | 0% | 8.2745 | 0 | 0 | 0 | 8.2745 | #N/A
2007-08-28 23:00 | 8 | 28 | 23 | 240.917 | 5759 | 60.98 | 64.04 | 1005 | 60.98 | 0 | 408.5077 | Cooling | 68.0846 | #N/A | #N/A | #N/A | #N/A | 0 | 0 | 0 | 0 | 0 | 408.5077 | #N/A | #N/A | 88 | 75.98 | 4.6021 | #N/A | 1.263 | 0.2269% | 1 | 50% | 0% | 0% | 0% | 8.2745 | 0 | 0 | 0 | 8.2745 | #N/A
2007-08-29 | 8 | 29 | 0 | 240.9587 | 5760 | 59 | 62.96 | 1005 | 59 | 0 | 354.2841 | Cooling | 59.0473 | #N/A | #N/A | #N/A | #N/A | 0 | 0 | 0 | 0 | 0 | 354.2841 | #N/A | #N/A | 88 | 74 | 4.7374 | #N/A | 1.0953 | 0.1968% | 1 | 50% | 0% | 0% | 0% | 8.2745 | 0 | 0 | 0 | 8.2745 | #N/A
2007-08-29 01:00 | 8 | 29 | 1 | 241.0003 | 5761 | 59 | 62.96 | 1006 | 59 | 0 | 332.3418 | Cooling | 55.3903 | #N/A | #N/A | #N/A | #N/A | 0 | 0 | 0 | 0 | 0 | 332.3418 | #N/A | #N/A | 88 | 74 | 4.7374 | #N/A | 1.0275 | 0.1846% | 1 | 50% | 0% | 0% | 0% | 8.2745 | 0 | 0 | 0 | 8.2745 | #N/A
2007-08-29 02:00 | 8 | 29 | 2 | 241.042 | 5762 | 59 | 62.96 | 1006 | 59 | 0 | 320.0368 | Cooling | 53.3395 | #N/A | #N/A | #N/A | #N/A | 0 | 0 | 0 | 0 | 0 | 320.0368 | #N/A | #N/A | 88 | 74 | 4.7374 | #N/A | 0.98943 | 0.1778% | 1 | 50% | 0% | 0% | 0% | 8.2745 | 0 | 0 | 0 | 8.2745 | #N/A
2007-08-29 03:00 | 8 | 29 | 3 | 241.0837 | 5763 | 57.02 | 62.96 | 1006 | 57.02 | 0 | 310.2318 | Cooling | 51.7053 | #N/A | #N/A | #N/A | #N/A | 0 | 0 | 0 | 0 | 0 | 310.2318 | #N/A | #N/A | 88 | 72.02 | 4.8727 | #N/A | 0.95912 | 0.1724% | 1 | 50% | 0% | 0% | 0% | 8.2745 | 0 | 0 | 0 | 8.2745 | #N/A
2007-08-29 04:00 | 8 | 29 | 4 | 241.1253 | 5764 | 57.2 | 62.06 | 1006 | 57.2 | 0 | 293.3598 | Cooling | 48.8933 | #N/A | #N/A | #N/A | #N/A | 0 | 0 | 0 | 0 | 0 | 293.3598 | #N/A | #N/A | 88 | 72.2 | 4.8604 | #N/A | 0.90696 | 0.163% | 1 | 50% | 0% | 0% | 0% | 8.2745 | 0 | 0 | 0 | 8.2745 | #N/A
2007-08-29 05:00 | 8 | 29 | 5 | 241.167 | 5765 | 57.92 | 62.06 | 1006 | 57.92 | 0 | 330.563 | Cooling | 55.0938 | #N/A | #N/A | #N/A | #N/A | 0 | 0 | 0 | 0 | 0 | 330.563 | #N/A | #N/A | 88 | 72.92 | 4.8112 | #N/A | 1.022 | 0.1836% | 1 | 50% | 0% | 0% | 0% | 8.2745 | 0 | 0 | 0 | 8.2745 | #N/A
2007-08-29 06:00 | 8 | 29 | 6 | 241.2087 | 5766 | 59 | 62.96 | 1007 | 59 | 0 | 1560.6765 | Cooling | 260.1128 | #N/A | #N/A | #N/A | #N/A | 0 | 0 | 0 | 0 | 0 | 1560.6765 | #N/A | #N/A | 88 | 74 | 4.7374 | #N/A | 4.825 | 0.867% | 1 | 50% | 0% | 0% | 0% | 8.2745 | 0 | 0 | 0 | 8.2745 | #N/A
2007-08-29 07:00 | 8 | 29 | 7 | 241.2503 | 5767 | 57.2 | 64.04 | 1008 | 57.2 | 0 | 1641.4721 | Cooling | 273.5787 | #N/A | #N/A | #N/A | #N/A | 0 | 0 | 0 | 0 | 0 | 1641.4721 | #N/A | #N/A | 88 | 72.2 | 4.8604 | #N/A | 5.0748 | 0.9119% | 1 | 50% | 0% | 0% | 0% | 8.2745 | 0 | 0 | 0 | 8.2745 | #N/A
2007-08-29 08:00 | 8 | 29 | 8 | 241.292 | 5768 | 57.92 | 64.94 | 1008 | 57.92 | 0 | 2137.3717 | Cooling | 356.2286 | #N/A | #N/A | #N/A | #N/A | 0 | 0 | 0 | 0 | 0 | 2137.3717 | #N/A | #N/A | 88 | 72.92 | 4.8112 | #N/A | 6.608 | 1.187% | 1 | 50% | 0% | 0% | 0% | 8.2745 | 0 | 0 | 0 | 8.2745 | #N/A
2007-08-29 09:00 | 8 | 29 | 9 | 241.3337 | 5769 | 59 | 66.92 | 1007 | 59 | 0 | 2573.2382 | Cooling | 428.873 | #N/A | #N/A | #N/A | #N/A | 0 | 0 | 0 | 0 | 0 | 2573.2382 | #N/A | #N/A | 88 | 74 | 4.7374 | #N/A | 7.9555 | 1.43% | 1 | 50% | 0% | 0% | 0% | 8.2745 | 0 | 0 | 0 | 8.2745 | #N/A
2007-08-29 10:00 | 8 | 29 | 10 | 241.3753 | 5770 | 59 | 64.04 | 1007 | 59 | 0 | 2230.3755 | Cooling | 371.7293 | #N/A | #N/A | #N/A | #N/A | 0 | 0 | 0 | 0 | 0 | 2230.3755 | #N/A | #N/A | 88 | 74 | 4.7374 | #N/A | 6.8955 | 1.239% | 1 | 50% | 0% | 0% | 0% | 8.2745 | 0 | 0 | 0 | 8.2745 | #N/A
2007-08-29 11:00 | 8 | 29 | 11 | 241.417 | 5771 | 59 | 64.04 | 1007 | 59 | 0 | 2002.5449 | Cooling | 333.7575 | #N/A | #N/A | #N/A | #N/A | 0 | 0 | 0 | 0 | 0 | 2002.5449 | #N/A | #N/A | 88 | 74 | 4.7374 | #N/A | 6.1911 | 1.113% | 1 | 50% | 0% | 0% | 0% | 8.2745 | 0 | 0 | 0 | 8.2745 | #N/A
2007-08-29 12:00 | 8 | 29 | 12 | 241.4587 | 5772 | 60.98 | 64.04 | 1006 | 60.98 | 0 | 1877.1935 | Cooling | 312.8656 | #N/A | #N/A | #N/A | #N/A | 0 | 0 | 0 | 0 | 0 | 1877.1935 | #N/A | #N/A | 88 | 75.98 | 4.6021 | #N/A | 5.8036 | 1.043% | 1 | 50% | 0% | 0% | 0% | 8.2745 | 0 | 0 | 0 | 8.2745 | #N/A
2007-08-29 13:00 | 8 | 29 | 13 | 241.5003 | 5773 | 60.8 | 64.04 | 1006 | 60.8 | 0 | 1912.8628 | Cooling | 318.8105 | #N/A | #N/A | #N/A | #N/A | 0 | 0 | 0 | 0 | 0 | 1912.8628 | #N/A | #N/A | 88 | 75.8 | 4.6144 | #N/A | 5.9139 | 1.063% | 1 | 50% | 0% | 0% | 0% | 8.2745 | 0 | 0 | 0 | 8.2745 | #N/A
2007-08-29 14:00 | 8 | 29 | 14 | 241.542 | 5774 | 60.98 | 62.96 | 1006 | 60.98 | 0 | 1955.1901 | Cooling | 325.865 | #N/A | #N/A | #N/A | #N/A | 0 | 0 | 0 | 0 | 0 | 1955.1901 | #N/A | #N/A | 88 | 75.98 | 4.6021 | #N/A | 6.0447 | 1.086% | 1 | 50% | 0% | 0% | 0% | 8.2745 | 0 | 0 | 0 | 8.2745 | #N/A
2007-08-29 15:00 | 8 | 29 | 15 | 241.5837 | 5775 | 62.6 | 62.96 | 1006 | 62.6 | 0 | 1957.4755 | Cooling | 326.2459 | #N/A | #N/A | #N/A | #N/A | 0 | 0 | 0 | 0 | 0 | 1957.4755 | #N/A | #N/A | 88 | 77.6 | 4.4914 | #N/A | 6.0518 | 1.087% | 1 | 50% | 0% | 0% | 0% | 8.2745 | 0 | 0 | 0 | 8.2745 | #N/A
2007-08-29 16:00 | 8 | 29 | 16 | 241.6253 | 5776 | 62.6 | 64.04 | 1005 | 62.6 | 0 | 2031.3652 | Cooling | 338.5609 | #N/A | #N/A | #N/A | #N/A | 0 | 0 | 0 | 0 | 0 | 2031.3652 | #N/A | #N/A | 88 | 77.6 | 4.4914 | #N/A | 6.2802 | 1.129% | 1 | 50% | 0% | 0% | 0% | 8.2745 | 0 | 0 | 0 | 8.2745 | #N/A
2007-08-29 17:00 | 8 | 29 | 17 | 241.667 | 5777 | 62.96 | 62.06 | 1005 | 62.96 | 0 | 2062.4506 | Cooling | 343.7418 | #N/A | #N/A | #N/A | #N/A | 0 | 0 | 0 | 0 | 0 | 2062.4506 | #N/A | #N/A | 88 | 77.96 | 4.4668 | #N/A | 6.3763 | 1.146% | 1 | 50% | 0% | 0% | 0% | 8.2745 | 0 | 0 | 0 | 8.2745 | #N/A
2007-08-29 18:00 | 8 | 29 | 18 | 241.7087 | 5778 | 64.4 | 62.96 | 1005 | 64.4 | 0 | 1956.9055 | Cooling | 326.1509 | #N/A | #N/A | #N/A | #N/A | 0 | 0 | 0 | 0 | 0 | 1956.9055 | #N/A | #N/A | 88 | 79.4 | 4.3684 | #N/A | 6.05 | 1.087% | 1 | 50% | 0% | 0% | 0% | 8.2745 | 0 | 0 | 0 | 8.2745 | #N/A
2007-08-29 19:00 | 8 | 29 | 19 | 241.7503 | 5779 | 64.04 | 62.96 | 1005 | 64.04 | 0 | 2160.4175 | Cooling | 360.0696 | #N/A | #N/A | #N/A | #N/A | 0 | 0 | 0 | 0 | 0 | 2160.4175 | #N/A | #N/A | 88 | 79.04 | 4.393 | #N/A | 6.6792 | 1.2% | 1 | 50% | 0% | 0% | 0% | 8.2745 | 0 | 0 | 0 | 8.2745 | #N/A
2007-08-29 20:00 | 8 | 29 | 20 | 241.792 | 5780 | 64.04 | 62.96 | 1005 | 64.04 | 0 | 2290.3507 | Cooling | 381.7251 | #N/A | #N/A | #N/A | #N/A | 0 | 0 | 0 | 0 | 0 | 2290.3507 | #N/A | #N/A | 88 | 79.04 | 4.393 | #N/A | 7.0809 | 1.272% | 1 | 50% | 0% | 0% | 0% | 8.2745 | 0 | 0 | 0 | 8.2745 | #N/A
2007-08-29 21:00 | 8 | 29 | 21 | 241.8337 | 5781 | 62.06 | 62.96 | 1006 | 62.06 | 0 | 1918.0262 | Cooling | 319.671 | #N/A | #N/A | #N/A | #N/A | 0 | 0 | 0 | 0 | 0 | 1918.0262 | #N/A | #N/A | 88 | 77.06 | 4.5283 | #N/A | 5.9298 | 1.066% | 1 | 50% | 0% | 0% | 0% | 8.2745 | 0 | 0 | 0 | 8.2745 | #N/A
2007-08-29 22:00 | 8 | 29 | 22 | 241.8753 | 5782 | 60.8 | 62.96 | 1006 | 60.8 | 0 | 461.3746 | Cooling | 76.8958 | #N/A | #N/A | #N/A | #N/A | 0 | 0 | 0 | 0 | 0 | 461.3746 | #N/A | #N/A | 88 | 75.8 | 4.6144 | #N/A | 1.4264 | 0.2563% | 1 | 50% | 0% | 0% | 0% | 8.2745 | 0 | 0 | 0 | 8.2745 | #N/A
2007-08-29 23:00 | 8 | 29 | 23 | 241.917 | 5783 | 60.8 | 62.06 | 1006 | 60.8 | 0 | 428.8726 | Cooling | 71.4788 | #N/A | #N/A | #N/A | #N/A | 0 | 0 | 0 | 0 | 0 | 428.8726 | #N/A | #N/A | 88 | 75.8 | 4.6144 | #N/A | 1.3259 | 0.2383% | 1 | 50% | 0% | 0% | 0% | 8.2745 | 0 | 0 | 0 | 8.2745 | #N/A
2007-08-30 | 8 | 30 | 0 | 241.9587 | 5784 | 60.8 | 60.98 | 1006 | 60.8 | 0 | 366.1862 | Cooling | 61.031 | #N/A | #N/A | #N/A | #N/A | 0 | 0 | 0 | 0 | 0 | 366.1862 | #N/A | #N/A | 88 | 75.8 | 4.6144 | #N/A | 1.1321 | 0.2034% | 1 | 50% | 0% | 0% | 0% | 8.2745 | 0 | 0 | 0 | 8.2745 | #N/A
2007-08-30 01:00 | 8 | 30 | 1 | 242.0003 | 5785 | 62.6 | 60.98 | 1006 | 62.6 | 0 | 349.4729 | Cooling | 58.2455 | #N/A | #N/A | #N/A | #N/A | 0 | 0 | 0 | 0 | 0 | 349.4729 | #N/A | #N/A | 88 | 77.6 | 4.4914 | #N/A | 1.0804 | 0.1942% | 1 | 50% | 0% | 0% | 0% | 8.2745 | 0 | 0 | 0 | 8.2745 | #N/A
2007-08-30 02:00 | 8 | 30 | 2 | 242.042 | 5786 | 62.06 | 60.08 | 1006 | 62.06 | 0 | 334.489 | Cooling | 55.7482 | #N/A | #N/A | #N/A | #N/A | 0 | 0 | 0 | 0 | 0 | 334.489 | #N/A | #N/A | 88 | 77.06 | 4.5283 | #N/A | 1.0341 | 0.1858% | 1 | 50% | 0% | 0% | 0% | 8.2745 | 0 | 0 | 0 | 8.2745 | #N/A
2007-08-30 03:00 | 8 | 30 | 3 | 242.0837 | 5787 | 60.8 | 59 | 1005 | 60.8 | 0 | 296.8123 | Cooling | 49.4687 | #N/A | #N/A | #N/A | #N/A | 0 | 0 | 0 | 0 | 0 | 296.8123 | #N/A | #N/A | 88 | 75.8 | 4.6144 | #N/A | 0.91763 | 0.1649% | 1 | 50% | 0% | 0% | 0% | 8.2745 | 0 | 0 | 0 | 8.2745 | #N/A
2007-08-30 04:00 | 8 | 30 | 4 | 242.1253 | 5788 | 60.8 | 60.08 | 1006 | 60.8 | 0 | 248.2974 | Cooling | 41.3829 | #N/A | #N/A | #N/A | #N/A | 0 | 0 | 0 | 0 | 0 | 248.2974 | #N/A | #N/A | 88 | 75.8 | 4.6144 | #N/A | 0.76764 | 0.1379% | 1 | 50% | 0% | 0% | 0% | 8.2745 | 0 | 0 | 0 | 8.2745 | #N/A
2007-08-30 05:00 | 8 | 30 | 5 | 242.167 | 5789 | 60.98 | 59 | 1006 | 60.98 | 0 | 250.592 | Cooling | 41.7653 | #N/A | #N/A | #N/A | #N/A | 0 | 0 | 0 | 0 | 0 | 250.592 | #N/A | #N/A | 88 | 75.98 | 4.6021 | #N/A | 0.77474 | 0.1392% | 1 | 50% | 0% | 0% | 0% | 8.2745 | 0 | 0 | 0 | 8.2745 | #N/A
2007-08-30 06:00 | 8 | 30 | 6 | 242.2087 | 5790 | 60.8 | 57.92 | 1006 | 60.8 | 0 | 1116.4203 | Cooling | 186.07 | #N/A | #N/A | #N/A | #N/A | 0 | 0 | 0 | 0 | 0 | 1116.4203 | #N/A | #N/A | 88 | 75.8 | 4.6144 | #N/A | 3.4516 | 0.6202% | 1 | 50% | 0% | 0% | 0% | 8.2745 | 0 | 0 | 0 | 8.2745 | #N/A
2007-08-30 07:00 | 8 | 30 | 7 | 242.2503 | 5791 | 62.96 | 59 | 1007 | 62.96 | 0 | 1292.6461 | Cooling | 215.441 | #N/A | #N/A | #N/A | #N/A | 0 | 0 | 0 | 0 | 0 | 1292.6461 | #N/A | #N/A | 88 | 77.96 | 4.4668 | #N/A | 3.9964 | 0.7181% | 1 | 50% | 0% | 0% | 0% | 8.2745 | 0 | 0 | 0 | 8.2745 | #N/A
2007-08-30 08:00 | 8 | 30 | 8 | 242.292 | 5792 | 62.96 | 62.06 | 1007 | 62.96 | 0 | 1892.9625 | Cooling | 315.4938 | #N/A | #N/A | #N/A | #N/A | 0 | 0 | 0 | 0 | 0 | 1892.9625 | #N/A | #N/A | 88 | 77.96 | 4.4668 | #N/A | 5.8523 | 1.052% | 1 | 50% | 0% | 0% | 0% | 8.2745 | 0 | 0 | 0 | 8.2745 | #N/A
2007-08-30 09:00 | 8 | 30 | 9 | 242.3337 | 5793 | 66.2 | 62.96 | 1007 | 66.2 | 0 | 2382.4075 | Cooling | 397.0679 | #N/A | #N/A | #N/A | #N/A | 0 | 0 | 0 | 0 | 0 | 2382.4075 | #N/A | #N/A | 88 | 81.2 | 4.2454 | #N/A | 7.3655 | 1.324% | 1 | 50% | 0% | 0% | 0% | 8.2745 | 0 | 0 | 0 | 8.2745 | #N/A
2007-08-30 10:00 | 8 | 30 | 10 | 242.3753 | 5794 | 69.8 | 64.04 | 1007 | 69.8 | 0 | 2270.6977 | Cooling | 378.4496 | #N/A | #N/A | #N/A | #N/A | 0 | 0 | 0 | 0 | 0 | 2270.6977 | #N/A | #N/A | 88 | 84.8 | 3.9994 | #N/A | 7.0201 | 1.261% | 1 | 50% | 0% | 0% | 0% | 8.2745 | 0 | 0 | 0 | 8.2745 | #N/A
2007-08-30 11:00 | 8 | 30 | 11 | 242.417 | 5795 | 69.98 | 64.94 | 1007 | 69.98 | 0 | 2064.0356 | Cooling | 344.0059 | #N/A | #N/A | #N/A | #N/A | 0 | 0 | 0 | 0 | 0 | 2064.0356 | #N/A | #N/A | 88 | 84.98 | 3.9871 | #N/A | 6.3812 | 1.147% | 1 | 50% | 0% | 0% | 0% | 8.2745 | 0 | 0 | 0 | 8.2745 | #N/A
2007-08-30 12:00 | 8 | 30 | 12 | 242.4587 | 5796 | 75.02 | 64.94 | 1006 | 75.02 | 0 | 1922.0001 | Cooling | 320.3333 | #N/A | #N/A | #N/A | #N/A | 0 | 0 | 0 | 0 | 0 | 1922.0001 | #N/A | #N/A | 88 | 90.02 | 3.6427 | #N/A | 5.9421 | 1.068% | 1 | 50% | 0% | 0% | 0% | 8.2745 | 0 | 0 | 0 | 8.2745 | #N/A
2007-08-30 13:00 | 8 | 30 | 13 | 242.5003 | 5797 | 73.94 | 66.92 | 1006 | 73.94 | 0 | 1994.918 | Cooling | 332.4863 | #N/A | #N/A | #N/A | #N/A | 0 | 0 | 0 | 0 | 0 | 1994.918 | #N/A | #N/A | 88 | 88.94 | 3.7165 | #N/A | 6.1675 | 1.108% | 1 | 50% | 0% | 0% | 0% | 8.2745 | 0 | 0 | 0 | 8.2745 | #N/A
2007-08-30 14:00 | 8 | 30 | 14 | 242.542 | 5798 | 73.94 | 68 | 1006 | 73.94 | 0 | 2104.6597 | Cooling | 350.7766 | #N/A | #N/A | #N/A | #N/A | 0 | 0 | 0 | 0 | 0 | 2104.6597 | #N/A | #N/A | 88 | 88.94 | 3.7165 | #N/A | 6.5068 | 1.169% | 1 | 50% | 0% | 0% | 0% | 8.2745 | 0 | 0 | 0 | 8.2745 | #N/A
2007-08-30 15:00 | 8 | 30 | 15 | 242.5837 | 5799 | 77 | 68 | 1005 | 77 | 0 | 2133.244 | Cooling | 355.5407 | #N/A | #N/A | #N/A | #N/A | 0 | 0 | 0 | 0 | 0 | 2133.244 | #N/A | #N/A | 88 | 92 | 3.5074 | #N/A | 6.5952 | 1.185% | 1 | 50% | 0% | 0% | 0% | 8.2745 | 0 | 0 | 0 | 8.2745 | #N/A
2007-08-30 16:00 | 8 | 30 | 16 | 242.6253 | 5800 | 75.92 | 68 | 1005 | 75.92 | 0 | 2215.485 | Cooling | 369.2475 | #N/A | #N/A | #N/A | #N/A | 0 | 0 | 0 | 0 | 0 | 2215.485 | #N/A | #N/A | 88 | 90.92 | 3.5812 | #N/A | 6.8494 | 1.231% | 1 | 50% | 0% | 0% | 0% | 8.2745 | 0 | 0 | 0 | 8.2745 | #N/A
2007-08-30 17:00 | 8 | 30 | 17 | 242.667 | 5801 | 75.92 | 68 | 1005 | 75.92 | 0 | 2192.1367 | Cooling | 365.3561 | #N/A | #N/A | #N/A | #N/A | 0 | 0 | 0 | 0 | 0 | 2192.1367 | #N/A | #N/A | 88 | 90.92 | 3.5812 | #N/A | 6.7773 | 1.218% | 1 | 50% | 0% | 0% | 0% | 8.2745 | 0 | 0 | 0 | 8.2745 | #N/A
2007-08-30 18:00 | 8 | 30 | 18 | 242.7087 | 5802 | 69.98 | 66.92 | 1005 | 69.98 | 0 | 2085.4725 | Cooling | 347.5788 | #N/A | #N/A | #N/A | #N/A | 0 | 0 | 0 | 0 | 0 | 2085.4725 | #N/A | #N/A | 88 | 84.98 | 3.9871 | #N/A | 6.4475 | 1.159% | 1 | 50% | 0% | 0% | 0% | 8.2745 | 0 | 0 | 0 | 8.2745 | #N/A
2007-08-30 19:00 | 8 | 30 | 19 | 242.7503 | 5803 | 66.02 | 66.92 | 1005 | 66.02 | 0 | 2361.6882 | Cooling | 393.6147 | #N/A | #N/A | #N/A | #N/A | 0 | 0 | 0 | 0 | 0 | 2361.6882 | #N/A | #N/A | 88 | 81.02 | 4.2577 | #N/A | 7.3015 | 1.312% | 1 | 50% | 0% | 0% | 0% | 8.2745 | 0 | 0 | 0 | 8.2745 | #N/A
2007-08-30 20:00 | 8 | 30 | 20 | 242.792 | 5804 | 66.02 | 68 | 1006 | 66.02 | 0 | 2601.2647 | Cooling | 433.5441 | #N/A | #N/A | #N/A | #N/A | 0 | 0 | 0 | 0 | 0 | 2601.2647 | #N/A | #N/A | 88 | 81.02 | 4.2577 | #N/A | 8.0421 | 1.445% | 1 | 50% | 0% | 0% | 0% | 8.2745 | 0 | 0 | 0 | 8.2745 | #N/A
2007-08-30 21:00 | 8 | 30 | 21 | 242.8337 | 5805 | 62.96 | 66.02 | 1006 | 62.96 | 0 | 2461.7831 | Cooling | 410.2972 | #N/A | #N/A | #N/A | #N/A | 0 | 0 | 0 | 0 | 0 | 2461.7831 | #N/A | #N/A | 88 | 77.96 | 4.4668 | #N/A | 7.6109 | 1.368% | 1 | 50% | 0% | 0% | 0% | 8.2745 | 0 | 0 | 0 | 8.2745 | #N/A
2007-08-30 22:00 | 8 | 30 | 22 | 242.8753 | 5806 | 62.06 | 66.02 | 1006 | 62.06 | 0 | 686.2471 | Cooling | 114.3745 | #N/A | #N/A | #N/A | #N/A | 0 | 0 | 0 | 0 | 0 | 686.2471 | #N/A | #N/A | 88 | 77.06 | 4.5283 | #N/A | 2.1216 | 0.3812% | 1 | 50% | 0% | 0% | 0% | 8.2745 | 0 | 0 | 0 | 8.2745 | #N/A
2007-08-30 23:00 | 8 | 30 | 23 | 242.917 | 5807 | 62.06 | 64.94 | 1006 | 62.06 | 0 | 720.7785 | Cooling | 120.1297 | #N/A | #N/A | #N/A | #N/A | 0 | 0 | 0 | 0 | 0 | 720.7785 | #N/A | #N/A | 88 | 77.06 | 4.5283 | #N/A | 2.2284 | 0.4004% | 1 | 50% | 0% | 0% | 0% | 8.2745 | 0 | 0 | 0 | 8.2745 | #N/A
2007-08-31 | 8 | 31 | 0 | 242.9587 | 5808 | 59 | 64.94 | 1006 | 59 | 0 | 496.553 | Cooling | 82.7588 | #N/A | #N/A | #N/A | #N/A | 0 | 0 | 0 | 0 | 0 | 496.553 | #N/A | #N/A | 88 | 74 | 4.7374 | #N/A | 1.5352 | 0.2759% | 1 | 50% | 0% | 0% | 0% | 8.2745 | 0 | 0 | 0 | 8.2745 | #N/A
2007-08-31 01:00 | 8 | 31 | 1 | 243.0003 | 5809 | 57.92 | 64.04 | 1006 | 57.92 | 0 | 411.1476 | Cooling | 68.5246 | #N/A | #N/A | #N/A | #N/A | 0 | 0 | 0 | 0 | 0 | 411.1476 | #N/A | #N/A | 88 | 72.92 | 4.8112 | #N/A | 1.2711 | 0.2284% | 1 | 50% | 0% | 0% | 0% | 8.2745 | 0 | 0 | 0 | 8.2745 | #N/A
2007-08-31 02:00 | 8 | 31 | 2 | 243.042 | 5810 | 57.92 | 64.04 | 1006 | 57.92 | 0 | 375.1007 | Cooling | 62.5168 | #N/A | #N/A | #N/A | #N/A | 0 | 0 | 0 | 0 | 0 | 375.1007 | #N/A | #N/A | 88 | 72.92 | 4.8112 | #N/A | 1.1597 | 0.2084% | 1 | 50% | 0% | 0% | 0% | 8.2745 | 0 | 0 | 0 | 8.2745 | #N/A
2007-08-31 03:00 | 8 | 31 | 3 | 243.0837 | 5811 | 57.02 | 64.04 | 1006 | 57.02 | 0 | 361.1813 | Cooling | 60.1969 | #N/A | #N/A | #N/A | #N/A | 0 | 0 | 0 | 0 | 0 | 361.1813 | #N/A | #N/A | 88 | 72.02 | 4.8727 | #N/A | 1.1166 | 0.2007% | 1 | 50% | 0% | 0% | 0% | 8.2745 | 0 | 0 | 0 | 8.2745 | #N/A
2007-08-31 04:00 | 8 | 31 | 4 | 243.1253 | 5812 | 55.94 | 64.04 | 1006 | 55.94 | 0 | 345.3774 | Cooling | 57.5629 | #N/A | #N/A | #N/A | #N/A | 0 | 0 | 0 | 0 | 0 | 345.3774 | #N/A | #N/A | 88 | 70.94 | 4.9465 | #N/A | 1.0678 | 0.1919% | 1 | 50% | 0% | 0% | 0% | 8.2745 | 0 | 0 | 0 | 8.2745 | #N/A
2007-08-31 05:00 | 8 | 31 | 5 | 243.167 | 5813 | 55.94 | 64.04 | 1006 | 55.94 | 0 | 388.1365 | Cooling | 64.6894 | #N/A | #N/A | #N/A | #N/A | 0 | 0 | 0 | 0 | 0 | 388.1365 | #N/A | #N/A | 88 | 70.94 | 4.9465 | #N/A | 1.2 | 0.2156% | 1 | 50% | 0% | 0% | 0% | 8.2745 | 0 | 0 | 0 | 8.2745 | #N/A
2007-08-31 06:00 | 8 | 31 | 6 | 243.2087 | 5814 | 55.04 | 64.04 | 1006 | 55.04 | 0 | 1760.341 | Cooling | 293.3902 | #N/A | #N/A | #N/A | #N/A | 0 | 0 | 0 | 0 | 0 | 1760.341 | #N/A | #N/A | 88 | 70.04 | 5.008 | #N/A | 5.4423 | 0.978% | 1 | 50% | 0% | 0% | 0% | 8.2745 | 0 | 0 | 0 | 8.2745 | #N/A
2007-08-31 07:00 | 8 | 31 | 7 | 243.2503 | 5815 | 55.04 | 66.92 | 1007 | 55.04 | 0 | 1945.057 | Cooling | 324.1762 | #N/A | #N/A | #N/A | #N/A | 0 | 0 | 0 | 0 | 0 | 1945.057 | #N/A | #N/A | 88 | 70.04 | 5.008 | #N/A | 6.0134 | 1.081% | 1 | 50% | 0% | 0% | 0% | 8.2745 | 0 | 0 | 0 | 8.2745 | #N/A
2007-08-31 08:00 | 8 | 31 | 8 | 243.292 | 5816 | 55.04 | 68 | 1007 | 55.04 | 0 | 2514.686 | Cooling | 419.1143 | #N/A | #N/A | #N/A | #N/A | 0 | 0 | 0 | 0 | 0 | 2514.686 | #N/A | #N/A | 88 | 70.04 | 5.008 | #N/A | 7.7745 | 1.397% | 1 | 50% | 0% | 0% | 0% | 8.2745 | 0 | 0 | 0 | 8.2745 | #N/A
2007-08-31 09:00 | 8 | 31 | 9 | 243.3337 | 5817 | 59 | 68 | 1008 | 59 | 0 | 2222.342 | Cooling | 370.3903 | #N/A | #N/A | #N/A | #N/A | 0 | 0 | 0 | 0 | 0 | 2222.342 | #N/A | #N/A | 88 | 74 | 4.7374 | #N/A | 6.8706 | 1.235% | 1 | 50% | 0% | 0% | 0% | 8.2745 | 0 | 0 | 0 | 8.2745 | #N/A
2007-08-31 10:00 | 8 | 31 | 10 | 243.3753 | 5818 | 60.98 | 68 | 1008 | 60.98 | 0 | 1833.3969 | Cooling | 305.5662 | #N/A | #N/A | #N/A | #N/A | 0 | 0 | 0 | 0 | 0 | 1833.3969 | #N/A | #N/A | 88 | 75.98 | 4.6021 | #N/A | 5.6682 | 1.019% | 1 | 50% | 0% | 0% | 0% | 8.2745 | 0 | 0 | 0 | 8.2745 | #N/A
2007-08-31 11:00 | 8 | 31 | 11 | 243.417 | 5819 | 60.98 | 68 | 1007 | 60.98 | 0 | 1832.8686 | Cooling | 305.4781 | #N/A | #N/A | #N/A | #N/A | 0 | 0 | 0 | 0 | 0 | 1832.8686 | #N/A | #N/A | 88 | 75.98 | 4.6021 | #N/A | 5.6665 | 1.018% | 1 | 50% | 0% | 0% | 0% | 8.2745 | 0 | 0 | 0 | 8.2745 | #N/A
2007-08-31 12:00 | 8 | 31 | 12 | 243.4587 | 5820 | 64.94 | 66.92 | 1006 | 64.94 | 0 | 1825.1488 | Cooling | 304.1915 | #N/A | #N/A | #N/A | #N/A | 0 | 0 | 0 | 0 | 0 | 1825.1488 | #N/A | #N/A | 88 | 79.94 | 4.3315 | #N/A | 5.6427 | 1.014% | 1 | 50% | 0% | 0% | 0% | 8.2745 | 0 | 0 | 0 | 8.2745 | #N/A
2007-08-31 13:00 | 8 | 31 | 13 | 243.5003 | 5821 | 64.94 | 64.04 | 1006 | 64.94 | 0 | 1788.0798 | Cooling | 298.0133 | #N/A | #N/A | #N/A | #N/A | 0 | 0 | 0 | 0 | 0 | 1788.0798 | #N/A | #N/A | 88 | 79.94 | 4.3315 | #N/A | 5.5281 | 0.9934% | 1 | 50% | 0% | 0% | 0% | 8.2745 | 0 | 0 | 0 | 8.2745 | #N/A
2007-08-31 14:00 | 8 | 31 | 14 | 243.542 | 5822 | 64.94 | 66.92 | 1005 | 64.94 | 0 | 1742.4703 | Cooling | 290.4117 | #N/A | #N/A | #N/A | #N/A | 0 | 0 | 0 | 0 | 0 | 1742.4703 | #N/A | #N/A | 88 | 79.94 | 4.3315 | #N/A | 5.3871 | 0.968% | 1 | 50% | 0% | 0% | 0% | 8.2745 | 0 | 0 | 0 | 8.2745 | #N/A
2007-08-31 15:00 | 8 | 31 | 15 | 243.5837 | 5823 | 69.08 | 66.92 | 1005 | 69.08 | 0 | 1738.6036 | Cooling | 289.7673 | #N/A | #N/A | #N/A | #N/A | 0 | 0 | 0 | 0 | 0 | 1738.6036 | #N/A | #N/A | 88 | 84.08 | 4.0486 | #N/A | 5.3751 | 0.9659% | 1 | 50% | 0% | 0% | 0% | 8.2745 | 0 | 0 | 0 | 8.2745 | #N/A
2007-08-31 16:00 | 8 | 31 | 16 | 243.6253 | 5824 | 68 | 66.02 | 1005 | 68 | 0 | 1755.6642 | Cooling | 292.6107 | #N/A | #N/A | #N/A | #N/A | 0 | 0 | 0 | 0 | 0 | 1755.6642 | #N/A | #N/A | 88 | 83 | 4.1224 | #N/A | 5.4279 | 0.9754% | 1 | 50% | 0% | 0% | 0% | 8.2745 | 0 | 0 | 0 | 8.2745 | #N/A
2007-08-31 17:00 | 8 | 31 | 17 | 243.667 | 5825 | 68 | 66.02 | 1004 | 68 | 0 | 1726.4719 | Cooling | 287.7453 | #N/A | #N/A | #N/A | #N/A | 0 | 0 | 0 | 0 | 0 | 1726.4719 | #N/A | #N/A | 88 | 83 | 4.1224 | #N/A | 5.3376 | 0.9592% | 1 | 50% | 0% | 0% | 0% | 8.2745 | 0 | 0 | 0 | 8.2745 | #N/A
2007-08-31 18:00 | 8 | 31 | 18 | 243.7087 | 5826 | 64.94 | 66.02 | 1004 | 64.94 | 0 | 637.8255 | Cooling | 106.3042 | #N/A | #N/A | #N/A | #N/A | 0 | 0 | 0 | 0 | 0 | 637.8255 | #N/A | #N/A | 88 | 79.94 | 4.3315 | #N/A | 1.9719 | 0.3543% | 1 | 50% | 0% | 0% | 0% | 8.2745 | 0 | 0 | 0 | 8.2745 | #N/A
2007-08-31 19:00 | 8 | 31 | 19 | 243.7503 | 5827 | 58.64 | 66.02 | 1004 | 58.64 | 0 | 1009.3633 | Cooling | 168.2272 | #N/A | #N/A | #N/A | #N/A | 0 | 0 | 0 | 0 | 0 | 1009.3633 | #N/A | #N/A | 88 | 73.64 | 4.762 | #N/A | 3.1206 | 0.5608% | 1 | 50% | 0% | 0% | 0% | 8.2745 | 0 | 0 | 0 | 8.2745 | #N/A
2007-08-31 20:00 | 8 | 31 | 20 | 243.792 | 5828 | 57.38 | 66.92 | 1005 | 57.38 | 0 | 1538.2301 | Cooling | 256.3717 | #N/A | #N/A | #N/A | #N/A | 0 | 0 | 0 | 0 | 0 | 1538.2301 | #N/A | #N/A | 88 | 72.38 | 4.8481 | #N/A | 4.7556 | 0.8546% | 1 | 50% | 0% | 0% | 0% | 8.2745 | 0 | 0 | 0 | 8.2745 | #N/A
2007-08-31 21:00 | 8 | 31 | 21 | 243.8337 | 5829 | 55.76 | 66.92 | 1004 | 55.76 | 0 | 1108.0148 | Cooling | 184.6691 | #N/A | #N/A | #N/A | #N/A | 0 | 0 | 0 | 0 | 0 | 1108.0148 | #N/A | #N/A | 88 | 70.76 | 4.9588 | #N/A | 3.4256 | 0.6156% | 1 | 50% | 0% | 0% | 0% | 8.2745 | 0 | 0 | 0 | 8.2745 | #N/A
2007-08-31 22:00 | 8 | 31 | 22 | 243.8753 | 5830 | 55.76 | 66.92 | 1004 | 55.76 | 0 | 989.8594 | Cooling | 164.9766 | #N/A | #N/A | #N/A | #N/A | 0 | 0 | 0 | 0 | 0 | 989.8594 | #N/A | #N/A | 88 | 70.76 | 4.9588 | #N/A | 3.0603 | 0.5499% | 1 | 50% | 0% | 0% | 0% | 8.2745 | 0 | 0 | 0 | 8.2745 | #N/A
2007-08-31 23:00 | 8 | 31 | 23 | 243.917 | 5831 | 55.94 | 66.92 | 1004 | 55.94 | 0 | 828.5541 | Cooling | 138.0923 | #N/A | #N/A | #N/A | #N/A | 0 | 0 | 0 | 0 | 0 | 828.5541 | #N/A | #N/A | 88 | 70.94 | 4.9465 | #N/A | 2.5616 | 0.4603% | 1 | 50% | 0% | 0% | 0% | 8.2745 | 0 | 0 | 0 | 8.2745 | #N/A
2007-09-01 | 9 | 1 | 0 | 243.9587 | 5832 | 55.76 | 66.92 | 1004 | 55.76 | 0 | 709.9222 | Cooling | 118.3204 | #N/A | #N/A | #N/A | #N/A | 0 | 0 | 0 | 0 | 0 | 709.9222 | #N/A | #N/A | 88 | 70.76 | 4.9588 | #N/A | 2.1948 | 0.3944% | 1 | 50% | 0% | 0% | 0% | 8.2745 | 0 | 0 | 0 | 8.2745 | #N/A
2007-09-01 01:00 | 9 | 1 | 1 | 244.0003 | 5833 | 55.76 | 66.92 | 1005 | 55.76 | 0 | 602.6394 | Cooling | 100.4399 | #N/A | #N/A | #N/A | #N/A | 0 | 0 | 0 | 0 | 0 | 602.6394 | #N/A | #N/A | 88 | 70.76 | 4.9588 | #N/A | 1.8631 | 0.3348% | 1 | 50% | 0% | 0% | 0% | 8.2745 | 0 | 0 | 0 | 8.2745 | #N/A
2007-09-01 02:00 | 9 | 1 | 2 | 244.042 | 5834 | 55.04 | 66.92 | 1005 | 55.04 | 0 | 497.0074 | Cooling | 82.8346 | #N/A | #N/A | #N/A | #N/A | 0 | 0 | 0 | 0 | 0 | 497.0074 | #N/A | #N/A | 88 | 70.04 | 5.008 | #N/A | 1.5366 | 0.2761% | 1 | 50% | 0% | 0% | 0% | 8.2745 | 0 | 0 | 0 | 8.2745 | #N/A
2007-09-01 03:00 | 9 | 1 | 3 | 244.0837 | 5835 | 53.96 | 66.92 | 1005 | 53.96 | 0 | 423.2287 | Cooling | 70.5381 | #N/A | #N/A | #N/A | #N/A | 0 | 0 | 0 | 0 | 0 | 423.2287 | #N/A | #N/A | 88 | 68.96 | 5.0818 | #N/A | 1.3085 | 0.2351% | 1 | 50% | 0% | 0% | 0% | 8.2745 | 0 | 0 | 0 | 8.2745 | #N/A
2007-09-01 04:00 | 9 | 1 | 4 | 244.1253 | 5836 | 55.04 | 66.92 | 1005 | 55.04 | 0 | 369.6615 | Cooling | 61.6103 | #N/A | #N/A | #N/A | #N/A | 0 | 0 | 0 | 0 | 0 | 369.6615 | #N/A | #N/A | 88 | 70.04 | 5.008 | #N/A | 1.1429 | 0.2054% | 1 | 50% | 0% | 0% | 0% | 8.2745 | 0 | 0 | 0 | 8.2745 | #N/A
2007-09-01 05:00 | 9 | 1 | 5 | 244.167 | 5837 | 56.3 | 68 | 1004 | 56.3 | 0 | 435.6937 | Cooling | 72.6156 | #N/A | #N/A | #N/A | #N/A | 0 | 0 | 0 | 0 | 0 | 435.6937 | #N/A | #N/A | 88 | 71.3 | 4.9219 | #N/A | 1.347 | 0.2421% | 1 | 50% | 0% | 0% | 0% | 8.2745 | 0 | 0 | 0 | 8.2745 | #N/A
2007-09-01 06:00 | 9 | 1 | 6 | 244.2087 | 5838 | 58.46 | 66.92 | 1004 | 58.46 | 0 | 579.4109 | Cooling | 96.5685 | #N/A | #N/A | #N/A | #N/A | 0 | 0 | 0 | 0 | 0 | 579.4109 | #N/A | #N/A | 88 | 73.46 | 4.7743 | #N/A | 1.7913 | 0.3219% | 1 | 50% | 0% | 0% | 0% | 8.2745 | 0 | 0 | 0 | 8.2745 | #N/A
2007-09-01 07:00 | 9 | 1 | 7 | 244.2503 | 5839 | 59 | 69.08 | 1004 | 59 | 0 | 998.8105 | Cooling | 166.4684 | #N/A | #N/A | #N/A | #N/A | 0 | 0 | 0 | 0 | 0 | 998.8105 | #N/A | #N/A | 88 | 74 | 4.7374 | #N/A | 3.0879 | 0.5549% | 1 | 50% | 0% | 0% | 0% | 8.2745 | 0 | 0 | 0 | 8.2745 | #N/A
2007-09-01 08:00 | 9 | 1 | 8 | 244.292 | 5840 | 59 | 69.08 | 1005 | 59 | 0 | 1464.4093 | Cooling | 244.0682 | #N/A | #N/A | #N/A | #N/A | 0 | 0 | 0 | 0 | 0 | 1464.4093 | #N/A | #N/A | 88 | 74 | 4.7374 | #N/A | 4.5274 | 0.8136% | 1 | 50% | 0% | 0% | 0% | 8.2745 | 0 | 0 | 0 | 8.2745 | #N/A
2007-09-01 09:00 | 9 | 1 | 9 | 244.3337 | 5841 | 62.96 | 69.08 | 1005 | 62.96 | 0 | 1812.7131 | Cooling | 302.1188 | #N/A | #N/A | #N/A | #N/A | 0 | 0 | 0 | 0 | 0 | 1812.7131 | #N/A | #N/A | 88 | 77.96 | 4.4668 | #N/A | 5.6042 | 1.007% | 1 | 50% | 0% | 0% | 0% | 8.2745 | 0 | 0 | 0 | 8.2745 | #N/A
2007-09-01 10:00 | 9 | 1 | 10 | 244.3753 | 5842 | 66.92 | 69.08 | 1005 | 66.92 | 0 | 945.1716 | Cooling | 157.5286 | #N/A | #N/A | #N/A | #N/A | 0 | 0 | 0 | 0 | 0 | 945.1716 | #N/A | #N/A | 88 | 81.92 | 4.1962 | #N/A | 2.9221 | 0.5251% | 1 | 50% | 0% | 0% | 0% | 8.2745 | 0 | 0 | 0 | 8.2745 | #N/A
2007-09-01 11:00 | 9 | 1 | 11 | 244.417 | 5843 | 66.92 | 69.08 | 1004 | 66.92 | 0 | 580.3071 | Cooling | 96.7179 | #N/A | #N/A | #N/A | #N/A | 0 | 0 | 0 | 0 | 0 | 580.3071 | #N/A | #N/A | 88 | 81.92 | 4.1962 | #N/A | 1.7941 | 0.3224% | 1 | 50% | 0% | 0% | 0% | 8.2745 | 0 | 0 | 0 | 8.2745 | #N/A
2007-09-01 12:00 | 9 | 1 | 12 | 244.4587 | 5844 | 69.08 | 69.98 | 1004 | 69.08 | 0 | 619.6087 | Cooling | 103.2681 | #N/A | #N/A | #N/A | #N/A | 0 | 0 | 0 | 0 | 0 | 619.6087 | #N/A | #N/A | 88 | 84.08 | 4.0486 | #N/A | 1.9156 | 0.3442% | 1 | 50% | 0% | 0% | 0% | 8.2745 | 0 | 0 | 0 | 8.2745 | #N/A
2007-09-01 13:00 | 9 | 1 | 13 | 244.5003 | 5845 | 71.96 | 69.08 | 1003 | 71.96 | 0 | 746.9272 | Cooling | 124.4879 | #N/A | #N/A | #N/A | #N/A | 0 | 0 | 0 | 0 | 0 | 746.9272 | #N/A | #N/A | 88 | 86.96 | 3.8518 | #N/A | 2.3092 | 0.415% | 1 | 50% | 0% | 0% | 0% | 8.2745 | 0 | 0 | 0 | 8.2745 | #N/A
2007-09-01 14:00 | 9 | 1 | 14 | 244.542 | 5846 | 71.96 | 71.06 | 1002 | 71.96 | 0 | 720.7617 | Cooling | 120.127 | #N/A | #N/A | #N/A | #N/A | 0 | 0 | 0 | 0 | 0 | 720.7617 | #N/A | #N/A | 88 | 86.96 | 3.8518 | #N/A | 2.2283 | 0.4004% | 1 | 50% | 0% | 0% | 0% | 8.2745 | 0 | 0 | 0 | 8.2745 | #N/A
2007-09-01 15:00 | 9 | 1 | 15 | 244.5837 | 5847 | 73.04 | 69.98 | 1002 | 73.04 | 0 | 799.5957 | Cooling | 133.266 | #N/A | #N/A | #N/A | #N/A | 0 | 0 | 0 | 0 | 0 | 799.5957 | #N/A | #N/A | 88 | 88.04 | 3.778 | #N/A | 2.4721 | 0.4442% | 1 | 50% | 0% | 0% | 0% | 8.2745 | 0 | 0 | 0 | 8.2745 | #N/A
2007-09-01 16:00 | 9 | 1 | 16 | 244.6253 | 5848 | 73.04 | 69.98 | 1002 | 73.04 | 0 | 914.6425 | Cooling | 152.4404 | #N/A | #N/A | #N/A | #N/A | 0 | 0 | 0 | 0 | 0 | 914.6425 | #N/A | #N/A | 88 | 88.04 | 3.778 | #N/A | 2.8277 | 0.5081% | 1 | 50% | 0% | 0% | 0% | 8.2745 | 0 | 0 | 0 | 8.2745 | #N/A
2007-09-01 17:00 | 9 | 1 | 17 | 244.667 | 5849 | 73.04 | 69.98 | 1002 | 73.04 | 0 | 966.0574 | Cooling | 161.0096 | #N/A | #N/A | #N/A | #N/A | 0 | 0 | 0 | 0 | 0 | 966.0574 | #N/A | #N/A | 88 | 88.04 | 3.778 | #N/A | 2.9867 | 0.5367% | 1 | 50% | 0% | 0% | 0% | 8.2745 | 0 | 0 | 0 | 8.2745 | #N/A
2007-09-01 18:00 | 9 | 1 | 18 | 244.7087 | 5850 | 69.98 | 69.98 | 1002 | 69.98 | 0 | 908.6457 | Cooling | 151.4409 | #N/A | #N/A | #N/A | #N/A | 0 | 0 | 0 | 0 | 0 | 908.6457 | #N/A | #N/A | 88 | 84.98 | 3.9871 | #N/A | 2.8092 | 0.5048% | 1 | 50% | 0% | 0% | 0% | 8.2745 | 0 | 0 | 0 | 8.2745 | #N/A
2007-09-01 19:00 | 9 | 1 | 19 | 244.7503 | 5851 | 66.02 | 71.06 | 1002 | 66.02 | 0 | 1610.4573 | Cooling | 268.4095 | #N/A | #N/A | #N/A | #N/A | 0 | 0 | 0 | 0 | 0 | 1610.4573 | #N/A | #N/A | 88 | 81.02 | 4.2577 | #N/A | 4.9789 | 0.8947% | 1 | 50% | 0% | 0% | 0% | 8.2745 | 0 | 0 | 0 | 8.2745 | #N/A
2007-09-01 20:00 | 9 | 1 | 20 | 244.792 | 5852 | 66.02 | 69.98 | 1002 | 66.02 | 0 | 1402.2635 | Cooling | 233.7106 | #N/A | #N/A | #N/A | #N/A | 0 | 0 | 0 | 0 | 0 | 1402.2635 | #N/A | #N/A | 88 | 81.02 | 4.2577 | #N/A | 4.3353 | 0.779% | 1 | 50% | 0% | 0% | 0% | 8.2745 | 0 | 0 | 0 | 8.2745 | #N/A
2007-09-01 21:00 | 9 | 1 | 21 | 244.8337 | 5853 | 60.08 | 69.98 | 1002 | 60.08 | 0 | 1205.0524 | Cooling | 200.8421 | #N/A | #N/A | #N/A | #N/A | 0 | 0 | 0 | 0 | 0 | 1205.0524 | #N/A | #N/A | 88 | 75.08 | 4.6636 | #N/A | 3.7256 | 0.6695% | 1 | 50% | 0% | 0% | 0% | 8.2745 | 0 | 0 | 0 | 8.2745 | #N/A
2007-09-01 22:00 | 9 | 1 | 22 | 244.8753 | 5854 | 57.02 | 69.08 | 1002 | 57.02 | 0 | 957.9458 | Cooling | 159.6576 | #N/A | #N/A | #N/A | #N/A | 0 | 0 | 0 | 0 | 0 | 957.9458 | #N/A | #N/A | 88 | 72.02 | 4.8727 | #N/A | 2.9616 | 0.5322% | 1 | 50% | 0% | 0% | 0% | 8.2745 | 0 | 0 | 0 | 8.2745 | #N/A
2007-09-01 23:00 | 9 | 1 | 23 | 244.917 | 5855 | 57.02 | 69.98 | 1002 | 57.02 | 0 | 878.6018 | Cooling | 146.4336 | #N/A | #N/A | #N/A | #N/A | 0 | 0 | 0 | 0 | 0 | 878.6018 | #N/A | #N/A | 88 | 72.02 | 4.8727 | #N/A | 2.7163 | 0.4881% | 1 | 50% | 0% | 0% | 0% | 8.2745 | 0 | 0 | 0 | 8.2745 | #N/A
2007-09-02 | 9 | 2 | 0 | 244.9587 | 5856 | 55.94 | 69.08 | 1002 | 55.94 | 0 | 1004.4891 | Cooling | 167.4148 | #N/A | #N/A | #N/A | #N/A | 0 | 0 | 0 | 0 | 0 | 1004.4891 | #N/A | #N/A | 88 | 70.94 | 4.9465 | #N/A | 3.1055 | 0.558% | 1 | 50% | 0% | 0% | 0% | 8.2745 | 0 | 0 | 0 | 8.2745 | #N/A
2007-09-02 01:00 | 9 | 2 | 1 | 245.0003 | 5857 | 53.96 | 69.08 | 1001 | 53.96 | 0 | 708.5595 | Cooling | 118.0932 | #N/A | #N/A | #N/A | #N/A | 0 | 0 | 0 | 0 | 0 | 708.5595 | #N/A | #N/A | 88 | 68.96 | 5.0818 | #N/A | 2.1906 | 0.3936% | 1 | 50% | 0% | 0% | 0% | 8.2745 | 0 | 0 | 0 | 8.2745 | #N/A
2007-09-02 02:00 | 9 | 2 | 2 | 245.042 | 5858 | 53.96 | 69.08 | 1001 | 53.96 | 0 | 553.2291 | Cooling | 92.2049 | #N/A | #N/A | #N/A | #N/A | 0 | 0 | 0 | 0 | 0 | 553.2291 | #N/A | #N/A | 88 | 68.96 | 5.0818 | #N/A | 1.7104 | 0.3073% | 1 | 50% | 0% | 0% | 0% | 8.2745 | 0 | 0 | 0 | 8.2745 | #N/A
2007-09-02 03:00 | 9 | 2 | 3 | 245.0837 | 5859 | 48.92 | 66.92 | 1001 | 48.92 | 0 | 446.6836 | Cooling | 74.4473 | #N/A | #N/A | #N/A | #N/A | 0 | 0 | 0 | 0 | 0 | 446.6836 | #N/A | #N/A | 88 | 63.92 | 5.4262 | #N/A | 1.381 | 0.2482% | 1 | 50% | 0% | 0% | 0% | 8.2745 | 0 | 0 | 0 | 8.2745 | #N/A
2007-09-02 04:00 | 9 | 2 | 4 | 245.1253 | 5860 | 48.02 | 68 | 1001 | 48.02 | 0 | 415.6839 | Cooling | 69.2807 | #N/A | #N/A | #N/A | #N/A | 0 | 0 | 0 | 0 | 0 | 415.6839 | #N/A | #N/A | 88 | 63.02 | 5.4877 | #N/A | 1.2851 | 0.2309% | 1 | 50% | 0% | 0% | 0% | 8.2745 | 0 | 0 | 0 | 8.2745 | #N/A
2007-09-02 05:00 | 9 | 2 | 5 | 245.167 | 5861 | 48.02 | 68 | 1001 | 48.02 | 0 | 492.0371 | Cooling | 82.0062 | #N/A | #N/A | #N/A | #N/A | 0 | 0 | 0 | 0 | 0 | 492.0371 | #N/A | #N/A | 88 | 63.02 | 5.4877 | #N/A | 1.5212 | 0.2734% | 1 | 50% | 0% | 0% | 0% | 8.2745 | 0 | 0 | 0 | 8.2745 | #N/A
2007-09-02 06:00 | 9 | 2 | 6 | 245.2087 | 5862 | 46.94 | 66.92 | 1001 | 46.94 | 0 | 2203.0356 | Cooling | 367.1726 | #N/A | #N/A | #N/A | #N/A | 0 | 0 | 0 | 0 | 0 | 2203.0356 | #N/A | #N/A | 88 | 61.94 | 5.5615 | #N/A | 6.811 | 1.224% | 1 | 50% | 0% | 0% | 0% | 8.2745 | 0 | 0 | 0 | 8.2745 | #N/A
2007-09-02 07:00 | 9 | 2 | 7 | 245.2503 | 5863 | 53.06 | 69.08 | 1001 | 53.06 | 0 | 2397.2737 | Cooling | 399.5456 | #N/A | #N/A | #N/A | #N/A | 0 | 0 | 0 | 0 | 0 | 2397.2737 | #N/A | #N/A | 88 | 68.06 | 5.1433 | #N/A | 7.4115 | 1.332% | 1 | 50% | 0% | 0% | 0% | 8.2745 | 0 | 0 | 0 | 8.2745 | #N/A
2007-09-02 08:00 | 9 | 2 | 8 | 245.292 | 5864 | 53.06 | 69.08 | 1001 | 53.06 | 0 | 2679.2867 | Cooling | 446.5478 | #N/A | #N/A | #N/A | #N/A | 0 | 0 | 0 | 0 | 0 | 2679.2867 | #N/A | #N/A | 88 | 68.06 | 5.1433 | #N/A | 8.2834 | 1.488% | 1 | 50% | 0% | 0% | 0% | 8.2745 | 0 | 0 | 0 | 8.2745 | #N/A
2007-09-02 09:00 | 9 | 2 | 9 | 245.3337 | 5865 | 60.98 | 71.06 | 1002 | 60.98 | 0 | 2657.2605 | Cooling | 442.8768 | #N/A | #N/A | #N/A | #N/A | 0 | 0 | 0 | 0 | 0 | 2657.2605 | #N/A | #N/A | 88 | 75.98 | 4.6021 | #N/A | 8.2153 | 1.476% | 1 | 50% | 0% | 0% | 0% | 8.2745 | 0 | 0 | 0 | 8.2745 | #N/A
2007-09-02 10:00 | 9 | 2 | 10 | 245.3753 | 5866 | 66.02 | 69.98 | 1001 | 66.02 | 0 | 2365.828 | Cooling | 394.3047 | #N/A | #N/A | #N/A | #N/A | 0 | 0 | 0 | 0 | 0 | 2365.828 | #N/A | #N/A | 88 | 81.02 | 4.2577 | #N/A | 7.3143 | 1.314% | 1 | 50% | 0% | 0% | 0% | 8.2745 | 0 | 0 | 0 | 8.2745 | #N/A
2007-09-02 11:00 | 9 | 2 | 11 | 245.417 | 5867 | 66.02 | 71.96 | 1001 | 66.02 | 0 | 2228.0765 | Cooling | 371.3461 | #N/A | #N/A | #N/A | #N/A | 0 | 0 | 0 | 0 | 0 | 2228.0765 | #N/A | #N/A | 88 | 81.02 | 4.2577 | #N/A | 6.8884 | 1.238% | 1 | 50% | 0% | 0% | 0% | 8.2745 | 0 | 0 | 0 | 8.2745 | #N/A
2007-09-02 12:00 | 9 | 2 | 12 | 245.4587 | 5868 | 69.98 | 71.96 | 1000 | 69.98 | 0 | 2154.3826 | Cooling | 359.0638 | #N/A | #N/A | #N/A | #N/A | 0 | 0 | 0 | 0 | 0 | 2154.3826 | #N/A | #N/A | 88 | 84.98 | 3.9871 | #N/A | 6.6605 | 1.197% | 1 | 50% | 0% | 0% | 0% | 8.2745 | 0 | 0 | 0 | 8.2745 | #N/A
2007-09-02 13:00 | 9 | 2 | 13 | 245.5003 | 5869 | 73.04 | 71.96 | 1000 | 73.04 | 0 | 2251.2288 | Cooling | 375.2048 | #N/A | #N/A | #N/A | #N/A | 0 | 0 | 0 | 0 | 0 | 2251.2288 | #N/A | #N/A | 88 | 88.04 | 3.778 | #N/A | 6.96 | 1.251% | 1 | 50% | 0% | 0% | 0% | 8.2745 | 0 | 0 | 0 | 8.2745 | #N/A
2007-09-02 14:00 | 9 | 2 | 14 | 245.542 | 5870 | 73.04 | 71.06 | 1000 | 73.04 | 0 | 2410.0829 | Cooling | 401.6805 | #N/A | #N/A | #N/A | #N/A | 0 | 0 | 0 | 0 | 0 | 2410.0829 | #N/A | #N/A | 88 | 88.04 | 3.778 | #N/A | 7.4511 | 1.339% | 1 | 50% | 0% | 0% | 0% | 8.2745 | 0 | 0 | 0 | 8.2745 | #N/A
2007-09-02 15:00 | 9 | 2 | 15 | 245.5837 | 5871 | 75.92 | 69.98 | 1000 | 75.92 | 0 | 2355.5021 | Cooling | 392.5837 | #N/A | #N/A | #N/A | #N/A | 0 | 0 | 0 | 0 | 0 | 2355.5021 | #N/A | #N/A | 88 | 90.92 | 3.5812 | #N/A | 7.2823 | 1.309% | 1 | 50% | 0% | 0% | 0% | 8.2745 | 0 | 0 | 0 | 8.2745 | #N/A
2007-09-02 16:00 | 9 | 2 | 16 | 245.6253 | 5872 | 75.92 | 68 | 1000 | 75.92 | 0 | 2676.4898 | Cooling | 446.0816 | #N/A | #N/A | #N/A | #N/A | 0 | 0 | 0 | 0 | 0 | 2676.4898 | #N/A | #N/A | 88 | 90.92 | 3.5812 | #N/A | 8.2747 | 1.487% | 1 | 50% | 0% | 0% | 0% | 8.2745 | 0 | 0 | 0 | 8.2745 | #N/A
2007-09-02 17:00 | 9 | 2 | 17 | 245.667 | 5873 | 75.92 | 66.02 | 1000 | 75.92 | 0 | 2681.503 | Cooling | 446.9172 | #N/A | #N/A | #N/A | #N/A | 0 | 0 | 0 | 0 | 0 | 2681.503 | #N/A | #N/A | 88 | 90.92 | 3.5812 | #N/A | 8.2902 | 1.49% | 1 | 50% | 0% | 0% | 0% | 8.2745 | 0 | 0 | 0 | 8.2745 | #N/A
2007-09-02 18:00 | 9 | 2 | 18 | 245.7087 | 5874 | 71.96 | 66.02 | 999 | 71.96 | 0 | 2518.3127 | Cooling | 419.7188 | #N/A | #N/A | #N/A | #N/A | 0 | 0 | 0 | 0 | 0 | 2518.3127 | #N/A | #N/A | 88 | 86.96 | 3.8518 | #N/A | 7.7857 | 1.399% | 1 | 50% | 0% | 0% | 0% | 8.2745 | 0 | 0 | 0 | 8.2745 | #N/A
2007-09-02 19:00 | 9 | 2 | 19 | 245.7503 | 5875 | 69.98 | 64.94 | 1000 | 69.98 | 0 | 2334.8441 | Cooling | 389.1407 | #N/A | #N/A | #N/A | #N/A | 0 | 0 | 0 | 0 | 0 | 2334.8441 | #N/A | #N/A | 88 | 84.98 | 3.9871 | #N/A | 7.2185 | 1.297% | 1 | 50% | 0% | 0% | 0% | 8.2745 | 0 | 0 | 0 | 8.2745 | #N/A
2007-09-02 20:00 | 9 | 2 | 20 | 245.792 | 5876 | 69.98 | 64.94 | 1000 | 69.98 | 0 | 2083.0035 | Cooling | 347.1672 | #N/A | #N/A | #N/A | #N/A | 0 | 0 | 0 | 0 | 0 | 2083.0035 | #N/A | #N/A | 88 | 84.98 | 3.9871 | #N/A | 6.4399 | 1.157% | 1 | 50% | 0% | 0% | 0% | 8.2745 | 0 | 0 | 0 | 8.2745 | #N/A
2007-09-02 21:00 | 9 | 2 | 21 | 245.8337 | 5877 | 62.96 | 64.04 | 1000 | 62.96 | 0 | 1836.2603 | Cooling | 306.0434 | #N/A | #N/A | #N/A | #N/A | 0 | 0 | 0 | 0 | 0 | 1836.2603 | #N/A | #N/A | 88 | 77.96 | 4.4668 | #N/A | 5.677 | 1.02% | 1 | 50% | 0% | 0% | 0% | 8.2745 | 0 | 0 | 0 | 8.2745 | #N/A
2007-09-02 22:00 | 9 | 2 | 22 | 245.8753 | 5878 | 62.96 | 62.96 | 1000 | 62.96 | 0 | 350.7031 | Cooling | 58.4505 | #N/A | #N/A | #N/A | #N/A | 0 | 0 | 0 | 0 | 0 | 350.7031 | #N/A | #N/A | 88 | 77.96 | 4.4668 | #N/A | 1.0842 | 0.1948% | 1 | 50% | 0% | 0% | 0% | 8.2745 | 0 | 0 | 0 | 8.2745 | #N/A
2007-09-02 23:00 | 9 | 2 | 23 | 245.917 | 5879 | 62.96 | 62.06 | 1000 | 62.96 | 0 | 387.8642 | Cooling | 64.644 | #N/A | #N/A | #N/A | #N/A | 0 | 0 | 0 | 0 | 0 | 387.8642 | #N/A | #N/A | 88 | 77.96 | 4.4668 | #N/A | 1.1991 | 0.2155% | 1 | 50% | 0% | 0% | 0% | 8.2745 | 0 | 0 | 0 | 8.2745 | #N/A
2007-09-03 | 9 | 3 | 0 | 245.9587 | 5880 | 59 | 60.98 | 1001 | 59 | 0 | 336.1511 | Cooling | 56.0252 | #N/A | #N/A | #N/A | #N/A | 0 | 0 | 0 | 0 | 0 | 336.1511 | #N/A | #N/A | 88 | 74 | 4.7374 | #N/A | 1.0393 | 0.1868% | 1 | 50% | 0% | 0% | 0% | 8.2745 | 0 | 0 | 0 | 8.2745 | #N/A
2007-09-03 01:00 | 9 | 3 | 1 | 246.0003 | 5881 | 60.08 | 60.98 | 1001 | 60.08 | 0 | 294.592 | Cooling | 49.0987 | #N/A | #N/A | #N/A | #N/A | 0 | 0 | 0 | 0 | 0 | 294.592 | #N/A | #N/A | 88 | 75.08 | 4.6636 | #N/A | 0.91077 | 0.1637% | 1 | 50% | 0% | 0% | 0% | 8.2745 | 0 | 0 | 0 | 8.2745 | #N/A
2007-09-03 02:00 | 9 | 3 | 2 | 246.042 | 5882 | 60.08 | 62.06 | 1000 | 60.08 | 0 | 309.2034 | Cooling | 51.5339 | #N/A | #N/A | #N/A | #N/A | 0 | 0 | 0 | 0 | 0 | 309.2034 | #N/A | #N/A | 88 | 75.08 | 4.6636 | #N/A | 0.95594 | 0.1718% | 1 | 50% | 0% | 0% | 0% | 8.2745 | 0 | 0 | 0 | 8.2745 | #N/A
2007-09-03 03:00 | 9 | 3 | 3 | 246.0837 | 5883 | 60.08 | 60.98 | 1000 | 60.08 | 0 | 290.9512 | Cooling | 48.4919 | #N/A | #N/A | #N/A | #N/A | 0 | 0 | 0 | 0 | 0 | 290.9512 | #N/A | #N/A | 88 | 75.08 | 4.6636 | #N/A | 0.89951 | 0.1616% | 1 | 50% | 0% | 0% | 0% | 8.2745 | 0 | 0 | 0 | 8.2745 | #N/A
2007-09-03 04:00 | 9 | 3 | 4 | 246.1253 | 5884 | 59 | 60.98 | 1000 | 59 | 0 | 266.9984 | Cooling | 44.4997 | #N/A | #N/A | #N/A | #N/A | 0 | 0 | 0 | 0 | 0 | 266.9984 | #N/A | #N/A | 88 | 74 | 4.7374 | #N/A | 0.82546 | 0.1483% | 1 | 50% | 0% | 0% | 0% | 8.2745 | 0 | 0 | 0 | 8.2745 | #N/A
2007-09-03 05:00 | 9 | 3 | 5 | 246.167 | 5885 | 59 | 60.08 | 1000 | 59 | 0 | 284.1405 | Cooling | 47.3567 | #N/A | #N/A | #N/A | #N/A | 0 | 0 | 0 | 0 | 0 | 284.1405 | #N/A | #N/A | 88 | 74 | 4.7374 | #N/A | 0.87846 | 0.1579% | 1 | 50% | 0% | 0% | 0% | 8.2745 | 0 | 0 | 0 | 8.2745 | #N/A
2007-09-03 06:00 | 9 | 3 | 6 | 246.2087 | 5886 | 57.92 | 60.08 | 1001 | 57.92 | 0 | 1315.1996 | Cooling | 219.1999 | #N/A | #N/A | #N/A | #N/A | 0 | 0 | 0 | 0 | 0 | 1315.1996 | #N/A | #N/A | 88 | 72.92 | 4.8112 | #N/A | 4.0661 | 0.7307% | 1 | 50% | 0% | 0% | 0% | 8.2745 | 0 | 0 | 0 | 8.2745 | #N/A
2007-09-03 07:00 | 9 | 3 | 7 | 246.2503 | 5887 | 60.98 | 60.08 | 1001 | 60.98 | 0 | 1315.8188 | Cooling | 219.3031 | #N/A | #N/A | #N/A | #N/A | 0 | 0 | 0 | 0 | 0 | 1315.8188 | #N/A | #N/A | 88 | 75.98 | 4.6021 | #N/A | 4.068 | 0.731% | 1 | 50% | 0% | 0% | 0% | 8.2745 | 0 | 0 | 0 | 8.2745 | #N/A
2007-09-03 08:00 | 9 | 3 | 8 | 246.292 | 5888 | 60.98 | 60.98 | 1000 | 60.98 | 0 | 1540.1338 | Cooling | 256.689 | #N/A | #N/A | #N/A | #N/A | 0 | 0 | 0 | 0 | 0 | 1540.1338 | #N/A | #N/A | 88 | 75.98 | 4.6021 | #N/A | 4.7615 | 0.8556% | 1 | 50% | 0% | 0% | 0% | 8.2745 | 0 | 0 | 0 | 8.2745 | #N/A
2007-09-03 09:00 | 9 | 3 | 9 | 246.3337 | 5889 | 66.92 | 60.08 | 1000 | 66.92 | 0 | 1627.8889 | Cooling | 271.3148 | #N/A | #N/A | #N/A | #N/A | 0 | 0 | 0 | 0 | 0 | 1627.8889 | #N/A | #N/A | 88 | 81.92 | 4.1962 | #N/A | 5.0328 | 0.9044% | 1 | 50% | 0% | 0% | 0% | 8.2745 | 0 | 0 | 0 | 8.2745 | #N/A
2007-09-03 10:00 | 9 | 3 | 10 | 246.3753 | 5890 | 71.06 | 60.08 | 1001 | 71.06 | 0 | 1646.8289 | Cooling | 274.4715 | #N/A | #N/A | #N/A | #N/A | 0 | 0 | 0 | 0 | 0 | 1646.8289 | #N/A | #N/A | 88 | 86.06 | 3.9133 | #N/A | 5.0914 | 0.9149% | 1 | 50% | 0% | 0% | 0% | 8.2745 | 0 | 0 | 0 | 8.2745 | #N/A
2007-09-03 11:00 | 9 | 3 | 11 | 246.417 | 5891 | 71.06 | 60.08 | 1001 | 71.06 | 0 | 1735.8828 | Cooling | 289.3138 | #N/A | #N/A | #N/A | #N/A | 0 | 0 | 0 | 0 | 0 | 1735.8828 | #N/A | #N/A | 88 | 86.06 | 3.9133 | #N/A | 5.3667 | 0.9644% | 1 | 50% | 0% | 0% | 0% | 8.2745 | 0 | 0 | 0 | 8.2745 | #N/A
2007-09-03 12:00 | 9 | 3 | 12 | 246.4587 | 5892 | 78.98 | 60.08 | 1000 | 78.98 | 0 | 1726.5049 | Cooling | 287.7508 | #N/A | #N/A | #N/A | #N/A | 0 | 0 | 0 | 0 | 0 | 1726.5049 | #N/A | #N/A | 88 | 93.98 | 3.3721 | #N/A | 5.3377 | 0.9592% | 1 | 50% | 0% | 0% | 0% | 8.2745 | 0 | 0 | 0 | 8.2745 | #N/A
2007-09-03 13:00 | 9 | 3 | 13 | 246.5003 | 5893 | 80.06 | 60.98 | 1000 | 80.06 | 0 | 1859.2574 | Cooling | 309.8762 | #N/A | #N/A | #N/A | #N/A | 0 | 0 | 0 | 0 | 0 | 1859.2574 | #N/A | #N/A | 88 | 95.06 | 3.2983 | #N/A | 5.7481 | 1.033% | 1 | 50% | 0% | 0% | 0% | 8.2745 | 0 | 0 | 0 | 8.2745 | #N/A
2007-09-03 14:00 | 9 | 3 | 14 | 246.542 | 5894 | 80.06 | 60.98 | 999 | 80.06 | 0 | 1947.0034 | Cooling | 324.5006 | #N/A | #N/A | #N/A | #N/A | 0 | 0 | 0 | 0 | 0 | 1947.0034 | #N/A | #N/A | 88 | 95.06 | 3.2983 | #N/A | 6.0194 | 1.082% | 1 | 50% | 0% | 0% | 0% | 8.2745 | 0 | 0 | 0 | 8.2745 | #N/A
2007-09-03 15:00 | 9 | 3 | 15 | 246.5837 | 5895 | 82.04 | 62.06 | 998 | 82.04 | 0 | 2135.27 | Cooling | 355.8783 | #N/A | #N/A | #N/A | #N/A | 0 | 0 | 0 | 0 | 0 | 2135.27 | #N/A | #N/A | 88 | 97.04 | 3.163 | #N/A | 6.6015 | 1.186% | 1 | 50% | 0% | 0% | 0% | 8.2745 | 0 | 0 | 0 | 8.2745 | #N/A
2007-09-03 16:00 | 9 | 3 | 16 | 246.6253 | 5896 | 82.04 | 62.06 | 998 | 82.04 | 0 | 2357.8833 | Cooling | 392.9806 | #N/A | #N/A | #N/A | #N/A | 0 | 0 | 0 | 0 | 0 | 2357.8833 | #N/A | #N/A | 88 | 97.04 | 3.163 | #N/A | 7.2897 | 1.31% | 1 | 50% | 0% | 0% | 0% | 8.2745 | 0 | 0 | 0 | 8.2745 | #N/A
2007-09-03 17:00 | 9 | 3 | 17 | 246.667 | 5897 | 82.04 | 62.96 | 997 | 82.04 | 0 | 2391.2784 | Cooling | 398.5464 | #N/A | #N/A | #N/A | #N/A | 0 | 0 | 0 | 0 | 0 | 2391.2784 | #N/A | #N/A | 88 | 97.04 | 3.163 | #N/A | 7.3929 | 1.328% | 1 | 50% | 0% | 0% | 0% | 8.2745 | 0 | 0 | 0 | 8.2745 | #N/A
2007-09-03 18:00 | 9 | 3 | 18 | 246.7087 | 5898 | 78.98 | 62.06 | 997 | 78.98 | 0 | 2084.5666 | Cooling | 347.4278 | #N/A | #N/A | #N/A | #N/A | 0 | 0 | 0 | 0 | 0 | 2084.5666 | #N/A | #N/A | 88 | 93.98 | 3.3721 | #N/A | 6.4447 | 1.158% | 1 | 50% | 0% | 0% | 0% | 8.2745 | 0 | 0 | 0 | 8.2745 | #N/A
2007-09-03 19:00 | 9 | 3 | 19 | 246.7503 | 5899 | 73.04 | 62.06 | 997 | 73.04 | 0 | 1793.8492 | Cooling | 298.9749 | #N/A | #N/A | #N/A | #N/A | 0 | 0 | 0 | 0 | 0 | 1793.8492 | #N/A | #N/A | 88 | 88.04 | 3.778 | #N/A | 5.5459 | 0.9966% | 1 | 50% | 0% | 0% | 0% | 8.2745 | 0 | 0 | 0 | 8.2745 | #N/A
2007-09-03 20:00 | 9 | 3 | 20 | 246.792 | 5900 | 73.04 | 62.06 | 997 | 73.04 | 0 | 1656.1682 | Cooling | 276.028 | #N/A | #N/A | #N/A | #N/A | 0 | 0 | 0 | 0 | 0 | 1656.1682 | #N/A | #N/A | 88 | 88.04 | 3.778 | #N/A | 5.1203 | 0.9201% | 1 | 50% | 0% | 0% | 0% | 8.2745 | 0 | 0 | 0 | 8.2745 | #N/A
2007-09-03 21:00 | 9 | 3 | 21 | 246.8337 | 5901 | 69.08 | 62.06 | 997 | 69.08 | 0 | 1561.5114 | Cooling | 260.2519 | #N/A | #N/A | #N/A | #N/A | 0 | 0 | 0 | 0 | 0 | 1561.5114 | #N/A | #N/A | 88 | 84.08 | 4.0486 | #N/A | 4.8276 | 0.8675% | 1 | 50% | 0% | 0% | 0% | 8.2745 | 0 | 0 | 0 | 8.2745 | #N/A
2007-09-03 22:00 | 9 | 3 | 22 | 246.8753 | 5902 | 66.02 | 62.06 | 997 | 66.02 | 0 | 272.1864 | Cooling | 45.3644 | #N/A | #N/A | #N/A | #N/A | 0 | 0 | 0 | 0 | 0 | 272.1864 | #N/A | #N/A | 88 | 81.02 | 4.2577 | #N/A | 0.8415 | 0.1512% | 1 | 50% | 0% | 0% | 0% | 8.2745 | 0 | 0 | 0 | 8.2745 | #N/A
2007-09-03 23:00 | 9 | 3 | 23 | 246.917 | 5903 | 66.02 | 64.04 | 996 | 66.02 | 0 | 357.7447 | Cooling | 59.6241 | #N/A | #N/A | #N/A | #N/A | 0 | 0 | 0 | 0 | 0 | 357.7447 | #N/A | #N/A | 88 | 81.02 | 4.2577 | #N/A | 1.106 | 0.1987% | 1 | 50% | 0% | 0% | 0% | 8.2745 | 0 | 0 | 0 | 8.2745 | #N/A
2007-09-04 | 9 | 4 | 0 | 246.9587 | 5904 | 62.06 | 62.96 | 996 | 62.06 | 0 | 326.1111 | Cooling | 54.3519 | #N/A | #N/A | #N/A | #N/A | 0 | 0 | 0 | 0 | 0 | 326.1111 | #N/A | #N/A | 88 | 77.06 | 4.5283 | #N/A | 1.0082 | 0.1812% | 1 | 50% | 0% | 0% | 0% | 8.2745 | 0 | 0 | 0 | 8.2745 | #N/A
2007-09-04 01:00 | 9 | 4 | 1 | 247.0003 | 5905 | 62.06 | 62.96 | 996 | 62.06 | 0 | 309.4743 | Cooling | 51.579 | #N/A | #N/A | #N/A | #N/A | 0 | 0 | 0 | 0 | 0 | 309.4743 | #N/A | #N/A | 88 | 77.06 | 4.5283 | #N/A | 0.95678 | 0.1719% | 1 | 50% | 0% | 0% | 0% | 8.2745 | 0 | 0 | 0 | 8.2745 | #N/A
2007-09-04 02:00 | 9 | 4 | 2 | 247.042 | 5906 | 62.06 | 62.96 | 996 | 62.06 | 0 | 302.8846 | Cooling | 50.4808 | #N/A | #N/A | #N/A | #N/A | 0 | 0 | 0 | 0 | 0 | 302.8846 | #N/A | #N/A | 88 | 77.06 | 4.5283 | #N/A | 0.93641 | 0.1683% | 1 | 50% | 0% | 0% | 0% | 8.2745 | 0 | 0 | 0 | 8.2745 | #N/A
2007-09-04 03:00 | 9 | 4 | 3 | 247.0837 | 5907 | 64.94 | 62.96 | 995 | 64.94 | 0 | 294.7601 | Cooling | 49.1267 | #N/A | #N/A | #N/A | #N/A | 0 | 0 | 0 | 0 | 0 | 294.7601 | #N/A | #N/A | 88 | 79.94 | 4.3315 | #N/A | 0.91129 | 0.1638% | 1 | 50% | 0% | 0% | 0% | 8.2745 | 0 | 0 | 0 | 8.2745 | #N/A
2007-09-04 04:00 | 9 | 4 | 4 | 247.1253 | 5908 | 62.96 | 62.96 | 996 | 62.96 | 0 | 290.514 | Cooling | 48.419 | #N/A | #N/A | #N/A | #N/A | 0 | 0 | 0 | 0 | 0 | 290.514 | #N/A | #N/A | 88 | 77.96 | 4.4668 | #N/A | 0.89816 | 0.1614% | 1 | 50% | 0% | 0% | 0% | 8.2745 | 0 | 0 | 0 | 8.2745 | #N/A
2007-09-04 05:00 | 9 | 4 | 5 | 247.167 | 5909 | 62.96 | 64.04 | 996 | 62.96 | 0 | 348.5363 | Cooling | 58.0894 | #N/A | #N/A | #N/A | #N/A | 0 | 0 | 0 | 0 | 0 | 348.5363 | #N/A | #N/A | 88 | 77.96 | 4.4668 | #N/A | 1.0775 | 0.1936% | 1 | 50% | 0% | 0% | 0% | 8.2745 | 0 | 0 | 0 | 8.2745 | #N/A
2007-09-04 06:00 | 9 | 4 | 6 | 247.2087 | 5910 | 60.98 | 64.04 | 997 | 60.98 | 0 | 1719.1606 | Cooling | 286.5268 | #N/A | #N/A | #N/A | #N/A | 0 | 0 | 0 | 0 | 0 | 1719.1606 | #N/A | #N/A | 88 | 75.98 | 4.6021 | #N/A | 5.315 | 0.9551% | 1 | 50% | 0% | 0% | 0% | 8.2745 | 0 | 0 | 0 | 8.2745 | #N/A
2007-09-04 07:00 | 9 | 4 | 7 | 247.2503 | 5911 | 62.06 | 62.96 | 997 | 62.06 | 0 | 1581.2588 | Cooling | 263.5431 | #N/A | #N/A | #N/A | #N/A | 0 | 0 | 0 | 0 | 0 | 1581.2588 | #N/A | #N/A | 88 | 77.06 | 4.5283 | #N/A | 4.8887 | 0.8785% | 1 | 50% | 0% | 0% | 0% | 8.2745 | 0 | 0 | 0 | 8.2745 | #N/A
2007-09-04 08:00 | 9 | 4 | 8 | 247.292 | 5912 | 62.06 | 62.06 | 998 | 62.06 | 0 | 1735.089 | Cooling | 289.1815 | #N/A | #N/A | #N/A | #N/A | 0 | 0 | 0 | 0 | 0 | 1735.089 | #N/A | #N/A | 88 | 77.06 | 4.5283 | #N/A | 5.3642 | 0.9639% | 1 | 50% | 0% | 0% | 0% | 8.2745 | 0 | 0 | 0 | 8.2745 | #N/A
2007-09-04 09:00 | 9 | 4 | 9 | 247.3337 | 5913 | 66.02 | 60.08 | 998 | 66.02 | 0 | 1604.4488 | Cooling | 267.4081 | #N/A | #N/A | #N/A | #N/A | 0 | 0 | 0 | 0 | 0 | 1604.4488 | #N/A | #N/A | 88 | 81.02 | 4.2577 | #N/A | 4.9604 | 0.8914% | 1 | 50% | 0% | 0% | 0% | 8.2745 | 0 | 0 | 0 | 8.2745 | #N/A
2007-09-04 10:00 | 9 | 4 | 10 | 247.3753 | 5914 | 66.92 | 57.92 | 999 | 66.92 | 0 | 1281.1732 | Cooling | 213.5289 | #N/A | #N/A | #N/A | #N/A | 0 | 0 | 0 | 0 | 0 | 1281.1732 | #N/A | #N/A | 88 | 81.92 | 4.1962 | #N/A | 3.9609 | 0.7118% | 1 | 50% | 0% | 0% | 0% | 8.2745 | 0 | 0 | 0 | 8.2745 | #N/A
2007-09-04 11:00 | 9 | 4 | 11 | 247.417 | 5915 | 69.08 | 57.02 | 999 | 69.08 | 0 | 1150.1904 | Cooling | 191.6984 | #N/A | #N/A | #N/A | #N/A | 0 | 0 | 0 | 0 | 0 | 1150.1904 | #N/A | #N/A | 88 | 84.08 | 4.0486 | #N/A | 3.556 | 0.639% | 1 | 50% | 0% | 0% | 0% | 8.2745 | 0 | 0 | 0 | 8.2745 | #N/A
2007-09-04 12:00 | 9 | 4 | 12 | 247.4587 | 5916 | 71.96 | 55.94 | 1000 | 71.96 | 0 | 1132.9917 | Cooling | 188.8319 | #N/A | #N/A | #N/A | #N/A | 0 | 0 | 0 | 0 | 0 | 1132.9917 | #N/A | #N/A | 88 | 86.96 | 3.8518 | #N/A | 3.5028 | 0.6294% | 1 | 50% | 0% | 0% | 0% | 8.2745 | 0 | 0 | 0 | 8.2745 | #N/A
2007-09-04 13:00 | 9 | 4 | 13 | 247.5003 | 5917 | 73.04 | 53.06 | 1001 | 73.04 | 0 | 806.369 | Cooling | 134.3948 | #N/A | #N/A | #N/A | #N/A | 0 | 0 | 0 | 0 | 0 | 806.369 | #N/A | #N/A | 88 | 88.04 | 3.778 | #N/A | 2.493 | 0.448% | 1 | 50% | 0% | 0% | 0% | 8.2745 | 0 | 0 | 0 | 8.2745 | #N/A
2007-09-04 14:00 | 9 | 4 | 14 | 247.542 | 5918 | 73.04 | 53.06 | 1002 | 73.04 | 0 | 555.6302 | Cooling | 92.605 | #N/A | #N/A | #N/A | #N/A | 0 | 0 | 0 | 0 | 0 | 555.6302 | #N/A | #N/A | 88 | 88.04 | 3.778 | #N/A | 1.7178 | 0.3087% | 1 | 50% | 0% | 0% | 0% | 8.2745 | 0 | 0 | 0 | 8.2745 | #N/A
2007-09-04 15:00 | 9 | 4 | 15 | 247.5837 | 5919 | 73.94 | 51.08 | 1003 | 73.94 | 0 | 406.3037 | Cooling | 67.7173 | #N/A | #N/A | #N/A | #N/A | 0 | 0 | 0 | 0 | 0 | 406.3037 | #N/A | #N/A | 88 | 88.94 | 3.7165 | #N/A | 1.2561 | 0.2257% | 1 | 50% | 0% | 0% | 0% | 8.2745 | 0 | 0 | 0 | 8.2745 | #N/A
2007-09-04 16:00 | 9 | 4 | 16 | 247.6253 | 5920 | 73.94 | 50 | 1003 | 73.94 | 0 | 337.0588 | Cooling | 56.1765 | #N/A | #N/A | #N/A | #N/A | 0 | 0 | 0 | 0 | 0 | 337.0588 | #N/A | #N/A | 88 | 88.94 | 3.7165 | #N/A | 1.0421 | 0.1873% | 1 | 50% | 0% | 0% | 0% | 8.2745 | 0 | 0 | 0 | 8.2745 | #N/A
2007-09-04 17:00 | 9 | 4 | 17 | 247.667 | 5921 | 73.94 | 46.94 | 1004 | 73.94 | 0 | 416.8072 | Cooling | 69.4679 | #N/A | #N/A | #N/A | #N/A | 0 | 0 | 0 | 0 | 0 | 416.8072 | #N/A | #N/A | 88 | 88.94 | 3.7165 | #N/A | 1.2886 | 0.2316% | 1 | 50% | 0% | 0% | 0% | 8.2745 | 0 | 0 | 0 | 8.2745 | #N/A
2007-09-04 18:00 | 9 | 4 | 18 | 247.7087 | 5922 | 69.08 | 44.06 | 1004 | 69.08 | 0 | 356.7587 | Cooling | 59.4598 | #N/A | #N/A | #N/A | #N/A | 0 | 0 | 0 | 0 | 0 | 356.7587 | #N/A | #N/A | 88 | 84.08 | 4.0486 | #N/A | 1.103 | 0.1982% | 1 | 50% | 0% | 0% | 0% | 8.2745 | 0 | 0 | 0 | 8.2745 | #N/A
2007-09-04 19:00 | 9 | 4 | 19 | 247.7503 | 5923 | 66.92 | 44.06 | 1006 | 66.92 | 0 | 204.475 | Cooling | 34.0792 | #N/A | #N/A | #N/A | #N/A | 0 | 0 | 0 | 0 | 0 | 204.475 | #N/A | #N/A | 88 | 81.92 | 4.1962 | #N/A | 0.63216 | 0.1136% | 1 | 50% | 0% | 0% | 0% | 8.2745 | 0 | 0 | 0 | 8.2745 | #N/A
2007-09-04 20:00 | 9 | 4 | 20 | 247.792 | 5924 | 66.92 | 42.08 | 1006 | 66.92 | 0 | 104.2927 | Cooling | 17.3821 | #N/A | #N/A | #N/A | #N/A | 0 | 0 | 0 | 0 | 0 | 104.2927 | #N/A | #N/A | 88 | 81.92 | 4.1962 | #N/A | 0.32243 | 0.05794% | 1 | 50% | 0% | 0% | 0% | 8.2745 | 0 | 0 | 0 | 8.2745 | #N/A
2007-09-04 21:00 | 9 | 4 | 21 | 247.8337 | 5925 | 64.94 | 39.92 | 1008 | 64.94 | 0 | 38.1294 | Cooling | 6.3549 | #N/A | #N/A | #N/A | #N/A | 0 | 0 | 0 | 0 | 0 | 38.1294 | #N/A | #N/A | 88 | 79.94 | 4.3315 | #N/A | 0.11788 | 0.02118% | 1 | 50% | 0% | 0% | 0% | 8.2745 | 0 | 0 | 0 | 8.2745 | #N/A
2007-09-04 22:00 | 9 | 4 | 22 | 247.8753 | 5926 | 64.04 | 39.92 | 1008 | 64.04 | 0 | 0.0060489 | Cooling | 0.0010081 | #N/A | #N/A | #N/A | #N/A | 0 | 0 | 0 | 0 | 0 | 0.0060489 | #N/A | #N/A | 88 | 79.04 | 4.393 | #N/A | 1.8701e-05 | 3.36e-06% | 1 | 50% | 0% | 0% | 0% | 8.2745 | 0 | 0 | 0 | 8.2745 | #N/A
2007-09-04 23:00 | 9 | 4 | 23 | 247.917 | 5927 | 64.04 | 39.92 | 1009 | 64.04 | 0 | 0.021991 | Cooling | 0.0036652 | #N/A | #N/A | #N/A | #N/A | 0 | 0 | 0 | 0 | 0 | 0.021991 | #N/A | #N/A | 88 | 79.04 | 4.393 | #N/A | 6.7988e-05 | 1.222e-05% | 1 | 50% | 0% | 0% | 0% | 8.2745 | 0 | 0 | 0 | 8.2745 | #N/A
2007-09-05 | 9 | 5 | 0 | 247.9587 | 5928 | 57.92 | 39.92 | 1010 | 57.92 | 0 | 0.0316 | Cooling | 0.0052667 | #N/A | #N/A | #N/A | #N/A | 0 | 0 | 0 | 0 | 0 | 0.0316 | #N/A | #N/A | 88 | 72.92 | 4.8112 | #N/A | 9.7696e-05 | 1.756e-05% | 1 | 50% | 0% | 0% | 0% | 8.2745 | 0 | 0 | 0 | 8.2745 | #N/A
2007-09-05 01:00 | 9 | 5 | 1 | 248.0003 | 5929 | 55.04 | 39.92 | 1010 | 55.04 | 0 | 0.03036 | Cooling | 0.0050601 | #N/A | #N/A | #N/A | #N/A | 0 | 0 | 0 | 0 | 0 | 0.03036 | #N/A | #N/A | 88 | 70.04 | 5.008 | #N/A | 9.3863e-05 | 1.687e-05% | 1 | 50% | 0% | 0% | 0% | 8.2745 | 0 | 0 | 0 | 8.2745 | #N/A
2007-09-05 02:00 | 9 | 5 | 2 | 248.042 | 5930 | 55.04 | 39.02 | 1010 | 55.04 | 0 | 0.035415 | Cooling | 0.0059026 | #N/A | #N/A | #N/A | #N/A | 0 | 0 | 0 | 0 | 0 | 0.035415 | #N/A | #N/A | 88 | 70.04 | 5.008 | #N/A | 0.00010949 | 1.968e-05% | 1 | 50% | 0% | 0% | 0% | 8.2745 | 0 | 0 | 0 | 8.2745 | #N/A
2007-09-05 03:00 | 9 | 5 | 3 | 248.0837 | 5931 | 51.98 | 37.94 | 1010 | 51.98 | 0 | 0.049053 | Cooling | 0.0081754 | #N/A | #N/A | #N/A | #N/A | 0 | 0 | 0 | 0 | 0 | 0.049053 | #N/A | #N/A | 88 | 66.98 | 5.2171 | #N/A | 0.00015165 | 2.725e-05% | 1 | 50% | 0% | 0% | 0% | 8.2745 | 0 | 0 | 0 | 8.2745 | #N/A
2007-09-05 04:00 | 9 | 5 | 4 | 248.1253 | 5932 | 50 | 37.94 | 1011 | 50 | 0 | 0.046924 | Cooling | 0.0078207 | #N/A | #N/A | #N/A | #N/A | 0 | 0 | 0 | 0 | 0 | 0.046924 | #N/A | #N/A | 88 | 65 | 5.3524 | #N/A | 0.00014507 | 2.607e-05% | 1 | 50% | 0% | 0% | 0% | 8.2745 | 0 | 0 | 0 | 8.2745 | #N/A
2007-09-05 05:00 | 9 | 5 | 5 | 248.167 | 5933 | 50 | 37.94 | 1012 | 50 | 0 | 0.046831 | Cooling | 0.0078051 | #N/A | #N/A | #N/A | #N/A | 0 | 0 | 0 | 0 | 0 | 0.046831 | #N/A | #N/A | 88 | 65 | 5.3524 | #N/A | 0.00014478 | 2.602e-05% | 1 | 50% | 0% | 0% | 0% | 8.2745 | 0 | 0 | 0 | 8.2745 | #N/A
2007-09-05 06:00 | 9 | 5 | 6 | 248.2087 | 5934 | 48.92 | 37.94 | 1012 | 48.92 | 3.0424 | 0 | Heating | 0.40566 | #N/A | #N/A | #N/A | #N/A | 3.0424 | #N/A | #N/A | 4.4149 | #N/A | 0 | 0 | 0 | 0 | 0 | 0 | 0 | 0 | 0.001352% | 1 | 50% | 0% | 0% | 0% | 8.2745 | 0 | 0 | 0 | 8.2745 | #N/A
2007-09-05 07:00 | 9 | 5 | 7 | 248.2503 | 5935 | 53.96 | 41 | 1014 | 53.96 | 0 | 0.0036747 | Cooling | 0.00061245 | #N/A | #N/A | #N/A | #N/A | 0 | 0 | 0 | 0 | 0 | 0.0036747 | #N/A | #N/A | 88 | 68.96 | 5.0818 | #N/A | 1.1361e-05 | 2.042e-06% | 1 | 50% | 0% | 0% | 0% | 8.2745 | 0 | 0 | 0 | 8.2745 | #N/A
2007-09-05 08:00 | 9 | 5 | 8 | 248.292 | 5936 | 53.96 | 39.92 | 1014 | 53.96 | 0 | 0.025872 | Cooling | 0.004312 | #N/A | #N/A | #N/A | #N/A | 0 | 0 | 0 | 0 | 0 | 0.025872 | #N/A | #N/A | 88 | 68.96 | 5.0818 | #N/A | 7.9986e-05 | 1.437e-05% | 1 | 50% | 0% | 0% | 0% | 8.2745 | 0 | 0 | 0 | 8.2745 | #N/A
2007-09-05 09:00 | 9 | 5 | 9 | 248.3337 | 5937 | 62.06 | 37.94 | 1014 | 62.06 | 0 | 3.481 | Cooling | 0.58017 | #N/A | #N/A | #N/A | #N/A | 0 | 0 | 0 | 0 | 0 | 3.481 | #N/A | #N/A | 88 | 77.06 | 4.5283 | #N/A | 0.010762 | 0.001934% | 1 | 50% | 0% | 0% | 0% | 8.2745 | 0 | 0 | 0 | 8.2745 | #N/A
2007-09-05 10:00 | 9 | 5 | 10 | 248.3753 | 5938 | 64.04 | 35.06 | 1014 | 64.04 | 0 | 87.467 | Cooling | 14.5778 | #N/A | #N/A | #N/A | #N/A | 0 | 0 | 0 | 0 | 0 | 87.467 | #N/A | #N/A | 88 | 79.04 | 4.393 | #N/A | 0.27042 | 0.04859% | 1 | 50% | 0% | 0% | 0% | 8.2745 | 0 | 0 | 0 | 8.2745 | #N/A
2007-09-05 11:00 | 9 | 5 | 11 | 248.417 | 5939 | 66.92 | 35.96 | 1015 | 66.92 | 0 | 161.5365 | Cooling | 26.9228 | #N/A | #N/A | #N/A | #N/A | 0 | 0 | 0 | 0 | 0 | 161.5365 | #N/A | #N/A | 88 | 81.92 | 4.1962 | #N/A | 0.49941 | 0.08974% | 1 | 50% | 0% | 0% | 0% | 8.2745 | 0 | 0 | 0 | 8.2745 | #N/A
2007-09-05 12:00 | 9 | 5 | 12 | 248.4587 | 5940 | 68 | 35.96 | 1015 | 68 | 0 | 233.3861 | Cooling | 38.8977 | #N/A | #N/A | #N/A | #N/A | 0 | 0 | 0 | 0 | 0 | 233.3861 | #N/A | #N/A | 88 | 83 | 4.1224 | #N/A | 0.72154 | 0.1297% | 1 | 50% | 0% | 0% | 0% | 8.2745 | 0 | 0 | 0 | 8.2745 | #N/A
2007-09-05 13:00 | 9 | 5 | 13 | 248.5003 | 5941 | 69.98 | 37.94 | 1014 | 69.98 | 0 | 344.5588 | Cooling | 57.4265 | #N/A | #N/A | #N/A | #N/A | 0 | 0 | 0 | 0 | 0 | 344.5588 | #N/A | #N/A | 88 | 84.98 | 3.9871 | #N/A | 1.0652 | 0.1914% | 1 | 50% | 0% | 0% | 0% | 8.2745 | 0 | 0 | 0 | 8.2745 | #N/A
2007-09-05 14:00 | 9 | 5 | 14 | 248.542 | 5942 | 71.96 | 41 | 1014 | 71.96 | 0 | 347.9188 | Cooling | 57.9865 | #N/A | #N/A | #N/A | #N/A | 0 | 0 | 0 | 0 | 0 | 347.9188 | #N/A | #N/A | 88 | 86.96 | 3.8518 | #N/A | 1.0756 | 0.1933% | 1 | 50% | 0% | 0% | 0% | 8.2745 | 0 | 0 | 0 | 8.2745 | #N/A
2007-09-05 15:00 | 9 | 5 | 15 | 248.5837 | 5943 | 73.04 | 42.08 | 1014 | 73.04 | 0 | 385.3584 | Cooling | 64.2264 | #N/A | #N/A | #N/A | #N/A | 0 | 0 | 0 | 0 | 0 | 385.3584 | #N/A | #N/A | 88 | 88.04 | 3.778 | #N/A | 1.1914 | 0.2141% | 1 | 50% | 0% | 0% | 0% | 8.2745 | 0 | 0 | 0 | 8.2745 | #N/A
2007-09-05 16:00 | 9 | 5 | 16 | 248.6253 | 5944 | 73.04 | 42.08 | 1014 | 73.04 | 0 | 418.6027 | Cooling | 69.7671 | #N/A | #N/A | #N/A | #N/A | 0 | 0 | 0 | 0 | 0 | 418.6027 | #N/A | #N/A | 88 | 88.04 | 3.778 | #N/A | 1.2942 | 0.2326% | 1 | 50% | 0% | 0% | 0% | 8.2745 | 0 | 0 | 0 | 8.2745 | #N/A
2007-09-05 17:00 | 9 | 5 | 17 | 248.667 | 5945 | 73.04 | 41 | 1014 | 73.04 | 0 | 338.0243 | Cooling | 56.3374 | #N/A | #N/A | #N/A | #N/A | 0 | 0 | 0 | 0 | 0 | 338.0243 | #N/A | #N/A | 88 | 88.04 | 3.778 | #N/A | 1.045 | 0.1878% | 1 | 50% | 0% | 0% | 0% | 8.2745 | 0 | 0 | 0 | 8.2745 | #N/A
2007-09-05 18:00 | 9 | 5 | 18 | 248.7087 | 5946 | 69.98 | 42.08 | 1014 | 69.98 | 0 | 200.5545 | Cooling | 33.4257 | #N/A | #N/A | #N/A | #N/A | 0 | 0 | 0 | 0 | 0 | 200.5545 | #N/A | #N/A | 88 | 84.98 | 3.9871 | #N/A | 0.62004 | 0.1114% | 1 | 50% | 0% | 0% | 0% | 8.2745 | 0 | 0 | 0 | 8.2745 | #N/A
2007-09-05 19:00 | 9 | 5 | 19 | 248.7503 | 5947 | 64.94 | 42.08 | 1015 | 64.94 | 0 | 44.2447 | Cooling | 7.3741 | #N/A | #N/A | #N/A | #N/A | 0 | 0 | 0 | 0 | 0 | 44.2447 | #N/A | #N/A | 88 | 79.94 | 4.3315 | #N/A | 0.13679 | 0.02458% | 1 | 50% | 0% | 0% | 0% | 8.2745 | 0 | 0 | 0 | 8.2745 | #N/A
2007-09-05 20:00 | 9 | 5 | 20 | 248.792 | 5948 | 64.94 | 42.08 | 1015 | 64.94 | 0 | 0.0046289 | Cooling | 0.00077148 | #N/A | #N/A | #N/A | #N/A | 0 | 0 | 0 | 0 | 0 | 0.0046289 | #N/A | #N/A | 88 | 79.94 | 4.3315 | #N/A | 1.4311e-05 | 2.572e-06% | 1 | 50% | 0% | 0% | 0% | 8.2745 | 0 | 0 | 0 | 8.2745 | #N/A
2007-09-05 21:00 | 9 | 5 | 21 | 248.8337 | 5949 | 60.08 | 42.98 | 1015 | 60.08 | 0 | 0.00047103 | Cooling | 7.8504e-05 | #N/A | #N/A | #N/A | #N/A | 0 | 0 | 0 | 0 | 0 | 0.00047103 | #N/A | #N/A | 88 | 75.08 | 4.6636 | #N/A | 1.4562e-06 | 2.617e-07% | 1 | 50% | 0% | 0% | 0% | 8.2745 | 0 | 0 | 0 | 8.2745 | #N/A
2007-09-05 22:00 | 9 | 5 | 22 | 248.8753 | 5950 | 59 | 42.98 | 1016 | 59 | 0 | 0.0019187 | Cooling | 0.00031979 | #N/A | #N/A | #N/A | #N/A | 0 | 0 | 0 | 0 | 0 | 0.0019187 | #N/A | #N/A | 88 | 74 | 4.7374 | #N/A | 5.932e-06 | 1.066e-06% | 1 | 50% | 0% | 0% | 0% | 8.2745 | 0 | 0 | 0 | 8.2745 | #N/A
2007-09-05 23:00 | 9 | 5 | 23 | 248.917 | 5951 | 59 | 42.08 | 1016 | 59 | 0 | 0.019748 | Cooling | 0.0032914 | #N/A | #N/A | #N/A | #N/A | 0 | 0 | 0 | 0 | 0 | 0.019748 | #N/A | #N/A | 88 | 74 | 4.7374 | #N/A | 6.1055e-05 | 1.097e-05% | 1 | 50% | 0% | 0% | 0% | 8.2745 | 0 | 0 | 0 | 8.2745 | #N/A
2007-09-06 | 9 | 6 | 0 | 248.9587 | 5952 | 60.98 | 42.98 | 1016 | 60.98 | 0 | 0.017814 | Cooling | 0.002969 | #N/A | #N/A | #N/A | #N/A | 0 | 0 | 0 | 0 | 0 | 0.017814 | #N/A | #N/A | 88 | 75.98 | 4.6021 | #N/A | 5.5075e-05 | 9.897e-06% | 1 | 50% | 0% | 0% | 0% | 8.2745 | 0 | 0 | 0 | 8.2745 | #N/A
2007-09-06 01:00 | 9 | 6 | 1 | 249.0003 | 5953 | 60.08 | 42.08 | 1016 | 60.08 | 0 | 0.018277 | Cooling | 0.0030461 | #N/A | #N/A | #N/A | #N/A | 0 | 0 | 0 | 0 | 0 | 0.018277 | #N/A | #N/A | 88 | 75.08 | 4.6636 | #N/A | 5.6504e-05 | 1.015e-05% | 1 | 50% | 0% | 0% | 0% | 8.2745 | 0 | 0 | 0 | 8.2745 | #N/A
2007-09-06 02:00 | 9 | 6 | 2 | 249.042 | 5954 | 59 | 41 | 1016 | 59 | 0 | 0.032368 | Cooling | 0.0053946 | #N/A | #N/A | #N/A | #N/A | 0 | 0 | 0 | 0 | 0 | 0.032368 | #N/A | #N/A | 88 | 74 | 4.7374 | #N/A | 0.00010007 | 1.798e-05% | 1 | 50% | 0% | 0% | 0% | 8.2745 | 0 | 0 | 0 | 8.2745 | #N/A
2007-09-06 03:00 | 9 | 6 | 3 | 249.0837 | 5955 | 57.92 | 41 | 1016 | 57.92 | 0 | 0.03518 | Cooling | 0.0058633 | #N/A | #N/A | #N/A | #N/A | 0 | 0 | 0 | 0 | 0 | 0.03518 | #N/A | #N/A | 88 | 72.92 | 4.8112 | #N/A | 0.00010876 | 1.954e-05% | 1 | 50% | 0% | 0% | 0% | 8.2745 | 0 | 0 | 0 | 8.2745 | #N/A
2007-09-06 04:00 | 9 | 6 | 4 | 249.1253 | 5956 | 57.92 | 39.92 | 1017 | 57.92 | 0 | 0.042728 | Cooling | 0.0071214 | #N/A | #N/A | #N/A | #N/A | 0 | 0 | 0 | 0 | 0 | 0.042728 | #N/A | #N/A | 88 | 72.92 | 4.8112 | #N/A | 0.0001321 | 2.374e-05% | 1 | 50% | 0% | 0% | 0% | 8.2745 | 0 | 0 | 0 | 8.2745 | #N/A
2007-09-06 05:00 | 9 | 6 | 5 | 249.167 | 5957 | 57.92 | 37.94 | 1016 | 57.92 | 0 | 0.081624 | Cooling | 0.013604 | #N/A | #N/A | #N/A | #N/A | 0 | 0 | 0 | 0 | 0 | 0.081624 | #N/A | #N/A | 88 | 72.92 | 4.8112 | #N/A | 0.00025235 | 4.535e-05% | 1 | 50% | 0% | 0% | 0% | 8.2745 | 0 | 0 | 0 | 8.2745 | #N/A
2007-09-06 06:00 | 9 | 6 | 6 | 249.2087 | 5958 | 59 | 39.02 | 1017 | 59 | 5.0205 | 0 | Heating | 0.6694 | #N/A | #N/A | #N/A | #N/A | 5.0205 | #N/A | #N/A | 5.4953 | #N/A | 0 | 0 | 0 | 0 | 0 | 0 | 0 | 0 | 0.002231% | 1 | 50% | 0% | 0% | 0% | 8.2745 | 0 | 0 | 0 | 8.2745 | #N/A
2007-09-06 07:00 | 9 | 6 | 7 | 249.2503 | 5959 | 62.96 | 41 | 1018 | 62.96 | 0 | 0.0091417 | Cooling | 0.0015236 | #N/A | #N/A | #N/A | #N/A | 0 | 0 | 0 | 0 | 0 | 0.0091417 | #N/A | #N/A | 88 | 77.96 | 4.4668 | #N/A | 2.8263e-05 | 5.079e-06% | 1 | 50% | 0% | 0% | 0% | 8.2745 | 0 | 0 | 0 | 8.2745 | #N/A
2007-09-06 08:00 | 9 | 6 | 8 | 249.292 | 5960 | 62.96 | 44.06 | 1018 | 62.96 | 0 | 0.0027396 | Cooling | 0.0004566 | #N/A | #N/A | #N/A | #N/A | 0 | 0 | 0 | 0 | 0 | 0.0027396 | #N/A | #N/A | 88 | 77.96 | 4.4668 | #N/A | 8.4697e-06 | 1.522e-06% | 1 | 50% | 0% | 0% | 0% | 8.2745 | 0 | 0 | 0 | 8.2745 | #N/A
2007-09-06 09:00 | 9 | 6 | 9 | 249.3337 | 5961 | 69.08 | 42.98 | 1019 | 69.08 | 0 | 18.2241 | Cooling | 3.0374 | #N/A | #N/A | #N/A | #N/A | 0 | 0 | 0 | 0 | 0 | 18.2241 | #N/A | #N/A | 88 | 84.08 | 4.0486 | #N/A | 0.056342 | 0.01012% | 1 | 50% | 0% | 0% | 0% | 8.2745 | 0 | 0 | 0 | 8.2745 | #N/A
2007-09-06 10:00 | 9 | 6 | 10 | 249.3753 | 5962 | 73.94 | 44.96 | 1019 | 73.94 | 0 | 182.668 | Cooling | 30.4447 | #N/A | #N/A | #N/A | #N/A | 0 | 0 | 0 | 0 | 0 | 182.668 | #N/A | #N/A | 88 | 88.94 | 3.7165 | #N/A | 0.56474 | 0.1015% | 1 | 50% | 0% | 0% | 0% | 8.2745 | 0 | 0 | 0 | 8.2745 | #N/A
2007-09-06 11:00 | 9 | 6 | 11 | 249.417 | 5963 | 73.94 | 44.06 | 1018 | 73.94 | 0 | 358.5408 | Cooling | 59.7568 | #N/A | #N/A | #N/A | #N/A | 0 | 0 | 0 | 0 | 0 | 358.5408 | #N/A | #N/A | 88 | 88.94 | 3.7165 | #N/A | 1.1085 | 0.1992% | 1 | 50% | 0% | 0% | 0% | 8.2745 | 0 | 0 | 0 | 8.2745 | #N/A
2007-09-06 12:00 | 9 | 6 | 12 | 249.4587 | 5964 | 78.08 | 42.98 | 1017 | 78.08 | 0 | 459.5637 | Cooling | 76.5939 | #N/A | #N/A | #N/A | #N/A | 0 | 0 | 0 | 0 | 0 | 459.5637 | #N/A | #N/A | 88 | 93.08 | 3.4336 | #N/A | 1.4208 | 0.2553% | 1 | 50% | 0% | 0% | 0% | 8.2745 | 0 | 0 | 0 | 8.2745 | #N/A
2007-09-06 13:00 | 9 | 6 | 13 | 249.5003 | 5965 | 80.06 | 44.06 | 1017 | 80.06 | 0 | 562.944 | Cooling | 93.824 | #N/A | #N/A | #N/A | #N/A | 0 | 0 | 0 | 0 | 0 | 562.944 | #N/A | #N/A | 88 | 95.06 | 3.2983 | #N/A | 1.7404 | 0.3127% | 1 | 50% | 0% | 0% | 0% | 8.2745 | 0 | 0 | 0 | 8.2745 | #N/A
2007-09-06 14:00 | 9 | 6 | 14 | 249.542 | 5966 | 80.06 | 42.98 | 1016 | 80.06 | 0 | 596.1005 | Cooling | 99.3501 | #N/A | #N/A | #N/A | #N/A | 0 | 0 | 0 | 0 | 0 | 596.1005 | #N/A | #N/A | 88 | 95.06 | 3.2983 | #N/A | 1.8429 | 0.3312% | 1 | 50% | 0% | 0% | 0% | 8.2745 | 0 | 0 | 0 | 8.2745 | #N/A
2007-09-06 15:00 | 9 | 6 | 15 | 249.5837 | 5967 | 80.96 | 48.02 | 1015 | 80.96 | 0 | 627.0895 | Cooling | 104.5149 | #N/A | #N/A | #N/A | #N/A | 0 | 0 | 0 | 0 | 0 | 627.0895 | #N/A | #N/A | 88 | 95.96 | 3.2368 | #N/A | 1.9387 | 0.3484% | 1 | 50% | 0% | 0% | 0% | 8.2745 | 0 | 0 | 0 | 8.2745 | #N/A
2007-09-06 16:00 | 9 | 6 | 16 | 249.6253 | 5968 | 80.96 | 46.94 | 1014 | 80.96 | 0 | 645.5798 | Cooling | 107.5966 | #N/A | #N/A | #N/A | #N/A | 0 | 0 | 0 | 0 | 0 | 645.5798 | #N/A | #N/A | 88 | 95.96 | 3.2368 | #N/A | 1.9959 | 0.3587% | 1 | 50% | 0% | 0% | 0% | 8.2745 | 0 | 0 | 0 | 8.2745 | #N/A
2007-09-06 17:00 | 9 | 6 | 17 | 249.667 | 5969 | 80.96 | 46.94 | 1014 | 80.96 | 0 | 615.2202 | Cooling | 102.5367 | #N/A | #N/A | #N/A | #N/A | 0 | 0 | 0 | 0 | 0 | 615.2202 | #N/A | #N/A | 88 | 95.96 | 3.2368 | #N/A | 1.902 | 0.3418% | 1 | 50% | 0% | 0% | 0% | 8.2745 | 0 | 0 | 0 | 8.2745 | #N/A
2007-09-06 18:00 | 9 | 6 | 18 | 249.7087 | 5970 | 78.98 | 46.04 | 1014 | 78.98 | 0 | 516.2352 | Cooling | 86.0392 | #N/A | #N/A | #N/A | #N/A | 0 | 0 | 0 | 0 | 0 | 516.2352 | #N/A | #N/A | 88 | 93.98 | 3.3721 | #N/A | 1.596 | 0.2868% | 1 | 50% | 0% | 0% | 0% | 8.2745 | 0 | 0 | 0 | 8.2745 | #N/A
2007-09-06 19:00 | 9 | 6 | 19 | 249.7503 | 5971 | 77 | 46.94 | 1014 | 77 | 0 | 321.0104 | Cooling | 53.5017 | #N/A | #N/A | #N/A | #N/A | 0 | 0 | 0 | 0 | 0 | 321.0104 | #N/A | #N/A | 88 | 92 | 3.5074 | #N/A | 0.99244 | 0.1783% | 1 | 50% | 0% | 0% | 0% | 8.2745 | 0 | 0 | 0 | 8.2745 | #N/A
2007-09-06 20:00 | 9 | 6 | 20 | 249.792 | 5972 | 77 | 48.92 | 1013 | 77 | 0 | 118.38 | Cooling | 19.73 | #N/A | #N/A | #N/A | #N/A | 0 | 0 | 0 | 0 | 0 | 118.38 | #N/A | #N/A | 88 | 92 | 3.5074 | #N/A | 0.36599 | 0.06577% | 1 | 50% | 0% | 0% | 0% | 8.2745 | 0 | 0 | 0 | 8.2745 | #N/A
2007-09-06 21:00 | 9 | 6 | 21 | 249.8337 | 5973 | 73.04 | 48.02 | 1013 | 73.04 | 0 | 6.5271 | Cooling | 1.0879 | #N/A | #N/A | #N/A | #N/A | 0 | 0 | 0 | 0 | 0 | 6.5271 | #N/A | #N/A | 88 | 88.04 | 3.778 | #N/A | 0.020179 | 0.003626% | 1 | 50% | 0% | 0% | 0% | 8.2745 | 0 | 0 | 0 | 8.2745 | #N/A
2007-09-06 22:00 | 9 | 6 | 22 | 249.8753 | 5974 | 71.96 | 48.02 | 1013 | 71.96 | 0 | 0.00182 | Cooling | 0.00030334 | #N/A | #N/A | #N/A | #N/A | 0 | 0 | 0 | 0 | 0 | 0.00182 | #N/A | #N/A | 88 | 86.96 | 3.8518 | #N/A | 5.6269e-06 | 1.011e-06% | 1 | 50% | 0% | 0% | 0% | 8.2745 | 0 | 0 | 0 | 8.2745 | #N/A
2007-09-06 23:00 | 9 | 6 | 23 | 249.917 | 5975 | 71.96 | 46.94 | 1013 | 71.96 | 0 | 0.010066 | Cooling | 0.0016777 | #N/A | #N/A | #N/A | #N/A | 0 | 0 | 0 | 0 | 0 | 0.010066 | #N/A | #N/A | 88 | 86.96 | 3.8518 | #N/A | 3.1122e-05 | 5.592e-06% | 1 | 50% | 0% | 0% | 0% | 8.2745 | 0 | 0 | 0 | 8.2745 | #N/A
2007-09-07 | 9 | 7 | 0 | 249.9587 | 5976 | 69.98 | 46.94 | 1013 | 69.98 | 0 | 0.013109 | Cooling | 0.0021848 | #N/A | #N/A | #N/A | #N/A | 0 | 0 | 0 | 0 | 0 | 0.013109 | #N/A | #N/A | 88 | 84.98 | 3.9871 | #N/A | 4.0528e-05 | 7.283e-06% | 1 | 50% | 0% | 0% | 0% | 8.2745 | 0 | 0 | 0 | 8.2745 | #N/A
2007-09-07 01:00 | 9 | 7 | 1 | 250.0003 | 5977 | 69.08 | 44.96 | 1013 | 69.08 | 0 | 0.026665 | Cooling | 0.0044442 | #N/A | #N/A | #N/A | #N/A | 0 | 0 | 0 | 0 | 0 | 0.026665 | #N/A | #N/A | 88 | 84.08 | 4.0486 | #N/A | 8.2438e-05 | 1.481e-05% | 1 | 50% | 0% | 0% | 0% | 8.2745 | 0 | 0 | 0 | 8.2745 | #N/A
2007-09-07 02:00 | 9 | 7 | 2 | 250.042 | 5978 | 69.08 | 44.96 | 1012 | 69.08 | 0 | 0.030806 | Cooling | 0.0051343 | #N/A | #N/A | #N/A | #N/A | 0 | 0 | 0 | 0 | 0 | 0.030806 | #N/A | #N/A | 88 | 84.08 | 4.0486 | #N/A | 9.5239e-05 | 1.711e-05% | 1 | 50% | 0% | 0% | 0% | 8.2745 | 0 | 0 | 0 | 8.2745 | #N/A
2007-09-07 03:00 | 9 | 7 | 3 | 250.0837 | 5979 | 68 | 44.96 | 1012 | 68 | 0 | 0.02316 | Cooling | 0.00386 | #N/A | #N/A | #N/A | #N/A | 0 | 0 | 0 | 0 | 0 | 0.02316 | #N/A | #N/A | 88 | 83 | 4.1224 | #N/A | 7.1602e-05 | 1.287e-05% | 1 | 50% | 0% | 0% | 0% | 8.2745 | 0 | 0 | 0 | 8.2745 | #N/A
2007-09-07 04:00 | 9 | 7 | 4 | 250.1253 | 5980 | 66.92 | 44.06 | 1012 | 66.92 | 0 | 0.024187 | Cooling | 0.0040311 | #N/A | #N/A | #N/A | #N/A | 0 | 0 | 0 | 0 | 0 | 0.024187 | #N/A | #N/A | 88 | 81.92 | 4.1962 | #N/A | 7.4777e-05 | 1.344e-05% | 1 | 50% | 0% | 0% | 0% | 8.2745 | 0 | 0 | 0 | 8.2745 | #N/A
2007-09-07 05:00 | 9 | 7 | 5 | 250.167 | 5981 | 66.92 | 44.06 | 1012 | 66.92 | 0 | 0.03416 | Cooling | 0.0056933 | #N/A | #N/A | #N/A | #N/A | 0 | 0 | 0 | 0 | 0 | 0.03416 | #N/A | #N/A | 88 | 81.92 | 4.1962 | #N/A | 0.00010561 | 1.898e-05% | 1 | 50% | 0% | 0% | 0% | 8.2745 | 0 | 0 | 0 | 8.2745 | #N/A
2007-09-07 06:00 | 9 | 7 | 6 | 250.2087 | 5982 | 66.92 | 44.96 | 1013 | 66.92 | 0.061083 | 0 | Heating | 0.0081444 | #N/A | #N/A | #N/A | #N/A | 0.061083 | #N/A | #N/A | 6.6252 | #N/A | 0 | 0 | 0 | 0 | 0 | 0 | 0 | 0 | 2.715e-05% | 1 | 50% | 0% | 0% | 0% | 8.2745 | 0 | 0 | 0 | 8.2745 | #N/A
2007-09-07 07:00 | 9 | 7 | 7 | 250.2503 | 5983 | 69.08 | 44.96 | 1013 | 69.08 | 0 | 0.054281 | Cooling | 0.0090468 | #N/A | #N/A | #N/A | #N/A | 0 | 0 | 0 | 0 | 0 | 0.054281 | #N/A | #N/A | 88 | 84.08 | 4.0486 | #N/A | 0.00016782 | 3.016e-05% | 1 | 50% | 0% | 0% | 0% | 8.2745 | 0 | 0 | 0 | 8.2745 | #N/A
2007-09-07 08:00 | 9 | 7 | 8 | 250.292 | 5984 | 69.08 | 48.92 | 1013 | 69.08 | 0 | 42.0046 | Cooling | 7.0008 | #N/A | #N/A | #N/A | #N/A | 0 | 0 | 0 | 0 | 0 | 42.0046 | #N/A | #N/A | 88 | 84.08 | 4.0486 | #N/A | 0.12986 | 0.02334% | 1 | 50% | 0% | 0% | 0% | 8.2745 | 0 | 0 | 0 | 8.2745 | #N/A
2007-09-07 09:00 | 9 | 7 | 9 | 250.3337 | 5985 | 73.04 | 48.02 | 1012 | 73.04 | 0 | 248.2307 | Cooling | 41.3718 | #N/A | #N/A | #N/A | #N/A | 0 | 0 | 0 | 0 | 0 | 248.2307 | #N/A | #N/A | 88 | 88.04 | 3.778 | #N/A | 0.76744 | 0.1379% | 1 | 50% | 0% | 0% | 0% | 8.2745 | 0 | 0 | 0 | 8.2745 | #N/A
2007-09-07 10:00 | 9 | 7 | 10 | 250.3753 | 5986 | 77 | 48.92 | 1012 | 77 | 0 | 365.0632 | Cooling | 60.8439 | #N/A | #N/A | #N/A | #N/A | 0 | 0 | 0 | 0 | 0 | 365.0632 | #N/A | #N/A | 88 | 92 | 3.5074 | #N/A | 1.1286 | 0.2028% | 1 | 50% | 0% | 0% | 0% | 8.2745 | 0 | 0 | 0 | 8.2745 | #N/A
2007-09-07 11:00 | 9 | 7 | 11 | 250.417 | 5987 | 77 | 50 | 1011 | 77 | 0 | 550.3271 | Cooling | 91.7212 | #N/A | #N/A | #N/A | #N/A | 0 | 0 | 0 | 0 | 0 | 550.3271 | #N/A | #N/A | 88 | 92 | 3.5074 | #N/A | 1.7014 | 0.3057% | 1 | 50% | 0% | 0% | 0% | 8.2745 | 0 | 0 | 0 | 8.2745 | #N/A
2007-09-07 12:00 | 9 | 7 | 12 | 250.4587 | 5988 | 84.02 | 48.92 | 1010 | 84.02 | 0 | 717.6856 | Cooling | 119.6143 | #N/A | #N/A | #N/A | #N/A | 0 | 0 | 0 | 0 | 0 | 717.6856 | #N/A | #N/A | 88 | 99.02 | 3.0277 | #N/A | 2.2188 | 0.3987% | 1 | 50% | 0% | 0% | 0% | 8.2745 | 0 | 0 | 0 | 8.2745 | #N/A
2007-09-07 13:00 | 9 | 7 | 13 | 250.5003 | 5989 | 87.08 | 46.94 | 1009 | 87.08 | 0 | 908.6218 | Cooling | 151.437 | #N/A | #N/A | #N/A | #N/A | 0 | 0 | 0 | 0 | 0 | 908.6218 | #N/A | #N/A | 88 | 102.08 | 2.8186 | #N/A | 2.8091 | 0.5048% | 1 | 50% | 0% | 0% | 0% | 8.2745 | 0 | 0 | 0 | 8.2745 | #N/A
2007-09-07 14:00 | 9 | 7 | 14 | 250.542 | 5990 | 87.08 | 46.04 | 1008 | 87.08 | 0 | 923.6093 | Cooling | 153.9349 | #N/A | #N/A | #N/A | #N/A | 0 | 0 | 0 | 0 | 0 | 923.6093 | #N/A | #N/A | 88 | 102.08 | 2.8186 | #N/A | 2.8555 | 0.5131% | 1 | 50% | 0% | 0% | 0% | 8.2745 | 0 | 0 | 0 | 8.2745 | #N/A
2007-09-07 15:00 | 9 | 7 | 15 | 250.5837 | 5991 | 89.06 | 46.04 | 1006 | 89.06 | 0 | 949.1318 | Cooling | 158.1886 | #N/A | #N/A | #N/A | #N/A | 0 | 0 | 0 | 0 | 0 | 949.1318 | #N/A | #N/A | 88 | 104.06 | 2.6833 | #N/A | 2.9344 | 0.5273% | 1 | 50% | 0% | 0% | 0% | 8.2745 | 0 | 0 | 0 | 8.2745 | #N/A
2007-09-07 16:00 | 9 | 7 | 16 | 250.6253 | 5992 | 87.98 | 50 | 1006 | 87.98 | 0 | 1072.0755 | Cooling | 178.6793 | #N/A | #N/A | #N/A | #N/A | 0 | 0 | 0 | 0 | 0 | 1072.0755 | #N/A | #N/A | 88 | 102.98 | 2.7571 | #N/A | 3.3145 | 0.5956% | 1 | 50% | 0% | 0% | 0% | 8.2745 | 0 | 0 | 0 | 8.2745 | #N/A
2007-09-07 17:00 | 9 | 7 | 17 | 250.667 | 5993 | 87.98 | 50 | 1006 | 87.98 | 0 | 1027.8973 | Cooling | 171.3162 | #N/A | #N/A | #N/A | #N/A | 0 | 0 | 0 | 0 | 0 | 1027.8973 | #N/A | #N/A | 88 | 102.98 | 2.7571 | #N/A | 3.1779 | 0.5711% | 1 | 50% | 0% | 0% | 0% | 8.2745 | 0 | 0 | 0 | 8.2745 | #N/A
2007-09-07 18:00 | 9 | 7 | 18 | 250.7087 | 5994 | 84.02 | 50 | 1005 | 84.02 | 0 | 43.0187 | Cooling | 7.1698 | #N/A | #N/A | #N/A | #N/A | 0 | 0 | 0 | 0 | 0 | 43.0187 | #N/A | #N/A | 88 | 99.02 | 3.0277 | #N/A | 0.133 | 0.0239% | 1 | 50% | 0% | 0% | 0% | 8.2745 | 0 | 0 | 0 | 8.2745 | #N/A
2007-09-07 19:00 | 9 | 7 | 19 | 250.7503 | 5995 | 82.94 | 50 | 1005 | 82.94 | 0 | 5.9047 | Cooling | 0.98412 | #N/A | #N/A | #N/A | #N/A | 0 | 0 | 0 | 0 | 0 | 5.9047 | #N/A | #N/A | 88 | 97.94 | 3.1015 | #N/A | 0.018255 | 0.00328% | 1 | 50% | 0% | 0% | 0% | 8.2745 | 0 | 0 | 0 | 8.2745 | #N/A
2007-09-07 20:00 | 9 | 7 | 20 | 250.792 | 5996 | 82.94 | 46.94 | 1005 | 82.94 | 0 | 0 | Cooling | 0 | #N/A | #N/A | #N/A | #N/A | 0 | 0 | 0 | 0 | 0 | 0 | #N/A | #N/A | 88 | 97.94 | 3.1015 | #N/A | 0 | 0% | 1 | 50% | 0% | 0% | 0% | 8.2745 | 0 | 0 | 0 | 8.2745 | #N/A
2007-09-07 21:00 | 9 | 7 | 21 | 250.8337 | 5997 | 80.06 | 46.94 | 1005 | 80.06 | 0 | 0 | Cooling | 0 | #N/A | #N/A | #N/A | #N/A | 0 | 0 | 0 | 0 | 0 | 0 | #N/A | #N/A | 88 | 95.06 | 3.2983 | #N/A | 0 | 0% | 1 | 50% | 0% | 0% | 0% | 8.2745 | 0 | 0 | 0 | 8.2745 | #N/A
2007-09-07 22:00 | 9 | 7 | 22 | 250.8753 | 5998 | 78.08 | 48.02 | 1005 | 78.08 | 0 | 0 | Cooling | 0 | #N/A | #N/A | #N/A | #N/A | 0 | 0 | 0 | 0 | 0 | 0 | #N/A | #N/A | 88 | 93.08 | 3.4336 | #N/A | 0 | 0% | 1 | 50% | 0% | 0% | 0% | 8.2745 | 0 | 0 | 0 | 8.2745 | #N/A
2007-09-07 23:00 | 9 | 7 | 23 | 250.917 | 5999 | 78.08 | 48.92 | 1005 | 78.08 | 0 | 0 | Cooling | 0 | #N/A | #N/A | #N/A | #N/A | 0 | 0 | 0 | 0 | 0 | 0 | #N/A | #N/A | 88 | 93.08 | 3.4336 | #N/A | 0 | 0% | 1 | 50% | 0% | 0% | 0% | 8.2745 | 0 | 0 | 0 | 8.2745 | #N/A
2007-09-08 | 9 | 8 | 0 | 250.9587 | 6000 | 75.02 | 48.92 | 1005 | 75.02 | 0 | 0 | Cooling | 0 | #N/A | #N/A | #N/A | #N/A | 0 | 0 | 0 | 0 | 0 | 0 | #N/A | #N/A | 88 | 90.02 | 3.6427 | #N/A | 0 | 0% | 1 | 50% | 0% | 0% | 0% | 8.2745 | 0 | 0 | 0 | 8.2745 | #N/A
2007-09-08 01:00 | 9 | 8 | 1 | 251.0003 | 6001 | 75.02 | 48.92 | 1005 | 75.02 | 0 | 0 | Cooling | 0 | #N/A | #N/A | #N/A | #N/A | 0 | 0 | 0 | 0 | 0 | 0 | #N/A | #N/A | 88 | 90.02 | 3.6427 | #N/A | 0 | 0% | 1 | 50% | 0% | 0% | 0% | 8.2745 | 0 | 0 | 0 | 8.2745 | #N/A
2007-09-08 02:01 | 9 | 8 | 2 | 251.042 | 6002 | 75.02 | 48.92 | 1004 | 75.02 | 0 | 0 | Cooling | 0 | #N/A | #N/A | #N/A | #N/A | 0 | 0 | 0 | 0 | 0 | 0 | #N/A | #N/A | 88 | 90.02 | 3.6427 | #N/A | 0 | 0% | 1 | 50% | 0% | 0% | 0% | 8.2745 | 0 | 0 | 0 | 8.2745 | #N/A
2007-09-08 03:01 | 9 | 8 | 3 | 251.0837 | 6003 | 75.02 | 50 | 1003 | 75.02 | 0 | 0.037137 | Cooling | 0.0061894 | #N/A | #N/A | #N/A | #N/A | 0 | 0 | 0 | 0 | 0 | 0.037137 | #N/A | #N/A | 88 | 90.02 | 3.6427 | #N/A | 0.00011481 | 2.063e-05% | 1 | 50% | 0% | 0% | 0% | 8.2745 | 0 | 0 | 0 | 8.2745 | #N/A
2007-09-08 04:01 | 9 | 8 | 4 | 251.1253 | 6004 | 73.94 | 50 | 1003 | 73.94 | 0 | 0.14701 | Cooling | 0.024501 | #N/A | #N/A | #N/A | #N/A | 0 | 0 | 0 | 0 | 0 | 0.14701 | #N/A | #N/A | 88 | 88.94 | 3.7165 | #N/A | 0.00045449 | 8.167e-05% | 1 | 50% | 0% | 0% | 0% | 8.2745 | 0 | 0 | 0 | 8.2745 | #N/A
2007-09-08 05:01 | 9 | 8 | 5 | 251.167 | 6005 | 73.94 | 50 | 1002 | 73.94 | 0 | 0.58147 | Cooling | 0.096911 | #N/A | #N/A | #N/A | #N/A | 0 | 0 | 0 | 0 | 0 | 0.58147 | #N/A | #N/A | 88 | 88.94 | 3.7165 | #N/A | 0.0017977 | 0.000323% | 1 | 50% | 0% | 0% | 0% | 8.2745 | 0 | 0 | 0 | 8.2745 | #N/A
2007-09-08 06:01 | 9 | 8 | 6 | 251.2087 | 6006 | 73.04 | 51.08 | 1003 | 73.04 | 0 | 7.4332 | Cooling | 1.2389 | #N/A | #N/A | #N/A | #N/A | 0 | 0 | 0 | 0 | 0 | 7.4332 | #N/A | #N/A | 88 | 88.04 | 3.778 | #N/A | 0.022981 | 0.00413% | 1 | 50% | 0% | 0% | 0% | 8.2745 | 0 | 0 | 0 | 8.2745 | #N/A
2007-09-08 07:01 | 9 | 8 | 7 | 251.2503 | 6007 | 75.02 | 53.06 | 1004 | 75.02 | 0 | 36.3818 | Cooling | 6.0636 | #N/A | #N/A | #N/A | #N/A | 0 | 0 | 0 | 0 | 0 | 36.3818 | #N/A | #N/A | 88 | 90.02 | 3.6427 | #N/A | 0.11248 | 0.02021% | 1 | 50% | 0% | 0% | 0% | 8.2745 | 0 | 0 | 0 | 8.2745 | #N/A
2007-09-08 08:01 | 9 | 8 | 8 | 251.292 | 6008 | 75.02 | 53.96 | 1003 | 75.02 | 0 | 75.3302 | Cooling | 12.555 | #N/A | #N/A | #N/A | #N/A | 0 | 0 | 0 | 0 | 0 | 75.3302 | #N/A | #N/A | 88 | 90.02 | 3.6427 | #N/A | 0.23289 | 0.04185% | 1 | 50% | 0% | 0% | 0% | 8.2745 | 0 | 0 | 0 | 8.2745 | #N/A
2007-09-08 09:01 | 9 | 8 | 9 | 251.3337 | 6009 | 77 | 55.94 | 1003 | 77 | 0 | 122.4973 | Cooling | 20.4162 | #N/A | #N/A | #N/A | #N/A | 0 | 0 | 0 | 0 | 0 | 122.4973 | #N/A | #N/A | 88 | 92 | 3.5074 | #N/A | 0.37872 | 0.06805% | 1 | 50% | 0% | 0% | 0% | 8.2745 | 0 | 0 | 0 | 8.2745 | #N/A
2007-09-08 10:01 | 9 | 8 | 10 | 251.3753 | 6010 | 78.08 | 57.02 | 1003 | 78.08 | 0 | 148.3036 | Cooling | 24.7173 | #N/A | #N/A | #N/A | #N/A | 0 | 0 | 0 | 0 | 0 | 148.3036 | #N/A | #N/A | 88 | 93.08 | 3.4336 | #N/A | 0.4585 | 0.08239% | 1 | 50% | 0% | 0% | 0% | 8.2745 | 0 | 0 | 0 | 8.2745 | #N/A
2007-09-08 11:01 | 9 | 8 | 11 | 251.417 | 6011 | 78.08 | 57.92 | 1002 | 78.08 | 0 | 229.3365 | Cooling | 38.2228 | #N/A | #N/A | #N/A | #N/A | 0 | 0 | 0 | 0 | 0 | 229.3365 | #N/A | #N/A | 88 | 93.08 | 3.4336 | #N/A | 0.70902 | 0.1274% | 1 | 50% | 0% | 0% | 0% | 8.2745 | 0 | 0 | 0 | 8.2745 | #N/A
2007-09-08 12:01 | 9 | 8 | 12 | 251.4587 | 6012 | 82.04 | 60.08 | 1002 | 82.04 | 0 | 335.8752 | Cooling | 55.9792 | #N/A | #N/A | #N/A | #N/A | 0 | 0 | 0 | 0 | 0 | 335.8752 | #N/A | #N/A | 88 | 97.04 | 3.163 | #N/A | 1.0384 | 0.1866% | 1 | 50% | 0% | 0% | 0% | 8.2745 | 0 | 0 | 0 | 8.2745 | #N/A
2007-09-08 13:01 | 9 | 8 | 13 | 251.5003 | 6013 | 84.02 | 60.98 | 1001 | 84.02 | 0 | 520.0553 | Cooling | 86.6759 | #N/A | #N/A | #N/A | #N/A | 0 | 0 | 0 | 0 | 0 | 520.0553 | #N/A | #N/A | 88 | 99.02 | 3.0277 | #N/A | 1.6078 | 0.2889% | 1 | 50% | 0% | 0% | 0% | 8.2745 | 0 | 0 | 0 | 8.2745 | #N/A
2007-09-08 14:01 | 9 | 8 | 14 | 251.542 | 6014 | 84.02 | 62.06 | 1001 | 84.02 | 0 | 471.658 | Cooling | 78.6097 | #N/A | #N/A | #N/A | #N/A | 0 | 0 | 0 | 0 | 0 | 471.658 | #N/A | #N/A | 88 | 99.02 | 3.0277 | #N/A | 1.4582 | 0.262% | 1 | 50% | 0% | 0% | 0% | 8.2745 | 0 | 0 | 0 | 8.2745 | #N/A
2007-09-08 15:01 | 9 | 8 | 15 | 251.5837 | 6015 | 84.02 | 64.04 | 1001 | 84.02 | 0 | 322.293 | Cooling | 53.7155 | #N/A | #N/A | #N/A | #N/A | 0 | 0 | 0 | 0 | 0 | 322.293 | #N/A | #N/A | 88 | 99.02 | 3.0277 | #N/A | 0.99641 | 0.1791% | 1 | 50% | 0% | 0% | 0% | 8.2745 | 0 | 0 | 0 | 8.2745 | #N/A
2007-09-08 16:01 | 9 | 8 | 16 | 251.6253 | 6016 | 80.96 | 64.94 | 1001 | 80.96 | 0 | 540.3778 | Cooling | 90.063 | #N/A | #N/A | #N/A | #N/A | 0 | 0 | 0 | 0 | 0 | 540.3778 | #N/A | #N/A | 88 | 95.96 | 3.2368 | #N/A | 1.6706 | 0.3002% | 1 | 50% | 0% | 0% | 0% | 8.2745 | 0 | 0 | 0 | 8.2745 | #N/A
2007-09-08 17:01 | 9 | 8 | 17 | 251.667 | 6017 | 80.96 | 68 | 1001 | 80.96 | 0 | 604.6841 | Cooling | 100.7807 | #N/A | #N/A | #N/A | #N/A | 0 | 0 | 0 | 0 | 0 | 604.6841 | #N/A | #N/A | 88 | 95.96 | 3.2368 | #N/A | 1.8695 | 0.3359% | 1 | 50% | 0% | 0% | 0% | 8.2745 | 0 | 0 | 0 | 8.2745 | #N/A
2007-09-08 18:01 | 9 | 8 | 18 | 251.7087 | 6018 | 78.08 | 66.92 | 1002 | 78.08 | 0 | 512.1589 | Cooling | 85.3598 | #N/A | #N/A | #N/A | #N/A | 0 | 0 | 0 | 0 | 0 | 512.1589 | #N/A | #N/A | 88 | 93.08 | 3.4336 | #N/A | 1.5834 | 0.2845% | 1 | 50% | 0% | 0% | 0% | 8.2745 | 0 | 0 | 0 | 8.2745 | #N/A
2007-09-08 19:01 | 9 | 8 | 19 | 251.7503 | 6019 | 77 | 66.92 | 1002 | 77 | 0 | 382.0649 | Cooling | 63.6775 | #N/A | #N/A | #N/A | #N/A | 0 | 0 | 0 | 0 | 0 | 382.0649 | #N/A | #N/A | 88 | 92 | 3.5074 | #N/A | 1.1812 | 0.2123% | 1 | 50% | 0% | 0% | 0% | 8.2745 | 0 | 0 | 0 | 8.2745 | #N/A
2007-09-08 20:01 | 9 | 8 | 20 | 251.792 | 6020 | 77 | 66.02 | 1003 | 77 | 0 | 337.3101 | Cooling | 56.2184 | #N/A | #N/A | #N/A | #N/A | 0 | 0 | 0 | 0 | 0 | 337.3101 | #N/A | #N/A | 88 | 92 | 3.5074 | #N/A | 1.0428 | 0.1874% | 1 | 50% | 0% | 0% | 0% | 8.2745 | 0 | 0 | 0 | 8.2745 | #N/A
2007-09-08 21:01 | 9 | 8 | 21 | 251.8337 | 6021 | 73.4 | 66.92 | 1003 | 73.4 | 0 | 267.7046 | Cooling | 44.6174 | #N/A | #N/A | #N/A | #N/A | 0 | 0 | 0 | 0 | 0 | 267.7046 | #N/A | #N/A | 88 | 88.4 | 3.7534 | #N/A | 0.82764 | 0.1487% | 1 | 50% | 0% | 0% | 0% | 8.2745 | 0 | 0 | 0 | 8.2745 | #N/A
2007-09-08 22:01 | 9 | 8 | 22 | 251.8753 | 6022 | 73.04 | 66.92 | 1003 | 73.04 | 0 | 208.0418 | Cooling | 34.6736 | #N/A | #N/A | #N/A | #N/A | 0 | 0 | 0 | 0 | 0 | 208.0418 | #N/A | #N/A | 88 | 88.04 | 3.778 | #N/A | 0.64319 | 0.1156% | 1 | 50% | 0% | 0% | 0% | 8.2745 | 0 | 0 | 0 | 8.2745 | #N/A
2007-09-08 23:01 | 9 | 8 | 23 | 251.917 | 6023 | 73.04 | 66.92 | 1003 | 73.04 | 0 | 142.1647 | Cooling | 23.6941 | #N/A | #N/A | #N/A | #N/A | 0 | 0 | 0 | 0 | 0 | 142.1647 | #N/A | #N/A | 88 | 88.04 | 3.778 | #N/A | 0.43952 | 0.07898% | 1 | 50% | 0% | 0% | 0% | 8.2745 | 0 | 0 | 0 | 8.2745 | #N/A
2007-09-09 00:01 | 9 | 9 | 0 | 251.9587 | 6024 | 71.6 | 66.92 | 1003 | 71.6 | 0 | 183.7337 | Cooling | 30.6223 | #N/A | #N/A | #N/A | #N/A | 0 | 0 | 0 | 0 | 0 | 183.7337 | #N/A | #N/A | 88 | 86.6 | 3.8764 | #N/A | 0.56804 | 0.1021% | 1 | 50% | 0% | 0% | 0% | 8.2745 | 0 | 0 | 0 | 8.2745 | #N/A
2007-09-09 01:01 | 9 | 9 | 1 | 252.0003 | 6025 | 69.8 | 66.92 | 1003 | 69.8 | 0 | 184.771 | Cooling | 30.7952 | #N/A | #N/A | #N/A | #N/A | 0 | 0 | 0 | 0 | 0 | 184.771 | #N/A | #N/A | 88 | 84.8 | 3.9994 | #N/A | 0.57124 | 0.1027% | 1 | 50% | 0% | 0% | 0% | 8.2745 | 0 | 0 | 0 | 8.2745 | #N/A
2007-09-09 02:01 | 9 | 9 | 2 | 252.042 | 6026 | 68 | 66.02 | 1002 | 68 | 0 | 176.5974 | Cooling | 29.4329 | #N/A | #N/A | #N/A | #N/A | 0 | 0 | 0 | 0 | 0 | 176.5974 | #N/A | #N/A | 88 | 83 | 4.1224 | #N/A | 0.54597 | 0.09811% | 1 | 50% | 0% | 0% | 0% | 8.2745 | 0 | 0 | 0 | 8.2745 | #N/A
2007-09-09 03:01 | 9 | 9 | 3 | 252.0837 | 6027 | 66.92 | 66.92 | 1003 | 66.92 | 0 | 179.6314 | Cooling | 29.9386 | #N/A | #N/A | #N/A | #N/A | 0 | 0 | 0 | 0 | 0 | 179.6314 | #N/A | #N/A | 88 | 81.92 | 4.1962 | #N/A | 0.55535 | 0.0998% | 1 | 50% | 0% | 0% | 0% | 8.2745 | 0 | 0 | 0 | 8.2745 | #N/A
2007-09-09 04:01 | 9 | 9 | 4 | 252.1253 | 6028 | 66.92 | 66.2 | 1003 | 66.92 | 0 | 173.4892 | Cooling | 28.9149 | #N/A | #N/A | #N/A | #N/A | 0 | 0 | 0 | 0 | 0 | 173.4892 | #N/A | #N/A | 88 | 81.92 | 4.1962 | #N/A | 0.53636 | 0.09638% | 1 | 50% | 0% | 0% | 0% | 8.2745 | 0 | 0 | 0 | 8.2745 | #N/A
2007-09-09 05:01 | 9 | 9 | 5 | 252.167 | 6029 | 66.92 | 66.02 | 1003 | 66.92 | 0 | 232.7655 | Cooling | 38.7942 | #N/A | #N/A | #N/A | #N/A | 0 | 0 | 0 | 0 | 0 | 232.7655 | #N/A | #N/A | 88 | 81.92 | 4.1962 | #N/A | 0.71962 | 0.1293% | 1 | 50% | 0% | 0% | 0% | 8.2745 | 0 | 0 | 0 | 8.2745 | #N/A
2007-09-09 06:01 | 9 | 9 | 6 | 252.2087 | 6030 | 64.4 | 66.02 | 1003 | 64.4 | 0 | 1709.4828 | Cooling | 284.9138 | #N/A | #N/A | #N/A | #N/A | 0 | 0 | 0 | 0 | 0 | 1709.4828 | #N/A | #N/A | 88 | 79.4 | 4.3684 | #N/A | 5.2851 | 0.9497% | 1 | 50% | 0% | 0% | 0% | 8.2745 | 0 | 0 | 0 | 8.2745 | #N/A
2007-09-09 07:01 | 9 | 9 | 7 | 252.2503 | 6031 | 62.6 | 64.04 | 1004 | 62.6 | 0 | 1528.4031 | Cooling | 254.7338 | #N/A | #N/A | #N/A | #N/A | 0 | 0 | 0 | 0 | 0 | 1528.4031 | #N/A | #N/A | 88 | 77.6 | 4.4914 | #N/A | 4.7252 | 0.8491% | 1 | 50% | 0% | 0% | 0% | 8.2745 | 0 | 0 | 0 | 8.2745 | #N/A
2007-09-09 08:01 | 9 | 9 | 8 | 252.292 | 6032 | 62.96 | 64.4 | 1004 | 62.96 | 0 | 1762.7755 | Cooling | 293.7959 | #N/A | #N/A | #N/A | #N/A | 0 | 0 | 0 | 0 | 0 | 1762.7755 | #N/A | #N/A | 88 | 77.96 | 4.4668 | #N/A | 5.4498 | 0.9793% | 1 | 50% | 0% | 0% | 0% | 8.2745 | 0 | 0 | 0 | 8.2745 | #N/A
2007-09-09 09:01 | 9 | 9 | 9 | 252.3337 | 6033 | 64.04 | 64.04 | 1005 | 64.04 | 0 | 1794.2141 | Cooling | 299.0357 | #N/A | #N/A | #N/A | #N/A | 0 | 0 | 0 | 0 | 0 | 1794.2141 | #N/A | #N/A | 88 | 79.04 | 4.393 | #N/A | 5.547 | 0.9968% | 1 | 50% | 0% | 0% | 0% | 8.2745 | 0 | 0 | 0 | 8.2745 | #N/A
2007-09-09 10:01 | 9 | 9 | 10 | 252.3753 | 6034 | 64.4 | 64.04 | 1005 | 64.4 | 0 | 1780.3879 | Cooling | 296.7313 | #N/A | #N/A | #N/A | #N/A | 0 | 0 | 0 | 0 | 0 | 1780.3879 | #N/A | #N/A | 88 | 79.4 | 4.3684 | #N/A | 5.5043 | 0.9891% | 1 | 50% | 0% | 0% | 0% | 8.2745 | 0 | 0 | 0 | 8.2745 | #N/A
2007-09-09 11:01 | 9 | 9 | 11 | 252.417 | 6035 | 64.04 | 64.94 | 1005 | 64.04 | 0 | 1859.129 | Cooling | 309.8548 | #N/A | #N/A | #N/A | #N/A | 0 | 0 | 0 | 0 | 0 | 1859.129 | #N/A | #N/A | 88 | 79.04 | 4.393 | #N/A | 5.7477 | 1.033% | 1 | 50% | 0% | 0% | 0% | 8.2745 | 0 | 0 | 0 | 8.2745 | #N/A
2007-09-09 12:01 | 9 | 9 | 12 | 252.4587 | 6036 | 62.06 | 66.02 | 1005 | 62.06 | 0 | 1899.2045 | Cooling | 316.5341 | #N/A | #N/A | #N/A | #N/A | 0 | 0 | 0 | 0 | 0 | 1899.2045 | #N/A | #N/A | 88 | 77.06 | 4.5283 | #N/A | 5.8716 | 1.055% | 1 | 50% | 0% | 0% | 0% | 8.2745 | 0 | 0 | 0 | 8.2745 | #N/A
2007-09-09 13:01 | 9 | 9 | 13 | 252.5003 | 6037 | 60.8 | 66.92 | 1005 | 60.8 | 0 | 2164.0858 | Cooling | 360.681 | #N/A | #N/A | #N/A | #N/A | 0 | 0 | 0 | 0 | 0 | 2164.0858 | #N/A | #N/A | 88 | 75.8 | 4.6144 | #N/A | 6.6905 | 1.202% | 1 | 50% | 0% | 0% | 0% | 8.2745 | 0 | 0 | 0 | 8.2745 | #N/A
2007-09-09 14:01 | 9 | 9 | 14 | 252.542 | 6038 | 62.6 | 68 | 1005 | 62.6 | 0 | 2543.7276 | Cooling | 423.9546 | #N/A | #N/A | #N/A | #N/A | 0 | 0 | 0 | 0 | 0 | 2543.7276 | #N/A | #N/A | 88 | 77.6 | 4.4914 | #N/A | 7.8643 | 1.413% | 1 | 50% | 0% | 0% | 0% | 8.2745 | 0 | 0 | 0 | 8.2745 | #N/A
2007-09-09 15:01 | 9 | 9 | 15 | 252.5837 | 6039 | 62.96 | 66.02 | 1005 | 62.96 | 0 | 2613.4543 | Cooling | 435.5757 | #N/A | #N/A | #N/A | #N/A | 0 | 0 | 0 | 0 | 0 | 2613.4543 | #N/A | #N/A | 88 | 77.96 | 4.4668 | #N/A | 8.0798 | 1.452% | 1 | 50% | 0% | 0% | 0% | 8.2745 | 0 | 0 | 0 | 8.2745 | #N/A
2007-09-09 16:01 | 9 | 9 | 16 | 252.6253 | 6040 | 62.6 | 64.94 | 1004 | 62.6 | 0 | 2124.6604 | Cooling | 354.1101 | #N/A | #N/A | #N/A | #N/A | 0 | 0 | 0 | 0 | 0 | 2124.6604 | #N/A | #N/A | 88 | 77.6 | 4.4914 | #N/A | 6.5687 | 1.18% | 1 | 50% | 0% | 0% | 0% | 8.2745 | 0 | 0 | 0 | 8.2745 | #N/A
2007-09-09 17:01 | 9 | 9 | 17 | 252.667 | 6041 | 62.96 | 62.96 | 1004 | 62.96 | 0 | 2119.433 | Cooling | 353.2388 | #N/A | #N/A | #N/A | #N/A | 0 | 0 | 0 | 0 | 0 | 2119.433 | #N/A | #N/A | 88 | 77.96 | 4.4668 | #N/A | 6.5525 | 1.177% | 1 | 50% | 0% | 0% | 0% | 8.2745 | 0 | 0 | 0 | 8.2745 | #N/A
2007-09-09 18:01 | 9 | 9 | 18 | 252.7087 | 6042 | 62.6 | 64.94 | 1004 | 62.6 | 0 | 2448.7912 | Cooling | 408.1319 | #N/A | #N/A | #N/A | #N/A | 0 | 0 | 0 | 0 | 0 | 2448.7912 | #N/A | #N/A | 88 | 77.6 | 4.4914 | #N/A | 7.5707 | 1.36% | 1 | 50% | 0% | 0% | 0% | 8.2745 | 0 | 0 | 0 | 8.2745 | #N/A
2007-09-09 19:01 | 9 | 9 | 19 | 252.7503 | 6043 | 62.6 | 64.04 | 1005 | 62.6 | 0 | 2047.3094 | Cooling | 341.2182 | #N/A | #N/A | #N/A | #N/A | 0 | 0 | 0 | 0 | 0 | 2047.3094 | #N/A | #N/A | 88 | 77.6 | 4.4914 | #N/A | 6.3295 | 1.137% | 1 | 50% | 0% | 0% | 0% | 8.2745 | 0 | 0 | 0 | 8.2745 | #N/A
2007-09-09 20:01 | 9 | 9 | 20 | 252.792 | 6044 | 62.06 | 62.96 | 1005 | 62.06 | 0 | 1602.9486 | Cooling | 267.1581 | #N/A | #N/A | #N/A | #N/A | 0 | 0 | 0 | 0 | 0 | 1602.9486 | #N/A | #N/A | 88 | 77.06 | 4.5283 | #N/A | 4.9557 | 0.8905% | 1 | 50% | 0% | 0% | 0% | 8.2745 | 0 | 0 | 0 | 8.2745 | #N/A
2007-09-09 21:01 | 9 | 9 | 21 | 252.8337 | 6045 | 62.6 | 60.08 | 1005 | 62.6 | 0 | 1342.6791 | Cooling | 223.7798 | #N/A | #N/A | #N/A | #N/A | 0 | 0 | 0 | 0 | 0 | 1342.6791 | #N/A | #N/A | 88 | 77.6 | 4.4914 | #N/A | 4.1511 | 0.7459% | 1 | 50% | 0% | 0% | 0% | 8.2745 | 0 | 0 | 0 | 8.2745 | #N/A
2007-09-09 22:01 | 9 | 9 | 22 | 252.8753 | 6046 | 62.06 | 59 | 1005 | 62.06 | 0 | 68.3359 | Cooling | 11.3893 | #N/A | #N/A | #N/A | #N/A | 0 | 0 | 0 | 0 | 0 | 68.3359 | #N/A | #N/A | 88 | 77.06 | 4.5283 | #N/A | 0.21127 | 0.03796% | 1 | 50% | 0% | 0% | 0% | 8.2745 | 0 | 0 | 0 | 8.2745 | #N/A
2007-09-09 23:01 | 9 | 9 | 23 | 252.917 | 6047 | 62.06 | 59 | 1005 | 62.06 | 0 | 128.0851 | Cooling | 21.3475 | #N/A | #N/A | #N/A | #N/A | 0 | 0 | 0 | 0 | 0 | 128.0851 | #N/A | #N/A | 88 | 77.06 | 4.5283 | #N/A | 0.39599 | 0.07116% | 1 | 50% | 0% | 0% | 0% | 8.2745 | 0 | 0 | 0 | 8.2745 | #N/A
2007-09-10 00:01 | 9 | 10 | 0 | 252.9587 | 6048 | 62.6 | 57.92 | 1005 | 62.6 | 0 | 105.7402 | Cooling | 17.6234 | #N/A | #N/A | #N/A | #N/A | 0 | 0 | 0 | 0 | 0 | 105.7402 | #N/A | #N/A | 88 | 77.6 | 4.4914 | #N/A | 0.32691 | 0.05874% | 1 | 50% | 0% | 0% | 0% | 8.2745 | 0 | 0 | 0 | 8.2745 | #N/A
2007-09-10 01:01 | 9 | 10 | 1 | 253.0003 | 6049 | 62.06 | 57.92 | 1006 | 62.06 | 0 | 96.3005 | Cooling | 16.0501 | #N/A | #N/A | #N/A | #N/A | 0 | 0 | 0 | 0 | 0 | 96.3005 | #N/A | #N/A | 88 | 77.06 | 4.5283 | #N/A | 0.29772 | 0.0535% | 1 | 50% | 0% | 0% | 0% | 8.2745 | 0 | 0 | 0 | 8.2745 | #N/A
2007-09-10 02:01 | 9 | 10 | 2 | 253.042 | 6050 | 62.06 | 57.92 | 1005 | 62.06 | 0 | 94.7491 | Cooling | 15.7915 | #N/A | #N/A | #N/A | #N/A | 0 | 0 | 0 | 0 | 0 | 94.7491 | #N/A | #N/A | 88 | 77.06 | 4.5283 | #N/A | 0.29293 | 0.05264% | 1 | 50% | 0% | 0% | 0% | 8.2745 | 0 | 0 | 0 | 8.2745 | #N/A
2007-09-10 03:01 | 9 | 10 | 3 | 253.0837 | 6051 | 62.6 | 57.92 | 1006 | 62.6 | 0 | 90.4664 | Cooling | 15.0777 | #N/A | #N/A | #N/A | #N/A | 0 | 0 | 0 | 0 | 0 | 90.4664 | #N/A | #N/A | 88 | 77.6 | 4.4914 | #N/A | 0.27969 | 0.05026% | 1 | 50% | 0% | 0% | 0% | 8.2745 | 0 | 0 | 0 | 8.2745 | #N/A
2007-09-10 04:01 | 9 | 10 | 4 | 253.1254 | 6052 | 62.6 | 57.02 | 1006 | 62.6 | 0 | 78.0216 | Cooling | 13.0036 | #N/A | #N/A | #N/A | #N/A | 0 | 0 | 0 | 0 | 0 | 78.0216 | #N/A | #N/A | 88 | 77.6 | 4.4914 | #N/A | 0.24121 | 0.04335% | 1 | 50% | 0% | 0% | 0% | 8.2745 | 0 | 0 | 0 | 8.2745 | #N/A
2007-09-10 05:01 | 9 | 10 | 5 | 253.167 | 6053 | 62.06 | 57.02 | 1006 | 62.06 | 0 | 90.6896 | Cooling | 15.1149 | #N/A | #N/A | #N/A | #N/A | 0 | 0 | 0 | 0 | 0 | 90.6896 | #N/A | #N/A | 88 | 77.06 | 4.5283 | #N/A | 0.28038 | 0.05038% | 1 | 50% | 0% | 0% | 0% | 8.2745 | 0 | 0 | 0 | 8.2745 | #N/A
2007-09-10 06:01 | 9 | 10 | 6 | 253.2087 | 6054 | 62.06 | 57.92 | 1007 | 62.06 | 0 | 667.7004 | Cooling | 111.2834 | #N/A | #N/A | #N/A | #N/A | 0 | 0 | 0 | 0 | 0 | 667.7004 | #N/A | #N/A | 88 | 77.06 | 4.5283 | #N/A | 2.0643 | 0.3709% | 1 | 50% | 0% | 0% | 0% | 8.2745 | 0 | 0 | 0 | 8.2745 | #N/A
2007-09-10 07:01 | 9 | 10 | 7 | 253.2504 | 6055 | 62.06 | 59 | 1007 | 62.06 | 0 | 846.8668 | Cooling | 141.1445 | #N/A | #N/A | #N/A | #N/A | 0 | 0 | 0 | 0 | 0 | 846.8668 | #N/A | #N/A | 88 | 77.06 | 4.5283 | #N/A | 2.6182 | 0.4705% | 1 | 50% | 0% | 0% | 0% | 8.2745 | 0 | 0 | 0 | 8.2745 | #N/A
2007-09-10 08:01 | 9 | 10 | 8 | 253.292 | 6056 | 62.06 | 62.06 | 1007 | 62.06 | 0 | 1420.6818 | Cooling | 236.7803 | #N/A | #N/A | #N/A | #N/A | 0 | 0 | 0 | 0 | 0 | 1420.6818 | #N/A | #N/A | 88 | 77.06 | 4.5283 | #N/A | 4.3922 | 0.7893% | 1 | 50% | 0% | 0% | 0% | 8.2745 | 0 | 0 | 0 | 8.2745 | #N/A
2007-09-10 09:01 | 9 | 10 | 9 | 253.3337 | 6057 | 62.6 | 64.04 | 1007 | 62.6 | 0 | 1736.6187 | Cooling | 289.4364 | #N/A | #N/A | #N/A | #N/A | 0 | 0 | 0 | 0 | 0 | 1736.6187 | #N/A | #N/A | 88 | 77.6 | 4.4914 | #N/A | 5.369 | 0.9648% | 1 | 50% | 0% | 0% | 0% | 8.2745 | 0 | 0 | 0 | 8.2745 | #N/A
2007-09-10 10:01 | 9 | 10 | 10 | 253.3754 | 6058 | 62.6 | 66.92 | 1006 | 62.6 | 0 | 2199.9083 | Cooling | 366.6514 | #N/A | #N/A | #N/A | #N/A | 0 | 0 | 0 | 0 | 0 | 2199.9083 | #N/A | #N/A | 88 | 77.6 | 4.4914 | #N/A | 6.8013 | 1.222% | 1 | 50% | 0% | 0% | 0% | 8.2745 | 0 | 0 | 0 | 8.2745 | #N/A
2007-09-10 11:01 | 9 | 10 | 11 | 253.417 | 6059 | 62.06 | 68 | 1006 | 62.06 | 0 | 2506.9271 | Cooling | 417.8212 | #N/A | #N/A | #N/A | #N/A | 0 | 0 | 0 | 0 | 0 | 2506.9271 | #N/A | #N/A | 88 | 77.06 | 4.5283 | #N/A | 7.7505 | 1.393% | 1 | 50% | 0% | 0% | 0% | 8.2745 | 0 | 0 | 0 | 8.2745 | #N/A
2007-09-10 12:01 | 9 | 10 | 12 | 253.4587 | 6060 | 62.96 | 69.08 | 1006 | 62.96 | 0 | 1980.3396 | Cooling | 330.0566 | #N/A | #N/A | #N/A | #N/A | 0 | 0 | 0 | 0 | 0 | 1980.3396 | #N/A | #N/A | 88 | 77.96 | 4.4668 | #N/A | 6.1225 | 1.1% | 1 | 50% | 0% | 0% | 0% | 8.2745 | 0 | 0 | 0 | 8.2745 | #N/A
2007-09-10 13:01 | 9 | 10 | 13 | 253.5004 | 6061 | 64.04 | 71.06 | 1005 | 64.04 | 0 | 2026.9818 | Cooling | 337.8303 | #N/A | #N/A | #N/A | #N/A | 0 | 0 | 0 | 0 | 0 | 2026.9818 | #N/A | #N/A | 88 | 79.04 | 4.393 | #N/A | 6.2667 | 1.126% | 1 | 50% | 0% | 0% | 0% | 8.2745 | 0 | 0 | 0 | 8.2745 | #N/A
2007-09-10 14:01 | 9 | 10 | 14 | 253.542 | 6062 | 64.04 | 71.06 | 1003 | 64.04 | 0 | 2102.9189 | Cooling | 350.4865 | #N/A | #N/A | #N/A | #N/A | 0 | 0 | 0 | 0 | 0 | 2102.9189 | #N/A | #N/A | 88 | 79.04 | 4.393 | #N/A | 6.5014 | 1.168% | 1 | 50% | 0% | 0% | 0% | 8.2745 | 0 | 0 | 0 | 8.2745 | #N/A
2007-09-10 15:01 | 9 | 10 | 15 | 253.5837 | 6063 | 64.4 | 66.92 | 1003 | 64.4 | 0 | 2062.4633 | Cooling | 343.7439 | #N/A | #N/A | #N/A | #N/A | 0 | 0 | 0 | 0 | 0 | 2062.4633 | #N/A | #N/A | 88 | 79.4 | 4.3684 | #N/A | 6.3764 | 1.146% | 1 | 50% | 0% | 0% | 0% | 8.2745 | 0 | 0 | 0 | 8.2745 | #N/A
2007-09-10 16:01 | 9 | 10 | 16 | 253.6254 | 6064 | 66.2 | 68 | 1003 | 66.2 | 0 | 2106.8506 | Cooling | 351.1418 | #N/A | #N/A | #N/A | #N/A | 0 | 0 | 0 | 0 | 0 | 2106.8506 | #N/A | #N/A | 88 | 81.2 | 4.2454 | #N/A | 6.5136 | 1.17% | 1 | 50% | 0% | 0% | 0% | 8.2745 | 0 | 0 | 0 | 8.2745 | #N/A
2007-09-10 17:01 | 9 | 10 | 17 | 253.667 | 6065 | 66.92 | 68 | 1003 | 66.92 | 0 | 2081.4764 | Cooling | 346.9127 | #N/A | #N/A | #N/A | #N/A | 0 | 0 | 0 | 0 | 0 | 2081.4764 | #N/A | #N/A | 88 | 81.92 | 4.1962 | #N/A | 6.4351 | 1.156% | 1 | 50% | 0% | 0% | 0% | 8.2745 | 0 | 0 | 0 | 8.2745 | #N/A
2007-09-10 18:01 | 9 | 10 | 18 | 253.7087 | 6066 | 66.2 | 68 | 1003 | 66.2 | 0 | 1943.5101 | Cooling | 323.9184 | #N/A | #N/A | #N/A | #N/A | 0 | 0 | 0 | 0 | 0 | 1943.5101 | #N/A | #N/A | 88 | 81.2 | 4.2454 | #N/A | 6.0086 | 1.08% | 1 | 50% | 0% | 0% | 0% | 8.2745 | 0 | 0 | 0 | 8.2745 | #N/A
2007-09-10 19:01 | 9 | 10 | 19 | 253.7504 | 6067 | 64.94 | 68 | 1003 | 64.94 | 0 | 1988.9912 | Cooling | 331.4985 | #N/A | #N/A | #N/A | #N/A | 0 | 0 | 0 | 0 | 0 | 1988.9912 | #N/A | #N/A | 88 | 79.94 | 4.3315 | #N/A | 6.1492 | 1.105% | 1 | 50% | 0% | 0% | 0% | 8.2745 | 0 | 0 | 0 | 8.2745 | #N/A
2007-09-10 20:01 | 9 | 10 | 20 | 253.792 | 6068 | 64.94 | 66.92 | 1003 | 64.94 | 0 | 2086.077 | Cooling | 347.6795 | #N/A | #N/A | #N/A | #N/A | 0 | 0 | 0 | 0 | 0 | 2086.077 | #N/A | #N/A | 88 | 79.94 | 4.3315 | #N/A | 6.4494 | 1.159% | 1 | 50% | 0% | 0% | 0% | 8.2745 | 0 | 0 | 0 | 8.2745 | #N/A
2007-09-10 21:01 | 9 | 10 | 21 | 253.8337 | 6069 | 62.96 | 66.92 | 1002 | 62.96 | 0 | 2514.2029 | Cooling | 419.0338 | #N/A | #N/A | #N/A | #N/A | 0 | 0 | 0 | 0 | 0 | 2514.2029 | #N/A | #N/A | 88 | 77.96 | 4.4668 | #N/A | 7.773 | 1.397% | 1 | 50% | 0% | 0% | 0% | 8.2745 | 0 | 0 | 0 | 8.2745 | #N/A
2007-09-10 22:01 | 9 | 10 | 22 | 253.8754 | 6070 | 60.08 | 66.02 | 1003 | 60.08 | 0 | 409.8273 | Cooling | 68.3046 | #N/A | #N/A | #N/A | #N/A | 0 | 0 | 0 | 0 | 0 | 409.8273 | #N/A | #N/A | 88 | 75.08 | 4.6636 | #N/A | 1.267 | 0.2277% | 1 | 50% | 0% | 0% | 0% | 8.2745 | 0 | 0 | 0 | 8.2745 | #N/A
2007-09-10 23:01 | 9 | 10 | 23 | 253.917 | 6071 | 60.08 | 66.02 | 1003 | 60.08 | 0 | 653.7 | Cooling | 108.95 | #N/A | #N/A | #N/A | #N/A | 0 | 0 | 0 | 0 | 0 | 653.7 | #N/A | #N/A | 88 | 75.08 | 4.6636 | #N/A | 2.021 | 0.3632% | 1 | 50% | 0% | 0% | 0% | 8.2745 | 0 | 0 | 0 | 8.2745 | #N/A
2007-09-11 00:01 | 9 | 11 | 0 | 253.9587 | 6072 | 60.8 | 66.02 | 1003 | 60.8 | 0 | 631.3232 | Cooling | 105.2205 | #N/A | #N/A | #N/A | #N/A | 0 | 0 | 0 | 0 | 0 | 631.3232 | #N/A | #N/A | 88 | 75.8 | 4.6144 | #N/A | 1.9518 | 0.3507% | 1 | 50% | 0% | 0% | 0% | 8.2745 | 0 | 0 | 0 | 8.2745 | #N/A
2007-09-11 01:01 | 9 | 11 | 1 | 254.0004 | 6073 | 62.06 | 66.02 | 1003 | 62.06 | 0 | 674.8335 | Cooling | 112.4723 | #N/A | #N/A | #N/A | #N/A | 0 | 0 | 0 | 0 | 0 | 674.8335 | #N/A | #N/A | 88 | 77.06 | 4.5283 | #N/A | 2.0863 | 0.3749% | 1 | 50% | 0% | 0% | 0% | 8.2745 | 0 | 0 | 0 | 8.2745 | #N/A
2007-09-11 02:01 | 9 | 11 | 2 | 254.042 | 6074 | 62.06 | 66.02 | 1002 | 62.06 | 0 | 571.2941 | Cooling | 95.2157 | #N/A | #N/A | #N/A | #N/A | 0 | 0 | 0 | 0 | 0 | 571.2941 | #N/A | #N/A | 88 | 77.06 | 4.5283 | #N/A | 1.7662 | 0.3174% | 1 | 50% | 0% | 0% | 0% | 8.2745 | 0 | 0 | 0 | 8.2745 | #N/A
2007-09-11 03:01 | 9 | 11 | 3 | 254.0837 | 6075 | 62.06 | 66.02 | 1002 | 62.06 | 0 | 535.7868 | Cooling | 89.2978 | #N/A | #N/A | #N/A | #N/A | 0 | 0 | 0 | 0 | 0 | 535.7868 | #N/A | #N/A | 88 | 77.06 | 4.5283 | #N/A | 1.6565 | 0.2977% | 1 | 50% | 0% | 0% | 0% | 8.2745 | 0 | 0 | 0 | 8.2745 | #N/A
2007-09-11 04:01 | 9 | 11 | 4 | 254.1254 | 6076 | 62.6 | 64.94 | 1002 | 62.6 | 0 | 535.632 | Cooling | 89.272 | #N/A | #N/A | #N/A | #N/A | 0 | 0 | 0 | 0 | 0 | 535.632 | #N/A | #N/A | 88 | 77.6 | 4.4914 | #N/A | 1.656 | 0.2976% | 1 | 50% | 0% | 0% | 0% | 8.2745 | 0 | 0 | 0 | 8.2745 | #N/A
2007-09-11 05:01 | 9 | 11 | 5 | 254.167 | 6077 | 62.06 | 66.92 | 1002 | 62.06 | 0 | 511.494 | Cooling | 85.249 | #N/A | #N/A | #N/A | #N/A | 0 | 0 | 0 | 0 | 0 | 511.494 | #N/A | #N/A | 88 | 77.06 | 4.5283 | #N/A | 1.5813 | 0.2842% | 1 | 50% | 0% | 0% | 0% | 8.2745 | 0 | 0 | 0 | 8.2745 | #N/A
2007-09-11 06:01 | 9 | 11 | 6 | 254.2087 | 6078 | 62.06 | 64.94 | 1002 | 62.06 | 0 | 2277.2989 | Cooling | 379.5498 | #N/A | #N/A | #N/A | #N/A | 0 | 0 | 0 | 0 | 0 | 2277.2989 | #N/A | #N/A | 88 | 77.06 | 4.5283 | #N/A | 7.0406 | 1.265% | 1 | 50% | 0% | 0% | 0% | 8.2745 | 0 | 0 | 0 | 8.2745 | #N/A
2007-09-11 07:01 | 9 | 11 | 7 | 254.2504 | 6079 | 62.6 | 64.04 | 1003 | 62.6 | 0 | 2056.9613 | Cooling | 342.8269 | #N/A | #N/A | #N/A | #N/A | 0 | 0 | 0 | 0 | 0 | 2056.9613 | #N/A | #N/A | 88 | 77.6 | 4.4914 | #N/A | 6.3594 | 1.143% | 1 | 50% | 0% | 0% | 0% | 8.2745 | 0 | 0 | 0 | 8.2745 | #N/A
2007-09-11 08:01 | 9 | 11 | 8 | 254.292 | 6080 | 62.06 | 62.96 | 1003 | 62.06 | 0 | 2318.8127 | Cooling | 386.4688 | #N/A | #N/A | #N/A | #N/A | 0 | 0 | 0 | 0 | 0 | 2318.8127 | #N/A | #N/A | 88 | 77.06 | 4.5283 | #N/A | 7.1689 | 1.288% | 1 | 50% | 0% | 0% | 0% | 8.2745 | 0 | 0 | 0 | 8.2745 | #N/A
2007-09-11 09:01 | 9 | 11 | 9 | 254.3337 | 6081 | 62.6 | 62.96 | 1003 | 62.6 | 0 | 2339.5635 | Cooling | 389.9273 | #N/A | #N/A | #N/A | #N/A | 0 | 0 | 0 | 0 | 0 | 2339.5635 | #N/A | #N/A | 88 | 77.6 | 4.4914 | #N/A | 7.2331 | 1.3% | 1 | 50% | 0% | 0% | 0% | 8.2745 | 0 | 0 | 0 | 8.2745 | #N/A
2007-09-11 10:01 | 9 | 11 | 10 | 254.3754 | 6082 | 62.6 | 64.04 | 1003 | 62.6 | 0 | 2422.0897 | Cooling | 403.6816 | #N/A | #N/A | #N/A | #N/A | 0 | 0 | 0 | 0 | 0 | 2422.0897 | #N/A | #N/A | 88 | 77.6 | 4.4914 | #N/A | 7.4882 | 1.346% | 1 | 50% | 0% | 0% | 0% | 8.2745 | 0 | 0 | 0 | 8.2745 | #N/A
2007-09-11 11:01 | 9 | 11 | 11 | 254.417 | 6083 | 62.06 | 64.94 | 1003 | 62.06 | 0 | 2502.8122 | Cooling | 417.1354 | #N/A | #N/A | #N/A | #N/A | 0 | 0 | 0 | 0 | 0 | 2502.8122 | #N/A | #N/A | 88 | 77.06 | 4.5283 | #N/A | 7.7378 | 1.39% | 1 | 50% | 0% | 0% | 0% | 8.2745 | 0 | 0 | 0 | 8.2745 | #N/A
2007-09-11 12:01 | 9 | 11 | 12 | 254.4587 | 6084 | 66.2 | 66.02 | 1002 | 66.2 | 0 | 2558.6735 | Cooling | 426.4456 | #N/A | #N/A | #N/A | #N/A | 0 | 0 | 0 | 0 | 0 | 2558.6735 | #N/A | #N/A | 88 | 81.2 | 4.2454 | #N/A | 7.9105 | 1.421% | 1 | 50% | 0% | 0% | 0% | 8.2745 | 0 | 0 | 0 | 8.2745 | #N/A
2007-09-11 13:01 | 9 | 11 | 13 | 254.5004 | 6085 | 66.2 | 66.02 | 1002 | 66.2 | 0 | 2089.5946 | Cooling | 348.2658 | #N/A | #N/A | #N/A | #N/A | 0 | 0 | 0 | 0 | 0 | 2089.5946 | #N/A | #N/A | 88 | 81.2 | 4.2454 | #N/A | 6.4602 | 1.161% | 1 | 50% | 0% | 0% | 0% | 8.2745 | 0 | 0 | 0 | 8.2745 | #N/A
2007-09-11 14:01 | 9 | 11 | 14 | 254.542 | 6086 | 66.92 | 66.02 | 1002 | 66.92 | 0 | 2079.1941 | Cooling | 346.5323 | #N/A | #N/A | #N/A | #N/A | 0 | 0 | 0 | 0 | 0 | 2079.1941 | #N/A | #N/A | 88 | 81.92 | 4.1962 | #N/A | 6.4281 | 1.155% | 1 | 50% | 0% | 0% | 0% | 8.2745 | 0 | 0 | 0 | 8.2745 | #N/A
2007-09-11 15:01 | 9 | 11 | 15 | 254.5837 | 6087 | 66.2 | 66.02 | 1002 | 66.2 | 0 | 2226.9366 | Cooling | 371.1561 | #N/A | #N/A | #N/A | #N/A | 0 | 0 | 0 | 0 | 0 | 2226.9366 | #N/A | #N/A | 88 | 81.2 | 4.2454 | #N/A | 6.8849 | 1.237% | 1 | 50% | 0% | 0% | 0% | 8.2745 | 0 | 0 | 0 | 8.2745 | #N/A
2007-09-11 16:01 | 9 | 11 | 16 | 254.6254 | 6088 | 68 | 66.02 | 1001 | 68 | 0 | 2643.9093 | Cooling | 440.6515 | #N/A | #N/A | #N/A | #N/A | 0 | 0 | 0 | 0 | 0 | 2643.9093 | #N/A | #N/A | 88 | 83 | 4.1224 | #N/A | 8.174 | 1.469% | 1 | 50% | 0% | 0% | 0% | 8.2745 | 0 | 0 | 0 | 8.2745 | #N/A
2007-09-11 17:01 | 9 | 11 | 17 | 254.667 | 6089 | 68 | 66.02 | 1001 | 68 | 0 | 2627.8022 | Cooling | 437.967 | #N/A | #N/A | #N/A | #N/A | 0 | 0 | 0 | 0 | 0 | 2627.8022 | #N/A | #N/A | 88 | 83 | 4.1224 | #N/A | 8.1242 | 1.46% | 1 | 50% | 0% | 0% | 0% | 8.2745 | 0 | 0 | 0 | 8.2745 | #N/A
2007-09-11 18:01 | 9 | 11 | 18 | 254.7087 | 6090 | 66.92 | 64.94 | 1000 | 66.92 | 0 | 2531.0215 | Cooling | 421.8369 | #N/A | #N/A | #N/A | #N/A | 0 | 0 | 0 | 0 | 0 | 2531.0215 | #N/A | #N/A | 88 | 81.92 | 4.1962 | #N/A | 7.825 | 1.406% | 1 | 50% | 0% | 0% | 0% | 8.2745 | 0 | 0 | 0 | 8.2745 | #N/A
2007-09-11 19:01 | 9 | 11 | 19 | 254.7504 | 6091 | 68 | 64.94 | 1001 | 68 | 0 | 2408.7238 | Cooling | 401.454 | #N/A | #N/A | #N/A | #N/A | 0 | 0 | 0 | 0 | 0 | 2408.7238 | #N/A | #N/A | 88 | 83 | 4.1224 | #N/A | 7.4469 | 1.338% | 1 | 50% | 0% | 0% | 0% | 8.2745 | 0 | 0 | 0 | 8.2745 | #N/A
2007-09-11 20:01 | 9 | 11 | 20 | 254.792 | 6092 | 68 | 64.94 | 1001 | 68 | 0 | 2240.164 | Cooling | 373.3607 | #N/A | #N/A | #N/A | #N/A | 0 | 0 | 0 | 0 | 0 | 2240.164 | #N/A | #N/A | 88 | 83 | 4.1224 | #N/A | 6.9257 | 1.245% | 1 | 50% | 0% | 0% | 0% | 8.2745 | 0 | 0 | 0 | 8.2745 | #N/A
2007-09-11 21:01 | 9 | 11 | 21 | 254.8337 | 6093 | 64.04 | 64.94 | 1001 | 64.04 | 0 | 2085.5203 | Cooling | 347.5867 | #N/A | #N/A | #N/A | #N/A | 0 | 0 | 0 | 0 | 0 | 2085.5203 | #N/A | #N/A | 88 | 79.04 | 4.393 | #N/A | 6.4476 | 1.159% | 1 | 50% | 0% | 0% | 0% | 8.2745 | 0 | 0 | 0 | 8.2745 | #N/A
2007-09-11 22:01 | 9 | 11 | 22 | 254.8754 | 6094 | 64.04 | 64.94 | 1001 | 64.04 | 0 | 375.3089 | Cooling | 62.5515 | #N/A | #N/A | #N/A | #N/A | 0 | 0 | 0 | 0 | 0 | 375.3089 | #N/A | #N/A | 88 | 79.04 | 4.393 | #N/A | 1.1603 | 0.2085% | 1 | 50% | 0% | 0% | 0% | 8.2745 | 0 | 0 | 0 | 8.2745 | #N/A
2007-09-11 23:01 | 9 | 11 | 23 | 254.917 | 6095 | 64.04 | 64.94 | 1000 | 64.04 | 0 | 490.2086 | Cooling | 81.7014 | #N/A | #N/A | #N/A | #N/A | 0 | 0 | 0 | 0 | 0 | 490.2086 | #N/A | #N/A | 88 | 79.04 | 4.393 | #N/A | 1.5155 | 0.2723% | 1 | 50% | 0% | 0% | 0% | 8.2745 | 0 | 0 | 0 | 8.2745 | #N/A
2007-09-12 00:01 | 9 | 12 | 0 | 254.9587 | 6096 | 62.96 | 64.94 | 999 | 62.96 | 0 | 450.8895 | Cooling | 75.1483 | #N/A | #N/A | #N/A | #N/A | 0 | 0 | 0 | 0 | 0 | 450.8895 | #N/A | #N/A | 88 | 77.96 | 4.4668 | #N/A | 1.394 | 0.2505% | 1 | 50% | 0% | 0% | 0% | 8.2745 | 0 | 0 | 0 | 8.2745 | #N/A
2007-09-12 01:01 | 9 | 12 | 1 | 255.0004 | 6097 | 60.98 | 64.94 | 999 | 60.98 | 0 | 456.5052 | Cooling | 76.0842 | #N/A | #N/A | #N/A | #N/A | 0 | 0 | 0 | 0 | 0 | 456.5052 | #N/A | #N/A | 88 | 75.98 | 4.6021 | #N/A | 1.4113 | 0.2536% | 1 | 50% | 0% | 0% | 0% | 8.2745 | 0 | 0 | 0 | 8.2745 | #N/A
2007-09-12 02:01 | 9 | 12 | 2 | 255.042 | 6098 | 60.98 | 64.04 | 998 | 60.98 | 0 | 442.9467 | Cooling | 73.8244 | #N/A | #N/A | #N/A | #N/A | 0 | 0 | 0 | 0 | 0 | 442.9467 | #N/A | #N/A | 88 | 75.98 | 4.6021 | #N/A | 1.3694 | 0.2461% | 1 | 50% | 0% | 0% | 0% | 8.2745 | 0 | 0 | 0 | 8.2745 | #N/A
2007-09-12 03:01 | 9 | 12 | 3 | 255.0837 | 6099 | 59 | 62.96 | 998 | 59 | 0 | 410.2786 | Cooling | 68.3798 | #N/A | #N/A | #N/A | #N/A | 0 | 0 | 0 | 0 | 0 | 410.2786 | #N/A | #N/A | 88 | 74 | 4.7374 | #N/A | 1.2684 | 0.2279% | 1 | 50% | 0% | 0% | 0% | 8.2745 | 0 | 0 | 0 | 8.2745 | #N/A
2007-09-12 04:01 | 9 | 12 | 4 | 255.1254 | 6100 | 57.92 | 62.96 | 998 | 57.92 | 0 | 393.6897 | Cooling | 65.615 | #N/A | #N/A | #N/A | #N/A | 0 | 0 | 0 | 0 | 0 | 393.6897 | #N/A | #N/A | 88 | 72.92 | 4.8112 | #N/A | 1.2171 | 0.2187% | 1 | 50% | 0% | 0% | 0% | 8.2745 | 0 | 0 | 0 | 8.2745 | #N/A
2007-09-12 05:01 | 9 | 12 | 5 | 255.167 | 6101 | 57.92 | 62.96 | 997 | 57.92 | 0 | 458.554 | Cooling | 76.4257 | #N/A | #N/A | #N/A | #N/A | 0 | 0 | 0 | 0 | 0 | 458.554 | #N/A | #N/A | 88 | 72.92 | 4.8112 | #N/A | 1.4177 | 0.2548% | 1 | 50% | 0% | 0% | 0% | 8.2745 | 0 | 0 | 0 | 8.2745 | #N/A
2007-09-12 06:01 | 9 | 12 | 6 | 255.2087 | 6102 | 57.02 | 64.04 | 998 | 57.02 | 0 | 2246.1085 | Cooling | 374.3514 | #N/A | #N/A | #N/A | #N/A | 0 | 0 | 0 | 0 | 0 | 2246.1085 | #N/A | #N/A | 88 | 72.02 | 4.8727 | #N/A | 6.9441 | 1.248% | 1 | 50% | 0% | 0% | 0% | 8.2745 | 0 | 0 | 0 | 8.2745 | #N/A
2007-09-12 07:01 | 9 | 12 | 7 | 255.2504 | 6103 | 57.92 | 64.04 | 998 | 57.92 | 0 | 2179.8107 | Cooling | 363.3018 | #N/A | #N/A | #N/A | #N/A | 0 | 0 | 0 | 0 | 0 | 2179.8107 | #N/A | #N/A | 88 | 72.92 | 4.8112 | #N/A | 6.7392 | 1.211% | 1 | 50% | 0% | 0% | 0% | 8.2745 | 0 | 0 | 0 | 8.2745 | #N/A
2007-09-12 08:01 | 9 | 12 | 8 | 255.292 | 6104 | 57.92 | 66.02 | 998 | 57.92 | 0 | 2483.0439 | Cooling | 413.8407 | #N/A | #N/A | #N/A | #N/A | 0 | 0 | 0 | 0 | 0 | 2483.0439 | #N/A | #N/A | 88 | 72.92 | 4.8112 | #N/A | 7.6766 | 1.379% | 1 | 50% | 0% | 0% | 0% | 8.2745 | 0 | 0 | 0 | 8.2745 | #N/A
2007-09-12 09:01 | 9 | 12 | 9 | 255.3337 | 6105 | 60.98 | 66.92 | 997 | 60.98 | 0 | 2637.7384 | Cooling | 439.6231 | #N/A | #N/A | #N/A | #N/A | 0 | 0 | 0 | 0 | 0 | 2637.7384 | #N/A | #N/A | 88 | 75.98 | 4.6021 | #N/A | 8.1549 | 1.465% | 1 | 50% | 0% | 0% | 0% | 8.2745 | 0 | 0 | 0 | 8.2745 | #N/A
2007-09-12 10:01 | 9 | 12 | 10 | 255.3754 | 6106 | 62.06 | 66.92 | 996 | 62.06 | 0 | 2170.6855 | Cooling | 361.7809 | #N/A | #N/A | #N/A | #N/A | 0 | 0 | 0 | 0 | 0 | 2170.6855 | #N/A | #N/A | 88 | 77.06 | 4.5283 | #N/A | 6.7109 | 1.206% | 1 | 50% | 0% | 0% | 0% | 8.2745 | 0 | 0 | 0 | 8.2745 | #N/A
2007-09-12 11:01 | 9 | 12 | 11 | 255.417 | 6107 | 62.06 | 66.92 | 995 | 62.06 | 0 | 2029.0834 | Cooling | 338.1806 | #N/A | #N/A | #N/A | #N/A | 0 | 0 | 0 | 0 | 0 | 2029.0834 | #N/A | #N/A | 88 | 77.06 | 4.5283 | #N/A | 6.2732 | 1.127% | 1 | 50% | 0% | 0% | 0% | 8.2745 | 0 | 0 | 0 | 8.2745 | #N/A
2007-09-12 12:01 | 9 | 12 | 12 | 255.4587 | 6108 | 62.96 | 66.92 | 995 | 62.96 | 0 | 1922.5228 | Cooling | 320.4205 | #N/A | #N/A | #N/A | #N/A | 0 | 0 | 0 | 0 | 0 | 1922.5228 | #N/A | #N/A | 88 | 77.96 | 4.4668 | #N/A | 5.9437 | 1.068% | 1 | 50% | 0% | 0% | 0% | 8.2745 | 0 | 0 | 0 | 8.2745 | #N/A
2007-09-12 13:01 | 9 | 12 | 13 | 255.5004 | 6109 | 64.04 | 68 | 995 | 64.04 | 0 | 1983.7044 | Cooling | 330.6174 | #N/A | #N/A | #N/A | #N/A | 0 | 0 | 0 | 0 | 0 | 1983.7044 | #N/A | #N/A | 88 | 79.04 | 4.393 | #N/A | 6.1329 | 1.102% | 1 | 50% | 0% | 0% | 0% | 8.2745 | 0 | 0 | 0 | 8.2745 | #N/A
2007-09-12 14:01 | 9 | 12 | 14 | 255.542 | 6110 | 64.04 | 68 | 994 | 64.04 | 0 | 2074.7939 | Cooling | 345.799 | #N/A | #N/A | #N/A | #N/A | 0 | 0 | 0 | 0 | 0 | 2074.7939 | #N/A | #N/A | 88 | 79.04 | 4.393 | #N/A | 6.4145 | 1.153% | 1 | 50% | 0% | 0% | 0% | 8.2745 | 0 | 0 | 0 | 8.2745 | #N/A
2007-09-12 15:01 | 9 | 12 | 15 | 255.5837 | 6111 | 69.98 | 68 | 992 | 69.98 | 0 | 2096.0822 | Cooling | 349.347 | #N/A | #N/A | #N/A | #N/A | 0 | 0 | 0 | 0 | 0 | 2096.0822 | #N/A | #N/A | 88 | 84.98 | 3.9871 | #N/A | 6.4803 | 1.164% | 1 | 50% | 0% | 0% | 0% | 8.2745 | 0 | 0 | 0 | 8.2745 | #N/A
2007-09-12 16:01 | 9 | 12 | 16 | 255.6254 | 6112 | 69.08 | 68 | 994 | 69.08 | 0 | 2476.3772 | Cooling | 412.7295 | #N/A | #N/A | #N/A | #N/A | 0 | 0 | 0 | 0 | 0 | 2476.3772 | #N/A | #N/A | 88 | 84.08 | 4.0486 | #N/A | 7.656 | 1.376% | 1 | 50% | 0% | 0% | 0% | 8.2745 | 0 | 0 | 0 | 8.2745 | #N/A
2007-09-12 17:01 | 9 | 12 | 17 | 255.667 | 6113 | 66.92 | 68 | 995 | 66.92 | 0 | 2672.4266 | Cooling | 445.4044 | #N/A | #N/A | #N/A | #N/A | 0 | 0 | 0 | 0 | 0 | 2672.4266 | #N/A | #N/A | 88 | 81.92 | 4.1962 | #N/A | 8.2621 | 1.485% | 1 | 50% | 0% | 0% | 0% | 8.2745 | 0 | 0 | 0 | 8.2745 | #N/A
2007-09-12 18:01 | 9 | 12 | 18 | 255.7087 | 6114 | 64.04 | 66.92 | 995 | 64.04 | 0 | 2548.5069 | Cooling | 424.7512 | #N/A | #N/A | #N/A | #N/A | 0 | 0 | 0 | 0 | 0 | 2548.5069 | #N/A | #N/A | 88 | 79.04 | 4.393 | #N/A | 7.879 | 1.416% | 1 | 50% | 0% | 0% | 0% | 8.2745 | 0 | 0 | 0 | 8.2745 | #N/A
2007-09-12 19:01 | 9 | 12 | 19 | 255.7504 | 6115 | 60.98 | 68 | 996 | 60.98 | 0 | 2405.5147 | Cooling | 400.9191 | #N/A | #N/A | #N/A | #N/A | 0 | 0 | 0 | 0 | 0 | 2405.5147 | #N/A | #N/A | 88 | 75.98 | 4.6021 | #N/A | 7.437 | 1.336% | 1 | 50% | 0% | 0% | 0% | 8.2745 | 0 | 0 | 0 | 8.2745 | #N/A
2007-09-12 20:01 | 9 | 12 | 20 | 255.792 | 6116 | 60.98 | 66.92 | 996 | 60.98 | 0 | 2240.8907 | Cooling | 373.4818 | #N/A | #N/A | #N/A | #N/A | 0 | 0 | 0 | 0 | 0 | 2240.8907 | #N/A | #N/A | 88 | 75.98 | 4.6021 | #N/A | 6.928 | 1.245% | 1 | 50% | 0% | 0% | 0% | 8.2745 | 0 | 0 | 0 | 8.2745 | #N/A
2007-09-12 21:01 | 9 | 12 | 21 | 255.8337 | 6117 | 55.94 | 66.92 | 996 | 55.94 | 0 | 2147.6352 | Cooling | 357.9392 | #N/A | #N/A | #N/A | #N/A | 0 | 0 | 0 | 0 | 0 | 2147.6352 | #N/A | #N/A | 88 | 70.94 | 4.9465 | #N/A | 6.6397 | 1.193% | 1 | 50% | 0% | 0% | 0% | 8.2745 | 0 | 0 | 0 | 8.2745 | #N/A
2007-09-12 22:01 | 9 | 12 | 22 | 255.8754 | 6118 | 53.06 | 66.2 | 996 | 53.06 | 0 | 430.8703 | Cooling | 71.8117 | #N/A | #N/A | #N/A | #N/A | 0 | 0 | 0 | 0 | 0 | 430.8703 | #N/A | #N/A | 88 | 68.06 | 5.1433 | #N/A | 1.3321 | 0.2394% | 1 | 50% | 0% | 0% | 0% | 8.2745 | 0 | 0 | 0 | 8.2745 | #N/A
2007-09-12 23:01 | 9 | 12 | 23 | 255.917 | 6119 | 53.06 | 64.04 | 997 | 53.06 | 0 | 418.0732 | Cooling | 69.6789 | #N/A | #N/A | #N/A | #N/A | 0 | 0 | 0 | 0 | 0 | 418.0732 | #N/A | #N/A | 88 | 68.06 | 5.1433 | #N/A | 1.2925 | 0.2323% | 1 | 50% | 0% | 0% | 0% | 8.2745 | 0 | 0 | 0 | 8.2745 | #N/A
2007-09-13 00:01 | 9 | 13 | 0 | 255.9587 | 6120 | 50 | 62.06 | 997 | 50 | 0 | 347.4021 | Cooling | 57.9004 | #N/A | #N/A | #N/A | #N/A | 0 | 0 | 0 | 0 | 0 | 347.4021 | #N/A | #N/A | 88 | 65 | 5.3524 | #N/A | 1.074 | 0.193% | 1 | 50% | 0% | 0% | 0% | 8.2745 | 0 | 0 | 0 | 8.2745 | #N/A
2007-09-13 01:01 | 9 | 13 | 1 | 256.0004 | 6121 | 50 | 62.06 | 998 | 50 | 0 | 319.1745 | Cooling | 53.1958 | #N/A | #N/A | #N/A | #N/A | 0 | 0 | 0 | 0 | 0 | 319.1745 | #N/A | #N/A | 88 | 65 | 5.3524 | #N/A | 0.98677 | 0.1773% | 1 | 50% | 0% | 0% | 0% | 8.2745 | 0 | 0 | 0 | 8.2745 | #N/A
2007-09-13 02:01 | 9 | 13 | 2 | 256.042 | 6122 | 50 | 60.08 | 998 | 50 | 0 | 266.0792 | Cooling | 44.3465 | #N/A | #N/A | #N/A | #N/A | 0 | 0 | 0 | 0 | 0 | 266.0792 | #N/A | #N/A | 88 | 65 | 5.3524 | #N/A | 0.82262 | 0.1478% | 1 | 50% | 0% | 0% | 0% | 8.2745 | 0 | 0 | 0 | 8.2745 | #N/A
2007-09-13 03:01 | 9 | 13 | 3 | 256.0837 | 6123 | 48.92 | 59 | 999 | 48.92 | 0 | 213.0091 | Cooling | 35.5015 | #N/A | #N/A | #N/A | #N/A | 0 | 0 | 0 | 0 | 0 | 213.0091 | #N/A | #N/A | 88 | 63.92 | 5.4262 | #N/A | 0.65854 | 0.1183% | 1 | 50% | 0% | 0% | 0% | 8.2745 | 0 | 0 | 0 | 8.2745 | #N/A
2007-09-13 04:01 | 9 | 13 | 4 | 256.1254 | 6124 | 46.94 | 57.92 | 999 | 46.94 | 0 | 175.9457 | Cooling | 29.3243 | #N/A | #N/A | #N/A | #N/A | 0 | 0 | 0 | 0 | 0 | 175.9457 | #N/A | #N/A | 88 | 61.94 | 5.5615 | #N/A | 0.54396 | 0.09775% | 1 | 50% | 0% | 0% | 0% | 8.2745 | 0 | 0 | 0 | 8.2745 | #N/A
2007-09-13 05:01 | 9 | 13 | 5 | 256.167 | 6125 | 46.94 | 57.92 | 999 | 46.94 | 0 | 173.6973 | Cooling | 28.9495 | #N/A | #N/A | #N/A | #N/A | 0 | 0 | 0 | 0 | 0 | 173.6973 | #N/A | #N/A | 88 | 61.94 | 5.5615 | #N/A | 0.53701 | 0.0965% | 1 | 50% | 0% | 0% | 0% | 8.2745 | 0 | 0 | 0 | 8.2745 | #N/A
2007-09-13 06:01 | 9 | 13 | 6 | 256.2087 | 6126 | 48.92 | 55.94 | 1000 | 48.92 | 0 | 772.5116 | Cooling | 128.7519 | #N/A | #N/A | #N/A | #N/A | 0 | 0 | 0 | 0 | 0 | 772.5116 | #N/A | #N/A | 88 | 63.92 | 5.4262 | #N/A | 2.3883 | 0.4292% | 1 | 50% | 0% | 0% | 0% | 8.2745 | 0 | 0 | 0 | 8.2745 | #N/A
2007-09-13 07:01 | 9 | 13 | 7 | 256.2504 | 6127 | 51.98 | 55.94 | 1001 | 51.98 | 0 | 745.8914 | Cooling | 124.3152 | #N/A | #N/A | #N/A | #N/A | 0 | 0 | 0 | 0 | 0 | 745.8914 | #N/A | #N/A | 88 | 66.98 | 5.2171 | #N/A | 2.306 | 0.4144% | 1 | 50% | 0% | 0% | 0% | 8.2745 | 0 | 0 | 0 | 8.2745 | #N/A
2007-09-13 08:01 | 9 | 13 | 8 | 256.292 | 6128 | 51.98 | 55.04 | 1001 | 51.98 | 0 | 830.4659 | Cooling | 138.411 | #N/A | #N/A | #N/A | #N/A | 0 | 0 | 0 | 0 | 0 | 830.4659 | #N/A | #N/A | 88 | 66.98 | 5.2171 | #N/A | 2.5675 | 0.4614% | 1 | 50% | 0% | 0% | 0% | 8.2745 | 0 | 0 | 0 | 8.2745 | #N/A
2007-09-13 09:01 | 9 | 13 | 9 | 256.3337 | 6129 | 60.08 | 53.06 | 1002 | 60.08 | 0 | 769.4685 | Cooling | 128.2448 | #N/A | #N/A | #N/A | #N/A | 0 | 0 | 0 | 0 | 0 | 769.4685 | #N/A | #N/A | 88 | 75.08 | 4.6636 | #N/A | 2.3789 | 0.4275% | 1 | 50% | 0% | 0% | 0% | 8.2745 | 0 | 0 | 0 | 8.2745 | #N/A
2007-09-13 10:01 | 9 | 13 | 10 | 256.3754 | 6130 | 62.06 | 51.98 | 1002 | 62.06 | 0 | 723.8951 | Cooling | 120.6492 | #N/A | #N/A | #N/A | #N/A | 0 | 0 | 0 | 0 | 0 | 723.8951 | #N/A | #N/A | 88 | 77.06 | 4.5283 | #N/A | 2.238 | 0.4022% | 1 | 50% | 0% | 0% | 0% | 8.2745 | 0 | 0 | 0 | 8.2745 | #N/A
2007-09-13 11:01 | 9 | 13 | 11 | 256.417 | 6131 | 62.06 | 48.92 | 1002 | 62.06 | 0 | 590.3021 | Cooling | 98.3837 | #N/A | #N/A | #N/A | #N/A | 0 | 0 | 0 | 0 | 0 | 590.3021 | #N/A | #N/A | 88 | 77.06 | 4.5283 | #N/A | 1.825 | 0.3279% | 1 | 50% | 0% | 0% | 0% | 8.2745 | 0 | 0 | 0 | 8.2745 | #N/A
2007-09-13 12:01 | 9 | 13 | 12 | 256.4587 | 6132 | 66.2 | 48.02 | 1002 | 66.2 | 0 | 582.4184 | Cooling | 97.0697 | #N/A | #N/A | #N/A | #N/A | 0 | 0 | 0 | 0 | 0 | 582.4184 | #N/A | #N/A | 88 | 81.2 | 4.2454 | #N/A | 1.8006 | 0.3236% | 1 | 50% | 0% | 0% | 0% | 8.2745 | 0 | 0 | 0 | 8.2745 | #N/A
2007-09-13 13:01 | 9 | 13 | 13 | 256.5004 | 6133 | 69.98 | 44.96 | 1002 | 69.98 | 0 | 627.1062 | Cooling | 104.5177 | #N/A | #N/A | #N/A | #N/A | 0 | 0 | 0 | 0 | 0 | 627.1062 | #N/A | #N/A | 88 | 84.98 | 3.9871 | #N/A | 1.9388 | 0.3484% | 1 | 50% | 0% | 0% | 0% | 8.2745 | 0 | 0 | 0 | 8.2745 | #N/A
2007-09-13 14:01 | 9 | 13 | 14 | 256.542 | 6134 | 69.98 | 44.96 | 1002 | 69.98 | 0 | 644.8515 | Cooling | 107.4753 | #N/A | #N/A | #N/A | #N/A | 0 | 0 | 0 | 0 | 0 | 644.8515 | #N/A | #N/A | 88 | 84.98 | 3.9871 | #N/A | 1.9936 | 0.3583% | 1 | 50% | 0% | 0% | 0% | 8.2745 | 0 | 0 | 0 | 8.2745 | #N/A
2007-09-13 15:01 | 9 | 13 | 15 | 256.5837 | 6135 | 71.06 | 46.04 | 1002 | 71.06 | 0 | 645.0697 | Cooling | 107.5116 | #N/A | #N/A | #N/A | #N/A | 0 | 0 | 0 | 0 | 0 | 645.0697 | #N/A | #N/A | 88 | 86.06 | 3.9133 | #N/A | 1.9943 | 0.3584% | 1 | 50% | 0% | 0% | 0% | 8.2745 | 0 | 0 | 0 | 8.2745 | #N/A
2007-09-13 16:01 | 9 | 13 | 16 | 256.6254 | 6136 | 71.06 | 46.04 | 1002 | 71.06 | 0 | 614.9872 | Cooling | 102.4979 | #N/A | #N/A | #N/A | #N/A | 0 | 0 | 0 | 0 | 0 | 614.9872 | #N/A | #N/A | 88 | 86.06 | 3.9133 | #N/A | 1.9013 | 0.3417% | 1 | 50% | 0% | 0% | 0% | 8.2745 | 0 | 0 | 0 | 8.2745 | #N/A
2007-09-13 17:01 | 9 | 13 | 17 | 256.667 | 6137 | 71.06 | 44.06 | 1002 | 71.06 | 0 | 541.133 | Cooling | 90.1888 | #N/A | #N/A | #N/A | #N/A | 0 | 0 | 0 | 0 | 0 | 541.133 | #N/A | #N/A | 88 | 86.06 | 3.9133 | #N/A | 1.673 | 0.3006% | 1 | 50% | 0% | 0% | 0% | 8.2745 | 0 | 0 | 0 | 8.2745 | #N/A
2007-09-13 18:01 | 9 | 13 | 18 | 256.7087 | 6138 | 68 | 46.04 | 1002 | 68 | 0 | 452.5482 | Cooling | 75.4247 | #N/A | #N/A | #N/A | #N/A | 0 | 0 | 0 | 0 | 0 | 452.5482 | #N/A | #N/A | 88 | 83 | 4.1224 | #N/A | 1.3991 | 0.2514% | 1 | 50% | 0% | 0% | 0% | 8.2745 | 0 | 0 | 0 | 8.2745 | #N/A
2007-09-13 19:01 | 9 | 13 | 19 | 256.7504 | 6139 | 60.98 | 48.92 | 1002 | 60.98 | 0 | 278.5101 | Cooling | 46.4184 | #N/A | #N/A | #N/A | #N/A | 0 | 0 | 0 | 0 | 0 | 278.5101 | #N/A | #N/A | 88 | 75.98 | 4.6021 | #N/A | 0.86105 | 0.1547% | 1 | 50% | 0% | 0% | 0% | 8.2745 | 0 | 0 | 0 | 8.2745 | #N/A
2007-09-13 20:01 | 9 | 13 | 20 | 256.792 | 6140 | 60.98 | 48.92 | 1002 | 60.98 | 0 | 113.0816 | Cooling | 18.8469 | #N/A | #N/A | #N/A | #N/A | 0 | 0 | 0 | 0 | 0 | 113.0816 | #N/A | #N/A | 88 | 75.98 | 4.6021 | #N/A | 0.34961 | 0.06282% | 1 | 50% | 0% | 0% | 0% | 8.2745 | 0 | 0 | 0 | 8.2745 | #N/A
2007-09-13 21:01 | 9 | 13 | 21 | 256.8337 | 6141 | 57.92 | 48.92 | 1002 | 57.92 | 0 | 14.7997 | Cooling | 2.4666 | #N/A | #N/A | #N/A | #N/A | 0 | 0 | 0 | 0 | 0 | 14.7997 | #N/A | #N/A | 88 | 72.92 | 4.8112 | #N/A | 0.045755 | 0.008222% | 1 | 50% | 0% | 0% | 0% | 8.2745 | 0 | 0 | 0 | 8.2745 | #N/A
2007-09-13 22:01 | 9 | 13 | 22 | 256.8754 | 6142 | 55.04 | 48.92 | 1002 | 55.04 | 0 | 0.000923 | Cooling | 0.00015383 | #N/A | #N/A | #N/A | #N/A | 0 | 0 | 0 | 0 | 0 | 0.000923 | #N/A | #N/A | 88 | 70.04 | 5.008 | #N/A | 2.8536e-06 | 5.128e-07% | 1 | 50% | 0% | 0% | 0% | 8.2745 | 0 | 0 | 0 | 8.2745 | #N/A
2007-09-13 23:01 | 9 | 13 | 23 | 256.917 | 6143 | 55.04 | 48.02 | 1002 | 55.04 | 0 | 0.011339 | Cooling | 0.0018899 | #N/A | #N/A | #N/A | #N/A | 0 | 0 | 0 | 0 | 0 | 0.011339 | #N/A | #N/A | 88 | 70.04 | 5.008 | #N/A | 3.5057e-05 | 6.3e-06% | 1 | 50% | 0% | 0% | 0% | 8.2745 | 0 | 0 | 0 | 8.2745 | #N/A
2007-09-14 00:01 | 9 | 14 | 0 | 256.9587 | 6144 | 57.92 | 48.02 | 1002 | 57.92 | 0 | 0.012134 | Cooling | 0.0020224 | #N/A | #N/A | #N/A | #N/A | 0 | 0 | 0 | 0 | 0 | 0.012134 | #N/A | #N/A | 88 | 72.92 | 4.8112 | #N/A | 3.7514e-05 | 6.741e-06% | 1 | 50% | 0% | 0% | 0% | 8.2745 | 0 | 0 | 0 | 8.2745 | #N/A
2007-09-14 01:01 | 9 | 14 | 1 | 257.0004 | 6145 | 57.92 | 46.94 | 1003 | 57.92 | 0 | 0.018983 | Cooling | 0.0031638 | #N/A | #N/A | #N/A | #N/A | 0 | 0 | 0 | 0 | 0 | 0.018983 | #N/A | #N/A | 88 | 72.92 | 4.8112 | #N/A | 5.8689e-05 | 1.055e-05% | 1 | 50% | 0% | 0% | 0% | 8.2745 | 0 | 0 | 0 | 8.2745 | #N/A
2007-09-14 02:01 | 9 | 14 | 2 | 257.042 | 6146 | 57.92 | 46.94 | 1002 | 57.92 | 0 | 0.022679 | Cooling | 0.0037798 | #N/A | #N/A | #N/A | #N/A | 0 | 0 | 0 | 0 | 0 | 0.022679 | #N/A | #N/A | 88 | 72.92 | 4.8112 | #N/A | 7.0114e-05 | 1.26e-05% | 1 | 50% | 0% | 0% | 0% | 8.2745 | 0 | 0 | 0 | 8.2745 | #N/A
2007-09-14 03:01 | 9 | 14 | 3 | 257.0837 | 6147 | 57.02 | 46.04 | 1001 | 57.02 | 0 | 0.024481 | Cooling | 0.0040802 | #N/A | #N/A | #N/A | #N/A | 0 | 0 | 0 | 0 | 0 | 0.024481 | #N/A | #N/A | 88 | 72.02 | 4.8727 | #N/A | 7.5687e-05 | 1.36e-05% | 1 | 50% | 0% | 0% | 0% | 8.2745 | 0 | 0 | 0 | 8.2745 | #N/A
2007-09-14 04:01 | 9 | 14 | 4 | 257.1254 | 6148 | 55.94 | 46.04 | 1001 | 55.94 | 0 | 0.02392 | Cooling | 0.0039867 | #N/A | #N/A | #N/A | #N/A | 0 | 0 | 0 | 0 | 0 | 0.02392 | #N/A | #N/A | 88 | 70.94 | 4.9465 | #N/A | 7.3952e-05 | 1.329e-05% | 1 | 50% | 0% | 0% | 0% | 8.2745 | 0 | 0 | 0 | 8.2745 | #N/A
2007-09-14 05:01 | 9 | 14 | 5 | 257.167 | 6149 | 55.94 | 46.04 | 1000 | 55.94 | 0 | 0.022459 | Cooling | 0.0037431 | #N/A | #N/A | #N/A | #N/A | 0 | 0 | 0 | 0 | 0 | 0.022459 | #N/A | #N/A | 88 | 70.94 | 4.9465 | #N/A | 6.9434e-05 | 1.248e-05% | 1 | 50% | 0% | 0% | 0% | 8.2745 | 0 | 0 | 0 | 8.2745 | #N/A
2007-09-14 06:01 | 9 | 14 | 6 | 257.2087 | 6150 | 55.94 | 46.04 | 1001 | 55.94 | 0 | 0.02111 | Cooling | 0.0035183 | #N/A | #N/A | #N/A | #N/A | 0 | 0 | 0 | 0 | 0 | 0.02111 | #N/A | #N/A | 88 | 70.94 | 4.9465 | #N/A | 6.5263e-05 | 1.173e-05% | 1 | 50% | 0% | 0% | 0% | 8.2745 | 0 | 0 | 0 | 8.2745 | #N/A
2007-09-14 07:01 | 9 | 14 | 7 | 257.2504 | 6151 | 60.98 | 48.02 | 1001 | 60.98 | 0 | 0.0049787 | Cooling | 0.00082978 | #N/A | #N/A | #N/A | #N/A | 0 | 0 | 0 | 0 | 0 | 0.0049787 | #N/A | #N/A | 88 | 75.98 | 4.6021 | #N/A | 1.5392e-05 | 2.766e-06% | 1 | 50% | 0% | 0% | 0% | 8.2745 | 0 | 0 | 0 | 8.2745 | #N/A
2007-09-14 08:01 | 9 | 14 | 8 | 257.292 | 6152 | 60.98 | 51.98 | 1000 | 60.98 | 0 | 143.0299 | Cooling | 23.8383 | #N/A | #N/A | #N/A | #N/A | 0 | 0 | 0 | 0 | 0 | 143.0299 | #N/A | #N/A | 88 | 75.98 | 4.6021 | #N/A | 0.44219 | 0.07946% | 1 | 50% | 0% | 0% | 0% | 8.2745 | 0 | 0 | 0 | 8.2745 | #N/A
2007-09-14 09:01 | 9 | 14 | 9 | 257.3337 | 6153 | 66.92 | 50 | 1001 | 66.92 | 0 | 496.7464 | Cooling | 82.7911 | #N/A | #N/A | #N/A | #N/A | 0 | 0 | 0 | 0 | 0 | 496.7464 | #N/A | #N/A | 88 | 81.92 | 4.1962 | #N/A | 1.5358 | 0.276% | 1 | 50% | 0% | 0% | 0% | 8.2745 | 0 | 0 | 0 | 8.2745 | #N/A
2007-09-14 10:01 | 9 | 14 | 10 | 257.3754 | 6154 | 66.92 | 51.08 | 1000 | 66.92 | 0 | 713.893 | Cooling | 118.9822 | #N/A | #N/A | #N/A | #N/A | 0 | 0 | 0 | 0 | 0 | 713.893 | #N/A | #N/A | 88 | 81.92 | 4.1962 | #N/A | 2.2071 | 0.3966% | 1 | 50% | 0% | 0% | 0% | 8.2745 | 0 | 0 | 0 | 8.2745 | #N/A
2007-09-14 11:01 | 9 | 14 | 11 | 257.417 | 6155 | 66.92 | 51.08 | 999 | 66.92 | 0 | 884.8736 | Cooling | 147.4789 | #N/A | #N/A | #N/A | #N/A | 0 | 0 | 0 | 0 | 0 | 884.8736 | #N/A | #N/A | 88 | 81.92 | 4.1962 | #N/A | 2.7357 | 0.4916% | 1 | 50% | 0% | 0% | 0% | 8.2745 | 0 | 0 | 0 | 8.2745 | #N/A
2007-09-14 12:01 | 9 | 14 | 12 | 257.4587 | 6156 | 71.06 | 51.08 | 998 | 71.06 | 0 | 1108.5553 | Cooling | 184.7592 | #N/A | #N/A | #N/A | #N/A | 0 | 0 | 0 | 0 | 0 | 1108.5553 | #N/A | #N/A | 88 | 86.06 | 3.9133 | #N/A | 3.4272 | 0.6159% | 1 | 50% | 0% | 0% | 0% | 8.2745 | 0 | 0 | 0 | 8.2745 | #N/A
2007-09-14 13:01 | 9 | 14 | 13 | 257.5004 | 6157 | 71.96 | 50 | 997 | 71.96 | 0 | 1120.2825 | Cooling | 186.7137 | #N/A | #N/A | #N/A | #N/A | 0 | 0 | 0 | 0 | 0 | 1120.2825 | #N/A | #N/A | 88 | 86.96 | 3.8518 | #N/A | 3.4635 | 0.6224% | 1 | 50% | 0% | 0% | 0% | 8.2745 | 0 | 0 | 0 | 8.2745 | #N/A
2007-09-14 14:01 | 9 | 14 | 14 | 257.542 | 6158 | 71.96 | 50 | 996 | 71.96 | 0 | 849.4394 | Cooling | 141.5732 | #N/A | #N/A | #N/A | #N/A | 0 | 0 | 0 | 0 | 0 | 849.4394 | #N/A | #N/A | 88 | 86.96 | 3.8518 | #N/A | 2.6261 | 0.4719% | 1 | 50% | 0% | 0% | 0% | 8.2745 | 0 | 0 | 0 | 8.2745 | #N/A
2007-09-14 15:01 | 9 | 14 | 15 | 257.5837 | 6159 | 71.96 | 51.98 | 995 | 71.96 | 0 | 1010.795 | Cooling | 168.4658 | #N/A | #N/A | #N/A | #N/A | 0 | 0 | 0 | 0 | 0 | 1010.795 | #N/A | #N/A | 88 | 86.96 | 3.8518 | #N/A | 3.125 | 0.5616% | 1 | 50% | 0% | 0% | 0% | 8.2745 | 0 | 0 | 0 | 8.2745 | #N/A
2007-09-14 16:01 | 9 | 14 | 16 | 257.6254 | 6160 | 71.06 | 51.08 | 995 | 71.06 | 0 | 1202.4041 | Cooling | 200.4007 | #N/A | #N/A | #N/A | #N/A | 0 | 0 | 0 | 0 | 0 | 1202.4041 | #N/A | #N/A | 88 | 86.06 | 3.9133 | #N/A | 3.7174 | 0.668% | 1 | 50% | 0% | 0% | 0% | 8.2745 | 0 | 0 | 0 | 8.2745 | #N/A
2007-09-14 17:01 | 9 | 14 | 17 | 257.667 | 6161 | 71.06 | 55.94 | 995 | 71.06 | 0 | 1207.022 | Cooling | 201.1703 | #N/A | #N/A | #N/A | #N/A | 0 | 0 | 0 | 0 | 0 | 1207.022 | #N/A | #N/A | 88 | 86.06 | 3.9133 | #N/A | 3.7317 | 0.6706% | 1 | 50% | 0% | 0% | 0% | 8.2745 | 0 | 0 | 0 | 8.2745 | #N/A
2007-09-14 18:01 | 9 | 14 | 18 | 257.7087 | 6162 | 69.08 | 57.02 | 994 | 69.08 | 0 | 137.3067 | Cooling | 22.8844 | #N/A | #N/A | #N/A | #N/A | 0 | 0 | 0 | 0 | 0 | 137.3067 | #N/A | #N/A | 88 | 84.08 | 4.0486 | #N/A | 0.4245 | 0.07628% | 1 | 50% | 0% | 0% | 0% | 8.2745 | 0 | 0 | 0 | 8.2745 | #N/A
2007-09-14 19:01 | 9 | 14 | 19 | 257.7504 | 6163 | 68 | 57.92 | 994 | 68 | 0 | 194.1726 | Cooling | 32.3621 | #N/A | #N/A | #N/A | #N/A | 0 | 0 | 0 | 0 | 0 | 194.1726 | #N/A | #N/A | 88 | 83 | 4.1224 | #N/A | 0.60031 | 0.1079% | 1 | 50% | 0% | 0% | 0% | 8.2745 | 0 | 0 | 0 | 8.2745 | #N/A
2007-09-14 20:01 | 9 | 14 | 20 | 257.792 | 6164 | 68 | 60.08 | 993 | 68 | 0 | 226.8173 | Cooling | 37.8029 | #N/A | #N/A | #N/A | #N/A | 0 | 0 | 0 | 0 | 0 | 226.8173 | #N/A | #N/A | 88 | 83 | 4.1224 | #N/A | 0.70123 | 0.126% | 1 | 50% | 0% | 0% | 0% | 8.2745 | 0 | 0 | 0 | 8.2745 | #N/A
2007-09-14 21:01 | 9 | 14 | 21 | 257.8337 | 6165 | 66.92 | 60.98 | 992 | 66.92 | 0 | 197.848 | Cooling | 32.9747 | #N/A | #N/A | #N/A | #N/A | 0 | 0 | 0 | 0 | 0 | 197.848 | #N/A | #N/A | 88 | 81.92 | 4.1962 | #N/A | 0.61167 | 0.1099% | 1 | 50% | 0% | 0% | 0% | 8.2745 | 0 | 0 | 0 | 8.2745 | #N/A
2007-09-14 22:01 | 9 | 14 | 22 | 257.8754 | 6166 | 66.92 | 59 | 991 | 66.92 | 0 | 138.2332 | Cooling | 23.0389 | #N/A | #N/A | #N/A | #N/A | 0 | 0 | 0 | 0 | 0 | 138.2332 | #N/A | #N/A | 88 | 81.92 | 4.1962 | #N/A | 0.42737 | 0.0768% | 1 | 50% | 0% | 0% | 0% | 8.2745 | 0 | 0 | 0 | 8.2745 | #N/A
2007-09-14 23:01 | 9 | 14 | 23 | 257.917 | 6167 | 66.92 | 60.08 | 991 | 66.92 | 0 | 95.702 | Cooling | 15.9503 | #N/A | #N/A | #N/A | #N/A | 0 | 0 | 0 | 0 | 0 | 95.702 | #N/A | #N/A | 88 | 81.92 | 4.1962 | #N/A | 0.29587 | 0.05317% | 1 | 50% | 0% | 0% | 0% | 8.2745 | 0 | 0 | 0 | 8.2745 | #N/A
2007-09-15 00:01 | 9 | 15 | 0 | 257.9587 | 6168 | 66.02 | 55.94 | 991 | 66.02 | 0 | 64.7741 | Cooling | 10.7957 | #N/A | #N/A | #N/A | #N/A | 0 | 0 | 0 | 0 | 0 | 64.7741 | #N/A | #N/A | 88 | 81.02 | 4.2577 | #N/A | 0.20026 | 0.03599% | 1 | 50% | 0% | 0% | 0% | 8.2745 | 0 | 0 | 0 | 8.2745 | #N/A
2007-09-15 01:01 | 9 | 15 | 1 | 258.0004 | 6169 | 66.02 | 57.02 | 991 | 66.02 | 0 | 51.8816 | Cooling | 8.6469 | #N/A | #N/A | #N/A | #N/A | 0 | 0 | 0 | 0 | 0 | 51.8816 | #N/A | #N/A | 88 | 81.02 | 4.2577 | #N/A | 0.1604 | 0.02882% | 1 | 50% | 0% | 0% | 0% | 8.2745 | 0 | 0 | 0 | 8.2745 | #N/A
2007-09-15 02:01 | 9 | 15 | 2 | 258.042 | 6170 | 66.02 | 55.94 | 990 | 66.02 | 0 | 46.7997 | Cooling | 7.8 | #N/A | #N/A | #N/A | #N/A | 0 | 0 | 0 | 0 | 0 | 46.7997 | #N/A | #N/A | 88 | 81.02 | 4.2577 | #N/A | 0.14469 | 0.026% | 1 | 50% | 0% | 0% | 0% | 8.2745 | 0 | 0 | 0 | 8.2745 | #N/A
2007-09-15 03:01 | 9 | 15 | 3 | 258.0837 | 6171 | 64.94 | 55.94 | 990 | 64.94 | 0 | 41.7571 | Cooling | 6.9595 | #N/A | #N/A | #N/A | #N/A | 0 | 0 | 0 | 0 | 0 | 41.7571 | #N/A | #N/A | 88 | 79.94 | 4.3315 | #N/A | 0.1291 | 0.0232% | 1 | 50% | 0% | 0% | 0% | 8.2745 | 0 | 0 | 0 | 8.2745 | #N/A
2007-09-15 04:01 | 9 | 15 | 4 | 258.1254 | 6172 | 64.4 | 55.94 | 989 | 64.4 | 0 | 40.7919 | Cooling | 6.7986 | #N/A | #N/A | #N/A | #N/A | 0 | 0 | 0 | 0 | 0 | 40.7919 | #N/A | #N/A | 88 | 79.4 | 4.3684 | #N/A | 0.12611 | 0.02266% | 1 | 50% | 0% | 0% | 0% | 8.2745 | 0 | 0 | 0 | 8.2745 | #N/A
2007-09-15 05:01 | 9 | 15 | 5 | 258.167 | 6173 | 59 | 55.04 | 990 | 59 | 0 | 49.402 | Cooling | 8.2337 | #N/A | #N/A | #N/A | #N/A | 0 | 0 | 0 | 0 | 0 | 49.402 | #N/A | #N/A | 88 | 74 | 4.7374 | #N/A | 0.15273 | 0.02745% | 1 | 50% | 0% | 0% | 0% | 8.2745 | 0 | 0 | 0 | 8.2745 | #N/A
2007-09-15 06:01 | 9 | 15 | 6 | 258.2087 | 6174 | 57.2 | 55.4 | 989 | 57.2 | 0 | 79.0862 | Cooling | 13.181 | #N/A | #N/A | #N/A | #N/A | 0 | 0 | 0 | 0 | 0 | 79.0862 | #N/A | #N/A | 88 | 72.2 | 4.8604 | #N/A | 0.2445 | 0.04394% | 1 | 50% | 0% | 0% | 0% | 8.2745 | 0 | 0 | 0 | 8.2745 | #N/A
2007-09-15 07:01 | 9 | 15 | 7 | 258.2504 | 6175 | 55.4 | 55.04 | 990 | 55.4 | 0 | 91.2035 | Cooling | 15.2006 | #N/A | #N/A | #N/A | #N/A | 0 | 0 | 0 | 0 | 0 | 91.2035 | #N/A | #N/A | 88 | 70.4 | 4.9834 | #N/A | 0.28197 | 0.05067% | 1 | 50% | 0% | 0% | 0% | 8.2745 | 0 | 0 | 0 | 8.2745 | #N/A
2007-09-15 08:01 | 9 | 15 | 8 | 258.292 | 6176 | 53.96 | 53.96 | 989 | 53.96 | 0 | 73.0309 | Cooling | 12.1718 | #N/A | #N/A | #N/A | #N/A | 0 | 0 | 0 | 0 | 0 | 73.0309 | #N/A | #N/A | 88 | 68.96 | 5.0818 | #N/A | 0.22578 | 0.04057% | 1 | 50% | 0% | 0% | 0% | 8.2745 | 0 | 0 | 0 | 8.2745 | #N/A
2007-09-15 09:01 | 9 | 15 | 9 | 258.3337 | 6177 | 53.96 | 53.96 | 989 | 53.96 | 0 | 53.4667 | Cooling | 8.9111 | #N/A | #N/A | #N/A | #N/A | 0 | 0 | 0 | 0 | 0 | 53.4667 | #N/A | #N/A | 88 | 68.96 | 5.0818 | #N/A | 0.1653 | 0.0297% | 1 | 50% | 0% | 0% | 0% | 8.2745 | 0 | 0 | 0 | 8.2745 | #N/A
2007-09-15 10:01 | 9 | 15 | 10 | 258.3754 | 6178 | 55.04 | 55.94 | 989 | 55.04 | 0 | 44.433 | Cooling | 7.4055 | #N/A | #N/A | #N/A | #N/A | 0 | 0 | 0 | 0 | 0 | 44.433 | #N/A | #N/A | 88 | 70.04 | 5.008 | #N/A | 0.13737 | 0.02469% | 1 | 50% | 0% | 0% | 0% | 8.2745 | 0 | 0 | 0 | 8.2745 | #N/A
2007-09-15 11:01 | 9 | 15 | 11 | 258.417 | 6179 | 55.04 | 55.94 | 989 | 55.04 | 0 | 52.1184 | Cooling | 8.6864 | #N/A | #N/A | #N/A | #N/A | 0 | 0 | 0 | 0 | 0 | 52.1184 | #N/A | #N/A | 88 | 70.04 | 5.008 | #N/A | 0.16113 | 0.02895% | 1 | 50% | 0% | 0% | 0% | 8.2745 | 0 | 0 | 0 | 8.2745 | #N/A
2007-09-15 12:01 | 9 | 15 | 12 | 258.4587 | 6180 | 57.92 | 53.6 | 990 | 57.92 | 0 | 38.893 | Cooling | 6.4822 | #N/A | #N/A | #N/A | #N/A | 0 | 0 | 0 | 0 | 0 | 38.893 | #N/A | #N/A | 88 | 72.92 | 4.8112 | #N/A | 0.12024 | 0.02161% | 1 | 50% | 0% | 0% | 0% | 8.2745 | 0 | 0 | 0 | 8.2745 | #N/A
2007-09-15 13:01 | 9 | 15 | 13 | 258.5004 | 6181 | 60.08 | 51.08 | 990 | 60.08 | 0 | 21.4895 | Cooling | 3.5816 | #N/A | #N/A | #N/A | #N/A | 0 | 0 | 0 | 0 | 0 | 21.4895 | #N/A | #N/A | 88 | 75.08 | 4.6636 | #N/A | 0.066437 | 0.01194% | 1 | 50% | 0% | 0% | 0% | 8.2745 | 0 | 0 | 0 | 8.2745 | #N/A
2007-09-15 14:01 | 9 | 15 | 14 | 258.542 | 6182 | 60.08 | 48.92 | 990 | 60.08 | 0 | 3.3425 | Cooling | 0.55709 | #N/A | #N/A | #N/A | #N/A | 0 | 0 | 0 | 0 | 0 | 3.3425 | #N/A | #N/A | 88 | 75.08 | 4.6636 | #N/A | 0.010334 | 0.001857% | 1 | 50% | 0% | 0% | 0% | 8.2745 | 0 | 0 | 0 | 8.2745 | #N/A
2007-09-15 15:01 | 9 | 15 | 15 | 258.5837 | 6183 | 60.98 | 48.92 | 989 | 60.98 | 0 | 0 | Cooling | 0 | #N/A | #N/A | #N/A | #N/A | 0 | 0 | 0 | 0 | 0 | 0 | #N/A | #N/A | 88 | 75.98 | 4.6021 | #N/A | 0 | 0% | 1 | 50% | 0% | 0% | 0% | 8.2745 | 0 | 0 | 0 | 8.2745 | #N/A
2007-09-15 16:01 | 9 | 15 | 16 | 258.6254 | 6184 | 62.06 | 48.92 | 990 | 62.06 | 0 | 0 | Cooling | 0 | #N/A | #N/A | #N/A | #N/A | 0 | 0 | 0 | 0 | 0 | 0 | #N/A | #N/A | 88 | 77.06 | 4.5283 | #N/A | 0 | 0% | 1 | 50% | 0% | 0% | 0% | 8.2745 | 0 | 0 | 0 | 8.2745 | #N/A
2007-09-15 17:01 | 9 | 15 | 17 | 258.667 | 6185 | 62.06 | 51.08 | 991 | 62.06 | 0 | 10.952 | Cooling | 1.8253 | #N/A | #N/A | #N/A | #N/A | 0 | 0 | 0 | 0 | 0 | 10.952 | #N/A | #N/A | 88 | 77.06 | 4.5283 | #N/A | 0.033859 | 0.006084% | 1 | 50% | 0% | 0% | 0% | 8.2745 | 0 | 0 | 0 | 8.2745 | #N/A
2007-09-15 18:01 | 9 | 15 | 18 | 258.7087 | 6186 | 57.92 | 48.92 | 992 | 57.92 | 0 | 4.1394 | Cooling | 0.6899 | #N/A | #N/A | #N/A | #N/A | 0 | 0 | 0 | 0 | 0 | 4.1394 | #N/A | #N/A | 88 | 72.92 | 4.8112 | #N/A | 0.012797 | 0.0023% | 1 | 50% | 0% | 0% | 0% | 8.2745 | 0 | 0 | 0 | 8.2745 | #N/A
2007-09-15 19:01 | 9 | 15 | 19 | 258.7504 | 6187 | 53.96 | 48.02 | 993 | 53.96 | 0 | 0 | Cooling | 0 | #N/A | #N/A | #N/A | #N/A | 0 | 0 | 0 | 0 | 0 | 0 | #N/A | #N/A | 88 | 68.96 | 5.0818 | #N/A | 0 | 0% | 1 | 50% | 0% | 0% | 0% | 8.2745 | 0 | 0 | 0 | 8.2745 | #N/A
2007-09-15 20:01 | 9 | 15 | 20 | 258.792 | 6188 | 53.96 | 48.92 | 993 | 53.96 | 0 | 0.00015759 | Cooling | 2.6264e-05 | #N/A | #N/A | #N/A | #N/A | 0 | 0 | 0 | 0 | 0 | 0.00015759 | #N/A | #N/A | 88 | 68.96 | 5.0818 | #N/A | 4.872e-07 | 8.755e-08% | 1 | 50% | 0% | 0% | 0% | 8.2745 | 0 | 0 | 0 | 8.2745 | #N/A
2007-09-15 21:01 | 9 | 15 | 21 | 258.8337 | 6189 | 51.98 | 48.92 | 993 | 51.98 | 0 | 1.5585e-05 | Cooling | 2.5976e-06 | #N/A | #N/A | #N/A | #N/A | 0 | 0 | 0 | 0 | 0 | 1.5585e-05 | #N/A | #N/A | 88 | 66.98 | 5.2171 | #N/A | 4.8184e-08 | 8.659e-09% | 1 | 50% | 0% | 0% | 0% | 8.2745 | 0 | 0 | 0 | 8.2745 | #N/A
2007-09-15 22:01 | 9 | 15 | 22 | 258.8754 | 6190 | 51.98 | 48.92 | 994 | 51.98 | 0 | 1.9049e-05 | Cooling | 3.1748e-06 | #N/A | #N/A | #N/A | #N/A | 0 | 0 | 0 | 0 | 0 | 1.9049e-05 | #N/A | #N/A | 88 | 66.98 | 5.2171 | #N/A | 5.8892e-08 | 1.058e-08% | 1 | 50% | 0% | 0% | 0% | 8.2745 | 0 | 0 | 0 | 8.2745 | #N/A
2007-09-15 23:01 | 9 | 15 | 23 | 258.917 | 6191 | 51.98 | 46.94 | 994 | 51.98 | 0 | 0.0025924 | Cooling | 0.00043206 | #N/A | #N/A | #N/A | #N/A | 0 | 0 | 0 | 0 | 0 | 0.0025924 | #N/A | #N/A | 88 | 66.98 | 5.2171 | #N/A | 8.0147e-06 | 1.44e-06% | 1 | 50% | 0% | 0% | 0% | 8.2745 | 0 | 0 | 0 | 8.2745 | #N/A
2007-09-16 00:01 | 9 | 16 | 0 | 258.9587 | 6192 | 48.92 | 48.92 | 994 | 48.92 | 0 | 0.0024937 | Cooling | 0.00041561 | #N/A | #N/A | #N/A | #N/A | 0 | 0 | 0 | 0 | 0 | 0.0024937 | #N/A | #N/A | 88 | 63.92 | 5.4262 | #N/A | 7.7095e-06 | 1.385e-06% | 1 | 50% | 0% | 0% | 0% | 8.2745 | 0 | 0 | 0 | 8.2745 | #N/A
2007-09-16 01:01 | 9 | 16 | 1 | 259.0004 | 6193 | 48.92 | 46.94 | 994 | 48.92 | 0 | 0.0067398 | Cooling | 0.0011233 | #N/A | #N/A | #N/A | #N/A | 0 | 0 | 0 | 0 | 0 | 0.0067398 | #N/A | #N/A | 88 | 63.92 | 5.4262 | #N/A | 2.0837e-05 | 3.744e-06% | 1 | 50% | 0% | 0% | 0% | 8.2745 | 0 | 0 | 0 | 8.2745 | #N/A
2007-09-16 02:01 | 9 | 16 | 2 | 259.042 | 6194 | 48.92 | 48.02 | 994 | 48.92 | 0 | 0.005093 | Cooling | 0.00084883 | #N/A | #N/A | #N/A | #N/A | 0 | 0 | 0 | 0 | 0 | 0.005093 | #N/A | #N/A | 88 | 63.92 | 5.4262 | #N/A | 1.5746e-05 | 2.829e-06% | 1 | 50% | 0% | 0% | 0% | 8.2745 | 0 | 0 | 0 | 8.2745 | #N/A
2007-09-16 03:01 | 9 | 16 | 3 | 259.0837 | 6195 | 46.04 | 48.02 | 994 | 46.04 | 0 | 0.0017975 | Cooling | 0.00029959 | #N/A | #N/A | #N/A | #N/A | 0 | 0 | 0 | 0 | 0 | 0.0017975 | #N/A | #N/A | 88 | 61.04 | 5.623 | #N/A | 5.5573e-06 | 9.986e-07% | 1 | 50% | 0% | 0% | 0% | 8.2745 | 0 | 0 | 0 | 8.2745 | #N/A
2007-09-16 04:01 | 9 | 16 | 4 | 259.1254 | 6196 | 42.98 | 46.94 | 995 | 42.98 | 0 | 0.004738 | Cooling | 0.00078966 | #N/A | #N/A | #N/A | #N/A | 0 | 0 | 0 | 0 | 0 | 0.004738 | #N/A | #N/A | 88 | 57.98 | 5.8321 | #N/A | 1.4648e-05 | 2.632e-06% | 1 | 50% | 0% | 0% | 0% | 8.2745 | 0 | 0 | 0 | 8.2745 | #N/A
2007-09-16 05:01 | 9 | 16 | 5 | 259.167 | 6197 | 42.98 | 44.96 | 995 | 42.98 | 0 | 0.01833 | Cooling | 0.003055 | #N/A | #N/A | #N/A | #N/A | 0 | 0 | 0 | 0 | 0 | 0.01833 | #N/A | #N/A | 88 | 57.98 | 5.8321 | #N/A | 5.667e-05 | 1.018e-05% | 1 | 50% | 0% | 0% | 0% | 8.2745 | 0 | 0 | 0 | 8.2745 | #N/A
2007-09-16 06:01 | 9 | 16 | 6 | 259.2087 | 6198 | 44.06 | 44.96 | 995 | 44.06 | 1.2741 | 0 | Heating | 0.16988 | #N/A | #N/A | #N/A | #N/A | 1.2741 | #N/A | #N/A | 4.0174 | #N/A | 0 | 0 | 0 | 0 | 0 | 0 | 0 | 0 | 0.0005663% | 1 | 50% | 0% | 0% | 0% | 8.2745 | 0 | 0 | 0 | 8.2745 | #N/A
2007-09-16 07:01 | 9 | 16 | 7 | 259.2504 | 6199 | 46.94 | 46.04 | 996 | 46.94 | 0 | 0.062841 | Cooling | 0.010473 | #N/A | #N/A | #N/A | #N/A | 0 | 0 | 0 | 0 | 0 | 0.062841 | #N/A | #N/A | 88 | 61.94 | 5.5615 | #N/A | 0.00019428 | 3.491e-05% | 1 | 50% | 0% | 0% | 0% | 8.2745 | 0 | 0 | 0 | 8.2745 | #N/A
2007-09-16 08:01 | 9 | 16 | 8 | 259.292 | 6200 | 46.94 | 46.04 | 996 | 46.94 | 0 | 0.012848 | Cooling | 0.0021413 | #N/A | #N/A | #N/A | #N/A | 0 | 0 | 0 | 0 | 0 | 0.012848 | #N/A | #N/A | 88 | 61.94 | 5.5615 | #N/A | 3.972e-05 | 7.138e-06% | 1 | 50% | 0% | 0% | 0% | 8.2745 | 0 | 0 | 0 | 8.2745 | #N/A
2007-09-16 09:01 | 9 | 16 | 9 | 259.3337 | 6201 | 53.06 | 44.06 | 996 | 53.06 | 0 | 4.3121 | Cooling | 0.71868 | #N/A | #N/A | #N/A | #N/A | 0 | 0 | 0 | 0 | 0 | 4.3121 | #N/A | #N/A | 88 | 68.06 | 5.1433 | #N/A | 0.013331 | 0.002396% | 1 | 50% | 0% | 0% | 0% | 8.2745 | 0 | 0 | 0 | 8.2745 | #N/A
2007-09-16 10:01 | 9 | 16 | 10 | 259.3754 | 6202 | 57.02 | 42.98 | 997 | 57.02 | 0 | 36.0356 | Cooling | 6.0059 | #N/A | #N/A | #N/A | #N/A | 0 | 0 | 0 | 0 | 0 | 36.0356 | #N/A | #N/A | 88 | 72.02 | 4.8727 | #N/A | 0.11141 | 0.02002% | 1 | 50% | 0% | 0% | 0% | 8.2745 | 0 | 0 | 0 | 8.2745 | #N/A
2007-09-16 11:01 | 9 | 16 | 11 | 259.417 | 6203 | 57.02 | 42.08 | 997 | 57.02 | 0 | 50.1195 | Cooling | 8.3532 | #N/A | #N/A | #N/A | #N/A | 0 | 0 | 0 | 0 | 0 | 50.1195 | #N/A | #N/A | 88 | 72.02 | 4.8727 | #N/A | 0.15495 | 0.02784% | 1 | 50% | 0% | 0% | 0% | 8.2745 | 0 | 0 | 0 | 8.2745 | #N/A
2007-09-16 12:01 | 9 | 16 | 12 | 259.4587 | 6204 | 60.08 | 41 | 997 | 60.08 | 0 | 139.772 | Cooling | 23.2953 | #N/A | #N/A | #N/A | #N/A | 0 | 0 | 0 | 0 | 0 | 139.772 | #N/A | #N/A | 88 | 75.08 | 4.6636 | #N/A | 0.43212 | 0.07765% | 1 | 50% | 0% | 0% | 0% | 8.2745 | 0 | 0 | 0 | 8.2745 | #N/A
2007-09-16 13:01 | 9 | 16 | 13 | 259.5004 | 6205 | 60.08 | 42.08 | 997 | 60.08 | 0 | 281.8407 | Cooling | 46.9734 | #N/A | #N/A | #N/A | #N/A | 0 | 0 | 0 | 0 | 0 | 281.8407 | #N/A | #N/A | 88 | 75.08 | 4.6636 | #N/A | 0.87135 | 0.1566% | 1 | 50% | 0% | 0% | 0% | 8.2745 | 0 | 0 | 0 | 8.2745 | #N/A
2007-09-16 14:01 | 9 | 16 | 14 | 259.542 | 6206 | 60.08 | 42.08 | 997 | 60.08 | 0 | 298.2021 | Cooling | 49.7004 | #N/A | #N/A | #N/A | #N/A | 0 | 0 | 0 | 0 | 0 | 298.2021 | #N/A | #N/A | 88 | 75.08 | 4.6636 | #N/A | 0.92193 | 0.1657% | 1 | 50% | 0% | 0% | 0% | 8.2745 | 0 | 0 | 0 | 8.2745 | #N/A
2007-09-16 15:01 | 9 | 16 | 15 | 259.5837 | 6207 | 59 | 41 | 997 | 59 | 0 | 161.6154 | Cooling | 26.9359 | #N/A | #N/A | #N/A | #N/A | 0 | 0 | 0 | 0 | 0 | 161.6154 | #N/A | #N/A | 88 | 74 | 4.7374 | #N/A | 0.49965 | 0.08979% | 1 | 50% | 0% | 0% | 0% | 8.2745 | 0 | 0 | 0 | 8.2745 | #N/A
2007-09-16 16:01 | 9 | 16 | 16 | 259.6254 | 6208 | 60.98 | 41 | 998 | 60.98 | 0 | 127.3601 | Cooling | 21.2267 | #N/A | #N/A | #N/A | #N/A | 0 | 0 | 0 | 0 | 0 | 127.3601 | #N/A | #N/A | 88 | 75.98 | 4.6021 | #N/A | 0.39375 | 0.07076% | 1 | 50% | 0% | 0% | 0% | 8.2745 | 0 | 0 | 0 | 8.2745 | #N/A
2007-09-16 17:01 | 9 | 16 | 17 | 259.667 | 6209 | 60.98 | 44.06 | 998 | 60.98 | 0 | 84.5709 | Cooling | 14.0952 | #N/A | #N/A | #N/A | #N/A | 0 | 0 | 0 | 0 | 0 | 84.5709 | #N/A | #N/A | 88 | 75.98 | 4.6021 | #N/A | 0.26146 | 0.04698% | 1 | 50% | 0% | 0% | 0% | 8.2745 | 0 | 0 | 0 | 8.2745 | #N/A
2007-09-16 18:01 | 9 | 16 | 18 | 259.7087 | 6210 | 55.04 | 42.98 | 998 | 55.04 | 0 | 46.6531 | Cooling | 7.7755 | #N/A | #N/A | #N/A | #N/A | 0 | 0 | 0 | 0 | 0 | 46.6531 | #N/A | #N/A | 88 | 70.04 | 5.008 | #N/A | 0.14423 | 0.02592% | 1 | 50% | 0% | 0% | 0% | 8.2745 | 0 | 0 | 0 | 8.2745 | #N/A
2007-09-16 19:01 | 9 | 16 | 19 | 259.7504 | 6211 | 50 | 42.98 | 999 | 50 | 0 | 46.6467 | Cooling | 7.7745 | #N/A | #N/A | #N/A | #N/A | 0 | 0 | 0 | 0 | 0 | 46.6467 | #N/A | #N/A | 88 | 65 | 5.3524 | #N/A | 0.14421 | 0.02591% | 1 | 50% | 0% | 0% | 0% | 8.2745 | 0 | 0 | 0 | 8.2745 | #N/A
2007-09-16 20:01 | 9 | 16 | 20 | 259.792 | 6212 | 50 | 42.98 | 999 | 50 | 0 | 7.3108 | Cooling | 1.2185 | #N/A | #N/A | #N/A | #N/A | 0 | 0 | 0 | 0 | 0 | 7.3108 | #N/A | #N/A | 88 | 65 | 5.3524 | #N/A | 0.022602 | 0.004062% | 1 | 50% | 0% | 0% | 0% | 8.2745 | 0 | 0 | 0 | 8.2745 | #N/A
2007-09-16 21:01 | 9 | 16 | 21 | 259.8337 | 6213 | 46.94 | 44.06 | 999 | 46.94 | 0 | 5.1951e-05 | Cooling | 8.6586e-06 | #N/A | #N/A | #N/A | #N/A | 0 | 0 | 0 | 0 | 0 | 5.1951e-05 | #N/A | #N/A | 88 | 61.94 | 5.5615 | #N/A | 1.6061e-07 | 2.886e-08% | 1 | 50% | 0% | 0% | 0% | 8.2745 | 0 | 0 | 0 | 8.2745 | #N/A
2007-09-16 22:01 | 9 | 16 | 22 | 259.8754 | 6214 | 46.04 | 44.06 | 1000 | 46.04 | 0 | 4.1561e-05 | Cooling | 6.9269e-06 | #N/A | #N/A | #N/A | #N/A | 0 | 0 | 0 | 0 | 0 | 4.1561e-05 | #N/A | #N/A | 88 | 61.04 | 5.623 | #N/A | 1.2849e-07 | 2.309e-08% | 1 | 50% | 0% | 0% | 0% | 8.2745 | 0 | 0 | 0 | 8.2745 | #N/A
2007-09-16 23:01 | 9 | 16 | 23 | 259.917 | 6215 | 46.04 | 44.06 | 1000 | 46.04 | 0 | 0.00086413 | Cooling | 0.00014402 | #N/A | #N/A | #N/A | #N/A | 0 | 0 | 0 | 0 | 0 | 0.00086413 | #N/A | #N/A | 88 | 61.04 | 5.623 | #N/A | 2.6716e-06 | 4.801e-07% | 1 | 50% | 0% | 0% | 0% | 8.2745 | 0 | 0 | 0 | 8.2745 | #N/A
2007-09-17 00:01 | 9 | 17 | 0 | 259.9587 | 6216 | 44.06 | 44.06 | 1000 | 44.06 | 0 | 0.0024694 | Cooling | 0.00041157 | #N/A | #N/A | #N/A | #N/A | 0 | 0 | 0 | 0 | 0 | 0.0024694 | #N/A | #N/A | 88 | 59.06 | 5.7583 | #N/A | 7.6345e-06 | 1.372e-06% | 1 | 50% | 0% | 0% | 0% | 8.2745 | 0 | 0 | 0 | 8.2745 | #N/A
2007-09-17 01:01 | 9 | 17 | 1 | 260.0004 | 6217 | 42.98 | 42.98 | 1001 | 42.98 | 0 | 0.0054047 | Cooling | 0.00090078 | #N/A | #N/A | #N/A | #N/A | 0 | 0 | 0 | 0 | 0 | 0.0054047 | #N/A | #N/A | 88 | 57.98 | 5.8321 | #N/A | 1.6709e-05 | 3.003e-06% | 1 | 50% | 0% | 0% | 0% | 8.2745 | 0 | 0 | 0 | 8.2745 | #N/A
2007-09-17 02:01 | 9 | 17 | 2 | 260.042 | 6218 | 42.98 | 42.08 | 1000 | 42.98 | 0 | 0.0087642 | Cooling | 0.0014607 | #N/A | #N/A | #N/A | #N/A | 0 | 0 | 0 | 0 | 0 | 0.0087642 | #N/A | #N/A | 88 | 57.98 | 5.8321 | #N/A | 2.7096e-05 | 4.869e-06% | 1 | 50% | 0% | 0% | 0% | 8.2745 | 0 | 0 | 0 | 8.2745 | #N/A
2007-09-17 03:01 | 9 | 17 | 3 | 260.0837 | 6219 | 42.08 | 42.08 | 1000 | 42.08 | 0 | 0.0072923 | Cooling | 0.0012154 | #N/A | #N/A | #N/A | #N/A | 0 | 0 | 0 | 0 | 0 | 0.0072923 | #N/A | #N/A | 88 | 57.08 | 5.8936 | #N/A | 2.2545e-05 | 4.051e-06% | 1 | 50% | 0% | 0% | 0% | 8.2745 | 0 | 0 | 0 | 8.2745 | #N/A
2007-09-17 04:01 | 9 | 17 | 4 | 260.1254 | 6220 | 41 | 42.08 | 1000 | 41 | 0 | 0.0052229 | Cooling | 0.00087048 | #N/A | #N/A | #N/A | #N/A | 0 | 0 | 0 | 0 | 0 | 0.0052229 | #N/A | #N/A | 88 | 56 | 5.9674 | #N/A | 1.6147e-05 | 2.902e-06% | 1 | 50% | 0% | 0% | 0% | 8.2745 | 0 | 0 | 0 | 8.2745 | #N/A
2007-09-17 05:01 | 9 | 17 | 5 | 260.167 | 6221 | 41 | 42.98 | 1000 | 41 | 0 | 0.0027915 | Cooling | 0.00046525 | #N/A | #N/A | #N/A | #N/A | 0 | 0 | 0 | 0 | 0 | 0.0027915 | #N/A | #N/A | 88 | 56 | 5.9674 | #N/A | 8.6304e-06 | 1.551e-06% | 1 | 50% | 0% | 0% | 0% | 8.2745 | 0 | 0 | 0 | 8.2745 | #N/A
2007-09-17 06:01 | 9 | 17 | 6 | 260.2087 | 6222 | 42.8 | 44.06 | 1000 | 42.8 | 0 | 0.00086413 | Cooling | 0.00014402 | #N/A | #N/A | #N/A | #N/A | 0 | 0 | 0 | 0 | 0 | 0.00086413 | #N/A | #N/A | 88 | 57.8 | 5.8444 | #N/A | 2.6716e-06 | 4.801e-07% | 1 | 50% | 0% | 0% | 0% | 8.2745 | 0 | 0 | 0 | 8.2745 | #N/A
2007-09-17 07:01 | 9 | 17 | 7 | 260.2504 | 6223 | 41 | 44.06 | 1000 | 41 | 0 | 0.0010823 | Cooling | 0.00018039 | #N/A | #N/A | #N/A | #N/A | 0 | 0 | 0 | 0 | 0 | 0.0010823 | #N/A | #N/A | 88 | 56 | 5.9674 | #N/A | 3.3461e-06 | 6.013e-07% | 1 | 50% | 0% | 0% | 0% | 8.2745 | 0 | 0 | 0 | 8.2745 | #N/A
2007-09-17 08:01 | 9 | 17 | 8 | 260.292 | 6224 | 42.98 | 46.04 | 999 | 42.98 | 0 | 42.673 | Cooling | 7.1122 | #N/A | #N/A | #N/A | #N/A | 0 | 0 | 0 | 0 | 0 | 42.673 | #N/A | #N/A | 88 | 57.98 | 5.8321 | #N/A | 0.13193 | 0.02371% | 1 | 50% | 0% | 0% | 0% | 8.2745 | 0 | 0 | 0 | 8.2745 | #N/A
2007-09-17 09:01 | 9 | 17 | 9 | 260.3337 | 6225 | 51.08 | 46.94 | 999 | 51.08 | 0 | 185.7883 | Cooling | 30.9647 | #N/A | #N/A | #N/A | #N/A | 0 | 0 | 0 | 0 | 0 | 185.7883 | #N/A | #N/A | 88 | 66.08 | 5.2786 | #N/A | 0.57439 | 0.1032% | 1 | 50% | 0% | 0% | 0% | 8.2745 | 0 | 0 | 0 | 8.2745 | #N/A
2007-09-17 10:01 | 9 | 17 | 10 | 260.3754 | 6226 | 55.04 | 48.02 | 999 | 55.04 | 0 | 338.7946 | Cooling | 56.4658 | #N/A | #N/A | #N/A | #N/A | 0 | 0 | 0 | 0 | 0 | 338.7946 | #N/A | #N/A | 88 | 70.04 | 5.008 | #N/A | 1.0474 | 0.1882% | 1 | 50% | 0% | 0% | 0% | 8.2745 | 0 | 0 | 0 | 8.2745 | #N/A
2007-09-17 11:01 | 9 | 17 | 11 | 260.417 | 6227 | 55.04 | 48.92 | 998 | 55.04 | 0 | 490.7871 | Cooling | 81.7979 | #N/A | #N/A | #N/A | #N/A | 0 | 0 | 0 | 0 | 0 | 490.7871 | #N/A | #N/A | 88 | 70.04 | 5.008 | #N/A | 1.5173 | 0.2727% | 1 | 50% | 0% | 0% | 0% | 8.2745 | 0 | 0 | 0 | 8.2745 | #N/A
2007-09-17 12:01 | 9 | 17 | 12 | 260.4587 | 6228 | 62.06 | 48.92 | 998 | 62.06 | 0 | 564.8045 | Cooling | 94.1341 | #N/A | #N/A | #N/A | #N/A | 0 | 0 | 0 | 0 | 0 | 564.8045 | #N/A | #N/A | 88 | 77.06 | 4.5283 | #N/A | 1.7462 | 0.3138% | 1 | 50% | 0% | 0% | 0% | 8.2745 | 0 | 0 | 0 | 8.2745 | #N/A
2007-09-17 13:01 | 9 | 17 | 13 | 260.5004 | 6229 | 64.94 | 50 | 997 | 64.94 | 0 | 688.607 | Cooling | 114.7678 | #N/A | #N/A | #N/A | #N/A | 0 | 0 | 0 | 0 | 0 | 688.607 | #N/A | #N/A | 88 | 79.94 | 4.3315 | #N/A | 2.1289 | 0.3826% | 1 | 50% | 0% | 0% | 0% | 8.2745 | 0 | 0 | 0 | 8.2745 | #N/A
2007-09-17 14:01 | 9 | 17 | 14 | 260.542 | 6230 | 64.94 | 50 | 996 | 64.94 | 0 | 830.4491 | Cooling | 138.4082 | #N/A | #N/A | #N/A | #N/A | 0 | 0 | 0 | 0 | 0 | 830.4491 | #N/A | #N/A | 88 | 79.94 | 4.3315 | #N/A | 2.5674 | 0.4614% | 1 | 50% | 0% | 0% | 0% | 8.2745 | 0 | 0 | 0 | 8.2745 | #N/A
2007-09-17 15:01 | 9 | 17 | 15 | 260.5837 | 6231 | 66.02 | 48.92 | 996 | 66.02 | 0 | 872.476 | Cooling | 145.4127 | #N/A | #N/A | #N/A | #N/A | 0 | 0 | 0 | 0 | 0 | 872.476 | #N/A | #N/A | 88 | 81.02 | 4.2577 | #N/A | 2.6974 | 0.4847% | 1 | 50% | 0% | 0% | 0% | 8.2745 | 0 | 0 | 0 | 8.2745 | #N/A
2007-09-17 16:01 | 9 | 17 | 16 | 260.6254 | 6232 | 66.92 | 48.02 | 996 | 66.92 | 0 | 860.1343 | Cooling | 143.3557 | #N/A | #N/A | #N/A | #N/A | 0 | 0 | 0 | 0 | 0 | 860.1343 | #N/A | #N/A | 88 | 81.92 | 4.1962 | #N/A | 2.6592 | 0.4779% | 1 | 50% | 0% | 0% | 0% | 8.2745 | 0 | 0 | 0 | 8.2745 | #N/A
2007-09-17 17:01 | 9 | 17 | 17 | 260.667 | 6233 | 66.92 | 48.92 | 996 | 66.92 | 0 | 801.9866 | Cooling | 133.6644 | #N/A | #N/A | #N/A | #N/A | 0 | 0 | 0 | 0 | 0 | 801.9866 | #N/A | #N/A | 88 | 81.92 | 4.1962 | #N/A | 2.4794 | 0.4455% | 1 | 50% | 0% | 0% | 0% | 8.2745 | 0 | 0 | 0 | 8.2745 | #N/A
2007-09-17 18:01 | 9 | 17 | 18 | 260.7087 | 6234 | 62.06 | 48.92 | 996 | 62.06 | 0 | 697.624 | Cooling | 116.2707 | #N/A | #N/A | #N/A | #N/A | 0 | 0 | 0 | 0 | 0 | 697.624 | #N/A | #N/A | 88 | 77.06 | 4.5283 | #N/A | 2.1568 | 0.3876% | 1 | 50% | 0% | 0% | 0% | 8.2745 | 0 | 0 | 0 | 8.2745 | #N/A
2007-09-17 19:01 | 9 | 17 | 19 | 260.7504 | 6235 | 55.94 | 51.08 | 997 | 55.94 | 0 | 615.1552 | Cooling | 102.5259 | #N/A | #N/A | #N/A | #N/A | 0 | 0 | 0 | 0 | 0 | 615.1552 | #N/A | #N/A | 88 | 70.94 | 4.9465 | #N/A | 1.9018 | 0.3418% | 1 | 50% | 0% | 0% | 0% | 8.2745 | 0 | 0 | 0 | 8.2745 | #N/A
2007-09-17 20:01 | 9 | 17 | 20 | 260.792 | 6236 | 55.94 | 48.92 | 998 | 55.94 | 0 | 570.0106 | Cooling | 95.0018 | #N/A | #N/A | #N/A | #N/A | 0 | 0 | 0 | 0 | 0 | 570.0106 | #N/A | #N/A | 88 | 70.94 | 4.9465 | #N/A | 1.7623 | 0.3167% | 1 | 50% | 0% | 0% | 0% | 8.2745 | 0 | 0 | 0 | 8.2745 | #N/A
2007-09-17 21:01 | 9 | 17 | 21 | 260.8337 | 6237 | 51.08 | 50 | 998 | 51.08 | 0 | 501.8264 | Cooling | 83.6377 | #N/A | #N/A | #N/A | #N/A | 0 | 0 | 0 | 0 | 0 | 501.8264 | #N/A | #N/A | 88 | 66.08 | 5.2786 | #N/A | 1.5515 | 0.2788% | 1 | 50% | 0% | 0% | 0% | 8.2745 | 0 | 0 | 0 | 8.2745 | #N/A
2007-09-17 22:01 | 9 | 17 | 22 | 260.8754 | 6238 | 50 | 51.08 | 999 | 50 | 0 | 6.0708 | Cooling | 1.0118 | #N/A | #N/A | #N/A | #N/A | 0 | 0 | 0 | 0 | 0 | 6.0708 | #N/A | #N/A | 88 | 65 | 5.3524 | #N/A | 0.018769 | 0.003373% | 1 | 50% | 0% | 0% | 0% | 8.2745 | 0 | 0 | 0 | 8.2745 | #N/A
2007-09-17 23:01 | 9 | 17 | 23 | 260.917 | 6239 | 50 | 51.08 | 999 | 50 | 0 | 14.7142 | Cooling | 2.4524 | #N/A | #N/A | #N/A | #N/A | 0 | 0 | 0 | 0 | 0 | 14.7142 | #N/A | #N/A | 88 | 65 | 5.3524 | #N/A | 0.045491 | 0.008175% | 1 | 50% | 0% | 0% | 0% | 8.2745 | 0 | 0 | 0 | 8.2745 | #N/A
2007-09-18 00:01 | 9 | 18 | 0 | 260.9587 | 6240 | 48.02 | 51.08 | 999 | 48.02 | 0 | 11.0007 | Cooling | 1.8335 | #N/A | #N/A | #N/A | #N/A | 0 | 0 | 0 | 0 | 0 | 11.0007 | #N/A | #N/A | 88 | 63.02 | 5.4877 | #N/A | 0.03401 | 0.006112% | 1 | 50% | 0% | 0% | 0% | 8.2745 | 0 | 0 | 0 | 8.2745 | #N/A
2007-09-18 01:01 | 9 | 18 | 1 | 261.0004 | 6241 | 46.4 | 50 | 1000 | 46.4 | 0 | 4.2616 | Cooling | 0.71027 | #N/A | #N/A | #N/A | #N/A | 0 | 0 | 0 | 0 | 0 | 4.2616 | #N/A | #N/A | 88 | 61.4 | 5.5984 | #N/A | 0.013175 | 0.002368% | 1 | 50% | 0% | 0% | 0% | 8.2745 | 0 | 0 | 0 | 8.2745 | #N/A
2007-09-18 02:01 | 9 | 18 | 2 | 261.042 | 6242 | 46.04 | 50 | 1000 | 46.04 | 0 | 1.152 | Cooling | 0.19199 | #N/A | #N/A | #N/A | #N/A | 0 | 0 | 0 | 0 | 0 | 1.152 | #N/A | #N/A | 88 | 61.04 | 5.623 | #N/A | 0.0035615 | 0.00064% | 1 | 50% | 0% | 0% | 0% | 8.2745 | 0 | 0 | 0 | 8.2745 | #N/A
2007-09-18 03:01 | 9 | 18 | 3 | 261.0837 | 6243 | 44.6 | 50 | 1000 | 44.6 | 0 | 1.2434 | Cooling | 0.20724 | #N/A | #N/A | #N/A | #N/A | 0 | 0 | 0 | 0 | 0 | 1.2434 | #N/A | #N/A | 88 | 59.6 | 5.7214 | #N/A | 0.0038442 | 0.0006908% | 1 | 50% | 0% | 0% | 0% | 8.2745 | 0 | 0 | 0 | 8.2745 | #N/A
2007-09-18 04:01 | 9 | 18 | 4 | 261.1254 | 6244 | 44.6 | 51.08 | 1001 | 44.6 | 0 | 6.0009 | Cooling | 1.0001 | #N/A | #N/A | #N/A | #N/A | 0 | 0 | 0 | 0 | 0 | 6.0009 | #N/A | #N/A | 88 | 59.6 | 5.7214 | #N/A | 0.018552 | 0.003334% | 1 | 50% | 0% | 0% | 0% | 8.2745 | 0 | 0 | 0 | 8.2745 | #N/A
2007-09-18 05:01 | 9 | 18 | 5 | 261.167 | 6245 | 44.06 | 51.98 | 1001 | 44.06 | 0 | 19.5469 | Cooling | 3.2578 | #N/A | #N/A | #N/A | #N/A | 0 | 0 | 0 | 0 | 0 | 19.5469 | #N/A | #N/A | 88 | 59.06 | 5.7583 | #N/A | 0.060432 | 0.01086% | 1 | 50% | 0% | 0% | 0% | 8.2745 | 0 | 0 | 0 | 8.2745 | #N/A
2007-09-18 06:01 | 9 | 18 | 6 | 261.2087 | 6246 | 44.6 | 51.98 | 1002 | 44.6 | 0 | 294.9032 | Cooling | 49.1505 | #N/A | #N/A | #N/A | #N/A | 0 | 0 | 0 | 0 | 0 | 294.9032 | #N/A | #N/A | 88 | 59.6 | 5.7214 | #N/A | 0.91173 | 0.1638% | 1 | 50% | 0% | 0% | 0% | 8.2745 | 0 | 0 | 0 | 8.2745 | #N/A
2007-09-18 07:01 | 9 | 18 | 7 | 261.2504 | 6247 | 42.8 | 51.98 | 1003 | 42.8 | 0 | 318.6708 | Cooling | 53.1118 | #N/A | #N/A | #N/A | #N/A | 0 | 0 | 0 | 0 | 0 | 318.6708 | #N/A | #N/A | 88 | 57.8 | 5.8444 | #N/A | 0.98521 | 0.177% | 1 | 50% | 0% | 0% | 0% | 8.2745 | 0 | 0 | 0 | 8.2745 | #N/A
2007-09-18 08:01 | 9 | 18 | 8 | 261.292 | 6248 | 44.96 | 53.06 | 1003 | 44.96 | 0 | 614.6315 | Cooling | 102.4386 | #N/A | #N/A | #N/A | #N/A | 0 | 0 | 0 | 0 | 0 | 614.6315 | #N/A | #N/A | 88 | 59.96 | 5.6968 | #N/A | 1.9002 | 0.3415% | 1 | 50% | 0% | 0% | 0% | 8.2745 | 0 | 0 | 0 | 8.2745 | #N/A
2007-09-18 09:01 | 9 | 18 | 9 | 261.3337 | 6249 | 53.96 | 55.04 | 1004 | 53.96 | 0 | 949.9484 | Cooling | 158.3247 | #N/A | #N/A | #N/A | #N/A | 0 | 0 | 0 | 0 | 0 | 949.9484 | #N/A | #N/A | 88 | 68.96 | 5.0818 | #N/A | 2.9369 | 0.5277% | 1 | 50% | 0% | 0% | 0% | 8.2745 | 0 | 0 | 0 | 8.2745 | #N/A
2007-09-18 10:01 | 9 | 18 | 10 | 261.3754 | 6250 | 57.92 | 53.06 | 1004 | 57.92 | 0 | 986.727 | Cooling | 164.4545 | #N/A | #N/A | #N/A | #N/A | 0 | 0 | 0 | 0 | 0 | 986.727 | #N/A | #N/A | 88 | 72.92 | 4.8112 | #N/A | 3.0506 | 0.5482% | 1 | 50% | 0% | 0% | 0% | 8.2745 | 0 | 0 | 0 | 8.2745 | #N/A
2007-09-18 11:01 | 9 | 18 | 11 | 261.417 | 6251 | 57.92 | 51.08 | 1004 | 57.92 | 0 | 881.2099 | Cooling | 146.8683 | #N/A | #N/A | #N/A | #N/A | 0 | 0 | 0 | 0 | 0 | 881.2099 | #N/A | #N/A | 88 | 72.92 | 4.8112 | #N/A | 2.7244 | 0.4896% | 1 | 50% | 0% | 0% | 0% | 8.2745 | 0 | 0 | 0 | 8.2745 | #N/A
2007-09-18 12:01 | 9 | 18 | 12 | 261.4587 | 6252 | 66.02 | 51.98 | 1004 | 66.02 | 0 | 983.1364 | Cooling | 163.8561 | #N/A | #N/A | #N/A | #N/A | 0 | 0 | 0 | 0 | 0 | 983.1364 | #N/A | #N/A | 88 | 81.02 | 4.2577 | #N/A | 3.0395 | 0.5462% | 1 | 50% | 0% | 0% | 0% | 8.2745 | 0 | 0 | 0 | 8.2745 | #N/A
2007-09-18 13:01 | 9 | 18 | 13 | 261.5004 | 6253 | 68 | 51.98 | 1004 | 68 | 0 | 1107.6093 | Cooling | 184.6015 | #N/A | #N/A | #N/A | #N/A | 0 | 0 | 0 | 0 | 0 | 1107.6093 | #N/A | #N/A | 88 | 83 | 4.1224 | #N/A | 3.4243 | 0.6153% | 1 | 50% | 0% | 0% | 0% | 8.2745 | 0 | 0 | 0 | 8.2745 | #N/A
2007-09-18 14:01 | 9 | 18 | 14 | 261.542 | 6254 | 68 | 51.98 | 1003 | 68 | 0 | 1148.3247 | Cooling | 191.3875 | #N/A | #N/A | #N/A | #N/A | 0 | 0 | 0 | 0 | 0 | 1148.3247 | #N/A | #N/A | 88 | 83 | 4.1224 | #N/A | 3.5502 | 0.638% | 1 | 50% | 0% | 0% | 0% | 8.2745 | 0 | 0 | 0 | 8.2745 | #N/A
2007-09-18 15:01 | 9 | 18 | 15 | 261.5837 | 6255 | 69.98 | 51.08 | 1002 | 69.98 | 0 | 1178.0393 | Cooling | 196.3399 | #N/A | #N/A | #N/A | #N/A | 0 | 0 | 0 | 0 | 0 | 1178.0393 | #N/A | #N/A | 88 | 84.98 | 3.9871 | #N/A | 3.6421 | 0.6545% | 1 | 50% | 0% | 0% | 0% | 8.2745 | 0 | 0 | 0 | 8.2745 | #N/A
2007-09-18 16:01 | 9 | 18 | 16 | 261.6254 | 6256 | 69.98 | 51.98 | 1002 | 69.98 | 0 | 1368.2574 | Cooling | 228.0429 | #N/A | #N/A | #N/A | #N/A | 0 | 0 | 0 | 0 | 0 | 1368.2574 | #N/A | #N/A | 88 | 84.98 | 3.9871 | #N/A | 4.2301 | 0.7601% | 1 | 50% | 0% | 0% | 0% | 8.2745 | 0 | 0 | 0 | 8.2745 | #N/A
2007-09-18 17:01 | 9 | 18 | 17 | 261.667 | 6257 | 69.98 | 50 | 1002 | 69.98 | 0 | 1001.1329 | Cooling | 166.8555 | #N/A | #N/A | #N/A | #N/A | 0 | 0 | 0 | 0 | 0 | 1001.1329 | #N/A | #N/A | 88 | 84.98 | 3.9871 | #N/A | 3.0951 | 0.5562% | 1 | 50% | 0% | 0% | 0% | 8.2745 | 0 | 0 | 0 | 8.2745 | #N/A
2007-09-18 18:01 | 9 | 18 | 18 | 261.7087 | 6258 | 64.94 | 55.04 | 1002 | 64.94 | 0 | 988.7459 | Cooling | 164.791 | #N/A | #N/A | #N/A | #N/A | 0 | 0 | 0 | 0 | 0 | 988.7459 | #N/A | #N/A | 88 | 79.94 | 4.3315 | #N/A | 3.0568 | 0.5493% | 1 | 50% | 0% | 0% | 0% | 8.2745 | 0 | 0 | 0 | 8.2745 | #N/A
2007-09-18 19:01 | 9 | 18 | 19 | 261.7504 | 6259 | 59 | 55.04 | 1002 | 59 | 0 | 912.5221 | Cooling | 152.087 | #N/A | #N/A | #N/A | #N/A | 0 | 0 | 0 | 0 | 0 | 912.5221 | #N/A | #N/A | 88 | 74 | 4.7374 | #N/A | 2.8212 | 0.507% | 1 | 50% | 0% | 0% | 0% | 8.2745 | 0 | 0 | 0 | 8.2745 | #N/A
2007-09-18 20:01 | 9 | 18 | 20 | 261.792 | 6260 | 59 | 55.94 | 1002 | 59 | 0 | 874.4843 | Cooling | 145.7474 | #N/A | #N/A | #N/A | #N/A | 0 | 0 | 0 | 0 | 0 | 874.4843 | #N/A | #N/A | 88 | 74 | 4.7374 | #N/A | 2.7036 | 0.4858% | 1 | 50% | 0% | 0% | 0% | 8.2745 | 0 | 0 | 0 | 8.2745 | #N/A
2007-09-18 21:01 | 9 | 18 | 21 | 261.8337 | 6261 | 53.96 | 55.94 | 1002 | 53.96 | 0 | 836.4089 | Cooling | 139.4015 | #N/A | #N/A | #N/A | #N/A | 0 | 0 | 0 | 0 | 0 | 836.4089 | #N/A | #N/A | 88 | 68.96 | 5.0818 | #N/A | 2.5859 | 0.4647% | 1 | 50% | 0% | 0% | 0% | 8.2745 | 0 | 0 | 0 | 8.2745 | #N/A
2007-09-18 22:01 | 9 | 18 | 22 | 261.8754 | 6262 | 53.96 | 55.94 | 1002 | 53.96 | 0 | 48.5329 | Cooling | 8.0888 | #N/A | #N/A | #N/A | #N/A | 0 | 0 | 0 | 0 | 0 | 48.5329 | #N/A | #N/A | 88 | 68.96 | 5.0818 | #N/A | 0.15005 | 0.02696% | 1 | 50% | 0% | 0% | 0% | 8.2745 | 0 | 0 | 0 | 8.2745 | #N/A
2007-09-18 23:01 | 9 | 18 | 23 | 261.917 | 6263 | 53.96 | 55.94 | 1002 | 53.96 | 0 | 84.5713 | Cooling | 14.0952 | #N/A | #N/A | #N/A | #N/A | 0 | 0 | 0 | 0 | 0 | 84.5713 | #N/A | #N/A | 88 | 68.96 | 5.0818 | #N/A | 0.26146 | 0.04698% | 1 | 50% | 0% | 0% | 0% | 8.2745 | 0 | 0 | 0 | 8.2745 | #N/A
2007-09-19 00:01 | 9 | 19 | 0 | 261.9587 | 6264 | 50 | 55.94 | 1001 | 50 | 0 | 81.2975 | Cooling | 13.5496 | #N/A | #N/A | #N/A | #N/A | 0 | 0 | 0 | 0 | 0 | 81.2975 | #N/A | #N/A | 88 | 65 | 5.3524 | #N/A | 0.25134 | 0.04517% | 1 | 50% | 0% | 0% | 0% | 8.2745 | 0 | 0 | 0 | 8.2745 | #N/A
2007-09-19 01:01 | 9 | 19 | 1 | 262.0004 | 6265 | 48.02 | 55.94 | 1002 | 48.02 | 0 | 84.5397 | Cooling | 14.09 | #N/A | #N/A | #N/A | #N/A | 0 | 0 | 0 | 0 | 0 | 84.5397 | #N/A | #N/A | 88 | 63.02 | 5.4877 | #N/A | 0.26137 | 0.04697% | 1 | 50% | 0% | 0% | 0% | 8.2745 | 0 | 0 | 0 | 8.2745 | #N/A
2007-09-19 02:01 | 9 | 19 | 2 | 262.042 | 6266 | 48.02 | 55.94 | 1001 | 48.02 | 0 | 85.2015 | Cooling | 14.2003 | #N/A | #N/A | #N/A | #N/A | 0 | 0 | 0 | 0 | 0 | 85.2015 | #N/A | #N/A | 88 | 63.02 | 5.4877 | #N/A | 0.26341 | 0.04733% | 1 | 50% | 0% | 0% | 0% | 8.2745 | 0 | 0 | 0 | 8.2745 | #N/A
2007-09-19 03:01 | 9 | 19 | 3 | 262.0837 | 6267 | 46.94 | 55.04 | 1001 | 46.94 | 0 | 70.3912 | Cooling | 11.7319 | #N/A | #N/A | #N/A | #N/A | 0 | 0 | 0 | 0 | 0 | 70.3912 | #N/A | #N/A | 88 | 61.94 | 5.5615 | #N/A | 0.21762 | 0.03911% | 1 | 50% | 0% | 0% | 0% | 8.2745 | 0 | 0 | 0 | 8.2745 | #N/A
2007-09-19 04:01 | 9 | 19 | 4 | 262.1254 | 6268 | 46.04 | 55.04 | 1001 | 46.04 | 0 | 61.4606 | Cooling | 10.2434 | #N/A | #N/A | #N/A | #N/A | 0 | 0 | 0 | 0 | 0 | 61.4606 | #N/A | #N/A | 88 | 61.04 | 5.623 | #N/A | 0.19001 | 0.03414% | 1 | 50% | 0% | 0% | 0% | 8.2745 | 0 | 0 | 0 | 8.2745 | #N/A
2007-09-19 05:01 | 9 | 19 | 5 | 262.167 | 6269 | 44.6 | 53.96 | 1000 | 44.6 | 0 | 63.5796 | Cooling | 10.5966 | #N/A | #N/A | #N/A | #N/A | 0 | 0 | 0 | 0 | 0 | 63.5796 | #N/A | #N/A | 88 | 59.6 | 5.7214 | #N/A | 0.19656 | 0.03532% | 1 | 50% | 0% | 0% | 0% | 8.2745 | 0 | 0 | 0 | 8.2745 | #N/A
2007-09-19 06:01 | 9 | 19 | 6 | 262.2087 | 6270 | 44.6 | 55.04 | 1001 | 44.6 | 0 | 480.0436 | Cooling | 80.0073 | #N/A | #N/A | #N/A | #N/A | 0 | 0 | 0 | 0 | 0 | 480.0436 | #N/A | #N/A | 88 | 59.6 | 5.7214 | #N/A | 1.4841 | 0.2667% | 1 | 50% | 0% | 0% | 0% | 8.2745 | 0 | 0 | 0 | 8.2745 | #N/A
2007-09-19 07:01 | 9 | 19 | 7 | 262.2504 | 6271 | 46.4 | 55.94 | 1001 | 46.4 | 0 | 637.657 | Cooling | 106.2762 | #N/A | #N/A | #N/A | #N/A | 0 | 0 | 0 | 0 | 0 | 637.657 | #N/A | #N/A | 88 | 61.4 | 5.5984 | #N/A | 1.9714 | 0.3543% | 1 | 50% | 0% | 0% | 0% | 8.2745 | 0 | 0 | 0 | 8.2745 | #N/A
2007-09-19 08:01 | 9 | 19 | 8 | 262.292 | 6272 | 46.94 | 57.02 | 1000 | 46.94 | 0 | 1025.3521 | Cooling | 170.892 | #N/A | #N/A | #N/A | #N/A | 0 | 0 | 0 | 0 | 0 | 1025.3521 | #N/A | #N/A | 88 | 61.94 | 5.5615 | #N/A | 3.17 | 0.5696% | 1 | 50% | 0% | 0% | 0% | 8.2745 | 0 | 0 | 0 | 8.2745 | #N/A
2007-09-19 09:01 | 9 | 19 | 9 | 262.3337 | 6273 | 57.02 | 57.02 | 1000 | 57.02 | 0 | 1287.1969 | Cooling | 214.5328 | #N/A | #N/A | #N/A | #N/A | 0 | 0 | 0 | 0 | 0 | 1287.1969 | #N/A | #N/A | 88 | 72.02 | 4.8727 | #N/A | 3.9795 | 0.7151% | 1 | 50% | 0% | 0% | 0% | 8.2745 | 0 | 0 | 0 | 8.2745 | #N/A
2007-09-19 10:01 | 9 | 19 | 10 | 262.3754 | 6274 | 60.98 | 55.94 | 1000 | 60.98 | 0 | 1468.0249 | Cooling | 244.6708 | #N/A | #N/A | #N/A | #N/A | 0 | 0 | 0 | 0 | 0 | 1468.0249 | #N/A | #N/A | 88 | 75.98 | 4.6021 | #N/A | 4.5386 | 0.8156% | 1 | 50% | 0% | 0% | 0% | 8.2745 | 0 | 0 | 0 | 8.2745 | #N/A
2007-09-19 11:01 | 9 | 19 | 11 | 262.417 | 6275 | 60.98 | 50 | 999 | 60.98 | 0 | 1337.3821 | Cooling | 222.897 | #N/A | #N/A | #N/A | #N/A | 0 | 0 | 0 | 0 | 0 | 1337.3821 | #N/A | #N/A | 88 | 75.98 | 4.6021 | #N/A | 4.1347 | 0.743% | 1 | 50% | 0% | 0% | 0% | 8.2745 | 0 | 0 | 0 | 8.2745 | #N/A
2007-09-19 12:01 | 9 | 19 | 12 | 262.4587 | 6276 | 68 | 48.92 | 999 | 68 | 0 | 883.0116 | Cooling | 147.1686 | #N/A | #N/A | #N/A | #N/A | 0 | 0 | 0 | 0 | 0 | 883.0116 | #N/A | #N/A | 88 | 83 | 4.1224 | #N/A | 2.7299 | 0.4906% | 1 | 50% | 0% | 0% | 0% | 8.2745 | 0 | 0 | 0 | 8.2745 | #N/A
2007-09-19 13:01 | 9 | 19 | 13 | 262.5004 | 6277 | 71.96 | 51.98 | 998 | 71.96 | 0 | 1117.1171 | Cooling | 186.1862 | #N/A | #N/A | #N/A | #N/A | 0 | 0 | 0 | 0 | 0 | 1117.1171 | #N/A | #N/A | 88 | 86.96 | 3.8518 | #N/A | 3.4537 | 0.6206% | 1 | 50% | 0% | 0% | 0% | 8.2745 | 0 | 0 | 0 | 8.2745 | #N/A
2007-09-19 14:01 | 9 | 19 | 14 | 262.542 | 6278 | 71.96 | 48.92 | 998 | 71.96 | 0 | 1139.5092 | Cooling | 189.9182 | #N/A | #N/A | #N/A | #N/A | 0 | 0 | 0 | 0 | 0 | 1139.5092 | #N/A | #N/A | 88 | 86.96 | 3.8518 | #N/A | 3.5229 | 0.6331% | 1 | 50% | 0% | 0% | 0% | 8.2745 | 0 | 0 | 0 | 8.2745 | #N/A
2007-09-19 15:01 | 9 | 19 | 15 | 262.5837 | 6279 | 73.04 | 51.08 | 997 | 73.04 | 0 | 1103.811 | Cooling | 183.9685 | #N/A | #N/A | #N/A | #N/A | 0 | 0 | 0 | 0 | 0 | 1103.811 | #N/A | #N/A | 88 | 88.04 | 3.778 | #N/A | 3.4126 | 0.6132% | 1 | 50% | 0% | 0% | 0% | 8.2745 | 0 | 0 | 0 | 8.2745 | #N/A
2007-09-19 16:01 | 9 | 19 | 16 | 262.6254 | 6280 | 73.04 | 51.08 | 997 | 73.04 | 0 | 1068.3179 | Cooling | 178.053 | #N/A | #N/A | #N/A | #N/A | 0 | 0 | 0 | 0 | 0 | 1068.3179 | #N/A | #N/A | 88 | 88.04 | 3.778 | #N/A | 3.3028 | 0.5935% | 1 | 50% | 0% | 0% | 0% | 8.2745 | 0 | 0 | 0 | 8.2745 | #N/A
2007-09-19 17:01 | 9 | 19 | 17 | 262.667 | 6281 | 73.04 | 57.02 | 996 | 73.04 | 0 | 1479.8916 | Cooling | 246.6486 | #N/A | #N/A | #N/A | #N/A | 0 | 0 | 0 | 0 | 0 | 1479.8916 | #N/A | #N/A | 88 | 88.04 | 3.778 | #N/A | 4.5753 | 0.8222% | 1 | 50% | 0% | 0% | 0% | 8.2745 | 0 | 0 | 0 | 8.2745 | #N/A
2007-09-19 18:01 | 9 | 19 | 18 | 262.7087 | 6282 | 68 | 57.92 | 996 | 68 | 0 | 1555.7267 | Cooling | 259.2878 | #N/A | #N/A | #N/A | #N/A | 0 | 0 | 0 | 0 | 0 | 1555.7267 | #N/A | #N/A | 88 | 83 | 4.1224 | #N/A | 4.8097 | 0.8643% | 1 | 50% | 0% | 0% | 0% | 8.2745 | 0 | 0 | 0 | 8.2745 | #N/A
2007-09-19 19:01 | 9 | 19 | 19 | 262.7504 | 6283 | 62.06 | 59 | 996 | 62.06 | 0 | 1488.224 | Cooling | 248.0373 | #N/A | #N/A | #N/A | #N/A | 0 | 0 | 0 | 0 | 0 | 1488.224 | #N/A | #N/A | 88 | 77.06 | 4.5283 | #N/A | 4.601 | 0.8268% | 1 | 50% | 0% | 0% | 0% | 8.2745 | 0 | 0 | 0 | 8.2745 | #N/A
2007-09-19 20:01 | 9 | 19 | 20 | 262.792 | 6284 | 62.06 | 60.08 | 996 | 62.06 | 0 | 1412.2534 | Cooling | 235.3756 | #N/A | #N/A | #N/A | #N/A | 0 | 0 | 0 | 0 | 0 | 1412.2534 | #N/A | #N/A | 88 | 77.06 | 4.5283 | #N/A | 4.3662 | 0.7846% | 1 | 50% | 0% | 0% | 0% | 8.2745 | 0 | 0 | 0 | 8.2745 | #N/A
2007-09-19 21:01 | 9 | 19 | 21 | 262.8337 | 6285 | 57.92 | 59 | 996 | 57.92 | 0 | 1298.4201 | Cooling | 216.4034 | #N/A | #N/A | #N/A | #N/A | 0 | 0 | 0 | 0 | 0 | 1298.4201 | #N/A | #N/A | 88 | 72.92 | 4.8112 | #N/A | 4.0142 | 0.7213% | 1 | 50% | 0% | 0% | 0% | 8.2745 | 0 | 0 | 0 | 8.2745 | #N/A
2007-09-19 22:01 | 9 | 19 | 22 | 262.8754 | 6286 | 60.08 | 57.92 | 996 | 60.08 | 0 | 90.6241 | Cooling | 15.104 | #N/A | #N/A | #N/A | #N/A | 0 | 0 | 0 | 0 | 0 | 90.6241 | #N/A | #N/A | 88 | 75.08 | 4.6636 | #N/A | 0.28018 | 0.05035% | 1 | 50% | 0% | 0% | 0% | 8.2745 | 0 | 0 | 0 | 8.2745 | #N/A
2007-09-19 23:01 | 9 | 19 | 23 | 262.917 | 6287 | 57.02 | 57.02 | 995 | 57.02 | 0 | 117.8594 | Cooling | 19.6432 | #N/A | #N/A | #N/A | #N/A | 0 | 0 | 0 | 0 | 0 | 117.8594 | #N/A | #N/A | 88 | 72.02 | 4.8727 | #N/A | 0.36438 | 0.06548% | 1 | 50% | 0% | 0% | 0% | 8.2745 | 0 | 0 | 0 | 8.2745 | #N/A
2007-09-20 00:01 | 9 | 20 | 0 | 262.9587 | 6288 | 55.94 | 55.94 | 995 | 55.94 | 0 | 91.0189 | Cooling | 15.1698 | #N/A | #N/A | #N/A | #N/A | 0 | 0 | 0 | 0 | 0 | 91.0189 | #N/A | #N/A | 88 | 70.94 | 4.9465 | #N/A | 0.2814 | 0.05057% | 1 | 50% | 0% | 0% | 0% | 8.2745 | 0 | 0 | 0 | 8.2745 | #N/A
2007-09-20 01:01 | 9 | 20 | 1 | 263.0004 | 6289 | 55.94 | 55.04 | 995 | 55.94 | 0 | 71.8062 | Cooling | 11.9677 | #N/A | #N/A | #N/A | #N/A | 0 | 0 | 0 | 0 | 0 | 71.8062 | #N/A | #N/A | 88 | 70.94 | 4.9465 | #N/A | 0.222 | 0.03989% | 1 | 50% | 0% | 0% | 0% | 8.2745 | 0 | 0 | 0 | 8.2745 | #N/A
2007-09-20 02:01 | 9 | 20 | 2 | 263.042 | 6290 | 55.94 | 55.04 | 995 | 55.94 | 0 | 64.6433 | Cooling | 10.7739 | #N/A | #N/A | #N/A | #N/A | 0 | 0 | 0 | 0 | 0 | 64.6433 | #N/A | #N/A | 88 | 70.94 | 4.9465 | #N/A | 0.19985 | 0.03591% | 1 | 50% | 0% | 0% | 0% | 8.2745 | 0 | 0 | 0 | 8.2745 | #N/A
2007-09-20 03:01 | 9 | 20 | 3 | 263.0837 | 6291 | 51.08 | 53.96 | 995 | 51.08 | 0 | 52.2365 | Cooling | 8.7061 | #N/A | #N/A | #N/A | #N/A | 0 | 0 | 0 | 0 | 0 | 52.2365 | #N/A | #N/A | 88 | 66.08 | 5.2786 | #N/A | 0.1615 | 0.02902% | 1 | 50% | 0% | 0% | 0% | 8.2745 | 0 | 0 | 0 | 8.2745 | #N/A
2007-09-20 04:01 | 9 | 20 | 4 | 263.1254 | 6292 | 51.08 | 53.96 | 995 | 51.08 | 0 | 45.8285 | Cooling | 7.6381 | #N/A | #N/A | #N/A | #N/A | 0 | 0 | 0 | 0 | 0 | 45.8285 | #N/A | #N/A | 88 | 66.08 | 5.2786 | #N/A | 0.14168 | 0.02546% | 1 | 50% | 0% | 0% | 0% | 8.2745 | 0 | 0 | 0 | 8.2745 | #N/A
2007-09-20 05:01 | 9 | 20 | 5 | 263.167 | 6293 | 51.08 | 53.96 | 995 | 51.08 | 0 | 54.2846 | Cooling | 9.0474 | #N/A | #N/A | #N/A | #N/A | 0 | 0 | 0 | 0 | 0 | 54.2846 | #N/A | #N/A | 88 | 66.08 | 5.2786 | #N/A | 0.16783 | 0.03016% | 1 | 50% | 0% | 0% | 0% | 8.2745 | 0 | 0 | 0 | 8.2745 | #N/A
2007-09-20 06:01 | 9 | 20 | 6 | 263.2087 | 6294 | 50 | 53.06 | 995 | 50 | 0 | 263.0621 | Cooling | 43.8437 | #N/A | #N/A | #N/A | #N/A | 0 | 0 | 0 | 0 | 0 | 263.0621 | #N/A | #N/A | 88 | 65 | 5.3524 | #N/A | 0.81329 | 0.1461% | 1 | 50% | 0% | 0% | 0% | 8.2745 | 0 | 0 | 0 | 8.2745 | #N/A
2007-09-20 07:01 | 9 | 20 | 7 | 263.2504 | 6295 | 55.04 | 55.04 | 996 | 55.04 | 0 | 436.5705 | Cooling | 72.7617 | #N/A | #N/A | #N/A | #N/A | 0 | 0 | 0 | 0 | 0 | 436.5705 | #N/A | #N/A | 88 | 70.04 | 5.008 | #N/A | 1.3497 | 0.2425% | 1 | 50% | 0% | 0% | 0% | 8.2745 | 0 | 0 | 0 | 8.2745 | #N/A
2007-09-20 08:01 | 9 | 20 | 8 | 263.292 | 6296 | 55.04 | 57.92 | 995 | 55.04 | 0 | 1033.7276 | Cooling | 172.2879 | #N/A | #N/A | #N/A | #N/A | 0 | 0 | 0 | 0 | 0 | 1033.7276 | #N/A | #N/A | 88 | 70.04 | 5.008 | #N/A | 3.1959 | 0.5743% | 1 | 50% | 0% | 0% | 0% | 8.2745 | 0 | 0 | 0 | 8.2745 | #N/A
2007-09-20 09:01 | 9 | 20 | 9 | 263.3337 | 6297 | 62.96 | 60.98 | 995 | 62.96 | 0 | 1748.4555 | Cooling | 291.4092 | #N/A | #N/A | #N/A | #N/A | 0 | 0 | 0 | 0 | 0 | 1748.4555 | #N/A | #N/A | 88 | 77.96 | 4.4668 | #N/A | 5.4056 | 0.9714% | 1 | 50% | 0% | 0% | 0% | 8.2745 | 0 | 0 | 0 | 8.2745 | #N/A
2007-09-20 10:01 | 9 | 20 | 10 | 263.3754 | 6298 | 66.92 | 60.08 | 995 | 66.92 | 0 | 2006.8482 | Cooling | 334.4747 | #N/A | #N/A | #N/A | #N/A | 0 | 0 | 0 | 0 | 0 | 2006.8482 | #N/A | #N/A | 88 | 81.92 | 4.1962 | #N/A | 6.2044 | 1.115% | 1 | 50% | 0% | 0% | 0% | 8.2745 | 0 | 0 | 0 | 8.2745 | #N/A
2007-09-20 11:01 | 9 | 20 | 11 | 263.417 | 6299 | 66.92 | 59 | 994 | 66.92 | 0 | 1746.5553 | Cooling | 291.0926 | #N/A | #N/A | #N/A | #N/A | 0 | 0 | 0 | 0 | 0 | 1746.5553 | #N/A | #N/A | 88 | 81.92 | 4.1962 | #N/A | 5.3997 | 0.9703% | 1 | 50% | 0% | 0% | 0% | 8.2745 | 0 | 0 | 0 | 8.2745 | #N/A
2007-09-20 12:01 | 9 | 20 | 12 | 263.4587 | 6300 | 75.02 | 59 | 994 | 75.02 | 0 | 1717.2625 | Cooling | 286.2104 | #N/A | #N/A | #N/A | #N/A | 0 | 0 | 0 | 0 | 0 | 1717.2625 | #N/A | #N/A | 88 | 90.02 | 3.6427 | #N/A | 5.3091 | 0.954% | 1 | 50% | 0% | 0% | 0% | 8.2745 | 0 | 0 | 0 | 8.2745 | #N/A
2007-09-20 13:01 | 9 | 20 | 13 | 263.5004 | 6301 | 77 | 57.92 | 992 | 77 | 0 | 1768.82 | Cooling | 294.8033 | #N/A | #N/A | #N/A | #N/A | 0 | 0 | 0 | 0 | 0 | 1768.82 | #N/A | #N/A | 88 | 92 | 3.5074 | #N/A | 5.4685 | 0.9827% | 1 | 50% | 0% | 0% | 0% | 8.2745 | 0 | 0 | 0 | 8.2745 | #N/A
2007-09-20 14:01 | 9 | 20 | 14 | 263.542 | 6302 | 77 | 59 | 992 | 77 | 0 | 1846.4573 | Cooling | 307.7429 | #N/A | #N/A | #N/A | #N/A | 0 | 0 | 0 | 0 | 0 | 1846.4573 | #N/A | #N/A | 88 | 92 | 3.5074 | #N/A | 5.7086 | 1.026% | 1 | 50% | 0% | 0% | 0% | 8.2745 | 0 | 0 | 0 | 8.2745 | #N/A
2007-09-20 15:01 | 9 | 20 | 15 | 263.5837 | 6303 | 80.06 | 57.92 | 992 | 80.06 | 0 | 1871.9189 | Cooling | 311.9865 | #N/A | #N/A | #N/A | #N/A | 0 | 0 | 0 | 0 | 0 | 1871.9189 | #N/A | #N/A | 88 | 95.06 | 3.2983 | #N/A | 5.7873 | 1.04% | 1 | 50% | 0% | 0% | 0% | 8.2745 | 0 | 0 | 0 | 8.2745 | #N/A
2007-09-20 16:01 | 9 | 20 | 16 | 263.6254 | 6304 | 80.06 | 55.94 | 991 | 80.06 | 0 | 1890.732 | Cooling | 315.122 | #N/A | #N/A | #N/A | #N/A | 0 | 0 | 0 | 0 | 0 | 1890.732 | #N/A | #N/A | 88 | 95.06 | 3.2983 | #N/A | 5.8454 | 1.05% | 1 | 50% | 0% | 0% | 0% | 8.2745 | 0 | 0 | 0 | 8.2745 | #N/A
2007-09-20 17:01 | 9 | 20 | 17 | 263.667 | 6305 | 80.06 | 59 | 991 | 80.06 | 0 | 1862.3487 | Cooling | 310.3914 | #N/A | #N/A | #N/A | #N/A | 0 | 0 | 0 | 0 | 0 | 1862.3487 | #N/A | #N/A | 88 | 95.06 | 3.2983 | #N/A | 5.7577 | 1.035% | 1 | 50% | 0% | 0% | 0% | 8.2745 | 0 | 0 | 0 | 8.2745 | #N/A
2007-09-20 18:01 | 9 | 20 | 18 | 263.7087 | 6306 | 75.02 | 57.02 | 990 | 75.02 | 0 | 1722.0134 | Cooling | 287.0022 | #N/A | #N/A | #N/A | #N/A | 0 | 0 | 0 | 0 | 0 | 1722.0134 | #N/A | #N/A | 88 | 90.02 | 3.6427 | #N/A | 5.3238 | 0.9567% | 1 | 50% | 0% | 0% | 0% | 8.2745 | 0 | 0 | 0 | 8.2745 | #N/A
2007-09-20 19:01 | 9 | 20 | 19 | 263.7504 | 6307 | 69.98 | 59 | 990 | 69.98 | 0 | 1690.3474 | Cooling | 281.7246 | #N/A | #N/A | #N/A | #N/A | 0 | 0 | 0 | 0 | 0 | 1690.3474 | #N/A | #N/A | 88 | 84.98 | 3.9871 | #N/A | 5.2259 | 0.9391% | 1 | 50% | 0% | 0% | 0% | 8.2745 | 0 | 0 | 0 | 8.2745 | #N/A
2007-09-20 20:01 | 9 | 20 | 20 | 263.792 | 6308 | 69.98 | 59 | 990 | 69.98 | 0 | 1768.0222 | Cooling | 294.6704 | #N/A | #N/A | #N/A | #N/A | 0 | 0 | 0 | 0 | 0 | 1768.0222 | #N/A | #N/A | 88 | 84.98 | 3.9871 | #N/A | 5.4661 | 0.9822% | 1 | 50% | 0% | 0% | 0% | 8.2745 | 0 | 0 | 0 | 8.2745 | #N/A
2007-09-20 21:01 | 9 | 20 | 21 | 263.8337 | 6309 | 64.94 | 60.08 | 989 | 64.94 | 0 | 1589.0589 | Cooling | 264.8431 | #N/A | #N/A | #N/A | #N/A | 0 | 0 | 0 | 0 | 0 | 1589.0589 | #N/A | #N/A | 88 | 79.94 | 4.3315 | #N/A | 4.9128 | 0.8828% | 1 | 50% | 0% | 0% | 0% | 8.2745 | 0 | 0 | 0 | 8.2745 | #N/A
2007-09-20 22:01 | 9 | 20 | 22 | 263.8754 | 6310 | 64.04 | 60.08 | 988 | 64.04 | 0 | 466.8314 | Cooling | 77.8052 | #N/A | #N/A | #N/A | #N/A | 0 | 0 | 0 | 0 | 0 | 466.8314 | #N/A | #N/A | 88 | 79.04 | 4.393 | #N/A | 1.4433 | 0.2594% | 1 | 50% | 0% | 0% | 0% | 8.2745 | 0 | 0 | 0 | 8.2745 | #N/A
2007-09-20 23:01 | 9 | 20 | 23 | 263.917 | 6311 | 64.04 | 60.08 | 987 | 64.04 | 0 | 612.608 | Cooling | 102.1013 | #N/A | #N/A | #N/A | #N/A | 0 | 0 | 0 | 0 | 0 | 612.608 | #N/A | #N/A | 88 | 79.04 | 4.393 | #N/A | 1.894 | 0.3403% | 1 | 50% | 0% | 0% | 0% | 8.2745 | 0 | 0 | 0 | 8.2745 | #N/A
2007-09-21 00:01 | 9 | 21 | 0 | 263.9587 | 6312 | 62.96 | 59 | 985 | 62.96 | 0 | 539.1963 | Cooling | 89.866 | #N/A | #N/A | #N/A | #N/A | 0 | 0 | 0 | 0 | 0 | 539.1963 | #N/A | #N/A | 88 | 77.96 | 4.4668 | #N/A | 1.667 | 0.2996% | 1 | 50% | 0% | 0% | 0% | 8.2745 | 0 | 0 | 0 | 8.2745 | #N/A
2007-09-21 01:01 | 9 | 21 | 1 | 264.0004 | 6313 | 62.06 | 60.08 | 985 | 62.06 | 0 | 539.8089 | Cooling | 89.9681 | #N/A | #N/A | #N/A | #N/A | 0 | 0 | 0 | 0 | 0 | 539.8089 | #N/A | #N/A | 88 | 77.06 | 4.5283 | #N/A | 1.6689 | 0.2999% | 1 | 50% | 0% | 0% | 0% | 8.2745 | 0 | 0 | 0 | 8.2745 | #N/A
2007-09-21 02:01 | 9 | 21 | 2 | 264.042 | 6314 | 62.06 | 62.06 | 984 | 62.06 | 0 | 505.8339 | Cooling | 84.3057 | #N/A | #N/A | #N/A | #N/A | 0 | 0 | 0 | 0 | 0 | 505.8339 | #N/A | #N/A | 88 | 77.06 | 4.5283 | #N/A | 1.5638 | 0.281% | 1 | 50% | 0% | 0% | 0% | 8.2745 | 0 | 0 | 0 | 8.2745 | #N/A
2007-09-21 03:01 | 9 | 21 | 3 | 264.0837 | 6315 | 59 | 64.04 | 986 | 59 | 0 | 359.8772 | Cooling | 59.9795 | #N/A | #N/A | #N/A | #N/A | 0 | 0 | 0 | 0 | 0 | 359.8772 | #N/A | #N/A | 88 | 74 | 4.7374 | #N/A | 1.1126 | 0.1999% | 1 | 50% | 0% | 0% | 0% | 8.2745 | 0 | 0 | 0 | 8.2745 | #N/A
2007-09-21 04:01 | 9 | 21 | 4 | 264.1254 | 6316 | 57.2 | 59 | 988 | 57.2 | 0 | 236.4362 | Cooling | 39.406 | #N/A | #N/A | #N/A | #N/A | 0 | 0 | 0 | 0 | 0 | 236.4362 | #N/A | #N/A | 88 | 72.2 | 4.8604 | #N/A | 0.73097 | 0.1314% | 1 | 50% | 0% | 0% | 0% | 8.2745 | 0 | 0 | 0 | 8.2745 | #N/A
2007-09-21 05:01 | 9 | 21 | 5 | 264.167 | 6317 | 57.02 | 59 | 988 | 57.02 | 0 | 197.5966 | Cooling | 32.9328 | #N/A | #N/A | #N/A | #N/A | 0 | 0 | 0 | 0 | 0 | 197.5966 | #N/A | #N/A | 88 | 72.02 | 4.8727 | #N/A | 0.61089 | 0.1098% | 1 | 50% | 0% | 0% | 0% | 8.2745 | 0 | 0 | 0 | 8.2745 | #N/A
2007-09-21 06:01 | 9 | 21 | 6 | 264.2087 | 6318 | 55.4 | 53.96 | 990 | 55.4 | 0 | 784.6062 | Cooling | 130.7677 | #N/A | #N/A | #N/A | #N/A | 0 | 0 | 0 | 0 | 0 | 784.6062 | #N/A | #N/A | 88 | 70.4 | 4.9834 | #N/A | 2.4257 | 0.4359% | 1 | 50% | 0% | 0% | 0% | 8.2745 | 0 | 0 | 0 | 8.2745 | #N/A
2007-09-21 07:01 | 9 | 21 | 7 | 264.2504 | 6319 | 55.4 | 51.98 | 992 | 55.4 | 0 | 439.386 | Cooling | 73.231 | #N/A | #N/A | #N/A | #N/A | 0 | 0 | 0 | 0 | 0 | 439.386 | #N/A | #N/A | 88 | 70.4 | 4.9834 | #N/A | 1.3584 | 0.2441% | 1 | 50% | 0% | 0% | 0% | 8.2745 | 0 | 0 | 0 | 8.2745 | #N/A
2007-09-21 08:01 | 9 | 21 | 8 | 264.292 | 6320 | 57.02 | 51.98 | 991 | 57.02 | 0 | 390.9093 | Cooling | 65.1515 | #N/A | #N/A | #N/A | #N/A | 0 | 0 | 0 | 0 | 0 | 390.9093 | #N/A | #N/A | 88 | 72.02 | 4.8727 | #N/A | 1.2085 | 0.2172% | 1 | 50% | 0% | 0% | 0% | 8.2745 | 0 | 0 | 0 | 8.2745 | #N/A
2007-09-21 09:01 | 9 | 21 | 9 | 264.3337 | 6321 | 62.6 | 51.98 | 992 | 62.6 | 0 | 470.6883 | Cooling | 78.4481 | #N/A | #N/A | #N/A | #N/A | 0 | 0 | 0 | 0 | 0 | 470.6883 | #N/A | #N/A | 88 | 77.6 | 4.4914 | #N/A | 1.4552 | 0.2615% | 1 | 50% | 0% | 0% | 0% | 8.2745 | 0 | 0 | 0 | 8.2745 | #N/A
2007-09-21 10:01 | 9 | 21 | 10 | 264.3754 | 6322 | 68 | 53.06 | 993 | 68 | 0 | 507.3667 | Cooling | 84.5611 | #N/A | #N/A | #N/A | #N/A | 0 | 0 | 0 | 0 | 0 | 507.3667 | #N/A | #N/A | 88 | 83 | 4.1224 | #N/A | 1.5686 | 0.2819% | 1 | 50% | 0% | 0% | 0% | 8.2745 | 0 | 0 | 0 | 8.2745 | #N/A
2007-09-21 11:01 | 9 | 21 | 11 | 264.417 | 6323 | 68 | 53.06 | 994 | 68 | 0 | 498.835 | Cooling | 83.1392 | #N/A | #N/A | #N/A | #N/A | 0 | 0 | 0 | 0 | 0 | 498.835 | #N/A | #N/A | 88 | 83 | 4.1224 | #N/A | 1.5422 | 0.2771% | 1 | 50% | 0% | 0% | 0% | 8.2745 | 0 | 0 | 0 | 8.2745 | #N/A
2007-09-21 12:01 | 9 | 21 | 12 | 264.4587 | 6324 | 75.92 | 51.98 | 994 | 75.92 | 0 | 433.5274 | Cooling | 72.2546 | #N/A | #N/A | #N/A | #N/A | 0 | 0 | 0 | 0 | 0 | 433.5274 | #N/A | #N/A | 88 | 90.92 | 3.5812 | #N/A | 1.3403 | 0.2408% | 1 | 50% | 0% | 0% | 0% | 8.2745 | 0 | 0 | 0 | 8.2745 | #N/A
2007-09-21 13:01 | 9 | 21 | 13 | 264.5004 | 6325 | 78.98 | 55.04 | 995 | 78.98 | 0 | 661.0423 | Cooling | 110.1737 | #N/A | #N/A | #N/A | #N/A | 0 | 0 | 0 | 0 | 0 | 661.0423 | #N/A | #N/A | 88 | 93.98 | 3.3721 | #N/A | 2.0437 | 0.3672% | 1 | 50% | 0% | 0% | 0% | 8.2745 | 0 | 0 | 0 | 8.2745 | #N/A
2007-09-21 14:01 | 9 | 21 | 14 | 264.542 | 6326 | 78.98 | 48.02 | 995 | 78.98 | 0 | 456.8132 | Cooling | 76.1355 | #N/A | #N/A | #N/A | #N/A | 0 | 0 | 0 | 0 | 0 | 456.8132 | #N/A | #N/A | 88 | 93.98 | 3.3721 | #N/A | 1.4123 | 0.2538% | 1 | 50% | 0% | 0% | 0% | 8.2745 | 0 | 0 | 0 | 8.2745 | #N/A
2007-09-21 15:01 | 9 | 21 | 15 | 264.5837 | 6327 | 80.96 | 44.96 | 996 | 80.96 | 0 | 273.8304 | Cooling | 45.6384 | #N/A | #N/A | #N/A | #N/A | 0 | 0 | 0 | 0 | 0 | 273.8304 | #N/A | #N/A | 88 | 95.96 | 3.2368 | #N/A | 0.84658 | 0.1521% | 1 | 50% | 0% | 0% | 0% | 8.2745 | 0 | 0 | 0 | 8.2745 | #N/A
2007-09-21 16:01 | 9 | 21 | 16 | 264.6254 | 6328 | 80.96 | 42.98 | 997 | 80.96 | 0 | 313.6841 | Cooling | 52.2807 | #N/A | #N/A | #N/A | #N/A | 0 | 0 | 0 | 0 | 0 | 313.6841 | #N/A | #N/A | 88 | 95.96 | 3.2368 | #N/A | 0.96979 | 0.1743% | 1 | 50% | 0% | 0% | 0% | 8.2745 | 0 | 0 | 0 | 8.2745 | #N/A
2007-09-21 17:01 | 9 | 21 | 17 | 264.667 | 6329 | 80.96 | 42.98 | 998 | 80.96 | 0 | 203.5558 | Cooling | 33.926 | #N/A | #N/A | #N/A | #N/A | 0 | 0 | 0 | 0 | 0 | 203.5558 | #N/A | #N/A | 88 | 95.96 | 3.2368 | #N/A | 0.62932 | 0.1131% | 1 | 50% | 0% | 0% | 0% | 8.2745 | 0 | 0 | 0 | 8.2745 | #N/A
2007-09-21 18:01 | 9 | 21 | 18 | 264.7087 | 6330 | 75.92 | 42.98 | 999 | 75.92 | 0 | 0 | Cooling | 0 | #N/A | #N/A | #N/A | #N/A | 0 | 0 | 0 | 0 | 0 | 0 | #N/A | #N/A | 88 | 90.92 | 3.5812 | #N/A | 0 | 0% | 1 | 50% | 0% | 0% | 0% | 8.2745 | 0 | 0 | 0 | 8.2745 | #N/A
2007-09-21 19:01 | 9 | 21 | 19 | 264.7504 | 6331 | 73.94 | 42.08 | 1000 | 73.94 | 0 | 0 | Cooling | 0 | #N/A | #N/A | #N/A | #N/A | 0 | 0 | 0 | 0 | 0 | 0 | #N/A | #N/A | 88 | 88.94 | 3.7165 | #N/A | 0 | 0% | 1 | 50% | 0% | 0% | 0% | 8.2745 | 0 | 0 | 0 | 8.2745 | #N/A
2007-09-21 20:01 | 9 | 21 | 20 | 264.792 | 6332 | 73.94 | 42.98 | 1000 | 73.94 | 0 | 0 | Cooling | 0 | #N/A | #N/A | #N/A | #N/A | 0 | 0 | 0 | 0 | 0 | 0 | #N/A | #N/A | 88 | 88.94 | 3.7165 | #N/A | 0 | 0% | 1 | 50% | 0% | 0% | 0% | 8.2745 | 0 | 0 | 0 | 8.2745 | #N/A
2007-09-21 21:01 | 9 | 21 | 21 | 264.8337 | 6333 | 71.06 | 42.98 | 1001 | 71.06 | 0 | 0 | Cooling | 0 | #N/A | #N/A | #N/A | #N/A | 0 | 0 | 0 | 0 | 0 | 0 | #N/A | #N/A | 88 | 86.06 | 3.9133 | #N/A | 0 | 0% | 1 | 50% | 0% | 0% | 0% | 8.2745 | 0 | 0 | 0 | 8.2745 | #N/A
2007-09-21 22:01 | 9 | 21 | 22 | 264.8754 | 6334 | 69.98 | 42.98 | 1002 | 69.98 | 0 | 0 | Cooling | 0 | #N/A | #N/A | #N/A | #N/A | 0 | 0 | 0 | 0 | 0 | 0 | #N/A | #N/A | 88 | 84.98 | 3.9871 | #N/A | 0 | 0% | 1 | 50% | 0% | 0% | 0% | 8.2745 | 0 | 0 | 0 | 8.2745 | #N/A
2007-09-21 23:01 | 9 | 21 | 23 | 264.917 | 6335 | 69.98 | 44.06 | 1002 | 69.98 | 0 | 0 | Cooling | 0 | #N/A | #N/A | #N/A | #N/A | 0 | 0 | 0 | 0 | 0 | 0 | #N/A | #N/A | 88 | 84.98 | 3.9871 | #N/A | 0 | 0% | 1 | 50% | 0% | 0% | 0% | 8.2745 | 0 | 0 | 0 | 8.2745 | #N/A
2007-09-22 00:01 | 9 | 22 | 0 | 264.9587 | 6336 | 66.92 | 44.06 | 1002 | 66.92 | 0 | 0 | Cooling | 0 | #N/A | #N/A | #N/A | #N/A | 0 | 0 | 0 | 0 | 0 | 0 | #N/A | #N/A | 88 | 81.92 | 4.1962 | #N/A | 0 | 0% | 1 | 50% | 0% | 0% | 0% | 8.2745 | 0 | 0 | 0 | 8.2745 | #N/A
2007-09-22 01:01 | 9 | 22 | 1 | 265.0004 | 6337 | 64.04 | 44.06 | 1004 | 64.04 | 0 | 0 | Cooling | 0 | #N/A | #N/A | #N/A | #N/A | 0 | 0 | 0 | 0 | 0 | 0 | #N/A | #N/A | 88 | 79.04 | 4.393 | #N/A | 0 | 0% | 1 | 50% | 0% | 0% | 0% | 8.2745 | 0 | 0 | 0 | 8.2745 | #N/A
2007-09-22 02:01 | 9 | 22 | 2 | 265.042 | 6338 | 64.04 | 44.06 | 1004 | 64.04 | 0 | 0 | Cooling | 0 | #N/A | #N/A | #N/A | #N/A | 0 | 0 | 0 | 0 | 0 | 0 | #N/A | #N/A | 88 | 79.04 | 4.393 | #N/A | 0 | 0% | 1 | 50% | 0% | 0% | 0% | 8.2745 | 0 | 0 | 0 | 8.2745 | #N/A
2007-09-22 03:01 | 9 | 22 | 3 | 265.0837 | 6339 | 62.06 | 44.96 | 1004 | 62.06 | 0 | 0 | Cooling | 0 | #N/A | #N/A | #N/A | #N/A | 0 | 0 | 0 | 0 | 0 | 0 | #N/A | #N/A | 88 | 77.06 | 4.5283 | #N/A | 0 | 0% | 1 | 50% | 0% | 0% | 0% | 8.2745 | 0 | 0 | 0 | 8.2745 | #N/A
2007-09-22 04:01 | 9 | 22 | 4 | 265.1254 | 6340 | 62.96 | 44.96 | 1005 | 62.96 | 0 | 0 | Cooling | 0 | #N/A | #N/A | #N/A | #N/A | 0 | 0 | 0 | 0 | 0 | 0 | #N/A | #N/A | 88 | 77.96 | 4.4668 | #N/A | 0 | 0% | 1 | 50% | 0% | 0% | 0% | 8.2745 | 0 | 0 | 0 | 8.2745 | #N/A
2007-09-22 05:01 | 9 | 22 | 5 | 265.167 | 6341 | 62.96 | 44.96 | 1005 | 62.96 | 0 | 0 | Cooling | 0 | #N/A | #N/A | #N/A | #N/A | 0 | 0 | 0 | 0 | 0 | 0 | #N/A | #N/A | 88 | 77.96 | 4.4668 | #N/A | 0 | 0% | 1 | 50% | 0% | 0% | 0% | 8.2745 | 0 | 0 | 0 | 8.2745 | #N/A
2007-09-22 06:01 | 9 | 22 | 6 | 265.2087 | 6342 | 60.98 | 44.96 | 1006 | 60.98 | 0 | 0 | Cooling | 0 | #N/A | #N/A | #N/A | #N/A | 0 | 0 | 0 | 0 | 0 | 0 | #N/A | #N/A | 88 | 75.98 | 4.6021 | #N/A | 0 | 0% | 1 | 50% | 0% | 0% | 0% | 8.2745 | 0 | 0 | 0 | 8.2745 | #N/A
2007-09-22 07:01 | 9 | 22 | 7 | 265.2504 | 6343 | 62.96 | 46.04 | 1007 | 62.96 | 0 | 0 | Cooling | 0 | #N/A | #N/A | #N/A | #N/A | 0 | 0 | 0 | 0 | 0 | 0 | #N/A | #N/A | 88 | 77.96 | 4.4668 | #N/A | 0 | 0% | 1 | 50% | 0% | 0% | 0% | 8.2745 | 0 | 0 | 0 | 8.2745 | #N/A
2007-09-22 08:01 | 9 | 22 | 8 | 265.292 | 6344 | 62.96 | 44.96 | 1007 | 62.96 | 0 | 0 | Cooling | 0 | #N/A | #N/A | #N/A | #N/A | 0 | 0 | 0 | 0 | 0 | 0 | #N/A | #N/A | 88 | 77.96 | 4.4668 | #N/A | 0 | 0% | 1 | 50% | 0% | 0% | 0% | 8.2745 | 0 | 0 | 0 | 8.2745 | #N/A
2007-09-22 09:01 | 9 | 22 | 9 | 265.3337 | 6345 | 69.08 | 46.4 | 1008 | 69.08 | 0 | 0 | Cooling | 0 | #N/A | #N/A | #N/A | #N/A | 0 | 0 | 0 | 0 | 0 | 0 | #N/A | #N/A | 88 | 84.08 | 4.0486 | #N/A | 0 | 0% | 1 | 50% | 0% | 0% | 0% | 8.2745 | 0 | 0 | 0 | 8.2745 | #N/A
2007-09-22 10:01 | 9 | 22 | 10 | 265.3754 | 6346 | 71.96 | 44.06 | 1008 | 71.96 | 0 | 0 | Cooling | 0 | #N/A | #N/A | #N/A | #N/A | 0 | 0 | 0 | 0 | 0 | 0 | #N/A | #N/A | 88 | 86.96 | 3.8518 | #N/A | 0 | 0% | 1 | 50% | 0% | 0% | 0% | 8.2745 | 0 | 0 | 0 | 8.2745 | #N/A
2007-09-22 11:01 | 9 | 22 | 11 | 265.417 | 6347 | 71.96 | 42.98 | 1008 | 71.96 | 0 | 0 | Cooling | 0 | #N/A | #N/A | #N/A | #N/A | 0 | 0 | 0 | 0 | 0 | 0 | #N/A | #N/A | 88 | 86.96 | 3.8518 | #N/A | 0 | 0% | 1 | 50% | 0% | 0% | 0% | 8.2745 | 0 | 0 | 0 | 8.2745 | #N/A
2007-09-22 12:01 | 9 | 22 | 12 | 265.4587 | 6348 | 73.94 | 39.92 | 1008 | 73.94 | 0 | 0 | Cooling | 0 | #N/A | #N/A | #N/A | #N/A | 0 | 0 | 0 | 0 | 0 | 0 | #N/A | #N/A | 88 | 88.94 | 3.7165 | #N/A | 0 | 0% | 1 | 50% | 0% | 0% | 0% | 8.2745 | 0 | 0 | 0 | 8.2745 | #N/A
2007-09-22 13:01 | 9 | 22 | 13 | 265.5004 | 6349 | 77 | 39.02 | 1007 | 77 | 0 | 0 | Cooling | 0 | #N/A | #N/A | #N/A | #N/A | 0 | 0 | 0 | 0 | 0 | 0 | #N/A | #N/A | 88 | 92 | 3.5074 | #N/A | 0 | 0% | 1 | 50% | 0% | 0% | 0% | 8.2745 | 0 | 0 | 0 | 8.2745 | #N/A
2007-09-22 14:01 | 9 | 22 | 14 | 265.542 | 6350 | 77 | 37.94 | 1007 | 77 | 0 | 0 | Cooling | 0 | #N/A | #N/A | #N/A | #N/A | 0 | 0 | 0 | 0 | 0 | 0 | #N/A | #N/A | 88 | 92 | 3.5074 | #N/A | 0 | 0% | 1 | 50% | 0% | 0% | 0% | 8.2745 | 0 | 0 | 0 | 8.2745 | #N/A
2007-09-22 15:01 | 9 | 22 | 15 | 265.5837 | 6351 | 78.08 | 35.96 | 1006 | 78.08 | 0 | 0 | Cooling | 0 | #N/A | #N/A | #N/A | #N/A | 0 | 0 | 0 | 0 | 0 | 0 | #N/A | #N/A | 88 | 93.08 | 3.4336 | #N/A | 0 | 0% | 1 | 50% | 0% | 0% | 0% | 8.2745 | 0 | 0 | 0 | 8.2745 | #N/A
2007-09-22 16:01 | 9 | 22 | 16 | 265.6254 | 6352 | 78.08 | 39.02 | 1006 | 78.08 | 0 | 0 | Cooling | 0 | #N/A | #N/A | #N/A | #N/A | 0 | 0 | 0 | 0 | 0 | 0 | #N/A | #N/A | 88 | 93.08 | 3.4336 | #N/A | 0 | 0% | 1 | 50% | 0% | 0% | 0% | 8.2745 | 0 | 0 | 0 | 8.2745 | #N/A
2007-09-22 17:01 | 9 | 22 | 17 | 265.667 | 6353 | 78.08 | 42.98 | 1006 | 78.08 | 0 | 0 | Cooling | 0 | #N/A | #N/A | #N/A | #N/A | 0 | 0 | 0 | 0 | 0 | 0 | #N/A | #N/A | 88 | 93.08 | 3.4336 | #N/A | 0 | 0% | 1 | 50% | 0% | 0% | 0% | 8.2745 | 0 | 0 | 0 | 8.2745 | #N/A
2007-09-22 18:01 | 9 | 22 | 18 | 265.7087 | 6354 | 75.2 | 44.96 | 1006 | 75.2 | 0 | 0 | Cooling | 0 | #N/A | #N/A | #N/A | #N/A | 0 | 0 | 0 | 0 | 0 | 0 | #N/A | #N/A | 88 | 90.2 | 3.6304 | #N/A | 0 | 0% | 1 | 50% | 0% | 0% | 0% | 8.2745 | 0 | 0 | 0 | 8.2745 | #N/A
2007-09-22 19:01 | 9 | 22 | 19 | 265.7504 | 6355 | 71.96 | 44.96 | 1006 | 71.96 | 0 | 0 | Cooling | 0 | #N/A | #N/A | #N/A | #N/A | 0 | 0 | 0 | 0 | 0 | 0 | #N/A | #N/A | 88 | 86.96 | 3.8518 | #N/A | 0 | 0% | 1 | 50% | 0% | 0% | 0% | 8.2745 | 0 | 0 | 0 | 8.2745 | #N/A
2007-09-22 20:01 | 9 | 22 | 20 | 265.792 | 6356 | 71.96 | 46.94 | 1005 | 71.96 | 0 | 0 | Cooling | 0 | #N/A | #N/A | #N/A | #N/A | 0 | 0 | 0 | 0 | 0 | 0 | #N/A | #N/A | 88 | 86.96 | 3.8518 | #N/A | 0 | 0% | 1 | 50% | 0% | 0% | 0% | 8.2745 | 0 | 0 | 0 | 8.2745 | #N/A
2007-09-22 21:01 | 9 | 22 | 21 | 265.8337 | 6357 | 68 | 48.02 | 1005 | 68 | 0 | 0 | Cooling | 0 | #N/A | #N/A | #N/A | #N/A | 0 | 0 | 0 | 0 | 0 | 0 | #N/A | #N/A | 88 | 83 | 4.1224 | #N/A | 0 | 0% | 1 | 50% | 0% | 0% | 0% | 8.2745 | 0 | 0 | 0 | 8.2745 | #N/A
2007-09-22 22:01 | 9 | 22 | 22 | 265.8754 | 6358 | 68 | 48.92 | 1005 | 68 | 0 | 0 | Cooling | 0 | #N/A | #N/A | #N/A | #N/A | 0 | 0 | 0 | 0 | 0 | 0 | #N/A | #N/A | 88 | 83 | 4.1224 | #N/A | 0 | 0% | 1 | 50% | 0% | 0% | 0% | 8.2745 | 0 | 0 | 0 | 8.2745 | #N/A
2007-09-22 23:01 | 9 | 22 | 23 | 265.917 | 6359 | 68 | 46.94 | 1005 | 68 | 0 | 0 | Cooling | 0 | #N/A | #N/A | #N/A | #N/A | 0 | 0 | 0 | 0 | 0 | 0 | #N/A | #N/A | 88 | 83 | 4.1224 | #N/A | 0 | 0% | 1 | 50% | 0% | 0% | 0% | 8.2745 | 0 | 0 | 0 | 8.2745 | #N/A
2007-09-23 00:01 | 9 | 23 | 0 | 265.9587 | 6360 | 62.06 | 48.92 | 1004 | 62.06 | 0 | 0 | Cooling | 0 | #N/A | #N/A | #N/A | #N/A | 0 | 0 | 0 | 0 | 0 | 0 | #N/A | #N/A | 88 | 77.06 | 4.5283 | #N/A | 0 | 0% | 1 | 50% | 0% | 0% | 0% | 8.2745 | 0 | 0 | 0 | 8.2745 | #N/A
2007-09-23 01:01 | 9 | 23 | 1 | 266.0004 | 6361 | 60.98 | 48.92 | 1004 | 60.98 | 0 | 0 | Cooling | 0 | #N/A | #N/A | #N/A | #N/A | 0 | 0 | 0 | 0 | 0 | 0 | #N/A | #N/A | 88 | 75.98 | 4.6021 | #N/A | 0 | 0% | 1 | 50% | 0% | 0% | 0% | 8.2745 | 0 | 0 | 0 | 8.2745 | #N/A
2007-09-23 02:01 | 9 | 23 | 2 | 266.042 | 6362 | 60.98 | 50 | 1004 | 60.98 | 0 | 0 | Cooling | 0 | #N/A | #N/A | #N/A | #N/A | 0 | 0 | 0 | 0 | 0 | 0 | #N/A | #N/A | 88 | 75.98 | 4.6021 | #N/A | 0 | 0% | 1 | 50% | 0% | 0% | 0% | 8.2745 | 0 | 0 | 0 | 8.2745 | #N/A
2007-09-23 03:01 | 9 | 23 | 3 | 266.0837 | 6363 | 55.04 | 50 | 1002 | 55.04 | 0 | 0 | Cooling | 0 | #N/A | #N/A | #N/A | #N/A | 0 | 0 | 0 | 0 | 0 | 0 | #N/A | #N/A | 88 | 70.04 | 5.008 | #N/A | 0 | 0% | 1 | 50% | 0% | 0% | 0% | 8.2745 | 0 | 0 | 0 | 8.2745 | #N/A
2007-09-23 04:01 | 9 | 23 | 4 | 266.1254 | 6364 | 53.96 | 51.08 | 1001 | 53.96 | 0 | 1.6622 | Cooling | 0.27703 | #N/A | #N/A | #N/A | #N/A | 0 | 0 | 0 | 0 | 0 | 1.6622 | #N/A | #N/A | 88 | 68.96 | 5.0818 | #N/A | 0.0051388 | 0.0009234% | 1 | 50% | 0% | 0% | 0% | 8.2745 | 0 | 0 | 0 | 8.2745 | #N/A
2007-09-23 05:01 | 9 | 23 | 5 | 266.167 | 6365 | 53.96 | 51.8 | 1001 | 53.96 | 0 | 7.7557 | Cooling | 1.2926 | #N/A | #N/A | #N/A | #N/A | 0 | 0 | 0 | 0 | 0 | 7.7557 | #N/A | #N/A | 88 | 68.96 | 5.0818 | #N/A | 0.023978 | 0.004309% | 1 | 50% | 0% | 0% | 0% | 8.2745 | 0 | 0 | 0 | 8.2745 | #N/A
2007-09-23 06:01 | 9 | 23 | 6 | 266.2087 | 6366 | 51.08 | 51.98 | 1000 | 51.08 | 0 | 86.2865 | Cooling | 14.3811 | #N/A | #N/A | #N/A | #N/A | 0 | 0 | 0 | 0 | 0 | 86.2865 | #N/A | #N/A | 88 | 66.08 | 5.2786 | #N/A | 0.26677 | 0.04794% | 1 | 50% | 0% | 0% | 0% | 8.2745 | 0 | 0 | 0 | 8.2745 | #N/A
2007-09-23 07:01 | 9 | 23 | 7 | 266.2504 | 6367 | 55.94 | 53.06 | 1000 | 55.94 | 0 | 119.3901 | Cooling | 19.8983 | #N/A | #N/A | #N/A | #N/A | 0 | 0 | 0 | 0 | 0 | 119.3901 | #N/A | #N/A | 88 | 70.94 | 4.9465 | #N/A | 0.36911 | 0.06633% | 1 | 50% | 0% | 0% | 0% | 8.2745 | 0 | 0 | 0 | 8.2745 | #N/A
2007-09-23 08:01 | 9 | 23 | 8 | 266.292 | 6368 | 55.94 | 53.96 | 999 | 55.94 | 0 | 302.545 | Cooling | 50.4242 | #N/A | #N/A | #N/A | #N/A | 0 | 0 | 0 | 0 | 0 | 302.545 | #N/A | #N/A | 88 | 70.94 | 4.9465 | #N/A | 0.93536 | 0.1681% | 1 | 50% | 0% | 0% | 0% | 8.2745 | 0 | 0 | 0 | 8.2745 | #N/A
2007-09-23 09:01 | 9 | 23 | 9 | 266.3337 | 6369 | 62.96 | 55.04 | 999 | 62.96 | 0 | 471.9725 | Cooling | 78.6621 | #N/A | #N/A | #N/A | #N/A | 0 | 0 | 0 | 0 | 0 | 471.9725 | #N/A | #N/A | 88 | 77.96 | 4.4668 | #N/A | 1.4592 | 0.2622% | 1 | 50% | 0% | 0% | 0% | 8.2745 | 0 | 0 | 0 | 8.2745 | #N/A
2007-09-23 10:01 | 9 | 23 | 10 | 266.3754 | 6370 | 66.02 | 55.94 | 999 | 66.02 | 0 | 567.03 | Cooling | 94.505 | #N/A | #N/A | #N/A | #N/A | 0 | 0 | 0 | 0 | 0 | 567.03 | #N/A | #N/A | 88 | 81.02 | 4.2577 | #N/A | 1.753 | 0.315% | 1 | 50% | 0% | 0% | 0% | 8.2745 | 0 | 0 | 0 | 8.2745 | #N/A
2007-09-23 11:01 | 9 | 23 | 11 | 266.417 | 6371 | 66.02 | 57.02 | 996 | 66.02 | 0 | 744.6617 | Cooling | 124.1103 | #N/A | #N/A | #N/A | #N/A | 0 | 0 | 0 | 0 | 0 | 744.6617 | #N/A | #N/A | 88 | 81.02 | 4.2577 | #N/A | 2.3022 | 0.4137% | 1 | 50% | 0% | 0% | 0% | 8.2745 | 0 | 0 | 0 | 8.2745 | #N/A
2007-09-23 12:01 | 9 | 23 | 12 | 266.4587 | 6372 | 69.08 | 60.08 | 996 | 69.08 | 0 | 1154.387 | Cooling | 192.3978 | #N/A | #N/A | #N/A | #N/A | 0 | 0 | 0 | 0 | 0 | 1154.387 | #N/A | #N/A | 88 | 84.08 | 4.0486 | #N/A | 3.5689 | 0.6413% | 1 | 50% | 0% | 0% | 0% | 8.2745 | 0 | 0 | 0 | 8.2745 | #N/A
2007-09-23 13:01 | 9 | 23 | 13 | 266.5004 | 6373 | 71.96 | 60.08 | 996 | 71.96 | 0 | 1531.3558 | Cooling | 255.226 | #N/A | #N/A | #N/A | #N/A | 0 | 0 | 0 | 0 | 0 | 1531.3558 | #N/A | #N/A | 88 | 86.96 | 3.8518 | #N/A | 4.7344 | 0.8508% | 1 | 50% | 0% | 0% | 0% | 8.2745 | 0 | 0 | 0 | 8.2745 | #N/A
2007-09-23 14:01 | 9 | 23 | 14 | 266.542 | 6374 | 71.96 | 60.98 | 995 | 71.96 | 0 | 1702.8764 | Cooling | 283.8127 | #N/A | #N/A | #N/A | #N/A | 0 | 0 | 0 | 0 | 0 | 1702.8764 | #N/A | #N/A | 88 | 86.96 | 3.8518 | #N/A | 5.2647 | 0.946% | 1 | 50% | 0% | 0% | 0% | 8.2745 | 0 | 0 | 0 | 8.2745 | #N/A
2007-09-23 15:01 | 9 | 23 | 15 | 266.5837 | 6375 | 75.02 | 62.06 | 995 | 75.02 | 0 | 1817.2249 | Cooling | 302.8708 | #N/A | #N/A | #N/A | #N/A | 0 | 0 | 0 | 0 | 0 | 1817.2249 | #N/A | #N/A | 88 | 90.02 | 3.6427 | #N/A | 5.6182 | 1.01% | 1 | 50% | 0% | 0% | 0% | 8.2745 | 0 | 0 | 0 | 8.2745 | #N/A
2007-09-23 16:01 | 9 | 23 | 16 | 266.6254 | 6376 | 75.02 | 62.06 | 995 | 75.02 | 0 | 1937.964 | Cooling | 322.994 | #N/A | #N/A | #N/A | #N/A | 0 | 0 | 0 | 0 | 0 | 1937.964 | #N/A | #N/A | 88 | 90.02 | 3.6427 | #N/A | 5.9915 | 1.077% | 1 | 50% | 0% | 0% | 0% | 8.2745 | 0 | 0 | 0 | 8.2745 | #N/A
2007-09-23 17:01 | 9 | 23 | 17 | 266.667 | 6377 | 75.02 | 62.06 | 995 | 75.02 | 0 | 1862.8252 | Cooling | 310.4709 | #N/A | #N/A | #N/A | #N/A | 0 | 0 | 0 | 0 | 0 | 1862.8252 | #N/A | #N/A | 88 | 90.02 | 3.6427 | #N/A | 5.7592 | 1.035% | 1 | 50% | 0% | 0% | 0% | 8.2745 | 0 | 0 | 0 | 8.2745 | #N/A
2007-09-23 18:01 | 9 | 23 | 18 | 266.7087 | 6378 | 66.02 | 62.06 | 995 | 66.02 | 0 | 1713.8408 | Cooling | 285.6401 | #N/A | #N/A | #N/A | #N/A | 0 | 0 | 0 | 0 | 0 | 1713.8408 | #N/A | #N/A | 88 | 81.02 | 4.2577 | #N/A | 5.2986 | 0.9521% | 1 | 50% | 0% | 0% | 0% | 8.2745 | 0 | 0 | 0 | 8.2745 | #N/A
2007-09-23 19:01 | 9 | 23 | 19 | 266.7504 | 6379 | 64.94 | 62.06 | 995 | 64.94 | 0 | 1597.8658 | Cooling | 266.311 | #N/A | #N/A | #N/A | #N/A | 0 | 0 | 0 | 0 | 0 | 1597.8658 | #N/A | #N/A | 88 | 79.94 | 4.3315 | #N/A | 4.94 | 0.8877% | 1 | 50% | 0% | 0% | 0% | 8.2745 | 0 | 0 | 0 | 8.2745 | #N/A
2007-09-23 20:01 | 9 | 23 | 20 | 266.792 | 6380 | 64.94 | 62.06 | 995 | 64.94 | 0 | 1391.596 | Cooling | 231.9327 | #N/A | #N/A | #N/A | #N/A | 0 | 0 | 0 | 0 | 0 | 1391.596 | #N/A | #N/A | 88 | 79.94 | 4.3315 | #N/A | 4.3023 | 0.7731% | 1 | 50% | 0% | 0% | 0% | 8.2745 | 0 | 0 | 0 | 8.2745 | #N/A
2007-09-23 21:01 | 9 | 23 | 21 | 266.8337 | 6381 | 64.04 | 62.06 | 994 | 64.04 | 0 | 1256.8271 | Cooling | 209.4712 | #N/A | #N/A | #N/A | #N/A | 0 | 0 | 0 | 0 | 0 | 1256.8271 | #N/A | #N/A | 88 | 79.04 | 4.393 | #N/A | 3.8856 | 0.6982% | 1 | 50% | 0% | 0% | 0% | 8.2745 | 0 | 0 | 0 | 8.2745 | #N/A
2007-09-23 22:01 | 9 | 23 | 22 | 266.8754 | 6382 | 60.08 | 62.06 | 994 | 60.08 | 0 | 68.4125 | Cooling | 11.4021 | #N/A | #N/A | #N/A | #N/A | 0 | 0 | 0 | 0 | 0 | 68.4125 | #N/A | #N/A | 88 | 75.08 | 4.6636 | #N/A | 0.21151 | 0.03801% | 1 | 50% | 0% | 0% | 0% | 8.2745 | 0 | 0 | 0 | 8.2745 | #N/A
2007-09-23 23:01 | 9 | 23 | 23 | 266.917 | 6383 | 60.08 | 62.06 | 993 | 60.08 | 0 | 138.4705 | Cooling | 23.0784 | #N/A | #N/A | #N/A | #N/A | 0 | 0 | 0 | 0 | 0 | 138.4705 | #N/A | #N/A | 88 | 75.08 | 4.6636 | #N/A | 0.4281 | 0.07693% | 1 | 50% | 0% | 0% | 0% | 8.2745 | 0 | 0 | 0 | 8.2745 | #N/A
2007-09-24 00:01 | 9 | 24 | 0 | 266.9587 | 6384 | 57.92 | 62.06 | 992 | 57.92 | 0 | 127.9944 | Cooling | 21.3324 | #N/A | #N/A | #N/A | #N/A | 0 | 0 | 0 | 0 | 0 | 127.9944 | #N/A | #N/A | 88 | 72.92 | 4.8112 | #N/A | 0.39571 | 0.07111% | 1 | 50% | 0% | 0% | 0% | 8.2745 | 0 | 0 | 0 | 8.2745 | #N/A
2007-09-24 01:01 | 9 | 24 | 1 | 267.0004 | 6385 | 57.02 | 62.96 | 992 | 57.02 | 0 | 131.8179 | Cooling | 21.9696 | #N/A | #N/A | #N/A | #N/A | 0 | 0 | 0 | 0 | 0 | 131.8179 | #N/A | #N/A | 88 | 72.02 | 4.8727 | #N/A | 0.40753 | 0.07323% | 1 | 50% | 0% | 0% | 0% | 8.2745 | 0 | 0 | 0 | 8.2745 | #N/A
2007-09-24 02:01 | 9 | 24 | 2 | 267.042 | 6386 | 57.02 | 64.04 | 992 | 57.02 | 0 | 138.9328 | Cooling | 23.1555 | #N/A | #N/A | #N/A | #N/A | 0 | 0 | 0 | 0 | 0 | 138.9328 | #N/A | #N/A | 88 | 72.02 | 4.8727 | #N/A | 0.42953 | 0.07718% | 1 | 50% | 0% | 0% | 0% | 8.2745 | 0 | 0 | 0 | 8.2745 | #N/A
2007-09-24 03:01 | 9 | 24 | 3 | 267.0837 | 6387 | 53.06 | 60.8 | 993 | 53.06 | 0 | 112.8094 | Cooling | 18.8016 | #N/A | #N/A | #N/A | #N/A | 0 | 0 | 0 | 0 | 0 | 112.8094 | #N/A | #N/A | 88 | 68.06 | 5.1433 | #N/A | 0.34876 | 0.06267% | 1 | 50% | 0% | 0% | 0% | 8.2745 | 0 | 0 | 0 | 8.2745 | #N/A
2007-09-24 04:01 | 9 | 24 | 4 | 267.1254 | 6388 | 51.08 | 59 | 993 | 51.08 | 0 | 77.89 | Cooling | 12.9817 | #N/A | #N/A | #N/A | #N/A | 0 | 0 | 0 | 0 | 0 | 77.89 | #N/A | #N/A | 88 | 66.08 | 5.2786 | #N/A | 0.24081 | 0.04327% | 1 | 50% | 0% | 0% | 0% | 8.2745 | 0 | 0 | 0 | 8.2745 | #N/A
2007-09-24 05:01 | 9 | 24 | 5 | 267.167 | 6389 | 51.08 | 57.92 | 994 | 51.08 | 0 | 88.3949 | Cooling | 14.7325 | #N/A | #N/A | #N/A | #N/A | 0 | 0 | 0 | 0 | 0 | 88.3949 | #N/A | #N/A | 88 | 66.08 | 5.2786 | #N/A | 0.27328 | 0.04911% | 1 | 50% | 0% | 0% | 0% | 8.2745 | 0 | 0 | 0 | 8.2745 | #N/A
2007-09-24 06:01 | 9 | 24 | 6 | 267.2087 | 6390 | 50 | 57.02 | 994 | 50 | 0 | 658.084 | Cooling | 109.6807 | #N/A | #N/A | #N/A | #N/A | 0 | 0 | 0 | 0 | 0 | 658.084 | #N/A | #N/A | 88 | 65 | 5.3524 | #N/A | 2.0345 | 0.3656% | 1 | 50% | 0% | 0% | 0% | 8.2745 | 0 | 0 | 0 | 8.2745 | #N/A
2007-09-24 07:01 | 9 | 24 | 7 | 267.2504 | 6391 | 53.06 | 53.96 | 996 | 53.06 | 0 | 373.6962 | Cooling | 62.2827 | #N/A | #N/A | #N/A | #N/A | 0 | 0 | 0 | 0 | 0 | 373.6962 | #N/A | #N/A | 88 | 68.06 | 5.1433 | #N/A | 1.1553 | 0.2076% | 1 | 50% | 0% | 0% | 0% | 8.2745 | 0 | 0 | 0 | 8.2745 | #N/A
2007-09-24 08:01 | 9 | 24 | 8 | 267.292 | 6392 | 53.06 | 51.98 | 996 | 53.06 | 0 | 256.2975 | Cooling | 42.7163 | #N/A | #N/A | #N/A | #N/A | 0 | 0 | 0 | 0 | 0 | 256.2975 | #N/A | #N/A | 88 | 68.06 | 5.1433 | #N/A | 0.79238 | 0.1424% | 1 | 50% | 0% | 0% | 0% | 8.2745 | 0 | 0 | 0 | 8.2745 | #N/A
2007-09-24 09:01 | 9 | 24 | 9 | 267.3337 | 6393 | 62.96 | 50 | 997 | 62.96 | 0 | 77.992 | Cooling | 12.9987 | #N/A | #N/A | #N/A | #N/A | 0 | 0 | 0 | 0 | 0 | 77.992 | #N/A | #N/A | 88 | 77.96 | 4.4668 | #N/A | 0.24112 | 0.04333% | 1 | 50% | 0% | 0% | 0% | 8.2745 | 0 | 0 | 0 | 8.2745 | #N/A
2007-09-24 10:01 | 9 | 24 | 10 | 267.3754 | 6394 | 66.02 | 50 | 997 | 66.02 | 0 | 18.7356 | Cooling | 3.1226 | #N/A | #N/A | #N/A | #N/A | 0 | 0 | 0 | 0 | 0 | 18.7356 | #N/A | #N/A | 88 | 81.02 | 4.2577 | #N/A | 0.057924 | 0.01041% | 1 | 50% | 0% | 0% | 0% | 8.2745 | 0 | 0 | 0 | 8.2745 | #N/A
2007-09-24 11:01 | 9 | 24 | 11 | 267.417 | 6395 | 66.02 | 48.02 | 997 | 66.02 | 0 | 53.2947 | Cooling | 8.8825 | #N/A | #N/A | #N/A | #N/A | 0 | 0 | 0 | 0 | 0 | 53.2947 | #N/A | #N/A | 88 | 81.02 | 4.2577 | #N/A | 0.16477 | 0.02961% | 1 | 50% | 0% | 0% | 0% | 8.2745 | 0 | 0 | 0 | 8.2745 | #N/A
2007-09-24 12:01 | 9 | 24 | 12 | 267.4587 | 6396 | 73.94 | 46.94 | 997 | 73.94 | 0 | 99.9872 | Cooling | 16.6645 | #N/A | #N/A | #N/A | #N/A | 0 | 0 | 0 | 0 | 0 | 99.9872 | #N/A | #N/A | 88 | 88.94 | 3.7165 | #N/A | 0.30912 | 0.05555% | 1 | 50% | 0% | 0% | 0% | 8.2745 | 0 | 0 | 0 | 8.2745 | #N/A
2007-09-24 13:01 | 9 | 24 | 13 | 267.5004 | 6397 | 77 | 46.94 | 998 | 77 | 0 | 151.2168 | Cooling | 25.2028 | #N/A | #N/A | #N/A | #N/A | 0 | 0 | 0 | 0 | 0 | 151.2168 | #N/A | #N/A | 88 | 92 | 3.5074 | #N/A | 0.46751 | 0.08401% | 1 | 50% | 0% | 0% | 0% | 8.2745 | 0 | 0 | 0 | 8.2745 | #N/A
2007-09-24 14:01 | 9 | 24 | 14 | 267.542 | 6398 | 77 | 48.02 | 998 | 77 | 0 | 90.4962 | Cooling | 15.0827 | #N/A | #N/A | #N/A | #N/A | 0 | 0 | 0 | 0 | 0 | 90.4962 | #N/A | #N/A | 88 | 92 | 3.5074 | #N/A | 0.27978 | 0.05028% | 1 | 50% | 0% | 0% | 0% | 8.2745 | 0 | 0 | 0 | 8.2745 | #N/A
2007-09-24 15:01 | 9 | 24 | 15 | 267.5837 | 6399 | 77 | 48.02 | 997 | 77 | 0 | 52.6198 | Cooling | 8.77 | #N/A | #N/A | #N/A | #N/A | 0 | 0 | 0 | 0 | 0 | 52.6198 | #N/A | #N/A | 88 | 92 | 3.5074 | #N/A | 0.16268 | 0.02923% | 1 | 50% | 0% | 0% | 0% | 8.2745 | 0 | 0 | 0 | 8.2745 | #N/A
2007-09-24 16:01 | 9 | 24 | 16 | 267.6254 | 6400 | 77 | 48.02 | 997 | 77 | 0 | 89.8236 | Cooling | 14.9706 | #N/A | #N/A | #N/A | #N/A | 0 | 0 | 0 | 0 | 0 | 89.8236 | #N/A | #N/A | 88 | 92 | 3.5074 | #N/A | 0.2777 | 0.0499% | 1 | 50% | 0% | 0% | 0% | 8.2745 | 0 | 0 | 0 | 8.2745 | #N/A
2007-09-24 17:01 | 9 | 24 | 17 | 267.667 | 6401 | 77 | 46.04 | 998 | 77 | 0 | 103.8865 | Cooling | 17.3144 | #N/A | #N/A | #N/A | #N/A | 0 | 0 | 0 | 0 | 0 | 103.8865 | #N/A | #N/A | 88 | 92 | 3.5074 | #N/A | 0.32118 | 0.05771% | 1 | 50% | 0% | 0% | 0% | 8.2745 | 0 | 0 | 0 | 8.2745 | #N/A
2007-09-24 18:01 | 9 | 24 | 18 | 267.7087 | 6402 | 69.98 | 46.94 | 998 | 69.98 | 0 | 40.1893 | Cooling | 6.6982 | #N/A | #N/A | #N/A | #N/A | 0 | 0 | 0 | 0 | 0 | 40.1893 | #N/A | #N/A | 88 | 84.98 | 3.9871 | #N/A | 0.12425 | 0.02233% | 1 | 50% | 0% | 0% | 0% | 8.2745 | 0 | 0 | 0 | 8.2745 | #N/A
2007-09-24 19:01 | 9 | 24 | 19 | 267.7504 | 6403 | 66.02 | 46.94 | 999 | 66.02 | 0 | 0.0065805 | Cooling | 0.0010968 | #N/A | #N/A | #N/A | #N/A | 0 | 0 | 0 | 0 | 0 | 0.0065805 | #N/A | #N/A | 88 | 81.02 | 4.2577 | #N/A | 2.0345e-05 | 3.656e-06% | 1 | 50% | 0% | 0% | 0% | 8.2745 | 0 | 0 | 0 | 8.2745 | #N/A
2007-09-24 20:01 | 9 | 24 | 20 | 267.792 | 6404 | 66.02 | 46.94 | 999 | 66.02 | 0 | 0.019142 | Cooling | 0.0031904 | #N/A | #N/A | #N/A | #N/A | 0 | 0 | 0 | 0 | 0 | 0.019142 | #N/A | #N/A | 88 | 81.02 | 4.2577 | #N/A | 5.9181e-05 | 1.063e-05% | 1 | 50% | 0% | 0% | 0% | 8.2745 | 0 | 0 | 0 | 8.2745 | #N/A
2007-09-24 21:01 | 9 | 24 | 21 | 267.8337 | 6405 | 60.98 | 46.94 | 999 | 60.98 | 0 | 0.0299 | Cooling | 0.0049833 | #N/A | #N/A | #N/A | #N/A | 0 | 0 | 0 | 0 | 0 | 0.0299 | #N/A | #N/A | 88 | 75.98 | 4.6021 | #N/A | 9.2439e-05 | 1.661e-05% | 1 | 50% | 0% | 0% | 0% | 8.2745 | 0 | 0 | 0 | 8.2745 | #N/A
2007-09-24 22:01 | 9 | 24 | 22 | 267.8754 | 6406 | 60.08 | 46.04 | 999 | 60.08 | 0 | 0.0058584 | Cooling | 0.0009764 | #N/A | #N/A | #N/A | #N/A | 0 | 0 | 0 | 0 | 0 | 0.0058584 | #N/A | #N/A | 88 | 75.08 | 4.6636 | #N/A | 1.8112e-05 | 3.255e-06% | 1 | 50% | 0% | 0% | 0% | 8.2745 | 0 | 0 | 0 | 8.2745 | #N/A
2007-09-24 23:01 | 9 | 24 | 23 | 267.917 | 6407 | 60.08 | 44.96 | 999 | 60.08 | 0 | 0.026412 | Cooling | 0.004402 | #N/A | #N/A | #N/A | #N/A | 0 | 0 | 0 | 0 | 0 | 0.026412 | #N/A | #N/A | 88 | 75.08 | 4.6636 | #N/A | 8.1656e-05 | 1.467e-05% | 1 | 50% | 0% | 0% | 0% | 8.2745 | 0 | 0 | 0 | 8.2745 | #N/A
2007-09-25 00:01 | 9 | 25 | 0 | 267.9587 | 6408 | 55.94 | 42.98 | 999 | 55.94 | 0 | 0.05027 | Cooling | 0.0083783 | #N/A | #N/A | #N/A | #N/A | 0 | 0 | 0 | 0 | 0 | 0.05027 | #N/A | #N/A | 88 | 70.94 | 4.9465 | #N/A | 0.00015542 | 2.793e-05% | 1 | 50% | 0% | 0% | 0% | 8.2745 | 0 | 0 | 0 | 8.2745 | #N/A
2007-09-25 01:01 | 9 | 25 | 1 | 268.0004 | 6409 | 55.94 | 42.98 | 1000 | 55.94 | 0 | 0.05498 | Cooling | 0.0091634 | #N/A | #N/A | #N/A | #N/A | 0 | 0 | 0 | 0 | 0 | 0.05498 | #N/A | #N/A | 88 | 70.94 | 4.9465 | #N/A | 0.00016998 | 3.054e-05% | 1 | 50% | 0% | 0% | 0% | 8.2745 | 0 | 0 | 0 | 8.2745 | #N/A
2007-09-25 02:01 | 9 | 25 | 2 | 268.042 | 6410 | 55.94 | 44.96 | 1000 | 55.94 | 0 | 0.028468 | Cooling | 0.0047446 | #N/A | #N/A | #N/A | #N/A | 0 | 0 | 0 | 0 | 0 | 0.028468 | #N/A | #N/A | 88 | 70.94 | 4.9465 | #N/A | 8.8011e-05 | 1.582e-05% | 1 | 50% | 0% | 0% | 0% | 8.2745 | 0 | 0 | 0 | 8.2745 | #N/A
2007-09-25 03:01 | 9 | 25 | 3 | 268.0837 | 6411 | 57.92 | 42.08 | 1000 | 57.92 | 0 | 0.037712 | Cooling | 0.0062853 | #N/A | #N/A | #N/A | #N/A | 0 | 0 | 0 | 0 | 0 | 0.037712 | #N/A | #N/A | 88 | 72.92 | 4.8112 | #N/A | 0.00011659 | 2.095e-05% | 1 | 50% | 0% | 0% | 0% | 8.2745 | 0 | 0 | 0 | 8.2745 | #N/A
2007-09-25 04:01 | 9 | 25 | 4 | 268.1254 | 6412 | 55.04 | 41 | 1001 | 55.04 | 0 | 0.055205 | Cooling | 0.0092009 | #N/A | #N/A | #N/A | #N/A | 0 | 0 | 0 | 0 | 0 | 0.055205 | #N/A | #N/A | 88 | 70.04 | 5.008 | #N/A | 0.00017067 | 3.067e-05% | 1 | 50% | 0% | 0% | 0% | 8.2745 | 0 | 0 | 0 | 8.2745 | #N/A
2007-09-25 05:01 | 9 | 25 | 5 | 268.167 | 6413 | 55.04 | 39.02 | 1001 | 55.04 | 0 | 0.097458 | Cooling | 0.016243 | #N/A | #N/A | #N/A | #N/A | 0 | 0 | 0 | 0 | 0 | 0.097458 | #N/A | #N/A | 88 | 70.04 | 5.008 | #N/A | 0.0003013 | 5.414e-05% | 1 | 50% | 0% | 0% | 0% | 8.2745 | 0 | 0 | 0 | 8.2745 | #N/A
2007-09-25 06:01 | 9 | 25 | 6 | 268.2087 | 6414 | 53.06 | 39.02 | 1001 | 53.06 | 7.0065 | 0 | Heating | 0.9342 | #N/A | #N/A | #N/A | #N/A | 7.0065 | #N/A | #N/A | 4.8142 | #N/A | 0 | 0 | 0 | 0 | 0 | 0 | 0 | 0 | 0.003114% | 1 | 50% | 0% | 0% | 0% | 8.2745 | 0 | 0 | 0 | 8.2745 | #N/A
2007-09-25 07:01 | 9 | 25 | 7 | 268.2504 | 6415 | 57.02 | 37.94 | 1003 | 57.02 | 0 | 0.3288 | Cooling | 0.054799 | #N/A | #N/A | #N/A | #N/A | 0 | 0 | 0 | 0 | 0 | 0.3288 | #N/A | #N/A | 88 | 72.02 | 4.8727 | #N/A | 0.0010165 | 0.0001827% | 1 | 50% | 0% | 0% | 0% | 8.2745 | 0 | 0 | 0 | 8.2745 | #N/A
2007-09-25 08:01 | 9 | 25 | 8 | 268.292 | 6416 | 57.02 | 37.94 | 1003 | 57.02 | 0 | 0.11133 | Cooling | 0.018554 | #N/A | #N/A | #N/A | #N/A | 0 | 0 | 0 | 0 | 0 | 0.11133 | #N/A | #N/A | 88 | 72.02 | 4.8727 | #N/A | 0.00034418 | 6.185e-05% | 1 | 50% | 0% | 0% | 0% | 8.2745 | 0 | 0 | 0 | 8.2745 | #N/A
2007-09-25 09:01 | 9 | 25 | 9 | 268.3337 | 6417 | 64.94 | 37.04 | 1003 | 64.94 | 0 | 0.10173 | Cooling | 0.016954 | #N/A | #N/A | #N/A | #N/A | 0 | 0 | 0 | 0 | 0 | 0.10173 | #N/A | #N/A | 88 | 79.94 | 4.3315 | #N/A | 0.0003145 | 5.651e-05% | 1 | 50% | 0% | 0% | 0% | 8.2745 | 0 | 0 | 0 | 8.2745 | #N/A
2007-09-25 10:01 | 9 | 25 | 10 | 268.3754 | 6418 | 68 | 33.98 | 1003 | 68 | 0 | 0.060565 | Cooling | 0.010094 | #N/A | #N/A | #N/A | #N/A | 0 | 0 | 0 | 0 | 0 | 0.060565 | #N/A | #N/A | 88 | 83 | 4.1224 | #N/A | 0.00018724 | 3.365e-05% | 1 | 50% | 0% | 0% | 0% | 8.2745 | 0 | 0 | 0 | 8.2745 | #N/A
2007-09-25 11:01 | 9 | 25 | 11 | 268.417 | 6419 | 68 | 32 | 1003 | 68 | 0 | 0.06544 | Cooling | 0.010907 | #N/A | #N/A | #N/A | #N/A | 0 | 0 | 0 | 0 | 0 | 0.06544 | #N/A | #N/A | 88 | 83 | 4.1224 | #N/A | 0.00020232 | 3.636e-05% | 1 | 50% | 0% | 0% | 0% | 8.2745 | 0 | 0 | 0 | 8.2745 | #N/A
2007-09-25 12:01 | 9 | 25 | 12 | 268.4587 | 6420 | 75.92 | 33.08 | 1003 | 75.92 | 0 | 3.4743 | Cooling | 0.57904 | #N/A | #N/A | #N/A | #N/A | 0 | 0 | 0 | 0 | 0 | 3.4743 | #N/A | #N/A | 88 | 90.92 | 3.5812 | #N/A | 0.010741 | 0.00193% | 1 | 50% | 0% | 0% | 0% | 8.2745 | 0 | 0 | 0 | 8.2745 | #N/A
2007-09-25 13:01 | 9 | 25 | 13 | 268.5004 | 6421 | 78.98 | 35.96 | 1002 | 78.98 | 0 | 62.8505 | Cooling | 10.4751 | #N/A | #N/A | #N/A | #N/A | 0 | 0 | 0 | 0 | 0 | 62.8505 | #N/A | #N/A | 88 | 93.98 | 3.3721 | #N/A | 0.19431 | 0.03492% | 1 | 50% | 0% | 0% | 0% | 8.2745 | 0 | 0 | 0 | 8.2745 | #N/A
2007-09-25 14:01 | 9 | 25 | 14 | 268.542 | 6422 | 78.98 | 33.98 | 1002 | 78.98 | 0 | 72.6413 | Cooling | 12.1069 | #N/A | #N/A | #N/A | #N/A | 0 | 0 | 0 | 0 | 0 | 72.6413 | #N/A | #N/A | 88 | 93.98 | 3.3721 | #N/A | 0.22458 | 0.04036% | 1 | 50% | 0% | 0% | 0% | 8.2745 | 0 | 0 | 0 | 8.2745 | #N/A
2007-09-25 15:01 | 9 | 25 | 15 | 268.5837 | 6423 | 82.04 | 33.98 | 1001 | 82.04 | 0 | 58.8342 | Cooling | 9.8057 | #N/A | #N/A | #N/A | #N/A | 0 | 0 | 0 | 0 | 0 | 58.8342 | #N/A | #N/A | 88 | 97.04 | 3.163 | #N/A | 0.18189 | 0.03269% | 1 | 50% | 0% | 0% | 0% | 8.2745 | 0 | 0 | 0 | 8.2745 | #N/A
2007-09-25 16:01 | 9 | 25 | 16 | 268.6254 | 6424 | 82.04 | 37.94 | 1001 | 82.04 | 0 | 31.6962 | Cooling | 5.2827 | #N/A | #N/A | #N/A | #N/A | 0 | 0 | 0 | 0 | 0 | 31.6962 | #N/A | #N/A | 88 | 97.04 | 3.163 | #N/A | 0.097993 | 0.01761% | 1 | 50% | 0% | 0% | 0% | 8.2745 | 0 | 0 | 0 | 8.2745 | #N/A
2007-09-25 17:01 | 9 | 25 | 17 | 268.667 | 6425 | 80.96 | 39.02 | 1001 | 80.96 | 0 | 0.0096353 | Cooling | 0.0016059 | #N/A | #N/A | #N/A | #N/A | 0 | 0 | 0 | 0 | 0 | 0.0096353 | #N/A | #N/A | 88 | 95.96 | 3.2368 | #N/A | 2.9789e-05 | 5.353e-06% | 1 | 50% | 0% | 0% | 0% | 8.2745 | 0 | 0 | 0 | 8.2745 | #N/A
2007-09-25 18:01 | 9 | 25 | 18 | 268.7087 | 6426 | 80.06 | 39.02 | 1001 | 80.06 | 0 | 0.017433 | Cooling | 0.0029055 | #N/A | #N/A | #N/A | #N/A | 0 | 0 | 0 | 0 | 0 | 0.017433 | #N/A | #N/A | 88 | 95.06 | 3.2983 | #N/A | 5.3897e-05 | 9.685e-06% | 1 | 50% | 0% | 0% | 0% | 8.2745 | 0 | 0 | 0 | 8.2745 | #N/A
2007-09-25 19:01 | 9 | 25 | 19 | 268.7504 | 6427 | 78.08 | 41 | 1001 | 78.08 | 0 | 0.0058584 | Cooling | 0.0009764 | #N/A | #N/A | #N/A | #N/A | 0 | 0 | 0 | 0 | 0 | 0.0058584 | #N/A | #N/A | 88 | 93.08 | 3.4336 | #N/A | 1.8112e-05 | 3.255e-06% | 1 | 50% | 0% | 0% | 0% | 8.2745 | 0 | 0 | 0 | 8.2745 | #N/A
2007-09-25 20:01 | 9 | 25 | 20 | 268.792 | 6428 | 78.08 | 42.08 | 1001 | 78.08 | 0 | 0.0012624 | Cooling | 0.0002104 | #N/A | #N/A | #N/A | #N/A | 0 | 0 | 0 | 0 | 0 | 0.0012624 | #N/A | #N/A | 88 | 93.08 | 3.4336 | #N/A | 3.9029e-06 | 7.013e-07% | 1 | 50% | 0% | 0% | 0% | 8.2745 | 0 | 0 | 0 | 8.2745 | #N/A
2007-09-25 21:01 | 9 | 25 | 21 | 268.8337 | 6429 | 75.92 | 39.92 | 1001 | 75.92 | 0 | 0.061798 | Cooling | 0.0103 | #N/A | #N/A | #N/A | #N/A | 0 | 0 | 0 | 0 | 0 | 0.061798 | #N/A | #N/A | 88 | 90.92 | 3.5812 | #N/A | 0.00019106 | 3.433e-05% | 1 | 50% | 0% | 0% | 0% | 8.2745 | 0 | 0 | 0 | 8.2745 | #N/A
2007-09-25 22:01 | 9 | 25 | 22 | 268.8754 | 6430 | 75.02 | 39.02 | 1000 | 75.02 | 0 | 0.008946 | Cooling | 0.001491 | #N/A | #N/A | #N/A | #N/A | 0 | 0 | 0 | 0 | 0 | 0.008946 | #N/A | #N/A | 88 | 90.02 | 3.6427 | #N/A | 2.7658e-05 | 4.97e-06% | 1 | 50% | 0% | 0% | 0% | 8.2745 | 0 | 0 | 0 | 8.2745 | #N/A
2007-09-25 23:01 | 9 | 25 | 23 | 268.917 | 6431 | 75.02 | 37.94 | 1001 | 75.02 | 0 | 0.030894 | Cooling | 0.005149 | #N/A | #N/A | #N/A | #N/A | 0 | 0 | 0 | 0 | 0 | 0.030894 | #N/A | #N/A | 88 | 90.02 | 3.6427 | #N/A | 9.5512e-05 | 1.716e-05% | 1 | 50% | 0% | 0% | 0% | 8.2745 | 0 | 0 | 0 | 8.2745 | #N/A
2007-09-26 00:01 | 9 | 26 | 0 | 268.9587 | 6432 | 73.94 | 39.92 | 1001 | 73.94 | 0 | 0.022722 | Cooling | 0.003787 | #N/A | #N/A | #N/A | #N/A | 0 | 0 | 0 | 0 | 0 | 0.022722 | #N/A | #N/A | 88 | 88.94 | 3.7165 | #N/A | 7.0247e-05 | 1.262e-05% | 1 | 50% | 0% | 0% | 0% | 8.2745 | 0 | 0 | 0 | 8.2745 | #N/A
2007-09-26 01:01 | 9 | 26 | 1 | 269.0004 | 6433 | 73.04 | 41 | 1002 | 73.04 | 0 | 0.008785 | Cooling | 0.0014642 | #N/A | #N/A | #N/A | #N/A | 0 | 0 | 0 | 0 | 0 | 0.008785 | #N/A | #N/A | 88 | 88.04 | 3.778 | #N/A | 2.716e-05 | 4.881e-06% | 1 | 50% | 0% | 0% | 0% | 8.2745 | 0 | 0 | 0 | 8.2745 | #N/A
2007-09-26 02:01 | 9 | 26 | 2 | 269.042 | 6434 | 73.04 | 41 | 1001 | 73.04 | 0 | 0.0035327 | Cooling | 0.00058878 | #N/A | #N/A | #N/A | #N/A | 0 | 0 | 0 | 0 | 0 | 0.0035327 | #N/A | #N/A | 88 | 88.04 | 3.778 | #N/A | 1.0922e-05 | 1.963e-06% | 1 | 50% | 0% | 0% | 0% | 8.2745 | 0 | 0 | 0 | 8.2745 | #N/A
2007-09-26 03:01 | 9 | 26 | 3 | 269.0837 | 6435 | 71.06 | 41 | 1001 | 71.06 | 0 | 0.0028054 | Cooling | 0.00046756 | #N/A | #N/A | #N/A | #N/A | 0 | 0 | 0 | 0 | 0 | 0.0028054 | #N/A | #N/A | 88 | 86.06 | 3.9133 | #N/A | 8.6732e-06 | 1.559e-06% | 1 | 50% | 0% | 0% | 0% | 8.2745 | 0 | 0 | 0 | 8.2745 | #N/A
2007-09-26 04:01 | 9 | 26 | 4 | 269.1254 | 6436 | 71.06 | 41 | 1001 | 71.06 | 0 | 0.001962 | Cooling | 0.00032701 | #N/A | #N/A | #N/A | #N/A | 0 | 0 | 0 | 0 | 0 | 0.001962 | #N/A | #N/A | 88 | 86.06 | 3.9133 | #N/A | 6.0659e-06 | 1.09e-06% | 1 | 50% | 0% | 0% | 0% | 8.2745 | 0 | 0 | 0 | 8.2745 | #N/A
2007-09-26 05:01 | 9 | 26 | 5 | 269.167 | 6437 | 71.06 | 39.92 | 1001 | 71.06 | 0 | 0.012287 | Cooling | 0.0020478 | #N/A | #N/A | #N/A | #N/A | 0 | 0 | 0 | 0 | 0 | 0.012287 | #N/A | #N/A | 88 | 86.06 | 3.9133 | #N/A | 3.7985e-05 | 6.826e-06% | 1 | 50% | 0% | 0% | 0% | 8.2745 | 0 | 0 | 0 | 8.2745 | #N/A
2007-09-26 06:01 | 9 | 26 | 6 | 269.2087 | 6438 | 69.08 | 39.92 | 1001 | 69.08 | 6.3282 | 0 | Heating | 0.84376 | #N/A | #N/A | #N/A | #N/A | 6.3282 | #N/A | #N/A | 6.9815 | #N/A | 0 | 0 | 0 | 0 | 0 | 0 | 0 | 0 | 0.002813% | 1 | 50% | 0% | 0% | 0% | 8.2745 | 0 | 0 | 0 | 8.2745 | #N/A
2007-09-26 07:01 | 9 | 26 | 7 | 269.2504 | 6439 | 69.98 | 39.92 | 1002 | 69.98 | 0 | 0.064687 | Cooling | 0.010781 | #N/A | #N/A | #N/A | #N/A | 0 | 0 | 0 | 0 | 0 | 0.064687 | #N/A | #N/A | 88 | 84.98 | 3.9871 | #N/A | 0.00019999 | 3.594e-05% | 1 | 50% | 0% | 0% | 0% | 8.2745 | 0 | 0 | 0 | 8.2745 | #N/A
2007-09-26 08:01 | 9 | 26 | 8 | 269.292 | 6440 | 69.98 | 42.08 | 1002 | 69.98 | 0 | 0.020349 | Cooling | 0.0033916 | #N/A | #N/A | #N/A | #N/A | 0 | 0 | 0 | 0 | 0 | 0.020349 | #N/A | #N/A | 88 | 84.98 | 3.9871 | #N/A | 6.2913e-05 | 1.131e-05% | 1 | 50% | 0% | 0% | 0% | 8.2745 | 0 | 0 | 0 | 8.2745 | #N/A
2007-09-26 09:01 | 9 | 26 | 9 | 269.3337 | 6441 | 75.02 | 41 | 1003 | 75.02 | 0 | 0.037682 | Cooling | 0.0062804 | #N/A | #N/A | #N/A | #N/A | 0 | 0 | 0 | 0 | 0 | 0.037682 | #N/A | #N/A | 88 | 90.02 | 3.6427 | #N/A | 0.0001165 | 2.093e-05% | 1 | 50% | 0% | 0% | 0% | 8.2745 | 0 | 0 | 0 | 8.2745 | #N/A
2007-09-26 10:01 | 9 | 26 | 10 | 269.3754 | 6442 | 77 | 42.08 | 1003 | 77 | 0 | 0.039353 | Cooling | 0.0065589 | #N/A | #N/A | #N/A | #N/A | 0 | 0 | 0 | 0 | 0 | 0.039353 | #N/A | #N/A | 88 | 92 | 3.5074 | #N/A | 0.00012167 | 2.186e-05% | 1 | 50% | 0% | 0% | 0% | 8.2745 | 0 | 0 | 0 | 8.2745 | #N/A
2007-09-26 11:01 | 9 | 26 | 11 | 269.417 | 6443 | 77 | 39.02 | 1003 | 77 | 0 | 0.050161 | Cooling | 0.0083602 | #N/A | #N/A | #N/A | #N/A | 0 | 0 | 0 | 0 | 0 | 0.050161 | #N/A | #N/A | 88 | 92 | 3.5074 | #N/A | 0.00015508 | 2.787e-05% | 1 | 50% | 0% | 0% | 0% | 8.2745 | 0 | 0 | 0 | 8.2745 | #N/A
2007-09-26 12:01 | 9 | 26 | 12 | 269.4587 | 6444 | 84.92 | 39.92 | 1003 | 84.92 | 0 | 0.01956 | Cooling | 0.00326 | #N/A | #N/A | #N/A | #N/A | 0 | 0 | 0 | 0 | 0 | 0.01956 | #N/A | #N/A | 88 | 99.92 | 2.9662 | #N/A | 6.0471e-05 | 1.087e-05% | 1 | 50% | 0% | 0% | 0% | 8.2745 | 0 | 0 | 0 | 8.2745 | #N/A
2007-09-26 13:01 | 9 | 26 | 13 | 269.5004 | 6445 | 86 | 41 | 1003 | 86 | 0 | 22.937 | Cooling | 3.8228 | #N/A | #N/A | #N/A | #N/A | 0 | 0 | 0 | 0 | 0 | 22.937 | #N/A | #N/A | 88 | 101 | 2.8924 | #N/A | 0.070913 | 0.01274% | 1 | 50% | 0% | 0% | 0% | 8.2745 | 0 | 0 | 0 | 8.2745 | #N/A
2007-09-26 14:01 | 9 | 26 | 14 | 269.542 | 6446 | 86 | 37.04 | 1002 | 86 | 0 | 73.964 | Cooling | 12.3273 | #N/A | #N/A | #N/A | #N/A | 0 | 0 | 0 | 0 | 0 | 73.964 | #N/A | #N/A | 88 | 101 | 2.8924 | #N/A | 0.22867 | 0.04109% | 1 | 50% | 0% | 0% | 0% | 8.2745 | 0 | 0 | 0 | 8.2745 | #N/A
2007-09-26 15:01 | 9 | 26 | 15 | 269.5837 | 6447 | 86 | 37.94 | 1002 | 86 | 0 | 139.5509 | Cooling | 23.2585 | #N/A | #N/A | #N/A | #N/A | 0 | 0 | 0 | 0 | 0 | 139.5509 | #N/A | #N/A | 88 | 101 | 2.8924 | #N/A | 0.43144 | 0.07753% | 1 | 50% | 0% | 0% | 0% | 8.2745 | 0 | 0 | 0 | 8.2745 | #N/A
2007-09-26 16:01 | 9 | 26 | 16 | 269.6254 | 6448 | 87.98 | 37.04 | 1002 | 87.98 | 0 | 185.8381 | Cooling | 30.973 | #N/A | #N/A | #N/A | #N/A | 0 | 0 | 0 | 0 | 0 | 185.8381 | #N/A | #N/A | 88 | 102.98 | 2.7571 | #N/A | 0.57454 | 0.1032% | 1 | 50% | 0% | 0% | 0% | 8.2745 | 0 | 0 | 0 | 8.2745 | #N/A
2007-09-26 17:01 | 9 | 26 | 17 | 269.667 | 6449 | 87.98 | 37.94 | 1002 | 87.98 | 0 | 148.3851 | Cooling | 24.7309 | #N/A | #N/A | #N/A | #N/A | 0 | 0 | 0 | 0 | 0 | 148.3851 | #N/A | #N/A | 88 | 102.98 | 2.7571 | #N/A | 0.45875 | 0.08244% | 1 | 50% | 0% | 0% | 0% | 8.2745 | 0 | 0 | 0 | 8.2745 | #N/A
2007-09-26 18:01 | 9 | 26 | 18 | 269.7087 | 6450 | 78.08 | 42.08 | 1003 | 78.08 | 0 | 40.204 | Cooling | 6.7007 | #N/A | #N/A | #N/A | #N/A | 0 | 0 | 0 | 0 | 0 | 40.204 | #N/A | #N/A | 88 | 93.08 | 3.4336 | #N/A | 0.1243 | 0.02234% | 1 | 50% | 0% | 0% | 0% | 8.2745 | 0 | 0 | 0 | 8.2745 | #N/A
2007-09-26 19:01 | 9 | 26 | 19 | 269.7504 | 6451 | 77 | 42.98 | 1003 | 77 | 0 | 8.4854e-05 | Cooling | 1.4142e-05 | #N/A | #N/A | #N/A | #N/A | 0 | 0 | 0 | 0 | 0 | 8.4854e-05 | #N/A | #N/A | 88 | 92 | 3.5074 | #N/A | 2.6234e-07 | 4.714e-08% | 1 | 50% | 0% | 0% | 0% | 8.2745 | 0 | 0 | 0 | 8.2745 | #N/A
2007-09-26 20:01 | 9 | 26 | 20 | 269.792 | 6452 | 77 | 42.08 | 1003 | 77 | 0 | 0.059351 | Cooling | 0.0098919 | #N/A | #N/A | #N/A | #N/A | 0 | 0 | 0 | 0 | 0 | 0.059351 | #N/A | #N/A | 88 | 92 | 3.5074 | #N/A | 0.00018349 | 3.297e-05% | 1 | 50% | 0% | 0% | 0% | 8.2745 | 0 | 0 | 0 | 8.2745 | #N/A
2007-09-26 21:01 | 9 | 26 | 21 | 269.8337 | 6453 | 71.96 | 42.08 | 1003 | 71.96 | 0 | 0.056577 | Cooling | 0.0094295 | #N/A | #N/A | #N/A | #N/A | 0 | 0 | 0 | 0 | 0 | 0.056577 | #N/A | #N/A | 88 | 86.96 | 3.8518 | #N/A | 0.00017491 | 3.143e-05% | 1 | 50% | 0% | 0% | 0% | 8.2745 | 0 | 0 | 0 | 8.2745 | #N/A
2007-09-26 22:01 | 9 | 26 | 22 | 269.8754 | 6454 | 71.06 | 42.08 | 1003 | 71.06 | 0 | 0.0036851 | Cooling | 0.00061418 | #N/A | #N/A | #N/A | #N/A | 0 | 0 | 0 | 0 | 0 | 0.0036851 | #N/A | #N/A | 88 | 86.06 | 3.9133 | #N/A | 1.1393e-05 | 2.047e-06% | 1 | 50% | 0% | 0% | 0% | 8.2745 | 0 | 0 | 0 | 8.2745 | #N/A
2007-09-26 23:01 | 9 | 26 | 23 | 269.917 | 6455 | 71.06 | 41 | 1003 | 71.06 | 0 | 0.022867 | Cooling | 0.0038112 | #N/A | #N/A | #N/A | #N/A | 0 | 0 | 0 | 0 | 0 | 0.022867 | #N/A | #N/A | 88 | 86.06 | 3.9133 | #N/A | 7.0697e-05 | 1.27e-05% | 1 | 50% | 0% | 0% | 0% | 8.2745 | 0 | 0 | 0 | 8.2745 | #N/A
2007-09-27 00:01 | 9 | 27 | 0 | 269.9587 | 6456 | 69.08 | 39.92 | 1003 | 69.08 | 0 | 0.032645 | Cooling | 0.0054408 | #N/A | #N/A | #N/A | #N/A | 0 | 0 | 0 | 0 | 0 | 0.032645 | #N/A | #N/A | 88 | 84.08 | 4.0486 | #N/A | 0.00010092 | 1.814e-05% | 1 | 50% | 0% | 0% | 0% | 8.2745 | 0 | 0 | 0 | 8.2745 | #N/A
2007-09-27 01:01 | 9 | 27 | 1 | 270.0004 | 6457 | 68 | 39.92 | 1004 | 68 | 0 | 0.033095 | Cooling | 0.0055158 | #N/A | #N/A | #N/A | #N/A | 0 | 0 | 0 | 0 | 0 | 0.033095 | #N/A | #N/A | 88 | 83 | 4.1224 | #N/A | 0.00010232 | 1.839e-05% | 1 | 50% | 0% | 0% | 0% | 8.2745 | 0 | 0 | 0 | 8.2745 | #N/A
2007-09-27 02:01 | 9 | 27 | 2 | 270.042 | 6458 | 68 | 39.02 | 1002 | 68 | 0 | 0.033912 | Cooling | 0.005652 | #N/A | #N/A | #N/A | #N/A | 0 | 0 | 0 | 0 | 0 | 0.033912 | #N/A | #N/A | 88 | 83 | 4.1224 | #N/A | 0.00010484 | 1.884e-05% | 1 | 50% | 0% | 0% | 0% | 8.2745 | 0 | 0 | 0 | 8.2745 | #N/A
2007-09-27 03:01 | 9 | 27 | 3 | 270.0837 | 6459 | 69.8 | 39.92 | 1002 | 69.8 | 0 | 0.02499 | Cooling | 0.0041651 | #N/A | #N/A | #N/A | #N/A | 0 | 0 | 0 | 0 | 0 | 0.02499 | #N/A | #N/A | 88 | 84.8 | 3.9994 | #N/A | 7.7261e-05 | 1.388e-05% | 1 | 50% | 0% | 0% | 0% | 8.2745 | 0 | 0 | 0 | 8.2745 | #N/A
2007-09-27 04:01 | 9 | 27 | 4 | 270.1254 | 6460 | 68 | 39.92 | 1002 | 68 | 0 | 0.018195 | Cooling | 0.0030325 | #N/A | #N/A | #N/A | #N/A | 0 | 0 | 0 | 0 | 0 | 0.018195 | #N/A | #N/A | 88 | 83 | 4.1224 | #N/A | 5.6253e-05 | 1.011e-05% | 1 | 50% | 0% | 0% | 0% | 8.2745 | 0 | 0 | 0 | 8.2745 | #N/A
2007-09-27 05:01 | 9 | 27 | 5 | 270.167 | 6461 | 68 | 39.92 | 1002 | 68 | 0 | 0.026939 | Cooling | 0.0044898 | #N/A | #N/A | #N/A | #N/A | 0 | 0 | 0 | 0 | 0 | 0.026939 | #N/A | #N/A | 88 | 83 | 4.1224 | #N/A | 8.3284e-05 | 1.497e-05% | 1 | 50% | 0% | 0% | 0% | 8.2745 | 0 | 0 | 0 | 8.2745 | #N/A
2007-09-27 06:01 | 9 | 27 | 6 | 270.2087 | 6462 | 66.92 | 37.94 | 1003 | 66.92 | 27.5855 | 0 | Heating | 3.6781 | #N/A | #N/A | #N/A | #N/A | 27.5855 | #N/A | #N/A | 6.6252 | #N/A | 0 | 0 | 0 | 0 | 0 | 0 | 0 | 0 | 0.01226% | 1 | 50% | 0% | 0% | 0% | 8.2745 | 0 | 0 | 0 | 8.2745 | #N/A
2007-09-27 07:01 | 9 | 27 | 7 | 270.2504 | 6463 | 68 | 42.08 | 1003 | 68 | 2.5119 | 0 | Heating | 0.33492 | #N/A | #N/A | #N/A | #N/A | 2.5119 | #N/A | #N/A | 6.8007 | #N/A | 0 | 0 | 0 | 0 | 0 | 0 | 0 | 0 | 0.001116% | 1 | 50% | 0% | 0% | 0% | 8.2745 | 0 | 0 | 0 | 8.2745 | #N/A
2007-09-27 08:01 | 9 | 27 | 8 | 270.292 | 6464 | 68 | 50 | 1003 | 68 | 0 | 12.7426 | Cooling | 2.1238 | #N/A | #N/A | #N/A | #N/A | 0 | 0 | 0 | 0 | 0 | 12.7426 | #N/A | #N/A | 88 | 83 | 4.1224 | #N/A | 0.039395 | 0.007079% | 1 | 50% | 0% | 0% | 0% | 8.2745 | 0 | 0 | 0 | 8.2745 | #N/A
2007-09-27 09:01 | 9 | 27 | 9 | 270.3337 | 6465 | 73.04 | 50 | 1003 | 73.04 | 0 | 202.045 | Cooling | 33.6742 | #N/A | #N/A | #N/A | #N/A | 0 | 0 | 0 | 0 | 0 | 202.045 | #N/A | #N/A | 88 | 88.04 | 3.778 | #N/A | 0.62465 | 0.1122% | 1 | 50% | 0% | 0% | 0% | 8.2745 | 0 | 0 | 0 | 8.2745 | #N/A
2007-09-27 10:01 | 9 | 27 | 10 | 270.3754 | 6466 | 71.06 | 48.02 | 1003 | 71.06 | 0 | 337.1063 | Cooling | 56.1844 | #N/A | #N/A | #N/A | #N/A | 0 | 0 | 0 | 0 | 0 | 337.1063 | #N/A | #N/A | 88 | 86.06 | 3.9133 | #N/A | 1.0422 | 0.1873% | 1 | 50% | 0% | 0% | 0% | 8.2745 | 0 | 0 | 0 | 8.2745 | #N/A
2007-09-27 11:01 | 9 | 27 | 11 | 270.417 | 6467 | 71.06 | 48.02 | 1003 | 71.06 | 0 | 469.5419 | Cooling | 78.257 | #N/A | #N/A | #N/A | #N/A | 0 | 0 | 0 | 0 | 0 | 469.5419 | #N/A | #N/A | 88 | 86.06 | 3.9133 | #N/A | 1.4516 | 0.2609% | 1 | 50% | 0% | 0% | 0% | 8.2745 | 0 | 0 | 0 | 8.2745 | #N/A
2007-09-27 12:01 | 9 | 27 | 12 | 270.4587 | 6468 | 78.08 | 48.02 | 1002 | 78.08 | 0 | 551.6111 | Cooling | 91.9352 | #N/A | #N/A | #N/A | #N/A | 0 | 0 | 0 | 0 | 0 | 551.6111 | #N/A | #N/A | 88 | 93.08 | 3.4336 | #N/A | 1.7054 | 0.3065% | 1 | 50% | 0% | 0% | 0% | 8.2745 | 0 | 0 | 0 | 8.2745 | #N/A
2007-09-27 13:01 | 9 | 27 | 13 | 270.5004 | 6469 | 78.98 | 48.92 | 1002 | 78.98 | 0 | 670.85 | Cooling | 111.8083 | #N/A | #N/A | #N/A | #N/A | 0 | 0 | 0 | 0 | 0 | 670.85 | #N/A | #N/A | 88 | 93.98 | 3.3721 | #N/A | 2.074 | 0.3727% | 1 | 50% | 0% | 0% | 0% | 8.2745 | 0 | 0 | 0 | 8.2745 | #N/A
2007-09-27 14:01 | 9 | 27 | 14 | 270.542 | 6470 | 78.98 | 48.02 | 1001 | 78.98 | 0 | 750.4032 | Cooling | 125.0672 | #N/A | #N/A | #N/A | #N/A | 0 | 0 | 0 | 0 | 0 | 750.4032 | #N/A | #N/A | 88 | 93.98 | 3.3721 | #N/A | 2.32 | 0.4169% | 1 | 50% | 0% | 0% | 0% | 8.2745 | 0 | 0 | 0 | 8.2745 | #N/A
2007-09-27 15:01 | 9 | 27 | 15 | 270.5837 | 6471 | 82.94 | 46.94 | 1001 | 82.94 | 0 | 784.796 | Cooling | 130.7993 | #N/A | #N/A | #N/A | #N/A | 0 | 0 | 0 | 0 | 0 | 784.796 | #N/A | #N/A | 88 | 97.94 | 3.1015 | #N/A | 2.4263 | 0.436% | 1 | 50% | 0% | 0% | 0% | 8.2745 | 0 | 0 | 0 | 8.2745 | #N/A
2007-09-27 16:01 | 9 | 27 | 16 | 270.6254 | 6472 | 82.04 | 46.94 | 1001 | 82.04 | 0 | 752.7779 | Cooling | 125.463 | #N/A | #N/A | #N/A | #N/A | 0 | 0 | 0 | 0 | 0 | 752.7779 | #N/A | #N/A | 88 | 97.04 | 3.163 | #N/A | 2.3273 | 0.4182% | 1 | 50% | 0% | 0% | 0% | 8.2745 | 0 | 0 | 0 | 8.2745 | #N/A
2007-09-27 17:01 | 9 | 27 | 17 | 270.667 | 6473 | 82.04 | 46.04 | 1001 | 82.04 | 0 | 678.6247 | Cooling | 113.1041 | #N/A | #N/A | #N/A | #N/A | 0 | 0 | 0 | 0 | 0 | 678.6247 | #N/A | #N/A | 88 | 97.04 | 3.163 | #N/A | 2.0981 | 0.377% | 1 | 50% | 0% | 0% | 0% | 8.2745 | 0 | 0 | 0 | 8.2745 | #N/A
2007-09-27 18:01 | 9 | 27 | 18 | 270.7087 | 6474 | 75.2 | 53.06 | 1002 | 75.2 | 0 | 606.4483 | Cooling | 101.0747 | #N/A | #N/A | #N/A | #N/A | 0 | 0 | 0 | 0 | 0 | 606.4483 | #N/A | #N/A | 88 | 90.2 | 3.6304 | #N/A | 1.8749 | 0.3369% | 1 | 50% | 0% | 0% | 0% | 8.2745 | 0 | 0 | 0 | 8.2745 | #N/A
2007-09-27 19:01 | 9 | 27 | 19 | 270.7504 | 6475 | 71.6 | 51.98 | 1002 | 71.6 | 0 | 538.6263 | Cooling | 89.7711 | #N/A | #N/A | #N/A | #N/A | 0 | 0 | 0 | 0 | 0 | 538.6263 | #N/A | #N/A | 88 | 86.6 | 3.8764 | #N/A | 1.6652 | 0.2992% | 1 | 50% | 0% | 0% | 0% | 8.2745 | 0 | 0 | 0 | 8.2745 | #N/A
2007-09-27 20:01 | 9 | 27 | 20 | 270.792 | 6476 | 69.98 | 53.06 | 1002 | 69.98 | 0 | 457.9832 | Cooling | 76.3305 | #N/A | #N/A | #N/A | #N/A | 0 | 0 | 0 | 0 | 0 | 457.9832 | #N/A | #N/A | 88 | 84.98 | 3.9871 | #N/A | 1.4159 | 0.2544% | 1 | 50% | 0% | 0% | 0% | 8.2745 | 0 | 0 | 0 | 8.2745 | #N/A
2007-09-27 21:01 | 9 | 27 | 21 | 270.8337 | 6477 | 69.08 | 53.06 | 1002 | 69.08 | 0 | 425.6316 | Cooling | 70.9386 | #N/A | #N/A | #N/A | #N/A | 0 | 0 | 0 | 0 | 0 | 425.6316 | #N/A | #N/A | 88 | 84.08 | 4.0486 | #N/A | 1.3159 | 0.2365% | 1 | 50% | 0% | 0% | 0% | 8.2745 | 0 | 0 | 0 | 8.2745 | #N/A
2007-09-27 22:01 | 9 | 27 | 22 | 270.8754 | 6478 | 66.92 | 51.98 | 1003 | 66.92 | 0 | 8.1864 | Cooling | 1.3644 | #N/A | #N/A | #N/A | #N/A | 0 | 0 | 0 | 0 | 0 | 8.1864 | #N/A | #N/A | 88 | 81.92 | 4.1962 | #N/A | 0.025309 | 0.004548% | 1 | 50% | 0% | 0% | 0% | 8.2745 | 0 | 0 | 0 | 8.2745 | #N/A
2007-09-27 23:01 | 9 | 27 | 23 | 270.917 | 6479 | 66.92 | 51.8 | 1004 | 66.92 | 0 | 11.6203 | Cooling | 1.9367 | #N/A | #N/A | #N/A | #N/A | 0 | 0 | 0 | 0 | 0 | 11.6203 | #N/A | #N/A | 88 | 81.92 | 4.1962 | #N/A | 0.035926 | 0.006456% | 1 | 50% | 0% | 0% | 0% | 8.2745 | 0 | 0 | 0 | 8.2745 | #N/A
2007-09-28 00:01 | 9 | 28 | 0 | 270.9587 | 6480 | 69.8 | 46.94 | 1004 | 69.8 | 0 | 0.6295 | Cooling | 0.10492 | #N/A | #N/A | #N/A | #N/A | 0 | 0 | 0 | 0 | 0 | 0.6295 | #N/A | #N/A | 88 | 84.8 | 3.9994 | #N/A | 0.0019462 | 0.0003497% | 1 | 50% | 0% | 0% | 0% | 8.2745 | 0 | 0 | 0 | 8.2745 | #N/A
2007-09-28 01:01 | 9 | 28 | 1 | 271.0004 | 6481 | 64.94 | 46.04 | 1006 | 64.94 | 0 | 0.030747 | Cooling | 0.0051244 | #N/A | #N/A | #N/A | #N/A | 0 | 0 | 0 | 0 | 0 | 0.030747 | #N/A | #N/A | 88 | 79.94 | 4.3315 | #N/A | 9.5057e-05 | 1.708e-05% | 1 | 50% | 0% | 0% | 0% | 8.2745 | 0 | 0 | 0 | 8.2745 | #N/A
2007-09-28 02:01 | 9 | 28 | 2 | 271.042 | 6482 | 64.94 | 42.8 | 1006 | 64.94 | 0 | 0.051517 | Cooling | 0.0085861 | #N/A | #N/A | #N/A | #N/A | 0 | 0 | 0 | 0 | 0 | 0.051517 | #N/A | #N/A | 88 | 79.94 | 4.3315 | #N/A | 0.00015927 | 2.862e-05% | 1 | 50% | 0% | 0% | 0% | 8.2745 | 0 | 0 | 0 | 8.2745 | #N/A
2007-09-28 03:01 | 9 | 28 | 3 | 271.0837 | 6483 | 64.04 | 42.08 | 1006 | 64.04 | 0 | 0.05791 | Cooling | 0.0096517 | #N/A | #N/A | #N/A | #N/A | 0 | 0 | 0 | 0 | 0 | 0.05791 | #N/A | #N/A | 88 | 79.04 | 4.393 | #N/A | 0.00017904 | 3.217e-05% | 1 | 50% | 0% | 0% | 0% | 8.2745 | 0 | 0 | 0 | 8.2745 | #N/A
2007-09-28 04:01 | 9 | 28 | 4 | 271.1254 | 6484 | 62.96 | 41 | 1007 | 62.96 | 0 | 0.057207 | Cooling | 0.0095345 | #N/A | #N/A | #N/A | #N/A | 0 | 0 | 0 | 0 | 0 | 0.057207 | #N/A | #N/A | 88 | 77.96 | 4.4668 | #N/A | 0.00017686 | 3.178e-05% | 1 | 50% | 0% | 0% | 0% | 8.2745 | 0 | 0 | 0 | 8.2745 | #N/A
2007-09-28 05:01 | 9 | 28 | 5 | 271.167 | 6485 | 62.96 | 37.94 | 1008 | 62.96 | 0 | 0.11439 | Cooling | 0.019065 | #N/A | #N/A | #N/A | #N/A | 0 | 0 | 0 | 0 | 0 | 0.11439 | #N/A | #N/A | 88 | 77.96 | 4.4668 | #N/A | 0.00035366 | 6.355e-05% | 1 | 50% | 0% | 0% | 0% | 8.2745 | 0 | 0 | 0 | 8.2745 | #N/A
2007-09-28 06:01 | 9 | 28 | 6 | 271.2087 | 6486 | 62.06 | 33.08 | 1008 | 62.06 | 6.4517 | 0 | Heating | 0.86023 | #N/A | #N/A | #N/A | #N/A | 6.4517 | #N/A | #N/A | 5.9003 | #N/A | 0 | 0 | 0 | 0 | 0 | 0 | 0 | 0 | 0.002867% | 1 | 50% | 0% | 0% | 0% | 8.2745 | 0 | 0 | 0 | 8.2745 | #N/A
2007-09-28 07:01 | 9 | 28 | 7 | 271.2504 | 6487 | 60.98 | 33.08 | 1010 | 60.98 | 1.3165 | 0 | Heating | 0.17553 | #N/A | #N/A | #N/A | #N/A | 1.3165 | #N/A | #N/A | 5.753 | #N/A | 0 | 0 | 0 | 0 | 0 | 0 | 0 | 0 | 0.0005851% | 1 | 50% | 0% | 0% | 0% | 8.2745 | 0 | 0 | 0 | 8.2745 | #N/A
2007-09-28 08:01 | 9 | 28 | 8 | 271.292 | 6488 | 60.98 | 33.08 | 1010 | 60.98 | 0 | 0.38481 | Cooling | 0.064136 | #N/A | #N/A | #N/A | #N/A | 0 | 0 | 0 | 0 | 0 | 0.38481 | #N/A | #N/A | 88 | 75.98 | 4.6021 | #N/A | 0.0011897 | 0.0002138% | 1 | 50% | 0% | 0% | 0% | 8.2745 | 0 | 0 | 0 | 8.2745 | #N/A
2007-09-28 09:01 | 9 | 28 | 9 | 271.3337 | 6489 | 64.94 | 33.98 | 1011 | 64.94 | 0 | 0.28904 | Cooling | 0.048173 | #N/A | #N/A | #N/A | #N/A | 0 | 0 | 0 | 0 | 0 | 0.28904 | #N/A | #N/A | 88 | 79.94 | 4.3315 | #N/A | 0.0008936 | 0.0001606% | 1 | 50% | 0% | 0% | 0% | 8.2745 | 0 | 0 | 0 | 8.2745 | #N/A
2007-09-28 10:01 | 9 | 28 | 10 | 271.3754 | 6490 | 66.92 | 32 | 1012 | 66.92 | 0 | 0.25118 | Cooling | 0.041863 | #N/A | #N/A | #N/A | #N/A | 0 | 0 | 0 | 0 | 0 | 0.25118 | #N/A | #N/A | 88 | 81.92 | 4.1962 | #N/A | 0.00077656 | 0.0001395% | 1 | 50% | 0% | 0% | 0% | 8.2745 | 0 | 0 | 0 | 8.2745 | #N/A
2007-09-28 11:01 | 9 | 28 | 11 | 271.417 | 6491 | 66.92 | 28.04 | 1012 | 66.92 | 0 | 0.31366 | Cooling | 0.052276 | #N/A | #N/A | #N/A | #N/A | 0 | 0 | 0 | 0 | 0 | 0.31366 | #N/A | #N/A | 88 | 81.92 | 4.1962 | #N/A | 0.00096971 | 0.0001743% | 1 | 50% | 0% | 0% | 0% | 8.2745 | 0 | 0 | 0 | 8.2745 | #N/A
2007-09-28 12:01 | 9 | 28 | 12 | 271.4587 | 6492 | 66.92 | 28.04 | 1012 | 66.92 | 0 | 0.21489 | Cooling | 0.035815 | #N/A | #N/A | #N/A | #N/A | 0 | 0 | 0 | 0 | 0 | 0.21489 | #N/A | #N/A | 88 | 81.92 | 4.1962 | #N/A | 0.00066436 | 0.0001194% | 1 | 50% | 0% | 0% | 0% | 8.2745 | 0 | 0 | 0 | 8.2745 | #N/A
2007-09-28 13:01 | 9 | 28 | 13 | 271.5004 | 6493 | 66.02 | 28.04 | 1012 | 66.02 | 0 | 0.13938 | Cooling | 0.02323 | #N/A | #N/A | #N/A | #N/A | 0 | 0 | 0 | 0 | 0 | 0.13938 | #N/A | #N/A | 88 | 81.02 | 4.2577 | #N/A | 0.00043091 | 7.743e-05% | 1 | 50% | 0% | 0% | 0% | 8.2745 | 0 | 0 | 0 | 8.2745 | #N/A
2007-09-28 14:01 | 9 | 28 | 14 | 271.542 | 6494 | 66.02 | 28.94 | 1011 | 66.02 | 0 | 0.069587 | Cooling | 0.011598 | #N/A | #N/A | #N/A | #N/A | 0 | 0 | 0 | 0 | 0 | 0.069587 | #N/A | #N/A | 88 | 81.02 | 4.2577 | #N/A | 0.00021514 | 3.866e-05% | 1 | 50% | 0% | 0% | 0% | 8.2745 | 0 | 0 | 0 | 8.2745 | #N/A
2007-09-28 15:01 | 9 | 28 | 15 | 271.5837 | 6495 | 66.02 | 28.04 | 1011 | 66.02 | 0 | 0.049771 | Cooling | 0.0082952 | #N/A | #N/A | #N/A | #N/A | 0 | 0 | 0 | 0 | 0 | 0.049771 | #N/A | #N/A | 88 | 81.02 | 4.2577 | #N/A | 0.00015387 | 2.765e-05% | 1 | 50% | 0% | 0% | 0% | 8.2745 | 0 | 0 | 0 | 8.2745 | #N/A
2007-09-28 16:01 | 9 | 28 | 16 | 271.6254 | 6496 | 64.4 | 28.04 | 1011 | 64.4 | 0 | 0.050845 | Cooling | 0.0084742 | #N/A | #N/A | #N/A | #N/A | 0 | 0 | 0 | 0 | 0 | 0.050845 | #N/A | #N/A | 88 | 79.4 | 4.3684 | #N/A | 0.00015719 | 2.825e-05% | 1 | 50% | 0% | 0% | 0% | 8.2745 | 0 | 0 | 0 | 8.2745 | #N/A
2007-09-28 17:01 | 9 | 28 | 17 | 271.667 | 6497 | 59 | 28.04 | 1012 | 59 | 0 | 0.046602 | Cooling | 0.007767 | #N/A | #N/A | #N/A | #N/A | 0 | 0 | 0 | 0 | 0 | 0.046602 | #N/A | #N/A | 88 | 74 | 4.7374 | #N/A | 0.00014408 | 2.589e-05% | 1 | 50% | 0% | 0% | 0% | 8.2745 | 0 | 0 | 0 | 8.2745 | #N/A
2007-09-28 18:01 | 9 | 28 | 18 | 271.7087 | 6498 | 57.92 | 28.94 | 1012 | 57.92 | 0 | 0.00080698 | Cooling | 0.0001345 | #N/A | #N/A | #N/A | #N/A | 0 | 0 | 0 | 0 | 0 | 0.00080698 | #N/A | #N/A | 88 | 72.92 | 4.8112 | #N/A | 2.4949e-06 | 4.483e-07% | 1 | 50% | 0% | 0% | 0% | 8.2745 | 0 | 0 | 0 | 8.2745 | #N/A
2007-09-28 19:01 | 9 | 28 | 19 | 271.7504 | 6499 | 57.02 | 30.02 | 1013 | 57.02 | 0 | 0 | Cooling | 0 | #N/A | #N/A | #N/A | #N/A | 0 | 0 | 0 | 0 | 0 | 0 | #N/A | #N/A | 88 | 72.02 | 4.8727 | #N/A | 0 | 0% | 1 | 50% | 0% | 0% | 0% | 8.2745 | 0 | 0 | 0 | 8.2745 | #N/A
2007-09-28 20:01 | 9 | 28 | 20 | 271.792 | 6500 | 57.02 | 30.92 | 1013 | 57.02 | 0 | 0 | Cooling | 0 | #N/A | #N/A | #N/A | #N/A | 0 | 0 | 0 | 0 | 0 | 0 | #N/A | #N/A | 88 | 72.02 | 4.8727 | #N/A | 0 | 0% | 1 | 50% | 0% | 0% | 0% | 8.2745 | 0 | 0 | 0 | 8.2745 | #N/A
2007-09-28 21:01 | 9 | 28 | 21 | 271.8337 | 6501 | 55.94 | 30.92 | 1013 | 55.94 | 0 | 0 | Cooling | 0 | #N/A | #N/A | #N/A | #N/A | 0 | 0 | 0 | 0 | 0 | 0 | #N/A | #N/A | 88 | 70.94 | 4.9465 | #N/A | 0 | 0% | 1 | 50% | 0% | 0% | 0% | 8.2745 | 0 | 0 | 0 | 8.2745 | #N/A
2007-09-28 22:01 | 9 | 28 | 22 | 271.8754 | 6502 | 55.94 | 32 | 1013 | 55.94 | 0 | 0 | Cooling | 0 | #N/A | #N/A | #N/A | #N/A | 0 | 0 | 0 | 0 | 0 | 0 | #N/A | #N/A | 88 | 70.94 | 4.9465 | #N/A | 0 | 0% | 1 | 50% | 0% | 0% | 0% | 8.2745 | 0 | 0 | 0 | 8.2745 | #N/A
2007-09-28 23:01 | 9 | 28 | 23 | 271.917 | 6503 | 55.94 | 32 | 1013 | 55.94 | 0 | 0 | Cooling | 0 | #N/A | #N/A | #N/A | #N/A | 0 | 0 | 0 | 0 | 0 | 0 | #N/A | #N/A | 88 | 70.94 | 4.9465 | #N/A | 0 | 0% | 1 | 50% | 0% | 0% | 0% | 8.2745 | 0 | 0 | 0 | 8.2745 | #N/A
2007-09-29 00:01 | 9 | 29 | 0 | 271.9587 | 6504 | 57.92 | 32 | 1013 | 57.92 | 0 | 0 | Cooling | 0 | #N/A | #N/A | #N/A | #N/A | 0 | 0 | 0 | 0 | 0 | 0 | #N/A | #N/A | 88 | 72.92 | 4.8112 | #N/A | 0 | 0% | 1 | 50% | 0% | 0% | 0% | 8.2745 | 0 | 0 | 0 | 8.2745 | #N/A
2007-09-29 01:01 | 9 | 29 | 1 | 272.0004 | 6505 | 57.02 | 30.92 | 1014 | 57.02 | 0 | 0 | Cooling | 0 | #N/A | #N/A | #N/A | #N/A | 0 | 0 | 0 | 0 | 0 | 0 | #N/A | #N/A | 88 | 72.02 | 4.8727 | #N/A | 0 | 0% | 1 | 50% | 0% | 0% | 0% | 8.2745 | 0 | 0 | 0 | 8.2745 | #N/A
2007-09-29 02:01 | 9 | 29 | 2 | 272.042 | 6506 | 57.02 | 30.92 | 1013 | 57.02 | 0 | 0 | Cooling | 0 | #N/A | #N/A | #N/A | #N/A | 0 | 0 | 0 | 0 | 0 | 0 | #N/A | #N/A | 88 | 72.02 | 4.8727 | #N/A | 0 | 0% | 1 | 50% | 0% | 0% | 0% | 8.2745 | 0 | 0 | 0 | 8.2745 | #N/A
2007-09-29 03:01 | 9 | 29 | 3 | 272.0837 | 6507 | 57.02 | 30.02 | 1014 | 57.02 | 0 | 0 | Cooling | 0 | #N/A | #N/A | #N/A | #N/A | 0 | 0 | 0 | 0 | 0 | 0 | #N/A | #N/A | 88 | 72.02 | 4.8727 | #N/A | 0 | 0% | 1 | 50% | 0% | 0% | 0% | 8.2745 | 0 | 0 | 0 | 8.2745 | #N/A
2007-09-29 04:01 | 9 | 29 | 4 | 272.1254 | 6508 | 55.04 | 30.02 | 1014 | 55.04 | 0 | 0 | Cooling | 0 | #N/A | #N/A | #N/A | #N/A | 0 | 0 | 0 | 0 | 0 | 0 | #N/A | #N/A | 88 | 70.04 | 5.008 | #N/A | 0 | 0% | 1 | 50% | 0% | 0% | 0% | 8.2745 | 0 | 0 | 0 | 8.2745 | #N/A
2007-09-29 05:01 | 9 | 29 | 5 | 272.167 | 6509 | 55.04 | 28.94 | 1014 | 55.04 | 0.17016 | 0 | Heating | 0.022688 | #N/A | #N/A | #N/A | #N/A | 0.17016 | #N/A | #N/A | 5.0265 | #N/A | 0 | 0 | 0 | 0 | 0 | 0 | 0 | 0 | 7.563e-05% | 1 | 50% | 0% | 0% | 0% | 8.2745 | 0 | 0 | 0 | 8.2745 | #N/A
2007-09-29 06:01 | 9 | 29 | 6 | 272.2087 | 6510 | 51.98 | 28.04 | 1015 | 51.98 | 0.13851 | 0 | Heating | 0.018468 | #N/A | #N/A | #N/A | #N/A | 0.13851 | #N/A | #N/A | 4.7043 | #N/A | 0 | 0 | 0 | 0 | 0 | 0 | 0 | 0 | 6.156e-05% | 1 | 50% | 0% | 0% | 0% | 8.2745 | 0 | 0 | 0 | 8.2745 | #N/A
2007-09-29 07:01 | 9 | 29 | 7 | 272.2504 | 6511 | 55.04 | 30.02 | 1016 | 55.04 | 0.015253 | 0 | Heating | 0.0020337 | #N/A | #N/A | #N/A | #N/A | 0.015253 | #N/A | #N/A | 5.0265 | #N/A | 0 | 0 | 0 | 0 | 0 | 0 | 0 | 0 | 6.779e-06% | 1 | 50% | 0% | 0% | 0% | 8.2745 | 0 | 0 | 0 | 8.2745 | #N/A
2007-09-29 08:01 | 9 | 29 | 8 | 272.292 | 6512 | 55.04 | 32 | 1016 | 55.04 | 0 | 0 | Cooling | 0 | #N/A | #N/A | #N/A | #N/A | 0 | 0 | 0 | 0 | 0 | 0 | #N/A | #N/A | 88 | 70.04 | 5.008 | #N/A | 0 | 0% | 1 | 50% | 0% | 0% | 0% | 8.2745 | 0 | 0 | 0 | 8.2745 | #N/A
2007-09-29 09:01 | 9 | 29 | 9 | 272.3337 | 6513 | 60.98 | 30.92 | 1016 | 60.98 | 0 | 0 | Cooling | 0 | #N/A | #N/A | #N/A | #N/A | 0 | 0 | 0 | 0 | 0 | 0 | #N/A | #N/A | 88 | 75.98 | 4.6021 | #N/A | 0 | 0% | 1 | 50% | 0% | 0% | 0% | 8.2745 | 0 | 0 | 0 | 8.2745 | #N/A
2007-09-29 10:01 | 9 | 29 | 10 | 272.3754 | 6514 | 64.04 | 28.94 | 1016 | 64.04 | 0 | 0 | Cooling | 0 | #N/A | #N/A | #N/A | #N/A | 0 | 0 | 0 | 0 | 0 | 0 | #N/A | #N/A | 88 | 79.04 | 4.393 | #N/A | 0 | 0% | 1 | 50% | 0% | 0% | 0% | 8.2745 | 0 | 0 | 0 | 8.2745 | #N/A
2007-09-29 11:01 | 9 | 29 | 11 | 272.417 | 6515 | 64.04 | 30.92 | 1016 | 64.04 | 0 | 0 | Cooling | 0 | #N/A | #N/A | #N/A | #N/A | 0 | 0 | 0 | 0 | 0 | 0 | #N/A | #N/A | 88 | 79.04 | 4.393 | #N/A | 0 | 0% | 1 | 50% | 0% | 0% | 0% | 8.2745 | 0 | 0 | 0 | 8.2745 | #N/A
2007-09-29 12:01 | 9 | 29 | 12 | 272.4587 | 6516 | 68 | 33.98 | 1015 | 68 | 0 | 0 | Cooling | 0 | #N/A | #N/A | #N/A | #N/A | 0 | 0 | 0 | 0 | 0 | 0 | #N/A | #N/A | 88 | 83 | 4.1224 | #N/A | 0 | 0% | 1 | 50% | 0% | 0% | 0% | 8.2745 | 0 | 0 | 0 | 8.2745 | #N/A
2007-09-29 13:01 | 9 | 29 | 13 | 272.5004 | 6517 | 69.08 | 33.98 | 1015 | 69.08 | 0 | 0 | Cooling | 0 | #N/A | #N/A | #N/A | #N/A | 0 | 0 | 0 | 0 | 0 | 0 | #N/A | #N/A | 88 | 84.08 | 4.0486 | #N/A | 0 | 0% | 1 | 50% | 0% | 0% | 0% | 8.2745 | 0 | 0 | 0 | 8.2745 | #N/A
2007-09-29 14:01 | 9 | 29 | 14 | 272.542 | 6518 | 69.08 | 33.98 | 1014 | 69.08 | 0 | 0 | Cooling | 0 | #N/A | #N/A | #N/A | #N/A | 0 | 0 | 0 | 0 | 0 | 0 | #N/A | #N/A | 88 | 84.08 | 4.0486 | #N/A | 0 | 0% | 1 | 50% | 0% | 0% | 0% | 8.2745 | 0 | 0 | 0 | 8.2745 | #N/A
2007-09-29 15:01 | 9 | 29 | 15 | 272.5837 | 6519 | 69.98 | 33.98 | 1013 | 69.98 | 0 | 0 | Cooling | 0 | #N/A | #N/A | #N/A | #N/A | 0 | 0 | 0 | 0 | 0 | 0 | #N/A | #N/A | 88 | 84.98 | 3.9871 | #N/A | 0 | 0% | 1 | 50% | 0% | 0% | 0% | 8.2745 | 0 | 0 | 0 | 8.2745 | #N/A
2007-09-29 16:01 | 9 | 29 | 16 | 272.6254 | 6520 | 69.08 | 37.94 | 1013 | 69.08 | 0 | 0 | Cooling | 0 | #N/A | #N/A | #N/A | #N/A | 0 | 0 | 0 | 0 | 0 | 0 | #N/A | #N/A | 88 | 84.08 | 4.0486 | #N/A | 0 | 0% | 1 | 50% | 0% | 0% | 0% | 8.2745 | 0 | 0 | 0 | 8.2745 | #N/A
2007-09-29 17:01 | 9 | 29 | 17 | 272.667 | 6521 | 69.08 | 37.94 | 1012 | 69.08 | 0 | 0 | Cooling | 0 | #N/A | #N/A | #N/A | #N/A | 0 | 0 | 0 | 0 | 0 | 0 | #N/A | #N/A | 88 | 84.08 | 4.0486 | #N/A | 0 | 0% | 1 | 50% | 0% | 0% | 0% | 8.2745 | 0 | 0 | 0 | 8.2745 | #N/A
2007-09-29 18:01 | 9 | 29 | 18 | 272.7087 | 6522 | 64.04 | 39.92 | 1012 | 64.04 | 0 | 0 | Cooling | 0 | #N/A | #N/A | #N/A | #N/A | 0 | 0 | 0 | 0 | 0 | 0 | #N/A | #N/A | 88 | 79.04 | 4.393 | #N/A | 0 | 0% | 1 | 50% | 0% | 0% | 0% | 8.2745 | 0 | 0 | 0 | 8.2745 | #N/A
2007-09-29 19:01 | 9 | 29 | 19 | 272.7504 | 6523 | 60.08 | 39.92 | 1012 | 60.08 | 0 | 0 | Cooling | 0 | #N/A | #N/A | #N/A | #N/A | 0 | 0 | 0 | 0 | 0 | 0 | #N/A | #N/A | 88 | 75.08 | 4.6636 | #N/A | 0 | 0% | 1 | 50% | 0% | 0% | 0% | 8.2745 | 0 | 0 | 0 | 8.2745 | #N/A
2007-09-29 20:01 | 9 | 29 | 20 | 272.792 | 6524 | 60.08 | 39.92 | 1012 | 60.08 | 0 | 0 | Cooling | 0 | #N/A | #N/A | #N/A | #N/A | 0 | 0 | 0 | 0 | 0 | 0 | #N/A | #N/A | 88 | 75.08 | 4.6636 | #N/A | 0 | 0% | 1 | 50% | 0% | 0% | 0% | 8.2745 | 0 | 0 | 0 | 8.2745 | #N/A
2007-09-29 21:01 | 9 | 29 | 21 | 272.8337 | 6525 | 53.96 | 39.92 | 1012 | 53.96 | 0 | 0 | Cooling | 0 | #N/A | #N/A | #N/A | #N/A | 0 | 0 | 0 | 0 | 0 | 0 | #N/A | #N/A | 88 | 68.96 | 5.0818 | #N/A | 0 | 0% | 1 | 50% | 0% | 0% | 0% | 8.2745 | 0 | 0 | 0 | 8.2745 | #N/A
2007-09-29 22:01 | 9 | 29 | 22 | 272.8754 | 6526 | 51.98 | 37.94 | 1011 | 51.98 | 0 | 0 | Cooling | 0 | #N/A | #N/A | #N/A | #N/A | 0 | 0 | 0 | 0 | 0 | 0 | #N/A | #N/A | 88 | 66.98 | 5.2171 | #N/A | 0 | 0% | 1 | 50% | 0% | 0% | 0% | 8.2745 | 0 | 0 | 0 | 8.2745 | #N/A
2007-09-29 23:01 | 9 | 29 | 23 | 272.917 | 6527 | 51.98 | 37.04 | 1011 | 51.98 | 0 | 0 | Cooling | 0 | #N/A | #N/A | #N/A | #N/A | 0 | 0 | 0 | 0 | 0 | 0 | #N/A | #N/A | 88 | 66.98 | 5.2171 | #N/A | 0 | 0% | 1 | 50% | 0% | 0% | 0% | 8.2745 | 0 | 0 | 0 | 8.2745 | #N/A
2007-09-30 00:01 | 9 | 30 | 0 | 272.9587 | 6528 | 48.92 | 35.96 | 1011 | 48.92 | 0 | 0 | Cooling | 0 | #N/A | #N/A | #N/A | #N/A | 0 | 0 | 0 | 0 | 0 | 0 | #N/A | #N/A | 88 | 63.92 | 5.4262 | #N/A | 0 | 0% | 1 | 50% | 0% | 0% | 0% | 8.2745 | 0 | 0 | 0 | 8.2745 | #N/A
2007-09-30 01:01 | 9 | 30 | 1 | 273.0004 | 6529 | 48.92 | 35.96 | 1011 | 48.92 | 0 | 0 | Cooling | 0 | #N/A | #N/A | #N/A | #N/A | 0 | 0 | 0 | 0 | 0 | 0 | #N/A | #N/A | 88 | 63.92 | 5.4262 | #N/A | 0 | 0% | 1 | 50% | 0% | 0% | 0% | 8.2745 | 0 | 0 | 0 | 8.2745 | #N/A
2007-09-30 02:01 | 9 | 30 | 2 | 273.042 | 6530 | 48.92 | 35.96 | 1011 | 48.92 | 0 | 0 | Cooling | 0 | #N/A | #N/A | #N/A | #N/A | 0 | 0 | 0 | 0 | 0 | 0 | #N/A | #N/A | 88 | 63.92 | 5.4262 | #N/A | 0 | 0% | 1 | 50% | 0% | 0% | 0% | 8.2745 | 0 | 0 | 0 | 8.2745 | #N/A
2007-09-30 03:01 | 9 | 30 | 3 | 273.0837 | 6531 | 48.02 | 37.04 | 1011 | 48.02 | 0 | 0 | Cooling | 0 | #N/A | #N/A | #N/A | #N/A | 0 | 0 | 0 | 0 | 0 | 0 | #N/A | #N/A | 88 | 63.02 | 5.4877 | #N/A | 0 | 0% | 1 | 50% | 0% | 0% | 0% | 8.2745 | 0 | 0 | 0 | 8.2745 | #N/A
2007-09-30 04:01 | 9 | 30 | 4 | 273.1254 | 6532 | 46.94 | 35.06 | 1010 | 46.94 | 0 | 0 | Cooling | 0 | #N/A | #N/A | #N/A | #N/A | 0 | 0 | 0 | 0 | 0 | 0 | #N/A | #N/A | 88 | 61.94 | 5.5615 | #N/A | 0 | 0% | 1 | 50% | 0% | 0% | 0% | 8.2745 | 0 | 0 | 0 | 8.2745 | #N/A
2007-09-30 05:01 | 9 | 30 | 5 | 273.167 | 6533 | 46.94 | 35.06 | 1010 | 46.94 | 0 | 0 | Cooling | 0 | #N/A | #N/A | #N/A | #N/A | 0 | 0 | 0 | 0 | 0 | 0 | #N/A | #N/A | 88 | 61.94 | 5.5615 | #N/A | 0 | 0% | 1 | 50% | 0% | 0% | 0% | 8.2745 | 0 | 0 | 0 | 8.2745 | #N/A
2007-09-30 06:01 | 9 | 30 | 6 | 273.2087 | 6534 | 44.96 | 35.06 | 1010 | 44.96 | 175.3943 | 0 | Heating | 23.3859 | #N/A | #N/A | #N/A | #N/A | 175.3943 | #N/A | #N/A | 4.0856 | #N/A | 0 | 0 | 0 | 0 | 0 | 0 | 0 | 0 | 0.07795% | 1 | 50% | 0% | 0% | 0% | 8.2745 | 0 | 0 | 0 | 8.2745 | #N/A
2007-09-30 07:01 | 9 | 30 | 7 | 273.2504 | 6535 | 46.94 | 37.04 | 1011 | 46.94 | 46.627 | 0 | Heating | 6.2169 | #N/A | #N/A | #N/A | #N/A | 46.627 | #N/A | #N/A | 4.2441 | #N/A | 0 | 0 | 0 | 0 | 0 | 0 | 0 | 0 | 0.02072% | 1 | 50% | 0% | 0% | 0% | 8.2745 | 0 | 0 | 0 | 8.2745 | #N/A
2007-09-30 08:01 | 9 | 30 | 8 | 273.292 | 6536 | 46.94 | 39.92 | 1010 | 46.94 | 1.2206 | 0 | Heating | 0.16274 | #N/A | #N/A | #N/A | #N/A | 1.2206 | #N/A | #N/A | 4.2441 | #N/A | 0 | 0 | 0 | 0 | 0 | 0 | 0 | 0 | 0.0005425% | 1 | 50% | 0% | 0% | 0% | 8.2745 | 0 | 0 | 0 | 8.2745 | #N/A
2007-09-30 09:01 | 9 | 30 | 9 | 273.3337 | 6537 | 53.96 | 42.08 | 1010 | 53.96 | 0 | 1.0366 | Cooling | 0.17277 | #N/A | #N/A | #N/A | #N/A | 0 | 0 | 0 | 0 | 0 | 1.0366 | #N/A | #N/A | 88 | 68.96 | 5.0818 | #N/A | 0.0032048 | 0.0005759% | 1 | 50% | 0% | 0% | 0% | 8.2745 | 0 | 0 | 0 | 8.2745 | #N/A
2007-09-30 10:01 | 9 | 30 | 10 | 273.3754 | 6538 | 59 | 42.98 | 1010 | 59 | 0 | 19.8892 | Cooling | 3.3149 | #N/A | #N/A | #N/A | #N/A | 0 | 0 | 0 | 0 | 0 | 19.8892 | #N/A | #N/A | 88 | 74 | 4.7374 | #N/A | 0.06149 | 0.01105% | 1 | 50% | 0% | 0% | 0% | 8.2745 | 0 | 0 | 0 | 8.2745 | #N/A
2007-09-30 11:01 | 9 | 30 | 11 | 273.417 | 6539 | 59 | 42.08 | 1009 | 59 | 0 | 125.8112 | Cooling | 20.9685 | #N/A | #N/A | #N/A | #N/A | 0 | 0 | 0 | 0 | 0 | 125.8112 | #N/A | #N/A | 88 | 74 | 4.7374 | #N/A | 0.38896 | 0.0699% | 1 | 50% | 0% | 0% | 0% | 8.2745 | 0 | 0 | 0 | 8.2745 | #N/A
2007-09-30 12:01 | 9 | 30 | 12 | 273.4587 | 6540 | 64.94 | 44.06 | 1009 | 64.94 | 0 | 158.5557 | Cooling | 26.4259 | #N/A | #N/A | #N/A | #N/A | 0 | 0 | 0 | 0 | 0 | 158.5557 | #N/A | #N/A | 88 | 79.94 | 4.3315 | #N/A | 0.49019 | 0.08809% | 1 | 50% | 0% | 0% | 0% | 8.2745 | 0 | 0 | 0 | 8.2745 | #N/A
2007-09-30 13:01 | 9 | 30 | 13 | 273.5004 | 6541 | 64.04 | 46.04 | 1008 | 64.04 | 0 | 351.1071 | Cooling | 58.5178 | #N/A | #N/A | #N/A | #N/A | 0 | 0 | 0 | 0 | 0 | 351.1071 | #N/A | #N/A | 88 | 79.04 | 4.393 | #N/A | 1.0855 | 0.1951% | 1 | 50% | 0% | 0% | 0% | 8.2745 | 0 | 0 | 0 | 8.2745 | #N/A
2007-09-30 14:01 | 9 | 30 | 14 | 273.542 | 6542 | 64.04 | 44.96 | 1007 | 64.04 | 0 | 432.2244 | Cooling | 72.0374 | #N/A | #N/A | #N/A | #N/A | 0 | 0 | 0 | 0 | 0 | 432.2244 | #N/A | #N/A | 88 | 79.04 | 4.393 | #N/A | 1.3363 | 0.2401% | 1 | 50% | 0% | 0% | 0% | 8.2745 | 0 | 0 | 0 | 8.2745 | #N/A
2007-09-30 15:01 | 9 | 30 | 15 | 273.5837 | 6543 | 66.92 | 44.96 | 1006 | 66.92 | 0 | 504.8113 | Cooling | 84.1352 | #N/A | #N/A | #N/A | #N/A | 0 | 0 | 0 | 0 | 0 | 504.8113 | #N/A | #N/A | 88 | 81.92 | 4.1962 | #N/A | 1.5607 | 0.2805% | 1 | 50% | 0% | 0% | 0% | 8.2745 | 0 | 0 | 0 | 8.2745 | #N/A
2007-09-30 16:01 | 9 | 30 | 16 | 273.6254 | 6544 | 66.92 | 46.04 | 1006 | 66.92 | 0 | 634.046 | Cooling | 105.6743 | #N/A | #N/A | #N/A | #N/A | 0 | 0 | 0 | 0 | 0 | 634.046 | #N/A | #N/A | 88 | 81.92 | 4.1962 | #N/A | 1.9602 | 0.3522% | 1 | 50% | 0% | 0% | 0% | 8.2745 | 0 | 0 | 0 | 8.2745 | #N/A
2007-09-30 17:01 | 9 | 30 | 17 | 273.667 | 6545 | 66.92 | 46.94 | 1006 | 66.92 | 0 | 574.5488 | Cooling | 95.7581 | #N/A | #N/A | #N/A | #N/A | 0 | 0 | 0 | 0 | 0 | 574.5488 | #N/A | #N/A | 88 | 81.92 | 4.1962 | #N/A | 1.7763 | 0.3192% | 1 | 50% | 0% | 0% | 0% | 8.2745 | 0 | 0 | 0 | 8.2745 | #N/A
2007-09-30 18:01 | 9 | 30 | 18 | 273.7087 | 6546 | 60.08 | 50 | 1005 | 60.08 | 0 | 241.721 | Cooling | 40.2868 | #N/A | #N/A | #N/A | #N/A | 0 | 0 | 0 | 0 | 0 | 241.721 | #N/A | #N/A | 88 | 75.08 | 4.6636 | #N/A | 0.74731 | 0.1343% | 1 | 50% | 0% | 0% | 0% | 8.2745 | 0 | 0 | 0 | 8.2745 | #N/A
2007-09-30 19:01 | 9 | 30 | 19 | 273.7504 | 6547 | 55.4 | 48.92 | 1005 | 55.4 | 0 | 84.637 | Cooling | 14.1062 | #N/A | #N/A | #N/A | #N/A | 0 | 0 | 0 | 0 | 0 | 84.637 | #N/A | #N/A | 88 | 70.4 | 4.9834 | #N/A | 0.26167 | 0.04702% | 1 | 50% | 0% | 0% | 0% | 8.2745 | 0 | 0 | 0 | 8.2745 | #N/A
2007-09-30 20:01 | 9 | 30 | 20 | 273.792 | 6548 | 55.76 | 48.92 | 1006 | 55.76 | 0 | 15.5441 | Cooling | 2.5907 | #N/A | #N/A | #N/A | #N/A | 0 | 0 | 0 | 0 | 0 | 15.5441 | #N/A | #N/A | 88 | 70.76 | 4.9588 | #N/A | 0.048057 | 0.008636% | 1 | 50% | 0% | 0% | 0% | 8.2745 | 0 | 0 | 0 | 8.2745 | #N/A
2007-09-30 21:01 | 9 | 30 | 21 | 273.8337 | 6549 | 55.76 | 48.92 | 1006 | 55.76 | 0 | 0 | Cooling | 0 | #N/A | #N/A | #N/A | #N/A | 0 | 0 | 0 | 0 | 0 | 0 | #N/A | #N/A | 88 | 70.76 | 4.9588 | #N/A | 0 | 0% | 1 | 50% | 0% | 0% | 0% | 8.2745 | 0 | 0 | 0 | 8.2745 | #N/A
2007-09-30 22:01 | 9 | 30 | 22 | 273.8754 | 6550 | 56.84 | 50.36 | 1006 | 56.84 | 0 | 0 | Cooling | 0 | #N/A | #N/A | #N/A | #N/A | 0 | 0 | 0 | 0 | 0 | 0 | #N/A | #N/A | 88 | 71.84 | 4.885 | #N/A | 0 | 0% | 1 | 50% | 0% | 0% | 0% | 8.2745 | 0 | 0 | 0 | 8.2745 | #N/A
2007-09-30 23:01 | 9 | 30 | 23 | 273.917 | 6551 | 56.84 | 51.8 | 1006 | 56.84 | 0 | 0 | Cooling | 0 | #N/A | #N/A | #N/A | #N/A | 0 | 0 | 0 | 0 | 0 | 0 | #N/A | #N/A | 88 | 71.84 | 4.885 | #N/A | 0 | 0% | 1 | 50% | 0% | 0% | 0% | 8.2745 | 0 | 0 | 0 | 8.2745 | #N/A
2007-10-01 00:01 | 10 | 1 | 0 | 273.9587 | 6552 | 56.48 | 53.24 | 1006 | 56.48 | 0 | 0 | Cooling | 0 | #N/A | #N/A | #N/A | #N/A | 0 | 0 | 0 | 0 | 0 | 0 | #N/A | #N/A | 88 | 71.48 | 4.9096 | #N/A | 0 | 0% | 1 | 50% | 0% | 0% | 0% | 8.2745 | 0 | 0 | 0 | 8.2745 | #N/A
2007-10-01 01:01 | 10 | 1 | 1 | 274.0004 | 6553 | 56.3 | 54.68 | 995 | 56.3 | 0 | 0 | Cooling | 0 | #N/A | #N/A | #N/A | #N/A | 0 | 0 | 0 | 0 | 0 | 0 | #N/A | #N/A | 88 | 71.3 | 4.9219 | #N/A | 0 | 0% | 1 | 50% | 0% | 0% | 0% | 8.2745 | 0 | 0 | 0 | 8.2745 | #N/A
2007-10-01 02:01 | 10 | 1 | 2 | 274.042 | 6554 | 55.76 | 56.12 | 998 | 55.76 | 0 | 0 | Cooling | 0 | #N/A | #N/A | #N/A | #N/A | 0 | 0 | 0 | 0 | 0 | 0 | #N/A | #N/A | 88 | 70.76 | 4.9588 | #N/A | 0 | 0% | 1 | 50% | 0% | 0% | 0% | 8.2745 | 0 | 0 | 0 | 8.2745 | #N/A
2007-10-01 03:01 | 10 | 1 | 3 | 274.0837 | 6555 | 55.04 | 57.56 | 998 | 55.04 | 0 | 0 | Cooling | 0 | #N/A | #N/A | #N/A | #N/A | 0 | 0 | 0 | 0 | 0 | 0 | #N/A | #N/A | 88 | 70.04 | 5.008 | #N/A | 0 | 0% | 1 | 50% | 0% | 0% | 0% | 8.2745 | 0 | 0 | 0 | 8.2745 | #N/A
2007-10-01 04:01 | 10 | 1 | 4 | 274.1254 | 6556 | 54.68 | 59 | 999 | 54.68 | 0 | 0 | Cooling | 0 | #N/A | #N/A | #N/A | #N/A | 0 | 0 | 0 | 0 | 0 | 0 | #N/A | #N/A | 88 | 69.68 | 5.0326 | #N/A | 0 | 0% | 1 | 50% | 0% | 0% | 0% | 8.2745 | 0 | 0 | 0 | 8.2745 | #N/A
2007-10-01 05:01 | 10 | 1 | 5 | 274.167 | 6557 | 54.68 | 57.92 | 1001 | 54.68 | 0 | 0 | Cooling | 0 | #N/A | #N/A | #N/A | #N/A | 0 | 0 | 0 | 0 | 0 | 0 | #N/A | #N/A | 88 | 69.68 | 5.0326 | #N/A | 0 | 0% | 1 | 50% | 0% | 0% | 0% | 8.2745 | 0 | 0 | 0 | 8.2745 | #N/A
2007-10-01 06:01 | 10 | 1 | 6 | 274.2087 | 6558 | 55.22 | 55.94 | 1001 | 55.22 | 0 | 396.9732 | Cooling | 66.1622 | #N/A | #N/A | #N/A | #N/A | 0 | 0 | 0 | 0 | 0 | 396.9732 | #N/A | #N/A | 88 | 70.22 | 4.9957 | #N/A | 1.2273 | 0.2205% | 1 | 50% | 0% | 0% | 0% | 8.2745 | 0 | 0 | 0 | 8.2745 | #N/A
2007-10-01 07:01 | 10 | 1 | 7 | 274.2504 | 6559 | 55.04 | 55.94 | 1002 | 55.04 | 0 | 286.7969 | Cooling | 47.7995 | #N/A | #N/A | #N/A | #N/A | 0 | 0 | 0 | 0 | 0 | 286.7969 | #N/A | #N/A | 88 | 70.04 | 5.008 | #N/A | 0.88667 | 0.1593% | 1 | 50% | 0% | 0% | 0% | 8.2745 | 0 | 0 | 0 | 8.2745 | #N/A
2007-10-01 08:01 | 10 | 1 | 8 | 274.292 | 6560 | 55.04 | 57.02 | 1002 | 55.04 | 0 | 694.1846 | Cooling | 115.6974 | #N/A | #N/A | #N/A | #N/A | 0 | 0 | 0 | 0 | 0 | 694.1846 | #N/A | #N/A | 88 | 70.04 | 5.008 | #N/A | 2.1462 | 0.3857% | 1 | 50% | 0% | 0% | 0% | 8.2745 | 0 | 0 | 0 | 8.2745 | #N/A
2007-10-01 09:01 | 10 | 1 | 9 | 274.3337 | 6561 | 57.02 | 57.92 | 1002 | 57.02 | 0 | 977.6689 | Cooling | 162.9448 | #N/A | #N/A | #N/A | #N/A | 0 | 0 | 0 | 0 | 0 | 977.6689 | #N/A | #N/A | 88 | 72.02 | 4.8727 | #N/A | 3.0226 | 0.5431% | 1 | 50% | 0% | 0% | 0% | 8.2745 | 0 | 0 | 0 | 8.2745 | #N/A
2007-10-01 10:01 | 10 | 1 | 10 | 274.3754 | 6562 | 59 | 57.02 | 1002 | 59 | 0 | 933.6774 | Cooling | 155.6129 | #N/A | #N/A | #N/A | #N/A | 0 | 0 | 0 | 0 | 0 | 933.6774 | #N/A | #N/A | 88 | 74 | 4.7374 | #N/A | 2.8866 | 0.5187% | 1 | 50% | 0% | 0% | 0% | 8.2745 | 0 | 0 | 0 | 8.2745 | #N/A
2007-10-01 11:01 | 10 | 1 | 11 | 274.417 | 6563 | 59 | 55.94 | 1003 | 59 | 0 | 882.2884 | Cooling | 147.0481 | #N/A | #N/A | #N/A | #N/A | 0 | 0 | 0 | 0 | 0 | 882.2884 | #N/A | #N/A | 88 | 74 | 4.7374 | #N/A | 2.7277 | 0.4902% | 1 | 50% | 0% | 0% | 0% | 8.2745 | 0 | 0 | 0 | 8.2745 | #N/A
2007-10-01 12:01 | 10 | 1 | 12 | 274.4587 | 6564 | 62.96 | 55.04 | 1003 | 62.96 | 0 | 799.245 | Cooling | 133.2075 | #N/A | #N/A | #N/A | #N/A | 0 | 0 | 0 | 0 | 0 | 799.245 | #N/A | #N/A | 88 | 77.96 | 4.4668 | #N/A | 2.471 | 0.444% | 1 | 50% | 0% | 0% | 0% | 8.2745 | 0 | 0 | 0 | 8.2745 | #N/A
2007-10-01 13:01 | 10 | 1 | 13 | 274.5004 | 6565 | 62.96 | 53.96 | 1002 | 62.96 | 0 | 944.8245 | Cooling | 157.4707 | #N/A | #N/A | #N/A | #N/A | 0 | 0 | 0 | 0 | 0 | 944.8245 | #N/A | #N/A | 88 | 77.96 | 4.4668 | #N/A | 2.921 | 0.5249% | 1 | 50% | 0% | 0% | 0% | 8.2745 | 0 | 0 | 0 | 8.2745 | #N/A
2007-10-01 14:01 | 10 | 1 | 14 | 274.542 | 6566 | 62.96 | 53.96 | 1002 | 62.96 | 0 | 981.3743 | Cooling | 163.5624 | #N/A | #N/A | #N/A | #N/A | 0 | 0 | 0 | 0 | 0 | 981.3743 | #N/A | #N/A | 88 | 77.96 | 4.4668 | #N/A | 3.034 | 0.5452% | 1 | 50% | 0% | 0% | 0% | 8.2745 | 0 | 0 | 0 | 8.2745 | #N/A
2007-10-01 15:01 | 10 | 1 | 15 | 274.5837 | 6567 | 62.96 | 53.06 | 1002 | 62.96 | 0 | 913.6513 | Cooling | 152.2752 | #N/A | #N/A | #N/A | #N/A | 0 | 0 | 0 | 0 | 0 | 913.6513 | #N/A | #N/A | 88 | 77.96 | 4.4668 | #N/A | 2.8247 | 0.5076% | 1 | 50% | 0% | 0% | 0% | 8.2745 | 0 | 0 | 0 | 8.2745 | #N/A
2007-10-01 16:01 | 10 | 1 | 16 | 274.6254 | 6568 | 62.06 | 53.96 | 1001 | 62.06 | 0 | 938.0177 | Cooling | 156.3363 | #N/A | #N/A | #N/A | #N/A | 0 | 0 | 0 | 0 | 0 | 938.0177 | #N/A | #N/A | 88 | 77.06 | 4.5283 | #N/A | 2.9 | 0.5211% | 1 | 50% | 0% | 0% | 0% | 8.2745 | 0 | 0 | 0 | 8.2745 | #N/A
2007-10-01 17:01 | 10 | 1 | 17 | 274.667 | 6569 | 62.06 | 55.04 | 1000 | 62.06 | 0 | 982.2853 | Cooling | 163.7142 | #N/A | #N/A | #N/A | #N/A | 0 | 0 | 0 | 0 | 0 | 982.2853 | #N/A | #N/A | 88 | 77.06 | 4.5283 | #N/A | 3.0369 | 0.5457% | 1 | 50% | 0% | 0% | 0% | 8.2745 | 0 | 0 | 0 | 8.2745 | #N/A
2007-10-01 18:01 | 10 | 1 | 18 | 274.7087 | 6570 | 59 | 55.94 | 1001 | 59 | 0 | 886.8189 | Cooling | 147.8032 | #N/A | #N/A | #N/A | #N/A | 0 | 0 | 0 | 0 | 0 | 886.8189 | #N/A | #N/A | 88 | 74 | 4.7374 | #N/A | 2.7417 | 0.4927% | 1 | 50% | 0% | 0% | 0% | 8.2745 | 0 | 0 | 0 | 8.2745 | #N/A
2007-10-01 19:01 | 10 | 1 | 19 | 274.7504 | 6571 | 53.96 | 55.94 | 1000 | 53.96 | 0 | 780.2766 | Cooling | 130.0461 | #N/A | #N/A | #N/A | #N/A | 0 | 0 | 0 | 0 | 0 | 780.2766 | #N/A | #N/A | 88 | 68.96 | 5.0818 | #N/A | 2.4123 | 0.4335% | 1 | 50% | 0% | 0% | 0% | 8.2745 | 0 | 0 | 0 | 8.2745 | #N/A
2007-10-01 20:01 | 10 | 1 | 20 | 274.792 | 6572 | 53.96 | 55.94 | 1001 | 53.96 | 0 | 584.7185 | Cooling | 97.4531 | #N/A | #N/A | #N/A | #N/A | 0 | 0 | 0 | 0 | 0 | 584.7185 | #N/A | #N/A | 88 | 68.96 | 5.0818 | #N/A | 1.8077 | 0.3248% | 1 | 50% | 0% | 0% | 0% | 8.2745 | 0 | 0 | 0 | 8.2745 | #N/A
2007-10-01 21:01 | 10 | 1 | 21 | 274.8337 | 6573 | 53.06 | 55.94 | 1001 | 53.06 | 0 | 447.1166 | Cooling | 74.5194 | #N/A | #N/A | #N/A | #N/A | 0 | 0 | 0 | 0 | 0 | 447.1166 | #N/A | #N/A | 88 | 68.06 | 5.1433 | #N/A | 1.3823 | 0.2484% | 1 | 50% | 0% | 0% | 0% | 8.2745 | 0 | 0 | 0 | 8.2745 | #N/A
2007-10-01 22:01 | 10 | 1 | 22 | 274.8754 | 6574 | 53.06 | 55.94 | 1000 | 53.06 | 0 | 13.8019 | Cooling | 2.3003 | #N/A | #N/A | #N/A | #N/A | 0 | 0 | 0 | 0 | 0 | 13.8019 | #N/A | #N/A | 88 | 68.06 | 5.1433 | #N/A | 0.04267 | 0.007668% | 1 | 50% | 0% | 0% | 0% | 8.2745 | 0 | 0 | 0 | 8.2745 | #N/A
2007-10-01 23:01 | 10 | 1 | 23 | 274.917 | 6575 | 51.98 | 55.94 | 1000 | 51.98 | 0 | 36.7879 | Cooling | 6.1313 | #N/A | #N/A | #N/A | #N/A | 0 | 0 | 0 | 0 | 0 | 36.7879 | #N/A | #N/A | 88 | 66.98 | 5.2171 | #N/A | 0.11373 | 0.02044% | 1 | 50% | 0% | 0% | 0% | 8.2745 | 0 | 0 | 0 | 8.2745 | #N/A
2007-10-02 00:01 | 10 | 2 | 0 | 274.9587 | 6576 | 51.08 | 55.94 | 999 | 51.08 | 0 | 32.1508 | Cooling | 5.3585 | #N/A | #N/A | #N/A | #N/A | 0 | 0 | 0 | 0 | 0 | 32.1508 | #N/A | #N/A | 88 | 66.08 | 5.2786 | #N/A | 0.099398 | 0.01786% | 1 | 50% | 0% | 0% | 0% | 8.2745 | 0 | 0 | 0 | 8.2745 | #N/A
2007-10-02 01:01 | 10 | 2 | 1 | 275.0004 | 6577 | 51.08 | 55.94 | 999 | 51.08 | 0 | 31.8552 | Cooling | 5.3092 | #N/A | #N/A | #N/A | #N/A | 0 | 0 | 0 | 0 | 0 | 31.8552 | #N/A | #N/A | 88 | 66.08 | 5.2786 | #N/A | 0.098484 | 0.0177% | 1 | 50% | 0% | 0% | 0% | 8.2745 | 0 | 0 | 0 | 8.2745 | #N/A
2007-10-02 02:01 | 10 | 2 | 2 | 275.042 | 6578 | 51.08 | 57.02 | 998 | 51.08 | 0 | 35.6287 | Cooling | 5.9381 | #N/A | #N/A | #N/A | #N/A | 0 | 0 | 0 | 0 | 0 | 35.6287 | #N/A | #N/A | 88 | 66.08 | 5.2786 | #N/A | 0.11015 | 0.01979% | 1 | 50% | 0% | 0% | 0% | 8.2745 | 0 | 0 | 0 | 8.2745 | #N/A
2007-10-02 03:01 | 10 | 2 | 3 | 275.0837 | 6579 | 50 | 57.02 | 998 | 50 | 0 | 37.3496 | Cooling | 6.2249 | #N/A | #N/A | #N/A | #N/A | 0 | 0 | 0 | 0 | 0 | 37.3496 | #N/A | #N/A | 88 | 65 | 5.3524 | #N/A | 0.11547 | 0.02075% | 1 | 50% | 0% | 0% | 0% | 8.2745 | 0 | 0 | 0 | 8.2745 | #N/A
2007-10-02 04:01 | 10 | 2 | 4 | 275.1254 | 6580 | 50 | 57.02 | 998 | 50 | 0 | 36.2525 | Cooling | 6.0421 | #N/A | #N/A | #N/A | #N/A | 0 | 0 | 0 | 0 | 0 | 36.2525 | #N/A | #N/A | 88 | 65 | 5.3524 | #N/A | 0.11208 | 0.02014% | 1 | 50% | 0% | 0% | 0% | 8.2745 | 0 | 0 | 0 | 8.2745 | #N/A
2007-10-02 05:01 | 10 | 2 | 5 | 275.167 | 6581 | 50 | 57.02 | 998 | 50 | 0 | 54.6433 | Cooling | 9.1072 | #N/A | #N/A | #N/A | #N/A | 0 | 0 | 0 | 0 | 0 | 54.6433 | #N/A | #N/A | 88 | 65 | 5.3524 | #N/A | 0.16894 | 0.03036% | 1 | 50% | 0% | 0% | 0% | 8.2745 | 0 | 0 | 0 | 8.2745 | #N/A
2007-10-02 06:01 | 10 | 2 | 6 | 275.2087 | 6582 | 50 | 57.02 | 999 | 50 | 0 | 507.5542 | Cooling | 84.5924 | #N/A | #N/A | #N/A | #N/A | 0 | 0 | 0 | 0 | 0 | 507.5542 | #N/A | #N/A | 88 | 65 | 5.3524 | #N/A | 1.5692 | 0.282% | 1 | 50% | 0% | 0% | 0% | 8.2745 | 0 | 0 | 0 | 8.2745 | #N/A
2007-10-02 07:01 | 10 | 2 | 7 | 275.2504 | 6583 | 50 | 57.02 | 999 | 50 | 0 | 435.3687 | Cooling | 72.5614 | #N/A | #N/A | #N/A | #N/A | 0 | 0 | 0 | 0 | 0 | 435.3687 | #N/A | #N/A | 88 | 65 | 5.3524 | #N/A | 1.346 | 0.2419% | 1 | 50% | 0% | 0% | 0% | 8.2745 | 0 | 0 | 0 | 8.2745 | #N/A
2007-10-02 08:01 | 10 | 2 | 8 | 275.292 | 6584 | 50 | 57.02 | 999 | 50 | 0 | 741.4034 | Cooling | 123.5672 | #N/A | #N/A | #N/A | #N/A | 0 | 0 | 0 | 0 | 0 | 741.4034 | #N/A | #N/A | 88 | 65 | 5.3524 | #N/A | 2.2921 | 0.4119% | 1 | 50% | 0% | 0% | 0% | 8.2745 | 0 | 0 | 0 | 8.2745 | #N/A
2007-10-02 09:01 | 10 | 2 | 9 | 275.3337 | 6585 | 53.6 | 57.92 | 999 | 53.6 | 0 | 881.7204 | Cooling | 146.9534 | #N/A | #N/A | #N/A | #N/A | 0 | 0 | 0 | 0 | 0 | 881.7204 | #N/A | #N/A | 88 | 68.6 | 5.1064 | #N/A | 2.7259 | 0.4898% | 1 | 50% | 0% | 0% | 0% | 8.2745 | 0 | 0 | 0 | 8.2745 | #N/A
2007-10-02 10:01 | 10 | 2 | 10 | 275.3754 | 6586 | 53.06 | 57.92 | 1000 | 53.06 | 0 | 911.1883 | Cooling | 151.8647 | #N/A | #N/A | #N/A | #N/A | 0 | 0 | 0 | 0 | 0 | 911.1883 | #N/A | #N/A | 88 | 68.06 | 5.1433 | #N/A | 2.8171 | 0.5062% | 1 | 50% | 0% | 0% | 0% | 8.2745 | 0 | 0 | 0 | 8.2745 | #N/A
2007-10-02 11:01 | 10 | 2 | 11 | 275.417 | 6587 | 55.04 | 57.92 | 1000 | 55.04 | 0 | 973.6397 | Cooling | 162.2733 | #N/A | #N/A | #N/A | #N/A | 0 | 0 | 0 | 0 | 0 | 973.6397 | #N/A | #N/A | 88 | 70.04 | 5.008 | #N/A | 3.0101 | 0.5409% | 1 | 50% | 0% | 0% | 0% | 8.2745 | 0 | 0 | 0 | 8.2745 | #N/A
2007-10-02 12:01 | 10 | 2 | 12 | 275.4587 | 6588 | 57.02 | 57.92 | 1001 | 57.02 | 0 | 1042.3199 | Cooling | 173.72 | #N/A | #N/A | #N/A | #N/A | 0 | 0 | 0 | 0 | 0 | 1042.3199 | #N/A | #N/A | 88 | 72.02 | 4.8727 | #N/A | 3.2225 | 0.5791% | 1 | 50% | 0% | 0% | 0% | 8.2745 | 0 | 0 | 0 | 8.2745 | #N/A
2007-10-02 13:01 | 10 | 2 | 13 | 275.5004 | 6589 | 60.08 | 57.02 | 1001 | 60.08 | 0 | 1087.6207 | Cooling | 181.2701 | #N/A | #N/A | #N/A | #N/A | 0 | 0 | 0 | 0 | 0 | 1087.6207 | #N/A | #N/A | 88 | 75.08 | 4.6636 | #N/A | 3.3625 | 0.6042% | 1 | 50% | 0% | 0% | 0% | 8.2745 | 0 | 0 | 0 | 8.2745 | #N/A
2007-10-02 14:01 | 10 | 2 | 14 | 275.542 | 6590 | 60.08 | 55.94 | 1001 | 60.08 | 0 | 1103.1269 | Cooling | 183.8545 | #N/A | #N/A | #N/A | #N/A | 0 | 0 | 0 | 0 | 0 | 1103.1269 | #N/A | #N/A | 88 | 75.08 | 4.6636 | #N/A | 3.4105 | 0.6128% | 1 | 50% | 0% | 0% | 0% | 8.2745 | 0 | 0 | 0 | 8.2745 | #N/A
2007-10-02 15:01 | 10 | 2 | 15 | 275.5837 | 6591 | 60.98 | 51.98 | 1002 | 60.98 | 0 | 865.69 | Cooling | 144.2817 | #N/A | #N/A | #N/A | #N/A | 0 | 0 | 0 | 0 | 0 | 865.69 | #N/A | #N/A | 88 | 75.98 | 4.6021 | #N/A | 2.6764 | 0.4809% | 1 | 50% | 0% | 0% | 0% | 8.2745 | 0 | 0 | 0 | 8.2745 | #N/A
2007-10-02 16:01 | 10 | 2 | 16 | 275.6254 | 6592 | 59 | 51.98 | 1003 | 59 | 0 | 686.6206 | Cooling | 114.4368 | #N/A | #N/A | #N/A | #N/A | 0 | 0 | 0 | 0 | 0 | 686.6206 | #N/A | #N/A | 88 | 74 | 4.7374 | #N/A | 2.1228 | 0.3815% | 1 | 50% | 0% | 0% | 0% | 8.2745 | 0 | 0 | 0 | 8.2745 | #N/A
2007-10-02 17:01 | 10 | 2 | 17 | 275.667 | 6593 | 59 | 51.08 | 1003 | 59 | 0 | 541.1269 | Cooling | 90.1878 | #N/A | #N/A | #N/A | #N/A | 0 | 0 | 0 | 0 | 0 | 541.1269 | #N/A | #N/A | 88 | 74 | 4.7374 | #N/A | 1.673 | 0.3006% | 1 | 50% | 0% | 0% | 0% | 8.2745 | 0 | 0 | 0 | 8.2745 | #N/A
2007-10-02 18:01 | 10 | 2 | 18 | 275.7087 | 6594 | 59 | 50 | 1003 | 59 | 0 | 316.2021 | Cooling | 52.7004 | #N/A | #N/A | #N/A | #N/A | 0 | 0 | 0 | 0 | 0 | 316.2021 | #N/A | #N/A | 88 | 74 | 4.7374 | #N/A | 0.97758 | 0.1757% | 1 | 50% | 0% | 0% | 0% | 8.2745 | 0 | 0 | 0 | 8.2745 | #N/A
2007-10-02 19:01 | 10 | 2 | 19 | 275.7504 | 6595 | 57.92 | 51.08 | 1004 | 57.92 | 0 | 137.0787 | Cooling | 22.8464 | #N/A | #N/A | #N/A | #N/A | 0 | 0 | 0 | 0 | 0 | 137.0787 | #N/A | #N/A | 88 | 72.92 | 4.8112 | #N/A | 0.4238 | 0.07615% | 1 | 50% | 0% | 0% | 0% | 8.2745 | 0 | 0 | 0 | 8.2745 | #N/A
2007-10-02 20:01 | 10 | 2 | 20 | 275.792 | 6596 | 57.92 | 51.08 | 1005 | 57.92 | 0 | 66.5006 | Cooling | 11.0834 | #N/A | #N/A | #N/A | #N/A | 0 | 0 | 0 | 0 | 0 | 66.5006 | #N/A | #N/A | 88 | 72.92 | 4.8112 | #N/A | 0.2056 | 0.03694% | 1 | 50% | 0% | 0% | 0% | 8.2745 | 0 | 0 | 0 | 8.2745 | #N/A
2007-10-02 21:01 | 10 | 2 | 21 | 275.8337 | 6597 | 57.02 | 51.08 | 1005 | 57.02 | 0 | 54.615 | Cooling | 9.1025 | #N/A | #N/A | #N/A | #N/A | 0 | 0 | 0 | 0 | 0 | 54.615 | #N/A | #N/A | 88 | 72.02 | 4.8727 | #N/A | 0.16885 | 0.03034% | 1 | 50% | 0% | 0% | 0% | 8.2745 | 0 | 0 | 0 | 8.2745 | #N/A
2007-10-02 22:01 | 10 | 2 | 22 | 275.8754 | 6598 | 55.94 | 50 | 1005 | 55.94 | 0 | 0.97867 | Cooling | 0.16311 | #N/A | #N/A | #N/A | #N/A | 0 | 0 | 0 | 0 | 0 | 0.97867 | #N/A | #N/A | 88 | 70.94 | 4.9465 | #N/A | 0.0030257 | 0.0005437% | 1 | 50% | 0% | 0% | 0% | 8.2745 | 0 | 0 | 0 | 8.2745 | #N/A
2007-10-02 23:01 | 10 | 2 | 23 | 275.917 | 6599 | 55.94 | 50 | 1005 | 55.94 | 0 | 0.13677 | Cooling | 0.022796 | #N/A | #N/A | #N/A | #N/A | 0 | 0 | 0 | 0 | 0 | 0.13677 | #N/A | #N/A | 88 | 70.94 | 4.9465 | #N/A | 0.00042286 | 7.599e-05% | 1 | 50% | 0% | 0% | 0% | 8.2745 | 0 | 0 | 0 | 8.2745 | #N/A
2007-10-03 00:01 | 10 | 3 | 0 | 275.9587 | 6600 | 57.02 | 50 | 1005 | 57.02 | 0 | 0.41274 | Cooling | 0.068791 | #N/A | #N/A | #N/A | #N/A | 0 | 0 | 0 | 0 | 0 | 0.41274 | #N/A | #N/A | 88 | 72.02 | 4.8727 | #N/A | 0.0012761 | 0.0002293% | 1 | 50% | 0% | 0% | 0% | 8.2745 | 0 | 0 | 0 | 8.2745 | #N/A
2007-10-03 01:01 | 10 | 3 | 1 | 276.0004 | 6601 | 57.02 | 48.92 | 1005 | 57.02 | 0 | 0.010551 | Cooling | 0.0017586 | #N/A | #N/A | #N/A | #N/A | 0 | 0 | 0 | 0 | 0 | 0.010551 | #N/A | #N/A | 88 | 72.02 | 4.8727 | #N/A | 3.2621e-05 | 5.862e-06% | 1 | 50% | 0% | 0% | 0% | 8.2745 | 0 | 0 | 0 | 8.2745 | #N/A
2007-10-03 02:01 | 10 | 3 | 2 | 276.042 | 6602 | 57.02 | 48.02 | 1004 | 57.02 | 0 | 0.018519 | Cooling | 0.0030865 | #N/A | #N/A | #N/A | #N/A | 0 | 0 | 0 | 0 | 0 | 0.018519 | #N/A | #N/A | 88 | 72.02 | 4.8727 | #N/A | 5.7254e-05 | 1.029e-05% | 1 | 50% | 0% | 0% | 0% | 8.2745 | 0 | 0 | 0 | 8.2745 | #N/A
2007-10-03 03:01 | 10 | 3 | 3 | 276.0837 | 6603 | 53.96 | 48.92 | 1004 | 53.96 | 0 | 0.012212 | Cooling | 0.0020353 | #N/A | #N/A | #N/A | #N/A | 0 | 0 | 0 | 0 | 0 | 0.012212 | #N/A | #N/A | 88 | 68.96 | 5.0818 | #N/A | 3.7755e-05 | 6.784e-06% | 1 | 50% | 0% | 0% | 0% | 8.2745 | 0 | 0 | 0 | 8.2745 | #N/A
2007-10-03 04:01 | 10 | 3 | 4 | 276.1254 | 6604 | 53.96 | 48.02 | 1004 | 53.96 | 0 | 0.012352 | Cooling | 0.0020587 | #N/A | #N/A | #N/A | #N/A | 0 | 0 | 0 | 0 | 0 | 0.012352 | #N/A | #N/A | 88 | 68.96 | 5.0818 | #N/A | 3.8189e-05 | 6.862e-06% | 1 | 50% | 0% | 0% | 0% | 8.2745 | 0 | 0 | 0 | 8.2745 | #N/A
2007-10-03 05:01 | 10 | 3 | 5 | 276.167 | 6605 | 53.96 | 46.94 | 1004 | 53.96 | 0 | 0.027313 | Cooling | 0.0045521 | #N/A | #N/A | #N/A | #N/A | 0 | 0 | 0 | 0 | 0 | 0.027313 | #N/A | #N/A | 88 | 68.96 | 5.0818 | #N/A | 8.444e-05 | 1.517e-05% | 1 | 50% | 0% | 0% | 0% | 8.2745 | 0 | 0 | 0 | 8.2745 | #N/A
2007-10-03 06:01 | 10 | 3 | 6 | 276.2087 | 6606 | 53.96 | 48.02 | 1003 | 53.96 | 0.26947 | 0 | Heating | 0.035929 | #N/A | #N/A | #N/A | #N/A | 0.26947 | #N/A | #N/A | 4.9089 | #N/A | 0 | 0 | 0 | 0 | 0 | 0 | 0 | 0 | 0.0001198% | 1 | 50% | 0% | 0% | 0% | 8.2745 | 0 | 0 | 0 | 8.2745 | #N/A
2007-10-03 07:01 | 10 | 3 | 7 | 276.2504 | 6607 | 53.6 | 48.92 | 1003 | 53.6 | 0 | 0.020058 | Cooling | 0.0033431 | #N/A | #N/A | #N/A | #N/A | 0 | 0 | 0 | 0 | 0 | 0.020058 | #N/A | #N/A | 88 | 68.6 | 5.1064 | #N/A | 6.2013e-05 | 1.114e-05% | 1 | 50% | 0% | 0% | 0% | 8.2745 | 0 | 0 | 0 | 8.2745 | #N/A
2007-10-03 08:01 | 10 | 3 | 8 | 276.292 | 6608 | 53.96 | 50 | 1003 | 53.96 | 0 | 0.48808 | Cooling | 0.081347 | #N/A | #N/A | #N/A | #N/A | 0 | 0 | 0 | 0 | 0 | 0.48808 | #N/A | #N/A | 88 | 68.96 | 5.0818 | #N/A | 0.001509 | 0.0002712% | 1 | 50% | 0% | 0% | 0% | 8.2745 | 0 | 0 | 0 | 8.2745 | #N/A
2007-10-03 09:01 | 10 | 3 | 9 | 276.3337 | 6609 | 55.04 | 51.08 | 1003 | 55.04 | 0 | 51.5185 | Cooling | 8.5864 | #N/A | #N/A | #N/A | #N/A | 0 | 0 | 0 | 0 | 0 | 51.5185 | #N/A | #N/A | 88 | 70.04 | 5.008 | #N/A | 0.15928 | 0.02862% | 1 | 50% | 0% | 0% | 0% | 8.2745 | 0 | 0 | 0 | 8.2745 | #N/A
2007-10-03 10:01 | 10 | 3 | 10 | 276.3754 | 6610 | 57.92 | 53.06 | 1001 | 57.92 | 0 | 192.7133 | Cooling | 32.1189 | #N/A | #N/A | #N/A | #N/A | 0 | 0 | 0 | 0 | 0 | 192.7133 | #N/A | #N/A | 88 | 72.92 | 4.8112 | #N/A | 0.5958 | 0.1071% | 1 | 50% | 0% | 0% | 0% | 8.2745 | 0 | 0 | 0 | 8.2745 | #N/A
2007-10-03 11:01 | 10 | 3 | 11 | 276.417 | 6611 | 57.92 | 53.06 | 1000 | 57.92 | 0 | 340.4829 | Cooling | 56.7471 | #N/A | #N/A | #N/A | #N/A | 0 | 0 | 0 | 0 | 0 | 340.4829 | #N/A | #N/A | 88 | 72.92 | 4.8112 | #N/A | 1.0526 | 0.1892% | 1 | 50% | 0% | 0% | 0% | 8.2745 | 0 | 0 | 0 | 8.2745 | #N/A
2007-10-03 12:01 | 10 | 3 | 12 | 276.4587 | 6612 | 60.98 | 53.96 | 999 | 60.98 | 0 | 420.3261 | Cooling | 70.0544 | #N/A | #N/A | #N/A | #N/A | 0 | 0 | 0 | 0 | 0 | 420.3261 | #N/A | #N/A | 88 | 75.98 | 4.6021 | #N/A | 1.2995 | 0.2335% | 1 | 50% | 0% | 0% | 0% | 8.2745 | 0 | 0 | 0 | 8.2745 | #N/A
2007-10-03 13:01 | 10 | 3 | 13 | 276.5004 | 6613 | 62.06 | 55.04 | 997 | 62.06 | 0 | 531.5653 | Cooling | 88.5942 | #N/A | #N/A | #N/A | #N/A | 0 | 0 | 0 | 0 | 0 | 531.5653 | #N/A | #N/A | 88 | 77.06 | 4.5283 | #N/A | 1.6434 | 0.2953% | 1 | 50% | 0% | 0% | 0% | 8.2745 | 0 | 0 | 0 | 8.2745 | #N/A
2007-10-03 14:01 | 10 | 3 | 14 | 276.542 | 6614 | 62.06 | 55.94 | 996 | 62.06 | 0 | 721.6377 | Cooling | 120.2729 | #N/A | #N/A | #N/A | #N/A | 0 | 0 | 0 | 0 | 0 | 721.6377 | #N/A | #N/A | 88 | 77.06 | 4.5283 | #N/A | 2.231 | 0.4009% | 1 | 50% | 0% | 0% | 0% | 8.2745 | 0 | 0 | 0 | 8.2745 | #N/A
2007-10-03 15:01 | 10 | 3 | 15 | 276.5837 | 6615 | 62.96 | 57.92 | 995 | 62.96 | 0 | 905.9472 | Cooling | 150.9912 | #N/A | #N/A | #N/A | #N/A | 0 | 0 | 0 | 0 | 0 | 905.9472 | #N/A | #N/A | 88 | 77.96 | 4.4668 | #N/A | 2.8008 | 0.5033% | 1 | 50% | 0% | 0% | 0% | 8.2745 | 0 | 0 | 0 | 8.2745 | #N/A
2007-10-03 16:01 | 10 | 3 | 16 | 276.6254 | 6616 | 62.96 | 57.92 | 994 | 62.96 | 0 | 1078.6443 | Cooling | 179.7741 | #N/A | #N/A | #N/A | #N/A | 0 | 0 | 0 | 0 | 0 | 1078.6443 | #N/A | #N/A | 88 | 77.96 | 4.4668 | #N/A | 3.3348 | 0.5992% | 1 | 50% | 0% | 0% | 0% | 8.2745 | 0 | 0 | 0 | 8.2745 | #N/A
2007-10-03 17:01 | 10 | 3 | 17 | 276.667 | 6617 | 62.96 | 59 | 993 | 62.96 | 0 | 1223.6437 | Cooling | 203.9406 | #N/A | #N/A | #N/A | #N/A | 0 | 0 | 0 | 0 | 0 | 1223.6437 | #N/A | #N/A | 88 | 77.96 | 4.4668 | #N/A | 3.783 | 0.6798% | 1 | 50% | 0% | 0% | 0% | 8.2745 | 0 | 0 | 0 | 8.2745 | #N/A
2007-10-03 18:01 | 10 | 3 | 18 | 276.7087 | 6618 | 60.98 | 60.08 | 992 | 60.98 | 0 | 1310.7695 | Cooling | 218.4616 | #N/A | #N/A | #N/A | #N/A | 0 | 0 | 0 | 0 | 0 | 1310.7695 | #N/A | #N/A | 88 | 75.98 | 4.6021 | #N/A | 4.0524 | 0.7282% | 1 | 50% | 0% | 0% | 0% | 8.2745 | 0 | 0 | 0 | 8.2745 | #N/A
2007-10-03 19:01 | 10 | 3 | 19 | 276.7504 | 6619 | 62.06 | 60.98 | 991 | 62.06 | 0 | 1357.0499 | Cooling | 226.175 | #N/A | #N/A | #N/A | #N/A | 0 | 0 | 0 | 0 | 0 | 1357.0499 | #N/A | #N/A | 88 | 77.06 | 4.5283 | #N/A | 4.1955 | 0.7539% | 1 | 50% | 0% | 0% | 0% | 8.2745 | 0 | 0 | 0 | 8.2745 | #N/A
2007-10-03 20:01 | 10 | 3 | 20 | 276.792 | 6620 | 62.06 | 60.98 | 991 | 62.06 | 0 | 1280.1957 | Cooling | 213.366 | #N/A | #N/A | #N/A | #N/A | 0 | 0 | 0 | 0 | 0 | 1280.1957 | #N/A | #N/A | 88 | 77.06 | 4.5283 | #N/A | 3.9579 | 0.7112% | 1 | 50% | 0% | 0% | 0% | 8.2745 | 0 | 0 | 0 | 8.2745 | #N/A
2007-10-03 21:01 | 10 | 3 | 21 | 276.8337 | 6621 | 60.98 | 62.06 | 990 | 60.98 | 0 | 1178.7366 | Cooling | 196.4561 | #N/A | #N/A | #N/A | #N/A | 0 | 0 | 0 | 0 | 0 | 1178.7366 | #N/A | #N/A | 88 | 75.98 | 4.6021 | #N/A | 3.6442 | 0.6549% | 1 | 50% | 0% | 0% | 0% | 8.2745 | 0 | 0 | 0 | 8.2745 | #N/A
2007-10-03 22:01 | 10 | 3 | 22 | 276.8754 | 6622 | 60.98 | 62.96 | 990 | 60.98 | 0 | 78.8036 | Cooling | 13.1339 | #N/A | #N/A | #N/A | #N/A | 0 | 0 | 0 | 0 | 0 | 78.8036 | #N/A | #N/A | 88 | 75.98 | 4.6021 | #N/A | 0.24363 | 0.04378% | 1 | 50% | 0% | 0% | 0% | 8.2745 | 0 | 0 | 0 | 8.2745 | #N/A
2007-10-03 23:01 | 10 | 3 | 23 | 276.917 | 6623 | 60.08 | 62.96 | 990 | 60.08 | 0 | 152.0494 | Cooling | 25.3416 | #N/A | #N/A | #N/A | #N/A | 0 | 0 | 0 | 0 | 0 | 152.0494 | #N/A | #N/A | 88 | 75.08 | 4.6636 | #N/A | 0.47008 | 0.08447% | 1 | 50% | 0% | 0% | 0% | 8.2745 | 0 | 0 | 0 | 8.2745 | #N/A
2007-10-04 00:01 | 10 | 4 | 0 | 276.9587 | 6624 | 60.08 | 62.96 | 990 | 60.08 | 0 | 135.9438 | Cooling | 22.6573 | #N/A | #N/A | #N/A | #N/A | 0 | 0 | 0 | 0 | 0 | 135.9438 | #N/A | #N/A | 88 | 75.08 | 4.6636 | #N/A | 0.42029 | 0.07552% | 1 | 50% | 0% | 0% | 0% | 8.2745 | 0 | 0 | 0 | 8.2745 | #N/A
2007-10-04 01:01 | 10 | 4 | 1 | 277.0004 | 6625 | 59 | 64.04 | 991 | 59 | 0 | 136.1001 | Cooling | 22.6834 | #N/A | #N/A | #N/A | #N/A | 0 | 0 | 0 | 0 | 0 | 136.1001 | #N/A | #N/A | 88 | 74 | 4.7374 | #N/A | 0.42077 | 0.07561% | 1 | 50% | 0% | 0% | 0% | 8.2745 | 0 | 0 | 0 | 8.2745 | #N/A
2007-10-04 02:01 | 10 | 4 | 2 | 277.0421 | 6626 | 59 | 64.04 | 991 | 59 | 0 | 134.5748 | Cooling | 22.4291 | #N/A | #N/A | #N/A | #N/A | 0 | 0 | 0 | 0 | 0 | 134.5748 | #N/A | #N/A | 88 | 74 | 4.7374 | #N/A | 0.41605 | 0.07476% | 1 | 50% | 0% | 0% | 0% | 8.2745 | 0 | 0 | 0 | 8.2745 | #N/A
2007-10-04 03:01 | 10 | 4 | 3 | 277.0837 | 6627 | 59 | 62.96 | 991 | 59 | 0 | 126.8222 | Cooling | 21.137 | #N/A | #N/A | #N/A | #N/A | 0 | 0 | 0 | 0 | 0 | 126.8222 | #N/A | #N/A | 88 | 74 | 4.7374 | #N/A | 0.39209 | 0.07046% | 1 | 50% | 0% | 0% | 0% | 8.2745 | 0 | 0 | 0 | 8.2745 | #N/A
2007-10-04 04:01 | 10 | 4 | 4 | 277.1254 | 6628 | 59 | 62.96 | 992 | 59 | 0 | 119.8634 | Cooling | 19.9772 | #N/A | #N/A | #N/A | #N/A | 0 | 0 | 0 | 0 | 0 | 119.8634 | #N/A | #N/A | 88 | 74 | 4.7374 | #N/A | 0.37057 | 0.06659% | 1 | 50% | 0% | 0% | 0% | 8.2745 | 0 | 0 | 0 | 8.2745 | #N/A
2007-10-04 05:01 | 10 | 4 | 5 | 277.1671 | 6629 | 59 | 62.06 | 992 | 59 | 0 | 158.6938 | Cooling | 26.449 | #N/A | #N/A | #N/A | #N/A | 0 | 0 | 0 | 0 | 0 | 158.6938 | #N/A | #N/A | 88 | 74 | 4.7374 | #N/A | 0.49062 | 0.08816% | 1 | 50% | 0% | 0% | 0% | 8.2745 | 0 | 0 | 0 | 8.2745 | #N/A
2007-10-04 06:01 | 10 | 4 | 6 | 277.2087 | 6630 | 57.2 | 59 | 993 | 57.2 | 0 | 1009.0979 | Cooling | 168.183 | #N/A | #N/A | #N/A | #N/A | 0 | 0 | 0 | 0 | 0 | 1009.0979 | #N/A | #N/A | 88 | 72.2 | 4.8604 | #N/A | 3.1198 | 0.5606% | 1 | 50% | 0% | 0% | 0% | 8.2745 | 0 | 0 | 0 | 8.2745 | #N/A
2007-10-04 07:01 | 10 | 4 | 7 | 277.2504 | 6631 | 59 | 57.02 | 993 | 59 | 0 | 709.474 | Cooling | 118.2457 | #N/A | #N/A | #N/A | #N/A | 0 | 0 | 0 | 0 | 0 | 709.474 | #N/A | #N/A | 88 | 74 | 4.7374 | #N/A | 2.1934 | 0.3942% | 1 | 50% | 0% | 0% | 0% | 8.2745 | 0 | 0 | 0 | 8.2745 | #N/A
2007-10-04 08:01 | 10 | 4 | 8 | 277.2921 | 6632 | 59 | 57.02 | 994 | 59 | 0 | 869.839 | Cooling | 144.9732 | #N/A | #N/A | #N/A | #N/A | 0 | 0 | 0 | 0 | 0 | 869.839 | #N/A | #N/A | 88 | 74 | 4.7374 | #N/A | 2.6892 | 0.4832% | 1 | 50% | 0% | 0% | 0% | 8.2745 | 0 | 0 | 0 | 8.2745 | #N/A
2007-10-04 09:01 | 10 | 4 | 9 | 277.3337 | 6633 | 62.96 | 55.04 | 994 | 62.96 | 0 | 717.3289 | Cooling | 119.5548 | #N/A | #N/A | #N/A | #N/A | 0 | 0 | 0 | 0 | 0 | 717.3289 | #N/A | #N/A | 88 | 77.96 | 4.4668 | #N/A | 2.2177 | 0.3985% | 1 | 50% | 0% | 0% | 0% | 8.2745 | 0 | 0 | 0 | 8.2745 | #N/A
2007-10-04 10:01 | 10 | 4 | 10 | 277.3754 | 6634 | 66.02 | 53.96 | 994 | 66.02 | 0 | 556.8832 | Cooling | 92.8139 | #N/A | #N/A | #N/A | #N/A | 0 | 0 | 0 | 0 | 0 | 556.8832 | #N/A | #N/A | 88 | 81.02 | 4.2577 | #N/A | 1.7217 | 0.3094% | 1 | 50% | 0% | 0% | 0% | 8.2745 | 0 | 0 | 0 | 8.2745 | #N/A
2007-10-04 11:01 | 10 | 4 | 11 | 277.4171 | 6635 | 66.02 | 55.04 | 993 | 66.02 | 0 | 641.5166 | Cooling | 106.9194 | #N/A | #N/A | #N/A | #N/A | 0 | 0 | 0 | 0 | 0 | 641.5166 | #N/A | #N/A | 88 | 81.02 | 4.2577 | #N/A | 1.9833 | 0.3564% | 1 | 50% | 0% | 0% | 0% | 8.2745 | 0 | 0 | 0 | 8.2745 | #N/A
2007-10-04 12:01 | 10 | 4 | 12 | 277.4587 | 6636 | 69.98 | 55.04 | 992 | 69.98 | 0 | 750.1971 | Cooling | 125.0329 | #N/A | #N/A | #N/A | #N/A | 0 | 0 | 0 | 0 | 0 | 750.1971 | #N/A | #N/A | 88 | 84.98 | 3.9871 | #N/A | 2.3193 | 0.4168% | 1 | 50% | 0% | 0% | 0% | 8.2745 | 0 | 0 | 0 | 8.2745 | #N/A
2007-10-04 13:01 | 10 | 4 | 13 | 277.5004 | 6637 | 69.08 | 55.94 | 990 | 69.08 | 0 | 919.3705 | Cooling | 153.2284 | #N/A | #N/A | #N/A | #N/A | 0 | 0 | 0 | 0 | 0 | 919.3705 | #N/A | #N/A | 88 | 84.08 | 4.0486 | #N/A | 2.8423 | 0.5108% | 1 | 50% | 0% | 0% | 0% | 8.2745 | 0 | 0 | 0 | 8.2745 | #N/A
2007-10-04 14:01 | 10 | 4 | 14 | 277.5421 | 6638 | 69.08 | 57.02 | 989 | 69.08 | 0 | 934.5529 | Cooling | 155.7588 | #N/A | #N/A | #N/A | #N/A | 0 | 0 | 0 | 0 | 0 | 934.5529 | #N/A | #N/A | 88 | 84.08 | 4.0486 | #N/A | 2.8893 | 0.5192% | 1 | 50% | 0% | 0% | 0% | 8.2745 | 0 | 0 | 0 | 8.2745 | #N/A
2007-10-04 15:01 | 10 | 4 | 15 | 277.5837 | 6639 | 71.96 | 55.94 | 988 | 71.96 | 0 | 783.9419 | Cooling | 130.657 | #N/A | #N/A | #N/A | #N/A | 0 | 0 | 0 | 0 | 0 | 783.9419 | #N/A | #N/A | 88 | 86.96 | 3.8518 | #N/A | 2.4237 | 0.4355% | 1 | 50% | 0% | 0% | 0% | 8.2745 | 0 | 0 | 0 | 8.2745 | #N/A
2007-10-04 16:01 | 10 | 4 | 16 | 277.6254 | 6640 | 71.06 | 57.02 | 988 | 71.06 | 0 | 786.0531 | Cooling | 131.0089 | #N/A | #N/A | #N/A | #N/A | 0 | 0 | 0 | 0 | 0 | 786.0531 | #N/A | #N/A | 88 | 86.06 | 3.9133 | #N/A | 2.4302 | 0.4367% | 1 | 50% | 0% | 0% | 0% | 8.2745 | 0 | 0 | 0 | 8.2745 | #N/A
2007-10-04 17:01 | 10 | 4 | 17 | 277.6671 | 6641 | 71.06 | 55.94 | 987 | 71.06 | 0 | 760.1455 | Cooling | 126.6909 | #N/A | #N/A | #N/A | #N/A | 0 | 0 | 0 | 0 | 0 | 760.1455 | #N/A | #N/A | 88 | 86.06 | 3.9133 | #N/A | 2.3501 | 0.4223% | 1 | 50% | 0% | 0% | 0% | 8.2745 | 0 | 0 | 0 | 8.2745 | #N/A
2007-10-04 18:01 | 10 | 4 | 18 | 277.7087 | 6642 | 66.02 | 53.96 | 988 | 66.02 | 0 | 512.4852 | Cooling | 85.4142 | #N/A | #N/A | #N/A | #N/A | 0 | 0 | 0 | 0 | 0 | 512.4852 | #N/A | #N/A | 88 | 81.02 | 4.2577 | #N/A | 1.5844 | 0.2847% | 1 | 50% | 0% | 0% | 0% | 8.2745 | 0 | 0 | 0 | 8.2745 | #N/A
2007-10-04 19:01 | 10 | 4 | 19 | 277.7504 | 6643 | 64.04 | 53.06 | 988 | 64.04 | 0 | 337.7344 | Cooling | 56.2891 | #N/A | #N/A | #N/A | #N/A | 0 | 0 | 0 | 0 | 0 | 337.7344 | #N/A | #N/A | 88 | 79.04 | 4.393 | #N/A | 1.0441 | 0.1876% | 1 | 50% | 0% | 0% | 0% | 8.2745 | 0 | 0 | 0 | 8.2745 | #N/A
2007-10-04 20:01 | 10 | 4 | 20 | 277.7921 | 6644 | 64.04 | 53.06 | 989 | 64.04 | 0 | 240.299 | Cooling | 40.0498 | #N/A | #N/A | #N/A | #N/A | 0 | 0 | 0 | 0 | 0 | 240.299 | #N/A | #N/A | 88 | 79.04 | 4.393 | #N/A | 0.74291 | 0.1335% | 1 | 50% | 0% | 0% | 0% | 8.2745 | 0 | 0 | 0 | 8.2745 | #N/A
2007-10-04 21:01 | 10 | 4 | 21 | 277.8337 | 6645 | 60.08 | 48.92 | 991 | 60.08 | 0 | 46.705 | Cooling | 7.7842 | #N/A | #N/A | #N/A | #N/A | 0 | 0 | 0 | 0 | 0 | 46.705 | #N/A | #N/A | 88 | 75.08 | 4.6636 | #N/A | 0.14439 | 0.02595% | 1 | 50% | 0% | 0% | 0% | 8.2745 | 0 | 0 | 0 | 8.2745 | #N/A
2007-10-04 22:01 | 10 | 4 | 22 | 277.8754 | 6646 | 59 | 46.94 | 991 | 59 | 0 | 0.01354 | Cooling | 0.0022567 | #N/A | #N/A | #N/A | #N/A | 0 | 0 | 0 | 0 | 0 | 0.01354 | #N/A | #N/A | 88 | 74 | 4.7374 | #N/A | 4.1862e-05 | 7.522e-06% | 1 | 50% | 0% | 0% | 0% | 8.2745 | 0 | 0 | 0 | 8.2745 | #N/A
2007-10-04 23:01 | 10 | 4 | 23 | 277.9171 | 6647 | 59 | 46.04 | 991 | 59 | 0 | 0.044176 | Cooling | 0.0073627 | #N/A | #N/A | #N/A | #N/A | 0 | 0 | 0 | 0 | 0 | 0.044176 | #N/A | #N/A | 88 | 74 | 4.7374 | #N/A | 0.00013658 | 2.454e-05% | 1 | 50% | 0% | 0% | 0% | 8.2745 | 0 | 0 | 0 | 8.2745 | #N/A
2007-10-05 00:01 | 10 | 5 | 0 | 277.9587 | 6648 | 59 | 46.04 | 992 | 59 | 0 | 0.032551 | Cooling | 0.0054252 | #N/A | #N/A | #N/A | #N/A | 0 | 0 | 0 | 0 | 0 | 0.032551 | #N/A | #N/A | 88 | 74 | 4.7374 | #N/A | 0.00010064 | 1.808e-05% | 1 | 50% | 0% | 0% | 0% | 8.2745 | 0 | 0 | 0 | 8.2745 | #N/A
2007-10-05 01:01 | 10 | 5 | 1 | 278.0004 | 6649 | 59 | 46.94 | 992 | 59 | 0 | 0.022549 | Cooling | 0.0037581 | #N/A | #N/A | #N/A | #N/A | 0 | 0 | 0 | 0 | 0 | 0.022549 | #N/A | #N/A | 88 | 74 | 4.7374 | #N/A | 6.9712e-05 | 1.253e-05% | 1 | 50% | 0% | 0% | 0% | 8.2745 | 0 | 0 | 0 | 8.2745 | #N/A
2007-10-05 02:01 | 10 | 5 | 2 | 278.0421 | 6650 | 59 | 46.04 | 992 | 59 | 0 | 0.020033 | Cooling | 0.0033388 | #N/A | #N/A | #N/A | #N/A | 0 | 0 | 0 | 0 | 0 | 0.020033 | #N/A | #N/A | 88 | 74 | 4.7374 | #N/A | 6.1933e-05 | 1.113e-05% | 1 | 50% | 0% | 0% | 0% | 8.2745 | 0 | 0 | 0 | 8.2745 | #N/A
2007-10-05 03:01 | 10 | 5 | 3 | 278.0837 | 6651 | 57.02 | 46.04 | 993 | 57.02 | 0 | 0.018697 | Cooling | 0.0031162 | #N/A | #N/A | #N/A | #N/A | 0 | 0 | 0 | 0 | 0 | 0.018697 | #N/A | #N/A | 88 | 72.02 | 4.8727 | #N/A | 5.7805e-05 | 1.039e-05% | 1 | 50% | 0% | 0% | 0% | 8.2745 | 0 | 0 | 0 | 8.2745 | #N/A
2007-10-05 04:01 | 10 | 5 | 4 | 278.1254 | 6652 | 57.02 | 44.96 | 993 | 57.02 | 0 | 0.02178 | Cooling | 0.00363 | #N/A | #N/A | #N/A | #N/A | 0 | 0 | 0 | 0 | 0 | 0.02178 | #N/A | #N/A | 88 | 72.02 | 4.8727 | #N/A | 6.7335e-05 | 1.21e-05% | 1 | 50% | 0% | 0% | 0% | 8.2745 | 0 | 0 | 0 | 8.2745 | #N/A
2007-10-05 05:01 | 10 | 5 | 5 | 278.1671 | 6653 | 57.02 | 44.96 | 994 | 57.02 | 0 | 0.032374 | Cooling | 0.0053957 | #N/A | #N/A | #N/A | #N/A | 0 | 0 | 0 | 0 | 0 | 0.032374 | #N/A | #N/A | 88 | 72.02 | 4.8727 | #N/A | 0.00010009 | 1.799e-05% | 1 | 50% | 0% | 0% | 0% | 8.2745 | 0 | 0 | 0 | 8.2745 | #N/A
2007-10-05 06:01 | 10 | 5 | 6 | 278.2087 | 6654 | 57.02 | 44.96 | 994 | 57.02 | 1.6241 | 0 | Heating | 0.21654 | #N/A | #N/A | #N/A | #N/A | 1.6241 | #N/A | #N/A | 5.2534 | #N/A | 0 | 0 | 0 | 0 | 0 | 0 | 0 | 0 | 0.0007218% | 1 | 50% | 0% | 0% | 0% | 8.2745 | 0 | 0 | 0 | 8.2745 | #N/A
2007-10-05 07:01 | 10 | 5 | 7 | 278.2504 | 6655 | 57.92 | 46.04 | 995 | 57.92 | 0 | 0.041407 | Cooling | 0.0069012 | #N/A | #N/A | #N/A | #N/A | 0 | 0 | 0 | 0 | 0 | 0.041407 | #N/A | #N/A | 88 | 72.92 | 4.8112 | #N/A | 0.00012802 | 2.3e-05% | 1 | 50% | 0% | 0% | 0% | 8.2745 | 0 | 0 | 0 | 8.2745 | #N/A
2007-10-05 08:01 | 10 | 5 | 8 | 278.2921 | 6656 | 57.92 | 44.96 | 995 | 57.92 | 0 | 0.096621 | Cooling | 0.016104 | #N/A | #N/A | #N/A | #N/A | 0 | 0 | 0 | 0 | 0 | 0.096621 | #N/A | #N/A | 88 | 72.92 | 4.8112 | #N/A | 0.00029872 | 5.368e-05% | 1 | 50% | 0% | 0% | 0% | 8.2745 | 0 | 0 | 0 | 8.2745 | #N/A
2007-10-05 09:01 | 10 | 5 | 9 | 278.3337 | 6657 | 62.06 | 44.96 | 995 | 62.06 | 0 | 0.10549 | Cooling | 0.017582 | #N/A | #N/A | #N/A | #N/A | 0 | 0 | 0 | 0 | 0 | 0.10549 | #N/A | #N/A | 88 | 77.06 | 4.5283 | #N/A | 0.00032614 | 5.861e-05% | 1 | 50% | 0% | 0% | 0% | 8.2745 | 0 | 0 | 0 | 8.2745 | #N/A
2007-10-05 10:01 | 10 | 5 | 10 | 278.3754 | 6658 | 62.96 | 41 | 995 | 62.96 | 0 | 0.177 | Cooling | 0.0295 | #N/A | #N/A | #N/A | #N/A | 0 | 0 | 0 | 0 | 0 | 0.177 | #N/A | #N/A | 88 | 77.96 | 4.4668 | #N/A | 0.00054722 | 9.833e-05% | 1 | 50% | 0% | 0% | 0% | 8.2745 | 0 | 0 | 0 | 8.2745 | #N/A
2007-10-05 11:01 | 10 | 5 | 11 | 278.4171 | 6659 | 62.96 | 42.08 | 996 | 62.96 | 0 | 0.13999 | Cooling | 0.023332 | #N/A | #N/A | #N/A | #N/A | 0 | 0 | 0 | 0 | 0 | 0.13999 | #N/A | #N/A | 88 | 77.96 | 4.4668 | #N/A | 0.0004328 | 7.777e-05% | 1 | 50% | 0% | 0% | 0% | 8.2745 | 0 | 0 | 0 | 8.2745 | #N/A
2007-10-05 12:01 | 10 | 5 | 12 | 278.4587 | 6660 | 62.96 | 42.08 | 996 | 62.96 | 0 | 0.088255 | Cooling | 0.014709 | #N/A | #N/A | #N/A | #N/A | 0 | 0 | 0 | 0 | 0 | 0.088255 | #N/A | #N/A | 88 | 77.96 | 4.4668 | #N/A | 0.00027285 | 4.903e-05% | 1 | 50% | 0% | 0% | 0% | 8.2745 | 0 | 0 | 0 | 8.2745 | #N/A
2007-10-05 13:01 | 10 | 5 | 13 | 278.5004 | 6661 | 64.4 | 46.04 | 995 | 64.4 | 0 | 0.010641 | Cooling | 0.0017736 | #N/A | #N/A | #N/A | #N/A | 0 | 0 | 0 | 0 | 0 | 0.010641 | #N/A | #N/A | 88 | 79.4 | 4.3684 | #N/A | 3.2899e-05 | 5.912e-06% | 1 | 50% | 0% | 0% | 0% | 8.2745 | 0 | 0 | 0 | 8.2745 | #N/A
2007-10-05 14:01 | 10 | 5 | 14 | 278.5421 | 6662 | 64.94 | 41 | 994 | 64.94 | 0 | 0.0073078 | Cooling | 0.001218 | #N/A | #N/A | #N/A | #N/A | 0 | 0 | 0 | 0 | 0 | 0.0073078 | #N/A | #N/A | 88 | 79.94 | 4.3315 | #N/A | 2.2593e-05 | 4.06e-06% | 1 | 50% | 0% | 0% | 0% | 8.2745 | 0 | 0 | 0 | 8.2745 | #N/A
2007-10-05 15:01 | 10 | 5 | 15 | 278.5837 | 6663 | 66.92 | 41 | 994 | 66.92 | 0 | 0.0028192 | Cooling | 0.00046987 | #N/A | #N/A | #N/A | #N/A | 0 | 0 | 0 | 0 | 0 | 0.0028192 | #N/A | #N/A | 88 | 81.92 | 4.1962 | #N/A | 8.716e-06 | 1.566e-06% | 1 | 50% | 0% | 0% | 0% | 8.2745 | 0 | 0 | 0 | 8.2745 | #N/A
2007-10-05 16:01 | 10 | 5 | 16 | 278.6254 | 6664 | 66.02 | 41 | 994 | 66.02 | 0 | 0 | Cooling | 0 | #N/A | #N/A | #N/A | #N/A | 0 | 0 | 0 | 0 | 0 | 0 | #N/A | #N/A | 88 | 81.02 | 4.2577 | #N/A | 0 | 0% | 1 | 50% | 0% | 0% | 0% | 8.2745 | 0 | 0 | 0 | 8.2745 | #N/A
2007-10-05 17:01 | 10 | 5 | 17 | 278.6671 | 6665 | 66.02 | 39.92 | 993 | 66.02 | 0 | 0 | Cooling | 0 | #N/A | #N/A | #N/A | #N/A | 0 | 0 | 0 | 0 | 0 | 0 | #N/A | #N/A | 88 | 81.02 | 4.2577 | #N/A | 0 | 0% | 1 | 50% | 0% | 0% | 0% | 8.2745 | 0 | 0 | 0 | 8.2745 | #N/A
2007-10-05 18:01 | 10 | 5 | 18 | 278.7087 | 6666 | 64.04 | 42.98 | 993 | 64.04 | 0 | 0 | Cooling | 0 | #N/A | #N/A | #N/A | #N/A | 0 | 0 | 0 | 0 | 0 | 0 | #N/A | #N/A | 88 | 79.04 | 4.393 | #N/A | 0 | 0% | 1 | 50% | 0% | 0% | 0% | 8.2745 | 0 | 0 | 0 | 8.2745 | #N/A
2007-10-05 19:01 | 10 | 5 | 19 | 278.7504 | 6667 | 62.96 | 42.98 | 992 | 62.96 | 0 | 0 | Cooling | 0 | #N/A | #N/A | #N/A | #N/A | 0 | 0 | 0 | 0 | 0 | 0 | #N/A | #N/A | 88 | 77.96 | 4.4668 | #N/A | 0 | 0% | 1 | 50% | 0% | 0% | 0% | 8.2745 | 0 | 0 | 0 | 8.2745 | #N/A
2007-10-05 20:01 | 10 | 5 | 20 | 278.7921 | 6668 | 62.06 | 42.98 | 992 | 62.06 | 0 | 0 | Cooling | 0 | #N/A | #N/A | #N/A | #N/A | 0 | 0 | 0 | 0 | 0 | 0 | #N/A | #N/A | 88 | 77.06 | 4.5283 | #N/A | 0 | 0% | 1 | 50% | 0% | 0% | 0% | 8.2745 | 0 | 0 | 0 | 8.2745 | #N/A
2007-10-05 21:01 | 10 | 5 | 21 | 278.8337 | 6669 | 59 | 42.08 | 991 | 59 | 0 | 0 | Cooling | 0 | #N/A | #N/A | #N/A | #N/A | 0 | 0 | 0 | 0 | 0 | 0 | #N/A | #N/A | 88 | 74 | 4.7374 | #N/A | 0 | 0% | 1 | 50% | 0% | 0% | 0% | 8.2745 | 0 | 0 | 0 | 8.2745 | #N/A
2007-10-05 22:01 | 10 | 5 | 22 | 278.8754 | 6670 | 57.92 | 42.08 | 990 | 57.92 | 0 | 0 | Cooling | 0 | #N/A | #N/A | #N/A | #N/A | 0 | 0 | 0 | 0 | 0 | 0 | #N/A | #N/A | 88 | 72.92 | 4.8112 | #N/A | 0 | 0% | 1 | 50% | 0% | 0% | 0% | 8.2745 | 0 | 0 | 0 | 8.2745 | #N/A
2007-10-05 23:01 | 10 | 5 | 23 | 278.9171 | 6671 | 57.92 | 44.06 | 989 | 57.92 | 0 | 0 | Cooling | 0 | #N/A | #N/A | #N/A | #N/A | 0 | 0 | 0 | 0 | 0 | 0 | #N/A | #N/A | 88 | 72.92 | 4.8112 | #N/A | 0 | 0% | 1 | 50% | 0% | 0% | 0% | 8.2745 | 0 | 0 | 0 | 8.2745 | #N/A
2007-10-06 00:01 | 10 | 6 | 0 | 278.9587 | 6672 | 53.96 | 44.96 | 987 | 53.96 | 0 | 0 | Cooling | 0 | #N/A | #N/A | #N/A | #N/A | 0 | 0 | 0 | 0 | 0 | 0 | #N/A | #N/A | 88 | 68.96 | 5.0818 | #N/A | 0 | 0% | 1 | 50% | 0% | 0% | 0% | 8.2745 | 0 | 0 | 0 | 8.2745 | #N/A
2007-10-06 01:01 | 10 | 6 | 1 | 279.0004 | 6673 | 52.34 | 46.94 | 989 | 52.34 | 0 | 0 | Cooling | 0 | #N/A | #N/A | #N/A | #N/A | 0 | 0 | 0 | 0 | 0 | 0 | #N/A | #N/A | 88 | 67.34 | 5.1925 | #N/A | 0 | 0% | 1 | 50% | 0% | 0% | 0% | 8.2745 | 0 | 0 | 0 | 8.2745 | #N/A
2007-10-06 02:01 | 10 | 6 | 2 | 279.0421 | 6674 | 52.34 | 42.98 | 990 | 52.34 | 0 | 0 | Cooling | 0 | #N/A | #N/A | #N/A | #N/A | 0 | 0 | 0 | 0 | 0 | 0 | #N/A | #N/A | 88 | 67.34 | 5.1925 | #N/A | 0 | 0% | 1 | 50% | 0% | 0% | 0% | 8.2745 | 0 | 0 | 0 | 8.2745 | #N/A
2007-10-06 03:01 | 10 | 6 | 3 | 279.0837 | 6675 | 51.08 | 42.08 | 990 | 51.08 | 0 | 0 | Cooling | 0 | #N/A | #N/A | #N/A | #N/A | 0 | 0 | 0 | 0 | 0 | 0 | #N/A | #N/A | 88 | 66.08 | 5.2786 | #N/A | 0 | 0% | 1 | 50% | 0% | 0% | 0% | 8.2745 | 0 | 0 | 0 | 8.2745 | #N/A
2007-10-06 04:01 | 10 | 6 | 4 | 279.1254 | 6676 | 48.56 | 41 | 990 | 48.56 | 0 | 0 | Cooling | 0 | #N/A | #N/A | #N/A | #N/A | 0 | 0 | 0 | 0 | 0 | 0 | #N/A | #N/A | 88 | 63.56 | 5.4508 | #N/A | 0 | 0% | 1 | 50% | 0% | 0% | 0% | 8.2745 | 0 | 0 | 0 | 8.2745 | #N/A
2007-10-06 05:01 | 10 | 6 | 5 | 279.1671 | 6677 | 48.02 | 37.94 | 991 | 48.02 | 0 | 0 | Cooling | 0 | #N/A | #N/A | #N/A | #N/A | 0 | 0 | 0 | 0 | 0 | 0 | #N/A | #N/A | 88 | 63.02 | 5.4877 | #N/A | 0 | 0% | 1 | 50% | 0% | 0% | 0% | 8.2745 | 0 | 0 | 0 | 8.2745 | #N/A
2007-10-06 06:01 | 10 | 6 | 6 | 279.2087 | 6678 | 46.04 | 39.02 | 991 | 46.04 | 0 | 0.0075884 | Cooling | 0.0012647 | #N/A | #N/A | #N/A | #N/A | 0 | 0 | 0 | 0 | 0 | 0.0075884 | #N/A | #N/A | 88 | 61.04 | 5.623 | #N/A | 2.346e-05 | 4.216e-06% | 1 | 50% | 0% | 0% | 0% | 8.2745 | 0 | 0 | 0 | 8.2745 | #N/A
2007-10-06 07:01 | 10 | 6 | 7 | 279.2504 | 6679 | 48.02 | 39.02 | 992 | 48.02 | 0 | 0.014974 | Cooling | 0.0024957 | #N/A | #N/A | #N/A | #N/A | 0 | 0 | 0 | 0 | 0 | 0.014974 | #N/A | #N/A | 88 | 63.02 | 5.4877 | #N/A | 4.6294e-05 | 8.319e-06% | 1 | 50% | 0% | 0% | 0% | 8.2745 | 0 | 0 | 0 | 8.2745 | #N/A
2007-10-06 08:01 | 10 | 6 | 8 | 279.2921 | 6680 | 48.02 | 39.92 | 993 | 48.02 | 0 | 0.010312 | Cooling | 0.0017187 | #N/A | #N/A | #N/A | #N/A | 0 | 0 | 0 | 0 | 0 | 0.010312 | #N/A | #N/A | 88 | 63.02 | 5.4877 | #N/A | 3.1882e-05 | 5.729e-06% | 1 | 50% | 0% | 0% | 0% | 8.2745 | 0 | 0 | 0 | 8.2745 | #N/A
2007-10-06 09:01 | 10 | 6 | 9 | 279.3337 | 6681 | 55.04 | 37.94 | 994 | 55.04 | 0 | 0.002608 | Cooling | 0.00043466 | #N/A | #N/A | #N/A | #N/A | 0 | 0 | 0 | 0 | 0 | 0.002608 | #N/A | #N/A | 88 | 70.04 | 5.008 | #N/A | 8.0629e-06 | 1.449e-06% | 1 | 50% | 0% | 0% | 0% | 8.2745 | 0 | 0 | 0 | 8.2745 | #N/A
2007-10-06 10:01 | 10 | 6 | 10 | 279.3754 | 6682 | 60.08 | 33.98 | 996 | 60.08 | 0 | 0 | Cooling | 0 | #N/A | #N/A | #N/A | #N/A | 0 | 0 | 0 | 0 | 0 | 0 | #N/A | #N/A | 88 | 75.08 | 4.6636 | #N/A | 0 | 0% | 1 | 50% | 0% | 0% | 0% | 8.2745 | 0 | 0 | 0 | 8.2745 | #N/A
2007-10-06 11:01 | 10 | 6 | 11 | 279.4171 | 6683 | 60.08 | 33.08 | 997 | 60.08 | 0 | 0 | Cooling | 0 | #N/A | #N/A | #N/A | #N/A | 0 | 0 | 0 | 0 | 0 | 0 | #N/A | #N/A | 88 | 75.08 | 4.6636 | #N/A | 0 | 0% | 1 | 50% | 0% | 0% | 0% | 8.2745 | 0 | 0 | 0 | 8.2745 | #N/A
2007-10-06 12:01 | 10 | 6 | 12 | 279.4587 | 6684 | 66.92 | 33.08 | 998 | 66.92 | 0 | 0 | Cooling | 0 | #N/A | #N/A | #N/A | #N/A | 0 | 0 | 0 | 0 | 0 | 0 | #N/A | #N/A | 88 | 81.92 | 4.1962 | #N/A | 0 | 0% | 1 | 50% | 0% | 0% | 0% | 8.2745 | 0 | 0 | 0 | 8.2745 | #N/A
2007-10-06 13:01 | 10 | 6 | 13 | 279.5004 | 6685 | 68 | 30.92 | 999 | 68 | 0 | 0 | Cooling | 0 | #N/A | #N/A | #N/A | #N/A | 0 | 0 | 0 | 0 | 0 | 0 | #N/A | #N/A | 88 | 83 | 4.1224 | #N/A | 0 | 0% | 1 | 50% | 0% | 0% | 0% | 8.2745 | 0 | 0 | 0 | 8.2745 | #N/A
2007-10-06 14:01 | 10 | 6 | 14 | 279.5421 | 6686 | 68 | 30.02 | 1000 | 68 | 0 | 0 | Cooling | 0 | #N/A | #N/A | #N/A | #N/A | 0 | 0 | 0 | 0 | 0 | 0 | #N/A | #N/A | 88 | 83 | 4.1224 | #N/A | 0 | 0% | 1 | 50% | 0% | 0% | 0% | 8.2745 | 0 | 0 | 0 | 8.2745 | #N/A
2007-10-06 15:01 | 10 | 6 | 15 | 279.5837 | 6687 | 69.98 | 28.94 | 1001 | 69.98 | 0 | 0 | Cooling | 0 | #N/A | #N/A | #N/A | #N/A | 0 | 0 | 0 | 0 | 0 | 0 | #N/A | #N/A | 88 | 84.98 | 3.9871 | #N/A | 0 | 0% | 1 | 50% | 0% | 0% | 0% | 8.2745 | 0 | 0 | 0 | 8.2745 | #N/A
2007-10-06 16:01 | 10 | 6 | 16 | 279.6254 | 6688 | 71.06 | 28.94 | 1002 | 71.06 | 0 | 0 | Cooling | 0 | #N/A | #N/A | #N/A | #N/A | 0 | 0 | 0 | 0 | 0 | 0 | #N/A | #N/A | 88 | 86.06 | 3.9133 | #N/A | 0 | 0% | 1 | 50% | 0% | 0% | 0% | 8.2745 | 0 | 0 | 0 | 8.2745 | #N/A
2007-10-06 17:01 | 10 | 6 | 17 | 279.6671 | 6689 | 71.06 | 28.94 | 1002 | 71.06 | 0 | 0 | Cooling | 0 | #N/A | #N/A | #N/A | #N/A | 0 | 0 | 0 | 0 | 0 | 0 | #N/A | #N/A | 88 | 86.06 | 3.9133 | #N/A | 0 | 0% | 1 | 50% | 0% | 0% | 0% | 8.2745 | 0 | 0 | 0 | 8.2745 | #N/A
2007-10-06 18:01 | 10 | 6 | 18 | 279.7087 | 6690 | 60.98 | 30.02 | 1003 | 60.98 | 0 | 0 | Cooling | 0 | #N/A | #N/A | #N/A | #N/A | 0 | 0 | 0 | 0 | 0 | 0 | #N/A | #N/A | 88 | 75.98 | 4.6021 | #N/A | 0 | 0% | 1 | 50% | 0% | 0% | 0% | 8.2745 | 0 | 0 | 0 | 8.2745 | #N/A
2007-10-06 19:01 | 10 | 6 | 19 | 279.7504 | 6691 | 60.08 | 30.92 | 1003 | 60.08 | 0 | 0 | Cooling | 0 | #N/A | #N/A | #N/A | #N/A | 0 | 0 | 0 | 0 | 0 | 0 | #N/A | #N/A | 88 | 75.08 | 4.6636 | #N/A | 0 | 0% | 1 | 50% | 0% | 0% | 0% | 8.2745 | 0 | 0 | 0 | 8.2745 | #N/A
2007-10-06 20:01 | 10 | 6 | 20 | 279.7921 | 6692 | 60.08 | 32 | 1004 | 60.08 | 0 | 0 | Cooling | 0 | #N/A | #N/A | #N/A | #N/A | 0 | 0 | 0 | 0 | 0 | 0 | #N/A | #N/A | 88 | 75.08 | 4.6636 | #N/A | 0 | 0% | 1 | 50% | 0% | 0% | 0% | 8.2745 | 0 | 0 | 0 | 8.2745 | #N/A
2007-10-06 21:01 | 10 | 6 | 21 | 279.8337 | 6693 | 55.94 | 33.98 | 1004 | 55.94 | 0 | 0 | Cooling | 0 | #N/A | #N/A | #N/A | #N/A | 0 | 0 | 0 | 0 | 0 | 0 | #N/A | #N/A | 88 | 70.94 | 4.9465 | #N/A | 0 | 0% | 1 | 50% | 0% | 0% | 0% | 8.2745 | 0 | 0 | 0 | 8.2745 | #N/A
2007-10-06 22:01 | 10 | 6 | 22 | 279.8754 | 6694 | 53.06 | 35.06 | 1005 | 53.06 | 0 | 0 | Cooling | 0 | #N/A | #N/A | #N/A | #N/A | 0 | 0 | 0 | 0 | 0 | 0 | #N/A | #N/A | 88 | 68.06 | 5.1433 | #N/A | 0 | 0% | 1 | 50% | 0% | 0% | 0% | 8.2745 | 0 | 0 | 0 | 8.2745 | #N/A
2007-10-06 23:01 | 10 | 6 | 23 | 279.9171 | 6695 | 53.06 | 35.06 | 1005 | 53.06 | 0 | 0 | Cooling | 0 | #N/A | #N/A | #N/A | #N/A | 0 | 0 | 0 | 0 | 0 | 0 | #N/A | #N/A | 88 | 68.06 | 5.1433 | #N/A | 0 | 0% | 1 | 50% | 0% | 0% | 0% | 8.2745 | 0 | 0 | 0 | 8.2745 | #N/A
2007-10-07 00:01 | 10 | 7 | 0 | 279.9587 | 6696 | 48.92 | 33.98 | 1005 | 48.92 | 0 | 0 | Cooling | 0 | #N/A | #N/A | #N/A | #N/A | 0 | 0 | 0 | 0 | 0 | 0 | #N/A | #N/A | 88 | 63.92 | 5.4262 | #N/A | 0 | 0% | 1 | 50% | 0% | 0% | 0% | 8.2745 | 0 | 0 | 0 | 8.2745 | #N/A
2007-10-07 01:01 | 10 | 7 | 1 | 280.0004 | 6697 | 48.92 | 32 | 1005 | 48.92 | 0 | 0 | Cooling | 0 | #N/A | #N/A | #N/A | #N/A | 0 | 0 | 0 | 0 | 0 | 0 | #N/A | #N/A | 88 | 63.92 | 5.4262 | #N/A | 0 | 0% | 1 | 50% | 0% | 0% | 0% | 8.2745 | 0 | 0 | 0 | 8.2745 | #N/A
2007-10-07 02:01 | 10 | 7 | 2 | 280.0421 | 6698 | 48.92 | 30.02 | 1006 | 48.92 | 0 | 0 | Cooling | 0 | #N/A | #N/A | #N/A | #N/A | 0 | 0 | 0 | 0 | 0 | 0 | #N/A | #N/A | 88 | 63.92 | 5.4262 | #N/A | 0 | 0% | 1 | 50% | 0% | 0% | 0% | 8.2745 | 0 | 0 | 0 | 8.2745 | #N/A
2007-10-07 03:01 | 10 | 7 | 3 | 280.0837 | 6699 | 46.94 | 35.06 | 1005 | 46.94 | 0 | 0 | Cooling | 0 | #N/A | #N/A | #N/A | #N/A | 0 | 0 | 0 | 0 | 0 | 0 | #N/A | #N/A | 88 | 61.94 | 5.5615 | #N/A | 0 | 0% | 1 | 50% | 0% | 0% | 0% | 8.2745 | 0 | 0 | 0 | 8.2745 | #N/A
2007-10-07 04:01 | 10 | 7 | 4 | 280.1254 | 6700 | 44.96 | 35.96 | 1006 | 44.96 | 0 | 0 | Cooling | 0 | #N/A | #N/A | #N/A | #N/A | 0 | 0 | 0 | 0 | 0 | 0 | #N/A | #N/A | 88 | 59.96 | 5.6968 | #N/A | 0 | 0% | 1 | 50% | 0% | 0% | 0% | 8.2745 | 0 | 0 | 0 | 8.2745 | #N/A
2007-10-07 05:01 | 10 | 7 | 5 | 280.1671 | 6701 | 44.96 | 32 | 1007 | 44.96 | 0 | 0 | Cooling | 0 | #N/A | #N/A | #N/A | #N/A | 0 | 0 | 0 | 0 | 0 | 0 | #N/A | #N/A | 88 | 59.96 | 5.6968 | #N/A | 0 | 0% | 1 | 50% | 0% | 0% | 0% | 8.2745 | 0 | 0 | 0 | 8.2745 | #N/A
2007-10-07 06:01 | 10 | 7 | 6 | 280.2087 | 6702 | 44.06 | 35.96 | 1007 | 44.06 | 236.543 | 0 | Heating | 31.5391 | #N/A | #N/A | #N/A | #N/A | 236.543 | #N/A | #N/A | 4.0174 | #N/A | 0 | 0 | 0 | 0 | 0 | 0 | 0 | 0 | 0.1051% | 1 | 50% | 0% | 0% | 0% | 8.2745 | 0 | 0 | 0 | 8.2745 | #N/A
2007-10-07 07:01 | 10 | 7 | 7 | 280.2504 | 6703 | 42.98 | 33.98 | 1008 | 42.98 | 92.5233 | 0 | Heating | 12.3364 | #N/A | #N/A | #N/A | #N/A | 92.5233 | #N/A | #N/A | 3.9388 | #N/A | 0 | 0 | 0 | 0 | 0 | 0 | 0 | 0 | 0.04112% | 1 | 50% | 0% | 0% | 0% | 8.2745 | 0 | 0 | 0 | 8.2745 | #N/A
2007-10-07 08:01 | 10 | 7 | 8 | 280.2921 | 6704 | 44.96 | 35.96 | 1008 | 44.96 | 6.5074 | 0 | Heating | 0.86765 | #N/A | #N/A | #N/A | #N/A | 6.5074 | #N/A | #N/A | 4.0856 | #N/A | 0 | 0 | 0 | 0 | 0 | 0 | 0 | 0 | 0.002892% | 1 | 50% | 0% | 0% | 0% | 8.2745 | 0 | 0 | 0 | 8.2745 | #N/A
2007-10-07 09:01 | 10 | 7 | 9 | 280.3337 | 6705 | 55.04 | 35.06 | 1008 | 55.04 | 2.1381 | 0 | Heating | 0.28508 | #N/A | #N/A | #N/A | #N/A | 2.1381 | #N/A | #N/A | 5.0265 | #N/A | 0 | 0 | 0 | 0 | 0 | 0 | 0 | 0 | 0.0009503% | 1 | 50% | 0% | 0% | 0% | 8.2745 | 0 | 0 | 0 | 8.2745 | #N/A
2007-10-07 10:01 | 10 | 7 | 10 | 280.3754 | 6706 | 60.98 | 35.06 | 1008 | 60.98 | 1.0231 | 0 | Heating | 0.13642 | #N/A | #N/A | #N/A | #N/A | 1.0231 | #N/A | #N/A | 5.753 | #N/A | 0 | 0 | 0 | 0 | 0 | 0 | 0 | 0 | 0.0004547% | 1 | 50% | 0% | 0% | 0% | 8.2745 | 0 | 0 | 0 | 8.2745 | #N/A
2007-10-07 11:01 | 10 | 7 | 11 | 280.4171 | 6707 | 60.98 | 33.08 | 1008 | 60.98 | 0 | 0.17458 | Cooling | 0.029097 | #N/A | #N/A | #N/A | #N/A | 0 | 0 | 0 | 0 | 0 | 0.17458 | #N/A | #N/A | 88 | 75.98 | 4.6021 | #N/A | 0.00053975 | 9.699e-05% | 1 | 50% | 0% | 0% | 0% | 8.2745 | 0 | 0 | 0 | 8.2745 | #N/A
2007-10-07 12:01 | 10 | 7 | 12 | 280.4587 | 6708 | 68 | 33.08 | 1007 | 68 | 0 | 0.059725 | Cooling | 0.0099542 | #N/A | #N/A | #N/A | #N/A | 0 | 0 | 0 | 0 | 0 | 0.059725 | #N/A | #N/A | 88 | 83 | 4.1224 | #N/A | 0.00018465 | 3.318e-05% | 1 | 50% | 0% | 0% | 0% | 8.2745 | 0 | 0 | 0 | 8.2745 | #N/A
2007-10-07 13:01 | 10 | 7 | 13 | 280.5004 | 6709 | 69.98 | 33.98 | 1007 | 69.98 | 0 | 1.3144 | Cooling | 0.21906 | #N/A | #N/A | #N/A | #N/A | 0 | 0 | 0 | 0 | 0 | 1.3144 | #N/A | #N/A | 88 | 84.98 | 3.9871 | #N/A | 0.0040636 | 0.0007302% | 1 | 50% | 0% | 0% | 0% | 8.2745 | 0 | 0 | 0 | 8.2745 | #N/A
2007-10-07 14:01 | 10 | 7 | 14 | 280.5421 | 6710 | 69.98 | 33.98 | 1007 | 69.98 | 0 | 7.5064 | Cooling | 1.2511 | #N/A | #N/A | #N/A | #N/A | 0 | 0 | 0 | 0 | 0 | 7.5064 | #N/A | #N/A | 88 | 84.98 | 3.9871 | #N/A | 0.023207 | 0.00417% | 1 | 50% | 0% | 0% | 0% | 8.2745 | 0 | 0 | 0 | 8.2745 | #N/A
2007-10-07 15:01 | 10 | 7 | 15 | 280.5837 | 6711 | 73.04 | 35.06 | 1006 | 73.04 | 0 | 14.2467 | Cooling | 2.3745 | #N/A | #N/A | #N/A | #N/A | 0 | 0 | 0 | 0 | 0 | 14.2467 | #N/A | #N/A | 88 | 88.04 | 3.778 | #N/A | 0.044046 | 0.007915% | 1 | 50% | 0% | 0% | 0% | 8.2745 | 0 | 0 | 0 | 8.2745 | #N/A
2007-10-07 16:01 | 10 | 7 | 16 | 280.6254 | 6712 | 71.96 | 35.06 | 1006 | 71.96 | 0 | 39.3162 | Cooling | 6.5527 | #N/A | #N/A | #N/A | #N/A | 0 | 0 | 0 | 0 | 0 | 39.3162 | #N/A | #N/A | 88 | 86.96 | 3.8518 | #N/A | 0.12155 | 0.02184% | 1 | 50% | 0% | 0% | 0% | 8.2745 | 0 | 0 | 0 | 8.2745 | #N/A
2007-10-07 17:01 | 10 | 7 | 17 | 280.6671 | 6713 | 71.96 | 35.96 | 1005 | 71.96 | 0 | 12.0144 | Cooling | 2.0024 | #N/A | #N/A | #N/A | #N/A | 0 | 0 | 0 | 0 | 0 | 12.0144 | #N/A | #N/A | 88 | 86.96 | 3.8518 | #N/A | 0.037144 | 0.006675% | 1 | 50% | 0% | 0% | 0% | 8.2745 | 0 | 0 | 0 | 8.2745 | #N/A
2007-10-07 18:01 | 10 | 7 | 18 | 280.7087 | 6714 | 60.98 | 37.04 | 1005 | 60.98 | 0 | 0.97869 | Cooling | 0.16312 | #N/A | #N/A | #N/A | #N/A | 0 | 0 | 0 | 0 | 0 | 0.97869 | #N/A | #N/A | 88 | 75.98 | 4.6021 | #N/A | 0.0030257 | 0.0005437% | 1 | 50% | 0% | 0% | 0% | 8.2745 | 0 | 0 | 0 | 8.2745 | #N/A
2007-10-07 19:01 | 10 | 7 | 19 | 280.7504 | 6715 | 55.94 | 37.94 | 1005 | 55.94 | 0 | 0.02068 | Cooling | 0.0034467 | #N/A | #N/A | #N/A | #N/A | 0 | 0 | 0 | 0 | 0 | 0.02068 | #N/A | #N/A | 88 | 70.94 | 4.9465 | #N/A | 6.3935e-05 | 1.149e-05% | 1 | 50% | 0% | 0% | 0% | 8.2745 | 0 | 0 | 0 | 8.2745 | #N/A
2007-10-07 20:01 | 10 | 7 | 20 | 280.7921 | 6716 | 55.94 | 37.94 | 1005 | 55.94 | 0.084037 | 0 | Heating | 0.011205 | #N/A | #N/A | #N/A | #N/A | 0.084037 | #N/A | #N/A | 5.1278 | #N/A | 0 | 0 | 0 | 0 | 0 | 0 | 0 | 0 | 3.735e-05% | 1 | 50% | 0% | 0% | 0% | 8.2745 | 0 | 0 | 0 | 8.2745 | #N/A
2007-10-07 21:01 | 10 | 7 | 21 | 280.8337 | 6717 | 53.06 | 37.94 | 1005 | 53.06 | 1.6009 | 0 | Heating | 0.21346 | #N/A | #N/A | #N/A | #N/A | 1.6009 | #N/A | #N/A | 4.8142 | #N/A | 0 | 0 | 0 | 0 | 0 | 0 | 0 | 0 | 0.0007115% | 1 | 50% | 0% | 0% | 0% | 8.2745 | 0 | 0 | 0 | 8.2745 | #N/A
2007-10-07 22:01 | 10 | 7 | 22 | 280.8754 | 6718 | 51.98 | 37.94 | 1005 | 51.98 | 0 | 0 | Cooling | 0 | #N/A | #N/A | #N/A | #N/A | 0 | 0 | 0 | 0 | 0 | 0 | #N/A | #N/A | 88 | 66.98 | 5.2171 | #N/A | 0 | 0% | 1 | 50% | 0% | 0% | 0% | 8.2745 | 0 | 0 | 0 | 8.2745 | #N/A
2007-10-07 23:01 | 10 | 7 | 23 | 280.9171 | 6719 | 51.98 | 37.04 | 1005 | 51.98 | 0 | 0 | Cooling | 0 | #N/A | #N/A | #N/A | #N/A | 0 | 0 | 0 | 0 | 0 | 0 | #N/A | #N/A | 88 | 66.98 | 5.2171 | #N/A | 0 | 0% | 1 | 50% | 0% | 0% | 0% | 8.2745 | 0 | 0 | 0 | 8.2745 | #N/A
2007-10-08 00:01 | 10 | 8 | 0 | 280.9587 | 6720 | 48.92 | 37.94 | 1004 | 48.92 | 0 | 0 | Cooling | 0 | #N/A | #N/A | #N/A | #N/A | 0 | 0 | 0 | 0 | 0 | 0 | #N/A | #N/A | 88 | 63.92 | 5.4262 | #N/A | 0 | 0% | 1 | 50% | 0% | 0% | 0% | 8.2745 | 0 | 0 | 0 | 8.2745 | #N/A
2007-10-08 01:01 | 10 | 8 | 1 | 281.0004 | 6721 | 48.92 | 37.04 | 1005 | 48.92 | 0 | 0 | Cooling | 0 | #N/A | #N/A | #N/A | #N/A | 0 | 0 | 0 | 0 | 0 | 0 | #N/A | #N/A | 88 | 63.92 | 5.4262 | #N/A | 0 | 0% | 1 | 50% | 0% | 0% | 0% | 8.2745 | 0 | 0 | 0 | 8.2745 | #N/A
2007-10-08 02:01 | 10 | 8 | 2 | 281.0421 | 6722 | 48.02 | 37.04 | 1005 | 48.02 | 0 | 0 | Cooling | 0 | #N/A | #N/A | #N/A | #N/A | 0 | 0 | 0 | 0 | 0 | 0 | #N/A | #N/A | 88 | 63.02 | 5.4877 | #N/A | 0 | 0% | 1 | 50% | 0% | 0% | 0% | 8.2745 | 0 | 0 | 0 | 8.2745 | #N/A
2007-10-08 03:01 | 10 | 8 | 3 | 281.0837 | 6723 | 44.96 | 37.04 | 1005 | 44.96 | 0 | 0 | Cooling | 0 | #N/A | #N/A | #N/A | #N/A | 0 | 0 | 0 | 0 | 0 | 0 | #N/A | #N/A | 88 | 59.96 | 5.6968 | #N/A | 0 | 0% | 1 | 50% | 0% | 0% | 0% | 8.2745 | 0 | 0 | 0 | 8.2745 | #N/A
2007-10-08 04:01 | 10 | 8 | 4 | 281.1254 | 6724 | 46.04 | 37.04 | 1004 | 46.04 | 0 | 0 | Cooling | 0 | #N/A | #N/A | #N/A | #N/A | 0 | 0 | 0 | 0 | 0 | 0 | #N/A | #N/A | 88 | 61.04 | 5.623 | #N/A | 0 | 0% | 1 | 50% | 0% | 0% | 0% | 8.2745 | 0 | 0 | 0 | 8.2745 | #N/A
2007-10-08 05:01 | 10 | 8 | 5 | 281.1671 | 6725 | 46.04 | 35.96 | 1004 | 46.04 | 0 | 0 | Cooling | 0 | #N/A | #N/A | #N/A | #N/A | 0 | 0 | 0 | 0 | 0 | 0 | #N/A | #N/A | 88 | 61.04 | 5.623 | #N/A | 0 | 0% | 1 | 50% | 0% | 0% | 0% | 8.2745 | 0 | 0 | 0 | 8.2745 | #N/A
2007-10-08 06:01 | 10 | 8 | 6 | 281.2087 | 6726 | 46.04 | 35.96 | 1004 | 46.04 | 97.9926 | 0 | Heating | 13.0657 | #N/A | #N/A | #N/A | #N/A | 97.9926 | #N/A | #N/A | 4.1705 | #N/A | 0 | 0 | 0 | 0 | 0 | 0 | 0 | 0 | 0.04355% | 1 | 50% | 0% | 0% | 0% | 8.2745 | 0 | 0 | 0 | 8.2745 | #N/A
2007-10-08 07:01 | 10 | 8 | 7 | 281.2504 | 6727 | 46.04 | 37.04 | 1004 | 46.04 | 8.9382 | 0 | Heating | 1.1918 | #N/A | #N/A | #N/A | #N/A | 8.9382 | #N/A | #N/A | 4.1705 | #N/A | 0 | 0 | 0 | 0 | 0 | 0 | 0 | 0 | 0.003973% | 1 | 50% | 0% | 0% | 0% | 8.2745 | 0 | 0 | 0 | 8.2745 | #N/A
2007-10-08 08:01 | 10 | 8 | 8 | 281.2921 | 6728 | 46.94 | 37.94 | 1004 | 46.94 | 0 | 0.13808 | Cooling | 0.023013 | #N/A | #N/A | #N/A | #N/A | 0 | 0 | 0 | 0 | 0 | 0.13808 | #N/A | #N/A | 88 | 61.94 | 5.5615 | #N/A | 0.00042688 | 7.671e-05% | 1 | 50% | 0% | 0% | 0% | 8.2745 | 0 | 0 | 0 | 8.2745 | #N/A
2007-10-08 09:01 | 10 | 8 | 9 | 281.3337 | 6729 | 50 | 39.02 | 1003 | 50 | 0 | 30.7138 | Cooling | 5.119 | #N/A | #N/A | #N/A | #N/A | 0 | 0 | 0 | 0 | 0 | 30.7138 | #N/A | #N/A | 88 | 65 | 5.3524 | #N/A | 0.094956 | 0.01706% | 1 | 50% | 0% | 0% | 0% | 8.2745 | 0 | 0 | 0 | 8.2745 | #N/A
2007-10-08 10:01 | 10 | 8 | 10 | 281.3754 | 6730 | 60.08 | 37.94 | 1003 | 60.08 | 0 | 65.3135 | Cooling | 10.8856 | #N/A | #N/A | #N/A | #N/A | 0 | 0 | 0 | 0 | 0 | 65.3135 | #N/A | #N/A | 88 | 75.08 | 4.6636 | #N/A | 0.20192 | 0.03629% | 1 | 50% | 0% | 0% | 0% | 8.2745 | 0 | 0 | 0 | 8.2745 | #N/A
2007-10-08 11:01 | 10 | 8 | 11 | 281.4171 | 6731 | 60.08 | 39.02 | 1002 | 60.08 | 0 | 180.6436 | Cooling | 30.1073 | #N/A | #N/A | #N/A | #N/A | 0 | 0 | 0 | 0 | 0 | 180.6436 | #N/A | #N/A | 88 | 75.08 | 4.6636 | #N/A | 0.55848 | 0.1004% | 1 | 50% | 0% | 0% | 0% | 8.2745 | 0 | 0 | 0 | 8.2745 | #N/A
2007-10-08 12:01 | 10 | 8 | 12 | 281.4587 | 6732 | 69.98 | 39.92 | 1002 | 69.98 | 0 | 172.3008 | Cooling | 28.7168 | #N/A | #N/A | #N/A | #N/A | 0 | 0 | 0 | 0 | 0 | 172.3008 | #N/A | #N/A | 88 | 84.98 | 3.9871 | #N/A | 0.53269 | 0.09572% | 1 | 50% | 0% | 0% | 0% | 8.2745 | 0 | 0 | 0 | 8.2745 | #N/A
2007-10-08 13:01 | 10 | 8 | 13 | 281.5004 | 6733 | 71.96 | 39.92 | 1001 | 71.96 | 0 | 328.5195 | Cooling | 54.7532 | #N/A | #N/A | #N/A | #N/A | 0 | 0 | 0 | 0 | 0 | 328.5195 | #N/A | #N/A | 88 | 86.96 | 3.8518 | #N/A | 1.0157 | 0.1825% | 1 | 50% | 0% | 0% | 0% | 8.2745 | 0 | 0 | 0 | 8.2745 | #N/A
2007-10-08 14:01 | 10 | 8 | 14 | 281.5421 | 6734 | 71.96 | 39.02 | 1001 | 71.96 | 0 | 403.7802 | Cooling | 67.2967 | #N/A | #N/A | #N/A | #N/A | 0 | 0 | 0 | 0 | 0 | 403.7802 | #N/A | #N/A | 88 | 86.96 | 3.8518 | #N/A | 1.2483 | 0.2243% | 1 | 50% | 0% | 0% | 0% | 8.2745 | 0 | 0 | 0 | 8.2745 | #N/A
2007-10-08 15:01 | 10 | 8 | 15 | 281.5837 | 6735 | 75.02 | 42.98 | 1001 | 75.02 | 0 | 413.2141 | Cooling | 68.869 | #N/A | #N/A | #N/A | #N/A | 0 | 0 | 0 | 0 | 0 | 413.2141 | #N/A | #N/A | 88 | 90.02 | 3.6427 | #N/A | 1.2775 | 0.2296% | 1 | 50% | 0% | 0% | 0% | 8.2745 | 0 | 0 | 0 | 8.2745 | #N/A
2007-10-08 16:01 | 10 | 8 | 16 | 281.6254 | 6736 | 73.04 | 42.08 | 1001 | 73.04 | 0 | 548.5747 | Cooling | 91.4291 | #N/A | #N/A | #N/A | #N/A | 0 | 0 | 0 | 0 | 0 | 548.5747 | #N/A | #N/A | 88 | 88.04 | 3.778 | #N/A | 1.696 | 0.3048% | 1 | 50% | 0% | 0% | 0% | 8.2745 | 0 | 0 | 0 | 8.2745 | #N/A
2007-10-08 17:01 | 10 | 8 | 17 | 281.6671 | 6737 | 73.04 | 42.08 | 1001 | 73.04 | 0 | 548.1524 | Cooling | 91.3587 | #N/A | #N/A | #N/A | #N/A | 0 | 0 | 0 | 0 | 0 | 548.1524 | #N/A | #N/A | 88 | 88.04 | 3.778 | #N/A | 1.6947 | 0.3045% | 1 | 50% | 0% | 0% | 0% | 8.2745 | 0 | 0 | 0 | 8.2745 | #N/A
2007-10-08 18:01 | 10 | 8 | 18 | 281.7087 | 6738 | 68 | 48.02 | 1001 | 68 | 0 | 195.668 | Cooling | 32.6113 | #N/A | #N/A | #N/A | #N/A | 0 | 0 | 0 | 0 | 0 | 195.668 | #N/A | #N/A | 88 | 83 | 4.1224 | #N/A | 0.60493 | 0.1087% | 1 | 50% | 0% | 0% | 0% | 8.2745 | 0 | 0 | 0 | 8.2745 | #N/A
2007-10-08 19:01 | 10 | 8 | 19 | 281.7504 | 6739 | 68 | 48.02 | 1002 | 68 | 0 | 3.3885 | Cooling | 0.56475 | #N/A | #N/A | #N/A | #N/A | 0 | 0 | 0 | 0 | 0 | 3.3885 | #N/A | #N/A | 88 | 83 | 4.1224 | #N/A | 0.010476 | 0.001882% | 1 | 50% | 0% | 0% | 0% | 8.2745 | 0 | 0 | 0 | 8.2745 | #N/A
2007-10-08 20:01 | 10 | 8 | 20 | 281.7921 | 6740 | 68 | 48.02 | 1002 | 68 | 0 | 0 | Cooling | 0 | #N/A | #N/A | #N/A | #N/A | 0 | 0 | 0 | 0 | 0 | 0 | #N/A | #N/A | 88 | 83 | 4.1224 | #N/A | 0 | 0% | 1 | 50% | 0% | 0% | 0% | 8.2745 | 0 | 0 | 0 | 8.2745 | #N/A
2007-10-08 21:01 | 10 | 8 | 21 | 281.8337 | 6741 | 64.94 | 48.92 | 1002 | 64.94 | 0 | 0 | Cooling | 0 | #N/A | #N/A | #N/A | #N/A | 0 | 0 | 0 | 0 | 0 | 0 | #N/A | #N/A | 88 | 79.94 | 4.3315 | #N/A | 0 | 0% | 1 | 50% | 0% | 0% | 0% | 8.2745 | 0 | 0 | 0 | 8.2745 | #N/A
2007-10-08 22:01 | 10 | 8 | 22 | 281.8754 | 6742 | 64.04 | 51.08 | 1003 | 64.04 | 0 | 0 | Cooling | 0 | #N/A | #N/A | #N/A | #N/A | 0 | 0 | 0 | 0 | 0 | 0 | #N/A | #N/A | 88 | 79.04 | 4.393 | #N/A | 0 | 0% | 1 | 50% | 0% | 0% | 0% | 8.2745 | 0 | 0 | 0 | 8.2745 | #N/A
2007-10-08 23:01 | 10 | 8 | 23 | 281.9171 | 6743 | 64.04 | 51.08 | 1002 | 64.04 | 0 | 0 | Cooling | 0 | #N/A | #N/A | #N/A | #N/A | 0 | 0 | 0 | 0 | 0 | 0 | #N/A | #N/A | 88 | 79.04 | 4.393 | #N/A | 0 | 0% | 1 | 50% | 0% | 0% | 0% | 8.2745 | 0 | 0 | 0 | 8.2745 | #N/A
2007-10-09 00:01 | 10 | 9 | 0 | 281.9587 | 6744 | 60.98 | 51.08 | 1002 | 60.98 | 0 | 0 | Cooling | 0 | #N/A | #N/A | #N/A | #N/A | 0 | 0 | 0 | 0 | 0 | 0 | #N/A | #N/A | 88 | 75.98 | 4.6021 | #N/A | 0 | 0% | 1 | 50% | 0% | 0% | 0% | 8.2745 | 0 | 0 | 0 | 8.2745 | #N/A
2007-10-09 01:01 | 10 | 9 | 1 | 282.0004 | 6745 | 59 | 48.02 | 1002 | 59 | 0 | 0 | Cooling | 0 | #N/A | #N/A | #N/A | #N/A | 0 | 0 | 0 | 0 | 0 | 0 | #N/A | #N/A | 88 | 74 | 4.7374 | #N/A | 0 | 0% | 1 | 50% | 0% | 0% | 0% | 8.2745 | 0 | 0 | 0 | 8.2745 | #N/A
2007-10-09 02:01 | 10 | 9 | 2 | 282.0421 | 6746 | 59 | 42.98 | 1002 | 59 | 0 | 0 | Cooling | 0 | #N/A | #N/A | #N/A | #N/A | 0 | 0 | 0 | 0 | 0 | 0 | #N/A | #N/A | 88 | 74 | 4.7374 | #N/A | 0 | 0% | 1 | 50% | 0% | 0% | 0% | 8.2745 | 0 | 0 | 0 | 8.2745 | #N/A
2007-10-09 03:01 | 10 | 9 | 3 | 282.0837 | 6747 | 55.04 | 42.98 | 1002 | 55.04 | 0 | 0 | Cooling | 0 | #N/A | #N/A | #N/A | #N/A | 0 | 0 | 0 | 0 | 0 | 0 | #N/A | #N/A | 88 | 70.04 | 5.008 | #N/A | 0 | 0% | 1 | 50% | 0% | 0% | 0% | 8.2745 | 0 | 0 | 0 | 8.2745 | #N/A
2007-10-09 04:01 | 10 | 9 | 4 | 282.1254 | 6748 | 53.96 | 46.04 | 1002 | 53.96 | 0 | 0 | Cooling | 0 | #N/A | #N/A | #N/A | #N/A | 0 | 0 | 0 | 0 | 0 | 0 | #N/A | #N/A | 88 | 68.96 | 5.0818 | #N/A | 0 | 0% | 1 | 50% | 0% | 0% | 0% | 8.2745 | 0 | 0 | 0 | 8.2745 | #N/A
2007-10-09 05:01 | 10 | 9 | 5 | 282.1671 | 6749 | 53.96 | 48.02 | 1002 | 53.96 | 0 | 0 | Cooling | 0 | #N/A | #N/A | #N/A | #N/A | 0 | 0 | 0 | 0 | 0 | 0 | #N/A | #N/A | 88 | 68.96 | 5.0818 | #N/A | 0 | 0% | 1 | 50% | 0% | 0% | 0% | 8.2745 | 0 | 0 | 0 | 8.2745 | #N/A
2007-10-09 06:01 | 10 | 9 | 6 | 282.2087 | 6750 | 53.06 | 50 | 1003 | 53.06 | 0 | 69.2884 | Cooling | 11.5481 | #N/A | #N/A | #N/A | #N/A | 0 | 0 | 0 | 0 | 0 | 69.2884 | #N/A | #N/A | 88 | 68.06 | 5.1433 | #N/A | 0.21421 | 0.03849% | 1 | 50% | 0% | 0% | 0% | 8.2745 | 0 | 0 | 0 | 8.2745 | #N/A
2007-10-09 07:01 | 10 | 9 | 7 | 282.2504 | 6751 | 53.06 | 53.06 | 1004 | 53.06 | 0 | 82.0351 | Cooling | 13.6725 | #N/A | #N/A | #N/A | #N/A | 0 | 0 | 0 | 0 | 0 | 82.0351 | #N/A | #N/A | 88 | 68.06 | 5.1433 | #N/A | 0.25362 | 0.04558% | 1 | 50% | 0% | 0% | 0% | 8.2745 | 0 | 0 | 0 | 8.2745 | #N/A
2007-10-09 08:01 | 10 | 9 | 8 | 282.2921 | 6752 | 53.06 | 48.02 | 1005 | 53.06 | 0 | 33.7567 | Cooling | 5.6261 | #N/A | #N/A | #N/A | #N/A | 0 | 0 | 0 | 0 | 0 | 33.7567 | #N/A | #N/A | 88 | 68.06 | 5.1433 | #N/A | 0.10436 | 0.01875% | 1 | 50% | 0% | 0% | 0% | 8.2745 | 0 | 0 | 0 | 8.2745 | #N/A
2007-10-09 09:01 | 10 | 9 | 9 | 282.3337 | 6753 | 57.92 | 46.04 | 1007 | 57.92 | 0 | 0.084967 | Cooling | 0.014161 | #N/A | #N/A | #N/A | #N/A | 0 | 0 | 0 | 0 | 0 | 0.084967 | #N/A | #N/A | 88 | 72.92 | 4.8112 | #N/A | 0.00026269 | 4.72e-05% | 1 | 50% | 0% | 0% | 0% | 8.2745 | 0 | 0 | 0 | 8.2745 | #N/A
2007-10-09 10:01 | 10 | 9 | 10 | 282.3754 | 6754 | 60.98 | 44.06 | 1008 | 60.98 | 0 | 0.52492 | Cooling | 0.087487 | #N/A | #N/A | #N/A | #N/A | 0 | 0 | 0 | 0 | 0 | 0.52492 | #N/A | #N/A | 88 | 75.98 | 4.6021 | #N/A | 0.0016229 | 0.0002916% | 1 | 50% | 0% | 0% | 0% | 8.2745 | 0 | 0 | 0 | 8.2745 | #N/A
2007-10-09 11:01 | 10 | 9 | 11 | 282.4171 | 6755 | 60.98 | 42.08 | 1008 | 60.98 | 0 | 0.45438 | Cooling | 0.07573 | #N/A | #N/A | #N/A | #N/A | 0 | 0 | 0 | 0 | 0 | 0.45438 | #N/A | #N/A | 88 | 75.98 | 4.6021 | #N/A | 0.0014048 | 0.0002524% | 1 | 50% | 0% | 0% | 0% | 8.2745 | 0 | 0 | 0 | 8.2745 | #N/A
2007-10-09 12:01 | 10 | 9 | 12 | 282.4587 | 6756 | 64.94 | 42.08 | 1008 | 64.94 | 0 | 0.34285 | Cooling | 0.057141 | #N/A | #N/A | #N/A | #N/A | 0 | 0 | 0 | 0 | 0 | 0.34285 | #N/A | #N/A | 88 | 79.94 | 4.3315 | #N/A | 0.00106 | 0.0001905% | 1 | 50% | 0% | 0% | 0% | 8.2745 | 0 | 0 | 0 | 8.2745 | #N/A
2007-10-09 13:01 | 10 | 9 | 13 | 282.5004 | 6757 | 64.94 | 41 | 1009 | 64.94 | 0 | 0.08585 | Cooling | 0.014308 | #N/A | #N/A | #N/A | #N/A | 0 | 0 | 0 | 0 | 0 | 0.08585 | #N/A | #N/A | 88 | 79.94 | 4.3315 | #N/A | 0.00026542 | 4.769e-05% | 1 | 50% | 0% | 0% | 0% | 8.2745 | 0 | 0 | 0 | 8.2745 | #N/A
2007-10-09 14:01 | 10 | 9 | 14 | 282.5421 | 6758 | 64.94 | 39.02 | 1009 | 64.94 | 0 | 0.11591 | Cooling | 0.019319 | #N/A | #N/A | #N/A | #N/A | 0 | 0 | 0 | 0 | 0 | 0.11591 | #N/A | #N/A | 88 | 79.94 | 4.3315 | #N/A | 0.00035836 | 6.44e-05% | 1 | 50% | 0% | 0% | 0% | 8.2745 | 0 | 0 | 0 | 8.2745 | #N/A
2007-10-09 15:01 | 10 | 9 | 15 | 282.5837 | 6759 | 64.04 | 37.04 | 1010 | 64.04 | 0 | 0.11845 | Cooling | 0.019742 | #N/A | #N/A | #N/A | #N/A | 0 | 0 | 0 | 0 | 0 | 0.11845 | #N/A | #N/A | 88 | 79.04 | 4.393 | #N/A | 0.00036621 | 6.581e-05% | 1 | 50% | 0% | 0% | 0% | 8.2745 | 0 | 0 | 0 | 8.2745 | #N/A
2007-10-09 16:01 | 10 | 9 | 16 | 282.6254 | 6760 | 64.04 | 35.96 | 1010 | 64.04 | 0 | 0.15945 | Cooling | 0.026575 | #N/A | #N/A | #N/A | #N/A | 0 | 0 | 0 | 0 | 0 | 0.15945 | #N/A | #N/A | 88 | 79.04 | 4.393 | #N/A | 0.00049295 | 8.858e-05% | 1 | 50% | 0% | 0% | 0% | 8.2745 | 0 | 0 | 0 | 8.2745 | #N/A
2007-10-09 17:01 | 10 | 9 | 17 | 282.6671 | 6761 | 64.04 | 35.06 | 1011 | 64.04 | 0 | 0.11784 | Cooling | 0.01964 | #N/A | #N/A | #N/A | #N/A | 0 | 0 | 0 | 0 | 0 | 0.11784 | #N/A | #N/A | 88 | 79.04 | 4.393 | #N/A | 0.00036432 | 6.547e-05% | 1 | 50% | 0% | 0% | 0% | 8.2745 | 0 | 0 | 0 | 8.2745 | #N/A
2007-10-09 18:01 | 10 | 9 | 18 | 282.7087 | 6762 | 64.04 | 33.08 | 1012 | 64.04 | 0 | 0.36702 | Cooling | 0.06117 | #N/A | #N/A | #N/A | #N/A | 0 | 0 | 0 | 0 | 0 | 0.36702 | #N/A | #N/A | 88 | 79.04 | 4.393 | #N/A | 0.0011347 | 0.0002039% | 1 | 50% | 0% | 0% | 0% | 8.2745 | 0 | 0 | 0 | 8.2745 | #N/A
2007-10-09 19:01 | 10 | 9 | 19 | 282.7504 | 6763 | 62.96 | 32 | 1012 | 62.96 | 0 | 0.3819 | Cooling | 0.06365 | #N/A | #N/A | #N/A | #N/A | 0 | 0 | 0 | 0 | 0 | 0.3819 | #N/A | #N/A | 88 | 77.96 | 4.4668 | #N/A | 0.0011807 | 0.0002122% | 1 | 50% | 0% | 0% | 0% | 8.2745 | 0 | 0 | 0 | 8.2745 | #N/A
2007-10-09 20:01 | 10 | 9 | 20 | 282.7921 | 6764 | 62.96 | 28.04 | 1012 | 62.96 | 0 | 0.34016 | Cooling | 0.056694 | #N/A | #N/A | #N/A | #N/A | 0 | 0 | 0 | 0 | 0 | 0.34016 | #N/A | #N/A | 88 | 77.96 | 4.4668 | #N/A | 0.0010517 | 0.000189% | 1 | 50% | 0% | 0% | 0% | 8.2745 | 0 | 0 | 0 | 8.2745 | #N/A
2007-10-09 21:01 | 10 | 9 | 21 | 282.8337 | 6765 | 60.08 | 28.04 | 1013 | 60.08 | 0.24537 | 0 | Heating | 0.032715 | #N/A | #N/A | #N/A | #N/A | 0.24537 | #N/A | #N/A | 5.6339 | #N/A | 0 | 0 | 0 | 0 | 0 | 0 | 0 | 0 | 0.0001091% | 1 | 50% | 0% | 0% | 0% | 8.2745 | 0 | 0 | 0 | 8.2745 | #N/A
2007-10-09 22:01 | 10 | 9 | 22 | 282.8754 | 6766 | 60.08 | 26.06 | 1014 | 60.08 | 0 | 0.010835 | Cooling | 0.0018059 | #N/A | #N/A | #N/A | #N/A | 0 | 0 | 0 | 0 | 0 | 0.010835 | #N/A | #N/A | 88 | 75.08 | 4.6636 | #N/A | 3.3499e-05 | 6.02e-06% | 1 | 50% | 0% | 0% | 0% | 8.2745 | 0 | 0 | 0 | 8.2745 | #N/A
2007-10-09 23:01 | 10 | 9 | 23 | 282.9171 | 6767 | 60.08 | 26.06 | 1014 | 60.08 | 0 | 0.016102 | Cooling | 0.0026836 | #N/A | #N/A | #N/A | #N/A | 0 | 0 | 0 | 0 | 0 | 0.016102 | #N/A | #N/A | 88 | 75.08 | 4.6636 | #N/A | 4.978e-05 | 8.945e-06% | 1 | 50% | 0% | 0% | 0% | 8.2745 | 0 | 0 | 0 | 8.2745 | #N/A
2007-10-10 00:01 | 10 | 10 | 0 | 282.9587 | 6768 | 57.92 | 26.06 | 1014 | 57.92 | 0 | 0.020876 | Cooling | 0.0034793 | #N/A | #N/A | #N/A | #N/A | 0 | 0 | 0 | 0 | 0 | 0.020876 | #N/A | #N/A | 88 | 72.92 | 4.8112 | #N/A | 6.454e-05 | 1.16e-05% | 1 | 50% | 0% | 0% | 0% | 8.2745 | 0 | 0 | 0 | 8.2745 | #N/A
2007-10-10 01:01 | 10 | 10 | 1 | 283.0004 | 6769 | 57.92 | 24.98 | 1015 | 57.92 | 0 | 0.018337 | Cooling | 0.0030562 | #N/A | #N/A | #N/A | #N/A | 0 | 0 | 0 | 0 | 0 | 0.018337 | #N/A | #N/A | 88 | 72.92 | 4.8112 | #N/A | 5.6692e-05 | 1.019e-05% | 1 | 50% | 0% | 0% | 0% | 8.2745 | 0 | 0 | 0 | 8.2745 | #N/A
2007-10-10 02:01 | 10 | 10 | 2 | 283.0421 | 6770 | 57.92 | 24.98 | 1015 | 57.92 | 0 | 0.013014 | Cooling | 0.002169 | #N/A | #N/A | #N/A | #N/A | 0 | 0 | 0 | 0 | 0 | 0.013014 | #N/A | #N/A | 88 | 72.92 | 4.8112 | #N/A | 4.0234e-05 | 7.23e-06% | 1 | 50% | 0% | 0% | 0% | 8.2745 | 0 | 0 | 0 | 8.2745 | #N/A
2007-10-10 03:01 | 10 | 10 | 3 | 283.0837 | 6771 | 57.92 | 26.06 | 1015 | 57.92 | 0 | 0.0049718 | Cooling | 0.00082863 | #N/A | #N/A | #N/A | #N/A | 0 | 0 | 0 | 0 | 0 | 0.0049718 | #N/A | #N/A | 88 | 72.92 | 4.8112 | #N/A | 1.5371e-05 | 2.762e-06% | 1 | 50% | 0% | 0% | 0% | 8.2745 | 0 | 0 | 0 | 8.2745 | #N/A
2007-10-10 04:01 | 10 | 10 | 4 | 283.1254 | 6772 | 57.02 | 24.98 | 1016 | 57.02 | 0 | 0 | Cooling | 0 | #N/A | #N/A | #N/A | #N/A | 0 | 0 | 0 | 0 | 0 | 0 | #N/A | #N/A | 88 | 72.02 | 4.8727 | #N/A | 0 | 0% | 1 | 50% | 0% | 0% | 0% | 8.2745 | 0 | 0 | 0 | 8.2745 | #N/A
2007-10-10 05:01 | 10 | 10 | 5 | 283.1671 | 6773 | 57.02 | 24.98 | 1016 | 57.02 | 0 | 0.019873 | Cooling | 0.0033122 | #N/A | #N/A | #N/A | #N/A | 0 | 0 | 0 | 0 | 0 | 0.019873 | #N/A | #N/A | 88 | 72.02 | 4.8727 | #N/A | 6.144e-05 | 1.104e-05% | 1 | 50% | 0% | 0% | 0% | 8.2745 | 0 | 0 | 0 | 8.2745 | #N/A
2007-10-10 06:01 | 10 | 10 | 6 | 283.2087 | 6774 | 53.06 | 24.08 | 1017 | 53.06 | 287.9126 | 0 | Heating | 38.3883 | #N/A | #N/A | #N/A | #N/A | 287.9126 | #N/A | #N/A | 4.8142 | #N/A | 0 | 0 | 0 | 0 | 0 | 0 | 0 | 0 | 0.128% | 1 | 50% | 0% | 0% | 0% | 8.2745 | 0 | 0 | 0 | 8.2745 | #N/A
2007-10-10 07:01 | 10 | 10 | 7 | 283.2504 | 6775 | 53.06 | 24.08 | 1017 | 53.06 | 126.0989 | 0 | Heating | 16.8132 | #N/A | #N/A | #N/A | #N/A | 126.0989 | #N/A | #N/A | 4.8142 | #N/A | 0 | 0 | 0 | 0 | 0 | 0 | 0 | 0 | 0.05604% | 1 | 50% | 0% | 0% | 0% | 8.2745 | 0 | 0 | 0 | 8.2745 | #N/A
2007-10-10 08:01 | 10 | 10 | 8 | 283.2921 | 6776 | 53.06 | 26.96 | 1018 | 53.06 | 5.3961 | 0 | Heating | 0.71948 | #N/A | #N/A | #N/A | #N/A | 5.3961 | #N/A | #N/A | 4.8142 | #N/A | 0 | 0 | 0 | 0 | 0 | 0 | 0 | 0 | 0.002398% | 1 | 50% | 0% | 0% | 0% | 8.2745 | 0 | 0 | 0 | 8.2745 | #N/A
2007-10-10 09:01 | 10 | 10 | 9 | 283.3337 | 6777 | 53.06 | 24.08 | 1018 | 53.06 | 2.5536 | 0 | Heating | 0.34048 | #N/A | #N/A | #N/A | #N/A | 2.5536 | #N/A | #N/A | 4.8142 | #N/A | 0 | 0 | 0 | 0 | 0 | 0 | 0 | 0 | 0.001135% | 1 | 50% | 0% | 0% | 0% | 8.2745 | 0 | 0 | 0 | 8.2745 | #N/A
2007-10-10 10:01 | 10 | 10 | 10 | 283.3754 | 6778 | 53.96 | 24.08 | 1018 | 53.96 | 1.6947 | 0 | Heating | 0.22596 | #N/A | #N/A | #N/A | #N/A | 1.6947 | #N/A | #N/A | 4.9089 | #N/A | 0 | 0 | 0 | 0 | 0 | 0 | 0 | 0 | 0.0007532% | 1 | 50% | 0% | 0% | 0% | 8.2745 | 0 | 0 | 0 | 8.2745 | #N/A
2007-10-10 11:01 | 10 | 10 | 11 | 283.4171 | 6779 | 53.96 | 23 | 1018 | 53.96 | 0 | 0.14559 | Cooling | 0.024266 | #N/A | #N/A | #N/A | #N/A | 0 | 0 | 0 | 0 | 0 | 0.14559 | #N/A | #N/A | 88 | 68.96 | 5.0818 | #N/A | 0.00045012 | 8.089e-05% | 1 | 50% | 0% | 0% | 0% | 8.2745 | 0 | 0 | 0 | 8.2745 | #N/A
2007-10-10 12:01 | 10 | 10 | 12 | 283.4587 | 6780 | 57.92 | 23 | 1018 | 57.92 | 0 | 0.13273 | Cooling | 0.022122 | #N/A | #N/A | #N/A | #N/A | 0 | 0 | 0 | 0 | 0 | 0.13273 | #N/A | #N/A | 88 | 72.92 | 4.8112 | #N/A | 0.00041036 | 7.374e-05% | 1 | 50% | 0% | 0% | 0% | 8.2745 | 0 | 0 | 0 | 8.2745 | #N/A
2007-10-10 13:01 | 10 | 10 | 13 | 283.5004 | 6781 | 59 | 23 | 1017 | 59 | 0 | 0.33375 | Cooling | 0.055625 | #N/A | #N/A | #N/A | #N/A | 0 | 0 | 0 | 0 | 0 | 0.33375 | #N/A | #N/A | 88 | 74 | 4.7374 | #N/A | 0.0010318 | 0.0001854% | 1 | 50% | 0% | 0% | 0% | 8.2745 | 0 | 0 | 0 | 8.2745 | #N/A
2007-10-10 14:01 | 10 | 10 | 14 | 283.5421 | 6782 | 59 | 19.94 | 1016 | 59 | 0 | 0.33305 | Cooling | 0.055508 | #N/A | #N/A | #N/A | #N/A | 0 | 0 | 0 | 0 | 0 | 0.33305 | #N/A | #N/A | 88 | 74 | 4.7374 | #N/A | 0.0010297 | 0.000185% | 1 | 50% | 0% | 0% | 0% | 8.2745 | 0 | 0 | 0 | 8.2745 | #N/A
2007-10-10 15:01 | 10 | 10 | 15 | 283.5837 | 6783 | 57.92 | 17.96 | 1016 | 57.92 | 0 | 0.33219 | Cooling | 0.055365 | #N/A | #N/A | #N/A | #N/A | 0 | 0 | 0 | 0 | 0 | 0.33219 | #N/A | #N/A | 88 | 72.92 | 4.8112 | #N/A | 0.001027 | 0.0001845% | 1 | 50% | 0% | 0% | 0% | 8.2745 | 0 | 0 | 0 | 8.2745 | #N/A
2007-10-10 16:01 | 10 | 10 | 16 | 283.6254 | 6784 | 57.92 | 15.08 | 1016 | 57.92 | 0 | 0.078116 | Cooling | 0.013019 | #N/A | #N/A | #N/A | #N/A | 0 | 0 | 0 | 0 | 0 | 0.078116 | #N/A | #N/A | 88 | 72.92 | 4.8112 | #N/A | 0.00024151 | 4.34e-05% | 1 | 50% | 0% | 0% | 0% | 8.2745 | 0 | 0 | 0 | 8.2745 | #N/A
2007-10-10 17:01 | 10 | 10 | 17 | 283.6671 | 6785 | 57.92 | 17.96 | 1016 | 57.92 | 0 | 0.052419 | Cooling | 0.0087365 | #N/A | #N/A | #N/A | #N/A | 0 | 0 | 0 | 0 | 0 | 0.052419 | #N/A | #N/A | 88 | 72.92 | 4.8112 | #N/A | 0.00016206 | 2.912e-05% | 1 | 50% | 0% | 0% | 0% | 8.2745 | 0 | 0 | 0 | 8.2745 | #N/A
2007-10-10 18:01 | 10 | 10 | 18 | 283.7087 | 6786 | 53.96 | 24.98 | 1017 | 53.96 | 0 | 0.031516 | Cooling | 0.0052526 | #N/A | #N/A | #N/A | #N/A | 0 | 0 | 0 | 0 | 0 | 0.031516 | #N/A | #N/A | 88 | 68.96 | 5.0818 | #N/A | 9.7434e-05 | 1.751e-05% | 1 | 50% | 0% | 0% | 0% | 8.2745 | 0 | 0 | 0 | 8.2745 | #N/A
2007-10-10 19:01 | 10 | 10 | 19 | 283.7504 | 6787 | 53.06 | 28.04 | 1016 | 53.06 | 0.69931 | 0 | Heating | 0.093241 | #N/A | #N/A | #N/A | #N/A | 0.69931 | #N/A | #N/A | 4.8142 | #N/A | 0 | 0 | 0 | 0 | 0 | 0 | 0 | 0 | 0.0003108% | 1 | 50% | 0% | 0% | 0% | 8.2745 | 0 | 0 | 0 | 8.2745 | #N/A
2007-10-10 20:01 | 10 | 10 | 20 | 283.7921 | 6788 | 53.06 | 28.04 | 1016 | 53.06 | 3.1387 | 0 | Heating | 0.41849 | #N/A | #N/A | #N/A | #N/A | 3.1387 | #N/A | #N/A | 4.8142 | #N/A | 0 | 0 | 0 | 0 | 0 | 0 | 0 | 0 | 0.001395% | 1 | 50% | 0% | 0% | 0% | 8.2745 | 0 | 0 | 0 | 8.2745 | #N/A
2007-10-10 21:01 | 10 | 10 | 21 | 283.8337 | 6789 | 51.98 | 26.96 | 1016 | 51.98 | 5.1195 | 0 | Heating | 0.6826 | #N/A | #N/A | #N/A | #N/A | 5.1195 | #N/A | #N/A | 4.7043 | #N/A | 0 | 0 | 0 | 0 | 0 | 0 | 0 | 0 | 0.002275% | 1 | 50% | 0% | 0% | 0% | 8.2745 | 0 | 0 | 0 | 8.2745 | #N/A
2007-10-10 22:01 | 10 | 10 | 22 | 283.8754 | 6790 | 50 | 26.96 | 1016 | 50 | 0 | 0 | Cooling | 0 | #N/A | #N/A | #N/A | #N/A | 0 | 0 | 0 | 0 | 0 | 0 | #N/A | #N/A | 88 | 65 | 5.3524 | #N/A | 0 | 0% | 1 | 50% | 0% | 0% | 0% | 8.2745 | 0 | 0 | 0 | 8.2745 | #N/A
2007-10-10 23:01 | 10 | 10 | 23 | 283.9171 | 6791 | 50 | 26.96 | 1016 | 50 | 0 | 0 | Cooling | 0 | #N/A | #N/A | #N/A | #N/A | 0 | 0 | 0 | 0 | 0 | 0 | #N/A | #N/A | 88 | 65 | 5.3524 | #N/A | 0 | 0% | 1 | 50% | 0% | 0% | 0% | 8.2745 | 0 | 0 | 0 | 8.2745 | #N/A
2007-10-11 00:01 | 10 | 11 | 0 | 283.9587 | 6792 | 48.92 | 26.06 | 1016 | 48.92 | 0 | 0 | Cooling | 0 | #N/A | #N/A | #N/A | #N/A | 0 | 0 | 0 | 0 | 0 | 0 | #N/A | #N/A | 88 | 63.92 | 5.4262 | #N/A | 0 | 0% | 1 | 50% | 0% | 0% | 0% | 8.2745 | 0 | 0 | 0 | 8.2745 | #N/A
2007-10-11 01:01 | 10 | 11 | 1 | 284.0004 | 6793 | 48.92 | 24.98 | 1016 | 48.92 | 0 | 0 | Cooling | 0 | #N/A | #N/A | #N/A | #N/A | 0 | 0 | 0 | 0 | 0 | 0 | #N/A | #N/A | 88 | 63.92 | 5.4262 | #N/A | 0 | 0% | 1 | 50% | 0% | 0% | 0% | 8.2745 | 0 | 0 | 0 | 8.2745 | #N/A
2007-10-11 02:01 | 10 | 11 | 2 | 284.0421 | 6794 | 48.92 | 24.08 | 1016 | 48.92 | 0 | 0 | Cooling | 0 | #N/A | #N/A | #N/A | #N/A | 0 | 0 | 0 | 0 | 0 | 0 | #N/A | #N/A | 88 | 63.92 | 5.4262 | #N/A | 0 | 0% | 1 | 50% | 0% | 0% | 0% | 8.2745 | 0 | 0 | 0 | 8.2745 | #N/A
2007-10-11 03:01 | 10 | 11 | 3 | 284.0837 | 6795 | 46.94 | 23 | 1016 | 46.94 | 0.57519 | 0 | Heating | 0.076693 | #N/A | #N/A | #N/A | #N/A | 0.57519 | #N/A | #N/A | 4.2441 | #N/A | 0 | 0 | 0 | 0 | 0 | 0 | 0 | 0 | 0.0002556% | 1 | 50% | 0% | 0% | 0% | 8.2745 | 0 | 0 | 0 | 8.2745 | #N/A
2007-10-11 04:01 | 10 | 11 | 4 | 284.1254 | 6796 | 46.04 | 23 | 1016 | 46.04 | 2.9798 | 0 | Heating | 0.39731 | #N/A | #N/A | #N/A | #N/A | 2.9798 | #N/A | #N/A | 4.1705 | #N/A | 0 | 0 | 0 | 0 | 0 | 0 | 0 | 0 | 0.001324% | 1 | 50% | 0% | 0% | 0% | 8.2745 | 0 | 0 | 0 | 8.2745 | #N/A
2007-10-11 05:01 | 10 | 11 | 5 | 284.1671 | 6797 | 46.04 | 23 | 1017 | 46.04 | 3.1935 | 0 | Heating | 0.4258 | #N/A | #N/A | #N/A | #N/A | 3.1935 | #N/A | #N/A | 4.1705 | #N/A | 0 | 0 | 0 | 0 | 0 | 0 | 0 | 0 | 0.001419% | 1 | 50% | 0% | 0% | 0% | 8.2745 | 0 | 0 | 0 | 8.2745 | #N/A
2007-10-11 06:01 | 10 | 11 | 6 | 284.2087 | 6798 | 42.98 | 23 | 1017 | 42.98 | 291.843 | 0 | Heating | 38.9124 | #N/A | #N/A | #N/A | #N/A | 291.843 | #N/A | #N/A | 3.9388 | #N/A | 0 | 0 | 0 | 0 | 0 | 0 | 0 | 0 | 0.1297% | 1 | 50% | 0% | 0% | 0% | 8.2745 | 0 | 0 | 0 | 8.2745 | #N/A
2007-10-11 07:01 | 10 | 11 | 7 | 284.2504 | 6799 | 42.08 | 23 | 1017 | 42.08 | 130.455 | 0 | Heating | 17.394 | #N/A | #N/A | #N/A | #N/A | 130.455 | #N/A | #N/A | 3.8759 | #N/A | 0 | 0 | 0 | 0 | 0 | 0 | 0 | 0 | 0.05798% | 1 | 50% | 0% | 0% | 0% | 8.2745 | 0 | 0 | 0 | 8.2745 | #N/A
2007-10-11 08:01 | 10 | 11 | 8 | 284.2921 | 6800 | 42.08 | 26.96 | 1017 | 42.08 | 8.1759 | 0 | Heating | 1.0901 | #N/A | #N/A | #N/A | #N/A | 8.1759 | #N/A | #N/A | 3.8759 | #N/A | 0 | 0 | 0 | 0 | 0 | 0 | 0 | 0 | 0.003634% | 1 | 50% | 0% | 0% | 0% | 8.2745 | 0 | 0 | 0 | 8.2745 | #N/A
2007-10-11 09:01 | 10 | 11 | 9 | 284.3337 | 6801 | 48.02 | 30.02 | 1017 | 48.02 | 4.0491 | 0 | Heating | 0.53989 | #N/A | #N/A | #N/A | #N/A | 4.0491 | #N/A | #N/A | 4.3357 | #N/A | 0 | 0 | 0 | 0 | 0 | 0 | 0 | 0 | 0.0018% | 1 | 50% | 0% | 0% | 0% | 8.2745 | 0 | 0 | 0 | 8.2745 | #N/A
2007-10-11 10:01 | 10 | 11 | 10 | 284.3754 | 6802 | 50 | 30.92 | 1016 | 50 | 1.4228 | 0 | Heating | 0.1897 | #N/A | #N/A | #N/A | #N/A | 1.4228 | #N/A | #N/A | 4.5134 | #N/A | 0 | 0 | 0 | 0 | 0 | 0 | 0 | 0 | 0.0006323% | 1 | 50% | 0% | 0% | 0% | 8.2745 | 0 | 0 | 0 | 8.2745 | #N/A
2007-10-11 11:01 | 10 | 11 | 11 | 284.4171 | 6803 | 50 | 32 | 1016 | 50 | 0 | 0.06956 | Cooling | 0.011593 | #N/A | #N/A | #N/A | #N/A | 0 | 0 | 0 | 0 | 0 | 0.06956 | #N/A | #N/A | 88 | 65 | 5.3524 | #N/A | 0.00021505 | 3.864e-05% | 1 | 50% | 0% | 0% | 0% | 8.2745 | 0 | 0 | 0 | 8.2745 | #N/A
2007-10-11 12:01 | 10 | 11 | 12 | 284.4587 | 6804 | 53.96 | 30.02 | 1016 | 53.96 | 0 | 2.6545 | Cooling | 0.44241 | #N/A | #N/A | #N/A | #N/A | 0 | 0 | 0 | 0 | 0 | 2.6545 | #N/A | #N/A | 88 | 68.96 | 5.0818 | #N/A | 0.0082066 | 0.001475% | 1 | 50% | 0% | 0% | 0% | 8.2745 | 0 | 0 | 0 | 8.2745 | #N/A
2007-10-11 13:01 | 10 | 11 | 13 | 284.5004 | 6805 | 57.02 | 30.92 | 1015 | 57.02 | 0 | 7.499 | Cooling | 1.2498 | #N/A | #N/A | #N/A | #N/A | 0 | 0 | 0 | 0 | 0 | 7.499 | #N/A | #N/A | 88 | 72.02 | 4.8727 | #N/A | 0.023184 | 0.004166% | 1 | 50% | 0% | 0% | 0% | 8.2745 | 0 | 0 | 0 | 8.2745 | #N/A
2007-10-11 14:01 | 10 | 11 | 14 | 284.5421 | 6806 | 57.02 | 33.08 | 1014 | 57.02 | 0 | 82.6609 | Cooling | 13.7768 | #N/A | #N/A | #N/A | #N/A | 0 | 0 | 0 | 0 | 0 | 82.6609 | #N/A | #N/A | 88 | 72.02 | 4.8727 | #N/A | 0.25556 | 0.04592% | 1 | 50% | 0% | 0% | 0% | 8.2745 | 0 | 0 | 0 | 8.2745 | #N/A
2007-10-11 15:01 | 10 | 11 | 15 | 284.5837 | 6807 | 59 | 33.08 | 1014 | 59 | 0 | 172.7295 | Cooling | 28.7883 | #N/A | #N/A | #N/A | #N/A | 0 | 0 | 0 | 0 | 0 | 172.7295 | #N/A | #N/A | 88 | 74 | 4.7374 | #N/A | 0.53401 | 0.09596% | 1 | 50% | 0% | 0% | 0% | 8.2745 | 0 | 0 | 0 | 8.2745 | #N/A
2007-10-11 16:01 | 10 | 11 | 16 | 284.6254 | 6808 | 57.02 | 33.08 | 1013 | 57.02 | 0 | 226.2534 | Cooling | 37.7089 | #N/A | #N/A | #N/A | #N/A | 0 | 0 | 0 | 0 | 0 | 226.2534 | #N/A | #N/A | 88 | 72.02 | 4.8727 | #N/A | 0.69949 | 0.1257% | 1 | 50% | 0% | 0% | 0% | 8.2745 | 0 | 0 | 0 | 8.2745 | #N/A
2007-10-11 17:01 | 10 | 11 | 17 | 284.6671 | 6809 | 57.02 | 33.98 | 1013 | 57.02 | 0 | 160.0096 | Cooling | 26.6683 | #N/A | #N/A | #N/A | #N/A | 0 | 0 | 0 | 0 | 0 | 160.0096 | #N/A | #N/A | 88 | 72.02 | 4.8727 | #N/A | 0.49469 | 0.08889% | 1 | 50% | 0% | 0% | 0% | 8.2745 | 0 | 0 | 0 | 8.2745 | #N/A
2007-10-11 18:01 | 10 | 11 | 18 | 284.7087 | 6810 | 50 | 35.06 | 1013 | 50 | 0 | 4.5909 | Cooling | 0.76514 | #N/A | #N/A | #N/A | #N/A | 0 | 0 | 0 | 0 | 0 | 4.5909 | #N/A | #N/A | 88 | 65 | 5.3524 | #N/A | 0.014193 | 0.00255% | 1 | 50% | 0% | 0% | 0% | 8.2745 | 0 | 0 | 0 | 8.2745 | #N/A
2007-10-11 19:01 | 10 | 11 | 19 | 284.7504 | 6811 | 46.94 | 35.06 | 1013 | 46.94 | 0 | 0.058811 | Cooling | 0.0098018 | #N/A | #N/A | #N/A | #N/A | 0 | 0 | 0 | 0 | 0 | 0.058811 | #N/A | #N/A | 88 | 61.94 | 5.5615 | #N/A | 0.00018182 | 3.267e-05% | 1 | 50% | 0% | 0% | 0% | 8.2745 | 0 | 0 | 0 | 8.2745 | #N/A
2007-10-11 20:01 | 10 | 11 | 20 | 284.7921 | 6812 | 46.94 | 35.06 | 1013 | 46.94 | 0 | 0.03674 | Cooling | 0.0061234 | #N/A | #N/A | #N/A | #N/A | 0 | 0 | 0 | 0 | 0 | 0.03674 | #N/A | #N/A | 88 | 61.94 | 5.5615 | #N/A | 0.00011359 | 2.041e-05% | 1 | 50% | 0% | 0% | 0% | 8.2745 | 0 | 0 | 0 | 8.2745 | #N/A
2007-10-11 21:01 | 10 | 11 | 21 | 284.8337 | 6813 | 46.04 | 35.06 | 1013 | 46.04 | 0.70443 | 0 | Heating | 0.093924 | #N/A | #N/A | #N/A | #N/A | 0.70443 | #N/A | #N/A | 4.1705 | #N/A | 0 | 0 | 0 | 0 | 0 | 0 | 0 | 0 | 0.0003131% | 1 | 50% | 0% | 0% | 0% | 8.2745 | 0 | 0 | 0 | 8.2745 | #N/A
2007-10-11 22:01 | 10 | 11 | 22 | 284.8754 | 6814 | 42.98 | 35.06 | 1013 | 42.98 | 0 | 0 | Cooling | 0 | #N/A | #N/A | #N/A | #N/A | 0 | 0 | 0 | 0 | 0 | 0 | #N/A | #N/A | 88 | 57.98 | 5.8321 | #N/A | 0 | 0% | 1 | 50% | 0% | 0% | 0% | 8.2745 | 0 | 0 | 0 | 8.2745 | #N/A
2007-10-11 23:01 | 10 | 11 | 23 | 284.9171 | 6815 | 42.98 | 35.96 | 1013 | 42.98 | 0 | 0 | Cooling | 0 | #N/A | #N/A | #N/A | #N/A | 0 | 0 | 0 | 0 | 0 | 0 | #N/A | #N/A | 88 | 57.98 | 5.8321 | #N/A | 0 | 0% | 1 | 50% | 0% | 0% | 0% | 8.2745 | 0 | 0 | 0 | 8.2745 | #N/A
2007-10-12 00:01 | 10 | 12 | 0 | 284.9587 | 6816 | 41 | 37.04 | 1013 | 41 | 0 | 0 | Cooling | 0 | #N/A | #N/A | #N/A | #N/A | 0 | 0 | 0 | 0 | 0 | 0 | #N/A | #N/A | 88 | 56 | 5.9674 | #N/A | 0 | 0% | 1 | 50% | 0% | 0% | 0% | 8.2745 | 0 | 0 | 0 | 8.2745 | #N/A
2007-10-12 01:01 | 10 | 12 | 1 | 285.0004 | 6817 | 39.02 | 35.96 | 1012 | 39.02 | 0 | 0 | Cooling | 0 | #N/A | #N/A | #N/A | #N/A | 0 | 0 | 0 | 0 | 0 | 0 | #N/A | #N/A | 88 | 54.02 | 6.1027 | #N/A | 0 | 0% | 1 | 50% | 0% | 0% | 0% | 8.2745 | 0 | 0 | 0 | 8.2745 | #N/A
2007-10-12 02:01 | 10 | 12 | 2 | 285.0421 | 6818 | 39.02 | 35.96 | 1012 | 39.02 | 0 | 0 | Cooling | 0 | #N/A | #N/A | #N/A | #N/A | 0 | 0 | 0 | 0 | 0 | 0 | #N/A | #N/A | 88 | 54.02 | 6.1027 | #N/A | 0 | 0% | 1 | 50% | 0% | 0% | 0% | 8.2745 | 0 | 0 | 0 | 8.2745 | #N/A
2007-10-12 03:01 | 10 | 12 | 3 | 285.0837 | 6819 | 35.96 | 35.96 | 1011 | 35.96 | 0 | 0 | Cooling | 0 | #N/A | #N/A | #N/A | #N/A | 0 | 0 | 0 | 0 | 0 | 0 | #N/A | #N/A | 88 | 50.96 | 6.3118 | #N/A | 0 | 0% | 1 | 50% | 0% | 0% | 0% | 8.2745 | 0 | 0 | 0 | 8.2745 | #N/A
2007-10-12 04:01 | 10 | 12 | 4 | 285.1254 | 6820 | 33.98 | 35.96 | 1011 | 33.98 | 0 | 0 | Cooling | 0 | #N/A | #N/A | #N/A | #N/A | 0 | 0 | 0 | 0 | 0 | 0 | #N/A | #N/A | 88 | 48.98 | 6.4471 | #N/A | 0 | 0% | 1 | 50% | 0% | 0% | 0% | 8.2745 | 0 | 0 | 0 | 8.2745 | #N/A
2007-10-12 05:01 | 10 | 12 | 5 | 285.1671 | 6821 | 33.98 | 35.96 | 1011 | 33.98 | 0 | 0 | Cooling | 0 | #N/A | #N/A | #N/A | #N/A | 0 | 0 | 0 | 0 | 0 | 0 | #N/A | #N/A | 88 | 48.98 | 6.4471 | #N/A | 0 | 0% | 1 | 50% | 0% | 0% | 0% | 8.2745 | 0 | 0 | 0 | 8.2745 | #N/A
2007-10-12 06:01 | 10 | 12 | 6 | 285.2087 | 6822 | 35.6 | 35.96 | 1011 | 35.6 | 107.691 | 0 | Heating | 14.3588 | #N/A | #N/A | #N/A | #N/A | 107.691 | #N/A | #N/A | 3.4863 | #N/A | 0 | 0 | 0 | 0 | 0 | 0 | 0 | 0 | 0.04786% | 1 | 50% | 0% | 0% | 0% | 8.2745 | 0 | 0 | 0 | 8.2745 | #N/A
2007-10-12 07:01 | 10 | 12 | 7 | 285.2504 | 6823 | 35.96 | 35.96 | 1010 | 35.96 | 28.0032 | 0 | Heating | 3.7338 | #N/A | #N/A | #N/A | #N/A | 28.0032 | #N/A | #N/A | 3.5052 | #N/A | 0 | 0 | 0 | 0 | 0 | 0 | 0 | 0 | 0.01245% | 1 | 50% | 0% | 0% | 0% | 8.2745 | 0 | 0 | 0 | 8.2745 | #N/A
2007-10-12 08:01 | 10 | 12 | 8 | 285.2921 | 6824 | 35.96 | 39.92 | 1010 | 35.96 | 5.6656 | 0 | Heating | 0.75542 | #N/A | #N/A | #N/A | #N/A | 5.6656 | #N/A | #N/A | 3.5052 | #N/A | 0 | 0 | 0 | 0 | 0 | 0 | 0 | 0 | 0.002518% | 1 | 50% | 0% | 0% | 0% | 8.2745 | 0 | 0 | 0 | 8.2745 | #N/A
2007-10-12 09:01 | 10 | 12 | 9 | 285.3337 | 6825 | 46.94 | 42.98 | 1009 | 46.94 | 1.2933 | 0 | Heating | 0.17244 | #N/A | #N/A | #N/A | #N/A | 1.2933 | #N/A | #N/A | 4.2441 | #N/A | 0 | 0 | 0 | 0 | 0 | 0 | 0 | 0 | 0.0005748% | 1 | 50% | 0% | 0% | 0% | 8.2745 | 0 | 0 | 0 | 8.2745 | #N/A
2007-10-12 10:01 | 10 | 12 | 10 | 285.3754 | 6826 | 51.08 | 42.98 | 1009 | 51.08 | 0.16868 | 0 | Heating | 0.02249 | #N/A | #N/A | #N/A | #N/A | 0.16868 | #N/A | #N/A | 4.6159 | #N/A | 0 | 0 | 0 | 0 | 0 | 0 | 0 | 0 | 7.497e-05% | 1 | 50% | 0% | 0% | 0% | 8.2745 | 0 | 0 | 0 | 8.2745 | #N/A
2007-10-12 11:01 | 10 | 12 | 11 | 285.4171 | 6827 | 51.08 | 44.06 | 1008 | 51.08 | 0 | 12.1308 | Cooling | 2.0218 | #N/A | #N/A | #N/A | #N/A | 0 | 0 | 0 | 0 | 0 | 12.1308 | #N/A | #N/A | 88 | 66.08 | 5.2786 | #N/A | 0.037504 | 0.006739% | 1 | 50% | 0% | 0% | 0% | 8.2745 | 0 | 0 | 0 | 8.2745 | #N/A
2007-10-12 12:01 | 10 | 12 | 12 | 285.4587 | 6828 | 57.92 | 46.04 | 1006 | 57.92 | 0 | 39.4571 | Cooling | 6.5762 | #N/A | #N/A | #N/A | #N/A | 0 | 0 | 0 | 0 | 0 | 39.4571 | #N/A | #N/A | 88 | 72.92 | 4.8112 | #N/A | 0.12199 | 0.02192% | 1 | 50% | 0% | 0% | 0% | 8.2745 | 0 | 0 | 0 | 8.2745 | #N/A
2007-10-12 13:01 | 10 | 12 | 13 | 285.5004 | 6829 | 60.98 | 46.04 | 1005 | 60.98 | 0 | 83.2876 | Cooling | 13.8813 | #N/A | #N/A | #N/A | #N/A | 0 | 0 | 0 | 0 | 0 | 83.2876 | #N/A | #N/A | 88 | 75.98 | 4.6021 | #N/A | 0.25749 | 0.04627% | 1 | 50% | 0% | 0% | 0% | 8.2745 | 0 | 0 | 0 | 8.2745 | #N/A
2007-10-12 14:01 | 10 | 12 | 14 | 285.5421 | 6830 | 60.98 | 44.96 | 1005 | 60.98 | 0 | 79.7122 | Cooling | 13.2854 | #N/A | #N/A | #N/A | #N/A | 0 | 0 | 0 | 0 | 0 | 79.7122 | #N/A | #N/A | 88 | 75.98 | 4.6021 | #N/A | 0.24644 | 0.04428% | 1 | 50% | 0% | 0% | 0% | 8.2745 | 0 | 0 | 0 | 8.2745 | #N/A
2007-10-12 15:01 | 10 | 12 | 15 | 285.5837 | 6831 | 64.04 | 46.04 | 1005 | 64.04 | 0 | 79.2494 | Cooling | 13.2082 | #N/A | #N/A | #N/A | #N/A | 0 | 0 | 0 | 0 | 0 | 79.2494 | #N/A | #N/A | 88 | 79.04 | 4.393 | #N/A | 0.24501 | 0.04403% | 1 | 50% | 0% | 0% | 0% | 8.2745 | 0 | 0 | 0 | 8.2745 | #N/A
2007-10-12 16:01 | 10 | 12 | 16 | 285.6254 | 6832 | 64.94 | 46.94 | 1005 | 64.94 | 0 | 125.377 | Cooling | 20.8962 | #N/A | #N/A | #N/A | #N/A | 0 | 0 | 0 | 0 | 0 | 125.377 | #N/A | #N/A | 88 | 79.94 | 4.3315 | #N/A | 0.38762 | 0.06965% | 1 | 50% | 0% | 0% | 0% | 8.2745 | 0 | 0 | 0 | 8.2745 | #N/A
2007-10-12 17:01 | 10 | 12 | 17 | 285.6671 | 6833 | 64.94 | 46.94 | 1004 | 64.94 | 0 | 72.0453 | Cooling | 12.0076 | #N/A | #N/A | #N/A | #N/A | 0 | 0 | 0 | 0 | 0 | 72.0453 | #N/A | #N/A | 88 | 79.94 | 4.3315 | #N/A | 0.22274 | 0.04003% | 1 | 50% | 0% | 0% | 0% | 8.2745 | 0 | 0 | 0 | 8.2745 | #N/A
2007-10-12 18:01 | 10 | 12 | 18 | 285.7087 | 6834 | 53.96 | 46.94 | 1004 | 53.96 | 0 | 0 | Cooling | 0 | #N/A | #N/A | #N/A | #N/A | 0 | 0 | 0 | 0 | 0 | 0 | #N/A | #N/A | 88 | 68.96 | 5.0818 | #N/A | 0 | 0% | 1 | 50% | 0% | 0% | 0% | 8.2745 | 0 | 0 | 0 | 8.2745 | #N/A
2007-10-12 19:01 | 10 | 12 | 19 | 285.7504 | 6835 | 51.98 | 46.94 | 1004 | 51.98 | 0 | 0 | Cooling | 0 | #N/A | #N/A | #N/A | #N/A | 0 | 0 | 0 | 0 | 0 | 0 | #N/A | #N/A | 88 | 66.98 | 5.2171 | #N/A | 0 | 0% | 1 | 50% | 0% | 0% | 0% | 8.2745 | 0 | 0 | 0 | 8.2745 | #N/A
2007-10-12 20:01 | 10 | 12 | 20 | 285.7921 | 6836 | 51.98 | 46.94 | 1004 | 51.98 | 0 | 0 | Cooling | 0 | #N/A | #N/A | #N/A | #N/A | 0 | 0 | 0 | 0 | 0 | 0 | #N/A | #N/A | 88 | 66.98 | 5.2171 | #N/A | 0 | 0% | 1 | 50% | 0% | 0% | 0% | 8.2745 | 0 | 0 | 0 | 8.2745 | #N/A
2007-10-12 21:01 | 10 | 12 | 21 | 285.8337 | 6837 | 48.92 | 48.02 | 1004 | 48.92 | 0 | 0 | Cooling | 0 | #N/A | #N/A | #N/A | #N/A | 0 | 0 | 0 | 0 | 0 | 0 | #N/A | #N/A | 88 | 63.92 | 5.4262 | #N/A | 0 | 0% | 1 | 50% | 0% | 0% | 0% | 8.2745 | 0 | 0 | 0 | 8.2745 | #N/A
2007-10-12 22:01 | 10 | 12 | 22 | 285.8754 | 6838 | 50 | 48.02 | 1004 | 50 | 0 | 0 | Cooling | 0 | #N/A | #N/A | #N/A | #N/A | 0 | 0 | 0 | 0 | 0 | 0 | #N/A | #N/A | 88 | 65 | 5.3524 | #N/A | 0 | 0% | 1 | 50% | 0% | 0% | 0% | 8.2745 | 0 | 0 | 0 | 8.2745 | #N/A
2007-10-12 23:01 | 10 | 12 | 23 | 285.9171 | 6839 | 50 | 48.92 | 1004 | 50 | 0 | 0 | Cooling | 0 | #N/A | #N/A | #N/A | #N/A | 0 | 0 | 0 | 0 | 0 | 0 | #N/A | #N/A | 88 | 65 | 5.3524 | #N/A | 0 | 0% | 1 | 50% | 0% | 0% | 0% | 8.2745 | 0 | 0 | 0 | 8.2745 | #N/A
2007-10-13 00:01 | 10 | 13 | 0 | 285.9587 | 6840 | 51.98 | 48.92 | 1003 | 51.98 | 0 | 0 | Cooling | 0 | #N/A | #N/A | #N/A | #N/A | 0 | 0 | 0 | 0 | 0 | 0 | #N/A | #N/A | 88 | 66.98 | 5.2171 | #N/A | 0 | 0% | 1 | 50% | 0% | 0% | 0% | 8.2745 | 0 | 0 | 0 | 8.2745 | #N/A
2007-10-13 01:01 | 10 | 13 | 1 | 286.0004 | 6841 | 49.46 | 48.92 | 1002 | 49.46 | 0 | 0 | Cooling | 0 | #N/A | #N/A | #N/A | #N/A | 0 | 0 | 0 | 0 | 0 | 0 | #N/A | #N/A | 88 | 64.46 | 5.3893 | #N/A | 0 | 0% | 1 | 50% | 0% | 0% | 0% | 8.2745 | 0 | 0 | 0 | 8.2745 | #N/A
2007-10-13 02:01 | 10 | 13 | 2 | 286.0421 | 6842 | 49.46 | 50 | 1002 | 49.46 | 0 | 0 | Cooling | 0 | #N/A | #N/A | #N/A | #N/A | 0 | 0 | 0 | 0 | 0 | 0 | #N/A | #N/A | 88 | 64.46 | 5.3893 | #N/A | 0 | 0% | 1 | 50% | 0% | 0% | 0% | 8.2745 | 0 | 0 | 0 | 8.2745 | #N/A
2007-10-13 03:01 | 10 | 13 | 3 | 286.0837 | 6843 | 48.92 | 51.08 | 1002 | 48.92 | 0 | 0 | Cooling | 0 | #N/A | #N/A | #N/A | #N/A | 0 | 0 | 0 | 0 | 0 | 0 | #N/A | #N/A | 88 | 63.92 | 5.4262 | #N/A | 0 | 0% | 1 | 50% | 0% | 0% | 0% | 8.2745 | 0 | 0 | 0 | 8.2745 | #N/A
2007-10-13 04:01 | 10 | 13 | 4 | 286.1254 | 6844 | 50 | 53.96 | 1002 | 50 | 0 | 0 | Cooling | 0 | #N/A | #N/A | #N/A | #N/A | 0 | 0 | 0 | 0 | 0 | 0 | #N/A | #N/A | 88 | 65 | 5.3524 | #N/A | 0 | 0% | 1 | 50% | 0% | 0% | 0% | 8.2745 | 0 | 0 | 0 | 8.2745 | #N/A
2007-10-13 05:01 | 10 | 13 | 5 | 286.1671 | 6845 | 50 | 53.96 | 1001 | 50 | 0 | 0 | Cooling | 0 | #N/A | #N/A | #N/A | #N/A | 0 | 0 | 0 | 0 | 0 | 0 | #N/A | #N/A | 88 | 65 | 5.3524 | #N/A | 0 | 0% | 1 | 50% | 0% | 0% | 0% | 8.2745 | 0 | 0 | 0 | 8.2745 | #N/A
2007-10-13 06:01 | 10 | 13 | 6 | 286.2087 | 6846 | 48.92 | 53.96 | 1001 | 48.92 | 0 | 0 | Cooling | 0 | #N/A | #N/A | #N/A | #N/A | 0 | 0 | 0 | 0 | 0 | 0 | #N/A | #N/A | 88 | 63.92 | 5.4262 | #N/A | 0 | 0% | 1 | 50% | 0% | 0% | 0% | 8.2745 | 0 | 0 | 0 | 8.2745 | #N/A
2007-10-13 07:01 | 10 | 13 | 7 | 286.2504 | 6847 | 48.92 | 53.96 | 1001 | 48.92 | 0 | 0.8625 | Cooling | 0.14375 | #N/A | #N/A | #N/A | #N/A | 0 | 0 | 0 | 0 | 0 | 0.8625 | #N/A | #N/A | 88 | 63.92 | 5.4262 | #N/A | 0.0026665 | 0.0004792% | 1 | 50% | 0% | 0% | 0% | 8.2745 | 0 | 0 | 0 | 8.2745 | #N/A
2007-10-13 08:01 | 10 | 13 | 8 | 286.2921 | 6848 | 48.92 | 55.94 | 1001 | 48.92 | 0 | 1.807 | Cooling | 0.30117 | #N/A | #N/A | #N/A | #N/A | 0 | 0 | 0 | 0 | 0 | 1.807 | #N/A | #N/A | 88 | 63.92 | 5.4262 | #N/A | 0.0055866 | 0.001004% | 1 | 50% | 0% | 0% | 0% | 8.2745 | 0 | 0 | 0 | 8.2745 | #N/A
2007-10-13 09:01 | 10 | 13 | 9 | 286.3337 | 6849 | 55.04 | 55.94 | 1001 | 55.04 | 0 | 0 | Cooling | 0 | #N/A | #N/A | #N/A | #N/A | 0 | 0 | 0 | 0 | 0 | 0 | #N/A | #N/A | 88 | 70.04 | 5.008 | #N/A | 0 | 0% | 1 | 50% | 0% | 0% | 0% | 8.2745 | 0 | 0 | 0 | 8.2745 | #N/A
2007-10-13 10:01 | 10 | 13 | 10 | 286.3754 | 6850 | 57.92 | 57.02 | 1001 | 57.92 | 0 | 0 | Cooling | 0 | #N/A | #N/A | #N/A | #N/A | 0 | 0 | 0 | 0 | 0 | 0 | #N/A | #N/A | 88 | 72.92 | 4.8112 | #N/A | 0 | 0% | 1 | 50% | 0% | 0% | 0% | 8.2745 | 0 | 0 | 0 | 8.2745 | #N/A
2007-10-13 11:01 | 10 | 13 | 11 | 286.4171 | 6851 | 57.92 | 57.02 | 1001 | 57.92 | 0 | 0 | Cooling | 0 | #N/A | #N/A | #N/A | #N/A | 0 | 0 | 0 | 0 | 0 | 0 | #N/A | #N/A | 88 | 72.92 | 4.8112 | #N/A | 0 | 0% | 1 | 50% | 0% | 0% | 0% | 8.2745 | 0 | 0 | 0 | 8.2745 | #N/A
2007-10-13 12:01 | 10 | 13 | 12 | 286.4587 | 6852 | 64.04 | 57.92 | 1000 | 64.04 | 0 | 0 | Cooling | 0 | #N/A | #N/A | #N/A | #N/A | 0 | 0 | 0 | 0 | 0 | 0 | #N/A | #N/A | 88 | 79.04 | 4.393 | #N/A | 0 | 0% | 1 | 50% | 0% | 0% | 0% | 8.2745 | 0 | 0 | 0 | 8.2745 | #N/A
2007-10-13 13:01 | 10 | 13 | 13 | 286.5004 | 6853 | 64.94 | 60.08 | 999 | 64.94 | 0 | 0 | Cooling | 0 | #N/A | #N/A | #N/A | #N/A | 0 | 0 | 0 | 0 | 0 | 0 | #N/A | #N/A | 88 | 79.94 | 4.3315 | #N/A | 0 | 0% | 1 | 50% | 0% | 0% | 0% | 8.2745 | 0 | 0 | 0 | 8.2745 | #N/A
2007-10-13 14:01 | 10 | 13 | 14 | 286.5421 | 6854 | 64.94 | 60.98 | 999 | 64.94 | 0 | 0 | Cooling | 0 | #N/A | #N/A | #N/A | #N/A | 0 | 0 | 0 | 0 | 0 | 0 | #N/A | #N/A | 88 | 79.94 | 4.3315 | #N/A | 0 | 0% | 1 | 50% | 0% | 0% | 0% | 8.2745 | 0 | 0 | 0 | 8.2745 | #N/A
2007-10-13 15:01 | 10 | 13 | 15 | 286.5837 | 6855 | 66.92 | 60.98 | 999 | 66.92 | 0 | 0 | Cooling | 0 | #N/A | #N/A | #N/A | #N/A | 0 | 0 | 0 | 0 | 0 | 0 | #N/A | #N/A | 88 | 81.92 | 4.1962 | #N/A | 0 | 0% | 1 | 50% | 0% | 0% | 0% | 8.2745 | 0 | 0 | 0 | 8.2745 | #N/A
2007-10-13 16:01 | 10 | 13 | 16 | 286.6254 | 6856 | 66.02 | 60.98 | 999 | 66.02 | 0 | 0 | Cooling | 0 | #N/A | #N/A | #N/A | #N/A | 0 | 0 | 0 | 0 | 0 | 0 | #N/A | #N/A | 88 | 81.02 | 4.2577 | #N/A | 0 | 0% | 1 | 50% | 0% | 0% | 0% | 8.2745 | 0 | 0 | 0 | 8.2745 | #N/A
2007-10-13 17:01 | 10 | 13 | 17 | 286.6671 | 6857 | 66.02 | 60.08 | 998 | 66.02 | 0 | 0 | Cooling | 0 | #N/A | #N/A | #N/A | #N/A | 0 | 0 | 0 | 0 | 0 | 0 | #N/A | #N/A | 88 | 81.02 | 4.2577 | #N/A | 0 | 0% | 1 | 50% | 0% | 0% | 0% | 8.2745 | 0 | 0 | 0 | 8.2745 | #N/A
2007-10-13 18:01 | 10 | 13 | 18 | 286.7087 | 6858 | 60.98 | 60.08 | 999 | 60.98 | 0 | 0 | Cooling | 0 | #N/A | #N/A | #N/A | #N/A | 0 | 0 | 0 | 0 | 0 | 0 | #N/A | #N/A | 88 | 75.98 | 4.6021 | #N/A | 0 | 0% | 1 | 50% | 0% | 0% | 0% | 8.2745 | 0 | 0 | 0 | 8.2745 | #N/A
2007-10-13 19:01 | 10 | 13 | 19 | 286.7504 | 6859 | 60.08 | 60.08 | 998 | 60.08 | 0 | 0 | Cooling | 0 | #N/A | #N/A | #N/A | #N/A | 0 | 0 | 0 | 0 | 0 | 0 | #N/A | #N/A | 88 | 75.08 | 4.6636 | #N/A | 0 | 0% | 1 | 50% | 0% | 0% | 0% | 8.2745 | 0 | 0 | 0 | 8.2745 | #N/A
2007-10-13 20:01 | 10 | 13 | 20 | 286.7921 | 6860 | 60.08 | 59 | 998 | 60.08 | 0 | 0 | Cooling | 0 | #N/A | #N/A | #N/A | #N/A | 0 | 0 | 0 | 0 | 0 | 0 | #N/A | #N/A | 88 | 75.08 | 4.6636 | #N/A | 0 | 0% | 1 | 50% | 0% | 0% | 0% | 8.2745 | 0 | 0 | 0 | 8.2745 | #N/A
2007-10-13 21:01 | 10 | 13 | 21 | 286.8337 | 6861 | 57.02 | 57.92 | 998 | 57.02 | 0 | 0 | Cooling | 0 | #N/A | #N/A | #N/A | #N/A | 0 | 0 | 0 | 0 | 0 | 0 | #N/A | #N/A | 88 | 72.02 | 4.8727 | #N/A | 0 | 0% | 1 | 50% | 0% | 0% | 0% | 8.2745 | 0 | 0 | 0 | 8.2745 | #N/A
2007-10-13 22:01 | 10 | 13 | 22 | 286.8754 | 6862 | 55.94 | 57.02 | 998 | 55.94 | 0 | 0 | Cooling | 0 | #N/A | #N/A | #N/A | #N/A | 0 | 0 | 0 | 0 | 0 | 0 | #N/A | #N/A | 88 | 70.94 | 4.9465 | #N/A | 0 | 0% | 1 | 50% | 0% | 0% | 0% | 8.2745 | 0 | 0 | 0 | 8.2745 | #N/A
2007-10-13 23:01 | 10 | 13 | 23 | 286.9171 | 6863 | 55.94 | 55.94 | 998 | 55.94 | 0 | 0 | Cooling | 0 | #N/A | #N/A | #N/A | #N/A | 0 | 0 | 0 | 0 | 0 | 0 | #N/A | #N/A | 88 | 70.94 | 4.9465 | #N/A | 0 | 0% | 1 | 50% | 0% | 0% | 0% | 8.2745 | 0 | 0 | 0 | 8.2745 | #N/A
2007-10-14 00:01 | 10 | 14 | 0 | 286.9587 | 6864 | 53.96 | 55.94 | 996 | 53.96 | 0 | 0 | Cooling | 0 | #N/A | #N/A | #N/A | #N/A | 0 | 0 | 0 | 0 | 0 | 0 | #N/A | #N/A | 88 | 68.96 | 5.0818 | #N/A | 0 | 0% | 1 | 50% | 0% | 0% | 0% | 8.2745 | 0 | 0 | 0 | 8.2745 | #N/A
2007-10-14 01:01 | 10 | 14 | 1 | 287.0004 | 6865 | 53.06 | 57.02 | 996 | 53.06 | 0 | 0 | Cooling | 0 | #N/A | #N/A | #N/A | #N/A | 0 | 0 | 0 | 0 | 0 | 0 | #N/A | #N/A | 88 | 68.06 | 5.1433 | #N/A | 0 | 0% | 1 | 50% | 0% | 0% | 0% | 8.2745 | 0 | 0 | 0 | 8.2745 | #N/A
2007-10-14 02:01 | 10 | 14 | 2 | 287.0421 | 6866 | 53.06 | 57.92 | 995 | 53.06 | 0 | 0 | Cooling | 0 | #N/A | #N/A | #N/A | #N/A | 0 | 0 | 0 | 0 | 0 | 0 | #N/A | #N/A | 88 | 68.06 | 5.1433 | #N/A | 0 | 0% | 1 | 50% | 0% | 0% | 0% | 8.2745 | 0 | 0 | 0 | 8.2745 | #N/A
2007-10-14 03:01 | 10 | 14 | 3 | 287.0837 | 6867 | 53.06 | 57.02 | 993 | 53.06 | 0 | 0 | Cooling | 0 | #N/A | #N/A | #N/A | #N/A | 0 | 0 | 0 | 0 | 0 | 0 | #N/A | #N/A | 88 | 68.06 | 5.1433 | #N/A | 0 | 0% | 1 | 50% | 0% | 0% | 0% | 8.2745 | 0 | 0 | 0 | 8.2745 | #N/A
2007-10-14 04:01 | 10 | 14 | 4 | 287.1254 | 6868 | 53.06 | 57.02 | 992 | 53.06 | 0 | 0 | Cooling | 0 | #N/A | #N/A | #N/A | #N/A | 0 | 0 | 0 | 0 | 0 | 0 | #N/A | #N/A | 88 | 68.06 | 5.1433 | #N/A | 0 | 0% | 1 | 50% | 0% | 0% | 0% | 8.2745 | 0 | 0 | 0 | 8.2745 | #N/A
2007-10-14 05:01 | 10 | 14 | 5 | 287.1671 | 6869 | 53.06 | 57.92 | 991 | 53.06 | 0 | 0 | Cooling | 0 | #N/A | #N/A | #N/A | #N/A | 0 | 0 | 0 | 0 | 0 | 0 | #N/A | #N/A | 88 | 68.06 | 5.1433 | #N/A | 0 | 0% | 1 | 50% | 0% | 0% | 0% | 8.2745 | 0 | 0 | 0 | 8.2745 | #N/A
2007-10-14 06:01 | 10 | 14 | 6 | 287.2087 | 6870 | 53.96 | 59 | 991 | 53.96 | 0 | 415.8113 | Cooling | 69.3019 | #N/A | #N/A | #N/A | #N/A | 0 | 0 | 0 | 0 | 0 | 415.8113 | #N/A | #N/A | 88 | 68.96 | 5.0818 | #N/A | 1.2855 | 0.231% | 1 | 50% | 0% | 0% | 0% | 8.2745 | 0 | 0 | 0 | 8.2745 | #N/A
2007-10-14 07:01 | 10 | 14 | 7 | 287.2504 | 6871 | 55.4 | 60.08 | 990 | 55.4 | 0 | 499.1189 | Cooling | 83.1865 | #N/A | #N/A | #N/A | #N/A | 0 | 0 | 0 | 0 | 0 | 499.1189 | #N/A | #N/A | 88 | 70.4 | 4.9834 | #N/A | 1.5431 | 0.2773% | 1 | 50% | 0% | 0% | 0% | 8.2745 | 0 | 0 | 0 | 8.2745 | #N/A
2007-10-14 08:01 | 10 | 14 | 8 | 287.2921 | 6872 | 55.04 | 60.08 | 990 | 55.04 | 0 | 1163.8649 | Cooling | 193.9775 | #N/A | #N/A | #N/A | #N/A | 0 | 0 | 0 | 0 | 0 | 1163.8649 | #N/A | #N/A | 88 | 70.04 | 5.008 | #N/A | 3.5982 | 0.6466% | 1 | 50% | 0% | 0% | 0% | 8.2745 | 0 | 0 | 0 | 8.2745 | #N/A
2007-10-14 09:01 | 10 | 14 | 9 | 287.3337 | 6873 | 59 | 60.98 | 990 | 59 | 0 | 1243.6393 | Cooling | 207.2732 | #N/A | #N/A | #N/A | #N/A | 0 | 0 | 0 | 0 | 0 | 1243.6393 | #N/A | #N/A | 88 | 74 | 4.7374 | #N/A | 3.8449 | 0.6909% | 1 | 50% | 0% | 0% | 0% | 8.2745 | 0 | 0 | 0 | 8.2745 | #N/A
2007-10-14 10:01 | 10 | 14 | 10 | 287.3754 | 6874 | 62.06 | 62.06 | 990 | 62.06 | 0 | 1251.0912 | Cooling | 208.5152 | #N/A | #N/A | #N/A | #N/A | 0 | 0 | 0 | 0 | 0 | 1251.0912 | #N/A | #N/A | 88 | 77.06 | 4.5283 | #N/A | 3.8679 | 0.6951% | 1 | 50% | 0% | 0% | 0% | 8.2745 | 0 | 0 | 0 | 8.2745 | #N/A
2007-10-14 11:01 | 10 | 14 | 11 | 287.4171 | 6875 | 62.06 | 60.98 | 989 | 62.06 | 0 | 1326.1021 | Cooling | 221.017 | #N/A | #N/A | #N/A | #N/A | 0 | 0 | 0 | 0 | 0 | 1326.1021 | #N/A | #N/A | 88 | 77.06 | 4.5283 | #N/A | 4.0998 | 0.7367% | 1 | 50% | 0% | 0% | 0% | 8.2745 | 0 | 0 | 0 | 8.2745 | #N/A
2007-10-14 12:01 | 10 | 14 | 12 | 287.4587 | 6876 | 62.06 | 59 | 989 | 62.06 | 0 | 971.6021 | Cooling | 161.9337 | #N/A | #N/A | #N/A | #N/A | 0 | 0 | 0 | 0 | 0 | 971.6021 | #N/A | #N/A | 88 | 77.06 | 4.5283 | #N/A | 3.0038 | 0.5398% | 1 | 50% | 0% | 0% | 0% | 8.2745 | 0 | 0 | 0 | 8.2745 | #N/A
2007-10-14 13:01 | 10 | 14 | 13 | 287.5004 | 6877 | 59 | 57.92 | 989 | 59 | 0 | 853.362 | Cooling | 142.227 | #N/A | #N/A | #N/A | #N/A | 0 | 0 | 0 | 0 | 0 | 853.362 | #N/A | #N/A | 88 | 74 | 4.7374 | #N/A | 2.6383 | 0.4741% | 1 | 50% | 0% | 0% | 0% | 8.2745 | 0 | 0 | 0 | 8.2745 | #N/A
2007-10-14 14:01 | 10 | 14 | 14 | 287.5421 | 6878 | 59 | 55.04 | 989 | 59 | 0 | 661.1884 | Cooling | 110.1981 | #N/A | #N/A | #N/A | #N/A | 0 | 0 | 0 | 0 | 0 | 661.1884 | #N/A | #N/A | 88 | 74 | 4.7374 | #N/A | 2.0441 | 0.3673% | 1 | 50% | 0% | 0% | 0% | 8.2745 | 0 | 0 | 0 | 8.2745 | #N/A
2007-10-14 15:01 | 10 | 14 | 15 | 287.5837 | 6879 | 57.92 | 53.06 | 989 | 57.92 | 0 | 442.1017 | Cooling | 73.6836 | #N/A | #N/A | #N/A | #N/A | 0 | 0 | 0 | 0 | 0 | 442.1017 | #N/A | #N/A | 88 | 72.92 | 4.8112 | #N/A | 1.3668 | 0.2456% | 1 | 50% | 0% | 0% | 0% | 8.2745 | 0 | 0 | 0 | 8.2745 | #N/A
2007-10-14 16:01 | 10 | 14 | 16 | 287.6254 | 6880 | 57.2 | 48.02 | 990 | 57.2 | 0 | 189.8408 | Cooling | 31.6401 | #N/A | #N/A | #N/A | #N/A | 0 | 0 | 0 | 0 | 0 | 189.8408 | #N/A | #N/A | 88 | 72.2 | 4.8604 | #N/A | 0.58692 | 0.1055% | 1 | 50% | 0% | 0% | 0% | 8.2745 | 0 | 0 | 0 | 8.2745 | #N/A
2007-10-14 17:01 | 10 | 14 | 17 | 287.6671 | 6881 | 57.02 | 44.06 | 991 | 57.02 | 0 | 89.0304 | Cooling | 14.8384 | #N/A | #N/A | #N/A | #N/A | 0 | 0 | 0 | 0 | 0 | 89.0304 | #N/A | #N/A | 88 | 72.02 | 4.8727 | #N/A | 0.27525 | 0.04946% | 1 | 50% | 0% | 0% | 0% | 8.2745 | 0 | 0 | 0 | 8.2745 | #N/A
2007-10-14 18:01 | 10 | 14 | 18 | 287.7087 | 6882 | 55.04 | 42.08 | 992 | 55.04 | 0 | 7.1479 | Cooling | 1.1913 | #N/A | #N/A | #N/A | #N/A | 0 | 0 | 0 | 0 | 0 | 7.1479 | #N/A | #N/A | 88 | 70.04 | 5.008 | #N/A | 0.022099 | 0.003971% | 1 | 50% | 0% | 0% | 0% | 8.2745 | 0 | 0 | 0 | 8.2745 | #N/A
2007-10-14 19:01 | 10 | 14 | 19 | 287.7504 | 6883 | 53.06 | 41 | 993 | 53.06 | 0 | 0.029018 | Cooling | 0.0048364 | #N/A | #N/A | #N/A | #N/A | 0 | 0 | 0 | 0 | 0 | 0.029018 | #N/A | #N/A | 88 | 68.06 | 5.1433 | #N/A | 8.9714e-05 | 1.612e-05% | 1 | 50% | 0% | 0% | 0% | 8.2745 | 0 | 0 | 0 | 8.2745 | #N/A
2007-10-14 20:01 | 10 | 14 | 20 | 287.7921 | 6884 | 53.06 | 41 | 994 | 53.06 | 0 | 0.048045 | Cooling | 0.0080075 | #N/A | #N/A | #N/A | #N/A | 0 | 0 | 0 | 0 | 0 | 0.048045 | #N/A | #N/A | 88 | 68.06 | 5.1433 | #N/A | 0.00014854 | 2.669e-05% | 1 | 50% | 0% | 0% | 0% | 8.2745 | 0 | 0 | 0 | 8.2745 | #N/A
2007-10-14 21:01 | 10 | 14 | 21 | 287.8337 | 6885 | 50 | 37.94 | 995 | 50 | 0 | 0.090354 | Cooling | 0.015059 | #N/A | #N/A | #N/A | #N/A | 0 | 0 | 0 | 0 | 0 | 0.090354 | #N/A | #N/A | 88 | 65 | 5.3524 | #N/A | 0.00027934 | 5.02e-05% | 1 | 50% | 0% | 0% | 0% | 8.2745 | 0 | 0 | 0 | 8.2745 | #N/A
2007-10-14 22:01 | 10 | 14 | 22 | 287.8754 | 6886 | 48.92 | 37.04 | 995 | 48.92 | 0 | 0 | Cooling | 0 | #N/A | #N/A | #N/A | #N/A | 0 | 0 | 0 | 0 | 0 | 0 | #N/A | #N/A | 88 | 63.92 | 5.4262 | #N/A | 0 | 0% | 1 | 50% | 0% | 0% | 0% | 8.2745 | 0 | 0 | 0 | 8.2745 | #N/A
2007-10-14 23:01 | 10 | 14 | 23 | 287.9171 | 6887 | 48.92 | 37.04 | 995 | 48.92 | 0 | 0.0059138 | Cooling | 0.00098564 | #N/A | #N/A | #N/A | #N/A | 0 | 0 | 0 | 0 | 0 | 0.0059138 | #N/A | #N/A | 88 | 63.92 | 5.4262 | #N/A | 1.8283e-05 | 3.285e-06% | 1 | 50% | 0% | 0% | 0% | 8.2745 | 0 | 0 | 0 | 8.2745 | #N/A
2007-10-15 00:01 | 10 | 15 | 0 | 287.9587 | 6888 | 46.04 | 35.06 | 995 | 46.04 | 0 | 0.0017075 | Cooling | 0.00028458 | #N/A | #N/A | #N/A | #N/A | 0 | 0 | 0 | 0 | 0 | 0.0017075 | #N/A | #N/A | 88 | 61.04 | 5.623 | #N/A | 5.2789e-06 | 9.486e-07% | 1 | 50% | 0% | 0% | 0% | 8.2745 | 0 | 0 | 0 | 8.2745 | #N/A
2007-10-15 01:01 | 10 | 15 | 1 | 288.0004 | 6889 | 44.06 | 35.96 | 996 | 44.06 | 0 | 0.0011083 | Cooling | 0.00018472 | #N/A | #N/A | #N/A | #N/A | 0 | 0 | 0 | 0 | 0 | 0.0011083 | #N/A | #N/A | 88 | 59.06 | 5.7583 | #N/A | 3.4264e-06 | 6.157e-07% | 1 | 50% | 0% | 0% | 0% | 8.2745 | 0 | 0 | 0 | 8.2745 | #N/A
2007-10-15 02:01 | 10 | 15 | 2 | 288.0421 | 6890 | 44.06 | 32 | 996 | 44.06 | 0 | 0.00012468 | Cooling | 2.0781e-05 | #N/A | #N/A | #N/A | #N/A | 0 | 0 | 0 | 0 | 0 | 0.00012468 | #N/A | #N/A | 88 | 59.06 | 5.7583 | #N/A | 3.8548e-07 | 6.927e-08% | 1 | 50% | 0% | 0% | 0% | 8.2745 | 0 | 0 | 0 | 8.2745 | #N/A
2007-10-15 03:01 | 10 | 15 | 3 | 288.0837 | 6891 | 39.02 | 33.08 | 996 | 39.02 | 0 | 0 | Cooling | 0 | #N/A | #N/A | #N/A | #N/A | 0 | 0 | 0 | 0 | 0 | 0 | #N/A | #N/A | 88 | 54.02 | 6.1027 | #N/A | 0 | 0% | 1 | 50% | 0% | 0% | 0% | 8.2745 | 0 | 0 | 0 | 8.2745 | #N/A
2007-10-15 04:01 | 10 | 15 | 4 | 288.1254 | 6892 | 39.02 | 33.08 | 996 | 39.02 | 0 | 0 | Cooling | 0 | #N/A | #N/A | #N/A | #N/A | 0 | 0 | 0 | 0 | 0 | 0 | #N/A | #N/A | 88 | 54.02 | 6.1027 | #N/A | 0 | 0% | 1 | 50% | 0% | 0% | 0% | 8.2745 | 0 | 0 | 0 | 8.2745 | #N/A
2007-10-15 05:01 | 10 | 15 | 5 | 288.1671 | 6893 | 39.02 | 33.08 | 997 | 39.02 | 0 | 0.018786 | Cooling | 0.0031309 | #N/A | #N/A | #N/A | #N/A | 0 | 0 | 0 | 0 | 0 | 0.018786 | #N/A | #N/A | 88 | 54.02 | 6.1027 | #N/A | 5.8078e-05 | 1.044e-05% | 1 | 50% | 0% | 0% | 0% | 8.2745 | 0 | 0 | 0 | 8.2745 | #N/A
2007-10-15 06:01 | 10 | 15 | 6 | 288.2087 | 6894 | 37.94 | 35.06 | 997 | 37.94 | 38.3816 | 0 | Heating | 5.1175 | #N/A | #N/A | #N/A | #N/A | 38.3816 | #N/A | #N/A | 3.6146 | #N/A | 0 | 0 | 0 | 0 | 0 | 0 | 0 | 0 | 0.01706% | 1 | 50% | 0% | 0% | 0% | 8.2745 | 0 | 0 | 0 | 8.2745 | #N/A
2007-10-15 07:01 | 10 | 15 | 7 | 288.2504 | 6895 | 39.02 | 35.06 | 998 | 39.02 | 2.6764 | 0 | Heating | 0.35686 | #N/A | #N/A | #N/A | #N/A | 2.6764 | #N/A | #N/A | 3.6785 | #N/A | 0 | 0 | 0 | 0 | 0 | 0 | 0 | 0 | 0.00119% | 1 | 50% | 0% | 0% | 0% | 8.2745 | 0 | 0 | 0 | 8.2745 | #N/A
2007-10-15 08:01 | 10 | 15 | 8 | 288.2921 | 6896 | 39.02 | 35.96 | 998 | 39.02 | 0 | 0.051652 | Cooling | 0.0086086 | #N/A | #N/A | #N/A | #N/A | 0 | 0 | 0 | 0 | 0 | 0.051652 | #N/A | #N/A | 88 | 54.02 | 6.1027 | #N/A | 0.00015969 | 2.87e-05% | 1 | 50% | 0% | 0% | 0% | 8.2745 | 0 | 0 | 0 | 8.2745 | #N/A
2007-10-15 09:01 | 10 | 15 | 9 | 288.3337 | 6897 | 46.94 | 35.96 | 999 | 46.94 | 0 | 0.066425 | Cooling | 0.011071 | #N/A | #N/A | #N/A | #N/A | 0 | 0 | 0 | 0 | 0 | 0.066425 | #N/A | #N/A | 88 | 61.94 | 5.5615 | #N/A | 0.00020536 | 3.69e-05% | 1 | 50% | 0% | 0% | 0% | 8.2745 | 0 | 0 | 0 | 8.2745 | #N/A
2007-10-15 10:01 | 10 | 15 | 10 | 288.3754 | 6898 | 48.92 | 35.96 | 999 | 48.92 | 0 | 0.25302 | Cooling | 0.042171 | #N/A | #N/A | #N/A | #N/A | 0 | 0 | 0 | 0 | 0 | 0.25302 | #N/A | #N/A | 88 | 63.92 | 5.4262 | #N/A | 0.00078226 | 0.0001406% | 1 | 50% | 0% | 0% | 0% | 8.2745 | 0 | 0 | 0 | 8.2745 | #N/A
2007-10-15 11:01 | 10 | 15 | 11 | 288.4171 | 6899 | 48.92 | 35.96 | 999 | 48.92 | 0 | 0.18338 | Cooling | 0.030563 | #N/A | #N/A | #N/A | #N/A | 0 | 0 | 0 | 0 | 0 | 0.18338 | #N/A | #N/A | 88 | 63.92 | 5.4262 | #N/A | 0.00056693 | 0.0001019% | 1 | 50% | 0% | 0% | 0% | 8.2745 | 0 | 0 | 0 | 8.2745 | #N/A
2007-10-15 12:01 | 10 | 15 | 12 | 288.4587 | 6900 | 51.98 | 35.06 | 1000 | 51.98 | 0 | 0.070389 | Cooling | 0.011732 | #N/A | #N/A | #N/A | #N/A | 0 | 0 | 0 | 0 | 0 | 0.070389 | #N/A | #N/A | 88 | 66.98 | 5.2171 | #N/A | 0.00021762 | 3.911e-05% | 1 | 50% | 0% | 0% | 0% | 8.2745 | 0 | 0 | 0 | 8.2745 | #N/A
2007-10-15 13:01 | 10 | 15 | 13 | 288.5004 | 6901 | 55.04 | 33.98 | 999 | 55.04 | 0 | 0.085325 | Cooling | 0.014221 | #N/A | #N/A | #N/A | #N/A | 0 | 0 | 0 | 0 | 0 | 0.085325 | #N/A | #N/A | 88 | 70.04 | 5.008 | #N/A | 0.00026379 | 4.74e-05% | 1 | 50% | 0% | 0% | 0% | 8.2745 | 0 | 0 | 0 | 8.2745 | #N/A
2007-10-15 14:01 | 10 | 15 | 14 | 288.5421 | 6902 | 55.04 | 33.98 | 1000 | 55.04 | 0 | 0.033088 | Cooling | 0.0055147 | #N/A | #N/A | #N/A | #N/A | 0 | 0 | 0 | 0 | 0 | 0.033088 | #N/A | #N/A | 88 | 70.04 | 5.008 | #N/A | 0.0001023 | 1.838e-05% | 1 | 50% | 0% | 0% | 0% | 8.2745 | 0 | 0 | 0 | 8.2745 | #N/A
2007-10-15 15:01 | 10 | 15 | 15 | 288.5837 | 6903 | 55.94 | 33.98 | 1000 | 55.94 | 0 | 3.2523 | Cooling | 0.54205 | #N/A | #N/A | #N/A | #N/A | 0 | 0 | 0 | 0 | 0 | 3.2523 | #N/A | #N/A | 88 | 70.94 | 4.9465 | #N/A | 0.010055 | 0.001807% | 1 | 50% | 0% | 0% | 0% | 8.2745 | 0 | 0 | 0 | 8.2745 | #N/A
2007-10-15 16:01 | 10 | 15 | 16 | 288.6254 | 6904 | 55.04 | 35.06 | 1000 | 55.04 | 0 | 0.016294 | Cooling | 0.0027156 | #N/A | #N/A | #N/A | #N/A | 0 | 0 | 0 | 0 | 0 | 0.016294 | #N/A | #N/A | 88 | 70.04 | 5.008 | #N/A | 5.0374e-05 | 9.052e-06% | 1 | 50% | 0% | 0% | 0% | 8.2745 | 0 | 0 | 0 | 8.2745 | #N/A
2007-10-15 17:01 | 10 | 15 | 17 | 288.6671 | 6905 | 55.04 | 37.94 | 1000 | 55.04 | 0 | 0.019 | Cooling | 0.0031667 | #N/A | #N/A | #N/A | #N/A | 0 | 0 | 0 | 0 | 0 | 0.019 | #N/A | #N/A | 88 | 70.04 | 5.008 | #N/A | 5.8742e-05 | 1.056e-05% | 1 | 50% | 0% | 0% | 0% | 8.2745 | 0 | 0 | 0 | 8.2745 | #N/A
2007-10-15 18:01 | 10 | 15 | 18 | 288.7087 | 6906 | 46.94 | 39.02 | 1001 | 46.94 | 0 | 0.060169 | Cooling | 0.010028 | #N/A | #N/A | #N/A | #N/A | 0 | 0 | 0 | 0 | 0 | 0.060169 | #N/A | #N/A | 88 | 61.94 | 5.5615 | #N/A | 0.00018602 | 3.343e-05% | 1 | 50% | 0% | 0% | 0% | 8.2745 | 0 | 0 | 0 | 8.2745 | #N/A
2007-10-15 19:01 | 10 | 15 | 19 | 288.7504 | 6907 | 42.08 | 39.02 | 1001 | 42.08 | 0 | 0.086776 | Cooling | 0.014463 | #N/A | #N/A | #N/A | #N/A | 0 | 0 | 0 | 0 | 0 | 0.086776 | #N/A | #N/A | 88 | 57.08 | 5.8936 | #N/A | 0.00026828 | 4.821e-05% | 1 | 50% | 0% | 0% | 0% | 8.2745 | 0 | 0 | 0 | 8.2745 | #N/A
2007-10-15 20:01 | 10 | 15 | 20 | 288.7921 | 6908 | 42.08 | 39.92 | 1001 | 42.08 | 0 | 0.04276 | Cooling | 0.0071266 | #N/A | #N/A | #N/A | #N/A | 0 | 0 | 0 | 0 | 0 | 0.04276 | #N/A | #N/A | 88 | 57.08 | 5.8936 | #N/A | 0.0001322 | 2.376e-05% | 1 | 50% | 0% | 0% | 0% | 8.2745 | 0 | 0 | 0 | 8.2745 | #N/A
2007-10-15 21:01 | 10 | 15 | 21 | 288.8337 | 6909 | 39.92 | 37.94 | 1001 | 39.92 | 0 | 0.056712 | Cooling | 0.009452 | #N/A | #N/A | #N/A | #N/A | 0 | 0 | 0 | 0 | 0 | 0.056712 | #N/A | #N/A | 88 | 54.92 | 6.0412 | #N/A | 0.00017533 | 3.151e-05% | 1 | 50% | 0% | 0% | 0% | 8.2745 | 0 | 0 | 0 | 8.2745 | #N/A
2007-10-15 22:01 | 10 | 15 | 22 | 288.8754 | 6910 | 35.06 | 37.94 | 1002 | 35.06 | 0 | 0.0020434 | Cooling | 0.00034057 | #N/A | #N/A | #N/A | #N/A | 0 | 0 | 0 | 0 | 0 | 0.0020434 | #N/A | #N/A | 88 | 50.06 | 6.3733 | #N/A | 6.3175e-06 | 1.135e-06% | 1 | 50% | 0% | 0% | 0% | 8.2745 | 0 | 0 | 0 | 8.2745 | #N/A
2007-10-15 23:01 | 10 | 15 | 23 | 288.9171 | 6911 | 35.06 | 39.02 | 1002 | 35.06 | 0 | 0.0065424 | Cooling | 0.0010904 | #N/A | #N/A | #N/A | #N/A | 0 | 0 | 0 | 0 | 0 | 0.0065424 | #N/A | #N/A | 88 | 50.06 | 6.3733 | #N/A | 2.0227e-05 | 3.635e-06% | 1 | 50% | 0% | 0% | 0% | 8.2745 | 0 | 0 | 0 | 8.2745 | #N/A
2007-10-16 00:01 | 10 | 16 | 0 | 288.9587 | 6912 | 33.98 | 39.92 | 1002 | 33.98 | 0 | 0.0024816 | Cooling | 0.00041359 | #N/A | #N/A | #N/A | #N/A | 0 | 0 | 0 | 0 | 0 | 0.0024816 | #N/A | #N/A | 88 | 48.98 | 6.4471 | #N/A | 7.672e-06 | 1.379e-06% | 1 | 50% | 0% | 0% | 0% | 8.2745 | 0 | 0 | 0 | 8.2745 | #N/A
2007-10-16 01:01 | 10 | 16 | 1 | 289.0004 | 6913 | 35.06 | 39.92 | 1002 | 35.06 | 0 | 0.0014685 | Cooling | 0.00024475 | #N/A | #N/A | #N/A | #N/A | 0 | 0 | 0 | 0 | 0 | 0.0014685 | #N/A | #N/A | 88 | 50.06 | 6.3733 | #N/A | 4.54e-06 | 8.158e-07% | 1 | 50% | 0% | 0% | 0% | 8.2745 | 0 | 0 | 0 | 8.2745 | #N/A
2007-10-16 02:01 | 10 | 16 | 2 | 289.0421 | 6914 | 35.06 | 39.92 | 1002 | 35.06 | 0 | 0.0011273 | Cooling | 0.00018789 | #N/A | #N/A | #N/A | #N/A | 0 | 0 | 0 | 0 | 0 | 0.0011273 | #N/A | #N/A | 88 | 50.06 | 6.3733 | #N/A | 3.4853e-06 | 6.263e-07% | 1 | 50% | 0% | 0% | 0% | 8.2745 | 0 | 0 | 0 | 8.2745 | #N/A
2007-10-16 03:01 | 10 | 16 | 3 | 289.0837 | 6915 | 33.08 | 39.92 | 1002 | 33.08 | 0 | 0.00082257 | Cooling | 0.00013709 | #N/A | #N/A | #N/A | #N/A | 0 | 0 | 0 | 0 | 0 | 0.00082257 | #N/A | #N/A | 88 | 48.08 | 6.5086 | #N/A | 2.5431e-06 | 4.57e-07% | 1 | 50% | 0% | 0% | 0% | 8.2745 | 0 | 0 | 0 | 8.2745 | #N/A
2007-10-16 04:01 | 10 | 16 | 4 | 289.1254 | 6916 | 30.92 | 39.92 | 1002 | 30.92 | 0 | 0.00064247 | Cooling | 0.00010708 | #N/A | #N/A | #N/A | #N/A | 0 | 0 | 0 | 0 | 0 | 0.00064247 | #N/A | #N/A | 88 | 45.92 | 6.6562 | #N/A | 1.9863e-06 | 3.569e-07% | 1 | 50% | 0% | 0% | 0% | 8.2745 | 0 | 0 | 0 | 8.2745 | #N/A
2007-10-16 05:01 | 10 | 16 | 5 | 289.1671 | 6917 | 30.92 | 39.92 | 1002 | 30.92 | 0 | 0.0024781 | Cooling | 0.00041301 | #N/A | #N/A | #N/A | #N/A | 0 | 0 | 0 | 0 | 0 | 0.0024781 | #N/A | #N/A | 88 | 45.92 | 6.6562 | #N/A | 7.6613e-06 | 1.377e-06% | 1 | 50% | 0% | 0% | 0% | 8.2745 | 0 | 0 | 0 | 8.2745 | #N/A
2007-10-16 06:01 | 10 | 16 | 6 | 289.2087 | 6918 | 30.02 | 39.92 | 1002 | 30.02 | 19.5601 | 0 | Heating | 2.608 | #N/A | #N/A | #N/A | #N/A | 19.5601 | #N/A | #N/A | 3.2302 | #N/A | 0 | 0 | 0 | 0 | 0 | 0 | 0 | 0 | 0.008693% | 1 | 50% | 0% | 0% | 0% | 8.2745 | 0 | 0 | 0 | 8.2745 | #N/A
2007-10-16 07:01 | 10 | 16 | 7 | 289.2504 | 6919 | 30.02 | 39.02 | 1002 | 30.02 | 1.1165 | 0 | Heating | 0.14887 | #N/A | #N/A | #N/A | #N/A | 1.1165 | #N/A | #N/A | 3.2302 | #N/A | 0 | 0 | 0 | 0 | 0 | 0 | 0 | 0 | 0.0004962% | 1 | 50% | 0% | 0% | 0% | 8.2745 | 0 | 0 | 0 | 8.2745 | #N/A
2007-10-16 08:01 | 10 | 16 | 8 | 289.2921 | 6920 | 32 | 37.94 | 1003 | 32 | 0 | 0.045993 | Cooling | 0.0076654 | #N/A | #N/A | #N/A | #N/A | 0 | 0 | 0 | 0 | 0 | 0.045993 | #N/A | #N/A | 88 | 47 | 6.5824 | #N/A | 0.00014219 | 2.555e-05% | 1 | 50% | 0% | 0% | 0% | 8.2745 | 0 | 0 | 0 | 8.2745 | #N/A
2007-10-16 09:01 | 10 | 16 | 9 | 289.3337 | 6921 | 42.98 | 35.06 | 1003 | 42.98 | 0 | 0.080414 | Cooling | 0.013402 | #N/A | #N/A | #N/A | #N/A | 0 | 0 | 0 | 0 | 0 | 0.080414 | #N/A | #N/A | 88 | 57.98 | 5.8321 | #N/A | 0.00024861 | 4.467e-05% | 1 | 50% | 0% | 0% | 0% | 8.2745 | 0 | 0 | 0 | 8.2745 | #N/A
2007-10-16 10:01 | 10 | 16 | 10 | 289.3754 | 6922 | 48.92 | 33.98 | 1003 | 48.92 | 0 | 0.34249 | Cooling | 0.057082 | #N/A | #N/A | #N/A | #N/A | 0 | 0 | 0 | 0 | 0 | 0.34249 | #N/A | #N/A | 88 | 63.92 | 5.4262 | #N/A | 0.0010589 | 0.0001903% | 1 | 50% | 0% | 0% | 0% | 8.2745 | 0 | 0 | 0 | 8.2745 | #N/A
2007-10-16 11:01 | 10 | 16 | 11 | 289.4171 | 6923 | 48.92 | 35.96 | 1003 | 48.92 | 0 | 0.23332 | Cooling | 0.038886 | #N/A | #N/A | #N/A | #N/A | 0 | 0 | 0 | 0 | 0 | 0.23332 | #N/A | #N/A | 88 | 63.92 | 5.4262 | #N/A | 0.00072133 | 0.0001296% | 1 | 50% | 0% | 0% | 0% | 8.2745 | 0 | 0 | 0 | 8.2745 | #N/A
2007-10-16 12:01 | 10 | 16 | 12 | 289.4587 | 6924 | 57.02 | 35.96 | 1002 | 57.02 | 0 | 0.1102 | Cooling | 0.018366 | #N/A | #N/A | #N/A | #N/A | 0 | 0 | 0 | 0 | 0 | 0.1102 | #N/A | #N/A | 88 | 72.02 | 4.8727 | #N/A | 0.00034068 | 6.122e-05% | 1 | 50% | 0% | 0% | 0% | 8.2745 | 0 | 0 | 0 | 8.2745 | #N/A
2007-10-16 13:01 | 10 | 16 | 13 | 289.5004 | 6925 | 60.08 | 35.06 | 1001 | 60.08 | 0 | 0.025725 | Cooling | 0.0042874 | #N/A | #N/A | #N/A | #N/A | 0 | 0 | 0 | 0 | 0 | 0.025725 | #N/A | #N/A | 88 | 75.08 | 4.6636 | #N/A | 7.9531e-05 | 1.429e-05% | 1 | 50% | 0% | 0% | 0% | 8.2745 | 0 | 0 | 0 | 8.2745 | #N/A
2007-10-16 14:01 | 10 | 16 | 14 | 289.5421 | 6926 | 60.08 | 35.96 | 1001 | 60.08 | 0 | 0.036946 | Cooling | 0.0061577 | #N/A | #N/A | #N/A | #N/A | 0 | 0 | 0 | 0 | 0 | 0.036946 | #N/A | #N/A | 88 | 75.08 | 4.6636 | #N/A | 0.00011422 | 2.053e-05% | 1 | 50% | 0% | 0% | 0% | 8.2745 | 0 | 0 | 0 | 8.2745 | #N/A
2007-10-16 15:01 | 10 | 16 | 15 | 289.5837 | 6927 | 62.96 | 35.06 | 1001 | 62.96 | 0 | 0.026426 | Cooling | 0.0044043 | #N/A | #N/A | #N/A | #N/A | 0 | 0 | 0 | 0 | 0 | 0.026426 | #N/A | #N/A | 88 | 77.96 | 4.4668 | #N/A | 8.1699e-05 | 1.468e-05% | 1 | 50% | 0% | 0% | 0% | 8.2745 | 0 | 0 | 0 | 8.2745 | #N/A
2007-10-16 16:01 | 10 | 16 | 16 | 289.6254 | 6928 | 62.96 | 35.06 | 1001 | 62.96 | 0 | 0.033775 | Cooling | 0.0056292 | #N/A | #N/A | #N/A | #N/A | 0 | 0 | 0 | 0 | 0 | 0.033775 | #N/A | #N/A | 88 | 77.96 | 4.4668 | #N/A | 0.00010442 | 1.876e-05% | 1 | 50% | 0% | 0% | 0% | 8.2745 | 0 | 0 | 0 | 8.2745 | #N/A
2007-10-16 17:01 | 10 | 16 | 17 | 289.6671 | 6929 | 62.96 | 37.04 | 1002 | 62.96 | 0 | 0.034653 | Cooling | 0.0057756 | #N/A | #N/A | #N/A | #N/A | 0 | 0 | 0 | 0 | 0 | 0.034653 | #N/A | #N/A | 88 | 77.96 | 4.4668 | #N/A | 0.00010714 | 1.925e-05% | 1 | 50% | 0% | 0% | 0% | 8.2745 | 0 | 0 | 0 | 8.2745 | #N/A
2007-10-16 18:01 | 10 | 16 | 18 | 289.7087 | 6930 | 57.92 | 37.94 | 1002 | 57.92 | 0 | 0.072426 | Cooling | 0.012071 | #N/A | #N/A | #N/A | #N/A | 0 | 0 | 0 | 0 | 0 | 0.072426 | #N/A | #N/A | 88 | 72.92 | 4.8112 | #N/A | 0.00022391 | 4.024e-05% | 1 | 50% | 0% | 0% | 0% | 8.2745 | 0 | 0 | 0 | 8.2745 | #N/A
2007-10-16 19:01 | 10 | 16 | 19 | 289.7504 | 6931 | 57.02 | 37.94 | 1003 | 57.02 | 0 | 0.074642 | Cooling | 0.01244 | #N/A | #N/A | #N/A | #N/A | 0 | 0 | 0 | 0 | 0 | 0.074642 | #N/A | #N/A | 88 | 72.02 | 4.8727 | #N/A | 0.00023077 | 4.147e-05% | 1 | 50% | 0% | 0% | 0% | 8.2745 | 0 | 0 | 0 | 8.2745 | #N/A
2007-10-16 20:01 | 10 | 16 | 20 | 289.7921 | 6932 | 57.02 | 41 | 1003 | 57.02 | 0 | 0.013552 | Cooling | 0.0022587 | #N/A | #N/A | #N/A | #N/A | 0 | 0 | 0 | 0 | 0 | 0.013552 | #N/A | #N/A | 88 | 72.02 | 4.8727 | #N/A | 4.1899e-05 | 7.529e-06% | 1 | 50% | 0% | 0% | 0% | 8.2745 | 0 | 0 | 0 | 8.2745 | #N/A
2007-10-16 21:01 | 10 | 16 | 21 | 289.8337 | 6933 | 53.96 | 42.08 | 1004 | 53.96 | 0 | 0 | Cooling | 0 | #N/A | #N/A | #N/A | #N/A | 0 | 0 | 0 | 0 | 0 | 0 | #N/A | #N/A | 88 | 68.96 | 5.0818 | #N/A | 0 | 0% | 1 | 50% | 0% | 0% | 0% | 8.2745 | 0 | 0 | 0 | 8.2745 | #N/A
2007-10-16 22:01 | 10 | 16 | 22 | 289.8754 | 6934 | 53.06 | 42.08 | 1004 | 53.06 | 0 | 0 | Cooling | 0 | #N/A | #N/A | #N/A | #N/A | 0 | 0 | 0 | 0 | 0 | 0 | #N/A | #N/A | 88 | 68.06 | 5.1433 | #N/A | 0 | 0% | 1 | 50% | 0% | 0% | 0% | 8.2745 | 0 | 0 | 0 | 8.2745 | #N/A
2007-10-16 23:01 | 10 | 16 | 23 | 289.9171 | 6935 | 53.06 | 42.98 | 1004 | 53.06 | 0 | 0 | Cooling | 0 | #N/A | #N/A | #N/A | #N/A | 0 | 0 | 0 | 0 | 0 | 0 | #N/A | #N/A | 88 | 68.06 | 5.1433 | #N/A | 0 | 0% | 1 | 50% | 0% | 0% | 0% | 8.2745 | 0 | 0 | 0 | 8.2745 | #N/A
2007-10-17 00:01 | 10 | 17 | 0 | 289.9587 | 6936 | 51.08 | 42.98 | 1004 | 51.08 | 0 | 0 | Cooling | 0 | #N/A | #N/A | #N/A | #N/A | 0 | 0 | 0 | 0 | 0 | 0 | #N/A | #N/A | 88 | 66.08 | 5.2786 | #N/A | 0 | 0% | 1 | 50% | 0% | 0% | 0% | 8.2745 | 0 | 0 | 0 | 8.2745 | #N/A
2007-10-17 01:01 | 10 | 17 | 1 | 290.0004 | 6937 | 51.08 | 42.98 | 1004 | 51.08 | 0 | 0 | Cooling | 0 | #N/A | #N/A | #N/A | #N/A | 0 | 0 | 0 | 0 | 0 | 0 | #N/A | #N/A | 88 | 66.08 | 5.2786 | #N/A | 0 | 0% | 1 | 50% | 0% | 0% | 0% | 8.2745 | 0 | 0 | 0 | 8.2745 | #N/A
2007-10-17 02:01 | 10 | 17 | 2 | 290.0421 | 6938 | 51.08 | 42.98 | 1004 | 51.08 | 0 | 0 | Cooling | 0 | #N/A | #N/A | #N/A | #N/A | 0 | 0 | 0 | 0 | 0 | 0 | #N/A | #N/A | 88 | 66.08 | 5.2786 | #N/A | 0 | 0% | 1 | 50% | 0% | 0% | 0% | 8.2745 | 0 | 0 | 0 | 8.2745 | #N/A
2007-10-17 03:01 | 10 | 17 | 3 | 290.0837 | 6939 | 48.02 | 44.06 | 1004 | 48.02 | 0 | 0 | Cooling | 0 | #N/A | #N/A | #N/A | #N/A | 0 | 0 | 0 | 0 | 0 | 0 | #N/A | #N/A | 88 | 63.02 | 5.4877 | #N/A | 0 | 0% | 1 | 50% | 0% | 0% | 0% | 8.2745 | 0 | 0 | 0 | 8.2745 | #N/A
2007-10-17 04:01 | 10 | 17 | 4 | 290.1254 | 6940 | 46.94 | 44.06 | 1004 | 46.94 | 0 | 0 | Cooling | 0 | #N/A | #N/A | #N/A | #N/A | 0 | 0 | 0 | 0 | 0 | 0 | #N/A | #N/A | 88 | 61.94 | 5.5615 | #N/A | 0 | 0% | 1 | 50% | 0% | 0% | 0% | 8.2745 | 0 | 0 | 0 | 8.2745 | #N/A
2007-10-17 05:01 | 10 | 17 | 5 | 290.1671 | 6941 | 46.94 | 42.08 | 1004 | 46.94 | 0 | 8.1391e-05 | Cooling | 1.3565e-05 | #N/A | #N/A | #N/A | #N/A | 0 | 0 | 0 | 0 | 0 | 8.1391e-05 | #N/A | #N/A | 88 | 61.94 | 5.5615 | #N/A | 2.5163e-07 | 4.522e-08% | 1 | 50% | 0% | 0% | 0% | 8.2745 | 0 | 0 | 0 | 8.2745 | #N/A
2007-10-17 06:01 | 10 | 17 | 6 | 290.2087 | 6942 | 50 | 42.08 | 1005 | 50 | 30.7355 | 0 | Heating | 4.0981 | #N/A | #N/A | #N/A | #N/A | 30.7355 | #N/A | #N/A | 4.5134 | #N/A | 0 | 0 | 0 | 0 | 0 | 0 | 0 | 0 | 0.01366% | 1 | 50% | 0% | 0% | 0% | 8.2745 | 0 | 0 | 0 | 8.2745 | #N/A
2007-10-17 07:01 | 10 | 17 | 7 | 290.2504 | 6943 | 50 | 42.08 | 1005 | 50 | 3.0089 | 0 | Heating | 0.40119 | #N/A | #N/A | #N/A | #N/A | 3.0089 | #N/A | #N/A | 4.5134 | #N/A | 0 | 0 | 0 | 0 | 0 | 0 | 0 | 0 | 0.001337% | 1 | 50% | 0% | 0% | 0% | 8.2745 | 0 | 0 | 0 | 8.2745 | #N/A
2007-10-17 08:01 | 10 | 17 | 8 | 290.2921 | 6944 | 50 | 42.98 | 1006 | 50 | 0 | 0.0129 | Cooling | 0.0021499 | #N/A | #N/A | #N/A | #N/A | 0 | 0 | 0 | 0 | 0 | 0.0129 | #N/A | #N/A | 88 | 65 | 5.3524 | #N/A | 3.9881e-05 | 7.166e-06% | 1 | 50% | 0% | 0% | 0% | 8.2745 | 0 | 0 | 0 | 8.2745 | #N/A
2007-10-17 09:01 | 10 | 17 | 9 | 290.3337 | 6945 | 53.06 | 44.06 | 1006 | 53.06 | 0 | 0.021527 | Cooling | 0.0035878 | #N/A | #N/A | #N/A | #N/A | 0 | 0 | 0 | 0 | 0 | 0.021527 | #N/A | #N/A | 88 | 68.06 | 5.1433 | #N/A | 6.6553e-05 | 1.196e-05% | 1 | 50% | 0% | 0% | 0% | 8.2745 | 0 | 0 | 0 | 8.2745 | #N/A
2007-10-17 10:01 | 10 | 17 | 10 | 290.3754 | 6946 | 57.02 | 42.98 | 1006 | 57.02 | 0 | 0.29786 | Cooling | 0.049644 | #N/A | #N/A | #N/A | #N/A | 0 | 0 | 0 | 0 | 0 | 0.29786 | #N/A | #N/A | 88 | 72.02 | 4.8727 | #N/A | 0.00092088 | 0.0001655% | 1 | 50% | 0% | 0% | 0% | 8.2745 | 0 | 0 | 0 | 8.2745 | #N/A
2007-10-17 11:01 | 10 | 17 | 11 | 290.4171 | 6947 | 57.02 | 44.06 | 1007 | 57.02 | 0 | 0.29376 | Cooling | 0.04896 | #N/A | #N/A | #N/A | #N/A | 0 | 0 | 0 | 0 | 0 | 0.29376 | #N/A | #N/A | 88 | 72.02 | 4.8727 | #N/A | 0.0009082 | 0.0001632% | 1 | 50% | 0% | 0% | 0% | 8.2745 | 0 | 0 | 0 | 8.2745 | #N/A
2007-10-17 12:01 | 10 | 17 | 12 | 290.4587 | 6948 | 59 | 42.98 | 1007 | 59 | 0 | 0.29504 | Cooling | 0.049173 | #N/A | #N/A | #N/A | #N/A | 0 | 0 | 0 | 0 | 0 | 0.29504 | #N/A | #N/A | 88 | 74 | 4.7374 | #N/A | 0.00091215 | 0.0001639% | 1 | 50% | 0% | 0% | 0% | 8.2745 | 0 | 0 | 0 | 8.2745 | #N/A
2007-10-17 13:01 | 10 | 17 | 13 | 290.5004 | 6949 | 62.06 | 42.98 | 1007 | 62.06 | 0 | 0.33121 | Cooling | 0.055201 | #N/A | #N/A | #N/A | #N/A | 0 | 0 | 0 | 0 | 0 | 0.33121 | #N/A | #N/A | 88 | 77.06 | 4.5283 | #N/A | 0.001024 | 0.000184% | 1 | 50% | 0% | 0% | 0% | 8.2745 | 0 | 0 | 0 | 8.2745 | #N/A
2007-10-17 14:01 | 10 | 17 | 14 | 290.5421 | 6950 | 62.06 | 42.08 | 1007 | 62.06 | 0 | 0.36778 | Cooling | 0.061296 | #N/A | #N/A | #N/A | #N/A | 0 | 0 | 0 | 0 | 0 | 0.36778 | #N/A | #N/A | 88 | 77.06 | 4.5283 | #N/A | 0.001137 | 0.0002043% | 1 | 50% | 0% | 0% | 0% | 8.2745 | 0 | 0 | 0 | 8.2745 | #N/A
2007-10-17 15:01 | 10 | 17 | 15 | 290.5837 | 6951 | 66.92 | 41 | 1007 | 66.92 | 0 | 0.28231 | Cooling | 0.047052 | #N/A | #N/A | #N/A | #N/A | 0 | 0 | 0 | 0 | 0 | 0.28231 | #N/A | #N/A | 88 | 81.92 | 4.1962 | #N/A | 0.00087281 | 0.0001568% | 1 | 50% | 0% | 0% | 0% | 8.2745 | 0 | 0 | 0 | 8.2745 | #N/A
2007-10-17 16:01 | 10 | 17 | 16 | 290.6254 | 6952 | 66.92 | 41 | 1008 | 66.92 | 0 | 0.087412 | Cooling | 0.014569 | #N/A | #N/A | #N/A | #N/A | 0 | 0 | 0 | 0 | 0 | 0.087412 | #N/A | #N/A | 88 | 81.92 | 4.1962 | #N/A | 0.00027024 | 4.856e-05% | 1 | 50% | 0% | 0% | 0% | 8.2745 | 0 | 0 | 0 | 8.2745 | #N/A
2007-10-17 17:01 | 10 | 17 | 17 | 290.6671 | 6953 | 66.92 | 42.08 | 1009 | 66.92 | 0 | 0.062368 | Cooling | 0.010395 | #N/A | #N/A | #N/A | #N/A | 0 | 0 | 0 | 0 | 0 | 0.062368 | #N/A | #N/A | 88 | 81.92 | 4.1962 | #N/A | 0.00019282 | 3.465e-05% | 1 | 50% | 0% | 0% | 0% | 8.2745 | 0 | 0 | 0 | 8.2745 | #N/A
2007-10-17 18:01 | 10 | 17 | 18 | 290.7087 | 6954 | 66.92 | 42.08 | 1010 | 66.92 | 0 | 0.17424 | Cooling | 0.029041 | #N/A | #N/A | #N/A | #N/A | 0 | 0 | 0 | 0 | 0 | 0.17424 | #N/A | #N/A | 88 | 81.92 | 4.1962 | #N/A | 0.0005387 | 9.68e-05% | 1 | 50% | 0% | 0% | 0% | 8.2745 | 0 | 0 | 0 | 8.2745 | #N/A
2007-10-17 19:01 | 10 | 17 | 19 | 290.7504 | 6955 | 66.02 | 42.08 | 1010 | 66.02 | 0 | 0.14635 | Cooling | 0.024392 | #N/A | #N/A | #N/A | #N/A | 0 | 0 | 0 | 0 | 0 | 0.14635 | #N/A | #N/A | 88 | 81.02 | 4.2577 | #N/A | 0.00045247 | 8.131e-05% | 1 | 50% | 0% | 0% | 0% | 8.2745 | 0 | 0 | 0 | 8.2745 | #N/A
2007-10-17 20:01 | 10 | 17 | 20 | 290.7921 | 6956 | 66.02 | 41 | 1010 | 66.02 | 0 | 0.14232 | Cooling | 0.02372 | #N/A | #N/A | #N/A | #N/A | 0 | 0 | 0 | 0 | 0 | 0.14232 | #N/A | #N/A | 88 | 81.02 | 4.2577 | #N/A | 0.00043999 | 7.907e-05% | 1 | 50% | 0% | 0% | 0% | 8.2745 | 0 | 0 | 0 | 8.2745 | #N/A
2007-10-17 21:01 | 10 | 17 | 21 | 290.8337 | 6957 | 64.94 | 39.92 | 1011 | 64.94 | 0 | 0.095014 | Cooling | 0.015836 | #N/A | #N/A | #N/A | #N/A | 0 | 0 | 0 | 0 | 0 | 0.095014 | #N/A | #N/A | 88 | 79.94 | 4.3315 | #N/A | 0.00029375 | 5.279e-05% | 1 | 50% | 0% | 0% | 0% | 8.2745 | 0 | 0 | 0 | 8.2745 | #N/A
2007-10-17 22:01 | 10 | 17 | 22 | 290.8754 | 6958 | 62.96 | 39.92 | 1012 | 62.96 | 0 | 0 | Cooling | 0 | #N/A | #N/A | #N/A | #N/A | 0 | 0 | 0 | 0 | 0 | 0 | #N/A | #N/A | 88 | 77.96 | 4.4668 | #N/A | 0 | 0% | 1 | 50% | 0% | 0% | 0% | 8.2745 | 0 | 0 | 0 | 8.2745 | #N/A
2007-10-17 23:01 | 10 | 17 | 23 | 290.9171 | 6959 | 62.96 | 37.94 | 1012 | 62.96 | 0 | 0 | Cooling | 0 | #N/A | #N/A | #N/A | #N/A | 0 | 0 | 0 | 0 | 0 | 0 | #N/A | #N/A | 88 | 77.96 | 4.4668 | #N/A | 0 | 0% | 1 | 50% | 0% | 0% | 0% | 8.2745 | 0 | 0 | 0 | 8.2745 | #N/A
2007-10-18 00:01 | 10 | 18 | 0 | 290.9587 | 6960 | 62.06 | 37.94 | 1012 | 62.06 | 0 | 0 | Cooling | 0 | #N/A | #N/A | #N/A | #N/A | 0 | 0 | 0 | 0 | 0 | 0 | #N/A | #N/A | 88 | 77.06 | 4.5283 | #N/A | 0 | 0% | 1 | 50% | 0% | 0% | 0% | 8.2745 | 0 | 0 | 0 | 8.2745 | #N/A
2007-10-18 01:01 | 10 | 18 | 1 | 291.0004 | 6961 | 62.06 | 35.96 | 1013 | 62.06 | 0 | 0 | Cooling | 0 | #N/A | #N/A | #N/A | #N/A | 0 | 0 | 0 | 0 | 0 | 0 | #N/A | #N/A | 88 | 77.06 | 4.5283 | #N/A | 0 | 0% | 1 | 50% | 0% | 0% | 0% | 8.2745 | 0 | 0 | 0 | 8.2745 | #N/A
2007-10-18 02:01 | 10 | 18 | 2 | 291.0421 | 6962 | 62.06 | 35.06 | 1013 | 62.06 | 0 | 0 | Cooling | 0 | #N/A | #N/A | #N/A | #N/A | 0 | 0 | 0 | 0 | 0 | 0 | #N/A | #N/A | 88 | 77.06 | 4.5283 | #N/A | 0 | 0% | 1 | 50% | 0% | 0% | 0% | 8.2745 | 0 | 0 | 0 | 8.2745 | #N/A
2007-10-18 03:01 | 10 | 18 | 3 | 291.0837 | 6963 | 60.98 | 33.98 | 1013 | 60.98 | 0 | 0 | Cooling | 0 | #N/A | #N/A | #N/A | #N/A | 0 | 0 | 0 | 0 | 0 | 0 | #N/A | #N/A | 88 | 75.98 | 4.6021 | #N/A | 0 | 0% | 1 | 50% | 0% | 0% | 0% | 8.2745 | 0 | 0 | 0 | 8.2745 | #N/A
2007-10-18 04:01 | 10 | 18 | 4 | 291.1254 | 6964 | 60.98 | 33.08 | 1014 | 60.98 | 0 | 0 | Cooling | 0 | #N/A | #N/A | #N/A | #N/A | 0 | 0 | 0 | 0 | 0 | 0 | #N/A | #N/A | 88 | 75.98 | 4.6021 | #N/A | 0 | 0% | 1 | 50% | 0% | 0% | 0% | 8.2745 | 0 | 0 | 0 | 8.2745 | #N/A
2007-10-18 05:01 | 10 | 18 | 5 | 291.1671 | 6965 | 60.98 | 33.98 | 1015 | 60.98 | 0 | 0 | Cooling | 0 | #N/A | #N/A | #N/A | #N/A | 0 | 0 | 0 | 0 | 0 | 0 | #N/A | #N/A | 88 | 75.98 | 4.6021 | #N/A | 0 | 0% | 1 | 50% | 0% | 0% | 0% | 8.2745 | 0 | 0 | 0 | 8.2745 | #N/A
2007-10-18 06:01 | 10 | 18 | 6 | 291.2087 | 6966 | 60.98 | 33.08 | 1016 | 60.98 | 153.9633 | 0 | Heating | 20.5284 | #N/A | #N/A | #N/A | #N/A | 153.9633 | #N/A | #N/A | 5.753 | #N/A | 0 | 0 | 0 | 0 | 0 | 0 | 0 | 0 | 0.06843% | 1 | 50% | 0% | 0% | 0% | 8.2745 | 0 | 0 | 0 | 8.2745 | #N/A
2007-10-18 07:01 | 10 | 18 | 7 | 291.2504 | 6967 | 60.98 | 32 | 1016 | 60.98 | 46.1106 | 0 | Heating | 6.1481 | #N/A | #N/A | #N/A | #N/A | 46.1106 | #N/A | #N/A | 5.753 | #N/A | 0 | 0 | 0 | 0 | 0 | 0 | 0 | 0 | 0.02049% | 1 | 50% | 0% | 0% | 0% | 8.2745 | 0 | 0 | 0 | 8.2745 | #N/A
2007-10-18 08:01 | 10 | 18 | 8 | 291.2921 | 6968 | 60.98 | 35.96 | 1017 | 60.98 | 0.9986 | 0 | Heating | 0.13315 | #N/A | #N/A | #N/A | #N/A | 0.9986 | #N/A | #N/A | 5.753 | #N/A | 0 | 0 | 0 | 0 | 0 | 0 | 0 | 0 | 0.0004438% | 1 | 50% | 0% | 0% | 0% | 8.2745 | 0 | 0 | 0 | 8.2745 | #N/A
2007-10-18 09:01 | 10 | 18 | 9 | 291.3337 | 6969 | 64.04 | 35.96 | 1018 | 64.04 | 0 | 0.34643 | Cooling | 0.057739 | #N/A | #N/A | #N/A | #N/A | 0 | 0 | 0 | 0 | 0 | 0.34643 | #N/A | #N/A | 88 | 79.04 | 4.393 | #N/A | 0.001071 | 0.0001925% | 1 | 50% | 0% | 0% | 0% | 8.2745 | 0 | 0 | 0 | 8.2745 | #N/A
2007-10-18 10:01 | 10 | 18 | 10 | 291.3754 | 6970 | 66.02 | 35.06 | 1018 | 66.02 | 0 | 0.38034 | Cooling | 0.063389 | #N/A | #N/A | #N/A | #N/A | 0 | 0 | 0 | 0 | 0 | 0.38034 | #N/A | #N/A | 88 | 81.02 | 4.2577 | #N/A | 0.0011759 | 0.0002113% | 1 | 50% | 0% | 0% | 0% | 8.2745 | 0 | 0 | 0 | 8.2745 | #N/A
2007-10-18 11:01 | 10 | 18 | 11 | 291.4171 | 6971 | 66.02 | 33.98 | 1018 | 66.02 | 0 | 0.30474 | Cooling | 0.05079 | #N/A | #N/A | #N/A | #N/A | 0 | 0 | 0 | 0 | 0 | 0.30474 | #N/A | #N/A | 88 | 81.02 | 4.2577 | #N/A | 0.00094215 | 0.0001693% | 1 | 50% | 0% | 0% | 0% | 8.2745 | 0 | 0 | 0 | 8.2745 | #N/A
2007-10-18 12:01 | 10 | 18 | 12 | 291.4587 | 6972 | 66.92 | 33.98 | 1018 | 66.92 | 0 | 0.086451 | Cooling | 0.014408 | #N/A | #N/A | #N/A | #N/A | 0 | 0 | 0 | 0 | 0 | 0.086451 | #N/A | #N/A | 88 | 81.92 | 4.1962 | #N/A | 0.00026727 | 4.803e-05% | 1 | 50% | 0% | 0% | 0% | 8.2745 | 0 | 0 | 0 | 8.2745 | #N/A
2007-10-18 13:01 | 10 | 18 | 13 | 291.5004 | 6973 | 69.08 | 30.92 | 1018 | 69.08 | 0 | 0.083419 | Cooling | 0.013903 | #N/A | #N/A | #N/A | #N/A | 0 | 0 | 0 | 0 | 0 | 0.083419 | #N/A | #N/A | 88 | 84.08 | 4.0486 | #N/A | 0.0002579 | 4.634e-05% | 1 | 50% | 0% | 0% | 0% | 8.2745 | 0 | 0 | 0 | 8.2745 | #N/A
2007-10-18 14:01 | 10 | 18 | 14 | 291.5421 | 6974 | 69.08 | 33.08 | 1017 | 69.08 | 0 | 0.087081 | Cooling | 0.014514 | #N/A | #N/A | #N/A | #N/A | 0 | 0 | 0 | 0 | 0 | 0.087081 | #N/A | #N/A | 88 | 84.08 | 4.0486 | #N/A | 0.00026922 | 4.838e-05% | 1 | 50% | 0% | 0% | 0% | 8.2745 | 0 | 0 | 0 | 8.2745 | #N/A
2007-10-18 15:01 | 10 | 18 | 15 | 291.5837 | 6975 | 69.08 | 32 | 1017 | 69.08 | 0 | 0.12715 | Cooling | 0.021191 | #N/A | #N/A | #N/A | #N/A | 0 | 0 | 0 | 0 | 0 | 0.12715 | #N/A | #N/A | 88 | 84.08 | 4.0486 | #N/A | 0.00039309 | 7.064e-05% | 1 | 50% | 0% | 0% | 0% | 8.2745 | 0 | 0 | 0 | 8.2745 | #N/A
2007-10-18 16:01 | 10 | 18 | 16 | 291.6254 | 6976 | 66.92 | 33.08 | 1017 | 66.92 | 0 | 0.056501 | Cooling | 0.0094168 | #N/A | #N/A | #N/A | #N/A | 0 | 0 | 0 | 0 | 0 | 0.056501 | #N/A | #N/A | 88 | 81.92 | 4.1962 | #N/A | 0.00017468 | 3.139e-05% | 1 | 50% | 0% | 0% | 0% | 8.2745 | 0 | 0 | 0 | 8.2745 | #N/A
2007-10-18 17:01 | 10 | 18 | 17 | 291.6671 | 6977 | 66.92 | 35.06 | 1018 | 66.92 | 0 | 0.045955 | Cooling | 0.0076591 | #N/A | #N/A | #N/A | #N/A | 0 | 0 | 0 | 0 | 0 | 0.045955 | #N/A | #N/A | 88 | 81.92 | 4.1962 | #N/A | 0.00014207 | 2.553e-05% | 1 | 50% | 0% | 0% | 0% | 8.2745 | 0 | 0 | 0 | 8.2745 | #N/A
2007-10-18 18:01 | 10 | 18 | 18 | 291.7087 | 6978 | 64.94 | 33.98 | 1018 | 64.94 | 0 | 0.24301 | Cooling | 0.040502 | #N/A | #N/A | #N/A | #N/A | 0 | 0 | 0 | 0 | 0 | 0.24301 | #N/A | #N/A | 88 | 79.94 | 4.3315 | #N/A | 0.0007513 | 0.000135% | 1 | 50% | 0% | 0% | 0% | 8.2745 | 0 | 0 | 0 | 8.2745 | #N/A
2007-10-18 19:01 | 10 | 18 | 19 | 291.7504 | 6979 | 62.96 | 33.98 | 1018 | 62.96 | 0 | 0.28502 | Cooling | 0.047504 | #N/A | #N/A | #N/A | #N/A | 0 | 0 | 0 | 0 | 0 | 0.28502 | #N/A | #N/A | 88 | 77.96 | 4.4668 | #N/A | 0.00088119 | 0.0001583% | 1 | 50% | 0% | 0% | 0% | 8.2745 | 0 | 0 | 0 | 8.2745 | #N/A
2007-10-18 20:01 | 10 | 18 | 20 | 291.7921 | 6980 | 62.96 | 33.98 | 1018 | 62.96 | 1.3234 | 0 | Heating | 0.17645 | #N/A | #N/A | #N/A | #N/A | 1.3234 | #N/A | #N/A | 6.0268 | #N/A | 0 | 0 | 0 | 0 | 0 | 0 | 0 | 0 | 0.0005882% | 1 | 50% | 0% | 0% | 0% | 8.2745 | 0 | 0 | 0 | 8.2745 | #N/A
2007-10-18 21:01 | 10 | 18 | 21 | 291.8337 | 6981 | 60.98 | 33.08 | 1018 | 60.98 | 3.3231 | 0 | Heating | 0.44308 | #N/A | #N/A | #N/A | #N/A | 3.3231 | #N/A | #N/A | 5.753 | #N/A | 0 | 0 | 0 | 0 | 0 | 0 | 0 | 0 | 0.001477% | 1 | 50% | 0% | 0% | 0% | 8.2745 | 0 | 0 | 0 | 8.2745 | #N/A
2007-10-18 22:01 | 10 | 18 | 22 | 291.8754 | 6982 | 60.98 | 33.08 | 1018 | 60.98 | 0 | 0 | Cooling | 0 | #N/A | #N/A | #N/A | #N/A | 0 | 0 | 0 | 0 | 0 | 0 | #N/A | #N/A | 88 | 75.98 | 4.6021 | #N/A | 0 | 0% | 1 | 50% | 0% | 0% | 0% | 8.2745 | 0 | 0 | 0 | 8.2745 | #N/A
2007-10-18 23:01 | 10 | 18 | 23 | 291.9171 | 6983 | 60.98 | 32 | 1018 | 60.98 | 0 | 0 | Cooling | 0 | #N/A | #N/A | #N/A | #N/A | 0 | 0 | 0 | 0 | 0 | 0 | #N/A | #N/A | 88 | 75.98 | 4.6021 | #N/A | 0 | 0% | 1 | 50% | 0% | 0% | 0% | 8.2745 | 0 | 0 | 0 | 8.2745 | #N/A
2007-10-19 00:01 | 10 | 19 | 0 | 291.9587 | 6984 | 62.6 | 32 | 1018 | 62.6 | 0 | 0 | Cooling | 0 | #N/A | #N/A | #N/A | #N/A | 0 | 0 | 0 | 0 | 0 | 0 | #N/A | #N/A | 88 | 77.6 | 4.4914 | #N/A | 0 | 0% | 1 | 50% | 0% | 0% | 0% | 8.2745 | 0 | 0 | 0 | 8.2745 | #N/A
2007-10-19 01:01 | 10 | 19 | 1 | 292.0004 | 6985 | 60.08 | 30.92 | 1018 | 60.08 | 0 | 0 | Cooling | 0 | #N/A | #N/A | #N/A | #N/A | 0 | 0 | 0 | 0 | 0 | 0 | #N/A | #N/A | 88 | 75.08 | 4.6636 | #N/A | 0 | 0% | 1 | 50% | 0% | 0% | 0% | 8.2745 | 0 | 0 | 0 | 8.2745 | #N/A
2007-10-19 02:01 | 10 | 19 | 2 | 292.0421 | 6986 | 60.08 | 30.92 | 1018 | 60.08 | 0 | 0 | Cooling | 0 | #N/A | #N/A | #N/A | #N/A | 0 | 0 | 0 | 0 | 0 | 0 | #N/A | #N/A | 88 | 75.08 | 4.6636 | #N/A | 0 | 0% | 1 | 50% | 0% | 0% | 0% | 8.2745 | 0 | 0 | 0 | 8.2745 | #N/A
2007-10-19 03:01 | 10 | 19 | 3 | 292.0837 | 6987 | 57.2 | 30.02 | 1018 | 57.2 | 0 | 0 | Cooling | 0 | #N/A | #N/A | #N/A | #N/A | 0 | 0 | 0 | 0 | 0 | 0 | #N/A | #N/A | 88 | 72.2 | 4.8604 | #N/A | 0 | 0% | 1 | 50% | 0% | 0% | 0% | 8.2745 | 0 | 0 | 0 | 8.2745 | #N/A
2007-10-19 04:01 | 10 | 19 | 4 | 292.1254 | 6988 | 57.92 | 30.02 | 1018 | 57.92 | 0.10624 | 0 | Heating | 0.014166 | #N/A | #N/A | #N/A | #N/A | 0.10624 | #N/A | #N/A | 5.3615 | #N/A | 0 | 0 | 0 | 0 | 0 | 0 | 0 | 0 | 4.722e-05% | 1 | 50% | 0% | 0% | 0% | 8.2745 | 0 | 0 | 0 | 8.2745 | #N/A
2007-10-19 05:01 | 10 | 19 | 5 | 292.1671 | 6989 | 59 | 30.02 | 1017 | 59 | 0.64359 | 0 | Heating | 0.085812 | #N/A | #N/A | #N/A | #N/A | 0.64359 | #N/A | #N/A | 5.4953 | #N/A | 0 | 0 | 0 | 0 | 0 | 0 | 0 | 0 | 0.000286% | 1 | 50% | 0% | 0% | 0% | 8.2745 | 0 | 0 | 0 | 8.2745 | #N/A
2007-10-19 06:01 | 10 | 19 | 6 | 292.2087 | 6990 | 62.96 | 30.02 | 1017 | 62.96 | 254.8436 | 0 | Heating | 33.9792 | #N/A | #N/A | #N/A | #N/A | 254.8436 | #N/A | #N/A | 6.0268 | #N/A | 0 | 0 | 0 | 0 | 0 | 0 | 0 | 0 | 0.1133% | 1 | 50% | 0% | 0% | 0% | 8.2745 | 0 | 0 | 0 | 8.2745 | #N/A
2007-10-19 07:01 | 10 | 19 | 7 | 292.2504 | 6991 | 62.96 | 30.02 | 1018 | 62.96 | 122.5376 | 0 | Heating | 16.3384 | #N/A | #N/A | #N/A | #N/A | 122.5376 | #N/A | #N/A | 6.0268 | #N/A | 0 | 0 | 0 | 0 | 0 | 0 | 0 | 0 | 0.05446% | 1 | 50% | 0% | 0% | 0% | 8.2745 | 0 | 0 | 0 | 8.2745 | #N/A
2007-10-19 08:01 | 10 | 19 | 8 | 292.2921 | 6992 | 62.96 | 33.98 | 1018 | 62.96 | 27.6793 | 0 | Heating | 3.6906 | #N/A | #N/A | #N/A | #N/A | 27.6793 | #N/A | #N/A | 6.0268 | #N/A | 0 | 0 | 0 | 0 | 0 | 0 | 0 | 0 | 0.0123% | 1 | 50% | 0% | 0% | 0% | 8.2745 | 0 | 0 | 0 | 8.2745 | #N/A
2007-10-19 09:01 | 10 | 19 | 9 | 292.3337 | 6993 | 68 | 35.96 | 1018 | 68 | 8.5916 | 0 | Heating | 1.1455 | #N/A | #N/A | #N/A | #N/A | 8.5916 | #N/A | #N/A | 6.8007 | #N/A | 0 | 0 | 0 | 0 | 0 | 0 | 0 | 0 | 0.003818% | 1 | 50% | 0% | 0% | 0% | 8.2745 | 0 | 0 | 0 | 8.2745 | #N/A
2007-10-19 10:01 | 10 | 19 | 10 | 292.3754 | 6994 | 71.06 | 39.92 | 1018 | 71.06 | 5.9996 | 0 | Heating | 0.79994 | #N/A | #N/A | #N/A | #N/A | 5.9996 | #N/A | #N/A | 7.3273 | #N/A | 0 | 0 | 0 | 0 | 0 | 0 | 0 | 0 | 0.002666% | 1 | 50% | 0% | 0% | 0% | 8.2745 | 0 | 0 | 0 | 8.2745 | #N/A
2007-10-19 11:01 | 10 | 19 | 11 | 292.4171 | 6995 | 71.06 | 39.92 | 1017 | 71.06 | 3.625 | 0 | Heating | 0.48334 | #N/A | #N/A | #N/A | #N/A | 3.625 | #N/A | #N/A | 7.3273 | #N/A | 0 | 0 | 0 | 0 | 0 | 0 | 0 | 0 | 0.001611% | 1 | 50% | 0% | 0% | 0% | 8.2745 | 0 | 0 | 0 | 8.2745 | #N/A
2007-10-19 12:01 | 10 | 19 | 12 | 292.4587 | 6996 | 80.06 | 37.04 | 1016 | 80.06 | 1.2582 | 0 | Heating | 0.16776 | #N/A | #N/A | #N/A | #N/A | 1.2582 | #N/A | #N/A | 9.1467 | #N/A | 0 | 0 | 0 | 0 | 0 | 0 | 0 | 0 | 0.0005592% | 1 | 50% | 0% | 0% | 0% | 8.2745 | 0 | 0 | 0 | 8.2745 | #N/A
2007-10-19 13:01 | 10 | 19 | 13 | 292.5004 | 6997 | 82.94 | 39.02 | 1015 | 82.94 | 0 | 5.8684 | Cooling | 0.97806 | #N/A | #N/A | #N/A | #N/A | 0 | 0 | 0 | 0 | 0 | 5.8684 | #N/A | #N/A | 88 | 97.94 | 3.1015 | #N/A | 0.018143 | 0.00326% | 1 | 50% | 0% | 0% | 0% | 8.2745 | 0 | 0 | 0 | 8.2745 | #N/A
2007-10-19 14:01 | 10 | 19 | 14 | 292.5421 | 6998 | 82.94 | 35.06 | 1014 | 82.94 | 0 | 10.6251 | Cooling | 1.7709 | #N/A | #N/A | #N/A | #N/A | 0 | 0 | 0 | 0 | 0 | 10.6251 | #N/A | #N/A | 88 | 97.94 | 3.1015 | #N/A | 0.032849 | 0.005903% | 1 | 50% | 0% | 0% | 0% | 8.2745 | 0 | 0 | 0 | 8.2745 | #N/A
2007-10-19 15:01 | 10 | 19 | 15 | 292.5837 | 6999 | 84.02 | 35.96 | 1014 | 84.02 | 0 | 9.6488 | Cooling | 1.6081 | #N/A | #N/A | #N/A | #N/A | 0 | 0 | 0 | 0 | 0 | 9.6488 | #N/A | #N/A | 88 | 99.02 | 3.0277 | #N/A | 0.029831 | 0.00536% | 1 | 50% | 0% | 0% | 0% | 8.2745 | 0 | 0 | 0 | 8.2745 | #N/A
2007-10-19 16:01 | 10 | 19 | 16 | 292.6254 | 7000 | 82.94 | 33.08 | 1013 | 82.94 | 0 | 6.6633 | Cooling | 1.1105 | #N/A | #N/A | #N/A | #N/A | 0 | 0 | 0 | 0 | 0 | 6.6633 | #N/A | #N/A | 88 | 97.94 | 3.1015 | #N/A | 0.0206 | 0.003702% | 1 | 50% | 0% | 0% | 0% | 8.2745 | 0 | 0 | 0 | 8.2745 | #N/A
2007-10-19 17:01 | 10 | 19 | 17 | 292.6671 | 7001 | 82.94 | 35.06 | 1013 | 82.94 | 0.03677 | 0 | Heating | 0.0049027 | #N/A | #N/A | #N/A | #N/A | 0.03677 | #N/A | #N/A | 9.8202 | #N/A | 0 | 0 | 0 | 0 | 0 | 0 | 0 | 0 | 1.634e-05% | 1 | 50% | 0% | 0% | 0% | 8.2745 | 0 | 0 | 0 | 8.2745 | #N/A
2007-10-19 18:01 | 10 | 19 | 18 | 292.7087 | 7002 | 78.98 | 37.04 | 1013 | 78.98 | 0 | 0 | Cooling | 0 | #N/A | #N/A | #N/A | #N/A | 0 | 0 | 0 | 0 | 0 | 0 | #N/A | #N/A | 88 | 93.98 | 3.3721 | #N/A | 0 | 0% | 1 | 50% | 0% | 0% | 0% | 8.2745 | 0 | 0 | 0 | 8.2745 | #N/A
2007-10-19 19:01 | 10 | 19 | 19 | 292.7504 | 7003 | 77 | 35.96 | 1013 | 77 | 0 | 0 | Cooling | 0 | #N/A | #N/A | #N/A | #N/A | 0 | 0 | 0 | 0 | 0 | 0 | #N/A | #N/A | 88 | 92 | 3.5074 | #N/A | 0 | 0% | 1 | 50% | 0% | 0% | 0% | 8.2745 | 0 | 0 | 0 | 8.2745 | #N/A
2007-10-19 20:01 | 10 | 19 | 20 | 292.7921 | 7004 | 77 | 35.96 | 1013 | 77 | 0 | 0 | Cooling | 0 | #N/A | #N/A | #N/A | #N/A | 0 | 0 | 0 | 0 | 0 | 0 | #N/A | #N/A | 88 | 92 | 3.5074 | #N/A | 0 | 0% | 1 | 50% | 0% | 0% | 0% | 8.2745 | 0 | 0 | 0 | 8.2745 | #N/A
2007-10-19 21:01 | 10 | 19 | 21 | 292.8337 | 7005 | 75.02 | 35.96 | 1012 | 75.02 | 0 | 0 | Cooling | 0 | #N/A | #N/A | #N/A | #N/A | 0 | 0 | 0 | 0 | 0 | 0 | #N/A | #N/A | 88 | 90.02 | 3.6427 | #N/A | 0 | 0% | 1 | 50% | 0% | 0% | 0% | 8.2745 | 0 | 0 | 0 | 8.2745 | #N/A
2007-10-19 22:01 | 10 | 19 | 22 | 292.8754 | 7006 | 73.94 | 35.06 | 1012 | 73.94 | 0 | 0 | Cooling | 0 | #N/A | #N/A | #N/A | #N/A | 0 | 0 | 0 | 0 | 0 | 0 | #N/A | #N/A | 88 | 88.94 | 3.7165 | #N/A | 0 | 0% | 1 | 50% | 0% | 0% | 0% | 8.2745 | 0 | 0 | 0 | 8.2745 | #N/A
2007-10-19 23:01 | 10 | 19 | 23 | 292.9171 | 7007 | 73.94 | 35.96 | 1012 | 73.94 | 0 | 0 | Cooling | 0 | #N/A | #N/A | #N/A | #N/A | 0 | 0 | 0 | 0 | 0 | 0 | #N/A | #N/A | 88 | 88.94 | 3.7165 | #N/A | 0 | 0% | 1 | 50% | 0% | 0% | 0% | 8.2745 | 0 | 0 | 0 | 8.2745 | #N/A
2007-10-20 00:01 | 10 | 20 | 0 | 292.9587 | 7008 | 73.04 | 35.06 | 1012 | 73.04 | 0 | 0 | Cooling | 0 | #N/A | #N/A | #N/A | #N/A | 0 | 0 | 0 | 0 | 0 | 0 | #N/A | #N/A | 88 | 88.04 | 3.778 | #N/A | 0 | 0% | 1 | 50% | 0% | 0% | 0% | 8.2745 | 0 | 0 | 0 | 8.2745 | #N/A
2007-10-20 01:01 | 10 | 20 | 1 | 293.0004 | 7009 | 69.08 | 35.96 | 1012 | 69.08 | 0 | 0 | Cooling | 0 | #N/A | #N/A | #N/A | #N/A | 0 | 0 | 0 | 0 | 0 | 0 | #N/A | #N/A | 88 | 84.08 | 4.0486 | #N/A | 0 | 0% | 1 | 50% | 0% | 0% | 0% | 8.2745 | 0 | 0 | 0 | 8.2745 | #N/A
2007-10-20 02:01 | 10 | 20 | 2 | 293.0421 | 7010 | 69.08 | 35.96 | 1012 | 69.08 | 0 | 0 | Cooling | 0 | #N/A | #N/A | #N/A | #N/A | 0 | 0 | 0 | 0 | 0 | 0 | #N/A | #N/A | 88 | 84.08 | 4.0486 | #N/A | 0 | 0% | 1 | 50% | 0% | 0% | 0% | 8.2745 | 0 | 0 | 0 | 8.2745 | #N/A
2007-10-20 03:01 | 10 | 20 | 3 | 293.0837 | 7011 | 68 | 35.96 | 1011 | 68 | 0.058956 | 0 | Heating | 0.0078608 | #N/A | #N/A | #N/A | #N/A | 0.058956 | #N/A | #N/A | 6.8007 | #N/A | 0 | 0 | 0 | 0 | 0 | 0 | 0 | 0 | 2.62e-05% | 1 | 50% | 0% | 0% | 0% | 8.2745 | 0 | 0 | 0 | 8.2745 | #N/A
2007-10-20 04:01 | 10 | 20 | 4 | 293.1254 | 7012 | 68 | 37.94 | 1011 | 68 | 0.04015 | 0 | Heating | 0.0053533 | #N/A | #N/A | #N/A | #N/A | 0.04015 | #N/A | #N/A | 6.8007 | #N/A | 0 | 0 | 0 | 0 | 0 | 0 | 0 | 0 | 1.784e-05% | 1 | 50% | 0% | 0% | 0% | 8.2745 | 0 | 0 | 0 | 8.2745 | #N/A
2007-10-20 05:01 | 10 | 20 | 5 | 293.1671 | 7013 | 68 | 37.04 | 1012 | 68 | 0.53169 | 0 | Heating | 0.070891 | #N/A | #N/A | #N/A | #N/A | 0.53169 | #N/A | #N/A | 6.8007 | #N/A | 0 | 0 | 0 | 0 | 0 | 0 | 0 | 0 | 0.0002363% | 1 | 50% | 0% | 0% | 0% | 8.2745 | 0 | 0 | 0 | 8.2745 | #N/A
2007-10-20 06:01 | 10 | 20 | 6 | 293.2087 | 7014 | 66.92 | 35.96 | 1012 | 66.92 | 0.59784 | 0 | Heating | 0.079712 | #N/A | #N/A | #N/A | #N/A | 0.59784 | #N/A | #N/A | 6.6252 | #N/A | 0 | 0 | 0 | 0 | 0 | 0 | 0 | 0 | 0.0002657% | 1 | 50% | 0% | 0% | 0% | 8.2745 | 0 | 0 | 0 | 8.2745 | #N/A
2007-10-20 07:01 | 10 | 20 | 7 | 293.2504 | 7015 | 64.94 | 37.94 | 1012 | 64.94 | 0.01961 | 0 | Heating | 0.0026147 | #N/A | #N/A | #N/A | #N/A | 0.01961 | #N/A | #N/A | 6.3174 | #N/A | 0 | 0 | 0 | 0 | 0 | 0 | 0 | 0 | 8.716e-06% | 1 | 50% | 0% | 0% | 0% | 8.2745 | 0 | 0 | 0 | 8.2745 | #N/A
2007-10-20 08:01 | 10 | 20 | 8 | 293.2921 | 7016 | 64.94 | 44.06 | 1012 | 64.94 | 0 | 0 | Cooling | 0 | #N/A | #N/A | #N/A | #N/A | 0 | 0 | 0 | 0 | 0 | 0 | #N/A | #N/A | 88 | 79.94 | 4.3315 | #N/A | 0 | 0% | 1 | 50% | 0% | 0% | 0% | 8.2745 | 0 | 0 | 0 | 8.2745 | #N/A
2007-10-20 09:01 | 10 | 20 | 9 | 293.3337 | 7017 | 66.02 | 44.06 | 1012 | 66.02 | 0 | 0 | Cooling | 0 | #N/A | #N/A | #N/A | #N/A | 0 | 0 | 0 | 0 | 0 | 0 | #N/A | #N/A | 88 | 81.02 | 4.2577 | #N/A | 0 | 0% | 1 | 50% | 0% | 0% | 0% | 8.2745 | 0 | 0 | 0 | 8.2745 | #N/A
2007-10-20 10:01 | 10 | 20 | 10 | 293.3754 | 7018 | 69.08 | 44.06 | 1011 | 69.08 | 0 | 0 | Cooling | 0 | #N/A | #N/A | #N/A | #N/A | 0 | 0 | 0 | 0 | 0 | 0 | #N/A | #N/A | 88 | 84.08 | 4.0486 | #N/A | 0 | 0% | 1 | 50% | 0% | 0% | 0% | 8.2745 | 0 | 0 | 0 | 8.2745 | #N/A
2007-10-20 11:01 | 10 | 20 | 11 | 293.4171 | 7019 | 69.08 | 42.98 | 1011 | 69.08 | 0 | 0 | Cooling | 0 | #N/A | #N/A | #N/A | #N/A | 0 | 0 | 0 | 0 | 0 | 0 | #N/A | #N/A | 88 | 84.08 | 4.0486 | #N/A | 0 | 0% | 1 | 50% | 0% | 0% | 0% | 8.2745 | 0 | 0 | 0 | 8.2745 | #N/A
2007-10-20 12:01 | 10 | 20 | 12 | 293.4587 | 7020 | 69.98 | 44.06 | 1011 | 69.98 | 0 | 0 | Cooling | 0 | #N/A | #N/A | #N/A | #N/A | 0 | 0 | 0 | 0 | 0 | 0 | #N/A | #N/A | 88 | 84.98 | 3.9871 | #N/A | 0 | 0% | 1 | 50% | 0% | 0% | 0% | 8.2745 | 0 | 0 | 0 | 8.2745 | #N/A
2007-10-20 13:01 | 10 | 20 | 13 | 293.5004 | 7021 | 71.96 | 42.98 | 1010 | 71.96 | 0 | 0 | Cooling | 0 | #N/A | #N/A | #N/A | #N/A | 0 | 0 | 0 | 0 | 0 | 0 | #N/A | #N/A | 88 | 86.96 | 3.8518 | #N/A | 0 | 0% | 1 | 50% | 0% | 0% | 0% | 8.2745 | 0 | 0 | 0 | 8.2745 | #N/A
2007-10-20 14:01 | 10 | 20 | 14 | 293.5421 | 7022 | 71.96 | 42.98 | 1009 | 71.96 | 0 | 0 | Cooling | 0 | #N/A | #N/A | #N/A | #N/A | 0 | 0 | 0 | 0 | 0 | 0 | #N/A | #N/A | 88 | 86.96 | 3.8518 | #N/A | 0 | 0% | 1 | 50% | 0% | 0% | 0% | 8.2745 | 0 | 0 | 0 | 8.2745 | #N/A
2007-10-20 15:01 | 10 | 20 | 15 | 293.5837 | 7023 | 71.06 | 44.06 | 1008 | 71.06 | 0 | 0 | Cooling | 0 | #N/A | #N/A | #N/A | #N/A | 0 | 0 | 0 | 0 | 0 | 0 | #N/A | #N/A | 88 | 86.06 | 3.9133 | #N/A | 0 | 0% | 1 | 50% | 0% | 0% | 0% | 8.2745 | 0 | 0 | 0 | 8.2745 | #N/A
2007-10-20 16:01 | 10 | 20 | 16 | 293.6254 | 7024 | 69.98 | 42.98 | 1008 | 69.98 | 0 | 0 | Cooling | 0 | #N/A | #N/A | #N/A | #N/A | 0 | 0 | 0 | 0 | 0 | 0 | #N/A | #N/A | 88 | 84.98 | 3.9871 | #N/A | 0 | 0% | 1 | 50% | 0% | 0% | 0% | 8.2745 | 0 | 0 | 0 | 8.2745 | #N/A
2007-10-20 17:01 | 10 | 20 | 17 | 293.6671 | 7025 | 69.98 | 42.98 | 1007 | 69.98 | 0 | 0 | Cooling | 0 | #N/A | #N/A | #N/A | #N/A | 0 | 0 | 0 | 0 | 0 | 0 | #N/A | #N/A | 88 | 84.98 | 3.9871 | #N/A | 0 | 0% | 1 | 50% | 0% | 0% | 0% | 8.2745 | 0 | 0 | 0 | 8.2745 | #N/A
2007-10-20 18:01 | 10 | 20 | 18 | 293.7087 | 7026 | 62.06 | 42.98 | 1007 | 62.06 | 0 | 0 | Cooling | 0 | #N/A | #N/A | #N/A | #N/A | 0 | 0 | 0 | 0 | 0 | 0 | #N/A | #N/A | 88 | 77.06 | 4.5283 | #N/A | 0 | 0% | 1 | 50% | 0% | 0% | 0% | 8.2745 | 0 | 0 | 0 | 8.2745 | #N/A
2007-10-20 19:01 | 10 | 20 | 19 | 293.7504 | 7027 | 60.08 | 42.08 | 1007 | 60.08 | 0 | 0 | Cooling | 0 | #N/A | #N/A | #N/A | #N/A | 0 | 0 | 0 | 0 | 0 | 0 | #N/A | #N/A | 88 | 75.08 | 4.6636 | #N/A | 0 | 0% | 1 | 50% | 0% | 0% | 0% | 8.2745 | 0 | 0 | 0 | 8.2745 | #N/A
2007-10-20 20:01 | 10 | 20 | 20 | 293.7921 | 7028 | 60.08 | 42.08 | 1007 | 60.08 | 0 | 0 | Cooling | 0 | #N/A | #N/A | #N/A | #N/A | 0 | 0 | 0 | 0 | 0 | 0 | #N/A | #N/A | 88 | 75.08 | 4.6636 | #N/A | 0 | 0% | 1 | 50% | 0% | 0% | 0% | 8.2745 | 0 | 0 | 0 | 8.2745 | #N/A
2007-10-20 21:01 | 10 | 20 | 21 | 293.8337 | 7029 | 57.92 | 42.08 | 1007 | 57.92 | 0 | 0 | Cooling | 0 | #N/A | #N/A | #N/A | #N/A | 0 | 0 | 0 | 0 | 0 | 0 | #N/A | #N/A | 88 | 72.92 | 4.8112 | #N/A | 0 | 0% | 1 | 50% | 0% | 0% | 0% | 8.2745 | 0 | 0 | 0 | 8.2745 | #N/A
2007-10-20 22:01 | 10 | 20 | 22 | 293.8754 | 7030 | 55.04 | 41 | 1007 | 55.04 | 0 | 0 | Cooling | 0 | #N/A | #N/A | #N/A | #N/A | 0 | 0 | 0 | 0 | 0 | 0 | #N/A | #N/A | 88 | 70.04 | 5.008 | #N/A | 0 | 0% | 1 | 50% | 0% | 0% | 0% | 8.2745 | 0 | 0 | 0 | 8.2745 | #N/A
2007-10-20 23:01 | 10 | 20 | 23 | 293.9171 | 7031 | 55.04 | 39.92 | 1006 | 55.04 | 0 | 0 | Cooling | 0 | #N/A | #N/A | #N/A | #N/A | 0 | 0 | 0 | 0 | 0 | 0 | #N/A | #N/A | 88 | 70.04 | 5.008 | #N/A | 0 | 0% | 1 | 50% | 0% | 0% | 0% | 8.2745 | 0 | 0 | 0 | 8.2745 | #N/A
2007-10-21 00:01 | 10 | 21 | 0 | 293.9587 | 7032 | 51.08 | 39.92 | 1006 | 51.08 | 0 | 0 | Cooling | 0 | #N/A | #N/A | #N/A | #N/A | 0 | 0 | 0 | 0 | 0 | 0 | #N/A | #N/A | 88 | 66.08 | 5.2786 | #N/A | 0 | 0% | 1 | 50% | 0% | 0% | 0% | 8.2745 | 0 | 0 | 0 | 8.2745 | #N/A
2007-10-21 01:01 | 10 | 21 | 1 | 294.0004 | 7033 | 50 | 39.02 | 1006 | 50 | 0 | 0 | Cooling | 0 | #N/A | #N/A | #N/A | #N/A | 0 | 0 | 0 | 0 | 0 | 0 | #N/A | #N/A | 88 | 65 | 5.3524 | #N/A | 0 | 0% | 1 | 50% | 0% | 0% | 0% | 8.2745 | 0 | 0 | 0 | 8.2745 | #N/A
2007-10-21 02:01 | 10 | 21 | 2 | 294.0421 | 7034 | 50 | 39.92 | 1005 | 50 | 0 | 0 | Cooling | 0 | #N/A | #N/A | #N/A | #N/A | 0 | 0 | 0 | 0 | 0 | 0 | #N/A | #N/A | 88 | 65 | 5.3524 | #N/A | 0 | 0% | 1 | 50% | 0% | 0% | 0% | 8.2745 | 0 | 0 | 0 | 8.2745 | #N/A
2007-10-21 03:01 | 10 | 21 | 3 | 294.0837 | 7035 | 48.02 | 39.02 | 1005 | 48.02 | 0 | 0 | Cooling | 0 | #N/A | #N/A | #N/A | #N/A | 0 | 0 | 0 | 0 | 0 | 0 | #N/A | #N/A | 88 | 63.02 | 5.4877 | #N/A | 0 | 0% | 1 | 50% | 0% | 0% | 0% | 8.2745 | 0 | 0 | 0 | 8.2745 | #N/A
2007-10-21 04:01 | 10 | 21 | 4 | 294.1254 | 7036 | 46.94 | 37.94 | 1004 | 46.94 | 0.24441 | 0 | Heating | 0.032588 | #N/A | #N/A | #N/A | #N/A | 0.24441 | #N/A | #N/A | 4.2441 | #N/A | 0 | 0 | 0 | 0 | 0 | 0 | 0 | 0 | 0.0001086% | 1 | 50% | 0% | 0% | 0% | 8.2745 | 0 | 0 | 0 | 8.2745 | #N/A
2007-10-21 05:01 | 10 | 21 | 5 | 294.1671 | 7037 | 46.94 | 39.92 | 1004 | 46.94 | 0 | 0 | Cooling | 0 | #N/A | #N/A | #N/A | #N/A | 0 | 0 | 0 | 0 | 0 | 0 | #N/A | #N/A | 88 | 61.94 | 5.5615 | #N/A | 0 | 0% | 1 | 50% | 0% | 0% | 0% | 8.2745 | 0 | 0 | 0 | 8.2745 | #N/A
2007-10-21 06:01 | 10 | 21 | 6 | 294.2087 | 7038 | 44.6 | 39.92 | 1004 | 44.6 | 198.599 | 0 | Heating | 26.4799 | #N/A | #N/A | #N/A | #N/A | 198.599 | #N/A | #N/A | 4.058 | #N/A | 0 | 0 | 0 | 0 | 0 | 0 | 0 | 0 | 0.08827% | 1 | 50% | 0% | 0% | 0% | 8.2745 | 0 | 0 | 0 | 8.2745 | #N/A
2007-10-21 07:01 | 10 | 21 | 7 | 294.2504 | 7039 | 46.04 | 39.92 | 1004 | 46.04 | 66.8741 | 0 | Heating | 8.9166 | #N/A | #N/A | #N/A | #N/A | 66.8741 | #N/A | #N/A | 4.1705 | #N/A | 0 | 0 | 0 | 0 | 0 | 0 | 0 | 0 | 0.02972% | 1 | 50% | 0% | 0% | 0% | 8.2745 | 0 | 0 | 0 | 8.2745 | #N/A
2007-10-21 08:01 | 10 | 21 | 8 | 294.2921 | 7040 | 48.92 | 42.08 | 1004 | 48.92 | 4.775 | 0 | Heating | 0.63666 | #N/A | #N/A | #N/A | #N/A | 4.775 | #N/A | #N/A | 4.4149 | #N/A | 0 | 0 | 0 | 0 | 0 | 0 | 0 | 0 | 0.002122% | 1 | 50% | 0% | 0% | 0% | 8.2745 | 0 | 0 | 0 | 8.2745 | #N/A
2007-10-21 09:01 | 10 | 21 | 9 | 294.3337 | 7041 | 51.98 | 42.08 | 1003 | 51.98 | 0.54625 | 0 | Heating | 0.072834 | #N/A | #N/A | #N/A | #N/A | 0.54625 | #N/A | #N/A | 4.7043 | #N/A | 0 | 0 | 0 | 0 | 0 | 0 | 0 | 0 | 0.0002428% | 1 | 50% | 0% | 0% | 0% | 8.2745 | 0 | 0 | 0 | 8.2745 | #N/A
2007-10-21 10:01 | 10 | 21 | 10 | 294.3754 | 7042 | 53.96 | 44.96 | 1003 | 53.96 | 0.031922 | 0 | Heating | 0.0042563 | #N/A | #N/A | #N/A | #N/A | 0.031922 | #N/A | #N/A | 4.9089 | #N/A | 0 | 0 | 0 | 0 | 0 | 0 | 0 | 0 | 1.419e-05% | 1 | 50% | 0% | 0% | 0% | 8.2745 | 0 | 0 | 0 | 8.2745 | #N/A
2007-10-21 11:01 | 10 | 21 | 11 | 294.4171 | 7043 | 53.96 | 44.96 | 1003 | 53.96 | 0 | 0 | Cooling | 0 | #N/A | #N/A | #N/A | #N/A | 0 | 0 | 0 | 0 | 0 | 0 | #N/A | #N/A | 88 | 68.96 | 5.0818 | #N/A | 0 | 0% | 1 | 50% | 0% | 0% | 0% | 8.2745 | 0 | 0 | 0 | 8.2745 | #N/A
2007-10-21 12:01 | 10 | 21 | 12 | 294.4587 | 7044 | 53.96 | 46.04 | 1003 | 53.96 | 0 | 0 | Cooling | 0 | #N/A | #N/A | #N/A | #N/A | 0 | 0 | 0 | 0 | 0 | 0 | #N/A | #N/A | 88 | 68.96 | 5.0818 | #N/A | 0 | 0% | 1 | 50% | 0% | 0% | 0% | 8.2745 | 0 | 0 | 0 | 8.2745 | #N/A
2007-10-21 13:01 | 10 | 21 | 13 | 294.5004 | 7045 | 51.8 | 48.02 | 1002 | 51.8 | 0 | 0 | Cooling | 0 | #N/A | #N/A | #N/A | #N/A | 0 | 0 | 0 | 0 | 0 | 0 | #N/A | #N/A | 88 | 66.8 | 5.2294 | #N/A | 0 | 0% | 1 | 50% | 0% | 0% | 0% | 8.2745 | 0 | 0 | 0 | 8.2745 | #N/A
2007-10-21 14:01 | 10 | 21 | 14 | 294.5421 | 7046 | 53.06 | 48.02 | 1002 | 53.06 | 0 | 0 | Cooling | 0 | #N/A | #N/A | #N/A | #N/A | 0 | 0 | 0 | 0 | 0 | 0 | #N/A | #N/A | 88 | 68.06 | 5.1433 | #N/A | 0 | 0% | 1 | 50% | 0% | 0% | 0% | 8.2745 | 0 | 0 | 0 | 8.2745 | #N/A
2007-10-21 15:01 | 10 | 21 | 15 | 294.5837 | 7047 | 53.96 | 51.08 | 1002 | 53.96 | 0 | 22.6992 | Cooling | 3.7832 | #N/A | #N/A | #N/A | #N/A | 0 | 0 | 0 | 0 | 0 | 22.6992 | #N/A | #N/A | 88 | 68.96 | 5.0818 | #N/A | 0.070177 | 0.01261% | 1 | 50% | 0% | 0% | 0% | 8.2745 | 0 | 0 | 0 | 8.2745 | #N/A
2007-10-21 16:01 | 10 | 21 | 16 | 294.6254 | 7048 | 53.96 | 51.08 | 1002 | 53.96 | 0 | 113.8673 | Cooling | 18.9779 | #N/A | #N/A | #N/A | #N/A | 0 | 0 | 0 | 0 | 0 | 113.8673 | #N/A | #N/A | 88 | 68.96 | 5.0818 | #N/A | 0.35204 | 0.06326% | 1 | 50% | 0% | 0% | 0% | 8.2745 | 0 | 0 | 0 | 8.2745 | #N/A
2007-10-21 17:01 | 10 | 21 | 17 | 294.6671 | 7049 | 53.96 | 51.08 | 1002 | 53.96 | 0 | 50.4238 | Cooling | 8.404 | #N/A | #N/A | #N/A | #N/A | 0 | 0 | 0 | 0 | 0 | 50.4238 | #N/A | #N/A | 88 | 68.96 | 5.0818 | #N/A | 0.15589 | 0.02801% | 1 | 50% | 0% | 0% | 0% | 8.2745 | 0 | 0 | 0 | 8.2745 | #N/A
2007-10-21 18:01 | 10 | 21 | 18 | 294.7087 | 7050 | 53.96 | 50 | 1003 | 53.96 | 0 | 11.1605 | Cooling | 1.8601 | #N/A | #N/A | #N/A | #N/A | 0 | 0 | 0 | 0 | 0 | 11.1605 | #N/A | #N/A | 88 | 68.96 | 5.0818 | #N/A | 0.034504 | 0.0062% | 1 | 50% | 0% | 0% | 0% | 8.2745 | 0 | 0 | 0 | 8.2745 | #N/A
2007-10-21 19:01 | 10 | 21 | 19 | 294.7504 | 7051 | 53.96 | 48.92 | 1003 | 53.96 | 0 | 0.033983 | Cooling | 0.0056639 | #N/A | #N/A | #N/A | #N/A | 0 | 0 | 0 | 0 | 0 | 0.033983 | #N/A | #N/A | 88 | 68.96 | 5.0818 | #N/A | 0.00010506 | 1.888e-05% | 1 | 50% | 0% | 0% | 0% | 8.2745 | 0 | 0 | 0 | 8.2745 | #N/A
2007-10-21 20:01 | 10 | 21 | 20 | 294.7921 | 7052 | 53.96 | 48.92 | 1004 | 53.96 | 0 | 0.0051172 | Cooling | 0.00085287 | #N/A | #N/A | #N/A | #N/A | 0 | 0 | 0 | 0 | 0 | 0.0051172 | #N/A | #N/A | 88 | 68.96 | 5.0818 | #N/A | 1.5821e-05 | 2.843e-06% | 1 | 50% | 0% | 0% | 0% | 8.2745 | 0 | 0 | 0 | 8.2745 | #N/A
2007-10-21 21:01 | 10 | 21 | 21 | 294.8337 | 7053 | 55.94 | 48.92 | 1004 | 55.94 | 0.39434 | 0 | Heating | 0.052579 | #N/A | #N/A | #N/A | #N/A | 0.39434 | #N/A | #N/A | 5.1278 | #N/A | 0 | 0 | 0 | 0 | 0 | 0 | 0 | 0 | 0.0001753% | 1 | 50% | 0% | 0% | 0% | 8.2745 | 0 | 0 | 0 | 8.2745 | #N/A
2007-10-21 22:01 | 10 | 21 | 22 | 294.8754 | 7054 | 55.94 | 48.02 | 1004 | 55.94 | 0 | 0 | Cooling | 0 | #N/A | #N/A | #N/A | #N/A | 0 | 0 | 0 | 0 | 0 | 0 | #N/A | #N/A | 88 | 70.94 | 4.9465 | #N/A | 0 | 0% | 1 | 50% | 0% | 0% | 0% | 8.2745 | 0 | 0 | 0 | 8.2745 | #N/A
2007-10-21 23:01 | 10 | 21 | 23 | 294.9171 | 7055 | 55.94 | 46.94 | 1004 | 55.94 | 0 | 0 | Cooling | 0 | #N/A | #N/A | #N/A | #N/A | 0 | 0 | 0 | 0 | 0 | 0 | #N/A | #N/A | 88 | 70.94 | 4.9465 | #N/A | 0 | 0% | 1 | 50% | 0% | 0% | 0% | 8.2745 | 0 | 0 | 0 | 8.2745 | #N/A
2007-10-22 00:01 | 10 | 22 | 0 | 294.9587 | 7056 | 60.08 | 46.04 | 1004 | 60.08 | 0 | 0 | Cooling | 0 | #N/A | #N/A | #N/A | #N/A | 0 | 0 | 0 | 0 | 0 | 0 | #N/A | #N/A | 88 | 75.08 | 4.6636 | #N/A | 0 | 0% | 1 | 50% | 0% | 0% | 0% | 8.2745 | 0 | 0 | 0 | 8.2745 | #N/A
2007-10-22 01:01 | 10 | 22 | 1 | 295.0004 | 7057 | 60.98 | 46.04 | 1004 | 60.98 | 0 | 0 | Cooling | 0 | #N/A | #N/A | #N/A | #N/A | 0 | 0 | 0 | 0 | 0 | 0 | #N/A | #N/A | 88 | 75.98 | 4.6021 | #N/A | 0 | 0% | 1 | 50% | 0% | 0% | 0% | 8.2745 | 0 | 0 | 0 | 8.2745 | #N/A
2007-10-22 02:01 | 10 | 22 | 2 | 295.0421 | 7058 | 60.98 | 44.96 | 1004 | 60.98 | 0 | 0 | Cooling | 0 | #N/A | #N/A | #N/A | #N/A | 0 | 0 | 0 | 0 | 0 | 0 | #N/A | #N/A | 88 | 75.98 | 4.6021 | #N/A | 0 | 0% | 1 | 50% | 0% | 0% | 0% | 8.2745 | 0 | 0 | 0 | 8.2745 | #N/A
2007-10-22 03:01 | 10 | 22 | 3 | 295.0837 | 7059 | 60.98 | 44.96 | 1004 | 60.98 | 0 | 0 | Cooling | 0 | #N/A | #N/A | #N/A | #N/A | 0 | 0 | 0 | 0 | 0 | 0 | #N/A | #N/A | 88 | 75.98 | 4.6021 | #N/A | 0 | 0% | 1 | 50% | 0% | 0% | 0% | 8.2745 | 0 | 0 | 0 | 8.2745 | #N/A
2007-10-22 04:01 | 10 | 22 | 4 | 295.1254 | 7060 | 62.96 | 42.98 | 1004 | 62.96 | 0 | 0 | Cooling | 0 | #N/A | #N/A | #N/A | #N/A | 0 | 0 | 0 | 0 | 0 | 0 | #N/A | #N/A | 88 | 77.96 | 4.4668 | #N/A | 0 | 0% | 1 | 50% | 0% | 0% | 0% | 8.2745 | 0 | 0 | 0 | 8.2745 | #N/A
2007-10-22 05:01 | 10 | 22 | 5 | 295.1671 | 7061 | 62.96 | 42.98 | 1005 | 62.96 | 0 | 0 | Cooling | 0 | #N/A | #N/A | #N/A | #N/A | 0 | 0 | 0 | 0 | 0 | 0 | #N/A | #N/A | 88 | 77.96 | 4.4668 | #N/A | 0 | 0% | 1 | 50% | 0% | 0% | 0% | 8.2745 | 0 | 0 | 0 | 8.2745 | #N/A
2007-10-22 06:01 | 10 | 22 | 6 | 295.2087 | 7062 | 64.94 | 39.92 | 1005 | 64.94 | 110.6158 | 0 | Heating | 14.7488 | #N/A | #N/A | #N/A | #N/A | 110.6158 | #N/A | #N/A | 6.3174 | #N/A | 0 | 0 | 0 | 0 | 0 | 0 | 0 | 0 | 0.04916% | 1 | 50% | 0% | 0% | 0% | 8.2745 | 0 | 0 | 0 | 8.2745 | #N/A
2007-10-22 07:01 | 10 | 22 | 7 | 295.2504 | 7063 | 64.94 | 41 | 1005 | 64.94 | 19.8708 | 0 | Heating | 2.6494 | #N/A | #N/A | #N/A | #N/A | 19.8708 | #N/A | #N/A | 6.3174 | #N/A | 0 | 0 | 0 | 0 | 0 | 0 | 0 | 0 | 0.008831% | 1 | 50% | 0% | 0% | 0% | 8.2745 | 0 | 0 | 0 | 8.2745 | #N/A
2007-10-22 08:01 | 10 | 22 | 8 | 295.2921 | 7064 | 64.94 | 44.06 | 1006 | 64.94 | 0.18805 | 0 | Heating | 0.025073 | #N/A | #N/A | #N/A | #N/A | 0.18805 | #N/A | #N/A | 6.3174 | #N/A | 0 | 0 | 0 | 0 | 0 | 0 | 0 | 0 | 8.358e-05% | 1 | 50% | 0% | 0% | 0% | 8.2745 | 0 | 0 | 0 | 8.2745 | #N/A
2007-10-22 09:01 | 10 | 22 | 9 | 295.3337 | 7065 | 69.08 | 48.02 | 1006 | 69.08 | 0 | 0.093852 | Cooling | 0.015642 | #N/A | #N/A | #N/A | #N/A | 0 | 0 | 0 | 0 | 0 | 0.093852 | #N/A | #N/A | 88 | 84.08 | 4.0486 | #N/A | 0.00029016 | 5.214e-05% | 1 | 50% | 0% | 0% | 0% | 8.2745 | 0 | 0 | 0 | 8.2745 | #N/A
2007-10-22 10:01 | 10 | 22 | 10 | 295.3754 | 7066 | 71.06 | 51.08 | 1006 | 71.06 | 0 | 25.6743 | Cooling | 4.279 | #N/A | #N/A | #N/A | #N/A | 0 | 0 | 0 | 0 | 0 | 25.6743 | #N/A | #N/A | 88 | 86.06 | 3.9133 | #N/A | 0.079375 | 0.01426% | 1 | 50% | 0% | 0% | 0% | 8.2745 | 0 | 0 | 0 | 8.2745 | #N/A
2007-10-22 11:01 | 10 | 22 | 11 | 295.4171 | 7067 | 71.06 | 48.02 | 1006 | 71.06 | 0 | 102.141 | Cooling | 17.0235 | #N/A | #N/A | #N/A | #N/A | 0 | 0 | 0 | 0 | 0 | 102.141 | #N/A | #N/A | 88 | 86.06 | 3.9133 | #N/A | 0.31578 | 0.05675% | 1 | 50% | 0% | 0% | 0% | 8.2745 | 0 | 0 | 0 | 8.2745 | #N/A
2007-10-22 12:01 | 10 | 22 | 12 | 295.4587 | 7068 | 69.08 | 44.96 | 1005 | 69.08 | 0 | 140.4535 | Cooling | 23.4089 | #N/A | #N/A | #N/A | #N/A | 0 | 0 | 0 | 0 | 0 | 140.4535 | #N/A | #N/A | 88 | 84.08 | 4.0486 | #N/A | 0.43423 | 0.07803% | 1 | 50% | 0% | 0% | 0% | 8.2745 | 0 | 0 | 0 | 8.2745 | #N/A
2007-10-22 13:01 | 10 | 22 | 13 | 295.5004 | 7069 | 66.92 | 42.98 | 1005 | 66.92 | 0 | 339.03 | Cooling | 56.505 | #N/A | #N/A | #N/A | #N/A | 0 | 0 | 0 | 0 | 0 | 339.03 | #N/A | #N/A | 88 | 81.92 | 4.1962 | #N/A | 1.0482 | 0.1883% | 1 | 50% | 0% | 0% | 0% | 8.2745 | 0 | 0 | 0 | 8.2745 | #N/A
2007-10-22 14:01 | 10 | 22 | 14 | 295.5421 | 7070 | 69.08 | 42.98 | 1005 | 69.08 | 0 | 438.9054 | Cooling | 73.1509 | #N/A | #N/A | #N/A | #N/A | 0 | 0 | 0 | 0 | 0 | 438.9054 | #N/A | #N/A | 88 | 84.08 | 4.0486 | #N/A | 1.3569 | 0.2438% | 1 | 50% | 0% | 0% | 0% | 8.2745 | 0 | 0 | 0 | 8.2745 | #N/A
2007-10-22 15:01 | 10 | 22 | 15 | 295.5837 | 7071 | 68 | 44.96 | 1004 | 68 | 0 | 517.1102 | Cooling | 86.185 | #N/A | #N/A | #N/A | #N/A | 0 | 0 | 0 | 0 | 0 | 517.1102 | #N/A | #N/A | 88 | 83 | 4.1224 | #N/A | 1.5987 | 0.2873% | 1 | 50% | 0% | 0% | 0% | 8.2745 | 0 | 0 | 0 | 8.2745 | #N/A
2007-10-22 16:01 | 10 | 22 | 16 | 295.6254 | 7072 | 66.2 | 44.96 | 1003 | 66.2 | 0 | 584.1511 | Cooling | 97.3585 | #N/A | #N/A | #N/A | #N/A | 0 | 0 | 0 | 0 | 0 | 584.1511 | #N/A | #N/A | 88 | 81.2 | 4.2454 | #N/A | 1.806 | 0.3245% | 1 | 50% | 0% | 0% | 0% | 8.2745 | 0 | 0 | 0 | 8.2745 | #N/A
2007-10-22 17:01 | 10 | 22 | 17 | 295.6671 | 7073 | 66.92 | 44.06 | 1003 | 66.92 | 0 | 431.6967 | Cooling | 71.9495 | #N/A | #N/A | #N/A | #N/A | 0 | 0 | 0 | 0 | 0 | 431.6967 | #N/A | #N/A | 88 | 81.92 | 4.1962 | #N/A | 1.3346 | 0.2398% | 1 | 50% | 0% | 0% | 0% | 8.2745 | 0 | 0 | 0 | 8.2745 | #N/A
2007-10-22 18:01 | 10 | 22 | 18 | 295.7087 | 7074 | 64.04 | 44.06 | 1003 | 64.04 | 0 | 96.7836 | Cooling | 16.1306 | #N/A | #N/A | #N/A | #N/A | 0 | 0 | 0 | 0 | 0 | 96.7836 | #N/A | #N/A | 88 | 79.04 | 4.393 | #N/A | 0.29922 | 0.05377% | 1 | 50% | 0% | 0% | 0% | 8.2745 | 0 | 0 | 0 | 8.2745 | #N/A
2007-10-22 19:01 | 10 | 22 | 19 | 295.7504 | 7075 | 62.6 | 44.06 | 1003 | 62.6 | 0 | 1.8133 | Cooling | 0.30221 | #N/A | #N/A | #N/A | #N/A | 0 | 0 | 0 | 0 | 0 | 1.8133 | #N/A | #N/A | 88 | 77.6 | 4.4914 | #N/A | 0.0056059 | 0.001007% | 1 | 50% | 0% | 0% | 0% | 8.2745 | 0 | 0 | 0 | 8.2745 | #N/A
2007-10-22 20:01 | 10 | 22 | 20 | 295.7921 | 7076 | 62.06 | 42.98 | 1003 | 62.06 | 0 | 0.011187 | Cooling | 0.0018645 | #N/A | #N/A | #N/A | #N/A | 0 | 0 | 0 | 0 | 0 | 0.011187 | #N/A | #N/A | 88 | 77.06 | 4.5283 | #N/A | 3.4586e-05 | 6.215e-06% | 1 | 50% | 0% | 0% | 0% | 8.2745 | 0 | 0 | 0 | 8.2745 | #N/A
2007-10-22 21:01 | 10 | 22 | 21 | 295.8337 | 7077 | 55.04 | 42.08 | 1003 | 55.04 | 0 | 0.0018235 | Cooling | 0.00030392 | #N/A | #N/A | #N/A | #N/A | 0 | 0 | 0 | 0 | 0 | 0.0018235 | #N/A | #N/A | 88 | 70.04 | 5.008 | #N/A | 5.6376e-06 | 1.013e-06% | 1 | 50% | 0% | 0% | 0% | 8.2745 | 0 | 0 | 0 | 8.2745 | #N/A
2007-10-22 22:01 | 10 | 22 | 22 | 295.8754 | 7078 | 53.06 | 44.06 | 1003 | 53.06 | 0 | 0 | Cooling | 0 | #N/A | #N/A | #N/A | #N/A | 0 | 0 | 0 | 0 | 0 | 0 | #N/A | #N/A | 88 | 68.06 | 5.1433 | #N/A | 0 | 0% | 1 | 50% | 0% | 0% | 0% | 8.2745 | 0 | 0 | 0 | 8.2745 | #N/A
2007-10-22 23:01 | 10 | 22 | 23 | 295.9171 | 7079 | 51.98 | 46.94 | 1002 | 51.98 | 0 | 0 | Cooling | 0 | #N/A | #N/A | #N/A | #N/A | 0 | 0 | 0 | 0 | 0 | 0 | #N/A | #N/A | 88 | 66.98 | 5.2171 | #N/A | 0 | 0% | 1 | 50% | 0% | 0% | 0% | 8.2745 | 0 | 0 | 0 | 8.2745 | #N/A
2007-10-23 00:01 | 10 | 23 | 0 | 295.9587 | 7080 | 51.08 | 48.92 | 1002 | 51.08 | 0 | 0 | Cooling | 0 | #N/A | #N/A | #N/A | #N/A | 0 | 0 | 0 | 0 | 0 | 0 | #N/A | #N/A | 88 | 66.08 | 5.2786 | #N/A | 0 | 0% | 1 | 50% | 0% | 0% | 0% | 8.2745 | 0 | 0 | 0 | 8.2745 | #N/A
2007-10-23 01:01 | 10 | 23 | 1 | 296.0004 | 7081 | 50 | 50 | 1002 | 50 | 0 | 0 | Cooling | 0 | #N/A | #N/A | #N/A | #N/A | 0 | 0 | 0 | 0 | 0 | 0 | #N/A | #N/A | 88 | 65 | 5.3524 | #N/A | 0 | 0% | 1 | 50% | 0% | 0% | 0% | 8.2745 | 0 | 0 | 0 | 8.2745 | #N/A
2007-10-23 02:01 | 10 | 23 | 2 | 296.0421 | 7082 | 50 | 51.08 | 1002 | 50 | 0 | 0 | Cooling | 0 | #N/A | #N/A | #N/A | #N/A | 0 | 0 | 0 | 0 | 0 | 0 | #N/A | #N/A | 88 | 65 | 5.3524 | #N/A | 0 | 0% | 1 | 50% | 0% | 0% | 0% | 8.2745 | 0 | 0 | 0 | 8.2745 | #N/A
2007-10-23 03:01 | 10 | 23 | 3 | 296.0837 | 7083 | 50 | 51.08 | 1001 | 50 | 0 | 0 | Cooling | 0 | #N/A | #N/A | #N/A | #N/A | 0 | 0 | 0 | 0 | 0 | 0 | #N/A | #N/A | 88 | 65 | 5.3524 | #N/A | 0 | 0% | 1 | 50% | 0% | 0% | 0% | 8.2745 | 0 | 0 | 0 | 8.2745 | #N/A
2007-10-23 04:01 | 10 | 23 | 4 | 296.1254 | 7084 | 48.92 | 51.08 | 1001 | 48.92 | 0 | 0 | Cooling | 0 | #N/A | #N/A | #N/A | #N/A | 0 | 0 | 0 | 0 | 0 | 0 | #N/A | #N/A | 88 | 63.92 | 5.4262 | #N/A | 0 | 0% | 1 | 50% | 0% | 0% | 0% | 8.2745 | 0 | 0 | 0 | 8.2745 | #N/A
2007-10-23 05:01 | 10 | 23 | 5 | 296.1671 | 7085 | 48.02 | 51.98 | 1001 | 48.02 | 0 | 0.012614 | Cooling | 0.0021023 | #N/A | #N/A | #N/A | #N/A | 0 | 0 | 0 | 0 | 0 | 0.012614 | #N/A | #N/A | 88 | 63.02 | 5.4877 | #N/A | 3.8997e-05 | 7.008e-06% | 1 | 50% | 0% | 0% | 0% | 8.2745 | 0 | 0 | 0 | 8.2745 | #N/A
2007-10-23 06:01 | 10 | 23 | 6 | 296.2087 | 7086 | 46.04 | 51.08 | 1001 | 46.04 | 0 | 254.7142 | Cooling | 42.4524 | #N/A | #N/A | #N/A | #N/A | 0 | 0 | 0 | 0 | 0 | 254.7142 | #N/A | #N/A | 88 | 61.04 | 5.623 | #N/A | 0.78748 | 0.1415% | 1 | 50% | 0% | 0% | 0% | 8.2745 | 0 | 0 | 0 | 8.2745 | #N/A
2007-10-23 07:01 | 10 | 23 | 7 | 296.2504 | 7087 | 44.96 | 51.98 | 1001 | 44.96 | 0 | 203.8439 | Cooling | 33.974 | #N/A | #N/A | #N/A | #N/A | 0 | 0 | 0 | 0 | 0 | 203.8439 | #N/A | #N/A | 88 | 59.96 | 5.6968 | #N/A | 0.63021 | 0.1132% | 1 | 50% | 0% | 0% | 0% | 8.2745 | 0 | 0 | 0 | 8.2745 | #N/A
2007-10-23 08:01 | 10 | 23 | 8 | 296.2921 | 7088 | 44.96 | 51.98 | 1002 | 44.96 | 0 | 545.221 | Cooling | 90.8702 | #N/A | #N/A | #N/A | #N/A | 0 | 0 | 0 | 0 | 0 | 545.221 | #N/A | #N/A | 88 | 59.96 | 5.6968 | #N/A | 1.6856 | 0.3029% | 1 | 50% | 0% | 0% | 0% | 8.2745 | 0 | 0 | 0 | 8.2745 | #N/A
2007-10-23 09:01 | 10 | 23 | 9 | 296.3337 | 7089 | 44.06 | 53.06 | 1002 | 44.06 | 0 | 592.6266 | Cooling | 98.7711 | #N/A | #N/A | #N/A | #N/A | 0 | 0 | 0 | 0 | 0 | 592.6266 | #N/A | #N/A | 88 | 59.06 | 5.7583 | #N/A | 1.8322 | 0.3292% | 1 | 50% | 0% | 0% | 0% | 8.2745 | 0 | 0 | 0 | 8.2745 | #N/A
2007-10-23 10:01 | 10 | 23 | 10 | 296.3754 | 7090 | 44.06 | 53.06 | 1002 | 44.06 | 0 | 575.8146 | Cooling | 95.9691 | #N/A | #N/A | #N/A | #N/A | 0 | 0 | 0 | 0 | 0 | 575.8146 | #N/A | #N/A | 88 | 59.06 | 5.7583 | #N/A | 1.7802 | 0.3199% | 1 | 50% | 0% | 0% | 0% | 8.2745 | 0 | 0 | 0 | 8.2745 | #N/A
2007-10-23 11:01 | 10 | 23 | 11 | 296.4171 | 7091 | 44.06 | 53.96 | 1002 | 44.06 | 0 | 740.192 | Cooling | 123.3653 | #N/A | #N/A | #N/A | #N/A | 0 | 0 | 0 | 0 | 0 | 740.192 | #N/A | #N/A | 88 | 59.06 | 5.7583 | #N/A | 2.2884 | 0.4112% | 1 | 50% | 0% | 0% | 0% | 8.2745 | 0 | 0 | 0 | 8.2745 | #N/A
2007-10-23 12:01 | 10 | 23 | 12 | 296.4587 | 7092 | 41 | 55.04 | 1002 | 41 | 0 | 663.9813 | Cooling | 110.6636 | #N/A | #N/A | #N/A | #N/A | 0 | 0 | 0 | 0 | 0 | 663.9813 | #N/A | #N/A | 88 | 56 | 5.9674 | #N/A | 2.0528 | 0.3689% | 1 | 50% | 0% | 0% | 0% | 8.2745 | 0 | 0 | 0 | 8.2745 | #N/A
2007-10-23 13:01 | 10 | 23 | 13 | 296.5004 | 7093 | 39.92 | 55.94 | 1002 | 39.92 | 0 | 717.4563 | Cooling | 119.576 | #N/A | #N/A | #N/A | #N/A | 0 | 0 | 0 | 0 | 0 | 717.4563 | #N/A | #N/A | 88 | 54.92 | 6.0412 | #N/A | 2.2181 | 0.3986% | 1 | 50% | 0% | 0% | 0% | 8.2745 | 0 | 0 | 0 | 8.2745 | #N/A
2007-10-23 14:01 | 10 | 23 | 14 | 296.5421 | 7094 | 39.92 | 53.06 | 1001 | 39.92 | 0 | 587.2911 | Cooling | 97.8818 | #N/A | #N/A | #N/A | #N/A | 0 | 0 | 0 | 0 | 0 | 587.2911 | #N/A | #N/A | 88 | 54.92 | 6.0412 | #N/A | 1.8157 | 0.3263% | 1 | 50% | 0% | 0% | 0% | 8.2745 | 0 | 0 | 0 | 8.2745 | #N/A
2007-10-23 15:01 | 10 | 23 | 15 | 296.5837 | 7095 | 39.92 | 50 | 1002 | 39.92 | 0 | 376.7452 | Cooling | 62.7909 | #N/A | #N/A | #N/A | #N/A | 0 | 0 | 0 | 0 | 0 | 376.7452 | #N/A | #N/A | 88 | 54.92 | 6.0412 | #N/A | 1.1648 | 0.2093% | 1 | 50% | 0% | 0% | 0% | 8.2745 | 0 | 0 | 0 | 8.2745 | #N/A
2007-10-23 16:01 | 10 | 23 | 16 | 296.6254 | 7096 | 41 | 44.96 | 1002 | 41 | 0 | 244.1158 | Cooling | 40.686 | #N/A | #N/A | #N/A | #N/A | 0 | 0 | 0 | 0 | 0 | 244.1158 | #N/A | #N/A | 88 | 56 | 5.9674 | #N/A | 0.75471 | 0.1356% | 1 | 50% | 0% | 0% | 0% | 8.2745 | 0 | 0 | 0 | 8.2745 | #N/A
2007-10-23 17:01 | 10 | 23 | 17 | 296.6671 | 7097 | 41 | 46.04 | 1003 | 41 | 0 | 134.7677 | Cooling | 22.4613 | #N/A | #N/A | #N/A | #N/A | 0 | 0 | 0 | 0 | 0 | 134.7677 | #N/A | #N/A | 88 | 56 | 5.9674 | #N/A | 0.41665 | 0.07487% | 1 | 50% | 0% | 0% | 0% | 8.2745 | 0 | 0 | 0 | 8.2745 | #N/A
2007-10-23 18:01 | 10 | 23 | 18 | 296.7087 | 7098 | 42.08 | 44.96 | 1004 | 42.08 | 0 | 58.4567 | Cooling | 9.7428 | #N/A | #N/A | #N/A | #N/A | 0 | 0 | 0 | 0 | 0 | 58.4567 | #N/A | #N/A | 88 | 57.08 | 5.8936 | #N/A | 0.18073 | 0.03248% | 1 | 50% | 0% | 0% | 0% | 8.2745 | 0 | 0 | 0 | 8.2745 | #N/A
2007-10-23 19:01 | 10 | 23 | 19 | 296.7504 | 7099 | 42.08 | 42.08 | 1005 | 42.08 | 0 | 0.095329 | Cooling | 0.015888 | #N/A | #N/A | #N/A | #N/A | 0 | 0 | 0 | 0 | 0 | 0.095329 | #N/A | #N/A | 88 | 57.08 | 5.8936 | #N/A | 0.00029472 | 5.296e-05% | 1 | 50% | 0% | 0% | 0% | 8.2745 | 0 | 0 | 0 | 8.2745 | #N/A
2007-10-23 20:01 | 10 | 23 | 20 | 296.7921 | 7100 | 42.08 | 39.92 | 1006 | 42.08 | 0 | 0.20899 | Cooling | 0.034832 | #N/A | #N/A | #N/A | #N/A | 0 | 0 | 0 | 0 | 0 | 0.20899 | #N/A | #N/A | 88 | 57.08 | 5.8936 | #N/A | 0.00064613 | 0.0001161% | 1 | 50% | 0% | 0% | 0% | 8.2745 | 0 | 0 | 0 | 8.2745 | #N/A
2007-10-23 21:01 | 10 | 23 | 21 | 296.8337 | 7101 | 42.98 | 39.02 | 1007 | 42.98 | 0 | 0.16615 | Cooling | 0.027692 | #N/A | #N/A | #N/A | #N/A | 0 | 0 | 0 | 0 | 0 | 0.16615 | #N/A | #N/A | 88 | 57.98 | 5.8321 | #N/A | 0.00051368 | 9.231e-05% | 1 | 50% | 0% | 0% | 0% | 8.2745 | 0 | 0 | 0 | 8.2745 | #N/A
2007-10-23 22:01 | 10 | 23 | 22 | 296.8754 | 7102 | 42.98 | 37.04 | 1007 | 42.98 | 0 | 0.01225 | Cooling | 0.0020417 | #N/A | #N/A | #N/A | #N/A | 0 | 0 | 0 | 0 | 0 | 0.01225 | #N/A | #N/A | 88 | 57.98 | 5.8321 | #N/A | 3.7873e-05 | 6.806e-06% | 1 | 50% | 0% | 0% | 0% | 8.2745 | 0 | 0 | 0 | 8.2745 | #N/A
2007-10-23 23:01 | 10 | 23 | 23 | 296.9171 | 7103 | 44.06 | 37.04 | 1007 | 44.06 | 0 | 0.046715 | Cooling | 0.0077858 | #N/A | #N/A | #N/A | #N/A | 0 | 0 | 0 | 0 | 0 | 0.046715 | #N/A | #N/A | 88 | 59.06 | 5.7583 | #N/A | 0.00014442 | 2.595e-05% | 1 | 50% | 0% | 0% | 0% | 8.2745 | 0 | 0 | 0 | 8.2745 | #N/A
2007-10-24 00:01 | 10 | 24 | 0 | 296.9587 | 7104 | 44.6 | 37.04 | 1008 | 44.6 | 0 | 0.032206 | Cooling | 0.0053677 | #N/A | #N/A | #N/A | #N/A | 0 | 0 | 0 | 0 | 0 | 0.032206 | #N/A | #N/A | 88 | 59.6 | 5.7214 | #N/A | 9.957e-05 | 1.789e-05% | 1 | 50% | 0% | 0% | 0% | 8.2745 | 0 | 0 | 0 | 8.2745 | #N/A
2007-10-24 01:01 | 10 | 24 | 1 | 297.0004 | 7105 | 44.6 | 35.06 | 1008 | 44.6 | 0 | 0.037809 | Cooling | 0.0063014 | #N/A | #N/A | #N/A | #N/A | 0 | 0 | 0 | 0 | 0 | 0.037809 | #N/A | #N/A | 88 | 59.6 | 5.7214 | #N/A | 0.00011689 | 2.1e-05% | 1 | 50% | 0% | 0% | 0% | 8.2745 | 0 | 0 | 0 | 8.2745 | #N/A
2007-10-24 02:01 | 10 | 24 | 2 | 297.0421 | 7106 | 44.06 | 35.06 | 1009 | 44.06 | 0 | 0.038484 | Cooling | 0.006414 | #N/A | #N/A | #N/A | #N/A | 0 | 0 | 0 | 0 | 0 | 0.038484 | #N/A | #N/A | 88 | 59.06 | 5.7583 | #N/A | 0.00011898 | 2.138e-05% | 1 | 50% | 0% | 0% | 0% | 8.2745 | 0 | 0 | 0 | 8.2745 | #N/A
2007-10-24 03:01 | 10 | 24 | 3 | 297.0837 | 7107 | 42.98 | 35.96 | 1009 | 42.98 | 0 | 0.027266 | Cooling | 0.0045443 | #N/A | #N/A | #N/A | #N/A | 0 | 0 | 0 | 0 | 0 | 0.027266 | #N/A | #N/A | 88 | 57.98 | 5.8321 | #N/A | 8.4296e-05 | 1.515e-05% | 1 | 50% | 0% | 0% | 0% | 8.2745 | 0 | 0 | 0 | 8.2745 | #N/A
2007-10-24 04:01 | 10 | 24 | 4 | 297.1254 | 7108 | 42.08 | 33.98 | 1009 | 42.08 | 0 | 0.026734 | Cooling | 0.0044557 | #N/A | #N/A | #N/A | #N/A | 0 | 0 | 0 | 0 | 0 | 0.026734 | #N/A | #N/A | 88 | 57.08 | 5.8936 | #N/A | 8.2652e-05 | 1.485e-05% | 1 | 50% | 0% | 0% | 0% | 8.2745 | 0 | 0 | 0 | 8.2745 | #N/A
2007-10-24 05:01 | 10 | 24 | 5 | 297.1671 | 7109 | 42.08 | 33.98 | 1010 | 42.08 | 0 | 0.057348 | Cooling | 0.0095579 | #N/A | #N/A | #N/A | #N/A | 0 | 0 | 0 | 0 | 0 | 0.057348 | #N/A | #N/A | 88 | 57.08 | 5.8936 | #N/A | 0.0001773 | 3.186e-05% | 1 | 50% | 0% | 0% | 0% | 8.2745 | 0 | 0 | 0 | 8.2745 | #N/A
2007-10-24 06:01 | 10 | 24 | 6 | 297.2087 | 7110 | 42.98 | 33.98 | 1010 | 42.98 | 75.5237 | 0 | Heating | 10.0698 | #N/A | #N/A | #N/A | #N/A | 75.5237 | #N/A | #N/A | 3.9388 | #N/A | 0 | 0 | 0 | 0 | 0 | 0 | 0 | 0 | 0.03357% | 1 | 50% | 0% | 0% | 0% | 8.2745 | 0 | 0 | 0 | 8.2745 | #N/A
2007-10-24 07:01 | 10 | 24 | 7 | 297.2504 | 7111 | 44.06 | 33.08 | 1010 | 44.06 | 10.2041 | 0 | Heating | 1.3605 | #N/A | #N/A | #N/A | #N/A | 10.2041 | #N/A | #N/A | 4.0174 | #N/A | 0 | 0 | 0 | 0 | 0 | 0 | 0 | 0 | 0.004535% | 1 | 50% | 0% | 0% | 0% | 8.2745 | 0 | 0 | 0 | 8.2745 | #N/A
2007-10-24 08:01 | 10 | 24 | 8 | 297.2921 | 7112 | 44.06 | 35.06 | 1011 | 44.06 | 0 | 0.023046 | Cooling | 0.0038409 | #N/A | #N/A | #N/A | #N/A | 0 | 0 | 0 | 0 | 0 | 0.023046 | #N/A | #N/A | 88 | 59.06 | 5.7583 | #N/A | 7.1249e-05 | 1.28e-05% | 1 | 50% | 0% | 0% | 0% | 8.2745 | 0 | 0 | 0 | 8.2745 | #N/A
2007-10-24 09:01 | 10 | 24 | 9 | 297.3337 | 7113 | 48.02 | 35.96 | 1012 | 48.02 | 0 | 0.080947 | Cooling | 0.013491 | #N/A | #N/A | #N/A | #N/A | 0 | 0 | 0 | 0 | 0 | 0.080947 | #N/A | #N/A | 88 | 63.02 | 5.4877 | #N/A | 0.00025026 | 4.497e-05% | 1 | 50% | 0% | 0% | 0% | 8.2745 | 0 | 0 | 0 | 8.2745 | #N/A
2007-10-24 10:01 | 10 | 24 | 10 | 297.3754 | 7114 | 51.08 | 35.96 | 1012 | 51.08 | 0 | 0.22067 | Cooling | 0.036779 | #N/A | #N/A | #N/A | #N/A | 0 | 0 | 0 | 0 | 0 | 0.22067 | #N/A | #N/A | 88 | 66.08 | 5.2786 | #N/A | 0.00068224 | 0.0001226% | 1 | 50% | 0% | 0% | 0% | 8.2745 | 0 | 0 | 0 | 8.2745 | #N/A
2007-10-24 11:01 | 10 | 24 | 11 | 297.4171 | 7115 | 51.08 | 33.98 | 1012 | 51.08 | 0 | 0.082279 | Cooling | 0.013713 | #N/A | #N/A | #N/A | #N/A | 0 | 0 | 0 | 0 | 0 | 0.082279 | #N/A | #N/A | 88 | 66.08 | 5.2786 | #N/A | 0.00025438 | 4.571e-05% | 1 | 50% | 0% | 0% | 0% | 8.2745 | 0 | 0 | 0 | 8.2745 | #N/A
2007-10-24 12:01 | 10 | 24 | 12 | 297.4587 | 7116 | 53.96 | 33.08 | 1012 | 53.96 | 0 | 0.21785 | Cooling | 0.036309 | #N/A | #N/A | #N/A | #N/A | 0 | 0 | 0 | 0 | 0 | 0.21785 | #N/A | #N/A | 88 | 68.96 | 5.0818 | #N/A | 0.00067352 | 0.000121% | 1 | 50% | 0% | 0% | 0% | 8.2745 | 0 | 0 | 0 | 8.2745 | #N/A
2007-10-24 13:01 | 10 | 24 | 13 | 297.5004 | 7117 | 55.04 | 32 | 1012 | 55.04 | 0 | 0.038328 | Cooling | 0.006388 | #N/A | #N/A | #N/A | #N/A | 0 | 0 | 0 | 0 | 0 | 0.038328 | #N/A | #N/A | 88 | 70.04 | 5.008 | #N/A | 0.0001185 | 2.129e-05% | 1 | 50% | 0% | 0% | 0% | 8.2745 | 0 | 0 | 0 | 8.2745 | #N/A
2007-10-24 14:01 | 10 | 24 | 14 | 297.5421 | 7118 | 55.04 | 32 | 1011 | 55.04 | 0 | 0.031599 | Cooling | 0.0052664 | #N/A | #N/A | #N/A | #N/A | 0 | 0 | 0 | 0 | 0 | 0.031599 | #N/A | #N/A | 88 | 70.04 | 5.008 | #N/A | 9.7691e-05 | 1.755e-05% | 1 | 50% | 0% | 0% | 0% | 8.2745 | 0 | 0 | 0 | 8.2745 | #N/A
2007-10-24 15:01 | 10 | 24 | 15 | 297.5837 | 7119 | 55.94 | 30.92 | 1012 | 55.94 | 0 | 0.037945 | Cooling | 0.0063242 | #N/A | #N/A | #N/A | #N/A | 0 | 0 | 0 | 0 | 0 | 0.037945 | #N/A | #N/A | 88 | 70.94 | 4.9465 | #N/A | 0.00011731 | 2.108e-05% | 1 | 50% | 0% | 0% | 0% | 8.2745 | 0 | 0 | 0 | 8.2745 | #N/A
2007-10-24 16:01 | 10 | 24 | 16 | 297.6254 | 7120 | 53.96 | 30.02 | 1012 | 53.96 | 0 | 0.073659 | Cooling | 0.012276 | #N/A | #N/A | #N/A | #N/A | 0 | 0 | 0 | 0 | 0 | 0.073659 | #N/A | #N/A | 88 | 68.96 | 5.0818 | #N/A | 0.00022772 | 4.092e-05% | 1 | 50% | 0% | 0% | 0% | 8.2745 | 0 | 0 | 0 | 8.2745 | #N/A
2007-10-24 17:01 | 10 | 24 | 17 | 297.6671 | 7121 | 53.96 | 32 | 1012 | 53.96 | 0 | 0.064486 | Cooling | 0.010748 | #N/A | #N/A | #N/A | #N/A | 0 | 0 | 0 | 0 | 0 | 0.064486 | #N/A | #N/A | 88 | 68.96 | 5.0818 | #N/A | 0.00019937 | 3.583e-05% | 1 | 50% | 0% | 0% | 0% | 8.2745 | 0 | 0 | 0 | 8.2745 | #N/A
2007-10-24 18:01 | 10 | 24 | 18 | 297.7087 | 7122 | 51.98 | 32 | 1013 | 51.98 | 0 | 0.051139 | Cooling | 0.0085232 | #N/A | #N/A | #N/A | #N/A | 0 | 0 | 0 | 0 | 0 | 0.051139 | #N/A | #N/A | 88 | 66.98 | 5.2171 | #N/A | 0.0001581 | 2.841e-05% | 1 | 50% | 0% | 0% | 0% | 8.2745 | 0 | 0 | 0 | 8.2745 | #N/A
2007-10-24 19:01 | 10 | 24 | 19 | 297.7504 | 7123 | 51.08 | 30.92 | 1013 | 51.08 | 0 | 0.30988 | Cooling | 0.051646 | #N/A | #N/A | #N/A | #N/A | 0 | 0 | 0 | 0 | 0 | 0.30988 | #N/A | #N/A | 88 | 66.08 | 5.2786 | #N/A | 0.00095802 | 0.0001722% | 1 | 50% | 0% | 0% | 0% | 8.2745 | 0 | 0 | 0 | 8.2745 | #N/A
2007-10-24 20:01 | 10 | 24 | 20 | 297.7921 | 7124 | 51.08 | 30.92 | 1013 | 51.08 | 0.15244 | 0 | Heating | 0.020326 | #N/A | #N/A | #N/A | #N/A | 0.15244 | #N/A | #N/A | 4.6159 | #N/A | 0 | 0 | 0 | 0 | 0 | 0 | 0 | 0 | 6.775e-05% | 1 | 50% | 0% | 0% | 0% | 8.2745 | 0 | 0 | 0 | 8.2745 | #N/A
2007-10-24 21:01 | 10 | 24 | 21 | 297.8337 | 7125 | 48.02 | 30.92 | 1013 | 48.02 | 1.7143 | 0 | Heating | 0.22857 | #N/A | #N/A | #N/A | #N/A | 1.7143 | #N/A | #N/A | 4.3357 | #N/A | 0 | 0 | 0 | 0 | 0 | 0 | 0 | 0 | 0.0007619% | 1 | 50% | 0% | 0% | 0% | 8.2745 | 0 | 0 | 0 | 8.2745 | #N/A
2007-10-24 22:01 | 10 | 24 | 22 | 297.8754 | 7126 | 46.94 | 30.02 | 1013 | 46.94 | 0 | 0.0069979 | Cooling | 0.0011663 | #N/A | #N/A | #N/A | #N/A | 0 | 0 | 0 | 0 | 0 | 0.0069979 | #N/A | #N/A | 88 | 61.94 | 5.5615 | #N/A | 2.1635e-05 | 3.888e-06% | 1 | 50% | 0% | 0% | 0% | 8.2745 | 0 | 0 | 0 | 8.2745 | #N/A
2007-10-24 23:01 | 10 | 24 | 23 | 297.9171 | 7127 | 46.94 | 30.92 | 1013 | 46.94 | 0 | 0.011275 | Cooling | 0.0018792 | #N/A | #N/A | #N/A | #N/A | 0 | 0 | 0 | 0 | 0 | 0.011275 | #N/A | #N/A | 88 | 61.94 | 5.5615 | #N/A | 3.4859e-05 | 6.264e-06% | 1 | 50% | 0% | 0% | 0% | 8.2745 | 0 | 0 | 0 | 8.2745 | #N/A
2007-10-25 00:01 | 10 | 25 | 0 | 297.9587 | 7128 | 48.92 | 30.02 | 1013 | 48.92 | 0 | 0.017735 | Cooling | 0.0029558 | #N/A | #N/A | #N/A | #N/A | 0 | 0 | 0 | 0 | 0 | 0.017735 | #N/A | #N/A | 88 | 63.92 | 5.4262 | #N/A | 5.4828e-05 | 9.853e-06% | 1 | 50% | 0% | 0% | 0% | 8.2745 | 0 | 0 | 0 | 8.2745 | #N/A
2007-10-25 01:01 | 10 | 25 | 1 | 298.0004 | 7129 | 48.92 | 30.02 | 1013 | 48.92 | 0 | 0.015308 | Cooling | 0.0025514 | #N/A | #N/A | #N/A | #N/A | 0 | 0 | 0 | 0 | 0 | 0.015308 | #N/A | #N/A | 88 | 63.92 | 5.4262 | #N/A | 4.7328e-05 | 8.505e-06% | 1 | 50% | 0% | 0% | 0% | 8.2745 | 0 | 0 | 0 | 8.2745 | #N/A
2007-10-25 02:01 | 10 | 25 | 2 | 298.0421 | 7130 | 48.92 | 30.02 | 1012 | 48.92 | 0 | 0.01193 | Cooling | 0.0019883 | #N/A | #N/A | #N/A | #N/A | 0 | 0 | 0 | 0 | 0 | 0.01193 | #N/A | #N/A | 88 | 63.92 | 5.4262 | #N/A | 3.6882e-05 | 6.628e-06% | 1 | 50% | 0% | 0% | 0% | 8.2745 | 0 | 0 | 0 | 8.2745 | #N/A
2007-10-25 03:01 | 10 | 25 | 3 | 298.0837 | 7131 | 48.02 | 28.94 | 1012 | 48.02 | 0 | 0.0095019 | Cooling | 0.0015837 | #N/A | #N/A | #N/A | #N/A | 0 | 0 | 0 | 0 | 0 | 0.0095019 | #N/A | #N/A | 88 | 63.02 | 5.4877 | #N/A | 2.9376e-05 | 5.279e-06% | 1 | 50% | 0% | 0% | 0% | 8.2745 | 0 | 0 | 0 | 8.2745 | #N/A
2007-10-25 04:01 | 10 | 25 | 4 | 298.1254 | 7132 | 46.94 | 28.04 | 1012 | 46.94 | 0 | 0.0046531 | Cooling | 0.00077552 | #N/A | #N/A | #N/A | #N/A | 0 | 0 | 0 | 0 | 0 | 0.0046531 | #N/A | #N/A | 88 | 61.94 | 5.5615 | #N/A | 1.4386e-05 | 2.585e-06% | 1 | 50% | 0% | 0% | 0% | 8.2745 | 0 | 0 | 0 | 8.2745 | #N/A
2007-10-25 05:01 | 10 | 25 | 5 | 298.1671 | 7133 | 46.94 | 28.04 | 1012 | 46.94 | 0 | 0.023309 | Cooling | 0.0038848 | #N/A | #N/A | #N/A | #N/A | 0 | 0 | 0 | 0 | 0 | 0.023309 | #N/A | #N/A | 88 | 61.94 | 5.5615 | #N/A | 7.2062e-05 | 1.295e-05% | 1 | 50% | 0% | 0% | 0% | 8.2745 | 0 | 0 | 0 | 8.2745 | #N/A
2007-10-25 06:01 | 10 | 25 | 6 | 298.2087 | 7134 | 44.06 | 26.96 | 1012 | 44.06 | 221.7133 | 0 | Heating | 29.5618 | #N/A | #N/A | #N/A | #N/A | 221.7133 | #N/A | #N/A | 4.0174 | #N/A | 0 | 0 | 0 | 0 | 0 | 0 | 0 | 0 | 0.09854% | 1 | 50% | 0% | 0% | 0% | 8.2745 | 0 | 0 | 0 | 8.2745 | #N/A
2007-10-25 07:01 | 10 | 25 | 7 | 298.2504 | 7135 | 44.06 | 26.96 | 1012 | 44.06 | 93.3565 | 0 | Heating | 12.4475 | #N/A | #N/A | #N/A | #N/A | 93.3565 | #N/A | #N/A | 4.0174 | #N/A | 0 | 0 | 0 | 0 | 0 | 0 | 0 | 0 | 0.04149% | 1 | 50% | 0% | 0% | 0% | 8.2745 | 0 | 0 | 0 | 8.2745 | #N/A
2007-10-25 08:01 | 10 | 25 | 8 | 298.2921 | 7136 | 44.06 | 30.02 | 1013 | 44.06 | 6.3854 | 0 | Heating | 0.85139 | #N/A | #N/A | #N/A | #N/A | 6.3854 | #N/A | #N/A | 4.0174 | #N/A | 0 | 0 | 0 | 0 | 0 | 0 | 0 | 0 | 0.002838% | 1 | 50% | 0% | 0% | 0% | 8.2745 | 0 | 0 | 0 | 8.2745 | #N/A
2007-10-25 09:01 | 10 | 25 | 9 | 298.3337 | 7137 | 50 | 32 | 1012 | 50 | 3.4048 | 0 | Heating | 0.45398 | #N/A | #N/A | #N/A | #N/A | 3.4048 | #N/A | #N/A | 4.5134 | #N/A | 0 | 0 | 0 | 0 | 0 | 0 | 0 | 0 | 0.001513% | 1 | 50% | 0% | 0% | 0% | 8.2745 | 0 | 0 | 0 | 8.2745 | #N/A
2007-10-25 10:01 | 10 | 25 | 10 | 298.3754 | 7138 | 50 | 33.08 | 1012 | 50 | 1.3395 | 0 | Heating | 0.1786 | #N/A | #N/A | #N/A | #N/A | 1.3395 | #N/A | #N/A | 4.5134 | #N/A | 0 | 0 | 0 | 0 | 0 | 0 | 0 | 0 | 0.0005953% | 1 | 50% | 0% | 0% | 0% | 8.2745 | 0 | 0 | 0 | 8.2745 | #N/A
2007-10-25 11:01 | 10 | 25 | 11 | 298.4171 | 7139 | 50 | 33.08 | 1011 | 50 | 0 | 0.32886 | Cooling | 0.054811 | #N/A | #N/A | #N/A | #N/A | 0 | 0 | 0 | 0 | 0 | 0.32886 | #N/A | #N/A | 88 | 65 | 5.3524 | #N/A | 0.0010167 | 0.0001827% | 1 | 50% | 0% | 0% | 0% | 8.2745 | 0 | 0 | 0 | 8.2745 | #N/A
2007-10-25 12:01 | 10 | 25 | 12 | 298.4587 | 7140 | 50 | 32 | 1010 | 50 | 0 | 0.16624 | Cooling | 0.027707 | #N/A | #N/A | #N/A | #N/A | 0 | 0 | 0 | 0 | 0 | 0.16624 | #N/A | #N/A | 88 | 65 | 5.3524 | #N/A | 0.00051397 | 9.236e-05% | 1 | 50% | 0% | 0% | 0% | 8.2745 | 0 | 0 | 0 | 8.2745 | #N/A
2007-10-25 13:01 | 10 | 25 | 13 | 298.5004 | 7141 | 50 | 32 | 1009 | 50 | 0 | 5.5027 | Cooling | 0.91712 | #N/A | #N/A | #N/A | #N/A | 0 | 0 | 0 | 0 | 0 | 5.5027 | #N/A | #N/A | 88 | 65 | 5.3524 | #N/A | 0.017012 | 0.003057% | 1 | 50% | 0% | 0% | 0% | 8.2745 | 0 | 0 | 0 | 8.2745 | #N/A
2007-10-25 14:01 | 10 | 25 | 14 | 298.5421 | 7142 | 50 | 35.06 | 1008 | 50 | 0 | 1.6543 | Cooling | 0.27572 | #N/A | #N/A | #N/A | #N/A | 0 | 0 | 0 | 0 | 0 | 1.6543 | #N/A | #N/A | 88 | 65 | 5.3524 | #N/A | 0.0051145 | 0.0009191% | 1 | 50% | 0% | 0% | 0% | 8.2745 | 0 | 0 | 0 | 8.2745 | #N/A
2007-10-25 15:01 | 10 | 25 | 15 | 298.5837 | 7143 | 48.92 | 35.96 | 1008 | 48.92 | 0 | 0.017229 | Cooling | 0.0028715 | #N/A | #N/A | #N/A | #N/A | 0 | 0 | 0 | 0 | 0 | 0.017229 | #N/A | #N/A | 88 | 63.92 | 5.4262 | #N/A | 5.3265e-05 | 9.572e-06% | 1 | 50% | 0% | 0% | 0% | 8.2745 | 0 | 0 | 0 | 8.2745 | #N/A
2007-10-25 16:01 | 10 | 25 | 16 | 298.6254 | 7144 | 48.92 | 35.06 | 1007 | 48.92 | 0 | 0.018507 | Cooling | 0.0030845 | #N/A | #N/A | #N/A | #N/A | 0 | 0 | 0 | 0 | 0 | 0.018507 | #N/A | #N/A | 88 | 63.92 | 5.4262 | #N/A | 5.7216e-05 | 1.028e-05% | 1 | 50% | 0% | 0% | 0% | 8.2745 | 0 | 0 | 0 | 8.2745 | #N/A
2007-10-25 17:01 | 10 | 25 | 17 | 298.6671 | 7145 | 48.92 | 33.98 | 1006 | 48.92 | 0 | 0.047489 | Cooling | 0.0079148 | #N/A | #N/A | #N/A | #N/A | 0 | 0 | 0 | 0 | 0 | 0.047489 | #N/A | #N/A | 88 | 63.92 | 5.4262 | #N/A | 0.00014682 | 2.638e-05% | 1 | 50% | 0% | 0% | 0% | 8.2745 | 0 | 0 | 0 | 8.2745 | #N/A
2007-10-25 18:01 | 10 | 25 | 18 | 298.7087 | 7146 | 44.96 | 33.98 | 1007 | 44.96 | 0 | 0.14556 | Cooling | 0.024261 | #N/A | #N/A | #N/A | #N/A | 0 | 0 | 0 | 0 | 0 | 0.14556 | #N/A | #N/A | 88 | 59.96 | 5.6968 | #N/A | 0.00045003 | 8.087e-05% | 1 | 50% | 0% | 0% | 0% | 8.2745 | 0 | 0 | 0 | 8.2745 | #N/A
2007-10-25 19:01 | 10 | 25 | 19 | 298.7504 | 7147 | 46.04 | 33.98 | 1007 | 46.04 | 0 | 0.12458 | Cooling | 0.020764 | #N/A | #N/A | #N/A | #N/A | 0 | 0 | 0 | 0 | 0 | 0.12458 | #N/A | #N/A | 88 | 61.04 | 5.623 | #N/A | 0.00038516 | 6.921e-05% | 1 | 50% | 0% | 0% | 0% | 8.2745 | 0 | 0 | 0 | 8.2745 | #N/A
2007-10-25 20:01 | 10 | 25 | 20 | 298.7921 | 7148 | 46.04 | 35.06 | 1006 | 46.04 | 0 | 0.06998 | Cooling | 0.011663 | #N/A | #N/A | #N/A | #N/A | 0 | 0 | 0 | 0 | 0 | 0.06998 | #N/A | #N/A | 88 | 61.04 | 5.623 | #N/A | 0.00021635 | 3.888e-05% | 1 | 50% | 0% | 0% | 0% | 8.2745 | 0 | 0 | 0 | 8.2745 | #N/A
2007-10-25 21:01 | 10 | 25 | 21 | 298.8337 | 7149 | 44.06 | 33.98 | 1006 | 44.06 | 0 | 0.036165 | Cooling | 0.0060275 | #N/A | #N/A | #N/A | #N/A | 0 | 0 | 0 | 0 | 0 | 0.036165 | #N/A | #N/A | 88 | 59.06 | 5.7583 | #N/A | 0.00011181 | 2.009e-05% | 1 | 50% | 0% | 0% | 0% | 8.2745 | 0 | 0 | 0 | 8.2745 | #N/A
2007-10-25 22:01 | 10 | 25 | 22 | 298.8754 | 7150 | 44.06 | 35.06 | 1006 | 44.06 | 0 | 0 | Cooling | 0 | #N/A | #N/A | #N/A | #N/A | 0 | 0 | 0 | 0 | 0 | 0 | #N/A | #N/A | 88 | 59.06 | 5.7583 | #N/A | 0 | 0% | 1 | 50% | 0% | 0% | 0% | 8.2745 | 0 | 0 | 0 | 8.2745 | #N/A
2007-10-25 23:01 | 10 | 25 | 23 | 298.9171 | 7151 | 44.06 | 37.04 | 1005 | 44.06 | 0 | 0.00015066 | Cooling | 2.511e-05 | #N/A | #N/A | #N/A | #N/A | 0 | 0 | 0 | 0 | 0 | 0.00015066 | #N/A | #N/A | 88 | 59.06 | 5.7583 | #N/A | 4.6578e-07 | 8.37e-08% | 1 | 50% | 0% | 0% | 0% | 8.2745 | 0 | 0 | 0 | 8.2745 | #N/A
2007-10-26 00:01 | 10 | 26 | 0 | 298.9587 | 7152 | 44.96 | 37.94 | 1005 | 44.96 | 0 | 0 | Cooling | 0 | #N/A | #N/A | #N/A | #N/A | 0 | 0 | 0 | 0 | 0 | 0 | #N/A | #N/A | 88 | 59.96 | 5.6968 | #N/A | 0 | 0% | 1 | 50% | 0% | 0% | 0% | 8.2745 | 0 | 0 | 0 | 8.2745 | #N/A
2007-10-26 01:01 | 10 | 26 | 1 | 299.0004 | 7153 | 42.98 | 37.94 | 1005 | 42.98 | 0 | 0 | Cooling | 0 | #N/A | #N/A | #N/A | #N/A | 0 | 0 | 0 | 0 | 0 | 0 | #N/A | #N/A | 88 | 57.98 | 5.8321 | #N/A | 0 | 0% | 1 | 50% | 0% | 0% | 0% | 8.2745 | 0 | 0 | 0 | 8.2745 | #N/A
2007-10-26 02:01 | 10 | 26 | 2 | 299.0421 | 7154 | 42.98 | 39.02 | 1004 | 42.98 | 0 | 0 | Cooling | 0 | #N/A | #N/A | #N/A | #N/A | 0 | 0 | 0 | 0 | 0 | 0 | #N/A | #N/A | 88 | 57.98 | 5.8321 | #N/A | 0 | 0% | 1 | 50% | 0% | 0% | 0% | 8.2745 | 0 | 0 | 0 | 8.2745 | #N/A
2007-10-26 03:01 | 10 | 26 | 3 | 299.0837 | 7155 | 37.94 | 39.92 | 1004 | 37.94 | 0 | 0 | Cooling | 0 | #N/A | #N/A | #N/A | #N/A | 0 | 0 | 0 | 0 | 0 | 0 | #N/A | #N/A | 88 | 52.94 | 6.1765 | #N/A | 0 | 0% | 1 | 50% | 0% | 0% | 0% | 8.2745 | 0 | 0 | 0 | 8.2745 | #N/A
2007-10-26 04:01 | 10 | 26 | 4 | 299.1254 | 7156 | 39.92 | 42.08 | 1004 | 39.92 | 0 | 0 | Cooling | 0 | #N/A | #N/A | #N/A | #N/A | 0 | 0 | 0 | 0 | 0 | 0 | #N/A | #N/A | 88 | 54.92 | 6.0412 | #N/A | 0 | 0% | 1 | 50% | 0% | 0% | 0% | 8.2745 | 0 | 0 | 0 | 8.2745 | #N/A
2007-10-26 05:01 | 10 | 26 | 5 | 299.1671 | 7157 | 39.92 | 42.98 | 1004 | 39.92 | 0 | 0 | Cooling | 0 | #N/A | #N/A | #N/A | #N/A | 0 | 0 | 0 | 0 | 0 | 0 | #N/A | #N/A | 88 | 54.92 | 6.0412 | #N/A | 0 | 0% | 1 | 50% | 0% | 0% | 0% | 8.2745 | 0 | 0 | 0 | 8.2745 | #N/A
2007-10-26 06:01 | 10 | 26 | 6 | 299.2087 | 7158 | 37.94 | 44.96 | 1004 | 37.94 | 27.7449 | 0 | Heating | 3.6993 | #N/A | #N/A | #N/A | #N/A | 27.7449 | #N/A | #N/A | 3.6146 | #N/A | 0 | 0 | 0 | 0 | 0 | 0 | 0 | 0 | 0.01233% | 1 | 50% | 0% | 0% | 0% | 8.2745 | 0 | 0 | 0 | 8.2745 | #N/A
2007-10-26 07:01 | 10 | 26 | 7 | 299.2504 | 7159 | 35.96 | 44.96 | 1003 | 35.96 | 5.9022 | 0 | Heating | 0.78696 | #N/A | #N/A | #N/A | #N/A | 5.9022 | #N/A | #N/A | 3.5052 | #N/A | 0 | 0 | 0 | 0 | 0 | 0 | 0 | 0 | 0.002623% | 1 | 50% | 0% | 0% | 0% | 8.2745 | 0 | 0 | 0 | 8.2745 | #N/A
2007-10-26 08:01 | 10 | 26 | 8 | 299.2921 | 7160 | 35.96 | 46.04 | 1003 | 35.96 | 0.8345 | 0 | Heating | 0.11127 | #N/A | #N/A | #N/A | #N/A | 0.8345 | #N/A | #N/A | 3.5052 | #N/A | 0 | 0 | 0 | 0 | 0 | 0 | 0 | 0 | 0.0003709% | 1 | 50% | 0% | 0% | 0% | 8.2745 | 0 | 0 | 0 | 8.2745 | #N/A
2007-10-26 09:01 | 10 | 26 | 9 | 299.3337 | 7161 | 42.98 | 46.04 | 1003 | 42.98 | 0.44456 | 0 | Heating | 0.059275 | #N/A | #N/A | #N/A | #N/A | 0.44456 | #N/A | #N/A | 3.9388 | #N/A | 0 | 0 | 0 | 0 | 0 | 0 | 0 | 0 | 0.0001976% | 1 | 50% | 0% | 0% | 0% | 8.2745 | 0 | 0 | 0 | 8.2745 | #N/A
2007-10-26 10:01 | 10 | 26 | 10 | 299.3754 | 7162 | 44.06 | 46.04 | 1003 | 44.06 | 1.5364 | 0 | Heating | 0.20485 | #N/A | #N/A | #N/A | #N/A | 1.5364 | #N/A | #N/A | 4.0174 | #N/A | 0 | 0 | 0 | 0 | 0 | 0 | 0 | 0 | 0.0006828% | 1 | 50% | 0% | 0% | 0% | 8.2745 | 0 | 0 | 0 | 8.2745 | #N/A
2007-10-26 11:01 | 10 | 26 | 11 | 299.4171 | 7163 | 44.06 | 46.94 | 1003 | 44.06 | 0.26074 | 0 | Heating | 0.034766 | #N/A | #N/A | #N/A | #N/A | 0.26074 | #N/A | #N/A | 4.0174 | #N/A | 0 | 0 | 0 | 0 | 0 | 0 | 0 | 0 | 0.0001159% | 1 | 50% | 0% | 0% | 0% | 8.2745 | 0 | 0 | 0 | 8.2745 | #N/A
2007-10-26 12:01 | 10 | 26 | 12 | 299.4587 | 7164 | 46.04 | 48.02 | 1002 | 46.04 | 0 | 0 | Cooling | 0 | #N/A | #N/A | #N/A | #N/A | 0 | 0 | 0 | 0 | 0 | 0 | #N/A | #N/A | 88 | 61.04 | 5.623 | #N/A | 0 | 0% | 1 | 50% | 0% | 0% | 0% | 8.2745 | 0 | 0 | 0 | 8.2745 | #N/A
2007-10-26 13:01 | 10 | 26 | 13 | 299.5004 | 7165 | 44.06 | 48.02 | 1002 | 44.06 | 0 | 0 | Cooling | 0 | #N/A | #N/A | #N/A | #N/A | 0 | 0 | 0 | 0 | 0 | 0 | #N/A | #N/A | 88 | 59.06 | 5.7583 | #N/A | 0 | 0% | 1 | 50% | 0% | 0% | 0% | 8.2745 | 0 | 0 | 0 | 8.2745 | #N/A
2007-10-26 14:01 | 10 | 26 | 14 | 299.5421 | 7166 | 44.06 | 48.02 | 1001 | 44.06 | 2.9171 | 0 | Heating | 0.38895 | #N/A | #N/A | #N/A | #N/A | 2.9171 | #N/A | #N/A | 4.0174 | #N/A | 0 | 0 | 0 | 0 | 0 | 0 | 0 | 0 | 0.001296% | 1 | 50% | 0% | 0% | 0% | 8.2745 | 0 | 0 | 0 | 8.2745 | #N/A
2007-10-26 15:01 | 10 | 26 | 15 | 299.5837 | 7167 | 44.06 | 48.02 | 1001 | 44.06 | 3.4594 | 0 | Heating | 0.46125 | #N/A | #N/A | #N/A | #N/A | 3.4594 | #N/A | #N/A | 4.0174 | #N/A | 0 | 0 | 0 | 0 | 0 | 0 | 0 | 0 | 0.001538% | 1 | 50% | 0% | 0% | 0% | 8.2745 | 0 | 0 | 0 | 8.2745 | #N/A
2007-10-26 16:01 | 10 | 26 | 16 | 299.6254 | 7168 | 44.06 | 48.02 | 1001 | 44.06 | 0.61827 | 0 | Heating | 0.082436 | #N/A | #N/A | #N/A | #N/A | 0.61827 | #N/A | #N/A | 4.0174 | #N/A | 0 | 0 | 0 | 0 | 0 | 0 | 0 | 0 | 0.0002748% | 1 | 50% | 0% | 0% | 0% | 8.2745 | 0 | 0 | 0 | 8.2745 | #N/A
2007-10-26 17:01 | 10 | 26 | 17 | 299.6671 | 7169 | 44.06 | 46.94 | 1000 | 44.06 | 1.866 | 0 | Heating | 0.24881 | #N/A | #N/A | #N/A | #N/A | 1.866 | #N/A | #N/A | 4.0174 | #N/A | 0 | 0 | 0 | 0 | 0 | 0 | 0 | 0 | 0.0008294% | 1 | 50% | 0% | 0% | 0% | 8.2745 | 0 | 0 | 0 | 8.2745 | #N/A
2007-10-26 18:01 | 10 | 26 | 18 | 299.7087 | 7170 | 42.08 | 46.94 | 1000 | 42.08 | 0 | 0 | Cooling | 0 | #N/A | #N/A | #N/A | #N/A | 0 | 0 | 0 | 0 | 0 | 0 | #N/A | #N/A | 88 | 57.08 | 5.8936 | #N/A | 0 | 0% | 1 | 50% | 0% | 0% | 0% | 8.2745 | 0 | 0 | 0 | 8.2745 | #N/A
2007-10-26 19:01 | 10 | 26 | 19 | 299.7504 | 7171 | 42.08 | 46.04 | 1000 | 42.08 | 0 | 0 | Cooling | 0 | #N/A | #N/A | #N/A | #N/A | 0 | 0 | 0 | 0 | 0 | 0 | #N/A | #N/A | 88 | 57.08 | 5.8936 | #N/A | 0 | 0% | 1 | 50% | 0% | 0% | 0% | 8.2745 | 0 | 0 | 0 | 8.2745 | #N/A
2007-10-26 20:01 | 10 | 26 | 20 | 299.7921 | 7172 | 42.08 | 46.04 | 1000 | 42.08 | 0 | 0 | Cooling | 0 | #N/A | #N/A | #N/A | #N/A | 0 | 0 | 0 | 0 | 0 | 0 | #N/A | #N/A | 88 | 57.08 | 5.8936 | #N/A | 0 | 0% | 1 | 50% | 0% | 0% | 0% | 8.2745 | 0 | 0 | 0 | 8.2745 | #N/A
2007-10-26 21:01 | 10 | 26 | 21 | 299.8337 | 7173 | 39.02 | 46.04 | 1000 | 39.02 | 0 | 0 | Cooling | 0 | #N/A | #N/A | #N/A | #N/A | 0 | 0 | 0 | 0 | 0 | 0 | #N/A | #N/A | 88 | 54.02 | 6.1027 | #N/A | 0 | 0% | 1 | 50% | 0% | 0% | 0% | 8.2745 | 0 | 0 | 0 | 8.2745 | #N/A
2007-10-26 22:01 | 10 | 26 | 22 | 299.8754 | 7174 | 35.96 | 46.04 | 999 | 35.96 | 0 | 0 | Cooling | 0 | #N/A | #N/A | #N/A | #N/A | 0 | 0 | 0 | 0 | 0 | 0 | #N/A | #N/A | 88 | 50.96 | 6.3118 | #N/A | 0 | 0% | 1 | 50% | 0% | 0% | 0% | 8.2745 | 0 | 0 | 0 | 8.2745 | #N/A
2007-10-26 23:01 | 10 | 26 | 23 | 299.9171 | 7175 | 35.96 | 46.04 | 999 | 35.96 | 0 | 0 | Cooling | 0 | #N/A | #N/A | #N/A | #N/A | 0 | 0 | 0 | 0 | 0 | 0 | #N/A | #N/A | 88 | 50.96 | 6.3118 | #N/A | 0 | 0% | 1 | 50% | 0% | 0% | 0% | 8.2745 | 0 | 0 | 0 | 8.2745 | #N/A
2007-10-27 00:01 | 10 | 27 | 0 | 299.9587 | 7176 | 37.04 | 46.94 | 998 | 37.04 | 0 | 0 | Cooling | 0 | #N/A | #N/A | #N/A | #N/A | 0 | 0 | 0 | 0 | 0 | 0 | #N/A | #N/A | 88 | 52.04 | 6.238 | #N/A | 0 | 0% | 1 | 50% | 0% | 0% | 0% | 8.2745 | 0 | 0 | 0 | 8.2745 | #N/A
2007-10-27 01:01 | 10 | 27 | 1 | 300.0004 | 7177 | 39.02 | 46.94 | 998 | 39.02 | 0 | 0 | Cooling | 0 | #N/A | #N/A | #N/A | #N/A | 0 | 0 | 0 | 0 | 0 | 0 | #N/A | #N/A | 88 | 54.02 | 6.1027 | #N/A | 0 | 0% | 1 | 50% | 0% | 0% | 0% | 8.2745 | 0 | 0 | 0 | 8.2745 | #N/A
2007-10-27 02:01 | 10 | 27 | 2 | 300.0421 | 7178 | 39.02 | 46.94 | 997 | 39.02 | 0 | 0 | Cooling | 0 | #N/A | #N/A | #N/A | #N/A | 0 | 0 | 0 | 0 | 0 | 0 | #N/A | #N/A | 88 | 54.02 | 6.1027 | #N/A | 0 | 0% | 1 | 50% | 0% | 0% | 0% | 8.2745 | 0 | 0 | 0 | 8.2745 | #N/A
2007-10-27 03:01 | 10 | 27 | 3 | 300.0837 | 7179 | 39.02 | 46.94 | 997 | 39.02 | 0 | 0 | Cooling | 0 | #N/A | #N/A | #N/A | #N/A | 0 | 0 | 0 | 0 | 0 | 0 | #N/A | #N/A | 88 | 54.02 | 6.1027 | #N/A | 0 | 0% | 1 | 50% | 0% | 0% | 0% | 8.2745 | 0 | 0 | 0 | 8.2745 | #N/A
2007-10-27 04:01 | 10 | 27 | 4 | 300.1254 | 7180 | 39.02 | 46.94 | 997 | 39.02 | 0 | 0 | Cooling | 0 | #N/A | #N/A | #N/A | #N/A | 0 | 0 | 0 | 0 | 0 | 0 | #N/A | #N/A | 88 | 54.02 | 6.1027 | #N/A | 0 | 0% | 1 | 50% | 0% | 0% | 0% | 8.2745 | 0 | 0 | 0 | 8.2745 | #N/A
2007-10-27 05:01 | 10 | 27 | 5 | 300.1671 | 7181 | 39.02 | 46.94 | 996 | 39.02 | 0 | 0 | Cooling | 0 | #N/A | #N/A | #N/A | #N/A | 0 | 0 | 0 | 0 | 0 | 0 | #N/A | #N/A | 88 | 54.02 | 6.1027 | #N/A | 0 | 0% | 1 | 50% | 0% | 0% | 0% | 8.2745 | 0 | 0 | 0 | 8.2745 | #N/A
2007-10-27 06:01 | 10 | 27 | 6 | 300.2087 | 7182 | 37.94 | 46.94 | 996 | 37.94 | 0 | 0 | Cooling | 0 | #N/A | #N/A | #N/A | #N/A | 0 | 0 | 0 | 0 | 0 | 0 | #N/A | #N/A | 88 | 52.94 | 6.1765 | #N/A | 0 | 0% | 1 | 50% | 0% | 0% | 0% | 8.2745 | 0 | 0 | 0 | 8.2745 | #N/A
2007-10-27 07:01 | 10 | 27 | 7 | 300.2504 | 7183 | 33.98 | 46.94 | 996 | 33.98 | 0 | 0 | Cooling | 0 | #N/A | #N/A | #N/A | #N/A | 0 | 0 | 0 | 0 | 0 | 0 | #N/A | #N/A | 88 | 48.98 | 6.4471 | #N/A | 0 | 0% | 1 | 50% | 0% | 0% | 0% | 8.2745 | 0 | 0 | 0 | 8.2745 | #N/A
2007-10-27 08:01 | 10 | 27 | 8 | 300.2921 | 7184 | 33.98 | 48.02 | 996 | 33.98 | 0 | 0 | Cooling | 0 | #N/A | #N/A | #N/A | #N/A | 0 | 0 | 0 | 0 | 0 | 0 | #N/A | #N/A | 88 | 48.98 | 6.4471 | #N/A | 0 | 0% | 1 | 50% | 0% | 0% | 0% | 8.2745 | 0 | 0 | 0 | 8.2745 | #N/A
2007-10-27 09:01 | 10 | 27 | 9 | 300.3337 | 7185 | 41 | 48.02 | 996 | 41 | 0 | 0 | Cooling | 0 | #N/A | #N/A | #N/A | #N/A | 0 | 0 | 0 | 0 | 0 | 0 | #N/A | #N/A | 88 | 56 | 5.9674 | #N/A | 0 | 0% | 1 | 50% | 0% | 0% | 0% | 8.2745 | 0 | 0 | 0 | 8.2745 | #N/A
2007-10-27 10:01 | 10 | 27 | 10 | 300.3754 | 7186 | 42.08 | 48.92 | 995 | 42.08 | 0 | 0 | Cooling | 0 | #N/A | #N/A | #N/A | #N/A | 0 | 0 | 0 | 0 | 0 | 0 | #N/A | #N/A | 88 | 57.08 | 5.8936 | #N/A | 0 | 0% | 1 | 50% | 0% | 0% | 0% | 8.2745 | 0 | 0 | 0 | 8.2745 | #N/A
2007-10-27 11:01 | 10 | 27 | 11 | 300.4171 | 7187 | 42.08 | 51.08 | 995 | 42.08 | 0 | 0 | Cooling | 0 | #N/A | #N/A | #N/A | #N/A | 0 | 0 | 0 | 0 | 0 | 0 | #N/A | #N/A | 88 | 57.08 | 5.8936 | #N/A | 0 | 0% | 1 | 50% | 0% | 0% | 0% | 8.2745 | 0 | 0 | 0 | 8.2745 | #N/A
2007-10-27 12:01 | 10 | 27 | 12 | 300.4587 | 7188 | 42.98 | 51.98 | 994 | 42.98 | 0 | 0 | Cooling | 0 | #N/A | #N/A | #N/A | #N/A | 0 | 0 | 0 | 0 | 0 | 0 | #N/A | #N/A | 88 | 57.98 | 5.8321 | #N/A | 0 | 0% | 1 | 50% | 0% | 0% | 0% | 8.2745 | 0 | 0 | 0 | 8.2745 | #N/A
2007-10-27 13:01 | 10 | 27 | 13 | 300.5004 | 7189 | 44.06 | 51.98 | 994 | 44.06 | 0 | 0 | Cooling | 0 | #N/A | #N/A | #N/A | #N/A | 0 | 0 | 0 | 0 | 0 | 0 | #N/A | #N/A | 88 | 59.06 | 5.7583 | #N/A | 0 | 0% | 1 | 50% | 0% | 0% | 0% | 8.2745 | 0 | 0 | 0 | 8.2745 | #N/A
2007-10-27 14:01 | 10 | 27 | 14 | 300.5421 | 7190 | 44.06 | 53.06 | 993 | 44.06 | 0 | 0 | Cooling | 0 | #N/A | #N/A | #N/A | #N/A | 0 | 0 | 0 | 0 | 0 | 0 | #N/A | #N/A | 88 | 59.06 | 5.7583 | #N/A | 0 | 0% | 1 | 50% | 0% | 0% | 0% | 8.2745 | 0 | 0 | 0 | 8.2745 | #N/A
2007-10-27 15:01 | 10 | 27 | 15 | 300.5837 | 7191 | 42.98 | 53.06 | 993 | 42.98 | 0 | 0 | Cooling | 0 | #N/A | #N/A | #N/A | #N/A | 0 | 0 | 0 | 0 | 0 | 0 | #N/A | #N/A | 88 | 57.98 | 5.8321 | #N/A | 0 | 0% | 1 | 50% | 0% | 0% | 0% | 8.2745 | 0 | 0 | 0 | 8.2745 | #N/A
2007-10-27 16:01 | 10 | 27 | 16 | 300.6254 | 7192 | 42.08 | 53.06 | 993 | 42.08 | 0 | 0 | Cooling | 0 | #N/A | #N/A | #N/A | #N/A | 0 | 0 | 0 | 0 | 0 | 0 | #N/A | #N/A | 88 | 57.08 | 5.8936 | #N/A | 0 | 0% | 1 | 50% | 0% | 0% | 0% | 8.2745 | 0 | 0 | 0 | 8.2745 | #N/A
2007-10-27 17:01 | 10 | 27 | 17 | 300.6671 | 7193 | 42.08 | 51.98 | 993 | 42.08 | 0 | 0 | Cooling | 0 | #N/A | #N/A | #N/A | #N/A | 0 | 0 | 0 | 0 | 0 | 0 | #N/A | #N/A | 88 | 57.08 | 5.8936 | #N/A | 0 | 0% | 1 | 50% | 0% | 0% | 0% | 8.2745 | 0 | 0 | 0 | 8.2745 | #N/A
2007-10-27 18:01 | 10 | 27 | 18 | 300.7087 | 7194 | 35.96 | 51.98 | 994 | 35.96 | 0 | 0 | Cooling | 0 | #N/A | #N/A | #N/A | #N/A | 0 | 0 | 0 | 0 | 0 | 0 | #N/A | #N/A | 88 | 50.96 | 6.3118 | #N/A | 0 | 0% | 1 | 50% | 0% | 0% | 0% | 8.2745 | 0 | 0 | 0 | 8.2745 | #N/A
2007-10-27 19:01 | 10 | 27 | 19 | 300.7504 | 7195 | 35.96 | 53.06 | 994 | 35.96 | 0 | 0 | Cooling | 0 | #N/A | #N/A | #N/A | #N/A | 0 | 0 | 0 | 0 | 0 | 0 | #N/A | #N/A | 88 | 50.96 | 6.3118 | #N/A | 0 | 0% | 1 | 50% | 0% | 0% | 0% | 8.2745 | 0 | 0 | 0 | 8.2745 | #N/A
2007-10-27 20:01 | 10 | 27 | 20 | 300.7921 | 7196 | 35.96 | 53.06 | 994 | 35.96 | 0 | 0 | Cooling | 0 | #N/A | #N/A | #N/A | #N/A | 0 | 0 | 0 | 0 | 0 | 0 | #N/A | #N/A | 88 | 50.96 | 6.3118 | #N/A | 0 | 0% | 1 | 50% | 0% | 0% | 0% | 8.2745 | 0 | 0 | 0 | 8.2745 | #N/A
2007-10-27 21:01 | 10 | 27 | 21 | 300.8337 | 7197 | 33.98 | 51.98 | 995 | 33.98 | 0 | 0 | Cooling | 0 | #N/A | #N/A | #N/A | #N/A | 0 | 0 | 0 | 0 | 0 | 0 | #N/A | #N/A | 88 | 48.98 | 6.4471 | #N/A | 0 | 0% | 1 | 50% | 0% | 0% | 0% | 8.2745 | 0 | 0 | 0 | 8.2745 | #N/A
2007-10-27 22:01 | 10 | 27 | 22 | 300.8754 | 7198 | 33.08 | 51.98 | 995 | 33.08 | 0 | 0 | Cooling | 0 | #N/A | #N/A | #N/A | #N/A | 0 | 0 | 0 | 0 | 0 | 0 | #N/A | #N/A | 88 | 48.08 | 6.5086 | #N/A | 0 | 0% | 1 | 50% | 0% | 0% | 0% | 8.2745 | 0 | 0 | 0 | 8.2745 | #N/A
2007-10-27 23:01 | 10 | 27 | 23 | 300.9171 | 7199 | 33.08 | 51.08 | 995 | 33.08 | 0 | 0 | Cooling | 0 | #N/A | #N/A | #N/A | #N/A | 0 | 0 | 0 | 0 | 0 | 0 | #N/A | #N/A | 88 | 48.08 | 6.5086 | #N/A | 0 | 0% | 1 | 50% | 0% | 0% | 0% | 8.2745 | 0 | 0 | 0 | 8.2745 | #N/A
2007-10-28 00:01 | 10 | 28 | 0 | 300.9587 | 7200 | 33.08 | 51.08 | 995 | 33.08 | 0 | 0 | Cooling | 0 | #N/A | #N/A | #N/A | #N/A | 0 | 0 | 0 | 0 | 0 | 0 | #N/A | #N/A | 88 | 48.08 | 6.5086 | #N/A | 0 | 0% | 1 | 50% | 0% | 0% | 0% | 8.2745 | 0 | 0 | 0 | 8.2745 | #N/A
2007-10-28 01:01 | 10 | 28 | 1 | 301.0004 | 7201 | 32 | 51.08 | 995 | 32 | 0 | 0 | Cooling | 0 | #N/A | #N/A | #N/A | #N/A | 0 | 0 | 0 | 0 | 0 | 0 | #N/A | #N/A | 88 | 47 | 6.5824 | #N/A | 0 | 0% | 1 | 50% | 0% | 0% | 0% | 8.2745 | 0 | 0 | 0 | 8.2745 | #N/A
2007-10-28 02:01 | 10 | 28 | 2 | 301.0421 | 7202 | 32 | 51.08 | 996 | 32 | 0 | 0 | Cooling | 0 | #N/A | #N/A | #N/A | #N/A | 0 | 0 | 0 | 0 | 0 | 0 | #N/A | #N/A | 88 | 47 | 6.5824 | #N/A | 0 | 0% | 1 | 50% | 0% | 0% | 0% | 8.2745 | 0 | 0 | 0 | 8.2745 | #N/A
2007-10-28 03:01 | 10 | 28 | 3 | 301.0838 | 7203 | 32 | 51.08 | 996 | 32 | 0 | 0 | Cooling | 0 | #N/A | #N/A | #N/A | #N/A | 0 | 0 | 0 | 0 | 0 | 0 | #N/A | #N/A | 88 | 47 | 6.5824 | #N/A | 0 | 0% | 1 | 50% | 0% | 0% | 0% | 8.2745 | 0 | 0 | 0 | 8.2745 | #N/A
2007-10-28 04:01 | 10 | 28 | 4 | 301.1254 | 7204 | 30.92 | 51.08 | 997 | 30.92 | 0 | 0 | Cooling | 0 | #N/A | #N/A | #N/A | #N/A | 0 | 0 | 0 | 0 | 0 | 0 | #N/A | #N/A | 88 | 45.92 | 6.6562 | #N/A | 0 | 0% | 1 | 50% | 0% | 0% | 0% | 8.2745 | 0 | 0 | 0 | 8.2745 | #N/A
2007-10-28 05:01 | 10 | 28 | 5 | 301.1671 | 7205 | 30.92 | 50 | 998 | 30.92 | 0 | 0 | Cooling | 0 | #N/A | #N/A | #N/A | #N/A | 0 | 0 | 0 | 0 | 0 | 0 | #N/A | #N/A | 88 | 45.92 | 6.6562 | #N/A | 0 | 0% | 1 | 50% | 0% | 0% | 0% | 8.2745 | 0 | 0 | 0 | 8.2745 | #N/A
2007-10-28 06:01 | 10 | 28 | 6 | 301.2088 | 7206 | 32 | 50 | 998 | 32 | 0 | 0 | Cooling | 0 | #N/A | #N/A | #N/A | #N/A | 0 | 0 | 0 | 0 | 0 | 0 | #N/A | #N/A | 88 | 47 | 6.5824 | #N/A | 0 | 0% | 1 | 50% | 0% | 0% | 0% | 8.2745 | 0 | 0 | 0 | 8.2745 | #N/A
2007-10-28 07:01 | 10 | 28 | 7 | 301.2504 | 7207 | 32 | 50 | 999 | 32 | 39.2882 | 0 | Heating | 5.2384 | #N/A | #N/A | #N/A | #N/A | 39.2882 | #N/A | #N/A | 3.3135 | #N/A | 0 | 0 | 0 | 0 | 0 | 0 | 0 | 0 | 0.01746% | 1 | 50% | 0% | 0% | 0% | 8.2745 | 0 | 0 | 0 | 8.2745 | #N/A
2007-10-28 08:01 | 10 | 28 | 8 | 301.2921 | 7208 | 32 | 48.92 | 1000 | 32 | 5.389 | 0 | Heating | 0.71853 | #N/A | #N/A | #N/A | #N/A | 5.389 | #N/A | #N/A | 3.3135 | #N/A | 0 | 0 | 0 | 0 | 0 | 0 | 0 | 0 | 0.002395% | 1 | 50% | 0% | 0% | 0% | 8.2745 | 0 | 0 | 0 | 8.2745 | #N/A
2007-10-28 09:01 | 10 | 28 | 9 | 301.3338 | 7209 | 35.06 | 48.02 | 1001 | 35.06 | 0 | 0.053254 | Cooling | 0.0088756 | #N/A | #N/A | #N/A | #N/A | 0 | 0 | 0 | 0 | 0 | 0.053254 | #N/A | #N/A | 88 | 50.06 | 6.3733 | #N/A | 0.00016464 | 2.959e-05% | 1 | 50% | 0% | 0% | 0% | 8.2745 | 0 | 0 | 0 | 8.2745 | #N/A
2007-10-28 10:01 | 10 | 28 | 10 | 301.3754 | 7210 | 35.06 | 48.02 | 1002 | 35.06 | 0 | 0.097257 | Cooling | 0.016209 | #N/A | #N/A | #N/A | #N/A | 0 | 0 | 0 | 0 | 0 | 0.097257 | #N/A | #N/A | 88 | 50.06 | 6.3733 | #N/A | 0.00030068 | 5.403e-05% | 1 | 50% | 0% | 0% | 0% | 8.2745 | 0 | 0 | 0 | 8.2745 | #N/A
2007-10-28 11:01 | 10 | 28 | 11 | 301.4171 | 7211 | 35.06 | 48.02 | 1003 | 35.06 | 0 | 0.097132 | Cooling | 0.016189 | #N/A | #N/A | #N/A | #N/A | 0 | 0 | 0 | 0 | 0 | 0.097132 | #N/A | #N/A | 88 | 50.06 | 6.3733 | #N/A | 0.0003003 | 5.396e-05% | 1 | 50% | 0% | 0% | 0% | 8.2745 | 0 | 0 | 0 | 8.2745 | #N/A
2007-10-28 12:01 | 10 | 28 | 12 | 301.4588 | 7212 | 33.08 | 48.02 | 1003 | 33.08 | 0 | 0.059992 | Cooling | 0.0099986 | #N/A | #N/A | #N/A | #N/A | 0 | 0 | 0 | 0 | 0 | 0.059992 | #N/A | #N/A | 88 | 48.08 | 6.5086 | #N/A | 0.00018547 | 3.333e-05% | 1 | 50% | 0% | 0% | 0% | 8.2745 | 0 | 0 | 0 | 8.2745 | #N/A
2007-10-28 13:01 | 10 | 28 | 13 | 301.5004 | 7213 | 33.08 | 46.94 | 1003 | 33.08 | 0 | 0.0046375 | Cooling | 0.00077292 | #N/A | #N/A | #N/A | #N/A | 0 | 0 | 0 | 0 | 0 | 0.0046375 | #N/A | #N/A | 88 | 48.08 | 6.5086 | #N/A | 1.4338e-05 | 2.576e-06% | 1 | 50% | 0% | 0% | 0% | 8.2745 | 0 | 0 | 0 | 8.2745 | #N/A
2007-10-28 14:01 | 10 | 28 | 14 | 301.5421 | 7214 | 33.08 | 46.04 | 1003 | 33.08 | 0 | 0 | Cooling | 0 | #N/A | #N/A | #N/A | #N/A | 0 | 0 | 0 | 0 | 0 | 0 | #N/A | #N/A | 88 | 48.08 | 6.5086 | #N/A | 0 | 0% | 1 | 50% | 0% | 0% | 0% | 8.2745 | 0 | 0 | 0 | 8.2745 | #N/A
2007-10-28 15:01 | 10 | 28 | 15 | 301.5838 | 7215 | 33.08 | 44.96 | 1004 | 33.08 | 0 | 0 | Cooling | 0 | #N/A | #N/A | #N/A | #N/A | 0 | 0 | 0 | 0 | 0 | 0 | #N/A | #N/A | 88 | 48.08 | 6.5086 | #N/A | 0 | 0% | 1 | 50% | 0% | 0% | 0% | 8.2745 | 0 | 0 | 0 | 8.2745 | #N/A
2007-10-28 16:01 | 10 | 28 | 16 | 301.6254 | 7216 | 33.08 | 46.04 | 1004 | 33.08 | 0 | 3.8822 | Cooling | 0.64703 | #N/A | #N/A | #N/A | #N/A | 0 | 0 | 0 | 0 | 0 | 3.8822 | #N/A | #N/A | 88 | 48.08 | 6.5086 | #N/A | 0.012002 | 0.002157% | 1 | 50% | 0% | 0% | 0% | 8.2745 | 0 | 0 | 0 | 8.2745 | #N/A
2007-10-28 17:01 | 10 | 28 | 17 | 301.6671 | 7217 | 32 | 44.96 | 1004 | 32 | 0 | 2.7512 | Cooling | 0.45853 | #N/A | #N/A | #N/A | #N/A | 0 | 0 | 0 | 0 | 0 | 2.7512 | #N/A | #N/A | 88 | 47 | 6.5824 | #N/A | 0.0085055 | 0.001528% | 1 | 50% | 0% | 0% | 0% | 8.2745 | 0 | 0 | 0 | 8.2745 | #N/A
2007-10-28 18:01 | 10 | 28 | 18 | 301.7088 | 7218 | 33.08 | 44.06 | 1005 | 33.08 | 0 | 0.18752 | Cooling | 0.031253 | #N/A | #N/A | #N/A | #N/A | 0 | 0 | 0 | 0 | 0 | 0.18752 | #N/A | #N/A | 88 | 48.08 | 6.5086 | #N/A | 0.00057974 | 0.0001042% | 1 | 50% | 0% | 0% | 0% | 8.2745 | 0 | 0 | 0 | 8.2745 | #N/A
2007-10-28 19:01 | 10 | 28 | 19 | 301.7504 | 7219 | 33.98 | 44.06 | 1005 | 33.98 | 0 | 0.22316 | Cooling | 0.037193 | #N/A | #N/A | #N/A | #N/A | 0 | 0 | 0 | 0 | 0 | 0.22316 | #N/A | #N/A | 88 | 48.98 | 6.4471 | #N/A | 0.00068992 | 0.000124% | 1 | 50% | 0% | 0% | 0% | 8.2745 | 0 | 0 | 0 | 8.2745 | #N/A
2007-10-28 20:01 | 10 | 28 | 20 | 301.7921 | 7220 | 33.98 | 42.08 | 1005 | 33.98 | 0.18582 | 0 | Heating | 0.024776 | #N/A | #N/A | #N/A | #N/A | 0.18582 | #N/A | #N/A | 3.405 | #N/A | 0 | 0 | 0 | 0 | 0 | 0 | 0 | 0 | 8.259e-05% | 1 | 50% | 0% | 0% | 0% | 8.2745 | 0 | 0 | 0 | 8.2745 | #N/A
2007-10-28 21:01 | 10 | 28 | 21 | 301.8338 | 7221 | 33.08 | 42.08 | 1005 | 33.08 | 1.1141 | 0 | Heating | 0.14854 | #N/A | #N/A | #N/A | #N/A | 1.1141 | #N/A | #N/A | 3.3624 | #N/A | 0 | 0 | 0 | 0 | 0 | 0 | 0 | 0 | 0.0004951% | 1 | 50% | 0% | 0% | 0% | 8.2745 | 0 | 0 | 0 | 8.2745 | #N/A
2007-10-28 22:01 | 10 | 28 | 22 | 301.8754 | 7222 | 33.08 | 41 | 1005 | 33.08 | 2.7464 | 0 | Heating | 0.36619 | #N/A | #N/A | #N/A | #N/A | 2.7464 | #N/A | #N/A | 3.3624 | #N/A | 0 | 0 | 0 | 0 | 0 | 0 | 0 | 0 | 0.001221% | 1 | 50% | 0% | 0% | 0% | 8.2745 | 0 | 0 | 0 | 8.2745 | #N/A
2007-10-28 23:01 | 10 | 28 | 23 | 301.9171 | 7223 | 33.08 | 41 | 1005 | 33.08 | 0 | 0 | Cooling | 0 | #N/A | #N/A | #N/A | #N/A | 0 | 0 | 0 | 0 | 0 | 0 | #N/A | #N/A | 88 | 48.08 | 6.5086 | #N/A | 0 | 0% | 1 | 50% | 0% | 0% | 0% | 8.2745 | 0 | 0 | 0 | 8.2745 | #N/A
2007-10-29 00:01 | 10 | 29 | 0 | 301.9588 | 7224 | 33.8 | 42.08 | 1005 | 33.8 | 0 | 0 | Cooling | 0 | #N/A | #N/A | #N/A | #N/A | 0 | 0 | 0 | 0 | 0 | 0 | #N/A | #N/A | 88 | 48.8 | 6.4594 | #N/A | 0 | 0% | 1 | 50% | 0% | 0% | 0% | 8.2745 | 0 | 0 | 0 | 8.2745 | #N/A
2007-10-29 01:01 | 10 | 29 | 1 | 302.0004 | 7225 | 33.98 | 42.08 | 1005 | 33.98 | 0 | 0 | Cooling | 0 | #N/A | #N/A | #N/A | #N/A | 0 | 0 | 0 | 0 | 0 | 0 | #N/A | #N/A | 88 | 48.98 | 6.4471 | #N/A | 0 | 0% | 1 | 50% | 0% | 0% | 0% | 8.2745 | 0 | 0 | 0 | 8.2745 | #N/A
2007-10-29 02:01 | 10 | 29 | 2 | 302.0421 | 7226 | 33.98 | 39.92 | 1005 | 33.98 | 0 | 0 | Cooling | 0 | #N/A | #N/A | #N/A | #N/A | 0 | 0 | 0 | 0 | 0 | 0 | #N/A | #N/A | 88 | 48.98 | 6.4471 | #N/A | 0 | 0% | 1 | 50% | 0% | 0% | 0% | 8.2745 | 0 | 0 | 0 | 8.2745 | #N/A
2007-10-29 03:01 | 10 | 29 | 3 | 302.0838 | 7227 | 33.98 | 44.06 | 1005 | 33.98 | 0 | 0 | Cooling | 0 | #N/A | #N/A | #N/A | #N/A | 0 | 0 | 0 | 0 | 0 | 0 | #N/A | #N/A | 88 | 48.98 | 6.4471 | #N/A | 0 | 0% | 1 | 50% | 0% | 0% | 0% | 8.2745 | 0 | 0 | 0 | 8.2745 | #N/A
2007-10-29 04:01 | 10 | 29 | 4 | 302.1254 | 7228 | 35.06 | 44.06 | 1004 | 35.06 | 0 | 0 | Cooling | 0 | #N/A | #N/A | #N/A | #N/A | 0 | 0 | 0 | 0 | 0 | 0 | #N/A | #N/A | 88 | 50.06 | 6.3733 | #N/A | 0 | 0% | 1 | 50% | 0% | 0% | 0% | 8.2745 | 0 | 0 | 0 | 8.2745 | #N/A
2007-10-29 05:01 | 10 | 29 | 5 | 302.1671 | 7229 | 35.06 | 44.06 | 1004 | 35.06 | 0 | 0 | Cooling | 0 | #N/A | #N/A | #N/A | #N/A | 0 | 0 | 0 | 0 | 0 | 0 | #N/A | #N/A | 88 | 50.06 | 6.3733 | #N/A | 0 | 0% | 1 | 50% | 0% | 0% | 0% | 8.2745 | 0 | 0 | 0 | 8.2745 | #N/A
2007-10-29 06:01 | 10 | 29 | 6 | 302.2088 | 7230 | 35.06 | 44.06 | 1004 | 35.06 | 0 | 0 | Cooling | 0 | #N/A | #N/A | #N/A | #N/A | 0 | 0 | 0 | 0 | 0 | 0 | #N/A | #N/A | 88 | 50.06 | 6.3733 | #N/A | 0 | 0% | 1 | 50% | 0% | 0% | 0% | 8.2745 | 0 | 0 | 0 | 8.2745 | #N/A
2007-10-29 07:01 | 10 | 29 | 7 | 302.2504 | 7231 | 37.94 | 44.06 | 1004 | 37.94 | 32.7396 | 0 | Heating | 4.3653 | #N/A | #N/A | #N/A | #N/A | 32.7396 | #N/A | #N/A | 3.6146 | #N/A | 0 | 0 | 0 | 0 | 0 | 0 | 0 | 0 | 0.01455% | 1 | 50% | 0% | 0% | 0% | 8.2745 | 0 | 0 | 0 | 8.2745 | #N/A
2007-10-29 08:01 | 10 | 29 | 8 | 302.2921 | 7232 | 37.94 | 44.96 | 1004 | 37.94 | 2.0935 | 0 | Heating | 0.27914 | #N/A | #N/A | #N/A | #N/A | 2.0935 | #N/A | #N/A | 3.6146 | #N/A | 0 | 0 | 0 | 0 | 0 | 0 | 0 | 0 | 0.0009305% | 1 | 50% | 0% | 0% | 0% | 8.2745 | 0 | 0 | 0 | 8.2745 | #N/A
2007-10-29 09:01 | 10 | 29 | 9 | 302.3338 | 7233 | 39.02 | 46.94 | 1003 | 39.02 | 0 | 19.2412 | Cooling | 3.2069 | #N/A | #N/A | #N/A | #N/A | 0 | 0 | 0 | 0 | 0 | 19.2412 | #N/A | #N/A | 88 | 54.02 | 6.1027 | #N/A | 0.059487 | 0.01069% | 1 | 50% | 0% | 0% | 0% | 8.2745 | 0 | 0 | 0 | 8.2745 | #N/A
2007-10-29 10:01 | 10 | 29 | 10 | 302.3754 | 7234 | 41 | 48.02 | 1003 | 41 | 0 | 161.1523 | Cooling | 26.8587 | #N/A | #N/A | #N/A | #N/A | 0 | 0 | 0 | 0 | 0 | 161.1523 | #N/A | #N/A | 88 | 56 | 5.9674 | #N/A | 0.49822 | 0.08953% | 1 | 50% | 0% | 0% | 0% | 8.2745 | 0 | 0 | 0 | 8.2745 | #N/A
2007-10-29 11:01 | 10 | 29 | 11 | 302.4171 | 7235 | 41 | 48.02 | 1002 | 41 | 0 | 235.4013 | Cooling | 39.2336 | #N/A | #N/A | #N/A | #N/A | 0 | 0 | 0 | 0 | 0 | 235.4013 | #N/A | #N/A | 88 | 56 | 5.9674 | #N/A | 0.72777 | 0.1308% | 1 | 50% | 0% | 0% | 0% | 8.2745 | 0 | 0 | 0 | 8.2745 | #N/A
2007-10-29 12:01 | 10 | 29 | 12 | 302.4588 | 7236 | 42.08 | 46.94 | 1002 | 42.08 | 0 | 348.3272 | Cooling | 58.0545 | #N/A | #N/A | #N/A | #N/A | 0 | 0 | 0 | 0 | 0 | 348.3272 | #N/A | #N/A | 88 | 57.08 | 5.8936 | #N/A | 1.0769 | 0.1935% | 1 | 50% | 0% | 0% | 0% | 8.2745 | 0 | 0 | 0 | 8.2745 | #N/A
2007-10-29 13:01 | 10 | 29 | 13 | 302.5004 | 7237 | 44.06 | 46.94 | 1001 | 44.06 | 0 | 278.5051 | Cooling | 46.4175 | #N/A | #N/A | #N/A | #N/A | 0 | 0 | 0 | 0 | 0 | 278.5051 | #N/A | #N/A | 88 | 59.06 | 5.7583 | #N/A | 0.86103 | 0.1547% | 1 | 50% | 0% | 0% | 0% | 8.2745 | 0 | 0 | 0 | 8.2745 | #N/A
2007-10-29 14:01 | 10 | 29 | 14 | 302.5421 | 7238 | 44.96 | 44.96 | 1000 | 44.96 | 0 | 420.8666 | Cooling | 70.1444 | #N/A | #N/A | #N/A | #N/A | 0 | 0 | 0 | 0 | 0 | 420.8666 | #N/A | #N/A | 88 | 59.96 | 5.6968 | #N/A | 1.3012 | 0.2338% | 1 | 50% | 0% | 0% | 0% | 8.2745 | 0 | 0 | 0 | 8.2745 | #N/A
2007-10-29 15:01 | 10 | 29 | 15 | 302.5838 | 7239 | 46.04 | 48.02 | 999 | 46.04 | 0 | 434.834 | Cooling | 72.4723 | #N/A | #N/A | #N/A | #N/A | 0 | 0 | 0 | 0 | 0 | 434.834 | #N/A | #N/A | 88 | 61.04 | 5.623 | #N/A | 1.3443 | 0.2416% | 1 | 50% | 0% | 0% | 0% | 8.2745 | 0 | 0 | 0 | 8.2745 | #N/A
2007-10-29 16:01 | 10 | 29 | 16 | 302.6254 | 7240 | 44.96 | 48.92 | 999 | 44.96 | 0 | 436.637 | Cooling | 72.7728 | #N/A | #N/A | #N/A | #N/A | 0 | 0 | 0 | 0 | 0 | 436.637 | #N/A | #N/A | 88 | 59.96 | 5.6968 | #N/A | 1.3499 | 0.2426% | 1 | 50% | 0% | 0% | 0% | 8.2745 | 0 | 0 | 0 | 8.2745 | #N/A
2007-10-29 17:01 | 10 | 29 | 17 | 302.6671 | 7241 | 44.96 | 46.04 | 998 | 44.96 | 0 | 499.9199 | Cooling | 83.32 | #N/A | #N/A | #N/A | #N/A | 0 | 0 | 0 | 0 | 0 | 499.9199 | #N/A | #N/A | 88 | 59.96 | 5.6968 | #N/A | 1.5456 | 0.2777% | 1 | 50% | 0% | 0% | 0% | 8.2745 | 0 | 0 | 0 | 8.2745 | #N/A
2007-10-29 18:01 | 10 | 29 | 18 | 302.7088 | 7242 | 42.08 | 44.96 | 998 | 42.08 | 0 | 437.7737 | Cooling | 72.9623 | #N/A | #N/A | #N/A | #N/A | 0 | 0 | 0 | 0 | 0 | 437.7737 | #N/A | #N/A | 88 | 57.08 | 5.8936 | #N/A | 1.3534 | 0.2432% | 1 | 50% | 0% | 0% | 0% | 8.2745 | 0 | 0 | 0 | 8.2745 | #N/A
2007-10-29 19:01 | 10 | 29 | 19 | 302.7504 | 7243 | 42.08 | 50 | 1000 | 42.08 | 0 | 199.1416 | Cooling | 33.1903 | #N/A | #N/A | #N/A | #N/A | 0 | 0 | 0 | 0 | 0 | 199.1416 | #N/A | #N/A | 88 | 57.08 | 5.8936 | #N/A | 0.61567 | 0.1106% | 1 | 50% | 0% | 0% | 0% | 8.2745 | 0 | 0 | 0 | 8.2745 | #N/A
2007-10-29 20:01 | 10 | 29 | 20 | 302.7921 | 7244 | 42.08 | 53.06 | 1000 | 42.08 | 0 | 144.4314 | Cooling | 24.0719 | #N/A | #N/A | #N/A | #N/A | 0 | 0 | 0 | 0 | 0 | 144.4314 | #N/A | #N/A | 88 | 57.08 | 5.8936 | #N/A | 0.44653 | 0.08024% | 1 | 50% | 0% | 0% | 0% | 8.2745 | 0 | 0 | 0 | 8.2745 | #N/A
2007-10-29 21:01 | 10 | 29 | 21 | 302.8338 | 7245 | 41 | 51.98 | 1000 | 41 | 0 | 113.3075 | Cooling | 18.8846 | #N/A | #N/A | #N/A | #N/A | 0 | 0 | 0 | 0 | 0 | 113.3075 | #N/A | #N/A | 88 | 56 | 5.9674 | #N/A | 0.3503 | 0.06295% | 1 | 50% | 0% | 0% | 0% | 8.2745 | 0 | 0 | 0 | 8.2745 | #N/A
2007-10-29 22:01 | 10 | 29 | 22 | 302.8754 | 7246 | 39.92 | 53.96 | 1000 | 39.92 | 0 | 128.5775 | Cooling | 21.4296 | #N/A | #N/A | #N/A | #N/A | 0 | 0 | 0 | 0 | 0 | 128.5775 | #N/A | #N/A | 88 | 54.92 | 6.0412 | #N/A | 0.39751 | 0.07143% | 1 | 50% | 0% | 0% | 0% | 8.2745 | 0 | 0 | 0 | 8.2745 | #N/A
2007-10-29 23:01 | 10 | 29 | 23 | 302.9171 | 7247 | 39.92 | 53.06 | 1000 | 39.92 | 0 | 0 | Cooling | 0 | #N/A | #N/A | #N/A | #N/A | 0 | 0 | 0 | 0 | 0 | 0 | #N/A | #N/A | 88 | 54.92 | 6.0412 | #N/A | 0 | 0% | 1 | 50% | 0% | 0% | 0% | 8.2745 | 0 | 0 | 0 | 8.2745 | #N/A
2007-10-30 00:01 | 10 | 30 | 0 | 302.9588 | 7248 | 39.02 | 51.08 | 1001 | 39.02 | 0 | 0.43886 | Cooling | 0.073144 | #N/A | #N/A | #N/A | #N/A | 0 | 0 | 0 | 0 | 0 | 0.43886 | #N/A | #N/A | 88 | 54.02 | 6.1027 | #N/A | 0.0013568 | 0.0002438% | 1 | 50% | 0% | 0% | 0% | 8.2745 | 0 | 0 | 0 | 8.2745 | #N/A
2007-10-30 01:01 | 10 | 30 | 1 | 303.0004 | 7249 | 39.02 | 48.92 | 1002 | 39.02 | 0 | 0 | Cooling | 0 | #N/A | #N/A | #N/A | #N/A | 0 | 0 | 0 | 0 | 0 | 0 | #N/A | #N/A | 88 | 54.02 | 6.1027 | #N/A | 0 | 0% | 1 | 50% | 0% | 0% | 0% | 8.2745 | 0 | 0 | 0 | 8.2745 | #N/A
2007-10-30 02:01 | 10 | 30 | 2 | 303.0421 | 7250 | 39.02 | 46.04 | 1003 | 39.02 | 0 | 0 | Cooling | 0 | #N/A | #N/A | #N/A | #N/A | 0 | 0 | 0 | 0 | 0 | 0 | #N/A | #N/A | 88 | 54.02 | 6.1027 | #N/A | 0 | 0% | 1 | 50% | 0% | 0% | 0% | 8.2745 | 0 | 0 | 0 | 8.2745 | #N/A
2007-10-30 03:01 | 10 | 30 | 3 | 303.0838 | 7251 | 37.94 | 44.96 | 1003 | 37.94 | 0 | 0 | Cooling | 0 | #N/A | #N/A | #N/A | #N/A | 0 | 0 | 0 | 0 | 0 | 0 | #N/A | #N/A | 88 | 52.94 | 6.1765 | #N/A | 0 | 0% | 1 | 50% | 0% | 0% | 0% | 8.2745 | 0 | 0 | 0 | 8.2745 | #N/A
2007-10-30 04:01 | 10 | 30 | 4 | 303.1254 | 7252 | 37.04 | 44.06 | 1004 | 37.04 | 0 | 0 | Cooling | 0 | #N/A | #N/A | #N/A | #N/A | 0 | 0 | 0 | 0 | 0 | 0 | #N/A | #N/A | 88 | 52.04 | 6.238 | #N/A | 0 | 0% | 1 | 50% | 0% | 0% | 0% | 8.2745 | 0 | 0 | 0 | 8.2745 | #N/A
2007-10-30 05:01 | 10 | 30 | 5 | 303.1671 | 7253 | 37.04 | 42.08 | 1005 | 37.04 | 0 | 0 | Cooling | 0 | #N/A | #N/A | #N/A | #N/A | 0 | 0 | 0 | 0 | 0 | 0 | #N/A | #N/A | 88 | 52.04 | 6.238 | #N/A | 0 | 0% | 1 | 50% | 0% | 0% | 0% | 8.2745 | 0 | 0 | 0 | 8.2745 | #N/A
2007-10-30 06:01 | 10 | 30 | 6 | 303.2088 | 7254 | 37.04 | 41 | 1006 | 37.04 | 0 | 0.017702 | Cooling | 0.0029503 | #N/A | #N/A | #N/A | #N/A | 0 | 0 | 0 | 0 | 0 | 0.017702 | #N/A | #N/A | 88 | 52.04 | 6.238 | #N/A | 5.4727e-05 | 9.834e-06% | 1 | 50% | 0% | 0% | 0% | 8.2745 | 0 | 0 | 0 | 8.2745 | #N/A
2007-10-30 07:01 | 10 | 30 | 7 | 303.2504 | 7255 | 37.94 | 39.02 | 1007 | 37.94 | 13.2437 | 0 | Heating | 1.7658 | #N/A | #N/A | #N/A | #N/A | 13.2437 | #N/A | #N/A | 3.6146 | #N/A | 0 | 0 | 0 | 0 | 0 | 0 | 0 | 0 | 0.005886% | 1 | 50% | 0% | 0% | 0% | 8.2745 | 0 | 0 | 0 | 8.2745 | #N/A
2007-10-30 08:01 | 10 | 30 | 8 | 303.2921 | 7256 | 37.94 | 42.98 | 1008 | 37.94 | 0.1214 | 0 | Heating | 0.016186 | #N/A | #N/A | #N/A | #N/A | 0.1214 | #N/A | #N/A | 3.6146 | #N/A | 0 | 0 | 0 | 0 | 0 | 0 | 0 | 0 | 5.395e-05% | 1 | 50% | 0% | 0% | 0% | 8.2745 | 0 | 0 | 0 | 8.2745 | #N/A
2007-10-30 09:01 | 10 | 30 | 9 | 303.3338 | 7257 | 39.02 | 42.98 | 1009 | 39.02 | 0 | 0.06628 | Cooling | 0.011047 | #N/A | #N/A | #N/A | #N/A | 0 | 0 | 0 | 0 | 0 | 0.06628 | #N/A | #N/A | 88 | 54.02 | 6.1027 | #N/A | 0.00020491 | 3.682e-05% | 1 | 50% | 0% | 0% | 0% | 8.2745 | 0 | 0 | 0 | 8.2745 | #N/A
2007-10-30 10:01 | 10 | 30 | 10 | 303.3754 | 7258 | 39.92 | 39.92 | 1010 | 39.92 | 0 | 0.11667 | Cooling | 0.019445 | #N/A | #N/A | #N/A | #N/A | 0 | 0 | 0 | 0 | 0 | 0.11667 | #N/A | #N/A | 88 | 54.92 | 6.0412 | #N/A | 0.00036069 | 6.482e-05% | 1 | 50% | 0% | 0% | 0% | 8.2745 | 0 | 0 | 0 | 8.2745 | #N/A
2007-10-30 11:01 | 10 | 30 | 11 | 303.4171 | 7259 | 39.92 | 35.96 | 1011 | 39.92 | 0 | 0.65779 | Cooling | 0.10963 | #N/A | #N/A | #N/A | #N/A | 0 | 0 | 0 | 0 | 0 | 0.65779 | #N/A | #N/A | 88 | 54.92 | 6.0412 | #N/A | 0.0020336 | 0.0003654% | 1 | 50% | 0% | 0% | 0% | 8.2745 | 0 | 0 | 0 | 8.2745 | #N/A
2007-10-30 12:01 | 10 | 30 | 12 | 303.4588 | 7260 | 46.04 | 37.04 | 1012 | 46.04 | 0 | 0.72136 | Cooling | 0.12023 | #N/A | #N/A | #N/A | #N/A | 0 | 0 | 0 | 0 | 0 | 0.72136 | #N/A | #N/A | 88 | 61.04 | 5.623 | #N/A | 0.0022302 | 0.0004008% | 1 | 50% | 0% | 0% | 0% | 8.2745 | 0 | 0 | 0 | 8.2745 | #N/A
2007-10-30 13:01 | 10 | 30 | 13 | 303.5004 | 7261 | 48.02 | 37.04 | 1012 | 48.02 | 0 | 0.53124 | Cooling | 0.088539 | #N/A | #N/A | #N/A | #N/A | 0 | 0 | 0 | 0 | 0 | 0.53124 | #N/A | #N/A | 88 | 63.02 | 5.4877 | #N/A | 0.0016424 | 0.0002951% | 1 | 50% | 0% | 0% | 0% | 8.2745 | 0 | 0 | 0 | 8.2745 | #N/A
2007-10-30 14:01 | 10 | 30 | 14 | 303.5421 | 7262 | 48.02 | 35.96 | 1013 | 48.02 | 0 | 0.64484 | Cooling | 0.10747 | #N/A | #N/A | #N/A | #N/A | 0 | 0 | 0 | 0 | 0 | 0.64484 | #N/A | #N/A | 88 | 63.02 | 5.4877 | #N/A | 0.0019936 | 0.0003582% | 1 | 50% | 0% | 0% | 0% | 8.2745 | 0 | 0 | 0 | 8.2745 | #N/A
2007-10-30 15:01 | 10 | 30 | 15 | 303.5838 | 7263 | 51.98 | 30.92 | 1013 | 51.98 | 0 | 0.13465 | Cooling | 0.022442 | #N/A | #N/A | #N/A | #N/A | 0 | 0 | 0 | 0 | 0 | 0.13465 | #N/A | #N/A | 88 | 66.98 | 5.2171 | #N/A | 0.0004163 | 7.481e-05% | 1 | 50% | 0% | 0% | 0% | 8.2745 | 0 | 0 | 0 | 8.2745 | #N/A
2007-10-30 16:01 | 10 | 30 | 16 | 303.6254 | 7264 | 53.06 | 30.02 | 1014 | 53.06 | 0 | 0.13686 | Cooling | 0.022811 | #N/A | #N/A | #N/A | #N/A | 0 | 0 | 0 | 0 | 0 | 0.13686 | #N/A | #N/A | 88 | 68.06 | 5.1433 | #N/A | 0.00042313 | 7.604e-05% | 1 | 50% | 0% | 0% | 0% | 8.2745 | 0 | 0 | 0 | 8.2745 | #N/A
2007-10-30 17:01 | 10 | 30 | 17 | 303.6671 | 7265 | 53.06 | 30.02 | 1015 | 53.06 | 0 | 0.18485 | Cooling | 0.030808 | #N/A | #N/A | #N/A | #N/A | 0 | 0 | 0 | 0 | 0 | 0.18485 | #N/A | #N/A | 88 | 68.06 | 5.1433 | #N/A | 0.00057148 | 0.0001027% | 1 | 50% | 0% | 0% | 0% | 8.2745 | 0 | 0 | 0 | 8.2745 | #N/A
2007-10-30 18:01 | 10 | 30 | 18 | 303.7088 | 7266 | 46.94 | 28.94 | 1016 | 46.94 | 0 | 0.12908 | Cooling | 0.021513 | #N/A | #N/A | #N/A | #N/A | 0 | 0 | 0 | 0 | 0 | 0.12908 | #N/A | #N/A | 88 | 61.94 | 5.5615 | #N/A | 0.00039905 | 7.171e-05% | 1 | 50% | 0% | 0% | 0% | 8.2745 | 0 | 0 | 0 | 8.2745 | #N/A
2007-10-30 19:01 | 10 | 30 | 19 | 303.7504 | 7267 | 46.04 | 28.94 | 1017 | 46.04 | 0 | 0.53719 | Cooling | 0.089531 | #N/A | #N/A | #N/A | #N/A | 0 | 0 | 0 | 0 | 0 | 0.53719 | #N/A | #N/A | 88 | 61.04 | 5.623 | #N/A | 0.0016608 | 0.0002984% | 1 | 50% | 0% | 0% | 0% | 8.2745 | 0 | 0 | 0 | 8.2745 | #N/A
2007-10-30 20:01 | 10 | 30 | 20 | 303.7921 | 7268 | 46.04 | 28.94 | 1017 | 46.04 | 0 | 0.3277 | Cooling | 0.054617 | #N/A | #N/A | #N/A | #N/A | 0 | 0 | 0 | 0 | 0 | 0.3277 | #N/A | #N/A | 88 | 61.04 | 5.623 | #N/A | 0.0010131 | 0.0001821% | 1 | 50% | 0% | 0% | 0% | 8.2745 | 0 | 0 | 0 | 8.2745 | #N/A
2007-10-30 21:01 | 10 | 30 | 21 | 303.8338 | 7269 | 42.98 | 30.02 | 1018 | 42.98 | 4.4145 | 0 | Heating | 0.5886 | #N/A | #N/A | #N/A | #N/A | 4.4145 | #N/A | #N/A | 3.9388 | #N/A | 0 | 0 | 0 | 0 | 0 | 0 | 0 | 0 | 0.001962% | 1 | 50% | 0% | 0% | 0% | 8.2745 | 0 | 0 | 0 | 8.2745 | #N/A
2007-10-30 22:01 | 10 | 30 | 22 | 303.8754 | 7270 | 41 | 26.96 | 1018 | 41 | 8.1978 | 0 | Heating | 1.093 | #N/A | #N/A | #N/A | #N/A | 8.1978 | #N/A | #N/A | 3.8033 | #N/A | 0 | 0 | 0 | 0 | 0 | 0 | 0 | 0 | 0.003643% | 1 | 50% | 0% | 0% | 0% | 8.2745 | 0 | 0 | 0 | 8.2745 | #N/A
2007-10-30 23:01 | 10 | 30 | 23 | 303.9171 | 7271 | 41 | 26.96 | 1019 | 41 | 0 | 0 | Cooling | 0 | #N/A | #N/A | #N/A | #N/A | 0 | 0 | 0 | 0 | 0 | 0 | #N/A | #N/A | 88 | 56 | 5.9674 | #N/A | 0 | 0% | 1 | 50% | 0% | 0% | 0% | 8.2745 | 0 | 0 | 0 | 8.2745 | #N/A
2007-10-31 00:01 | 10 | 31 | 0 | 303.9588 | 7272 | 46.04 | 24.98 | 1020 | 46.04 | 0 | 0 | Cooling | 0 | #N/A | #N/A | #N/A | #N/A | 0 | 0 | 0 | 0 | 0 | 0 | #N/A | #N/A | 88 | 61.04 | 5.623 | #N/A | 0 | 0% | 1 | 50% | 0% | 0% | 0% | 8.2745 | 0 | 0 | 0 | 8.2745 | #N/A
2007-10-31 01:01 | 10 | 31 | 1 | 304.0004 | 7273 | 55.04 | 24.98 | 1021 | 55.04 | 0 | 0 | Cooling | 0 | #N/A | #N/A | #N/A | #N/A | 0 | 0 | 0 | 0 | 0 | 0 | #N/A | #N/A | 88 | 70.04 | 5.008 | #N/A | 0 | 0% | 1 | 50% | 0% | 0% | 0% | 8.2745 | 0 | 0 | 0 | 8.2745 | #N/A
2007-10-31 02:01 | 10 | 31 | 2 | 304.0421 | 7274 | 55.04 | 24.98 | 1021 | 55.04 | 0 | 0 | Cooling | 0 | #N/A | #N/A | #N/A | #N/A | 0 | 0 | 0 | 0 | 0 | 0 | #N/A | #N/A | 88 | 70.04 | 5.008 | #N/A | 0 | 0% | 1 | 50% | 0% | 0% | 0% | 8.2745 | 0 | 0 | 0 | 8.2745 | #N/A
2007-10-31 03:01 | 10 | 31 | 3 | 304.0838 | 7275 | 59 | 24.08 | 1021 | 59 | 0.11274 | 0 | Heating | 0.015032 | #N/A | #N/A | #N/A | #N/A | 0.11274 | #N/A | #N/A | 5.4953 | #N/A | 0 | 0 | 0 | 0 | 0 | 0 | 0 | 0 | 5.011e-05% | 1 | 50% | 0% | 0% | 0% | 8.2745 | 0 | 0 | 0 | 8.2745 | #N/A
2007-10-31 04:01 | 10 | 31 | 4 | 304.1254 | 7276 | 53.96 | 24.08 | 1022 | 53.96 | 3.0967 | 0 | Heating | 0.41289 | #N/A | #N/A | #N/A | #N/A | 3.0967 | #N/A | #N/A | 4.9089 | #N/A | 0 | 0 | 0 | 0 | 0 | 0 | 0 | 0 | 0.001376% | 1 | 50% | 0% | 0% | 0% | 8.2745 | 0 | 0 | 0 | 8.2745 | #N/A
2007-10-31 05:01 | 10 | 31 | 5 | 304.1671 | 7277 | 53.96 | 24.08 | 1022 | 53.96 | 7.1919 | 0 | Heating | 0.95893 | #N/A | #N/A | #N/A | #N/A | 7.1919 | #N/A | #N/A | 4.9089 | #N/A | 0 | 0 | 0 | 0 | 0 | 0 | 0 | 0 | 0.003196% | 1 | 50% | 0% | 0% | 0% | 8.2745 | 0 | 0 | 0 | 8.2745 | #N/A
2007-10-31 06:01 | 10 | 31 | 6 | 304.2088 | 7278 | 53.96 | 24.08 | 1022 | 53.96 | 9.1064 | 0 | Heating | 1.2142 | #N/A | #N/A | #N/A | #N/A | 9.1064 | #N/A | #N/A | 4.9089 | #N/A | 0 | 0 | 0 | 0 | 0 | 0 | 0 | 0 | 0.004047% | 1 | 50% | 0% | 0% | 0% | 8.2745 | 0 | 0 | 0 | 8.2745 | #N/A
2007-10-31 07:01 | 10 | 31 | 7 | 304.2504 | 7279 | 53.96 | 23 | 1023 | 53.96 | 378.8037 | 0 | Heating | 50.5072 | #N/A | #N/A | #N/A | #N/A | 378.8037 | #N/A | #N/A | 4.9089 | #N/A | 0 | 0 | 0 | 0 | 0 | 0 | 0 | 0 | 0.1684% | 1 | 50% | 0% | 0% | 0% | 8.2745 | 0 | 0 | 0 | 8.2745 | #N/A
2007-10-31 08:01 | 10 | 31 | 8 | 304.2921 | 7280 | 53.96 | 24.98 | 1024 | 53.96 | 120.4179 | 0 | Heating | 16.0557 | #N/A | #N/A | #N/A | #N/A | 120.4179 | #N/A | #N/A | 4.9089 | #N/A | 0 | 0 | 0 | 0 | 0 | 0 | 0 | 0 | 0.05352% | 1 | 50% | 0% | 0% | 0% | 8.2745 | 0 | 0 | 0 | 8.2745 | #N/A
2007-10-31 09:01 | 10 | 31 | 9 | 304.3338 | 7281 | 57.92 | 26.96 | 1024 | 57.92 | 7.7659 | 0 | Heating | 1.0355 | #N/A | #N/A | #N/A | #N/A | 7.7659 | #N/A | #N/A | 5.3615 | #N/A | 0 | 0 | 0 | 0 | 0 | 0 | 0 | 0 | 0.003452% | 1 | 50% | 0% | 0% | 0% | 8.2745 | 0 | 0 | 0 | 8.2745 | #N/A
2007-10-31 10:01 | 10 | 31 | 10 | 304.3754 | 7282 | 57.02 | 26.96 | 1024 | 57.02 | 5.4778 | 0 | Heating | 0.73038 | #N/A | #N/A | #N/A | #N/A | 5.4778 | #N/A | #N/A | 5.2534 | #N/A | 0 | 0 | 0 | 0 | 0 | 0 | 0 | 0 | 0.002435% | 1 | 50% | 0% | 0% | 0% | 8.2745 | 0 | 0 | 0 | 8.2745 | #N/A
2007-10-31 11:01 | 10 | 31 | 11 | 304.4171 | 7283 | 57.02 | 26.96 | 1024 | 57.02 | 4.1439 | 0 | Heating | 0.55253 | #N/A | #N/A | #N/A | #N/A | 4.1439 | #N/A | #N/A | 5.2534 | #N/A | 0 | 0 | 0 | 0 | 0 | 0 | 0 | 0 | 0.001842% | 1 | 50% | 0% | 0% | 0% | 8.2745 | 0 | 0 | 0 | 8.2745 | #N/A
2007-10-31 12:01 | 10 | 31 | 12 | 304.4588 | 7284 | 57.92 | 28.04 | 1022 | 57.92 | 1.7255 | 0 | Heating | 0.23007 | #N/A | #N/A | #N/A | #N/A | 1.7255 | #N/A | #N/A | 5.3615 | #N/A | 0 | 0 | 0 | 0 | 0 | 0 | 0 | 0 | 0.0007669% | 1 | 50% | 0% | 0% | 0% | 8.2745 | 0 | 0 | 0 | 8.2745 | #N/A
2007-10-31 13:01 | 10 | 31 | 13 | 304.5004 | 7285 | 57.92 | 28.04 | 1021 | 57.92 | 1.0766 | 0 | Heating | 0.14355 | #N/A | #N/A | #N/A | #N/A | 1.0766 | #N/A | #N/A | 5.3615 | #N/A | 0 | 0 | 0 | 0 | 0 | 0 | 0 | 0 | 0.0004785% | 1 | 50% | 0% | 0% | 0% | 8.2745 | 0 | 0 | 0 | 8.2745 | #N/A
2007-10-31 14:01 | 10 | 31 | 14 | 304.5421 | 7286 | 57.92 | 24.08 | 1021 | 57.92 | 0 | 0.20754 | Cooling | 0.03459 | #N/A | #N/A | #N/A | #N/A | 0 | 0 | 0 | 0 | 0 | 0.20754 | #N/A | #N/A | 88 | 72.92 | 4.8112 | #N/A | 0.00064164 | 0.0001153% | 1 | 50% | 0% | 0% | 0% | 8.2745 | 0 | 0 | 0 | 8.2745 | #N/A
2007-10-31 15:01 | 10 | 31 | 15 | 304.5838 | 7287 | 53.96 | 21.02 | 1020 | 53.96 | 0 | 0.097039 | Cooling | 0.016173 | #N/A | #N/A | #N/A | #N/A | 0 | 0 | 0 | 0 | 0 | 0.097039 | #N/A | #N/A | 88 | 68.96 | 5.0818 | #N/A | 0.00030001 | 5.391e-05% | 1 | 50% | 0% | 0% | 0% | 8.2745 | 0 | 0 | 0 | 8.2745 | #N/A
2007-10-31 16:01 | 10 | 31 | 16 | 304.6254 | 7288 | 51.98 | 21.02 | 1019 | 51.98 | 0 | 0.077321 | Cooling | 0.012887 | #N/A | #N/A | #N/A | #N/A | 0 | 0 | 0 | 0 | 0 | 0.077321 | #N/A | #N/A | 88 | 66.98 | 5.2171 | #N/A | 0.00023905 | 4.296e-05% | 1 | 50% | 0% | 0% | 0% | 8.2745 | 0 | 0 | 0 | 8.2745 | #N/A
2007-10-31 17:01 | 10 | 31 | 17 | 304.6671 | 7289 | 51.98 | 19.94 | 1020 | 51.98 | 0 | 0.033607 | Cooling | 0.0056012 | #N/A | #N/A | #N/A | #N/A | 0 | 0 | 0 | 0 | 0 | 0.033607 | #N/A | #N/A | 88 | 66.98 | 5.2171 | #N/A | 0.0001039 | 1.867e-05% | 1 | 50% | 0% | 0% | 0% | 8.2745 | 0 | 0 | 0 | 8.2745 | #N/A
2007-10-31 18:01 | 10 | 31 | 18 | 304.7088 | 7290 | 51.08 | 23 | 1019 | 51.08 | 0 | 0.23262 | Cooling | 0.038771 | #N/A | #N/A | #N/A | #N/A | 0 | 0 | 0 | 0 | 0 | 0.23262 | #N/A | #N/A | 88 | 66.08 | 5.2786 | #N/A | 0.00071918 | 0.0001292% | 1 | 50% | 0% | 0% | 0% | 8.2745 | 0 | 0 | 0 | 8.2745 | #N/A
2007-10-31 19:01 | 10 | 31 | 19 | 304.7504 | 7291 | 44.96 | 23 | 1019 | 44.96 | 0 | 0.18084 | Cooling | 0.030141 | #N/A | #N/A | #N/A | #N/A | 0 | 0 | 0 | 0 | 0 | 0.18084 | #N/A | #N/A | 88 | 59.96 | 5.6968 | #N/A | 0.0005591 | 0.0001005% | 1 | 50% | 0% | 0% | 0% | 8.2745 | 0 | 0 | 0 | 8.2745 | #N/A
2007-10-31 20:01 | 10 | 31 | 20 | 304.7921 | 7292 | 44.06 | 21.02 | 1018 | 44.06 | 0 | 0.044057 | Cooling | 0.0073428 | #N/A | #N/A | #N/A | #N/A | 0 | 0 | 0 | 0 | 0 | 0.044057 | #N/A | #N/A | 88 | 59.06 | 5.7583 | #N/A | 0.00013621 | 2.448e-05% | 1 | 50% | 0% | 0% | 0% | 8.2745 | 0 | 0 | 0 | 8.2745 | #N/A
2007-10-31 21:01 | 10 | 31 | 21 | 304.8338 | 7293 | 43.16 | 23 | 1018 | 43.16 | 1.5043 | 0 | Heating | 0.20057 | #N/A | #N/A | #N/A | #N/A | 1.5043 | #N/A | #N/A | 3.9517 | #N/A | 0 | 0 | 0 | 0 | 0 | 0 | 0 | 0 | 0.0006686% | 1 | 50% | 0% | 0% | 0% | 8.2745 | 0 | 0 | 0 | 8.2745 | #N/A
2007-10-31 22:01 | 10 | 31 | 22 | 304.8754 | 7294 | 42.98 | 24.26 | 1018 | 42.98 | 3.5196 | 0 | Heating | 0.46928 | #N/A | #N/A | #N/A | #N/A | 3.5196 | #N/A | #N/A | 3.9388 | #N/A | 0 | 0 | 0 | 0 | 0 | 0 | 0 | 0 | 0.001564% | 1 | 50% | 0% | 0% | 0% | 8.2745 | 0 | 0 | 0 | 8.2745 | #N/A
2007-10-31 23:01 | 10 | 31 | 23 | 304.9171 | 7295 | 42.8 | 25.52 | 1019 | 42.8 | 0 | 0 | Cooling | 0 | #N/A | #N/A | #N/A | #N/A | 0 | 0 | 0 | 0 | 0 | 0 | #N/A | #N/A | 88 | 57.8 | 5.8444 | #N/A | 0 | 0% | 1 | 50% | 0% | 0% | 0% | 8.2745 | 0 | 0 | 0 | 8.2745 | #N/A
2007-11-01 00:01 | 11 | 1 | 0 | 304.9588 | 7296 | 41.9 | 26.6 | 1018 | 41.9 | 0 | 0 | Cooling | 0 | #N/A | #N/A | #N/A | #N/A | 0 | 0 | 0 | 0 | 0 | 0 | #N/A | #N/A | 88 | 56.9 | 5.9059 | #N/A | 0 | 0% | 1 | 50% | 0% | 0% | 0% | 8.2745 | 0 | 0 | 0 | 8.2745 | #N/A
2007-11-01 01:01 | 11 | 1 | 1 | 305.0004 | 7297 | 41 | 27.68 | 1019 | 41 | 0 | 0 | Cooling | 0 | #N/A | #N/A | #N/A | #N/A | 0 | 0 | 0 | 0 | 0 | 0 | #N/A | #N/A | 88 | 56 | 5.9674 | #N/A | 0 | 0% | 1 | 50% | 0% | 0% | 0% | 8.2745 | 0 | 0 | 0 | 8.2745 | #N/A
2007-11-01 02:01 | 11 | 1 | 2 | 305.0421 | 7298 | 39.92 | 28.76 | 1018 | 39.92 | 0 | 0 | Cooling | 0 | #N/A | #N/A | #N/A | #N/A | 0 | 0 | 0 | 0 | 0 | 0 | #N/A | #N/A | 88 | 54.92 | 6.0412 | #N/A | 0 | 0% | 1 | 50% | 0% | 0% | 0% | 8.2745 | 0 | 0 | 0 | 8.2745 | #N/A
2007-11-01 03:01 | 11 | 1 | 3 | 305.0838 | 7299 | 38.48 | 30.02 | 1018 | 38.48 | 0 | 0 | Cooling | 0 | #N/A | #N/A | #N/A | #N/A | 0 | 0 | 0 | 0 | 0 | 0 | #N/A | #N/A | 88 | 53.48 | 6.1396 | #N/A | 0 | 0% | 1 | 50% | 0% | 0% | 0% | 8.2745 | 0 | 0 | 0 | 8.2745 | #N/A
2007-11-01 04:01 | 11 | 1 | 4 | 305.1254 | 7300 | 37.4 | 30.92 | 1018 | 37.4 | 0 | 0 | Cooling | 0 | #N/A | #N/A | #N/A | #N/A | 0 | 0 | 0 | 0 | 0 | 0 | #N/A | #N/A | 88 | 52.4 | 6.2134 | #N/A | 0 | 0% | 1 | 50% | 0% | 0% | 0% | 8.2745 | 0 | 0 | 0 | 8.2745 | #N/A
2007-11-01 05:01 | 11 | 1 | 5 | 305.1671 | 7301 | 36.68 | 30.92 | 1018 | 36.68 | 0.34353 | 0 | Heating | 0.045804 | #N/A | #N/A | #N/A | #N/A | 0.34353 | #N/A | #N/A | 3.5439 | #N/A | 0 | 0 | 0 | 0 | 0 | 0 | 0 | 0 | 0.0001527% | 1 | 50% | 0% | 0% | 0% | 8.2745 | 0 | 0 | 0 | 8.2745 | #N/A
2007-11-01 06:01 | 11 | 1 | 6 | 305.2088 | 7302 | 37.76 | 30.02 | 1018 | 37.76 | 1.0936 | 0 | Heating | 0.14581 | #N/A | #N/A | #N/A | #N/A | 1.0936 | #N/A | #N/A | 3.6043 | #N/A | 0 | 0 | 0 | 0 | 0 | 0 | 0 | 0 | 0.000486% | 1 | 50% | 0% | 0% | 0% | 8.2745 | 0 | 0 | 0 | 8.2745 | #N/A
2007-11-01 07:01 | 11 | 1 | 7 | 305.2504 | 7303 | 35.96 | 30.02 | 1018 | 35.96 | 250.7054 | 0 | Heating | 33.4274 | #N/A | #N/A | #N/A | #N/A | 250.7054 | #N/A | #N/A | 3.5052 | #N/A | 0 | 0 | 0 | 0 | 0 | 0 | 0 | 0 | 0.1114% | 1 | 50% | 0% | 0% | 0% | 8.2745 | 0 | 0 | 0 | 8.2745 | #N/A
2007-11-01 08:01 | 11 | 1 | 8 | 305.2921 | 7304 | 35.96 | 32 | 1018 | 35.96 | 69.8094 | 0 | Heating | 9.3079 | #N/A | #N/A | #N/A | #N/A | 69.8094 | #N/A | #N/A | 3.5052 | #N/A | 0 | 0 | 0 | 0 | 0 | 0 | 0 | 0 | 0.03103% | 1 | 50% | 0% | 0% | 0% | 8.2745 | 0 | 0 | 0 | 8.2745 | #N/A
2007-11-01 09:01 | 11 | 1 | 9 | 305.3338 | 7305 | 42.98 | 32 | 1018 | 42.98 | 4.2595 | 0 | Heating | 0.56794 | #N/A | #N/A | #N/A | #N/A | 4.2595 | #N/A | #N/A | 3.9388 | #N/A | 0 | 0 | 0 | 0 | 0 | 0 | 0 | 0 | 0.001893% | 1 | 50% | 0% | 0% | 0% | 8.2745 | 0 | 0 | 0 | 8.2745 | #N/A
2007-11-01 10:01 | 11 | 1 | 10 | 305.3754 | 7306 | 46.04 | 32 | 1018 | 46.04 | 1.1752 | 0 | Heating | 0.1567 | #N/A | #N/A | #N/A | #N/A | 1.1752 | #N/A | #N/A | 4.1705 | #N/A | 0 | 0 | 0 | 0 | 0 | 0 | 0 | 0 | 0.0005223% | 1 | 50% | 0% | 0% | 0% | 8.2745 | 0 | 0 | 0 | 8.2745 | #N/A
2007-11-01 11:01 | 11 | 1 | 11 | 305.4171 | 7307 | 46.04 | 32 | 1018 | 46.04 | 0 | 0.0093825 | Cooling | 0.0015637 | #N/A | #N/A | #N/A | #N/A | 0 | 0 | 0 | 0 | 0 | 0.0093825 | #N/A | #N/A | 88 | 61.04 | 5.623 | #N/A | 2.9007e-05 | 5.212e-06% | 1 | 50% | 0% | 0% | 0% | 8.2745 | 0 | 0 | 0 | 8.2745 | #N/A
2007-11-01 12:01 | 11 | 1 | 12 | 305.4588 | 7308 | 46.04 | 32 | 1017 | 46.04 | 0 | 3.8004 | Cooling | 0.6334 | #N/A | #N/A | #N/A | #N/A | 0 | 0 | 0 | 0 | 0 | 3.8004 | #N/A | #N/A | 88 | 61.04 | 5.623 | #N/A | 0.011749 | 0.002111% | 1 | 50% | 0% | 0% | 0% | 8.2745 | 0 | 0 | 0 | 8.2745 | #N/A
2007-11-01 13:01 | 11 | 1 | 13 | 305.5004 | 7309 | 48.02 | 32 | 1016 | 48.02 | 0 | 11.2941 | Cooling | 1.8823 | #N/A | #N/A | #N/A | #N/A | 0 | 0 | 0 | 0 | 0 | 11.2941 | #N/A | #N/A | 88 | 63.02 | 5.4877 | #N/A | 0.034917 | 0.006274% | 1 | 50% | 0% | 0% | 0% | 8.2745 | 0 | 0 | 0 | 8.2745 | #N/A
2007-11-01 14:01 | 11 | 1 | 14 | 305.5421 | 7310 | 48.02 | 32 | 1016 | 48.02 | 0 | 39.2738 | Cooling | 6.5456 | #N/A | #N/A | #N/A | #N/A | 0 | 0 | 0 | 0 | 0 | 39.2738 | #N/A | #N/A | 88 | 63.02 | 5.4877 | #N/A | 0.12142 | 0.02182% | 1 | 50% | 0% | 0% | 0% | 8.2745 | 0 | 0 | 0 | 8.2745 | #N/A
2007-11-01 15:01 | 11 | 1 | 15 | 305.5838 | 7311 | 48.02 | 32 | 1016 | 48.02 | 0 | 68.2274 | Cooling | 11.3712 | #N/A | #N/A | #N/A | #N/A | 0 | 0 | 0 | 0 | 0 | 68.2274 | #N/A | #N/A | 88 | 63.02 | 5.4877 | #N/A | 0.21093 | 0.0379% | 1 | 50% | 0% | 0% | 0% | 8.2745 | 0 | 0 | 0 | 8.2745 | #N/A
2007-11-01 16:01 | 11 | 1 | 16 | 305.6254 | 7312 | 46.04 | 32 | 1016 | 46.04 | 0 | 65.301 | Cooling | 10.8835 | #N/A | #N/A | #N/A | #N/A | 0 | 0 | 0 | 0 | 0 | 65.301 | #N/A | #N/A | 88 | 61.04 | 5.623 | #N/A | 0.20189 | 0.03628% | 1 | 50% | 0% | 0% | 0% | 8.2745 | 0 | 0 | 0 | 8.2745 | #N/A
2007-11-01 17:01 | 11 | 1 | 17 | 305.6671 | 7313 | 46.04 | 35.06 | 1016 | 46.04 | 0 | 12.5774 | Cooling | 2.0962 | #N/A | #N/A | #N/A | #N/A | 0 | 0 | 0 | 0 | 0 | 12.5774 | #N/A | #N/A | 88 | 61.04 | 5.623 | #N/A | 0.038885 | 0.006987% | 1 | 50% | 0% | 0% | 0% | 8.2745 | 0 | 0 | 0 | 8.2745 | #N/A
2007-11-01 18:01 | 11 | 1 | 18 | 305.7088 | 7314 | 39.92 | 33.98 | 1016 | 39.92 | 0 | 0.24603 | Cooling | 0.041005 | #N/A | #N/A | #N/A | #N/A | 0 | 0 | 0 | 0 | 0 | 0.24603 | #N/A | #N/A | 88 | 54.92 | 6.0412 | #N/A | 0.00076063 | 0.0001367% | 1 | 50% | 0% | 0% | 0% | 8.2745 | 0 | 0 | 0 | 8.2745 | #N/A
2007-11-01 19:01 | 11 | 1 | 19 | 305.7504 | 7315 | 37.04 | 33.98 | 1017 | 37.04 | 0 | 0.24766 | Cooling | 0.041276 | #N/A | #N/A | #N/A | #N/A | 0 | 0 | 0 | 0 | 0 | 0.24766 | #N/A | #N/A | 88 | 52.04 | 6.238 | #N/A | 0.00076567 | 0.0001376% | 1 | 50% | 0% | 0% | 0% | 8.2745 | 0 | 0 | 0 | 8.2745 | #N/A
2007-11-01 20:01 | 11 | 1 | 20 | 305.7921 | 7316 | 37.04 | 33.98 | 1017 | 37.04 | 0 | 0.026741 | Cooling | 0.0044569 | #N/A | #N/A | #N/A | #N/A | 0 | 0 | 0 | 0 | 0 | 0.026741 | #N/A | #N/A | 88 | 52.04 | 6.238 | #N/A | 8.2674e-05 | 1.486e-05% | 1 | 50% | 0% | 0% | 0% | 8.2745 | 0 | 0 | 0 | 8.2745 | #N/A
2007-11-01 21:01 | 11 | 1 | 21 | 305.8338 | 7317 | 35.06 | 33.98 | 1017 | 35.06 | 2.4739 | 0 | Heating | 0.32985 | #N/A | #N/A | #N/A | #N/A | 2.4739 | #N/A | #N/A | 3.4585 | #N/A | 0 | 0 | 0 | 0 | 0 | 0 | 0 | 0 | 0.0011% | 1 | 50% | 0% | 0% | 0% | 8.2745 | 0 | 0 | 0 | 8.2745 | #N/A
2007-11-01 22:01 | 11 | 1 | 22 | 305.8754 | 7318 | 35.06 | 33.98 | 1017 | 35.06 | 5.2584 | 0 | Heating | 0.70112 | #N/A | #N/A | #N/A | #N/A | 5.2584 | #N/A | #N/A | 3.4585 | #N/A | 0 | 0 | 0 | 0 | 0 | 0 | 0 | 0 | 0.002337% | 1 | 50% | 0% | 0% | 0% | 8.2745 | 0 | 0 | 0 | 8.2745 | #N/A
2007-11-01 23:01 | 11 | 1 | 23 | 305.9171 | 7319 | 35.06 | 33.98 | 1017 | 35.06 | 0 | 0 | Cooling | 0 | #N/A | #N/A | #N/A | #N/A | 0 | 0 | 0 | 0 | 0 | 0 | #N/A | #N/A | 88 | 50.06 | 6.3733 | #N/A | 0 | 0% | 1 | 50% | 0% | 0% | 0% | 8.2745 | 0 | 0 | 0 | 8.2745 | #N/A
2007-11-02 00:01 | 11 | 2 | 0 | 305.9588 | 7320 | 30.92 | 33.08 | 1017 | 30.92 | 0 | 0 | Cooling | 0 | #N/A | #N/A | #N/A | #N/A | 0 | 0 | 0 | 0 | 0 | 0 | #N/A | #N/A | 88 | 45.92 | 6.6562 | #N/A | 0 | 0% | 1 | 50% | 0% | 0% | 0% | 8.2745 | 0 | 0 | 0 | 8.2745 | #N/A
2007-11-02 01:01 | 11 | 2 | 1 | 306.0004 | 7321 | 28.94 | 30.02 | 1017 | 28.94 | 0 | 0 | Cooling | 0 | #N/A | #N/A | #N/A | #N/A | 0 | 0 | 0 | 0 | 0 | 0 | #N/A | #N/A | 88 | 43.94 | 6.7915 | #N/A | 0 | 0% | 1 | 50% | 0% | 0% | 0% | 8.2745 | 0 | 0 | 0 | 8.2745 | #N/A
2007-11-02 02:01 | 11 | 2 | 2 | 306.0421 | 7322 | 28.94 | 30.02 | 1017 | 28.94 | 0 | 0 | Cooling | 0 | #N/A | #N/A | #N/A | #N/A | 0 | 0 | 0 | 0 | 0 | 0 | #N/A | #N/A | 88 | 43.94 | 6.7915 | #N/A | 0 | 0% | 1 | 50% | 0% | 0% | 0% | 8.2745 | 0 | 0 | 0 | 8.2745 | #N/A
2007-11-02 03:01 | 11 | 2 | 3 | 306.0838 | 7323 | 28.04 | 28.04 | 1017 | 28.04 | 0 | 0 | Cooling | 0 | #N/A | #N/A | #N/A | #N/A | 0 | 0 | 0 | 0 | 0 | 0 | #N/A | #N/A | 88 | 43.04 | 6.853 | #N/A | 0 | 0% | 1 | 50% | 0% | 0% | 0% | 8.2745 | 0 | 0 | 0 | 8.2745 | #N/A
2007-11-02 04:01 | 11 | 2 | 4 | 306.1254 | 7324 | 26.06 | 28.04 | 1017 | 26.06 | 0.69494 | 0 | Heating | 0.092659 | #N/A | #N/A | #N/A | #N/A | 0.69494 | #N/A | #N/A | 3.0859 | #N/A | 0 | 0 | 0 | 0 | 0 | 0 | 0 | 0 | 0.0003089% | 1 | 50% | 0% | 0% | 0% | 8.2745 | 0 | 0 | 0 | 8.2745 | #N/A
2007-11-02 05:01 | 11 | 2 | 5 | 306.1671 | 7325 | 26.96 | 28.04 | 1017 | 26.96 | 2.7356 | 0 | Heating | 0.36475 | #N/A | #N/A | #N/A | #N/A | 2.7356 | #N/A | #N/A | 3.1163 | #N/A | 0 | 0 | 0 | 0 | 0 | 0 | 0 | 0 | 0.001216% | 1 | 50% | 0% | 0% | 0% | 8.2745 | 0 | 0 | 0 | 8.2745 | #N/A
2007-11-02 06:01 | 11 | 2 | 6 | 306.2088 | 7326 | 26.6 | 24.98 | 1017 | 26.6 | 6.1226 | 0 | Heating | 0.81635 | #N/A | #N/A | #N/A | #N/A | 6.1226 | #N/A | #N/A | 3.104 | #N/A | 0 | 0 | 0 | 0 | 0 | 0 | 0 | 0 | 0.002721% | 1 | 50% | 0% | 0% | 0% | 8.2745 | 0 | 0 | 0 | 8.2745 | #N/A
2007-11-02 07:01 | 11 | 2 | 7 | 306.2504 | 7327 | 26.06 | 28.04 | 1017 | 26.06 | 316.5229 | 0 | Heating | 42.2031 | #N/A | #N/A | #N/A | #N/A | 316.5229 | #N/A | #N/A | 3.0859 | #N/A | 0 | 0 | 0 | 0 | 0 | 0 | 0 | 0 | 0.1407% | 1 | 50% | 0% | 0% | 0% | 8.2745 | 0 | 0 | 0 | 8.2745 | #N/A
2007-11-02 08:01 | 11 | 2 | 8 | 306.2921 | 7328 | 26.06 | 30.02 | 1017 | 26.06 | 111.9902 | 0 | Heating | 14.932 | #N/A | #N/A | #N/A | #N/A | 111.9902 | #N/A | #N/A | 3.0859 | #N/A | 0 | 0 | 0 | 0 | 0 | 0 | 0 | 0 | 0.04977% | 1 | 50% | 0% | 0% | 0% | 8.2745 | 0 | 0 | 0 | 8.2745 | #N/A
2007-11-02 09:01 | 11 | 2 | 9 | 306.3338 | 7329 | 35.96 | 33.08 | 1017 | 35.96 | 32.1498 | 0 | Heating | 4.2866 | #N/A | #N/A | #N/A | #N/A | 32.1498 | #N/A | #N/A | 3.5052 | #N/A | 0 | 0 | 0 | 0 | 0 | 0 | 0 | 0 | 0.01429% | 1 | 50% | 0% | 0% | 0% | 8.2745 | 0 | 0 | 0 | 8.2745 | #N/A
2007-11-02 10:01 | 11 | 2 | 10 | 306.3754 | 7330 | 41 | 35.06 | 1016 | 41 | 9.5218 | 0 | Heating | 1.2696 | #N/A | #N/A | #N/A | #N/A | 9.5218 | #N/A | #N/A | 3.8033 | #N/A | 0 | 0 | 0 | 0 | 0 | 0 | 0 | 0 | 0.004232% | 1 | 50% | 0% | 0% | 0% | 8.2745 | 0 | 0 | 0 | 8.2745 | #N/A
2007-11-02 11:01 | 11 | 2 | 11 | 306.4171 | 7331 | 41 | 37.04 | 1016 | 41 | 6.0953 | 0 | Heating | 0.8127 | #N/A | #N/A | #N/A | #N/A | 6.0953 | #N/A | #N/A | 3.8033 | #N/A | 0 | 0 | 0 | 0 | 0 | 0 | 0 | 0 | 0.002709% | 1 | 50% | 0% | 0% | 0% | 8.2745 | 0 | 0 | 0 | 8.2745 | #N/A
2007-11-02 12:01 | 11 | 2 | 12 | 306.4588 | 7332 | 48.92 | 39.02 | 1014 | 48.92 | 0.033218 | 0 | Heating | 0.0044291 | #N/A | #N/A | #N/A | #N/A | 0.033218 | #N/A | #N/A | 4.4149 | #N/A | 0 | 0 | 0 | 0 | 0 | 0 | 0 | 0 | 1.476e-05% | 1 | 50% | 0% | 0% | 0% | 8.2745 | 0 | 0 | 0 | 8.2745 | #N/A
2007-11-02 13:01 | 11 | 2 | 13 | 306.5004 | 7333 | 51.08 | 39.02 | 1013 | 51.08 | 0 | 12.768 | Cooling | 2.128 | #N/A | #N/A | #N/A | #N/A | 0 | 0 | 0 | 0 | 0 | 12.768 | #N/A | #N/A | 88 | 66.08 | 5.2786 | #N/A | 0.039474 | 0.007093% | 1 | 50% | 0% | 0% | 0% | 8.2745 | 0 | 0 | 0 | 8.2745 | #N/A
2007-11-02 14:01 | 11 | 2 | 14 | 306.5421 | 7334 | 51.08 | 39.92 | 1012 | 51.08 | 0 | 18.7395 | Cooling | 3.1232 | #N/A | #N/A | #N/A | #N/A | 0 | 0 | 0 | 0 | 0 | 18.7395 | #N/A | #N/A | 88 | 66.08 | 5.2786 | #N/A | 0.057935 | 0.01041% | 1 | 50% | 0% | 0% | 0% | 8.2745 | 0 | 0 | 0 | 8.2745 | #N/A
2007-11-02 15:01 | 11 | 2 | 15 | 306.5838 | 7335 | 55.04 | 39.92 | 1012 | 55.04 | 0 | 19.5365 | Cooling | 3.2561 | #N/A | #N/A | #N/A | #N/A | 0 | 0 | 0 | 0 | 0 | 19.5365 | #N/A | #N/A | 88 | 70.04 | 5.008 | #N/A | 0.0604 | 0.01085% | 1 | 50% | 0% | 0% | 0% | 8.2745 | 0 | 0 | 0 | 8.2745 | #N/A
2007-11-02 16:01 | 11 | 2 | 16 | 306.6254 | 7336 | 55.04 | 39.02 | 1011 | 55.04 | 0 | 14.7591 | Cooling | 2.4599 | #N/A | #N/A | #N/A | #N/A | 0 | 0 | 0 | 0 | 0 | 14.7591 | #N/A | #N/A | 88 | 70.04 | 5.008 | #N/A | 0.04563 | 0.0082% | 1 | 50% | 0% | 0% | 0% | 8.2745 | 0 | 0 | 0 | 8.2745 | #N/A
2007-11-02 17:01 | 11 | 2 | 17 | 306.6671 | 7337 | 55.04 | 39.02 | 1011 | 55.04 | 0 | 1.5671 | Cooling | 0.26119 | #N/A | #N/A | #N/A | #N/A | 0 | 0 | 0 | 0 | 0 | 1.5671 | #N/A | #N/A | 88 | 70.04 | 5.008 | #N/A | 0.004845 | 0.0008706% | 1 | 50% | 0% | 0% | 0% | 8.2745 | 0 | 0 | 0 | 8.2745 | #N/A
2007-11-02 18:01 | 11 | 2 | 18 | 306.7088 | 7338 | 53.06 | 39.02 | 1010 | 53.06 | 1.9002 | 0 | Heating | 0.25337 | #N/A | #N/A | #N/A | #N/A | 1.9002 | #N/A | #N/A | 4.8142 | #N/A | 0 | 0 | 0 | 0 | 0 | 0 | 0 | 0 | 0.0008446% | 1 | 50% | 0% | 0% | 0% | 8.2745 | 0 | 0 | 0 | 8.2745 | #N/A
2007-11-02 19:01 | 11 | 2 | 19 | 306.7504 | 7339 | 53.06 | 39.02 | 1011 | 53.06 | 0 | 0 | Cooling | 0 | #N/A | #N/A | #N/A | #N/A | 0 | 0 | 0 | 0 | 0 | 0 | #N/A | #N/A | 88 | 68.06 | 5.1433 | #N/A | 0 | 0% | 1 | 50% | 0% | 0% | 0% | 8.2745 | 0 | 0 | 0 | 8.2745 | #N/A
2007-11-02 20:01 | 11 | 2 | 20 | 306.7921 | 7340 | 53.06 | 37.94 | 1010 | 53.06 | 0 | 0 | Cooling | 0 | #N/A | #N/A | #N/A | #N/A | 0 | 0 | 0 | 0 | 0 | 0 | #N/A | #N/A | 88 | 68.06 | 5.1433 | #N/A | 0 | 0% | 1 | 50% | 0% | 0% | 0% | 8.2745 | 0 | 0 | 0 | 8.2745 | #N/A
2007-11-02 21:01 | 11 | 2 | 21 | 306.8338 | 7341 | 53.06 | 39.92 | 1009 | 53.06 | 0 | 0 | Cooling | 0 | #N/A | #N/A | #N/A | #N/A | 0 | 0 | 0 | 0 | 0 | 0 | #N/A | #N/A | 88 | 68.06 | 5.1433 | #N/A | 0 | 0% | 1 | 50% | 0% | 0% | 0% | 8.2745 | 0 | 0 | 0 | 8.2745 | #N/A
2007-11-02 22:01 | 11 | 2 | 22 | 306.8754 | 7342 | 51.98 | 39.92 | 1009 | 51.98 | 0 | 0 | Cooling | 0 | #N/A | #N/A | #N/A | #N/A | 0 | 0 | 0 | 0 | 0 | 0 | #N/A | #N/A | 88 | 66.98 | 5.2171 | #N/A | 0 | 0% | 1 | 50% | 0% | 0% | 0% | 8.2745 | 0 | 0 | 0 | 8.2745 | #N/A
2007-11-02 23:01 | 11 | 2 | 23 | 306.9171 | 7343 | 51.98 | 41 | 1008 | 51.98 | 0 | 0 | Cooling | 0 | #N/A | #N/A | #N/A | #N/A | 0 | 0 | 0 | 0 | 0 | 0 | #N/A | #N/A | 88 | 66.98 | 5.2171 | #N/A | 0 | 0% | 1 | 50% | 0% | 0% | 0% | 8.2745 | 0 | 0 | 0 | 8.2745 | #N/A
2007-11-03 00:01 | 11 | 3 | 0 | 306.9588 | 7344 | 53.06 | 42.08 | 1007 | 53.06 | 0 | 0 | Cooling | 0 | #N/A | #N/A | #N/A | #N/A | 0 | 0 | 0 | 0 | 0 | 0 | #N/A | #N/A | 88 | 68.06 | 5.1433 | #N/A | 0 | 0% | 1 | 50% | 0% | 0% | 0% | 8.2745 | 0 | 0 | 0 | 8.2745 | #N/A
2007-11-03 01:01 | 11 | 3 | 1 | 307.0004 | 7345 | 53.6 | 42.08 | 1007 | 53.6 | 0 | 0 | Cooling | 0 | #N/A | #N/A | #N/A | #N/A | 0 | 0 | 0 | 0 | 0 | 0 | #N/A | #N/A | 88 | 68.6 | 5.1064 | #N/A | 0 | 0% | 1 | 50% | 0% | 0% | 0% | 8.2745 | 0 | 0 | 0 | 8.2745 | #N/A
2007-11-03 02:01 | 11 | 3 | 2 | 307.0421 | 7346 | 53.06 | 42.08 | 1006 | 53.06 | 0 | 0 | Cooling | 0 | #N/A | #N/A | #N/A | #N/A | 0 | 0 | 0 | 0 | 0 | 0 | #N/A | #N/A | 88 | 68.06 | 5.1433 | #N/A | 0 | 0% | 1 | 50% | 0% | 0% | 0% | 8.2745 | 0 | 0 | 0 | 8.2745 | #N/A
2007-11-03 03:01 | 11 | 3 | 3 | 307.0838 | 7347 | 51.08 | 44.06 | 1005 | 51.08 | 0 | 0 | Cooling | 0 | #N/A | #N/A | #N/A | #N/A | 0 | 0 | 0 | 0 | 0 | 0 | #N/A | #N/A | 88 | 66.08 | 5.2786 | #N/A | 0 | 0% | 1 | 50% | 0% | 0% | 0% | 8.2745 | 0 | 0 | 0 | 8.2745 | #N/A
2007-11-03 04:01 | 11 | 3 | 4 | 307.1254 | 7348 | 50 | 44.96 | 1005 | 50 | 0 | 0 | Cooling | 0 | #N/A | #N/A | #N/A | #N/A | 0 | 0 | 0 | 0 | 0 | 0 | #N/A | #N/A | 88 | 65 | 5.3524 | #N/A | 0 | 0% | 1 | 50% | 0% | 0% | 0% | 8.2745 | 0 | 0 | 0 | 8.2745 | #N/A
2007-11-03 05:01 | 11 | 3 | 5 | 307.1671 | 7349 | 50 | 46.94 | 1004 | 50 | 0 | 0 | Cooling | 0 | #N/A | #N/A | #N/A | #N/A | 0 | 0 | 0 | 0 | 0 | 0 | #N/A | #N/A | 88 | 65 | 5.3524 | #N/A | 0 | 0% | 1 | 50% | 0% | 0% | 0% | 8.2745 | 0 | 0 | 0 | 8.2745 | #N/A
2007-11-03 06:01 | 11 | 3 | 6 | 307.2088 | 7350 | 50 | 46.94 | 1003 | 50 | 0 | 0 | Cooling | 0 | #N/A | #N/A | #N/A | #N/A | 0 | 0 | 0 | 0 | 0 | 0 | #N/A | #N/A | 88 | 65 | 5.3524 | #N/A | 0 | 0% | 1 | 50% | 0% | 0% | 0% | 8.2745 | 0 | 0 | 0 | 8.2745 | #N/A
2007-11-03 07:01 | 11 | 3 | 7 | 307.2504 | 7351 | 50 | 46.94 | 1004 | 50 | 0 | 0 | Cooling | 0 | #N/A | #N/A | #N/A | #N/A | 0 | 0 | 0 | 0 | 0 | 0 | #N/A | #N/A | 88 | 65 | 5.3524 | #N/A | 0 | 0% | 1 | 50% | 0% | 0% | 0% | 8.2745 | 0 | 0 | 0 | 8.2745 | #N/A
2007-11-03 08:01 | 11 | 3 | 8 | 307.2921 | 7352 | 50 | 50 | 1004 | 50 | 0 | 0 | Cooling | 0 | #N/A | #N/A | #N/A | #N/A | 0 | 0 | 0 | 0 | 0 | 0 | #N/A | #N/A | 88 | 65 | 5.3524 | #N/A | 0 | 0% | 1 | 50% | 0% | 0% | 0% | 8.2745 | 0 | 0 | 0 | 8.2745 | #N/A
2007-11-03 09:01 | 11 | 3 | 9 | 307.3338 | 7353 | 53.96 | 51.08 | 1004 | 53.96 | 0 | 0 | Cooling | 0 | #N/A | #N/A | #N/A | #N/A | 0 | 0 | 0 | 0 | 0 | 0 | #N/A | #N/A | 88 | 68.96 | 5.0818 | #N/A | 0 | 0% | 1 | 50% | 0% | 0% | 0% | 8.2745 | 0 | 0 | 0 | 8.2745 | #N/A
2007-11-03 10:01 | 11 | 3 | 10 | 307.3754 | 7354 | 55.94 | 51.98 | 1002 | 55.94 | 0 | 0 | Cooling | 0 | #N/A | #N/A | #N/A | #N/A | 0 | 0 | 0 | 0 | 0 | 0 | #N/A | #N/A | 88 | 70.94 | 4.9465 | #N/A | 0 | 0% | 1 | 50% | 0% | 0% | 0% | 8.2745 | 0 | 0 | 0 | 8.2745 | #N/A
2007-11-03 11:01 | 11 | 3 | 11 | 307.4171 | 7355 | 55.94 | 51.98 | 1001 | 55.94 | 0 | 0 | Cooling | 0 | #N/A | #N/A | #N/A | #N/A | 0 | 0 | 0 | 0 | 0 | 0 | #N/A | #N/A | 88 | 70.94 | 4.9465 | #N/A | 0 | 0% | 1 | 50% | 0% | 0% | 0% | 8.2745 | 0 | 0 | 0 | 8.2745 | #N/A
2007-11-03 12:01 | 11 | 3 | 12 | 307.4588 | 7356 | 57.02 | 51.98 | 1000 | 57.02 | 0 | 0 | Cooling | 0 | #N/A | #N/A | #N/A | #N/A | 0 | 0 | 0 | 0 | 0 | 0 | #N/A | #N/A | 88 | 72.02 | 4.8727 | #N/A | 0 | 0% | 1 | 50% | 0% | 0% | 0% | 8.2745 | 0 | 0 | 0 | 8.2745 | #N/A
2007-11-03 13:01 | 11 | 3 | 13 | 307.5004 | 7357 | 60.98 | 53.06 | 999 | 60.98 | 0 | 0 | Cooling | 0 | #N/A | #N/A | #N/A | #N/A | 0 | 0 | 0 | 0 | 0 | 0 | #N/A | #N/A | 88 | 75.98 | 4.6021 | #N/A | 0 | 0% | 1 | 50% | 0% | 0% | 0% | 8.2745 | 0 | 0 | 0 | 8.2745 | #N/A
2007-11-03 14:01 | 11 | 3 | 14 | 307.5421 | 7358 | 60.98 | 55.04 | 999 | 60.98 | 0 | 0 | Cooling | 0 | #N/A | #N/A | #N/A | #N/A | 0 | 0 | 0 | 0 | 0 | 0 | #N/A | #N/A | 88 | 75.98 | 4.6021 | #N/A | 0 | 0% | 1 | 50% | 0% | 0% | 0% | 8.2745 | 0 | 0 | 0 | 8.2745 | #N/A
2007-11-03 15:01 | 11 | 3 | 15 | 307.5838 | 7359 | 62.96 | 57.92 | 999 | 62.96 | 0 | 0 | Cooling | 0 | #N/A | #N/A | #N/A | #N/A | 0 | 0 | 0 | 0 | 0 | 0 | #N/A | #N/A | 88 | 77.96 | 4.4668 | #N/A | 0 | 0% | 1 | 50% | 0% | 0% | 0% | 8.2745 | 0 | 0 | 0 | 8.2745 | #N/A
2007-11-03 16:01 | 11 | 3 | 16 | 307.6254 | 7360 | 62.96 | 57.92 | 999 | 62.96 | 0 | 0 | Cooling | 0 | #N/A | #N/A | #N/A | #N/A | 0 | 0 | 0 | 0 | 0 | 0 | #N/A | #N/A | 88 | 77.96 | 4.4668 | #N/A | 0 | 0% | 1 | 50% | 0% | 0% | 0% | 8.2745 | 0 | 0 | 0 | 8.2745 | #N/A
2007-11-03 17:01 | 11 | 3 | 17 | 307.6671 | 7361 | 62.96 | 57.92 | 999 | 62.96 | 0 | 0 | Cooling | 0 | #N/A | #N/A | #N/A | #N/A | 0 | 0 | 0 | 0 | 0 | 0 | #N/A | #N/A | 88 | 77.96 | 4.4668 | #N/A | 0 | 0% | 1 | 50% | 0% | 0% | 0% | 8.2745 | 0 | 0 | 0 | 8.2745 | #N/A
2007-11-03 18:01 | 11 | 3 | 18 | 307.7088 | 7362 | 59 | 57.92 | 999 | 59 | 0 | 0 | Cooling | 0 | #N/A | #N/A | #N/A | #N/A | 0 | 0 | 0 | 0 | 0 | 0 | #N/A | #N/A | 88 | 74 | 4.7374 | #N/A | 0 | 0% | 1 | 50% | 0% | 0% | 0% | 8.2745 | 0 | 0 | 0 | 8.2745 | #N/A
2007-11-03 19:01 | 11 | 3 | 19 | 307.7504 | 7363 | 57.02 | 55.94 | 999 | 57.02 | 0 | 0 | Cooling | 0 | #N/A | #N/A | #N/A | #N/A | 0 | 0 | 0 | 0 | 0 | 0 | #N/A | #N/A | 88 | 72.02 | 4.8727 | #N/A | 0 | 0% | 1 | 50% | 0% | 0% | 0% | 8.2745 | 0 | 0 | 0 | 8.2745 | #N/A
2007-11-03 20:01 | 11 | 3 | 20 | 307.7921 | 7364 | 57.02 | 57.02 | 998 | 57.02 | 0 | 0 | Cooling | 0 | #N/A | #N/A | #N/A | #N/A | 0 | 0 | 0 | 0 | 0 | 0 | #N/A | #N/A | 88 | 72.02 | 4.8727 | #N/A | 0 | 0% | 1 | 50% | 0% | 0% | 0% | 8.2745 | 0 | 0 | 0 | 8.2745 | #N/A
2007-11-03 21:01 | 11 | 3 | 21 | 307.8338 | 7365 | 55.04 | 55.94 | 998 | 55.04 | 0 | 0 | Cooling | 0 | #N/A | #N/A | #N/A | #N/A | 0 | 0 | 0 | 0 | 0 | 0 | #N/A | #N/A | 88 | 70.04 | 5.008 | #N/A | 0 | 0% | 1 | 50% | 0% | 0% | 0% | 8.2745 | 0 | 0 | 0 | 8.2745 | #N/A
2007-11-03 22:01 | 11 | 3 | 22 | 307.8754 | 7366 | 55.94 | 53.96 | 997 | 55.94 | 0 | 0 | Cooling | 0 | #N/A | #N/A | #N/A | #N/A | 0 | 0 | 0 | 0 | 0 | 0 | #N/A | #N/A | 88 | 70.94 | 4.9465 | #N/A | 0 | 0% | 1 | 50% | 0% | 0% | 0% | 8.2745 | 0 | 0 | 0 | 8.2745 | #N/A
2007-11-03 23:01 | 11 | 3 | 23 | 307.9171 | 7367 | 55.94 | 50 | 997 | 55.94 | 0 | 0 | Cooling | 0 | #N/A | #N/A | #N/A | #N/A | 0 | 0 | 0 | 0 | 0 | 0 | #N/A | #N/A | 88 | 70.94 | 4.9465 | #N/A | 0 | 0% | 1 | 50% | 0% | 0% | 0% | 8.2745 | 0 | 0 | 0 | 8.2745 | #N/A
2007-11-04 00:01 | 11 | 4 | 0 | 307.9588 | 7368 | 55.94 | 51.98 | 996 | 55.94 | 0 | 0 | Cooling | 0 | #N/A | #N/A | #N/A | #N/A | 0 | 0 | 0 | 0 | 0 | 0 | #N/A | #N/A | 88 | 70.94 | 4.9465 | #N/A | 0 | 0% | 1 | 50% | 0% | 0% | 0% | 8.2745 | 0 | 0 | 0 | 8.2745 | #N/A
2007-11-04 01:01 | 11 | 4 | 1 | 308.0004 | 7369 | 55.04 | 51.08 | 996 | 55.04 | 0 | 0 | Cooling | 0 | #N/A | #N/A | #N/A | #N/A | 0 | 0 | 0 | 0 | 0 | 0 | #N/A | #N/A | 88 | 70.04 | 5.008 | #N/A | 0 | 0% | 1 | 50% | 0% | 0% | 0% | 8.2745 | 0 | 0 | 0 | 8.2745 | #N/A
2007-11-04 02:01 | 11 | 4 | 2 | 308.0421 | 7370 | 55.04 | 51.08 | 995 | 55.04 | 0 | 0 | Cooling | 0 | #N/A | #N/A | #N/A | #N/A | 0 | 0 | 0 | 0 | 0 | 0 | #N/A | #N/A | 88 | 70.04 | 5.008 | #N/A | 0 | 0% | 1 | 50% | 0% | 0% | 0% | 8.2745 | 0 | 0 | 0 | 8.2745 | #N/A
2007-11-04 03:01 | 11 | 4 | 3 | 308.0838 | 7371 | 53.06 | 50 | 995 | 53.06 | 0 | 0 | Cooling | 0 | #N/A | #N/A | #N/A | #N/A | 0 | 0 | 0 | 0 | 0 | 0 | #N/A | #N/A | 88 | 68.06 | 5.1433 | #N/A | 0 | 0% | 1 | 50% | 0% | 0% | 0% | 8.2745 | 0 | 0 | 0 | 8.2745 | #N/A
2007-11-04 04:01 | 11 | 4 | 4 | 308.1254 | 7372 | 51.98 | 50 | 994 | 51.98 | 0 | 0 | Cooling | 0 | #N/A | #N/A | #N/A | #N/A | 0 | 0 | 0 | 0 | 0 | 0 | #N/A | #N/A | 88 | 66.98 | 5.2171 | #N/A | 0 | 0% | 1 | 50% | 0% | 0% | 0% | 8.2745 | 0 | 0 | 0 | 8.2745 | #N/A
2007-11-04 05:01 | 11 | 4 | 5 | 308.1671 | 7373 | 53.06 | 48.92 | 994 | 53.06 | 0 | 0 | Cooling | 0 | #N/A | #N/A | #N/A | #N/A | 0 | 0 | 0 | 0 | 0 | 0 | #N/A | #N/A | 88 | 68.06 | 5.1433 | #N/A | 0 | 0% | 1 | 50% | 0% | 0% | 0% | 8.2745 | 0 | 0 | 0 | 8.2745 | #N/A
2007-11-04 06:01 | 11 | 4 | 6 | 308.2088 | 7374 | 51.98 | 48.02 | 993 | 51.98 | 0 | 0 | Cooling | 0 | #N/A | #N/A | #N/A | #N/A | 0 | 0 | 0 | 0 | 0 | 0 | #N/A | #N/A | 88 | 66.98 | 5.2171 | #N/A | 0 | 0% | 1 | 50% | 0% | 0% | 0% | 8.2745 | 0 | 0 | 0 | 8.2745 | #N/A
2007-11-04 07:01 | 11 | 4 | 7 | 308.2504 | 7375 | 51.98 | 48.02 | 993 | 51.98 | 0 | 13.3918 | Cooling | 2.232 | #N/A | #N/A | #N/A | #N/A | 0 | 0 | 0 | 0 | 0 | 13.3918 | #N/A | #N/A | 88 | 66.98 | 5.2171 | #N/A | 0.041402 | 0.00744% | 1 | 50% | 0% | 0% | 0% | 8.2745 | 0 | 0 | 0 | 8.2745 | #N/A
2007-11-04 08:01 | 11 | 4 | 8 | 308.2921 | 7376 | 51.98 | 48.02 | 993 | 51.98 | 0 | 0 | Cooling | 0 | #N/A | #N/A | #N/A | #N/A | 0 | 0 | 0 | 0 | 0 | 0 | #N/A | #N/A | 88 | 66.98 | 5.2171 | #N/A | 0 | 0% | 1 | 50% | 0% | 0% | 0% | 8.2745 | 0 | 0 | 0 | 8.2745 | #N/A
2007-11-04 09:01 | 11 | 4 | 9 | 308.3338 | 7377 | 53.06 | 48.02 | 993 | 53.06 | 0 | 248.9636 | Cooling | 41.4939 | #N/A | #N/A | #N/A | #N/A | 0 | 0 | 0 | 0 | 0 | 248.9636 | #N/A | #N/A | 88 | 68.06 | 5.1433 | #N/A | 0.7697 | 0.1383% | 1 | 50% | 0% | 0% | 0% | 8.2745 | 0 | 0 | 0 | 8.2745 | #N/A
2007-11-04 10:01 | 11 | 4 | 10 | 308.3754 | 7378 | 53.06 | 48.02 | 992 | 53.06 | 0 | 348.9764 | Cooling | 58.1627 | #N/A | #N/A | #N/A | #N/A | 0 | 0 | 0 | 0 | 0 | 348.9764 | #N/A | #N/A | 88 | 68.06 | 5.1433 | #N/A | 1.0789 | 0.1939% | 1 | 50% | 0% | 0% | 0% | 8.2745 | 0 | 0 | 0 | 8.2745 | #N/A
2007-11-04 11:01 | 11 | 4 | 11 | 308.4171 | 7379 | 53.06 | 48.92 | 992 | 53.06 | 0 | 335.6856 | Cooling | 55.9476 | #N/A | #N/A | #N/A | #N/A | 0 | 0 | 0 | 0 | 0 | 335.6856 | #N/A | #N/A | 88 | 68.06 | 5.1433 | #N/A | 1.0378 | 0.1865% | 1 | 50% | 0% | 0% | 0% | 8.2745 | 0 | 0 | 0 | 8.2745 | #N/A
2007-11-04 12:01 | 11 | 4 | 12 | 308.4588 | 7380 | 53.06 | 50 | 990 | 53.06 | 0 | 507.6714 | Cooling | 84.6119 | #N/A | #N/A | #N/A | #N/A | 0 | 0 | 0 | 0 | 0 | 507.6714 | #N/A | #N/A | 88 | 68.06 | 5.1433 | #N/A | 1.5695 | 0.282% | 1 | 50% | 0% | 0% | 0% | 8.2745 | 0 | 0 | 0 | 8.2745 | #N/A
2007-11-04 13:01 | 11 | 4 | 13 | 308.5004 | 7381 | 55.04 | 50 | 990 | 55.04 | 0 | 513.3186 | Cooling | 85.5531 | #N/A | #N/A | #N/A | #N/A | 0 | 0 | 0 | 0 | 0 | 513.3186 | #N/A | #N/A | 88 | 70.04 | 5.008 | #N/A | 1.587 | 0.2852% | 1 | 50% | 0% | 0% | 0% | 8.2745 | 0 | 0 | 0 | 8.2745 | #N/A
2007-11-04 14:01 | 11 | 4 | 14 | 308.5421 | 7382 | 55.04 | 51.08 | 989 | 55.04 | 0 | 778.9444 | Cooling | 129.8241 | #N/A | #N/A | #N/A | #N/A | 0 | 0 | 0 | 0 | 0 | 778.9444 | #N/A | #N/A | 88 | 70.04 | 5.008 | #N/A | 2.4082 | 0.4327% | 1 | 50% | 0% | 0% | 0% | 8.2745 | 0 | 0 | 0 | 8.2745 | #N/A
2007-11-04 15:01 | 11 | 4 | 15 | 308.5838 | 7383 | 57.02 | 51.98 | 989 | 57.02 | 0 | 871.9457 | Cooling | 145.3243 | #N/A | #N/A | #N/A | #N/A | 0 | 0 | 0 | 0 | 0 | 871.9457 | #N/A | #N/A | 88 | 72.02 | 4.8727 | #N/A | 2.6957 | 0.4844% | 1 | 50% | 0% | 0% | 0% | 8.2745 | 0 | 0 | 0 | 8.2745 | #N/A
2007-11-04 16:01 | 11 | 4 | 16 | 308.6254 | 7384 | 57.92 | 51.98 | 989 | 57.92 | 0 | 887.9604 | Cooling | 147.9934 | #N/A | #N/A | #N/A | #N/A | 0 | 0 | 0 | 0 | 0 | 887.9604 | #N/A | #N/A | 88 | 72.92 | 4.8112 | #N/A | 2.7452 | 0.4933% | 1 | 50% | 0% | 0% | 0% | 8.2745 | 0 | 0 | 0 | 8.2745 | #N/A
2007-11-04 17:01 | 11 | 4 | 17 | 308.6671 | 7385 | 57.92 | 53.06 | 989 | 57.92 | 0 | 1022.7754 | Cooling | 170.4626 | #N/A | #N/A | #N/A | #N/A | 0 | 0 | 0 | 0 | 0 | 1022.7754 | #N/A | #N/A | 88 | 72.92 | 4.8112 | #N/A | 3.162 | 0.5682% | 1 | 50% | 0% | 0% | 0% | 8.2745 | 0 | 0 | 0 | 8.2745 | #N/A
2007-11-04 18:01 | 11 | 4 | 18 | 308.7088 | 7386 | 55.04 | 53.06 | 990 | 55.04 | 0 | 859.1339 | Cooling | 143.189 | #N/A | #N/A | #N/A | #N/A | 0 | 0 | 0 | 0 | 0 | 859.1339 | #N/A | #N/A | 88 | 70.04 | 5.008 | #N/A | 2.6561 | 0.4773% | 1 | 50% | 0% | 0% | 0% | 8.2745 | 0 | 0 | 0 | 8.2745 | #N/A
2007-11-04 19:01 | 11 | 4 | 19 | 308.7504 | 7387 | 53.06 | 53.06 | 990 | 53.06 | 0 | 642.252 | Cooling | 107.042 | #N/A | #N/A | #N/A | #N/A | 0 | 0 | 0 | 0 | 0 | 642.252 | #N/A | #N/A | 88 | 68.06 | 5.1433 | #N/A | 1.9856 | 0.3568% | 1 | 50% | 0% | 0% | 0% | 8.2745 | 0 | 0 | 0 | 8.2745 | #N/A
2007-11-04 20:01 | 11 | 4 | 20 | 308.7921 | 7388 | 53.6 | 51.08 | 990 | 53.6 | 0 | 455.3466 | Cooling | 75.8911 | #N/A | #N/A | #N/A | #N/A | 0 | 0 | 0 | 0 | 0 | 455.3466 | #N/A | #N/A | 88 | 68.6 | 5.1064 | #N/A | 1.4078 | 0.253% | 1 | 50% | 0% | 0% | 0% | 8.2745 | 0 | 0 | 0 | 8.2745 | #N/A
2007-11-04 21:01 | 11 | 4 | 21 | 308.8338 | 7389 | 53.06 | 51.98 | 990 | 53.06 | 0 | 276.1306 | Cooling | 46.0218 | #N/A | #N/A | #N/A | #N/A | 0 | 0 | 0 | 0 | 0 | 276.1306 | #N/A | #N/A | 88 | 68.06 | 5.1433 | #N/A | 0.85369 | 0.1534% | 1 | 50% | 0% | 0% | 0% | 8.2745 | 0 | 0 | 0 | 8.2745 | #N/A
2007-11-04 22:01 | 11 | 4 | 22 | 308.8754 | 7390 | 53.06 | 51.98 | 989 | 53.06 | 0 | 208.953 | Cooling | 34.8255 | #N/A | #N/A | #N/A | #N/A | 0 | 0 | 0 | 0 | 0 | 208.953 | #N/A | #N/A | 88 | 68.06 | 5.1433 | #N/A | 0.646 | 0.1161% | 1 | 50% | 0% | 0% | 0% | 8.2745 | 0 | 0 | 0 | 8.2745 | #N/A
2007-11-04 23:01 | 11 | 4 | 23 | 308.9171 | 7391 | 53.06 | 51.98 | 988 | 53.06 | 0 | 0 | Cooling | 0 | #N/A | #N/A | #N/A | #N/A | 0 | 0 | 0 | 0 | 0 | 0 | #N/A | #N/A | 88 | 68.06 | 5.1433 | #N/A | 0 | 0% | 1 | 50% | 0% | 0% | 0% | 8.2745 | 0 | 0 | 0 | 8.2745 | #N/A
2007-11-05 00:01 | 11 | 5 | 0 | 308.9588 | 7392 | 51.98 | 51.98 | 988 | 51.98 | 0 | 0 | Cooling | 0 | #N/A | #N/A | #N/A | #N/A | 0 | 0 | 0 | 0 | 0 | 0 | #N/A | #N/A | 88 | 66.98 | 5.2171 | #N/A | 0 | 0% | 1 | 50% | 0% | 0% | 0% | 8.2745 | 0 | 0 | 0 | 8.2745 | #N/A
2007-11-05 01:01 | 11 | 5 | 1 | 309.0004 | 7393 | 50 | 51.98 | 987 | 50 | 0 | 0 | Cooling | 0 | #N/A | #N/A | #N/A | #N/A | 0 | 0 | 0 | 0 | 0 | 0 | #N/A | #N/A | 88 | 65 | 5.3524 | #N/A | 0 | 0% | 1 | 50% | 0% | 0% | 0% | 8.2745 | 0 | 0 | 0 | 8.2745 | #N/A
2007-11-05 02:01 | 11 | 5 | 2 | 309.0421 | 7394 | 50 | 53.96 | 986 | 50 | 0 | 0 | Cooling | 0 | #N/A | #N/A | #N/A | #N/A | 0 | 0 | 0 | 0 | 0 | 0 | #N/A | #N/A | 88 | 65 | 5.3524 | #N/A | 0 | 0% | 1 | 50% | 0% | 0% | 0% | 8.2745 | 0 | 0 | 0 | 8.2745 | #N/A
2007-11-05 03:01 | 11 | 5 | 3 | 309.0838 | 7395 | 50 | 53.06 | 986 | 50 | 0 | 0 | Cooling | 0 | #N/A | #N/A | #N/A | #N/A | 0 | 0 | 0 | 0 | 0 | 0 | #N/A | #N/A | 88 | 65 | 5.3524 | #N/A | 0 | 0% | 1 | 50% | 0% | 0% | 0% | 8.2745 | 0 | 0 | 0 | 8.2745 | #N/A
2007-11-05 04:01 | 11 | 5 | 4 | 309.1254 | 7396 | 48.92 | 51.08 | 987 | 48.92 | 0 | 0 | Cooling | 0 | #N/A | #N/A | #N/A | #N/A | 0 | 0 | 0 | 0 | 0 | 0 | #N/A | #N/A | 88 | 63.92 | 5.4262 | #N/A | 0 | 0% | 1 | 50% | 0% | 0% | 0% | 8.2745 | 0 | 0 | 0 | 8.2745 | #N/A
2007-11-05 05:01 | 11 | 5 | 5 | 309.1671 | 7397 | 48.92 | 44.06 | 988 | 48.92 | 0 | 0 | Cooling | 0 | #N/A | #N/A | #N/A | #N/A | 0 | 0 | 0 | 0 | 0 | 0 | #N/A | #N/A | 88 | 63.92 | 5.4262 | #N/A | 0 | 0% | 1 | 50% | 0% | 0% | 0% | 8.2745 | 0 | 0 | 0 | 8.2745 | #N/A
2007-11-05 06:01 | 11 | 5 | 6 | 309.2088 | 7398 | 48.02 | 41 | 990 | 48.02 | 0 | 0 | Cooling | 0 | #N/A | #N/A | #N/A | #N/A | 0 | 0 | 0 | 0 | 0 | 0 | #N/A | #N/A | 88 | 63.02 | 5.4877 | #N/A | 0 | 0% | 1 | 50% | 0% | 0% | 0% | 8.2745 | 0 | 0 | 0 | 8.2745 | #N/A
2007-11-05 07:01 | 11 | 5 | 7 | 309.2504 | 7399 | 48.02 | 39.02 | 990 | 48.02 | 1.4639 | 0 | Heating | 0.19518 | #N/A | #N/A | #N/A | #N/A | 1.4639 | #N/A | #N/A | 4.3357 | #N/A | 0 | 0 | 0 | 0 | 0 | 0 | 0 | 0 | 0.0006506% | 1 | 50% | 0% | 0% | 0% | 8.2745 | 0 | 0 | 0 | 8.2745 | #N/A
2007-11-05 08:01 | 11 | 5 | 8 | 309.2921 | 7400 | 48.02 | 37.04 | 991 | 48.02 | 0 | 0.23162 | Cooling | 0.038604 | #N/A | #N/A | #N/A | #N/A | 0 | 0 | 0 | 0 | 0 | 0.23162 | #N/A | #N/A | 88 | 63.02 | 5.4877 | #N/A | 0.00071609 | 0.0001287% | 1 | 50% | 0% | 0% | 0% | 8.2745 | 0 | 0 | 0 | 8.2745 | #N/A
2007-11-05 09:01 | 11 | 5 | 9 | 309.3338 | 7401 | 50 | 35.96 | 992 | 50 | 0 | 0.1163 | Cooling | 0.019384 | #N/A | #N/A | #N/A | #N/A | 0 | 0 | 0 | 0 | 0 | 0.1163 | #N/A | #N/A | 88 | 65 | 5.3524 | #N/A | 0.00035957 | 6.461e-05% | 1 | 50% | 0% | 0% | 0% | 8.2745 | 0 | 0 | 0 | 8.2745 | #N/A
2007-11-05 10:01 | 11 | 5 | 10 | 309.3754 | 7402 | 50 | 33.98 | 992 | 50 | 0 | 0.13311 | Cooling | 0.022185 | #N/A | #N/A | #N/A | #N/A | 0 | 0 | 0 | 0 | 0 | 0.13311 | #N/A | #N/A | 88 | 65 | 5.3524 | #N/A | 0.00041152 | 7.395e-05% | 1 | 50% | 0% | 0% | 0% | 8.2745 | 0 | 0 | 0 | 8.2745 | #N/A
2007-11-05 11:01 | 11 | 5 | 11 | 309.4171 | 7403 | 50 | 35.96 | 992 | 50 | 0 | 0.35462 | Cooling | 0.059103 | #N/A | #N/A | #N/A | #N/A | 0 | 0 | 0 | 0 | 0 | 0.35462 | #N/A | #N/A | 88 | 65 | 5.3524 | #N/A | 0.0010963 | 0.000197% | 1 | 50% | 0% | 0% | 0% | 8.2745 | 0 | 0 | 0 | 8.2745 | #N/A
2007-11-05 12:01 | 11 | 5 | 12 | 309.4588 | 7404 | 51.08 | 35.96 | 992 | 51.08 | 0 | 0.34086 | Cooling | 0.05681 | #N/A | #N/A | #N/A | #N/A | 0 | 0 | 0 | 0 | 0 | 0.34086 | #N/A | #N/A | 88 | 66.08 | 5.2786 | #N/A | 0.0010538 | 0.0001894% | 1 | 50% | 0% | 0% | 0% | 8.2745 | 0 | 0 | 0 | 8.2745 | #N/A
2007-11-05 13:01 | 11 | 5 | 13 | 309.5004 | 7405 | 51.98 | 33.98 | 991 | 51.98 | 0 | 0.29504 | Cooling | 0.049173 | #N/A | #N/A | #N/A | #N/A | 0 | 0 | 0 | 0 | 0 | 0.29504 | #N/A | #N/A | 88 | 66.98 | 5.2171 | #N/A | 0.00091214 | 0.0001639% | 1 | 50% | 0% | 0% | 0% | 8.2745 | 0 | 0 | 0 | 8.2745 | #N/A
2007-11-05 14:01 | 11 | 5 | 14 | 309.5421 | 7406 | 51.98 | 30.02 | 991 | 51.98 | 0 | 0.38201 | Cooling | 0.063669 | #N/A | #N/A | #N/A | #N/A | 0 | 0 | 0 | 0 | 0 | 0.38201 | #N/A | #N/A | 88 | 66.98 | 5.2171 | #N/A | 0.001181 | 0.0002122% | 1 | 50% | 0% | 0% | 0% | 8.2745 | 0 | 0 | 0 | 8.2745 | #N/A
2007-11-05 15:01 | 11 | 5 | 15 | 309.5838 | 7407 | 51.98 | 37.04 | 991 | 51.98 | 0 | 0.051364 | Cooling | 0.0085607 | #N/A | #N/A | #N/A | #N/A | 0 | 0 | 0 | 0 | 0 | 0.051364 | #N/A | #N/A | 88 | 66.98 | 5.2171 | #N/A | 0.0001588 | 2.854e-05% | 1 | 50% | 0% | 0% | 0% | 8.2745 | 0 | 0 | 0 | 8.2745 | #N/A
2007-11-05 16:01 | 11 | 5 | 16 | 309.6254 | 7408 | 50 | 35.06 | 992 | 50 | 0 | 0.081993 | Cooling | 0.013666 | #N/A | #N/A | #N/A | #N/A | 0 | 0 | 0 | 0 | 0 | 0.081993 | #N/A | #N/A | 88 | 65 | 5.3524 | #N/A | 0.00025349 | 4.555e-05% | 1 | 50% | 0% | 0% | 0% | 8.2745 | 0 | 0 | 0 | 8.2745 | #N/A
2007-11-05 17:01 | 11 | 5 | 17 | 309.6671 | 7409 | 50 | 33.98 | 992 | 50 | 0 | 0.1347 | Cooling | 0.022449 | #N/A | #N/A | #N/A | #N/A | 0 | 0 | 0 | 0 | 0 | 0.1347 | #N/A | #N/A | 88 | 65 | 5.3524 | #N/A | 0.00041643 | 7.483e-05% | 1 | 50% | 0% | 0% | 0% | 8.2745 | 0 | 0 | 0 | 8.2745 | #N/A
2007-11-05 18:01 | 11 | 5 | 18 | 309.7088 | 7410 | 44.96 | 35.06 | 993 | 44.96 | 0 | 0.12631 | Cooling | 0.021052 | #N/A | #N/A | #N/A | #N/A | 0 | 0 | 0 | 0 | 0 | 0.12631 | #N/A | #N/A | 88 | 59.96 | 5.6968 | #N/A | 0.0003905 | 7.017e-05% | 1 | 50% | 0% | 0% | 0% | 8.2745 | 0 | 0 | 0 | 8.2745 | #N/A
2007-11-05 19:01 | 11 | 5 | 19 | 309.7504 | 7411 | 44.06 | 33.08 | 993 | 44.06 | 0 | 0.47422 | Cooling | 0.079036 | #N/A | #N/A | #N/A | #N/A | 0 | 0 | 0 | 0 | 0 | 0.47422 | #N/A | #N/A | 88 | 59.06 | 5.7583 | #N/A | 0.0014661 | 0.0002635% | 1 | 50% | 0% | 0% | 0% | 8.2745 | 0 | 0 | 0 | 8.2745 | #N/A
2007-11-05 20:01 | 11 | 5 | 20 | 309.7921 | 7412 | 44.06 | 32 | 994 | 44.06 | 0 | 0.43676 | Cooling | 0.072793 | #N/A | #N/A | #N/A | #N/A | 0 | 0 | 0 | 0 | 0 | 0.43676 | #N/A | #N/A | 88 | 59.06 | 5.7583 | #N/A | 0.0013503 | 0.0002426% | 1 | 50% | 0% | 0% | 0% | 8.2745 | 0 | 0 | 0 | 8.2745 | #N/A
2007-11-05 21:01 | 11 | 5 | 21 | 309.8338 | 7413 | 41 | 30.02 | 995 | 41 | 1.7867 | 0 | Heating | 0.23823 | #N/A | #N/A | #N/A | #N/A | 1.7867 | #N/A | #N/A | 3.8033 | #N/A | 0 | 0 | 0 | 0 | 0 | 0 | 0 | 0 | 0.0007941% | 1 | 50% | 0% | 0% | 0% | 8.2745 | 0 | 0 | 0 | 8.2745 | #N/A
2007-11-05 22:01 | 11 | 5 | 22 | 309.8754 | 7414 | 37.94 | 30.02 | 996 | 37.94 | 5.4894 | 0 | Heating | 0.73192 | #N/A | #N/A | #N/A | #N/A | 5.4894 | #N/A | #N/A | 3.6146 | #N/A | 0 | 0 | 0 | 0 | 0 | 0 | 0 | 0 | 0.00244% | 1 | 50% | 0% | 0% | 0% | 8.2745 | 0 | 0 | 0 | 8.2745 | #N/A
2007-11-05 23:01 | 11 | 5 | 23 | 309.9171 | 7415 | 37.94 | 26.06 | 997 | 37.94 | 0 | 0.0043709 | Cooling | 0.00072848 | #N/A | #N/A | #N/A | #N/A | 0 | 0 | 0 | 0 | 0 | 0.0043709 | #N/A | #N/A | 88 | 52.94 | 6.1765 | #N/A | 1.3513e-05 | 2.428e-06% | 1 | 50% | 0% | 0% | 0% | 8.2745 | 0 | 0 | 0 | 8.2745 | #N/A
2007-11-06 00:01 | 11 | 6 | 0 | 309.9588 | 7416 | 32 | 21.92 | 997 | 32 | 0 | 0.010047 | Cooling | 0.0016746 | #N/A | #N/A | #N/A | #N/A | 0 | 0 | 0 | 0 | 0 | 0.010047 | #N/A | #N/A | 88 | 47 | 6.5824 | #N/A | 3.1063e-05 | 5.582e-06% | 1 | 50% | 0% | 0% | 0% | 8.2745 | 0 | 0 | 0 | 8.2745 | #N/A
2007-11-06 01:01 | 11 | 6 | 1 | 310.0004 | 7417 | 33.08 | 19.94 | 998 | 33.08 | 0 | 0.014988 | Cooling | 0.002498 | #N/A | #N/A | #N/A | #N/A | 0 | 0 | 0 | 0 | 0 | 0.014988 | #N/A | #N/A | 88 | 48.08 | 6.5086 | #N/A | 4.6337e-05 | 8.327e-06% | 1 | 50% | 0% | 0% | 0% | 8.2745 | 0 | 0 | 0 | 8.2745 | #N/A
2007-11-06 02:01 | 11 | 6 | 2 | 310.0421 | 7418 | 33.08 | 19.04 | 998 | 33.08 | 0 | 0.0039275 | Cooling | 0.00065459 | #N/A | #N/A | #N/A | #N/A | 0 | 0 | 0 | 0 | 0 | 0.0039275 | #N/A | #N/A | 88 | 48.08 | 6.5086 | #N/A | 1.2142e-05 | 2.182e-06% | 1 | 50% | 0% | 0% | 0% | 8.2745 | 0 | 0 | 0 | 8.2745 | #N/A
2007-11-06 03:01 | 11 | 6 | 3 | 310.0838 | 7419 | 35.06 | 19.94 | 999 | 35.06 | 0 | 0 | Cooling | 0 | #N/A | #N/A | #N/A | #N/A | 0 | 0 | 0 | 0 | 0 | 0 | #N/A | #N/A | 88 | 50.06 | 6.3733 | #N/A | 0 | 0% | 1 | 50% | 0% | 0% | 0% | 8.2745 | 0 | 0 | 0 | 8.2745 | #N/A
2007-11-06 04:01 | 11 | 6 | 4 | 310.1254 | 7420 | 37.04 | 23 | 999 | 37.04 | 0 | 0 | Cooling | 0 | #N/A | #N/A | #N/A | #N/A | 0 | 0 | 0 | 0 | 0 | 0 | #N/A | #N/A | 88 | 52.04 | 6.238 | #N/A | 0 | 0% | 1 | 50% | 0% | 0% | 0% | 8.2745 | 0 | 0 | 0 | 8.2745 | #N/A
2007-11-06 05:01 | 11 | 6 | 5 | 310.1671 | 7421 | 35.06 | 17.96 | 1000 | 35.06 | 1.3176 | 0 | Heating | 0.17568 | #N/A | #N/A | #N/A | #N/A | 1.3176 | #N/A | #N/A | 3.4585 | #N/A | 0 | 0 | 0 | 0 | 0 | 0 | 0 | 0 | 0.0005856% | 1 | 50% | 0% | 0% | 0% | 8.2745 | 0 | 0 | 0 | 8.2745 | #N/A
2007-11-06 06:01 | 11 | 6 | 6 | 310.2088 | 7422 | 39.2 | 17.96 | 1000 | 39.2 | 2.9626 | 0 | Heating | 0.39502 | #N/A | #N/A | #N/A | #N/A | 2.9626 | #N/A | #N/A | 3.6894 | #N/A | 0 | 0 | 0 | 0 | 0 | 0 | 0 | 0 | 0.001317% | 1 | 50% | 0% | 0% | 0% | 8.2745 | 0 | 0 | 0 | 8.2745 | #N/A
2007-11-06 07:01 | 11 | 6 | 7 | 310.2504 | 7423 | 41 | 15.08 | 1001 | 41 | 343.4598 | 0 | Heating | 45.7946 | #N/A | #N/A | #N/A | #N/A | 343.4598 | #N/A | #N/A | 3.8033 | #N/A | 0 | 0 | 0 | 0 | 0 | 0 | 0 | 0 | 0.1526% | 1 | 50% | 0% | 0% | 0% | 8.2745 | 0 | 0 | 0 | 8.2745 | #N/A
2007-11-06 08:01 | 11 | 6 | 8 | 310.2921 | 7424 | 41 | 15.08 | 1002 | 41 | 194.1358 | 0 | Heating | 25.8848 | #N/A | #N/A | #N/A | #N/A | 194.1358 | #N/A | #N/A | 3.8033 | #N/A | 0 | 0 | 0 | 0 | 0 | 0 | 0 | 0 | 0.08628% | 1 | 50% | 0% | 0% | 0% | 8.2745 | 0 | 0 | 0 | 8.2745 | #N/A
2007-11-06 09:01 | 11 | 6 | 9 | 310.3338 | 7425 | 42.98 | 15.98 | 1003 | 42.98 | 24.3563 | 0 | Heating | 3.2475 | #N/A | #N/A | #N/A | #N/A | 24.3563 | #N/A | #N/A | 3.9388 | #N/A | 0 | 0 | 0 | 0 | 0 | 0 | 0 | 0 | 0.01083% | 1 | 50% | 0% | 0% | 0% | 8.2745 | 0 | 0 | 0 | 8.2745 | #N/A
2007-11-06 10:01 | 11 | 6 | 10 | 310.3754 | 7426 | 46.04 | 24.08 | 1003 | 46.04 | 20.5107 | 0 | Heating | 2.7348 | #N/A | #N/A | #N/A | #N/A | 20.5107 | #N/A | #N/A | 4.1705 | #N/A | 0 | 0 | 0 | 0 | 0 | 0 | 0 | 0 | 0.009116% | 1 | 50% | 0% | 0% | 0% | 8.2745 | 0 | 0 | 0 | 8.2745 | #N/A
2007-11-06 11:01 | 11 | 6 | 11 | 310.4171 | 7427 | 46.04 | 24.98 | 1003 | 46.04 | 26.9006 | 0 | Heating | 3.5867 | #N/A | #N/A | #N/A | #N/A | 26.9006 | #N/A | #N/A | 4.1705 | #N/A | 0 | 0 | 0 | 0 | 0 | 0 | 0 | 0 | 0.01196% | 1 | 50% | 0% | 0% | 0% | 8.2745 | 0 | 0 | 0 | 8.2745 | #N/A
2007-11-06 12:01 | 11 | 6 | 12 | 310.4588 | 7428 | 51.08 | 19.94 | 1003 | 51.08 | 12.3111 | 0 | Heating | 1.6415 | #N/A | #N/A | #N/A | #N/A | 12.3111 | #N/A | #N/A | 4.6159 | #N/A | 0 | 0 | 0 | 0 | 0 | 0 | 0 | 0 | 0.005472% | 1 | 50% | 0% | 0% | 0% | 8.2745 | 0 | 0 | 0 | 8.2745 | #N/A
2007-11-06 13:01 | 11 | 6 | 13 | 310.5004 | 7429 | 55.94 | 26.06 | 1002 | 55.94 | 18.4348 | 0 | Heating | 2.458 | #N/A | #N/A | #N/A | #N/A | 18.4348 | #N/A | #N/A | 5.1278 | #N/A | 0 | 0 | 0 | 0 | 0 | 0 | 0 | 0 | 0.008193% | 1 | 50% | 0% | 0% | 0% | 8.2745 | 0 | 0 | 0 | 8.2745 | #N/A
2007-11-06 14:01 | 11 | 6 | 14 | 310.5421 | 7430 | 55.94 | 19.04 | 1002 | 55.94 | 9.9238 | 0 | Heating | 1.3232 | #N/A | #N/A | #N/A | #N/A | 9.9238 | #N/A | #N/A | 5.1278 | #N/A | 0 | 0 | 0 | 0 | 0 | 0 | 0 | 0 | 0.004411% | 1 | 50% | 0% | 0% | 0% | 8.2745 | 0 | 0 | 0 | 8.2745 | #N/A
2007-11-06 15:01 | 11 | 6 | 15 | 310.5838 | 7431 | 55.94 | 19.94 | 1002 | 55.94 | 9.8369 | 0 | Heating | 1.3116 | #N/A | #N/A | #N/A | #N/A | 9.8369 | #N/A | #N/A | 5.1278 | #N/A | 0 | 0 | 0 | 0 | 0 | 0 | 0 | 0 | 0.004372% | 1 | 50% | 0% | 0% | 0% | 8.2745 | 0 | 0 | 0 | 8.2745 | #N/A
2007-11-06 16:01 | 11 | 6 | 16 | 310.6254 | 7432 | 57.02 | 21.92 | 1002 | 57.02 | 10.1165 | 0 | Heating | 1.3489 | #N/A | #N/A | #N/A | #N/A | 10.1165 | #N/A | #N/A | 5.2534 | #N/A | 0 | 0 | 0 | 0 | 0 | 0 | 0 | 0 | 0.004496% | 1 | 50% | 0% | 0% | 0% | 8.2745 | 0 | 0 | 0 | 8.2745 | #N/A
2007-11-06 17:01 | 11 | 6 | 17 | 310.6671 | 7433 | 57.02 | 26.06 | 1002 | 57.02 | 10.1785 | 0 | Heating | 1.3571 | #N/A | #N/A | #N/A | #N/A | 10.1785 | #N/A | #N/A | 5.2534 | #N/A | 0 | 0 | 0 | 0 | 0 | 0 | 0 | 0 | 0.004524% | 1 | 50% | 0% | 0% | 0% | 8.2745 | 0 | 0 | 0 | 8.2745 | #N/A
2007-11-06 18:01 | 11 | 6 | 18 | 310.7088 | 7434 | 51.98 | 24.08 | 1002 | 51.98 | 10.6929 | 0 | Heating | 1.4257 | #N/A | #N/A | #N/A | #N/A | 10.6929 | #N/A | #N/A | 4.7043 | #N/A | 0 | 0 | 0 | 0 | 0 | 0 | 0 | 0 | 0.004752% | 1 | 50% | 0% | 0% | 0% | 8.2745 | 0 | 0 | 0 | 8.2745 | #N/A
2007-11-06 19:01 | 11 | 6 | 19 | 310.7504 | 7435 | 48.02 | 24.98 | 1002 | 48.02 | 18.0306 | 0 | Heating | 2.4041 | #N/A | #N/A | #N/A | #N/A | 18.0306 | #N/A | #N/A | 4.3357 | #N/A | 0 | 0 | 0 | 0 | 0 | 0 | 0 | 0 | 0.008014% | 1 | 50% | 0% | 0% | 0% | 8.2745 | 0 | 0 | 0 | 8.2745 | #N/A
2007-11-06 20:01 | 11 | 6 | 20 | 310.7921 | 7436 | 48.02 | 28.04 | 1002 | 48.02 | 36.1297 | 0 | Heating | 4.8173 | #N/A | #N/A | #N/A | #N/A | 36.1297 | #N/A | #N/A | 4.3357 | #N/A | 0 | 0 | 0 | 0 | 0 | 0 | 0 | 0 | 0.01606% | 1 | 50% | 0% | 0% | 0% | 8.2745 | 0 | 0 | 0 | 8.2745 | #N/A
2007-11-06 21:01 | 11 | 6 | 21 | 310.8338 | 7437 | 44.06 | 26.96 | 1001 | 44.06 | 70.8277 | 0 | Heating | 9.4437 | #N/A | #N/A | #N/A | #N/A | 70.8277 | #N/A | #N/A | 4.0174 | #N/A | 0 | 0 | 0 | 0 | 0 | 0 | 0 | 0 | 0.03148% | 1 | 50% | 0% | 0% | 0% | 8.2745 | 0 | 0 | 0 | 8.2745 | #N/A
2007-11-06 22:01 | 11 | 6 | 22 | 310.8754 | 7438 | 44.06 | 24.08 | 1000 | 44.06 | 84.4338 | 0 | Heating | 11.2578 | #N/A | #N/A | #N/A | #N/A | 84.4338 | #N/A | #N/A | 4.0174 | #N/A | 0 | 0 | 0 | 0 | 0 | 0 | 0 | 0 | 0.03753% | 1 | 50% | 0% | 0% | 0% | 8.2745 | 0 | 0 | 0 | 8.2745 | #N/A
2007-11-06 23:01 | 11 | 6 | 23 | 310.9171 | 7439 | 44.06 | 24.08 | 1000 | 44.06 | 0 | 0 | Cooling | 0 | #N/A | #N/A | #N/A | #N/A | 0 | 0 | 0 | 0 | 0 | 0 | #N/A | #N/A | 88 | 59.06 | 5.7583 | #N/A | 0 | 0% | 1 | 50% | 0% | 0% | 0% | 8.2745 | 0 | 0 | 0 | 8.2745 | #N/A
2007-11-07 00:01 | 11 | 7 | 0 | 310.9588 | 7440 | 46.94 | 26.96 | 1000 | 46.94 | 0 | 0 | Cooling | 0 | #N/A | #N/A | #N/A | #N/A | 0 | 0 | 0 | 0 | 0 | 0 | #N/A | #N/A | 88 | 61.94 | 5.5615 | #N/A | 0 | 0% | 1 | 50% | 0% | 0% | 0% | 8.2745 | 0 | 0 | 0 | 8.2745 | #N/A
2007-11-07 01:01 | 11 | 7 | 1 | 311.0004 | 7441 | 46.04 | 26.06 | 999 | 46.04 | 0 | 0 | Cooling | 0 | #N/A | #N/A | #N/A | #N/A | 0 | 0 | 0 | 0 | 0 | 0 | #N/A | #N/A | 88 | 61.04 | 5.623 | #N/A | 0 | 0% | 1 | 50% | 0% | 0% | 0% | 8.2745 | 0 | 0 | 0 | 8.2745 | #N/A
2007-11-07 02:01 | 11 | 7 | 2 | 311.0421 | 7442 | 42.98 | 26.06 | 999 | 42.98 | 0 | 0 | Cooling | 0 | #N/A | #N/A | #N/A | #N/A | 0 | 0 | 0 | 0 | 0 | 0 | #N/A | #N/A | 88 | 57.98 | 5.8321 | #N/A | 0 | 0% | 1 | 50% | 0% | 0% | 0% | 8.2745 | 0 | 0 | 0 | 8.2745 | #N/A
2007-11-07 03:01 | 11 | 7 | 3 | 311.0838 | 7443 | 48.92 | 26.06 | 999 | 48.92 | 0.04735 | 0 | Heating | 0.0063134 | #N/A | #N/A | #N/A | #N/A | 0.04735 | #N/A | #N/A | 4.4149 | #N/A | 0 | 0 | 0 | 0 | 0 | 0 | 0 | 0 | 2.104e-05% | 1 | 50% | 0% | 0% | 0% | 8.2745 | 0 | 0 | 0 | 8.2745 | #N/A
2007-11-07 04:01 | 11 | 7 | 4 | 311.1254 | 7444 | 48.02 | 30.92 | 1000 | 48.02 | 4.6438 | 0 | Heating | 0.61918 | #N/A | #N/A | #N/A | #N/A | 4.6438 | #N/A | #N/A | 4.3357 | #N/A | 0 | 0 | 0 | 0 | 0 | 0 | 0 | 0 | 0.002064% | 1 | 50% | 0% | 0% | 0% | 8.2745 | 0 | 0 | 0 | 8.2745 | #N/A
2007-11-07 05:01 | 11 | 7 | 5 | 311.1671 | 7445 | 46.94 | 30.92 | 1000 | 46.94 | 8.1693 | 0 | Heating | 1.0892 | #N/A | #N/A | #N/A | #N/A | 8.1693 | #N/A | #N/A | 4.2441 | #N/A | 0 | 0 | 0 | 0 | 0 | 0 | 0 | 0 | 0.003631% | 1 | 50% | 0% | 0% | 0% | 8.2745 | 0 | 0 | 0 | 8.2745 | #N/A
2007-11-07 06:01 | 11 | 7 | 6 | 311.2088 | 7446 | 44.06 | 30.92 | 1001 | 44.06 | 7.409 | 0 | Heating | 0.98787 | #N/A | #N/A | #N/A | #N/A | 7.409 | #N/A | #N/A | 4.0174 | #N/A | 0 | 0 | 0 | 0 | 0 | 0 | 0 | 0 | 0.003293% | 1 | 50% | 0% | 0% | 0% | 8.2745 | 0 | 0 | 0 | 8.2745 | #N/A
2007-11-07 07:01 | 11 | 7 | 7 | 311.2504 | 7447 | 44.96 | 30.92 | 1002 | 44.96 | 338.0992 | 0 | Heating | 45.0799 | #N/A | #N/A | #N/A | #N/A | 338.0992 | #N/A | #N/A | 4.0856 | #N/A | 0 | 0 | 0 | 0 | 0 | 0 | 0 | 0 | 0.1503% | 1 | 50% | 0% | 0% | 0% | 8.2745 | 0 | 0 | 0 | 8.2745 | #N/A
2007-11-07 08:01 | 11 | 7 | 8 | 311.2921 | 7448 | 44.96 | 30.92 | 1004 | 44.96 | 183.476 | 0 | Heating | 24.4635 | #N/A | #N/A | #N/A | #N/A | 183.476 | #N/A | #N/A | 4.0856 | #N/A | 0 | 0 | 0 | 0 | 0 | 0 | 0 | 0 | 0.08154% | 1 | 50% | 0% | 0% | 0% | 8.2745 | 0 | 0 | 0 | 8.2745 | #N/A
2007-11-07 09:01 | 11 | 7 | 9 | 311.3338 | 7449 | 44.96 | 30.92 | 1004 | 44.96 | 20.2797 | 0 | Heating | 2.704 | #N/A | #N/A | #N/A | #N/A | 20.2797 | #N/A | #N/A | 4.0856 | #N/A | 0 | 0 | 0 | 0 | 0 | 0 | 0 | 0 | 0.009013% | 1 | 50% | 0% | 0% | 0% | 8.2745 | 0 | 0 | 0 | 8.2745 | #N/A
2007-11-07 10:01 | 11 | 7 | 10 | 311.3754 | 7450 | 44.96 | 28.04 | 1005 | 44.96 | 14.997 | 0 | Heating | 1.9996 | #N/A | #N/A | #N/A | #N/A | 14.997 | #N/A | #N/A | 4.0856 | #N/A | 0 | 0 | 0 | 0 | 0 | 0 | 0 | 0 | 0.006665% | 1 | 50% | 0% | 0% | 0% | 8.2745 | 0 | 0 | 0 | 8.2745 | #N/A
2007-11-07 11:01 | 11 | 7 | 11 | 311.4171 | 7451 | 44.96 | 26.06 | 1005 | 44.96 | 15.3501 | 0 | Heating | 2.0467 | #N/A | #N/A | #N/A | #N/A | 15.3501 | #N/A | #N/A | 4.0856 | #N/A | 0 | 0 | 0 | 0 | 0 | 0 | 0 | 0 | 0.006822% | 1 | 50% | 0% | 0% | 0% | 8.2745 | 0 | 0 | 0 | 8.2745 | #N/A
2007-11-07 12:01 | 11 | 7 | 12 | 311.4588 | 7452 | 46.04 | 28.04 | 1005 | 46.04 | 14.6872 | 0 | Heating | 1.9583 | #N/A | #N/A | #N/A | #N/A | 14.6872 | #N/A | #N/A | 4.1705 | #N/A | 0 | 0 | 0 | 0 | 0 | 0 | 0 | 0 | 0.006528% | 1 | 50% | 0% | 0% | 0% | 8.2745 | 0 | 0 | 0 | 8.2745 | #N/A
2007-11-07 13:01 | 11 | 7 | 13 | 311.5004 | 7453 | 48.02 | 24.98 | 1005 | 48.02 | 12.5128 | 0 | Heating | 1.6684 | #N/A | #N/A | #N/A | #N/A | 12.5128 | #N/A | #N/A | 4.3357 | #N/A | 0 | 0 | 0 | 0 | 0 | 0 | 0 | 0 | 0.005561% | 1 | 50% | 0% | 0% | 0% | 8.2745 | 0 | 0 | 0 | 8.2745 | #N/A
2007-11-07 14:01 | 11 | 7 | 14 | 311.5421 | 7454 | 48.02 | 26.96 | 1005 | 48.02 | 8.5686 | 0 | Heating | 1.1425 | #N/A | #N/A | #N/A | #N/A | 8.5686 | #N/A | #N/A | 4.3357 | #N/A | 0 | 0 | 0 | 0 | 0 | 0 | 0 | 0 | 0.003808% | 1 | 50% | 0% | 0% | 0% | 8.2745 | 0 | 0 | 0 | 8.2745 | #N/A
2007-11-07 15:01 | 11 | 7 | 15 | 311.5838 | 7455 | 50 | 28.04 | 1004 | 50 | 7.075 | 0 | Heating | 0.94333 | #N/A | #N/A | #N/A | #N/A | 7.075 | #N/A | #N/A | 4.5134 | #N/A | 0 | 0 | 0 | 0 | 0 | 0 | 0 | 0 | 0.003144% | 1 | 50% | 0% | 0% | 0% | 8.2745 | 0 | 0 | 0 | 8.2745 | #N/A
2007-11-07 16:01 | 11 | 7 | 16 | 311.6254 | 7456 | 48.02 | 28.04 | 1004 | 48.02 | 6.1901 | 0 | Heating | 0.82535 | #N/A | #N/A | #N/A | #N/A | 6.1901 | #N/A | #N/A | 4.3357 | #N/A | 0 | 0 | 0 | 0 | 0 | 0 | 0 | 0 | 0.002751% | 1 | 50% | 0% | 0% | 0% | 8.2745 | 0 | 0 | 0 | 8.2745 | #N/A
2007-11-07 17:01 | 11 | 7 | 17 | 311.6671 | 7457 | 48.02 | 28.04 | 1004 | 48.02 | 4.2543 | 0 | Heating | 0.56723 | #N/A | #N/A | #N/A | #N/A | 4.2543 | #N/A | #N/A | 4.3357 | #N/A | 0 | 0 | 0 | 0 | 0 | 0 | 0 | 0 | 0.001891% | 1 | 50% | 0% | 0% | 0% | 8.2745 | 0 | 0 | 0 | 8.2745 | #N/A
2007-11-07 18:01 | 11 | 7 | 18 | 311.7088 | 7458 | 44.96 | 28.04 | 1005 | 44.96 | 10.3179 | 0 | Heating | 1.3757 | #N/A | #N/A | #N/A | #N/A | 10.3179 | #N/A | #N/A | 4.0856 | #N/A | 0 | 0 | 0 | 0 | 0 | 0 | 0 | 0 | 0.004586% | 1 | 50% | 0% | 0% | 0% | 8.2745 | 0 | 0 | 0 | 8.2745 | #N/A
2007-11-07 19:01 | 11 | 7 | 19 | 311.7504 | 7459 | 44.06 | 30.02 | 1005 | 44.06 | 25.3382 | 0 | Heating | 3.3784 | #N/A | #N/A | #N/A | #N/A | 25.3382 | #N/A | #N/A | 4.0174 | #N/A | 0 | 0 | 0 | 0 | 0 | 0 | 0 | 0 | 0.01126% | 1 | 50% | 0% | 0% | 0% | 8.2745 | 0 | 0 | 0 | 8.2745 | #N/A
2007-11-07 20:01 | 11 | 7 | 20 | 311.7921 | 7460 | 44.06 | 30.02 | 1005 | 44.06 | 50.3014 | 0 | Heating | 6.7069 | #N/A | #N/A | #N/A | #N/A | 50.3014 | #N/A | #N/A | 4.0174 | #N/A | 0 | 0 | 0 | 0 | 0 | 0 | 0 | 0 | 0.02236% | 1 | 50% | 0% | 0% | 0% | 8.2745 | 0 | 0 | 0 | 8.2745 | #N/A
2007-11-07 21:01 | 11 | 7 | 21 | 311.8338 | 7461 | 39.92 | 28.94 | 1005 | 39.92 | 107.1198 | 0 | Heating | 14.2826 | #N/A | #N/A | #N/A | #N/A | 107.1198 | #N/A | #N/A | 3.7339 | #N/A | 0 | 0 | 0 | 0 | 0 | 0 | 0 | 0 | 0.04761% | 1 | 50% | 0% | 0% | 0% | 8.2745 | 0 | 0 | 0 | 8.2745 | #N/A
2007-11-07 22:01 | 11 | 7 | 22 | 311.8754 | 7462 | 37.94 | 28.94 | 1005 | 37.94 | 136.9203 | 0 | Heating | 18.256 | #N/A | #N/A | #N/A | #N/A | 136.9203 | #N/A | #N/A | 3.6146 | #N/A | 0 | 0 | 0 | 0 | 0 | 0 | 0 | 0 | 0.06085% | 1 | 50% | 0% | 0% | 0% | 8.2745 | 0 | 0 | 0 | 8.2745 | #N/A
2007-11-07 23:01 | 11 | 7 | 23 | 311.9171 | 7463 | 37.94 | 28.94 | 1005 | 37.94 | 0 | 0 | Cooling | 0 | #N/A | #N/A | #N/A | #N/A | 0 | 0 | 0 | 0 | 0 | 0 | #N/A | #N/A | 88 | 52.94 | 6.1765 | #N/A | 0 | 0% | 1 | 50% | 0% | 0% | 0% | 8.2745 | 0 | 0 | 0 | 8.2745 | #N/A
2007-11-08 00:01 | 11 | 8 | 0 | 311.9588 | 7464 | 35.96 | 26.96 | 1005 | 35.96 | 2.0331 | 0 | Heating | 0.27108 | #N/A | #N/A | #N/A | #N/A | 2.0331 | #N/A | #N/A | 3.5052 | #N/A | 0 | 0 | 0 | 0 | 0 | 0 | 0 | 0 | 0.0009036% | 1 | 50% | 0% | 0% | 0% | 8.2745 | 0 | 0 | 0 | 8.2745 | #N/A
2007-11-08 01:01 | 11 | 8 | 1 | 312.0004 | 7465 | 37.04 | 26.96 | 1005 | 37.04 | 7.3535 | 0 | Heating | 0.98046 | #N/A | #N/A | #N/A | #N/A | 7.3535 | #N/A | #N/A | 3.5637 | #N/A | 0 | 0 | 0 | 0 | 0 | 0 | 0 | 0 | 0.003268% | 1 | 50% | 0% | 0% | 0% | 8.2745 | 0 | 0 | 0 | 8.2745 | #N/A
2007-11-08 02:01 | 11 | 8 | 2 | 312.0421 | 7466 | 37.04 | 30.02 | 1004 | 37.04 | 8.3171 | 0 | Heating | 1.1089 | #N/A | #N/A | #N/A | #N/A | 8.3171 | #N/A | #N/A | 3.5637 | #N/A | 0 | 0 | 0 | 0 | 0 | 0 | 0 | 0 | 0.003696% | 1 | 50% | 0% | 0% | 0% | 8.2745 | 0 | 0 | 0 | 8.2745 | #N/A
2007-11-08 03:01 | 11 | 8 | 3 | 312.0838 | 7467 | 30.02 | 30.02 | 1004 | 30.02 | 8.6365 | 0 | Heating | 1.1515 | #N/A | #N/A | #N/A | #N/A | 8.6365 | #N/A | #N/A | 3.2302 | #N/A | 0 | 0 | 0 | 0 | 0 | 0 | 0 | 0 | 0.003838% | 1 | 50% | 0% | 0% | 0% | 8.2745 | 0 | 0 | 0 | 8.2745 | #N/A
2007-11-08 04:01 | 11 | 8 | 4 | 312.1254 | 7468 | 30.92 | 30.92 | 1003 | 30.92 | 8.5257 | 0 | Heating | 1.1368 | #N/A | #N/A | #N/A | #N/A | 8.5257 | #N/A | #N/A | 3.2671 | #N/A | 0 | 0 | 0 | 0 | 0 | 0 | 0 | 0 | 0.003789% | 1 | 50% | 0% | 0% | 0% | 8.2745 | 0 | 0 | 0 | 8.2745 | #N/A
2007-11-08 05:01 | 11 | 8 | 5 | 312.1671 | 7469 | 30.92 | 32 | 1003 | 30.92 | 7.8374 | 0 | Heating | 1.045 | #N/A | #N/A | #N/A | #N/A | 7.8374 | #N/A | #N/A | 3.2671 | #N/A | 0 | 0 | 0 | 0 | 0 | 0 | 0 | 0 | 0.003483% | 1 | 50% | 0% | 0% | 0% | 8.2745 | 0 | 0 | 0 | 8.2745 | #N/A
2007-11-08 06:01 | 11 | 8 | 6 | 312.2088 | 7470 | 30.02 | 37.04 | 1003 | 30.02 | 2.2659 | 0 | Heating | 0.30212 | #N/A | #N/A | #N/A | #N/A | 2.2659 | #N/A | #N/A | 3.2302 | #N/A | 0 | 0 | 0 | 0 | 0 | 0 | 0 | 0 | 0.001007% | 1 | 50% | 0% | 0% | 0% | 8.2745 | 0 | 0 | 0 | 8.2745 | #N/A
2007-11-08 07:01 | 11 | 8 | 7 | 312.2504 | 7471 | 28.94 | 39.02 | 1003 | 28.94 | 245.9195 | 0 | Heating | 32.7893 | #N/A | #N/A | #N/A | #N/A | 245.9195 | #N/A | #N/A | 3.188 | #N/A | 0 | 0 | 0 | 0 | 0 | 0 | 0 | 0 | 0.1093% | 1 | 50% | 0% | 0% | 0% | 8.2745 | 0 | 0 | 0 | 8.2745 | #N/A
2007-11-08 08:01 | 11 | 8 | 8 | 312.2921 | 7472 | 28.94 | 39.02 | 1002 | 28.94 | 92.6076 | 0 | Heating | 12.3477 | #N/A | #N/A | #N/A | #N/A | 92.6076 | #N/A | #N/A | 3.188 | #N/A | 0 | 0 | 0 | 0 | 0 | 0 | 0 | 0 | 0.04116% | 1 | 50% | 0% | 0% | 0% | 8.2745 | 0 | 0 | 0 | 8.2745 | #N/A
2007-11-08 09:01 | 11 | 8 | 9 | 312.3338 | 7473 | 37.94 | 37.94 | 1002 | 37.94 | 10.3819 | 0 | Heating | 1.3843 | #N/A | #N/A | #N/A | #N/A | 10.3819 | #N/A | #N/A | 3.6146 | #N/A | 0 | 0 | 0 | 0 | 0 | 0 | 0 | 0 | 0.004614% | 1 | 50% | 0% | 0% | 0% | 8.2745 | 0 | 0 | 0 | 8.2745 | #N/A
2007-11-08 10:01 | 11 | 8 | 10 | 312.3754 | 7474 | 42.98 | 37.04 | 1002 | 42.98 | 5.4403 | 0 | Heating | 0.72537 | #N/A | #N/A | #N/A | #N/A | 5.4403 | #N/A | #N/A | 3.9388 | #N/A | 0 | 0 | 0 | 0 | 0 | 0 | 0 | 0 | 0.002418% | 1 | 50% | 0% | 0% | 0% | 8.2745 | 0 | 0 | 0 | 8.2745 | #N/A
2007-11-08 11:01 | 11 | 8 | 11 | 312.4171 | 7475 | 42.98 | 37.04 | 1001 | 42.98 | 3.728 | 0 | Heating | 0.49707 | #N/A | #N/A | #N/A | #N/A | 3.728 | #N/A | #N/A | 3.9388 | #N/A | 0 | 0 | 0 | 0 | 0 | 0 | 0 | 0 | 0.001657% | 1 | 50% | 0% | 0% | 0% | 8.2745 | 0 | 0 | 0 | 8.2745 | #N/A
2007-11-08 12:01 | 11 | 8 | 12 | 312.4588 | 7476 | 48.02 | 37.04 | 1001 | 48.02 | 0.17446 | 0 | Heating | 0.023262 | #N/A | #N/A | #N/A | #N/A | 0.17446 | #N/A | #N/A | 4.3357 | #N/A | 0 | 0 | 0 | 0 | 0 | 0 | 0 | 0 | 7.754e-05% | 1 | 50% | 0% | 0% | 0% | 8.2745 | 0 | 0 | 0 | 8.2745 | #N/A
2007-11-08 13:01 | 11 | 8 | 13 | 312.5004 | 7477 | 50 | 37.94 | 1000 | 50 | 0.00275 | 0 | Heating | 0.00036666 | #N/A | #N/A | #N/A | #N/A | 0.00275 | #N/A | #N/A | 4.5134 | #N/A | 0 | 0 | 0 | 0 | 0 | 0 | 0 | 0 | 1.222e-06% | 1 | 50% | 0% | 0% | 0% | 8.2745 | 0 | 0 | 0 | 8.2745 | #N/A
2007-11-08 14:01 | 11 | 8 | 14 | 312.5421 | 7478 | 50 | 39.02 | 1000 | 50 | 0 | 0 | Cooling | 0 | #N/A | #N/A | #N/A | #N/A | 0 | 0 | 0 | 0 | 0 | 0 | #N/A | #N/A | 88 | 65 | 5.3524 | #N/A | 0 | 0% | 1 | 50% | 0% | 0% | 0% | 8.2745 | 0 | 0 | 0 | 8.2745 | #N/A
2007-11-08 15:01 | 11 | 8 | 15 | 312.5838 | 7479 | 53.06 | 37.94 | 1001 | 53.06 | 0 | 0 | Cooling | 0 | #N/A | #N/A | #N/A | #N/A | 0 | 0 | 0 | 0 | 0 | 0 | #N/A | #N/A | 88 | 68.06 | 5.1433 | #N/A | 0 | 0% | 1 | 50% | 0% | 0% | 0% | 8.2745 | 0 | 0 | 0 | 8.2745 | #N/A
2007-11-08 16:01 | 11 | 8 | 16 | 312.6254 | 7480 | 51.98 | 39.02 | 1001 | 51.98 | 0 | 0 | Cooling | 0 | #N/A | #N/A | #N/A | #N/A | 0 | 0 | 0 | 0 | 0 | 0 | #N/A | #N/A | 88 | 66.98 | 5.2171 | #N/A | 0 | 0% | 1 | 50% | 0% | 0% | 0% | 8.2745 | 0 | 0 | 0 | 8.2745 | #N/A
2007-11-08 17:01 | 11 | 8 | 17 | 312.6671 | 7481 | 51.98 | 37.94 | 1001 | 51.98 | 0 | 0 | Cooling | 0 | #N/A | #N/A | #N/A | #N/A | 0 | 0 | 0 | 0 | 0 | 0 | #N/A | #N/A | 88 | 66.98 | 5.2171 | #N/A | 0 | 0% | 1 | 50% | 0% | 0% | 0% | 8.2745 | 0 | 0 | 0 | 8.2745 | #N/A
2007-11-08 18:01 | 11 | 8 | 18 | 312.7088 | 7482 | 42.08 | 41 | 1001 | 42.08 | 0 | 0.011928 | Cooling | 0.001988 | #N/A | #N/A | #N/A | #N/A | 0 | 0 | 0 | 0 | 0 | 0.011928 | #N/A | #N/A | 88 | 57.08 | 5.8936 | #N/A | 3.6877e-05 | 6.627e-06% | 1 | 50% | 0% | 0% | 0% | 8.2745 | 0 | 0 | 0 | 8.2745 | #N/A
2007-11-08 19:01 | 11 | 8 | 19 | 312.7504 | 7483 | 39.02 | 41 | 1001 | 39.02 | 0.032825 | 0 | Heating | 0.0043766 | #N/A | #N/A | #N/A | #N/A | 0.032825 | #N/A | #N/A | 3.6785 | #N/A | 0 | 0 | 0 | 0 | 0 | 0 | 0 | 0 | 1.459e-05% | 1 | 50% | 0% | 0% | 0% | 8.2745 | 0 | 0 | 0 | 8.2745 | #N/A
2007-11-08 20:01 | 11 | 8 | 20 | 312.7921 | 7484 | 39.02 | 41 | 1001 | 39.02 | 0.81961 | 0 | Heating | 0.10928 | #N/A | #N/A | #N/A | #N/A | 0.81961 | #N/A | #N/A | 3.6785 | #N/A | 0 | 0 | 0 | 0 | 0 | 0 | 0 | 0 | 0.0003643% | 1 | 50% | 0% | 0% | 0% | 8.2745 | 0 | 0 | 0 | 8.2745 | #N/A
2007-11-08 21:01 | 11 | 8 | 21 | 312.8338 | 7485 | 35.96 | 42.98 | 1001 | 35.96 | 4.9737 | 0 | Heating | 0.66315 | #N/A | #N/A | #N/A | #N/A | 4.9737 | #N/A | #N/A | 3.5052 | #N/A | 0 | 0 | 0 | 0 | 0 | 0 | 0 | 0 | 0.002211% | 1 | 50% | 0% | 0% | 0% | 8.2745 | 0 | 0 | 0 | 8.2745 | #N/A
2007-11-08 22:01 | 11 | 8 | 22 | 312.8754 | 7486 | 35.06 | 44.06 | 1001 | 35.06 | 6.3241 | 0 | Heating | 0.84322 | #N/A | #N/A | #N/A | #N/A | 6.3241 | #N/A | #N/A | 3.4585 | #N/A | 0 | 0 | 0 | 0 | 0 | 0 | 0 | 0 | 0.002811% | 1 | 50% | 0% | 0% | 0% | 8.2745 | 0 | 0 | 0 | 8.2745 | #N/A
2007-11-08 23:01 | 11 | 8 | 23 | 312.9171 | 7487 | 35.06 | 44.96 | 1000 | 35.06 | 0 | 0 | Cooling | 0 | #N/A | #N/A | #N/A | #N/A | 0 | 0 | 0 | 0 | 0 | 0 | #N/A | #N/A | 88 | 50.06 | 6.3733 | #N/A | 0 | 0% | 1 | 50% | 0% | 0% | 0% | 8.2745 | 0 | 0 | 0 | 8.2745 | #N/A
2007-11-09 00:01 | 11 | 9 | 0 | 312.9588 | 7488 | 33.08 | 44.96 | 1001 | 33.08 | 0 | 0 | Cooling | 0 | #N/A | #N/A | #N/A | #N/A | 0 | 0 | 0 | 0 | 0 | 0 | #N/A | #N/A | 88 | 48.08 | 6.5086 | #N/A | 0 | 0% | 1 | 50% | 0% | 0% | 0% | 8.2745 | 0 | 0 | 0 | 8.2745 | #N/A
2007-11-09 01:01 | 11 | 9 | 1 | 313.0004 | 7489 | 32 | 44.96 | 1000 | 32 | 0 | 0 | Cooling | 0 | #N/A | #N/A | #N/A | #N/A | 0 | 0 | 0 | 0 | 0 | 0 | #N/A | #N/A | 88 | 47 | 6.5824 | #N/A | 0 | 0% | 1 | 50% | 0% | 0% | 0% | 8.2745 | 0 | 0 | 0 | 8.2745 | #N/A
2007-11-09 02:01 | 11 | 9 | 2 | 313.0421 | 7490 | 32 | 44.96 | 1000 | 32 | 0 | 0 | Cooling | 0 | #N/A | #N/A | #N/A | #N/A | 0 | 0 | 0 | 0 | 0 | 0 | #N/A | #N/A | 88 | 47 | 6.5824 | #N/A | 0 | 0% | 1 | 50% | 0% | 0% | 0% | 8.2745 | 0 | 0 | 0 | 8.2745 | #N/A
2007-11-09 03:01 | 11 | 9 | 3 | 313.0838 | 7491 | 30.02 | 46.04 | 1000 | 30.02 | 0 | 0 | Cooling | 0 | #N/A | #N/A | #N/A | #N/A | 0 | 0 | 0 | 0 | 0 | 0 | #N/A | #N/A | 88 | 45.02 | 6.7177 | #N/A | 0 | 0% | 1 | 50% | 0% | 0% | 0% | 8.2745 | 0 | 0 | 0 | 8.2745 | #N/A
2007-11-09 04:01 | 11 | 9 | 4 | 313.1254 | 7492 | 26.96 | 46.94 | 999 | 26.96 | 0 | 0 | Cooling | 0 | #N/A | #N/A | #N/A | #N/A | 0 | 0 | 0 | 0 | 0 | 0 | #N/A | #N/A | 88 | 41.96 | 6.9268 | #N/A | 0 | 0% | 1 | 50% | 0% | 0% | 0% | 8.2745 | 0 | 0 | 0 | 8.2745 | #N/A
2007-11-09 05:01 | 11 | 9 | 5 | 313.1671 | 7493 | 26.96 | 46.04 | 1001 | 26.96 | 0 | 0 | Cooling | 0 | #N/A | #N/A | #N/A | #N/A | 0 | 0 | 0 | 0 | 0 | 0 | #N/A | #N/A | 88 | 41.96 | 6.9268 | #N/A | 0 | 0% | 1 | 50% | 0% | 0% | 0% | 8.2745 | 0 | 0 | 0 | 8.2745 | #N/A
2007-11-09 06:01 | 11 | 9 | 6 | 313.2088 | 7494 | 28.04 | 46.04 | 1001 | 28.04 | 0 | 0 | Cooling | 0 | #N/A | #N/A | #N/A | #N/A | 0 | 0 | 0 | 0 | 0 | 0 | #N/A | #N/A | 88 | 43.04 | 6.853 | #N/A | 0 | 0% | 1 | 50% | 0% | 0% | 0% | 8.2745 | 0 | 0 | 0 | 8.2745 | #N/A
2007-11-09 07:01 | 11 | 9 | 7 | 313.2504 | 7495 | 28.04 | 46.94 | 1002 | 28.04 | 62.1325 | 0 | Heating | 8.2843 | #N/A | #N/A | #N/A | #N/A | 62.1325 | #N/A | #N/A | 3.1545 | #N/A | 0 | 0 | 0 | 0 | 0 | 0 | 0 | 0 | 0.02761% | 1 | 50% | 0% | 0% | 0% | 8.2745 | 0 | 0 | 0 | 8.2745 | #N/A
2007-11-09 08:01 | 11 | 9 | 8 | 313.2921 | 7496 | 28.04 | 46.04 | 1003 | 28.04 | 12.4387 | 0 | Heating | 1.6585 | #N/A | #N/A | #N/A | #N/A | 12.4387 | #N/A | #N/A | 3.1545 | #N/A | 0 | 0 | 0 | 0 | 0 | 0 | 0 | 0 | 0.005528% | 1 | 50% | 0% | 0% | 0% | 8.2745 | 0 | 0 | 0 | 8.2745 | #N/A
2007-11-09 09:01 | 11 | 9 | 9 | 313.3338 | 7497 | 37.94 | 44.96 | 1004 | 37.94 | 6.5036 | 0 | Heating | 0.86715 | #N/A | #N/A | #N/A | #N/A | 6.5036 | #N/A | #N/A | 3.6146 | #N/A | 0 | 0 | 0 | 0 | 0 | 0 | 0 | 0 | 0.00289% | 1 | 50% | 0% | 0% | 0% | 8.2745 | 0 | 0 | 0 | 8.2745 | #N/A
2007-11-09 10:01 | 11 | 9 | 10 | 313.3754 | 7498 | 42.98 | 44.06 | 1005 | 42.98 | 8.14 | 0 | Heating | 1.0853 | #N/A | #N/A | #N/A | #N/A | 8.14 | #N/A | #N/A | 3.9388 | #N/A | 0 | 0 | 0 | 0 | 0 | 0 | 0 | 0 | 0.003618% | 1 | 50% | 0% | 0% | 0% | 8.2745 | 0 | 0 | 0 | 8.2745 | #N/A
2007-11-09 11:01 | 11 | 9 | 11 | 313.4171 | 7499 | 42.98 | 39.92 | 1006 | 42.98 | 12.3918 | 0 | Heating | 1.6522 | #N/A | #N/A | #N/A | #N/A | 12.3918 | #N/A | #N/A | 3.9388 | #N/A | 0 | 0 | 0 | 0 | 0 | 0 | 0 | 0 | 0.005507% | 1 | 50% | 0% | 0% | 0% | 8.2745 | 0 | 0 | 0 | 8.2745 | #N/A
2007-11-09 12:01 | 11 | 9 | 12 | 313.4588 | 7500 | 51.98 | 39.92 | 1006 | 51.98 | 12.6005 | 0 | Heating | 1.6801 | #N/A | #N/A | #N/A | #N/A | 12.6005 | #N/A | #N/A | 4.7043 | #N/A | 0 | 0 | 0 | 0 | 0 | 0 | 0 | 0 | 0.0056% | 1 | 50% | 0% | 0% | 0% | 8.2745 | 0 | 0 | 0 | 8.2745 | #N/A
2007-11-09 13:01 | 11 | 9 | 13 | 313.5004 | 7501 | 55.94 | 39.92 | 1006 | 55.94 | 11.6964 | 0 | Heating | 1.5595 | #N/A | #N/A | #N/A | #N/A | 11.6964 | #N/A | #N/A | 5.1278 | #N/A | 0 | 0 | 0 | 0 | 0 | 0 | 0 | 0 | 0.005198% | 1 | 50% | 0% | 0% | 0% | 8.2745 | 0 | 0 | 0 | 8.2745 | #N/A
2007-11-09 14:01 | 11 | 9 | 14 | 313.5421 | 7502 | 55.94 | 37.94 | 1007 | 55.94 | 10.1644 | 0 | Heating | 1.3553 | #N/A | #N/A | #N/A | #N/A | 10.1644 | #N/A | #N/A | 5.1278 | #N/A | 0 | 0 | 0 | 0 | 0 | 0 | 0 | 0 | 0.004518% | 1 | 50% | 0% | 0% | 0% | 8.2745 | 0 | 0 | 0 | 8.2745 | #N/A
2007-11-09 15:01 | 11 | 9 | 15 | 313.5838 | 7503 | 59 | 37.04 | 1007 | 59 | 41.7121 | 0 | Heating | 5.5616 | #N/A | #N/A | #N/A | #N/A | 41.7121 | #N/A | #N/A | 5.4953 | #N/A | 0 | 0 | 0 | 0 | 0 | 0 | 0 | 0 | 0.01854% | 1 | 50% | 0% | 0% | 0% | 8.2745 | 0 | 0 | 0 | 8.2745 | #N/A
2007-11-09 16:01 | 11 | 9 | 16 | 313.6254 | 7504 | 57.92 | 37.04 | 1008 | 57.92 | 67.1184 | 0 | Heating | 8.9491 | #N/A | #N/A | #N/A | #N/A | 67.1184 | #N/A | #N/A | 5.3615 | #N/A | 0 | 0 | 0 | 0 | 0 | 0 | 0 | 0 | 0.02983% | 1 | 50% | 0% | 0% | 0% | 8.2745 | 0 | 0 | 0 | 8.2745 | #N/A
2007-11-09 17:01 | 11 | 9 | 17 | 313.6671 | 7505 | 57.92 | 35.96 | 1009 | 57.92 | 57.2333 | 0 | Heating | 7.6311 | #N/A | #N/A | #N/A | #N/A | 57.2333 | #N/A | #N/A | 5.3615 | #N/A | 0 | 0 | 0 | 0 | 0 | 0 | 0 | 0 | 0.02544% | 1 | 50% | 0% | 0% | 0% | 8.2745 | 0 | 0 | 0 | 8.2745 | #N/A
2007-11-09 18:01 | 11 | 9 | 18 | 313.7088 | 7506 | 46.94 | 35.06 | 1009 | 46.94 | 84.942 | 0 | Heating | 11.3256 | #N/A | #N/A | #N/A | #N/A | 84.942 | #N/A | #N/A | 4.2441 | #N/A | 0 | 0 | 0 | 0 | 0 | 0 | 0 | 0 | 0.03775% | 1 | 50% | 0% | 0% | 0% | 8.2745 | 0 | 0 | 0 | 8.2745 | #N/A
2007-11-09 19:01 | 11 | 9 | 19 | 313.7504 | 7507 | 44.96 | 32 | 1010 | 44.96 | 0 | 0 | Cooling | 0 | #N/A | #N/A | #N/A | #N/A | 0 | 0 | 0 | 0 | 0 | 0 | #N/A | #N/A | 88 | 59.96 | 5.6968 | #N/A | 0 | 0% | 1 | 50% | 0% | 0% | 0% | 8.2745 | 0 | 0 | 0 | 8.2745 | #N/A
2007-11-09 20:01 | 11 | 9 | 20 | 313.7921 | 7508 | 44.96 | 28.94 | 1010 | 44.96 | 0 | 0 | Cooling | 0 | #N/A | #N/A | #N/A | #N/A | 0 | 0 | 0 | 0 | 0 | 0 | #N/A | #N/A | 88 | 59.96 | 5.6968 | #N/A | 0 | 0% | 1 | 50% | 0% | 0% | 0% | 8.2745 | 0 | 0 | 0 | 8.2745 | #N/A
2007-11-09 21:01 | 11 | 9 | 21 | 313.8338 | 7509 | 41 | 30.02 | 1010 | 41 | 0 | 0 | Cooling | 0 | #N/A | #N/A | #N/A | #N/A | 0 | 0 | 0 | 0 | 0 | 0 | #N/A | #N/A | 88 | 56 | 5.9674 | #N/A | 0 | 0% | 1 | 50% | 0% | 0% | 0% | 8.2745 | 0 | 0 | 0 | 8.2745 | #N/A
2007-11-09 22:01 | 11 | 9 | 22 | 313.8754 | 7510 | 41 | 30.02 | 1011 | 41 | 0 | 0 | Cooling | 0 | #N/A | #N/A | #N/A | #N/A | 0 | 0 | 0 | 0 | 0 | 0 | #N/A | #N/A | 88 | 56 | 5.9674 | #N/A | 0 | 0% | 1 | 50% | 0% | 0% | 0% | 8.2745 | 0 | 0 | 0 | 8.2745 | #N/A
2007-11-09 23:01 | 11 | 9 | 23 | 313.9171 | 7511 | 41 | 26.96 | 1011 | 41 | 0.10518 | 0 | Heating | 0.014023 | #N/A | #N/A | #N/A | #N/A | 0.10518 | #N/A | #N/A | 3.8033 | #N/A | 0 | 0 | 0 | 0 | 0 | 0 | 0 | 0 | 4.674e-05% | 1 | 50% | 0% | 0% | 0% | 8.2745 | 0 | 0 | 0 | 8.2745 | #N/A
2007-11-10 00:01 | 11 | 10 | 0 | 313.9588 | 7512 | 39.92 | 26.06 | 1011 | 39.92 | 4.1611 | 0 | Heating | 0.55481 | #N/A | #N/A | #N/A | #N/A | 4.1611 | #N/A | #N/A | 3.7339 | #N/A | 0 | 0 | 0 | 0 | 0 | 0 | 0 | 0 | 0.001849% | 1 | 50% | 0% | 0% | 0% | 8.2745 | 0 | 0 | 0 | 8.2745 | #N/A
2007-11-10 01:01 | 11 | 10 | 1 | 314.0004 | 7513 | 39.92 | 26.06 | 1011 | 39.92 | 6.672 | 0 | Heating | 0.8896 | #N/A | #N/A | #N/A | #N/A | 6.672 | #N/A | #N/A | 3.7339 | #N/A | 0 | 0 | 0 | 0 | 0 | 0 | 0 | 0 | 0.002965% | 1 | 50% | 0% | 0% | 0% | 8.2745 | 0 | 0 | 0 | 8.2745 | #N/A
2007-11-10 02:01 | 11 | 10 | 2 | 314.0421 | 7514 | 39.92 | 24.98 | 1011 | 39.92 | 10.1166 | 0 | Heating | 1.3489 | #N/A | #N/A | #N/A | #N/A | 10.1166 | #N/A | #N/A | 3.7339 | #N/A | 0 | 0 | 0 | 0 | 0 | 0 | 0 | 0 | 0.004496% | 1 | 50% | 0% | 0% | 0% | 8.2745 | 0 | 0 | 0 | 8.2745 | #N/A
2007-11-10 03:01 | 11 | 10 | 3 | 314.0838 | 7515 | 42.98 | 26.06 | 1011 | 42.98 | 12.6919 | 0 | Heating | 1.6923 | #N/A | #N/A | #N/A | #N/A | 12.6919 | #N/A | #N/A | 3.9388 | #N/A | 0 | 0 | 0 | 0 | 0 | 0 | 0 | 0 | 0.005641% | 1 | 50% | 0% | 0% | 0% | 8.2745 | 0 | 0 | 0 | 8.2745 | #N/A
2007-11-10 04:01 | 11 | 10 | 4 | 314.1254 | 7516 | 44.06 | 24.08 | 1012 | 44.06 | 14.2202 | 0 | Heating | 1.896 | #N/A | #N/A | #N/A | #N/A | 14.2202 | #N/A | #N/A | 4.0174 | #N/A | 0 | 0 | 0 | 0 | 0 | 0 | 0 | 0 | 0.00632% | 1 | 50% | 0% | 0% | 0% | 8.2745 | 0 | 0 | 0 | 8.2745 | #N/A
2007-11-10 05:01 | 11 | 10 | 5 | 314.1671 | 7517 | 44.06 | 21.92 | 1013 | 44.06 | 20.7898 | 0 | Heating | 2.772 | #N/A | #N/A | #N/A | #N/A | 20.7898 | #N/A | #N/A | 4.0174 | #N/A | 0 | 0 | 0 | 0 | 0 | 0 | 0 | 0 | 0.00924% | 1 | 50% | 0% | 0% | 0% | 8.2745 | 0 | 0 | 0 | 8.2745 | #N/A
2007-11-10 06:01 | 11 | 10 | 6 | 314.2088 | 7518 | 42.98 | 21.02 | 1013 | 42.98 | 35.3165 | 0 | Heating | 4.7089 | #N/A | #N/A | #N/A | #N/A | 35.3165 | #N/A | #N/A | 3.9388 | #N/A | 0 | 0 | 0 | 0 | 0 | 0 | 0 | 0 | 0.0157% | 1 | 50% | 0% | 0% | 0% | 8.2745 | 0 | 0 | 0 | 8.2745 | #N/A
2007-11-10 07:01 | 11 | 10 | 7 | 314.2504 | 7519 | 42.98 | 19.94 | 1013 | 42.98 | 28.2044 | 0 | Heating | 3.7606 | #N/A | #N/A | #N/A | #N/A | 28.2044 | #N/A | #N/A | 3.9388 | #N/A | 0 | 0 | 0 | 0 | 0 | 0 | 0 | 0 | 0.01254% | 1 | 50% | 0% | 0% | 0% | 8.2745 | 0 | 0 | 0 | 8.2745 | #N/A
2007-11-10 08:01 | 11 | 10 | 8 | 314.2921 | 7520 | 42.98 | 19.94 | 1014 | 42.98 | 23.2359 | 0 | Heating | 3.0981 | #N/A | #N/A | #N/A | #N/A | 23.2359 | #N/A | #N/A | 3.9388 | #N/A | 0 | 0 | 0 | 0 | 0 | 0 | 0 | 0 | 0.01033% | 1 | 50% | 0% | 0% | 0% | 8.2745 | 0 | 0 | 0 | 8.2745 | #N/A
2007-11-10 09:01 | 11 | 10 | 9 | 314.3338 | 7521 | 46.04 | 17.96 | 1013 | 46.04 | 26.7489 | 0 | Heating | 3.5665 | #N/A | #N/A | #N/A | #N/A | 26.7489 | #N/A | #N/A | 4.1705 | #N/A | 0 | 0 | 0 | 0 | 0 | 0 | 0 | 0 | 0.01189% | 1 | 50% | 0% | 0% | 0% | 8.2745 | 0 | 0 | 0 | 8.2745 | #N/A
2007-11-10 10:01 | 11 | 10 | 10 | 314.3754 | 7522 | 48.02 | 15.08 | 1013 | 48.02 | 46.5908 | 0 | Heating | 6.2121 | #N/A | #N/A | #N/A | #N/A | 46.5908 | #N/A | #N/A | 4.3357 | #N/A | 0 | 0 | 0 | 0 | 0 | 0 | 0 | 0 | 0.02071% | 1 | 50% | 0% | 0% | 0% | 8.2745 | 0 | 0 | 0 | 8.2745 | #N/A
2007-11-10 11:01 | 11 | 10 | 11 | 314.4171 | 7523 | 48.02 | 17.06 | 1013 | 48.02 | 75.037 | 0 | Heating | 10.0049 | #N/A | #N/A | #N/A | #N/A | 75.037 | #N/A | #N/A | 4.3357 | #N/A | 0 | 0 | 0 | 0 | 0 | 0 | 0 | 0 | 0.03335% | 1 | 50% | 0% | 0% | 0% | 8.2745 | 0 | 0 | 0 | 8.2745 | #N/A
2007-11-10 12:01 | 11 | 10 | 12 | 314.4588 | 7524 | 50 | 14 | 1013 | 50 | 76.4328 | 0 | Heating | 10.191 | #N/A | #N/A | #N/A | #N/A | 76.4328 | #N/A | #N/A | 4.5134 | #N/A | 0 | 0 | 0 | 0 | 0 | 0 | 0 | 0 | 0.03397% | 1 | 50% | 0% | 0% | 0% | 8.2745 | 0 | 0 | 0 | 8.2745 | #N/A
2007-11-10 13:01 | 11 | 10 | 13 | 314.5004 | 7525 | 50 | 14 | 1013 | 50 | 82.1972 | 0 | Heating | 10.9596 | #N/A | #N/A | #N/A | #N/A | 82.1972 | #N/A | #N/A | 4.5134 | #N/A | 0 | 0 | 0 | 0 | 0 | 0 | 0 | 0 | 0.03653% | 1 | 50% | 0% | 0% | 0% | 8.2745 | 0 | 0 | 0 | 8.2745 | #N/A
2007-11-10 14:01 | 11 | 10 | 14 | 314.5421 | 7526 | 50 | 14 | 1012 | 50 | 84.9797 | 0 | Heating | 11.3306 | #N/A | #N/A | #N/A | #N/A | 84.9797 | #N/A | #N/A | 4.5134 | #N/A | 0 | 0 | 0 | 0 | 0 | 0 | 0 | 0 | 0.03777% | 1 | 50% | 0% | 0% | 0% | 8.2745 | 0 | 0 | 0 | 8.2745 | #N/A
2007-11-10 15:01 | 11 | 10 | 15 | 314.5838 | 7527 | 48.02 | 14 | 1012 | 48.02 | 98.4465 | 0 | Heating | 13.1262 | #N/A | #N/A | #N/A | #N/A | 98.4465 | #N/A | #N/A | 4.3357 | #N/A | 0 | 0 | 0 | 0 | 0 | 0 | 0 | 0 | 0.04375% | 1 | 50% | 0% | 0% | 0% | 8.2745 | 0 | 0 | 0 | 8.2745 | #N/A
2007-11-10 16:01 | 11 | 10 | 16 | 314.6254 | 7528 | 46.94 | 14 | 1012 | 46.94 | 133.5249 | 0 | Heating | 17.8033 | #N/A | #N/A | #N/A | #N/A | 133.5249 | #N/A | #N/A | 4.2441 | #N/A | 0 | 0 | 0 | 0 | 0 | 0 | 0 | 0 | 0.05934% | 1 | 50% | 0% | 0% | 0% | 8.2745 | 0 | 0 | 0 | 8.2745 | #N/A
2007-11-10 17:01 | 11 | 10 | 17 | 314.6671 | 7529 | 44.96 | 14 | 1011 | 44.96 | 130.7722 | 0 | Heating | 17.4363 | #N/A | #N/A | #N/A | #N/A | 130.7722 | #N/A | #N/A | 4.0856 | #N/A | 0 | 0 | 0 | 0 | 0 | 0 | 0 | 0 | 0.05812% | 1 | 50% | 0% | 0% | 0% | 8.2745 | 0 | 0 | 0 | 8.2745 | #N/A
2007-11-10 18:01 | 11 | 10 | 18 | 314.7088 | 7530 | 44.06 | 15.08 | 1011 | 44.06 | 132.5851 | 0 | Heating | 17.678 | #N/A | #N/A | #N/A | #N/A | 132.5851 | #N/A | #N/A | 4.0174 | #N/A | 0 | 0 | 0 | 0 | 0 | 0 | 0 | 0 | 0.05893% | 1 | 50% | 0% | 0% | 0% | 8.2745 | 0 | 0 | 0 | 8.2745 | #N/A
2007-11-10 19:01 | 11 | 10 | 19 | 314.7504 | 7531 | 44.06 | 15.98 | 1012 | 44.06 | 144.3531 | 0 | Heating | 19.2471 | #N/A | #N/A | #N/A | #N/A | 144.3531 | #N/A | #N/A | 4.0174 | #N/A | 0 | 0 | 0 | 0 | 0 | 0 | 0 | 0 | 0.06416% | 1 | 50% | 0% | 0% | 0% | 8.2745 | 0 | 0 | 0 | 8.2745 | #N/A
2007-11-10 20:01 | 11 | 10 | 20 | 314.7921 | 7532 | 44.06 | 14 | 1012 | 44.06 | 176.1808 | 0 | Heating | 23.4908 | #N/A | #N/A | #N/A | #N/A | 176.1808 | #N/A | #N/A | 4.0174 | #N/A | 0 | 0 | 0 | 0 | 0 | 0 | 0 | 0 | 0.0783% | 1 | 50% | 0% | 0% | 0% | 8.2745 | 0 | 0 | 0 | 8.2745 | #N/A
2007-11-10 21:01 | 11 | 10 | 21 | 314.8338 | 7533 | 42.98 | 17.96 | 1011 | 42.98 | 186.8046 | 0 | Heating | 24.9073 | #N/A | #N/A | #N/A | #N/A | 186.8046 | #N/A | #N/A | 3.9388 | #N/A | 0 | 0 | 0 | 0 | 0 | 0 | 0 | 0 | 0.08302% | 1 | 50% | 0% | 0% | 0% | 8.2745 | 0 | 0 | 0 | 8.2745 | #N/A
2007-11-10 22:01 | 11 | 10 | 22 | 314.8754 | 7534 | 42.08 | 17.96 | 1011 | 42.08 | 211.0266 | 0 | Heating | 28.1369 | #N/A | #N/A | #N/A | #N/A | 211.0266 | #N/A | #N/A | 3.8759 | #N/A | 0 | 0 | 0 | 0 | 0 | 0 | 0 | 0 | 0.09379% | 1 | 50% | 0% | 0% | 0% | 8.2745 | 0 | 0 | 0 | 8.2745 | #N/A
2007-11-10 23:01 | 11 | 10 | 23 | 314.9171 | 7535 | 42.08 | 17.06 | 1010 | 42.08 | 236.3331 | 0 | Heating | 31.5111 | #N/A | #N/A | #N/A | #N/A | 236.3331 | #N/A | #N/A | 3.8759 | #N/A | 0 | 0 | 0 | 0 | 0 | 0 | 0 | 0 | 0.105% | 1 | 50% | 0% | 0% | 0% | 8.2745 | 0 | 0 | 0 | 8.2745 | #N/A
2007-11-11 00:01 | 11 | 11 | 0 | 314.9588 | 7536 | 39.92 | 17.06 | 1010 | 39.92 | 260.2159 | 0 | Heating | 34.6955 | #N/A | #N/A | #N/A | #N/A | 260.2159 | #N/A | #N/A | 3.7339 | #N/A | 0 | 0 | 0 | 0 | 0 | 0 | 0 | 0 | 0.1157% | 1 | 50% | 0% | 0% | 0% | 8.2745 | 0 | 0 | 0 | 8.2745 | #N/A
2007-11-11 01:01 | 11 | 11 | 1 | 315.0004 | 7537 | 39.02 | 17.96 | 1009 | 39.02 | 257.5465 | 0 | Heating | 34.3395 | #N/A | #N/A | #N/A | #N/A | 257.5465 | #N/A | #N/A | 3.6785 | #N/A | 0 | 0 | 0 | 0 | 0 | 0 | 0 | 0 | 0.1145% | 1 | 50% | 0% | 0% | 0% | 8.2745 | 0 | 0 | 0 | 8.2745 | #N/A
2007-11-11 02:01 | 11 | 11 | 2 | 315.0421 | 7538 | 39.02 | 17.96 | 1009 | 39.02 | 266.187 | 0 | Heating | 35.4916 | #N/A | #N/A | #N/A | #N/A | 266.187 | #N/A | #N/A | 3.6785 | #N/A | 0 | 0 | 0 | 0 | 0 | 0 | 0 | 0 | 0.1183% | 1 | 50% | 0% | 0% | 0% | 8.2745 | 0 | 0 | 0 | 8.2745 | #N/A
2007-11-11 03:01 | 11 | 11 | 3 | 315.0838 | 7539 | 33.98 | 17.96 | 1009 | 33.98 | 273.5248 | 0 | Heating | 36.47 | #N/A | #N/A | #N/A | #N/A | 273.5248 | #N/A | #N/A | 3.405 | #N/A | 0 | 0 | 0 | 0 | 0 | 0 | 0 | 0 | 0.1216% | 1 | 50% | 0% | 0% | 0% | 8.2745 | 0 | 0 | 0 | 8.2745 | #N/A
2007-11-11 04:01 | 11 | 11 | 4 | 315.1254 | 7540 | 33.08 | 17.96 | 1008 | 33.08 | 280.3045 | 0 | Heating | 37.3739 | #N/A | #N/A | #N/A | #N/A | 280.3045 | #N/A | #N/A | 3.3624 | #N/A | 0 | 0 | 0 | 0 | 0 | 0 | 0 | 0 | 0.1246% | 1 | 50% | 0% | 0% | 0% | 8.2745 | 0 | 0 | 0 | 8.2745 | #N/A
2007-11-11 05:01 | 11 | 11 | 5 | 315.1671 | 7541 | 33.08 | 17.06 | 1008 | 33.08 | 273.6637 | 0 | Heating | 36.4885 | #N/A | #N/A | #N/A | #N/A | 273.6637 | #N/A | #N/A | 3.3624 | #N/A | 0 | 0 | 0 | 0 | 0 | 0 | 0 | 0 | 0.1216% | 1 | 50% | 0% | 0% | 0% | 8.2745 | 0 | 0 | 0 | 8.2745 | #N/A
2007-11-11 06:01 | 11 | 11 | 6 | 315.2088 | 7542 | 30.92 | 17.06 | 1007 | 30.92 | 254.087 | 0 | Heating | 33.8783 | #N/A | #N/A | #N/A | #N/A | 254.087 | #N/A | #N/A | 3.2671 | #N/A | 0 | 0 | 0 | 0 | 0 | 0 | 0 | 0 | 0.1129% | 1 | 50% | 0% | 0% | 0% | 8.2745 | 0 | 0 | 0 | 8.2745 | #N/A
2007-11-11 07:01 | 11 | 11 | 7 | 315.2504 | 7543 | 30.92 | 17.06 | 1007 | 30.92 | 789.7448 | 0 | Heating | 105.2993 | #N/A | #N/A | #N/A | #N/A | 789.7448 | #N/A | #N/A | 3.2671 | #N/A | 0 | 0 | 0 | 0 | 0 | 0 | 0 | 0 | 0.351% | 1 | 50% | 0% | 0% | 0% | 8.2745 | 0 | 0 | 0 | 8.2745 | #N/A
2007-11-11 08:01 | 11 | 11 | 8 | 315.2921 | 7544 | 30.92 | 17.06 | 1008 | 30.92 | 546.0615 | 0 | Heating | 72.8082 | #N/A | #N/A | #N/A | #N/A | 546.0615 | #N/A | #N/A | 3.2671 | #N/A | 0 | 0 | 0 | 0 | 0 | 0 | 0 | 0 | 0.2427% | 1 | 50% | 0% | 0% | 0% | 8.2745 | 0 | 0 | 0 | 8.2745 | #N/A
2007-11-11 09:01 | 11 | 11 | 9 | 315.3338 | 7545 | 39.02 | 17.96 | 1007 | 39.02 | 313.6098 | 0 | Heating | 41.8146 | #N/A | #N/A | #N/A | #N/A | 313.6098 | #N/A | #N/A | 3.6785 | #N/A | 0 | 0 | 0 | 0 | 0 | 0 | 0 | 0 | 0.1394% | 1 | 50% | 0% | 0% | 0% | 8.2745 | 0 | 0 | 0 | 8.2745 | #N/A
2007-11-11 10:01 | 11 | 11 | 10 | 315.3754 | 7546 | 42.08 | 17.96 | 1007 | 42.08 | 278.1022 | 0 | Heating | 37.0803 | #N/A | #N/A | #N/A | #N/A | 278.1022 | #N/A | #N/A | 3.8759 | #N/A | 0 | 0 | 0 | 0 | 0 | 0 | 0 | 0 | 0.1236% | 1 | 50% | 0% | 0% | 0% | 8.2745 | 0 | 0 | 0 | 8.2745 | #N/A
2007-11-11 11:01 | 11 | 11 | 11 | 315.4171 | 7547 | 42.08 | 17.96 | 1007 | 42.08 | 271.0725 | 0 | Heating | 36.143 | #N/A | #N/A | #N/A | #N/A | 271.0725 | #N/A | #N/A | 3.8759 | #N/A | 0 | 0 | 0 | 0 | 0 | 0 | 0 | 0 | 0.1205% | 1 | 50% | 0% | 0% | 0% | 8.2745 | 0 | 0 | 0 | 8.2745 | #N/A
2007-11-11 12:01 | 11 | 11 | 12 | 315.4588 | 7548 | 44.96 | 17.96 | 1005 | 44.96 | 233.0263 | 0 | Heating | 31.0702 | #N/A | #N/A | #N/A | #N/A | 233.0263 | #N/A | #N/A | 4.0856 | #N/A | 0 | 0 | 0 | 0 | 0 | 0 | 0 | 0 | 0.1036% | 1 | 50% | 0% | 0% | 0% | 8.2745 | 0 | 0 | 0 | 8.2745 | #N/A
2007-11-11 13:01 | 11 | 11 | 13 | 315.5004 | 7549 | 48.92 | 17.96 | 1004 | 48.92 | 254.7897 | 0 | Heating | 33.972 | #N/A | #N/A | #N/A | #N/A | 254.7897 | #N/A | #N/A | 4.4149 | #N/A | 0 | 0 | 0 | 0 | 0 | 0 | 0 | 0 | 0.1132% | 1 | 50% | 0% | 0% | 0% | 8.2745 | 0 | 0 | 0 | 8.2745 | #N/A
2007-11-11 14:01 | 11 | 11 | 14 | 315.5421 | 7550 | 48.92 | 17.96 | 1003 | 48.92 | 150.1032 | 0 | Heating | 20.0138 | #N/A | #N/A | #N/A | #N/A | 150.1032 | #N/A | #N/A | 4.4149 | #N/A | 0 | 0 | 0 | 0 | 0 | 0 | 0 | 0 | 0.06671% | 1 | 50% | 0% | 0% | 0% | 8.2745 | 0 | 0 | 0 | 8.2745 | #N/A
2007-11-11 15:01 | 11 | 11 | 15 | 315.5838 | 7551 | 48.02 | 17.96 | 1003 | 48.02 | 105.3871 | 0 | Heating | 14.0516 | #N/A | #N/A | #N/A | #N/A | 105.3871 | #N/A | #N/A | 4.3357 | #N/A | 0 | 0 | 0 | 0 | 0 | 0 | 0 | 0 | 0.04684% | 1 | 50% | 0% | 0% | 0% | 8.2745 | 0 | 0 | 0 | 8.2745 | #N/A
2007-11-11 16:01 | 11 | 11 | 16 | 315.6254 | 7552 | 48.02 | 19.04 | 1002 | 48.02 | 122.5149 | 0 | Heating | 16.3353 | #N/A | #N/A | #N/A | #N/A | 122.5149 | #N/A | #N/A | 4.3357 | #N/A | 0 | 0 | 0 | 0 | 0 | 0 | 0 | 0 | 0.05445% | 1 | 50% | 0% | 0% | 0% | 8.2745 | 0 | 0 | 0 | 8.2745 | #N/A
2007-11-11 17:01 | 11 | 11 | 17 | 315.6671 | 7553 | 48.02 | 19.04 | 1002 | 48.02 | 126.3714 | 0 | Heating | 16.8495 | #N/A | #N/A | #N/A | #N/A | 126.3714 | #N/A | #N/A | 4.3357 | #N/A | 0 | 0 | 0 | 0 | 0 | 0 | 0 | 0 | 0.05617% | 1 | 50% | 0% | 0% | 0% | 8.2745 | 0 | 0 | 0 | 8.2745 | #N/A
2007-11-11 18:01 | 11 | 11 | 18 | 315.7088 | 7554 | 44.96 | 19.04 | 1002 | 44.96 | 180.9593 | 0 | Heating | 24.1279 | #N/A | #N/A | #N/A | #N/A | 180.9593 | #N/A | #N/A | 4.0856 | #N/A | 0 | 0 | 0 | 0 | 0 | 0 | 0 | 0 | 0.08043% | 1 | 50% | 0% | 0% | 0% | 8.2745 | 0 | 0 | 0 | 8.2745 | #N/A
2007-11-11 19:01 | 11 | 11 | 19 | 315.7504 | 7555 | 44.06 | 19.04 | 1001 | 44.06 | 260.5718 | 0 | Heating | 34.7429 | #N/A | #N/A | #N/A | #N/A | 260.5718 | #N/A | #N/A | 4.0174 | #N/A | 0 | 0 | 0 | 0 | 0 | 0 | 0 | 0 | 0.1158% | 1 | 50% | 0% | 0% | 0% | 8.2745 | 0 | 0 | 0 | 8.2745 | #N/A
2007-11-11 20:01 | 11 | 11 | 20 | 315.7921 | 7556 | 44.06 | 17.06 | 1002 | 44.06 | 284.6732 | 0 | Heating | 37.9564 | #N/A | #N/A | #N/A | #N/A | 284.6732 | #N/A | #N/A | 4.0174 | #N/A | 0 | 0 | 0 | 0 | 0 | 0 | 0 | 0 | 0.1265% | 1 | 50% | 0% | 0% | 0% | 8.2745 | 0 | 0 | 0 | 8.2745 | #N/A
2007-11-11 21:01 | 11 | 11 | 21 | 315.8338 | 7557 | 42.08 | 19.04 | 1001 | 42.08 | 338.397 | 0 | Heating | 45.1196 | #N/A | #N/A | #N/A | #N/A | 338.397 | #N/A | #N/A | 3.8759 | #N/A | 0 | 0 | 0 | 0 | 0 | 0 | 0 | 0 | 0.1504% | 1 | 50% | 0% | 0% | 0% | 8.2745 | 0 | 0 | 0 | 8.2745 | #N/A
2007-11-11 22:01 | 11 | 11 | 22 | 315.8754 | 7558 | 42.08 | 19.04 | 1001 | 42.08 | 391.2426 | 0 | Heating | 52.1657 | #N/A | #N/A | #N/A | #N/A | 391.2426 | #N/A | #N/A | 3.8759 | #N/A | 0 | 0 | 0 | 0 | 0 | 0 | 0 | 0 | 0.1739% | 1 | 50% | 0% | 0% | 0% | 8.2745 | 0 | 0 | 0 | 8.2745 | #N/A
2007-11-11 23:01 | 11 | 11 | 23 | 315.9171 | 7559 | 42.08 | 17.96 | 1001 | 42.08 | 35.9046 | 0 | Heating | 4.7873 | #N/A | #N/A | #N/A | #N/A | 35.9046 | #N/A | #N/A | 3.8759 | #N/A | 0 | 0 | 0 | 0 | 0 | 0 | 0 | 0 | 0.01596% | 1 | 50% | 0% | 0% | 0% | 8.2745 | 0 | 0 | 0 | 8.2745 | #N/A
2007-11-12 00:01 | 11 | 12 | 0 | 315.9588 | 7560 | 44.96 | 17.96 | 1000 | 44.96 | 144.4772 | 0 | Heating | 19.2636 | #N/A | #N/A | #N/A | #N/A | 144.4772 | #N/A | #N/A | 4.0856 | #N/A | 0 | 0 | 0 | 0 | 0 | 0 | 0 | 0 | 0.06421% | 1 | 50% | 0% | 0% | 0% | 8.2745 | 0 | 0 | 0 | 8.2745 | #N/A
2007-11-12 01:01 | 11 | 12 | 1 | 316.0004 | 7561 | 44.96 | 17.06 | 999 | 44.96 | 204.9129 | 0 | Heating | 27.3217 | #N/A | #N/A | #N/A | #N/A | 204.9129 | #N/A | #N/A | 4.0856 | #N/A | 0 | 0 | 0 | 0 | 0 | 0 | 0 | 0 | 0.09107% | 1 | 50% | 0% | 0% | 0% | 8.2745 | 0 | 0 | 0 | 8.2745 | #N/A
2007-11-12 02:01 | 11 | 12 | 2 | 316.0421 | 7562 | 44.96 | 17.96 | 998 | 44.96 | 237.1208 | 0 | Heating | 31.6161 | #N/A | #N/A | #N/A | #N/A | 237.1208 | #N/A | #N/A | 4.0856 | #N/A | 0 | 0 | 0 | 0 | 0 | 0 | 0 | 0 | 0.1054% | 1 | 50% | 0% | 0% | 0% | 8.2745 | 0 | 0 | 0 | 8.2745 | #N/A
2007-11-12 03:01 | 11 | 12 | 3 | 316.0838 | 7563 | 39.92 | 17.96 | 998 | 39.92 | 257.0683 | 0 | Heating | 34.2758 | #N/A | #N/A | #N/A | #N/A | 257.0683 | #N/A | #N/A | 3.7339 | #N/A | 0 | 0 | 0 | 0 | 0 | 0 | 0 | 0 | 0.1143% | 1 | 50% | 0% | 0% | 0% | 8.2745 | 0 | 0 | 0 | 8.2745 | #N/A
2007-11-12 04:01 | 11 | 12 | 4 | 316.1254 | 7564 | 46.04 | 21.92 | 996 | 46.04 | 241.9464 | 0 | Heating | 32.2595 | #N/A | #N/A | #N/A | #N/A | 241.9464 | #N/A | #N/A | 4.1705 | #N/A | 0 | 0 | 0 | 0 | 0 | 0 | 0 | 0 | 0.1075% | 1 | 50% | 0% | 0% | 0% | 8.2745 | 0 | 0 | 0 | 8.2745 | #N/A
2007-11-12 05:01 | 11 | 12 | 5 | 316.1671 | 7565 | 46.04 | 24.08 | 996 | 46.04 | 196.281 | 0 | Heating | 26.1708 | #N/A | #N/A | #N/A | #N/A | 196.281 | #N/A | #N/A | 4.1705 | #N/A | 0 | 0 | 0 | 0 | 0 | 0 | 0 | 0 | 0.08724% | 1 | 50% | 0% | 0% | 0% | 8.2745 | 0 | 0 | 0 | 8.2745 | #N/A
2007-11-12 06:01 | 11 | 12 | 6 | 316.2088 | 7566 | 53.96 | 24.98 | 995 | 53.96 | 147.4552 | 0 | Heating | 19.6607 | #N/A | #N/A | #N/A | #N/A | 147.4552 | #N/A | #N/A | 4.9089 | #N/A | 0 | 0 | 0 | 0 | 0 | 0 | 0 | 0 | 0.06554% | 1 | 50% | 0% | 0% | 0% | 8.2745 | 0 | 0 | 0 | 8.2745 | #N/A
2007-11-12 07:01 | 11 | 12 | 7 | 316.2504 | 7567 | 51.98 | 26.96 | 995 | 51.98 | 668.0049 | 0 | Heating | 89.0673 | #N/A | #N/A | #N/A | #N/A | 668.0049 | #N/A | #N/A | 4.7043 | #N/A | 0 | 0 | 0 | 0 | 0 | 0 | 0 | 0 | 0.2969% | 1 | 50% | 0% | 0% | 0% | 8.2745 | 0 | 0 | 0 | 8.2745 | #N/A
2007-11-12 08:01 | 11 | 12 | 8 | 316.2921 | 7568 | 51.98 | 28.04 | 996 | 51.98 | 418.3038 | 0 | Heating | 55.7738 | #N/A | #N/A | #N/A | #N/A | 418.3038 | #N/A | #N/A | 4.7043 | #N/A | 0 | 0 | 0 | 0 | 0 | 0 | 0 | 0 | 0.1859% | 1 | 50% | 0% | 0% | 0% | 8.2745 | 0 | 0 | 0 | 8.2745 | #N/A
2007-11-12 09:01 | 11 | 12 | 9 | 316.3338 | 7569 | 51.98 | 28.94 | 995 | 51.98 | 197.3831 | 0 | Heating | 26.3177 | #N/A | #N/A | #N/A | #N/A | 197.3831 | #N/A | #N/A | 4.7043 | #N/A | 0 | 0 | 0 | 0 | 0 | 0 | 0 | 0 | 0.08773% | 1 | 50% | 0% | 0% | 0% | 8.2745 | 0 | 0 | 0 | 8.2745 | #N/A
2007-11-12 10:01 | 11 | 12 | 10 | 316.3754 | 7570 | 51.08 | 30.92 | 995 | 51.08 | 172.0713 | 0 | Heating | 22.9428 | #N/A | #N/A | #N/A | #N/A | 172.0713 | #N/A | #N/A | 4.6159 | #N/A | 0 | 0 | 0 | 0 | 0 | 0 | 0 | 0 | 0.07648% | 1 | 50% | 0% | 0% | 0% | 8.2745 | 0 | 0 | 0 | 8.2745 | #N/A
2007-11-12 11:01 | 11 | 12 | 11 | 316.4171 | 7571 | 51.08 | 33.08 | 995 | 51.08 | 184.7914 | 0 | Heating | 24.6389 | #N/A | #N/A | #N/A | #N/A | 184.7914 | #N/A | #N/A | 4.6159 | #N/A | 0 | 0 | 0 | 0 | 0 | 0 | 0 | 0 | 0.08213% | 1 | 50% | 0% | 0% | 0% | 8.2745 | 0 | 0 | 0 | 8.2745 | #N/A
2007-11-12 12:01 | 11 | 12 | 12 | 316.4588 | 7572 | 48.92 | 33.98 | 995 | 48.92 | 152.0553 | 0 | Heating | 20.274 | #N/A | #N/A | #N/A | #N/A | 152.0553 | #N/A | #N/A | 4.4149 | #N/A | 0 | 0 | 0 | 0 | 0 | 0 | 0 | 0 | 0.06758% | 1 | 50% | 0% | 0% | 0% | 8.2745 | 0 | 0 | 0 | 8.2745 | #N/A
2007-11-12 13:01 | 11 | 12 | 13 | 316.5004 | 7573 | 44.96 | 35.96 | 994 | 44.96 | 174.2214 | 0 | Heating | 23.2295 | #N/A | #N/A | #N/A | #N/A | 174.2214 | #N/A | #N/A | 4.0856 | #N/A | 0 | 0 | 0 | 0 | 0 | 0 | 0 | 0 | 0.07743% | 1 | 50% | 0% | 0% | 0% | 8.2745 | 0 | 0 | 0 | 8.2745 | #N/A
2007-11-12 14:01 | 11 | 12 | 14 | 316.5421 | 7574 | 44.96 | 35.96 | 994 | 44.96 | 101.8685 | 0 | Heating | 13.5825 | #N/A | #N/A | #N/A | #N/A | 101.8685 | #N/A | #N/A | 4.0856 | #N/A | 0 | 0 | 0 | 0 | 0 | 0 | 0 | 0 | 0.04527% | 1 | 50% | 0% | 0% | 0% | 8.2745 | 0 | 0 | 0 | 8.2745 | #N/A
2007-11-12 15:01 | 11 | 12 | 15 | 316.5838 | 7575 | 44.96 | 35.96 | 994 | 44.96 | 89.1345 | 0 | Heating | 11.8846 | #N/A | #N/A | #N/A | #N/A | 89.1345 | #N/A | #N/A | 4.0856 | #N/A | 0 | 0 | 0 | 0 | 0 | 0 | 0 | 0 | 0.03962% | 1 | 50% | 0% | 0% | 0% | 8.2745 | 0 | 0 | 0 | 8.2745 | #N/A
2007-11-12 16:01 | 11 | 12 | 16 | 316.6254 | 7576 | 42.98 | 35.96 | 995 | 42.98 | 82.8808 | 0 | Heating | 11.0508 | #N/A | #N/A | #N/A | #N/A | 82.8808 | #N/A | #N/A | 3.9388 | #N/A | 0 | 0 | 0 | 0 | 0 | 0 | 0 | 0 | 0.03684% | 1 | 50% | 0% | 0% | 0% | 8.2745 | 0 | 0 | 0 | 8.2745 | #N/A
2007-11-12 17:01 | 11 | 12 | 17 | 316.6671 | 7577 | 42.98 | 35.96 | 994 | 42.98 | 46.8741 | 0 | Heating | 6.2499 | #N/A | #N/A | #N/A | #N/A | 46.8741 | #N/A | #N/A | 3.9388 | #N/A | 0 | 0 | 0 | 0 | 0 | 0 | 0 | 0 | 0.02083% | 1 | 50% | 0% | 0% | 0% | 8.2745 | 0 | 0 | 0 | 8.2745 | #N/A
2007-11-12 18:01 | 11 | 12 | 18 | 316.7088 | 7578 | 41 | 37.04 | 995 | 41 | 60.7728 | 0 | Heating | 8.103 | #N/A | #N/A | #N/A | #N/A | 60.7728 | #N/A | #N/A | 3.8033 | #N/A | 0 | 0 | 0 | 0 | 0 | 0 | 0 | 0 | 0.02701% | 1 | 50% | 0% | 0% | 0% | 8.2745 | 0 | 0 | 0 | 8.2745 | #N/A
2007-11-12 19:01 | 11 | 12 | 19 | 316.7504 | 7579 | 39.02 | 37.04 | 996 | 39.02 | 105.0882 | 0 | Heating | 14.0118 | #N/A | #N/A | #N/A | #N/A | 105.0882 | #N/A | #N/A | 3.6785 | #N/A | 0 | 0 | 0 | 0 | 0 | 0 | 0 | 0 | 0.04671% | 1 | 50% | 0% | 0% | 0% | 8.2745 | 0 | 0 | 0 | 8.2745 | #N/A
2007-11-12 20:01 | 11 | 12 | 20 | 316.7921 | 7580 | 39.02 | 37.04 | 996 | 39.02 | 123.1919 | 0 | Heating | 16.4256 | #N/A | #N/A | #N/A | #N/A | 123.1919 | #N/A | #N/A | 3.6785 | #N/A | 0 | 0 | 0 | 0 | 0 | 0 | 0 | 0 | 0.05475% | 1 | 50% | 0% | 0% | 0% | 8.2745 | 0 | 0 | 0 | 8.2745 | #N/A
2007-11-12 21:01 | 11 | 12 | 21 | 316.8338 | 7581 | 37.04 | 37.94 | 996 | 37.04 | 164.0068 | 0 | Heating | 21.8676 | #N/A | #N/A | #N/A | #N/A | 164.0068 | #N/A | #N/A | 3.5637 | #N/A | 0 | 0 | 0 | 0 | 0 | 0 | 0 | 0 | 0.07289% | 1 | 50% | 0% | 0% | 0% | 8.2745 | 0 | 0 | 0 | 8.2745 | #N/A
2007-11-12 22:01 | 11 | 12 | 22 | 316.8754 | 7582 | 37.04 | 37.94 | 996 | 37.04 | 174.4591 | 0 | Heating | 23.2612 | #N/A | #N/A | #N/A | #N/A | 174.4591 | #N/A | #N/A | 3.5637 | #N/A | 0 | 0 | 0 | 0 | 0 | 0 | 0 | 0 | 0.07754% | 1 | 50% | 0% | 0% | 0% | 8.2745 | 0 | 0 | 0 | 8.2745 | #N/A
2007-11-12 23:01 | 11 | 12 | 23 | 316.9171 | 7583 | 37.04 | 37.04 | 996 | 37.04 | 0 | 0 | Cooling | 0 | #N/A | #N/A | #N/A | #N/A | 0 | 0 | 0 | 0 | 0 | 0 | #N/A | #N/A | 88 | 52.04 | 6.238 | #N/A | 0 | 0% | 1 | 50% | 0% | 0% | 0% | 8.2745 | 0 | 0 | 0 | 8.2745 | #N/A
2007-11-13 00:01 | 11 | 13 | 0 | 316.9588 | 7584 | 35.06 | 37.04 | 996 | 35.06 | 1.3868 | 0 | Heating | 0.18491 | #N/A | #N/A | #N/A | #N/A | 1.3868 | #N/A | #N/A | 3.4585 | #N/A | 0 | 0 | 0 | 0 | 0 | 0 | 0 | 0 | 0.0006164% | 1 | 50% | 0% | 0% | 0% | 8.2745 | 0 | 0 | 0 | 8.2745 | #N/A
2007-11-13 01:01 | 11 | 13 | 1 | 317.0004 | 7585 | 33.98 | 37.04 | 995 | 33.98 | 2.6097 | 0 | Heating | 0.34796 | #N/A | #N/A | #N/A | #N/A | 2.6097 | #N/A | #N/A | 3.405 | #N/A | 0 | 0 | 0 | 0 | 0 | 0 | 0 | 0 | 0.00116% | 1 | 50% | 0% | 0% | 0% | 8.2745 | 0 | 0 | 0 | 8.2745 | #N/A
2007-11-13 02:01 | 11 | 13 | 2 | 317.0421 | 7586 | 33.98 | 37.94 | 995 | 33.98 | 3.4589 | 0 | Heating | 0.46118 | #N/A | #N/A | #N/A | #N/A | 3.4589 | #N/A | #N/A | 3.405 | #N/A | 0 | 0 | 0 | 0 | 0 | 0 | 0 | 0 | 0.001537% | 1 | 50% | 0% | 0% | 0% | 8.2745 | 0 | 0 | 0 | 8.2745 | #N/A
2007-11-13 03:01 | 11 | 13 | 3 | 317.0838 | 7587 | 30.92 | 37.94 | 995 | 30.92 | 3.9059 | 0 | Heating | 0.52079 | #N/A | #N/A | #N/A | #N/A | 3.9059 | #N/A | #N/A | 3.2671 | #N/A | 0 | 0 | 0 | 0 | 0 | 0 | 0 | 0 | 0.001736% | 1 | 50% | 0% | 0% | 0% | 8.2745 | 0 | 0 | 0 | 8.2745 | #N/A
2007-11-13 04:01 | 11 | 13 | 4 | 317.1254 | 7588 | 28.94 | 37.04 | 995 | 28.94 | 6.4125 | 0 | Heating | 0.855 | #N/A | #N/A | #N/A | #N/A | 6.4125 | #N/A | #N/A | 3.188 | #N/A | 0 | 0 | 0 | 0 | 0 | 0 | 0 | 0 | 0.00285% | 1 | 50% | 0% | 0% | 0% | 8.2745 | 0 | 0 | 0 | 8.2745 | #N/A
2007-11-13 05:01 | 11 | 13 | 5 | 317.1671 | 7589 | 28.94 | 37.94 | 995 | 28.94 | 7.2975 | 0 | Heating | 0.973 | #N/A | #N/A | #N/A | #N/A | 7.2975 | #N/A | #N/A | 3.188 | #N/A | 0 | 0 | 0 | 0 | 0 | 0 | 0 | 0 | 0.003243% | 1 | 50% | 0% | 0% | 0% | 8.2745 | 0 | 0 | 0 | 8.2745 | #N/A
2007-11-13 06:01 | 11 | 13 | 6 | 317.2088 | 7590 | 26.96 | 37.04 | 995 | 26.96 | 5.3785 | 0 | Heating | 0.71713 | #N/A | #N/A | #N/A | #N/A | 5.3785 | #N/A | #N/A | 3.1163 | #N/A | 0 | 0 | 0 | 0 | 0 | 0 | 0 | 0 | 0.00239% | 1 | 50% | 0% | 0% | 0% | 8.2745 | 0 | 0 | 0 | 8.2745 | #N/A
2007-11-13 07:01 | 11 | 13 | 7 | 317.2504 | 7591 | 28.94 | 35.96 | 995 | 28.94 | 352.8767 | 0 | Heating | 47.0502 | #N/A | #N/A | #N/A | #N/A | 352.8767 | #N/A | #N/A | 3.188 | #N/A | 0 | 0 | 0 | 0 | 0 | 0 | 0 | 0 | 0.1568% | 1 | 50% | 0% | 0% | 0% | 8.2745 | 0 | 0 | 0 | 8.2745 | #N/A
2007-11-13 08:01 | 11 | 13 | 8 | 317.2921 | 7592 | 28.94 | 35.06 | 995 | 28.94 | 166.3552 | 0 | Heating | 22.1807 | #N/A | #N/A | #N/A | #N/A | 166.3552 | #N/A | #N/A | 3.188 | #N/A | 0 | 0 | 0 | 0 | 0 | 0 | 0 | 0 | 0.07394% | 1 | 50% | 0% | 0% | 0% | 8.2745 | 0 | 0 | 0 | 8.2745 | #N/A
2007-11-13 09:01 | 11 | 13 | 9 | 317.3338 | 7593 | 35.96 | 35.06 | 995 | 35.96 | 14.4664 | 0 | Heating | 1.9289 | #N/A | #N/A | #N/A | #N/A | 14.4664 | #N/A | #N/A | 3.5052 | #N/A | 0 | 0 | 0 | 0 | 0 | 0 | 0 | 0 | 0.00643% | 1 | 50% | 0% | 0% | 0% | 8.2745 | 0 | 0 | 0 | 8.2745 | #N/A
2007-11-13 10:01 | 11 | 13 | 10 | 317.3754 | 7594 | 37.94 | 33.08 | 995 | 37.94 | 8.9022 | 0 | Heating | 1.187 | #N/A | #N/A | #N/A | #N/A | 8.9022 | #N/A | #N/A | 3.6146 | #N/A | 0 | 0 | 0 | 0 | 0 | 0 | 0 | 0 | 0.003957% | 1 | 50% | 0% | 0% | 0% | 8.2745 | 0 | 0 | 0 | 8.2745 | #N/A
2007-11-13 11:01 | 11 | 13 | 11 | 317.4171 | 7595 | 37.94 | 33.98 | 994 | 37.94 | 7.5433 | 0 | Heating | 1.0058 | #N/A | #N/A | #N/A | #N/A | 7.5433 | #N/A | #N/A | 3.6146 | #N/A | 0 | 0 | 0 | 0 | 0 | 0 | 0 | 0 | 0.003353% | 1 | 50% | 0% | 0% | 0% | 8.2745 | 0 | 0 | 0 | 8.2745 | #N/A
2007-11-13 12:01 | 11 | 13 | 12 | 317.4588 | 7596 | 41 | 37.04 | 994 | 41 | 4.673 | 0 | Heating | 0.62306 | #N/A | #N/A | #N/A | #N/A | 4.673 | #N/A | #N/A | 3.8033 | #N/A | 0 | 0 | 0 | 0 | 0 | 0 | 0 | 0 | 0.002077% | 1 | 50% | 0% | 0% | 0% | 8.2745 | 0 | 0 | 0 | 8.2745 | #N/A
2007-11-13 13:01 | 11 | 13 | 13 | 317.5004 | 7597 | 42.98 | 33.98 | 993 | 42.98 | 4.0092 | 0 | Heating | 0.53456 | #N/A | #N/A | #N/A | #N/A | 4.0092 | #N/A | #N/A | 3.9388 | #N/A | 0 | 0 | 0 | 0 | 0 | 0 | 0 | 0 | 0.001782% | 1 | 50% | 0% | 0% | 0% | 8.2745 | 0 | 0 | 0 | 8.2745 | #N/A
2007-11-13 14:01 | 11 | 13 | 14 | 317.5421 | 7598 | 42.98 | 35.06 | 993 | 42.98 | 0.14043 | 0 | Heating | 0.018724 | #N/A | #N/A | #N/A | #N/A | 0.14043 | #N/A | #N/A | 3.9388 | #N/A | 0 | 0 | 0 | 0 | 0 | 0 | 0 | 0 | 6.241e-05% | 1 | 50% | 0% | 0% | 0% | 8.2745 | 0 | 0 | 0 | 8.2745 | #N/A
2007-11-13 15:01 | 11 | 13 | 15 | 317.5838 | 7599 | 44.06 | 35.06 | 993 | 44.06 | 0 | 0 | Cooling | 0 | #N/A | #N/A | #N/A | #N/A | 0 | 0 | 0 | 0 | 0 | 0 | #N/A | #N/A | 88 | 59.06 | 5.7583 | #N/A | 0 | 0% | 1 | 50% | 0% | 0% | 0% | 8.2745 | 0 | 0 | 0 | 8.2745 | #N/A
2007-11-13 16:01 | 11 | 13 | 16 | 317.6254 | 7600 | 44.06 | 35.96 | 993 | 44.06 | 0 | 0 | Cooling | 0 | #N/A | #N/A | #N/A | #N/A | 0 | 0 | 0 | 0 | 0 | 0 | #N/A | #N/A | 88 | 59.06 | 5.7583 | #N/A | 0 | 0% | 1 | 50% | 0% | 0% | 0% | 8.2745 | 0 | 0 | 0 | 8.2745 | #N/A
2007-11-13 17:01 | 11 | 13 | 17 | 317.6671 | 7601 | 44.06 | 33.98 | 994 | 44.06 | 0 | 0.0087001 | Cooling | 0.00145 | #N/A | #N/A | #N/A | #N/A | 0 | 0 | 0 | 0 | 0 | 0.0087001 | #N/A | #N/A | 88 | 59.06 | 5.7583 | #N/A | 2.6898e-05 | 4.833e-06% | 1 | 50% | 0% | 0% | 0% | 8.2745 | 0 | 0 | 0 | 8.2745 | #N/A
2007-11-13 18:01 | 11 | 13 | 18 | 317.7088 | 7602 | 37.94 | 33.98 | 994 | 37.94 | 0 | 0.11356 | Cooling | 0.018927 | #N/A | #N/A | #N/A | #N/A | 0 | 0 | 0 | 0 | 0 | 0.11356 | #N/A | #N/A | 88 | 52.94 | 6.1765 | #N/A | 0.00035109 | 6.309e-05% | 1 | 50% | 0% | 0% | 0% | 8.2745 | 0 | 0 | 0 | 8.2745 | #N/A
2007-11-13 19:01 | 11 | 13 | 19 | 317.7504 | 7603 | 33.08 | 33.08 | 995 | 33.08 | 2.8612 | 0 | Heating | 0.3815 | #N/A | #N/A | #N/A | #N/A | 2.8612 | #N/A | #N/A | 3.3624 | #N/A | 0 | 0 | 0 | 0 | 0 | 0 | 0 | 0 | 0.001272% | 1 | 50% | 0% | 0% | 0% | 8.2745 | 0 | 0 | 0 | 8.2745 | #N/A
2007-11-13 20:01 | 11 | 13 | 20 | 317.7921 | 7604 | 33.08 | 33.08 | 995 | 33.08 | 5.518 | 0 | Heating | 0.73573 | #N/A | #N/A | #N/A | #N/A | 5.518 | #N/A | #N/A | 3.3624 | #N/A | 0 | 0 | 0 | 0 | 0 | 0 | 0 | 0 | 0.002452% | 1 | 50% | 0% | 0% | 0% | 8.2745 | 0 | 0 | 0 | 8.2745 | #N/A
2007-11-13 21:01 | 11 | 13 | 21 | 317.8338 | 7605 | 28.94 | 33.98 | 995 | 28.94 | 9.5566 | 0 | Heating | 1.2742 | #N/A | #N/A | #N/A | #N/A | 9.5566 | #N/A | #N/A | 3.188 | #N/A | 0 | 0 | 0 | 0 | 0 | 0 | 0 | 0 | 0.004247% | 1 | 50% | 0% | 0% | 0% | 8.2745 | 0 | 0 | 0 | 8.2745 | #N/A
2007-11-13 22:01 | 11 | 13 | 22 | 317.8754 | 7606 | 30.02 | 33.98 | 996 | 30.02 | 9.0296 | 0 | Heating | 1.2039 | #N/A | #N/A | #N/A | #N/A | 9.0296 | #N/A | #N/A | 3.2302 | #N/A | 0 | 0 | 0 | 0 | 0 | 0 | 0 | 0 | 0.004013% | 1 | 50% | 0% | 0% | 0% | 8.2745 | 0 | 0 | 0 | 8.2745 | #N/A
2007-11-13 23:01 | 11 | 13 | 23 | 317.9171 | 7607 | 30.02 | 33.08 | 996 | 30.02 | 0 | 0 | Cooling | 0 | #N/A | #N/A | #N/A | #N/A | 0 | 0 | 0 | 0 | 0 | 0 | #N/A | #N/A | 88 | 45.02 | 6.7177 | #N/A | 0 | 0% | 1 | 50% | 0% | 0% | 0% | 8.2745 | 0 | 0 | 0 | 8.2745 | #N/A
2007-11-14 00:01 | 11 | 14 | 0 | 317.9588 | 7608 | 30.92 | 33.08 | 996 | 30.92 | 0 | 0 | Cooling | 0 | #N/A | #N/A | #N/A | #N/A | 0 | 0 | 0 | 0 | 0 | 0 | #N/A | #N/A | 88 | 45.92 | 6.6562 | #N/A | 0 | 0% | 1 | 50% | 0% | 0% | 0% | 8.2745 | 0 | 0 | 0 | 8.2745 | #N/A
2007-11-14 01:01 | 11 | 14 | 1 | 318.0004 | 7609 | 33.08 | 33.98 | 996 | 33.08 | 0 | 0 | Cooling | 0 | #N/A | #N/A | #N/A | #N/A | 0 | 0 | 0 | 0 | 0 | 0 | #N/A | #N/A | 88 | 48.08 | 6.5086 | #N/A | 0 | 0% | 1 | 50% | 0% | 0% | 0% | 8.2745 | 0 | 0 | 0 | 8.2745 | #N/A
2007-11-14 02:01 | 11 | 14 | 2 | 318.0421 | 7610 | 33.08 | 33.98 | 997 | 33.08 | 0 | 0 | Cooling | 0 | #N/A | #N/A | #N/A | #N/A | 0 | 0 | 0 | 0 | 0 | 0 | #N/A | #N/A | 88 | 48.08 | 6.5086 | #N/A | 0 | 0% | 1 | 50% | 0% | 0% | 0% | 8.2745 | 0 | 0 | 0 | 8.2745 | #N/A
2007-11-14 03:01 | 11 | 14 | 3 | 318.0838 | 7611 | 35.96 | 33.98 | 997 | 35.96 | 0 | 0 | Cooling | 0 | #N/A | #N/A | #N/A | #N/A | 0 | 0 | 0 | 0 | 0 | 0 | #N/A | #N/A | 88 | 50.96 | 6.3118 | #N/A | 0 | 0% | 1 | 50% | 0% | 0% | 0% | 8.2745 | 0 | 0 | 0 | 8.2745 | #N/A
2007-11-14 04:01 | 11 | 14 | 4 | 318.1254 | 7612 | 35.06 | 37.04 | 997 | 35.06 | 0 | 0 | Cooling | 0 | #N/A | #N/A | #N/A | #N/A | 0 | 0 | 0 | 0 | 0 | 0 | #N/A | #N/A | 88 | 50.06 | 6.3733 | #N/A | 0 | 0% | 1 | 50% | 0% | 0% | 0% | 8.2745 | 0 | 0 | 0 | 8.2745 | #N/A
2007-11-14 05:01 | 11 | 14 | 5 | 318.1671 | 7613 | 35.06 | 39.92 | 998 | 35.06 | 0 | 0 | Cooling | 0 | #N/A | #N/A | #N/A | #N/A | 0 | 0 | 0 | 0 | 0 | 0 | #N/A | #N/A | 88 | 50.06 | 6.3733 | #N/A | 0 | 0% | 1 | 50% | 0% | 0% | 0% | 8.2745 | 0 | 0 | 0 | 8.2745 | #N/A
2007-11-14 06:01 | 11 | 14 | 6 | 318.2088 | 7614 | 35.06 | 41 | 998 | 35.06 | 0 | 0 | Cooling | 0 | #N/A | #N/A | #N/A | #N/A | 0 | 0 | 0 | 0 | 0 | 0 | #N/A | #N/A | 88 | 50.06 | 6.3733 | #N/A | 0 | 0% | 1 | 50% | 0% | 0% | 0% | 8.2745 | 0 | 0 | 0 | 8.2745 | #N/A
2007-11-14 07:01 | 11 | 14 | 7 | 318.2504 | 7615 | 35.96 | 42.08 | 999 | 35.96 | 132.1716 | 0 | Heating | 17.6229 | #N/A | #N/A | #N/A | #N/A | 132.1716 | #N/A | #N/A | 3.5052 | #N/A | 0 | 0 | 0 | 0 | 0 | 0 | 0 | 0 | 0.05874% | 1 | 50% | 0% | 0% | 0% | 8.2745 | 0 | 0 | 0 | 8.2745 | #N/A
2007-11-14 08:01 | 11 | 14 | 8 | 318.2921 | 7616 | 35.96 | 42.08 | 1000 | 35.96 | 22.4817 | 0 | Heating | 2.9976 | #N/A | #N/A | #N/A | #N/A | 22.4817 | #N/A | #N/A | 3.5052 | #N/A | 0 | 0 | 0 | 0 | 0 | 0 | 0 | 0 | 0.009992% | 1 | 50% | 0% | 0% | 0% | 8.2745 | 0 | 0 | 0 | 8.2745 | #N/A
2007-11-14 09:01 | 11 | 14 | 9 | 318.3338 | 7617 | 39.92 | 42.08 | 1001 | 39.92 | 0.49317 | 0 | Heating | 0.065755 | #N/A | #N/A | #N/A | #N/A | 0.49317 | #N/A | #N/A | 3.7339 | #N/A | 0 | 0 | 0 | 0 | 0 | 0 | 0 | 0 | 0.0002192% | 1 | 50% | 0% | 0% | 0% | 8.2745 | 0 | 0 | 0 | 8.2745 | #N/A
2007-11-14 10:01 | 11 | 14 | 10 | 318.3754 | 7618 | 46.94 | 44.06 | 1001 | 46.94 | 0 | 0.045619 | Cooling | 0.0076031 | #N/A | #N/A | #N/A | #N/A | 0 | 0 | 0 | 0 | 0 | 0.045619 | #N/A | #N/A | 88 | 61.94 | 5.5615 | #N/A | 0.00014104 | 2.534e-05% | 1 | 50% | 0% | 0% | 0% | 8.2745 | 0 | 0 | 0 | 8.2745 | #N/A
2007-11-14 11:01 | 11 | 14 | 11 | 318.4171 | 7619 | 46.94 | 44.96 | 1002 | 46.94 | 0 | 0.046401 | Cooling | 0.0077336 | #N/A | #N/A | #N/A | #N/A | 0 | 0 | 0 | 0 | 0 | 0.046401 | #N/A | #N/A | 88 | 61.94 | 5.5615 | #N/A | 0.00014346 | 2.578e-05% | 1 | 50% | 0% | 0% | 0% | 8.2745 | 0 | 0 | 0 | 8.2745 | #N/A
2007-11-14 12:01 | 11 | 14 | 12 | 318.4588 | 7620 | 53.96 | 44.06 | 1003 | 53.96 | 0 | 0.090735 | Cooling | 0.015123 | #N/A | #N/A | #N/A | #N/A | 0 | 0 | 0 | 0 | 0 | 0.090735 | #N/A | #N/A | 88 | 68.96 | 5.0818 | #N/A | 0.00028052 | 5.041e-05% | 1 | 50% | 0% | 0% | 0% | 8.2745 | 0 | 0 | 0 | 8.2745 | #N/A
2007-11-14 13:01 | 11 | 14 | 13 | 318.5004 | 7621 | 55.94 | 42.08 | 1003 | 55.94 | 0 | 0.018955 | Cooling | 0.0031592 | #N/A | #N/A | #N/A | #N/A | 0 | 0 | 0 | 0 | 0 | 0.018955 | #N/A | #N/A | 88 | 70.94 | 4.9465 | #N/A | 5.8603e-05 | 1.053e-05% | 1 | 50% | 0% | 0% | 0% | 8.2745 | 0 | 0 | 0 | 8.2745 | #N/A
2007-11-14 14:01 | 11 | 14 | 14 | 318.5421 | 7622 | 55.94 | 37.94 | 1004 | 55.94 | 0 | 0.18075 | Cooling | 0.030126 | #N/A | #N/A | #N/A | #N/A | 0 | 0 | 0 | 0 | 0 | 0.18075 | #N/A | #N/A | 88 | 70.94 | 4.9465 | #N/A | 0.00055882 | 0.0001004% | 1 | 50% | 0% | 0% | 0% | 8.2745 | 0 | 0 | 0 | 8.2745 | #N/A
2007-11-14 15:01 | 11 | 14 | 15 | 318.5838 | 7623 | 57.92 | 35.06 | 1005 | 57.92 | 0 | 0.33541 | Cooling | 0.055902 | #N/A | #N/A | #N/A | #N/A | 0 | 0 | 0 | 0 | 0 | 0.33541 | #N/A | #N/A | 88 | 72.92 | 4.8112 | #N/A | 0.001037 | 0.0001863% | 1 | 50% | 0% | 0% | 0% | 8.2745 | 0 | 0 | 0 | 8.2745 | #N/A
2007-11-14 16:01 | 11 | 14 | 16 | 318.6254 | 7624 | 55.04 | 35.96 | 1006 | 55.04 | 0 | 0.34651 | Cooling | 0.057751 | #N/A | #N/A | #N/A | #N/A | 0 | 0 | 0 | 0 | 0 | 0.34651 | #N/A | #N/A | 88 | 70.04 | 5.008 | #N/A | 0.0010713 | 0.0001925% | 1 | 50% | 0% | 0% | 0% | 8.2745 | 0 | 0 | 0 | 8.2745 | #N/A
2007-11-14 17:01 | 11 | 14 | 17 | 318.6671 | 7625 | 55.04 | 35.96 | 1007 | 55.04 | 0 | 0.40067 | Cooling | 0.066778 | #N/A | #N/A | #N/A | #N/A | 0 | 0 | 0 | 0 | 0 | 0.40067 | #N/A | #N/A | 88 | 70.04 | 5.008 | #N/A | 0.0012387 | 0.0002226% | 1 | 50% | 0% | 0% | 0% | 8.2745 | 0 | 0 | 0 | 8.2745 | #N/A
2007-11-14 18:01 | 11 | 14 | 18 | 318.7088 | 7626 | 42.98 | 35.06 | 1008 | 42.98 | 0 | 0.2395 | Cooling | 0.039917 | #N/A | #N/A | #N/A | #N/A | 0 | 0 | 0 | 0 | 0 | 0.2395 | #N/A | #N/A | 88 | 57.98 | 5.8321 | #N/A | 0.00074044 | 0.0001331% | 1 | 50% | 0% | 0% | 0% | 8.2745 | 0 | 0 | 0 | 8.2745 | #N/A
2007-11-14 19:01 | 11 | 14 | 19 | 318.7504 | 7627 | 39.92 | 35.96 | 1008 | 39.92 | 3.1268 | 0 | Heating | 0.41691 | #N/A | #N/A | #N/A | #N/A | 3.1268 | #N/A | #N/A | 3.7339 | #N/A | 0 | 0 | 0 | 0 | 0 | 0 | 0 | 0 | 0.00139% | 1 | 50% | 0% | 0% | 0% | 8.2745 | 0 | 0 | 0 | 8.2745 | #N/A
2007-11-14 20:01 | 11 | 14 | 20 | 318.7921 | 7628 | 39.92 | 33.08 | 1010 | 39.92 | 6.565 | 0 | Heating | 0.87533 | #N/A | #N/A | #N/A | #N/A | 6.565 | #N/A | #N/A | 3.7339 | #N/A | 0 | 0 | 0 | 0 | 0 | 0 | 0 | 0 | 0.002918% | 1 | 50% | 0% | 0% | 0% | 8.2745 | 0 | 0 | 0 | 8.2745 | #N/A
2007-11-14 21:01 | 11 | 14 | 21 | 318.8338 | 7629 | 35.96 | 32 | 1011 | 35.96 | 15.6061 | 0 | Heating | 2.0808 | #N/A | #N/A | #N/A | #N/A | 15.6061 | #N/A | #N/A | 3.5052 | #N/A | 0 | 0 | 0 | 0 | 0 | 0 | 0 | 0 | 0.006936% | 1 | 50% | 0% | 0% | 0% | 8.2745 | 0 | 0 | 0 | 8.2745 | #N/A
2007-11-14 22:01 | 11 | 14 | 22 | 318.8754 | 7630 | 33.08 | 30.92 | 1012 | 33.08 | 47.4829 | 0 | Heating | 6.3311 | #N/A | #N/A | #N/A | #N/A | 47.4829 | #N/A | #N/A | 3.3624 | #N/A | 0 | 0 | 0 | 0 | 0 | 0 | 0 | 0 | 0.0211% | 1 | 50% | 0% | 0% | 0% | 8.2745 | 0 | 0 | 0 | 8.2745 | #N/A
2007-11-14 23:01 | 11 | 14 | 23 | 318.9171 | 7631 | 33.08 | 30.02 | 1012 | 33.08 | 0 | 0 | Cooling | 0 | #N/A | #N/A | #N/A | #N/A | 0 | 0 | 0 | 0 | 0 | 0 | #N/A | #N/A | 88 | 48.08 | 6.5086 | #N/A | 0 | 0% | 1 | 50% | 0% | 0% | 0% | 8.2745 | 0 | 0 | 0 | 8.2745 | #N/A
2007-11-15 00:01 | 11 | 15 | 0 | 318.9588 | 7632 | 33.98 | 28.04 | 1012 | 33.98 | 0 | 0 | Cooling | 0 | #N/A | #N/A | #N/A | #N/A | 0 | 0 | 0 | 0 | 0 | 0 | #N/A | #N/A | 88 | 48.98 | 6.4471 | #N/A | 0 | 0% | 1 | 50% | 0% | 0% | 0% | 8.2745 | 0 | 0 | 0 | 8.2745 | #N/A
2007-11-15 01:01 | 11 | 15 | 1 | 319.0004 | 7633 | 32 | 30.02 | 1013 | 32 | 0 | 0 | Cooling | 0 | #N/A | #N/A | #N/A | #N/A | 0 | 0 | 0 | 0 | 0 | 0 | #N/A | #N/A | 88 | 47 | 6.5824 | #N/A | 0 | 0% | 1 | 50% | 0% | 0% | 0% | 8.2745 | 0 | 0 | 0 | 8.2745 | #N/A
2007-11-15 02:01 | 11 | 15 | 2 | 319.0421 | 7634 | 32 | 28.94 | 1013 | 32 | 1.8619 | 0 | Heating | 0.24825 | #N/A | #N/A | #N/A | #N/A | 1.8619 | #N/A | #N/A | 3.3135 | #N/A | 0 | 0 | 0 | 0 | 0 | 0 | 0 | 0 | 0.0008275% | 1 | 50% | 0% | 0% | 0% | 8.2745 | 0 | 0 | 0 | 8.2745 | #N/A
2007-11-15 03:01 | 11 | 15 | 3 | 319.0838 | 7635 | 32 | 28.94 | 1014 | 32 | 5.2559 | 0 | Heating | 0.70079 | #N/A | #N/A | #N/A | #N/A | 5.2559 | #N/A | #N/A | 3.3135 | #N/A | 0 | 0 | 0 | 0 | 0 | 0 | 0 | 0 | 0.002336% | 1 | 50% | 0% | 0% | 0% | 8.2745 | 0 | 0 | 0 | 8.2745 | #N/A
2007-11-15 04:01 | 11 | 15 | 4 | 319.1254 | 7636 | 30.02 | 28.04 | 1015 | 30.02 | 8.253 | 0 | Heating | 1.1004 | #N/A | #N/A | #N/A | #N/A | 8.253 | #N/A | #N/A | 3.2302 | #N/A | 0 | 0 | 0 | 0 | 0 | 0 | 0 | 0 | 0.003668% | 1 | 50% | 0% | 0% | 0% | 8.2745 | 0 | 0 | 0 | 8.2745 | #N/A
2007-11-15 05:01 | 11 | 15 | 5 | 319.1671 | 7637 | 30.02 | 26.96 | 1016 | 30.02 | 12.2219 | 0 | Heating | 1.6296 | #N/A | #N/A | #N/A | #N/A | 12.2219 | #N/A | #N/A | 3.2302 | #N/A | 0 | 0 | 0 | 0 | 0 | 0 | 0 | 0 | 0.005432% | 1 | 50% | 0% | 0% | 0% | 8.2745 | 0 | 0 | 0 | 8.2745 | #N/A
2007-11-15 06:01 | 11 | 15 | 6 | 319.2088 | 7638 | 26.06 | 28.04 | 1016 | 26.06 | 12.8868 | 0 | Heating | 1.7182 | #N/A | #N/A | #N/A | #N/A | 12.8868 | #N/A | #N/A | 3.0859 | #N/A | 0 | 0 | 0 | 0 | 0 | 0 | 0 | 0 | 0.005727% | 1 | 50% | 0% | 0% | 0% | 8.2745 | 0 | 0 | 0 | 8.2745 | #N/A
2007-11-15 07:01 | 11 | 15 | 7 | 319.2504 | 7639 | 26.06 | 24.08 | 1017 | 26.06 | 414.9504 | 0 | Heating | 55.3267 | #N/A | #N/A | #N/A | #N/A | 414.9504 | #N/A | #N/A | 3.0859 | #N/A | 0 | 0 | 0 | 0 | 0 | 0 | 0 | 0 | 0.1844% | 1 | 50% | 0% | 0% | 0% | 8.2745 | 0 | 0 | 0 | 8.2745 | #N/A
2007-11-15 08:01 | 11 | 15 | 8 | 319.2921 | 7640 | 26.06 | 28.04 | 1018 | 26.06 | 194.1485 | 0 | Heating | 25.8865 | #N/A | #N/A | #N/A | #N/A | 194.1485 | #N/A | #N/A | 3.0859 | #N/A | 0 | 0 | 0 | 0 | 0 | 0 | 0 | 0 | 0.08629% | 1 | 50% | 0% | 0% | 0% | 8.2745 | 0 | 0 | 0 | 8.2745 | #N/A
2007-11-15 09:01 | 11 | 15 | 9 | 319.3338 | 7641 | 42.98 | 32 | 1019 | 42.98 | 23.6522 | 0 | Heating | 3.1536 | #N/A | #N/A | #N/A | #N/A | 23.6522 | #N/A | #N/A | 3.9388 | #N/A | 0 | 0 | 0 | 0 | 0 | 0 | 0 | 0 | 0.01051% | 1 | 50% | 0% | 0% | 0% | 8.2745 | 0 | 0 | 0 | 8.2745 | #N/A
2007-11-15 10:01 | 11 | 15 | 10 | 319.3754 | 7642 | 46.94 | 35.96 | 1019 | 46.94 | 7.0479 | 0 | Heating | 0.93973 | #N/A | #N/A | #N/A | #N/A | 7.0479 | #N/A | #N/A | 4.2441 | #N/A | 0 | 0 | 0 | 0 | 0 | 0 | 0 | 0 | 0.003132% | 1 | 50% | 0% | 0% | 0% | 8.2745 | 0 | 0 | 0 | 8.2745 | #N/A
2007-11-15 11:01 | 11 | 15 | 11 | 319.4171 | 7643 | 46.94 | 37.04 | 1019 | 46.94 | 5.0491 | 0 | Heating | 0.67321 | #N/A | #N/A | #N/A | #N/A | 5.0491 | #N/A | #N/A | 4.2441 | #N/A | 0 | 0 | 0 | 0 | 0 | 0 | 0 | 0 | 0.002244% | 1 | 50% | 0% | 0% | 0% | 8.2745 | 0 | 0 | 0 | 8.2745 | #N/A
2007-11-15 12:01 | 11 | 15 | 12 | 319.4588 | 7644 | 53.96 | 37.04 | 1019 | 53.96 | 2.4647 | 0 | Heating | 0.32862 | #N/A | #N/A | #N/A | #N/A | 2.4647 | #N/A | #N/A | 4.9089 | #N/A | 0 | 0 | 0 | 0 | 0 | 0 | 0 | 0 | 0.001095% | 1 | 50% | 0% | 0% | 0% | 8.2745 | 0 | 0 | 0 | 8.2745 | #N/A
2007-11-15 13:01 | 11 | 15 | 13 | 319.5004 | 7645 | 57.02 | 35.96 | 1018 | 57.02 | 1.5957 | 0 | Heating | 0.21276 | #N/A | #N/A | #N/A | #N/A | 1.5957 | #N/A | #N/A | 5.2534 | #N/A | 0 | 0 | 0 | 0 | 0 | 0 | 0 | 0 | 0.0007092% | 1 | 50% | 0% | 0% | 0% | 8.2745 | 0 | 0 | 0 | 8.2745 | #N/A
2007-11-15 14:01 | 11 | 15 | 14 | 319.5421 | 7646 | 57.02 | 37.04 | 1018 | 57.02 | 0 | 0.048426 | Cooling | 0.008071 | #N/A | #N/A | #N/A | #N/A | 0 | 0 | 0 | 0 | 0 | 0.048426 | #N/A | #N/A | 88 | 72.02 | 4.8727 | #N/A | 0.00014971 | 2.69e-05% | 1 | 50% | 0% | 0% | 0% | 8.2745 | 0 | 0 | 0 | 8.2745 | #N/A
2007-11-15 15:01 | 11 | 15 | 15 | 319.5838 | 7647 | 57.02 | 35.06 | 1018 | 57.02 | 0 | 0.11359 | Cooling | 0.018932 | #N/A | #N/A | #N/A | #N/A | 0 | 0 | 0 | 0 | 0 | 0.11359 | #N/A | #N/A | 88 | 72.02 | 4.8727 | #N/A | 0.00035118 | 6.311e-05% | 1 | 50% | 0% | 0% | 0% | 8.2745 | 0 | 0 | 0 | 8.2745 | #N/A
2007-11-15 16:01 | 11 | 15 | 16 | 319.6254 | 7648 | 57.02 | 33.08 | 1018 | 57.02 | 0 | 0.24149 | Cooling | 0.040249 | #N/A | #N/A | #N/A | #N/A | 0 | 0 | 0 | 0 | 0 | 0.24149 | #N/A | #N/A | 88 | 72.02 | 4.8727 | #N/A | 0.00074661 | 0.0001342% | 1 | 50% | 0% | 0% | 0% | 8.2745 | 0 | 0 | 0 | 8.2745 | #N/A
2007-11-15 17:01 | 11 | 15 | 17 | 319.6671 | 7649 | 53.06 | 33.08 | 1017 | 53.06 | 0 | 0.44713 | Cooling | 0.074522 | #N/A | #N/A | #N/A | #N/A | 0 | 0 | 0 | 0 | 0 | 0.44713 | #N/A | #N/A | 88 | 68.06 | 5.1433 | #N/A | 0.0013824 | 0.0002484% | 1 | 50% | 0% | 0% | 0% | 8.2745 | 0 | 0 | 0 | 8.2745 | #N/A
2007-11-15 18:01 | 11 | 15 | 18 | 319.7088 | 7650 | 46.04 | 33.08 | 1017 | 46.04 | 0 | 0.050244 | Cooling | 0.008374 | #N/A | #N/A | #N/A | #N/A | 0 | 0 | 0 | 0 | 0 | 0.050244 | #N/A | #N/A | 88 | 61.04 | 5.623 | #N/A | 0.00015534 | 2.791e-05% | 1 | 50% | 0% | 0% | 0% | 8.2745 | 0 | 0 | 0 | 8.2745 | #N/A
2007-11-15 19:01 | 11 | 15 | 19 | 319.7504 | 7651 | 39.92 | 33.08 | 1017 | 39.92 | 3.3667 | 0 | Heating | 0.44889 | #N/A | #N/A | #N/A | #N/A | 3.3667 | #N/A | #N/A | 3.7339 | #N/A | 0 | 0 | 0 | 0 | 0 | 0 | 0 | 0 | 0.001496% | 1 | 50% | 0% | 0% | 0% | 8.2745 | 0 | 0 | 0 | 8.2745 | #N/A
2007-11-15 20:01 | 11 | 15 | 20 | 319.7921 | 7652 | 39.92 | 33.08 | 1018 | 39.92 | 5.6513 | 0 | Heating | 0.75351 | #N/A | #N/A | #N/A | #N/A | 5.6513 | #N/A | #N/A | 3.7339 | #N/A | 0 | 0 | 0 | 0 | 0 | 0 | 0 | 0 | 0.002512% | 1 | 50% | 0% | 0% | 0% | 8.2745 | 0 | 0 | 0 | 8.2745 | #N/A
2007-11-15 21:01 | 11 | 15 | 21 | 319.8338 | 7653 | 41 | 33.08 | 1018 | 41 | 13.9886 | 0 | Heating | 1.8651 | #N/A | #N/A | #N/A | #N/A | 13.9886 | #N/A | #N/A | 3.8033 | #N/A | 0 | 0 | 0 | 0 | 0 | 0 | 0 | 0 | 0.006217% | 1 | 50% | 0% | 0% | 0% | 8.2745 | 0 | 0 | 0 | 8.2745 | #N/A
2007-11-15 22:01 | 11 | 15 | 22 | 319.8754 | 7654 | 39.92 | 32 | 1018 | 39.92 | 31.6513 | 0 | Heating | 4.2202 | #N/A | #N/A | #N/A | #N/A | 31.6513 | #N/A | #N/A | 3.7339 | #N/A | 0 | 0 | 0 | 0 | 0 | 0 | 0 | 0 | 0.01407% | 1 | 50% | 0% | 0% | 0% | 8.2745 | 0 | 0 | 0 | 8.2745 | #N/A
2007-11-15 23:01 | 11 | 15 | 23 | 319.9171 | 7655 | 39.92 | 33.08 | 1018 | 39.92 | 0 | 0 | Cooling | 0 | #N/A | #N/A | #N/A | #N/A | 0 | 0 | 0 | 0 | 0 | 0 | #N/A | #N/A | 88 | 54.92 | 6.0412 | #N/A | 0 | 0% | 1 | 50% | 0% | 0% | 0% | 8.2745 | 0 | 0 | 0 | 8.2745 | #N/A
2007-11-16 00:01 | 11 | 16 | 0 | 319.9588 | 7656 | 39.92 | 33.08 | 1018 | 39.92 | 0 | 0 | Cooling | 0 | #N/A | #N/A | #N/A | #N/A | 0 | 0 | 0 | 0 | 0 | 0 | #N/A | #N/A | 88 | 54.92 | 6.0412 | #N/A | 0 | 0% | 1 | 50% | 0% | 0% | 0% | 8.2745 | 0 | 0 | 0 | 8.2745 | #N/A
2007-11-16 01:01 | 11 | 16 | 1 | 320.0004 | 7657 | 35.06 | 32 | 1017 | 35.06 | 0 | 0 | Cooling | 0 | #N/A | #N/A | #N/A | #N/A | 0 | 0 | 0 | 0 | 0 | 0 | #N/A | #N/A | 88 | 50.06 | 6.3733 | #N/A | 0 | 0% | 1 | 50% | 0% | 0% | 0% | 8.2745 | 0 | 0 | 0 | 8.2745 | #N/A
2007-11-16 02:01 | 11 | 16 | 2 | 320.0421 | 7658 | 35.06 | 32 | 1017 | 35.06 | 0 | 0 | Cooling | 0 | #N/A | #N/A | #N/A | #N/A | 0 | 0 | 0 | 0 | 0 | 0 | #N/A | #N/A | 88 | 50.06 | 6.3733 | #N/A | 0 | 0% | 1 | 50% | 0% | 0% | 0% | 8.2745 | 0 | 0 | 0 | 8.2745 | #N/A
2007-11-16 03:01 | 11 | 16 | 3 | 320.0838 | 7659 | 37.04 | 30.92 | 1017 | 37.04 | 0.18634 | 0 | Heating | 0.024845 | #N/A | #N/A | #N/A | #N/A | 0.18634 | #N/A | #N/A | 3.5637 | #N/A | 0 | 0 | 0 | 0 | 0 | 0 | 0 | 0 | 8.282e-05% | 1 | 50% | 0% | 0% | 0% | 8.2745 | 0 | 0 | 0 | 8.2745 | #N/A
2007-11-16 04:01 | 11 | 16 | 4 | 320.1254 | 7660 | 37.94 | 30.92 | 1016 | 37.94 | 1.7283 | 0 | Heating | 0.23044 | #N/A | #N/A | #N/A | #N/A | 1.7283 | #N/A | #N/A | 3.6146 | #N/A | 0 | 0 | 0 | 0 | 0 | 0 | 0 | 0 | 0.0007681% | 1 | 50% | 0% | 0% | 0% | 8.2745 | 0 | 0 | 0 | 8.2745 | #N/A
2007-11-16 05:01 | 11 | 16 | 5 | 320.1671 | 7661 | 37.94 | 30.92 | 1017 | 37.94 | 3.5809 | 0 | Heating | 0.47746 | #N/A | #N/A | #N/A | #N/A | 3.5809 | #N/A | #N/A | 3.6146 | #N/A | 0 | 0 | 0 | 0 | 0 | 0 | 0 | 0 | 0.001592% | 1 | 50% | 0% | 0% | 0% | 8.2745 | 0 | 0 | 0 | 8.2745 | #N/A
2007-11-16 06:01 | 11 | 16 | 6 | 320.2088 | 7662 | 37.94 | 30.02 | 1017 | 37.94 | 4.1662 | 0 | Heating | 0.55549 | #N/A | #N/A | #N/A | #N/A | 4.1662 | #N/A | #N/A | 3.6146 | #N/A | 0 | 0 | 0 | 0 | 0 | 0 | 0 | 0 | 0.001852% | 1 | 50% | 0% | 0% | 0% | 8.2745 | 0 | 0 | 0 | 8.2745 | #N/A
2007-11-16 07:01 | 11 | 16 | 7 | 320.2504 | 7663 | 35.96 | 30.02 | 1017 | 35.96 | 302.5717 | 0 | Heating | 40.3429 | #N/A | #N/A | #N/A | #N/A | 302.5717 | #N/A | #N/A | 3.5052 | #N/A | 0 | 0 | 0 | 0 | 0 | 0 | 0 | 0 | 0.1345% | 1 | 50% | 0% | 0% | 0% | 8.2745 | 0 | 0 | 0 | 8.2745 | #N/A
2007-11-16 08:01 | 11 | 16 | 8 | 320.2921 | 7664 | 35.96 | 30.02 | 1018 | 35.96 | 125.9455 | 0 | Heating | 16.7927 | #N/A | #N/A | #N/A | #N/A | 125.9455 | #N/A | #N/A | 3.5052 | #N/A | 0 | 0 | 0 | 0 | 0 | 0 | 0 | 0 | 0.05598% | 1 | 50% | 0% | 0% | 0% | 8.2745 | 0 | 0 | 0 | 8.2745 | #N/A
2007-11-16 09:01 | 11 | 16 | 9 | 320.3338 | 7665 | 39.02 | 33.98 | 1018 | 39.02 | 37.0907 | 0 | Heating | 4.9454 | #N/A | #N/A | #N/A | #N/A | 37.0907 | #N/A | #N/A | 3.6785 | #N/A | 0 | 0 | 0 | 0 | 0 | 0 | 0 | 0 | 0.01648% | 1 | 50% | 0% | 0% | 0% | 8.2745 | 0 | 0 | 0 | 8.2745 | #N/A
2007-11-16 10:01 | 11 | 16 | 10 | 320.3754 | 7666 | 42.08 | 39.02 | 1017 | 42.08 | 8.0606 | 0 | Heating | 1.0747 | #N/A | #N/A | #N/A | #N/A | 8.0606 | #N/A | #N/A | 3.8759 | #N/A | 0 | 0 | 0 | 0 | 0 | 0 | 0 | 0 | 0.003582% | 1 | 50% | 0% | 0% | 0% | 8.2745 | 0 | 0 | 0 | 8.2745 | #N/A
2007-11-16 11:01 | 11 | 16 | 11 | 320.4171 | 7667 | 42.08 | 39.02 | 1017 | 42.08 | 5.5371 | 0 | Heating | 0.73828 | #N/A | #N/A | #N/A | #N/A | 5.5371 | #N/A | #N/A | 3.8759 | #N/A | 0 | 0 | 0 | 0 | 0 | 0 | 0 | 0 | 0.002461% | 1 | 50% | 0% | 0% | 0% | 8.2745 | 0 | 0 | 0 | 8.2745 | #N/A
2007-11-16 12:01 | 11 | 16 | 12 | 320.4588 | 7668 | 42.08 | 37.94 | 1016 | 42.08 | 0 | 1.9198 | Cooling | 0.31997 | #N/A | #N/A | #N/A | #N/A | 0 | 0 | 0 | 0 | 0 | 1.9198 | #N/A | #N/A | 88 | 57.08 | 5.8936 | #N/A | 0.0059354 | 0.001067% | 1 | 50% | 0% | 0% | 0% | 8.2745 | 0 | 0 | 0 | 8.2745 | #N/A
2007-11-16 13:01 | 11 | 16 | 13 | 320.5004 | 7669 | 42.98 | 39.02 | 1016 | 42.98 | 0 | 16.1134 | Cooling | 2.6856 | #N/A | #N/A | #N/A | #N/A | 0 | 0 | 0 | 0 | 0 | 16.1134 | #N/A | #N/A | 88 | 57.98 | 5.8321 | #N/A | 0.049817 | 0.008952% | 1 | 50% | 0% | 0% | 0% | 8.2745 | 0 | 0 | 0 | 8.2745 | #N/A
2007-11-16 14:01 | 11 | 16 | 14 | 320.5421 | 7670 | 42.98 | 39.02 | 1015 | 42.98 | 0 | 19.6946 | Cooling | 3.2824 | #N/A | #N/A | #N/A | #N/A | 0 | 0 | 0 | 0 | 0 | 19.6946 | #N/A | #N/A | 88 | 57.98 | 5.8321 | #N/A | 0.060888 | 0.01094% | 1 | 50% | 0% | 0% | 0% | 8.2745 | 0 | 0 | 0 | 8.2745 | #N/A
2007-11-16 15:01 | 11 | 16 | 15 | 320.5838 | 7671 | 41 | 39.02 | 1015 | 41 | 0 | 21.167 | Cooling | 3.5278 | #N/A | #N/A | #N/A | #N/A | 0 | 0 | 0 | 0 | 0 | 21.167 | #N/A | #N/A | 88 | 56 | 5.9674 | #N/A | 0.06544 | 0.01176% | 1 | 50% | 0% | 0% | 0% | 8.2745 | 0 | 0 | 0 | 8.2745 | #N/A
2007-11-16 16:01 | 11 | 16 | 16 | 320.6254 | 7672 | 42.08 | 37.94 | 1014 | 42.08 | 0 | 12.6122 | Cooling | 2.102 | #N/A | #N/A | #N/A | #N/A | 0 | 0 | 0 | 0 | 0 | 12.6122 | #N/A | #N/A | 88 | 57.08 | 5.8936 | #N/A | 0.038992 | 0.007007% | 1 | 50% | 0% | 0% | 0% | 8.2745 | 0 | 0 | 0 | 8.2745 | #N/A
2007-11-16 17:01 | 11 | 16 | 17 | 320.6671 | 7673 | 42.08 | 37.04 | 1014 | 42.08 | 1.5218 | 0 | Heating | 0.20291 | #N/A | #N/A | #N/A | #N/A | 1.5218 | #N/A | #N/A | 3.8759 | #N/A | 0 | 0 | 0 | 0 | 0 | 0 | 0 | 0 | 0.0006764% | 1 | 50% | 0% | 0% | 0% | 8.2745 | 0 | 0 | 0 | 8.2745 | #N/A
2007-11-16 18:01 | 11 | 16 | 18 | 320.7088 | 7674 | 44.06 | 35.96 | 1014 | 44.06 | 2.7921 | 0 | Heating | 0.37227 | #N/A | #N/A | #N/A | #N/A | 2.7921 | #N/A | #N/A | 4.0174 | #N/A | 0 | 0 | 0 | 0 | 0 | 0 | 0 | 0 | 0.001241% | 1 | 50% | 0% | 0% | 0% | 8.2745 | 0 | 0 | 0 | 8.2745 | #N/A
2007-11-16 19:01 | 11 | 16 | 19 | 320.7504 | 7675 | 44.96 | 35.96 | 1014 | 44.96 | 0 | 0 | Cooling | 0 | #N/A | #N/A | #N/A | #N/A | 0 | 0 | 0 | 0 | 0 | 0 | #N/A | #N/A | 88 | 59.96 | 5.6968 | #N/A | 0 | 0% | 1 | 50% | 0% | 0% | 0% | 8.2745 | 0 | 0 | 0 | 8.2745 | #N/A
2007-11-16 20:01 | 11 | 16 | 20 | 320.7921 | 7676 | 46.04 | 35.06 | 1013 | 46.04 | 0 | 0 | Cooling | 0 | #N/A | #N/A | #N/A | #N/A | 0 | 0 | 0 | 0 | 0 | 0 | #N/A | #N/A | 88 | 61.04 | 5.623 | #N/A | 0 | 0% | 1 | 50% | 0% | 0% | 0% | 8.2745 | 0 | 0 | 0 | 8.2745 | #N/A
2007-11-16 21:01 | 11 | 16 | 21 | 320.8338 | 7677 | 46.04 | 35.06 | 1013 | 46.04 | 0 | 0 | Cooling | 0 | #N/A | #N/A | #N/A | #N/A | 0 | 0 | 0 | 0 | 0 | 0 | #N/A | #N/A | 88 | 61.04 | 5.623 | #N/A | 0 | 0% | 1 | 50% | 0% | 0% | 0% | 8.2745 | 0 | 0 | 0 | 8.2745 | #N/A
2007-11-16 22:01 | 11 | 16 | 22 | 320.8754 | 7678 | 46.04 | 35.06 | 1013 | 46.04 | 0 | 0 | Cooling | 0 | #N/A | #N/A | #N/A | #N/A | 0 | 0 | 0 | 0 | 0 | 0 | #N/A | #N/A | 88 | 61.04 | 5.623 | #N/A | 0 | 0% | 1 | 50% | 0% | 0% | 0% | 8.2745 | 0 | 0 | 0 | 8.2745 | #N/A
2007-11-16 23:01 | 11 | 16 | 23 | 320.9171 | 7679 | 46.04 | 37.04 | 1013 | 46.04 | 0 | 0 | Cooling | 0 | #N/A | #N/A | #N/A | #N/A | 0 | 0 | 0 | 0 | 0 | 0 | #N/A | #N/A | 88 | 61.04 | 5.623 | #N/A | 0 | 0% | 1 | 50% | 0% | 0% | 0% | 8.2745 | 0 | 0 | 0 | 8.2745 | #N/A
2007-11-17 00:01 | 11 | 17 | 0 | 320.9588 | 7680 | 46.04 | 37.94 | 1012 | 46.04 | 0 | 0 | Cooling | 0 | #N/A | #N/A | #N/A | #N/A | 0 | 0 | 0 | 0 | 0 | 0 | #N/A | #N/A | 88 | 61.04 | 5.623 | #N/A | 0 | 0% | 1 | 50% | 0% | 0% | 0% | 8.2745 | 0 | 0 | 0 | 8.2745 | #N/A
2007-11-17 01:01 | 11 | 17 | 1 | 321.0004 | 7681 | 46.04 | 39.92 | 1012 | 46.04 | 0 | 0 | Cooling | 0 | #N/A | #N/A | #N/A | #N/A | 0 | 0 | 0 | 0 | 0 | 0 | #N/A | #N/A | 88 | 61.04 | 5.623 | #N/A | 0 | 0% | 1 | 50% | 0% | 0% | 0% | 8.2745 | 0 | 0 | 0 | 8.2745 | #N/A
2007-11-17 02:01 | 11 | 17 | 2 | 321.0421 | 7682 | 46.04 | 42.08 | 1011 | 46.04 | 0 | 0 | Cooling | 0 | #N/A | #N/A | #N/A | #N/A | 0 | 0 | 0 | 0 | 0 | 0 | #N/A | #N/A | 88 | 61.04 | 5.623 | #N/A | 0 | 0% | 1 | 50% | 0% | 0% | 0% | 8.2745 | 0 | 0 | 0 | 8.2745 | #N/A
2007-11-17 03:01 | 11 | 17 | 3 | 321.0838 | 7683 | 46.4 | 44.06 | 1011 | 46.4 | 0 | 0 | Cooling | 0 | #N/A | #N/A | #N/A | #N/A | 0 | 0 | 0 | 0 | 0 | 0 | #N/A | #N/A | 88 | 61.4 | 5.5984 | #N/A | 0 | 0% | 1 | 50% | 0% | 0% | 0% | 8.2745 | 0 | 0 | 0 | 8.2745 | #N/A
2007-11-17 04:01 | 11 | 17 | 4 | 321.1254 | 7684 | 46.4 | 46.04 | 1010 | 46.4 | 0 | 0 | Cooling | 0 | #N/A | #N/A | #N/A | #N/A | 0 | 0 | 0 | 0 | 0 | 0 | #N/A | #N/A | 88 | 61.4 | 5.5984 | #N/A | 0 | 0% | 1 | 50% | 0% | 0% | 0% | 8.2745 | 0 | 0 | 0 | 8.2745 | #N/A
2007-11-17 05:01 | 11 | 17 | 5 | 321.1671 | 7685 | 46.04 | 48.02 | 1009 | 46.04 | 0 | 0 | Cooling | 0 | #N/A | #N/A | #N/A | #N/A | 0 | 0 | 0 | 0 | 0 | 0 | #N/A | #N/A | 88 | 61.04 | 5.623 | #N/A | 0 | 0% | 1 | 50% | 0% | 0% | 0% | 8.2745 | 0 | 0 | 0 | 8.2745 | #N/A
2007-11-17 06:01 | 11 | 17 | 6 | 321.2088 | 7686 | 46.04 | 50 | 1009 | 46.04 | 0 | 0 | Cooling | 0 | #N/A | #N/A | #N/A | #N/A | 0 | 0 | 0 | 0 | 0 | 0 | #N/A | #N/A | 88 | 61.04 | 5.623 | #N/A | 0 | 0% | 1 | 50% | 0% | 0% | 0% | 8.2745 | 0 | 0 | 0 | 8.2745 | #N/A
2007-11-17 07:01 | 11 | 17 | 7 | 321.2504 | 7687 | 46.04 | 50 | 1007 | 46.04 | 0 | 0 | Cooling | 0 | #N/A | #N/A | #N/A | #N/A | 0 | 0 | 0 | 0 | 0 | 0 | #N/A | #N/A | 88 | 61.04 | 5.623 | #N/A | 0 | 0% | 1 | 50% | 0% | 0% | 0% | 8.2745 | 0 | 0 | 0 | 8.2745 | #N/A
2007-11-17 08:01 | 11 | 17 | 8 | 321.2921 | 7688 | 46.04 | 48.92 | 1007 | 46.04 | 0 | 0 | Cooling | 0 | #N/A | #N/A | #N/A | #N/A | 0 | 0 | 0 | 0 | 0 | 0 | #N/A | #N/A | 88 | 61.04 | 5.623 | #N/A | 0 | 0% | 1 | 50% | 0% | 0% | 0% | 8.2745 | 0 | 0 | 0 | 8.2745 | #N/A
2007-11-17 09:01 | 11 | 17 | 9 | 321.3338 | 7689 | 48.02 | 48.02 | 1005 | 48.02 | 0 | 0 | Cooling | 0 | #N/A | #N/A | #N/A | #N/A | 0 | 0 | 0 | 0 | 0 | 0 | #N/A | #N/A | 88 | 63.02 | 5.4877 | #N/A | 0 | 0% | 1 | 50% | 0% | 0% | 0% | 8.2745 | 0 | 0 | 0 | 8.2745 | #N/A
2007-11-17 10:01 | 11 | 17 | 10 | 321.3754 | 7690 | 48.92 | 46.94 | 1004 | 48.92 | 0 | 0 | Cooling | 0 | #N/A | #N/A | #N/A | #N/A | 0 | 0 | 0 | 0 | 0 | 0 | #N/A | #N/A | 88 | 63.92 | 5.4262 | #N/A | 0 | 0% | 1 | 50% | 0% | 0% | 0% | 8.2745 | 0 | 0 | 0 | 8.2745 | #N/A
2007-11-17 11:01 | 11 | 17 | 11 | 321.4171 | 7691 | 48.92 | 46.94 | 1003 | 48.92 | 0 | 0 | Cooling | 0 | #N/A | #N/A | #N/A | #N/A | 0 | 0 | 0 | 0 | 0 | 0 | #N/A | #N/A | 88 | 63.92 | 5.4262 | #N/A | 0 | 0% | 1 | 50% | 0% | 0% | 0% | 8.2745 | 0 | 0 | 0 | 8.2745 | #N/A
2007-11-17 12:01 | 11 | 17 | 12 | 321.4588 | 7692 | 51.98 | 48.02 | 1002 | 51.98 | 0 | 0 | Cooling | 0 | #N/A | #N/A | #N/A | #N/A | 0 | 0 | 0 | 0 | 0 | 0 | #N/A | #N/A | 88 | 66.98 | 5.2171 | #N/A | 0 | 0% | 1 | 50% | 0% | 0% | 0% | 8.2745 | 0 | 0 | 0 | 8.2745 | #N/A
2007-11-17 13:01 | 11 | 17 | 13 | 321.5004 | 7693 | 51.98 | 51.08 | 1001 | 51.98 | 0 | 0 | Cooling | 0 | #N/A | #N/A | #N/A | #N/A | 0 | 0 | 0 | 0 | 0 | 0 | #N/A | #N/A | 88 | 66.98 | 5.2171 | #N/A | 0 | 0% | 1 | 50% | 0% | 0% | 0% | 8.2745 | 0 | 0 | 0 | 8.2745 | #N/A
2007-11-17 14:01 | 11 | 17 | 14 | 321.5421 | 7694 | 51.98 | 51.98 | 1001 | 51.98 | 0 | 0 | Cooling | 0 | #N/A | #N/A | #N/A | #N/A | 0 | 0 | 0 | 0 | 0 | 0 | #N/A | #N/A | 88 | 66.98 | 5.2171 | #N/A | 0 | 0% | 1 | 50% | 0% | 0% | 0% | 8.2745 | 0 | 0 | 0 | 8.2745 | #N/A
2007-11-17 15:01 | 11 | 17 | 15 | 321.5838 | 7695 | 53.96 | 51.98 | 1001 | 53.96 | 0 | 0 | Cooling | 0 | #N/A | #N/A | #N/A | #N/A | 0 | 0 | 0 | 0 | 0 | 0 | #N/A | #N/A | 88 | 68.96 | 5.0818 | #N/A | 0 | 0% | 1 | 50% | 0% | 0% | 0% | 8.2745 | 0 | 0 | 0 | 8.2745 | #N/A
2007-11-17 16:01 | 11 | 17 | 16 | 321.6254 | 7696 | 53.06 | 51.98 | 1000 | 53.06 | 0 | 0 | Cooling | 0 | #N/A | #N/A | #N/A | #N/A | 0 | 0 | 0 | 0 | 0 | 0 | #N/A | #N/A | 88 | 68.06 | 5.1433 | #N/A | 0 | 0% | 1 | 50% | 0% | 0% | 0% | 8.2745 | 0 | 0 | 0 | 8.2745 | #N/A
2007-11-17 17:01 | 11 | 17 | 17 | 321.6671 | 7697 | 53.06 | 51.08 | 999 | 53.06 | 0 | 0 | Cooling | 0 | #N/A | #N/A | #N/A | #N/A | 0 | 0 | 0 | 0 | 0 | 0 | #N/A | #N/A | 88 | 68.06 | 5.1433 | #N/A | 0 | 0% | 1 | 50% | 0% | 0% | 0% | 8.2745 | 0 | 0 | 0 | 8.2745 | #N/A
2007-11-17 18:01 | 11 | 17 | 18 | 321.7088 | 7698 | 48.02 | 51.08 | 998 | 48.02 | 0 | 0 | Cooling | 0 | #N/A | #N/A | #N/A | #N/A | 0 | 0 | 0 | 0 | 0 | 0 | #N/A | #N/A | 88 | 63.02 | 5.4877 | #N/A | 0 | 0% | 1 | 50% | 0% | 0% | 0% | 8.2745 | 0 | 0 | 0 | 8.2745 | #N/A
2007-11-17 19:01 | 11 | 17 | 19 | 321.7504 | 7699 | 46.94 | 51.08 | 997 | 46.94 | 0 | 0 | Cooling | 0 | #N/A | #N/A | #N/A | #N/A | 0 | 0 | 0 | 0 | 0 | 0 | #N/A | #N/A | 88 | 61.94 | 5.5615 | #N/A | 0 | 0% | 1 | 50% | 0% | 0% | 0% | 8.2745 | 0 | 0 | 0 | 8.2745 | #N/A
2007-11-17 20:01 | 11 | 17 | 20 | 321.7921 | 7700 | 46.94 | 53.06 | 996 | 46.94 | 0 | 0 | Cooling | 0 | #N/A | #N/A | #N/A | #N/A | 0 | 0 | 0 | 0 | 0 | 0 | #N/A | #N/A | 88 | 61.94 | 5.5615 | #N/A | 0 | 0% | 1 | 50% | 0% | 0% | 0% | 8.2745 | 0 | 0 | 0 | 8.2745 | #N/A
2007-11-17 21:01 | 11 | 17 | 21 | 321.8338 | 7701 | 39.92 | 53.96 | 995 | 39.92 | 0 | 0 | Cooling | 0 | #N/A | #N/A | #N/A | #N/A | 0 | 0 | 0 | 0 | 0 | 0 | #N/A | #N/A | 88 | 54.92 | 6.0412 | #N/A | 0 | 0% | 1 | 50% | 0% | 0% | 0% | 8.2745 | 0 | 0 | 0 | 8.2745 | #N/A
2007-11-17 22:01 | 11 | 17 | 22 | 321.8754 | 7702 | 42.98 | 53.96 | 993 | 42.98 | 0 | 0 | Cooling | 0 | #N/A | #N/A | #N/A | #N/A | 0 | 0 | 0 | 0 | 0 | 0 | #N/A | #N/A | 88 | 57.98 | 5.8321 | #N/A | 0 | 0% | 1 | 50% | 0% | 0% | 0% | 8.2745 | 0 | 0 | 0 | 8.2745 | #N/A
2007-11-17 23:01 | 11 | 17 | 23 | 321.9171 | 7703 | 42.98 | 55.04 | 992 | 42.98 | 0 | 0 | Cooling | 0 | #N/A | #N/A | #N/A | #N/A | 0 | 0 | 0 | 0 | 0 | 0 | #N/A | #N/A | 88 | 57.98 | 5.8321 | #N/A | 0 | 0% | 1 | 50% | 0% | 0% | 0% | 8.2745 | 0 | 0 | 0 | 8.2745 | #N/A
2007-11-18 00:01 | 11 | 18 | 0 | 321.9588 | 7704 | 41 | 57.02 | 992 | 41 | 0 | 0 | Cooling | 0 | #N/A | #N/A | #N/A | #N/A | 0 | 0 | 0 | 0 | 0 | 0 | #N/A | #N/A | 88 | 56 | 5.9674 | #N/A | 0 | 0% | 1 | 50% | 0% | 0% | 0% | 8.2745 | 0 | 0 | 0 | 8.2745 | #N/A
2007-11-18 01:01 | 11 | 18 | 1 | 322.0004 | 7705 | 41 | 53.06 | 994 | 41 | 0 | 0 | Cooling | 0 | #N/A | #N/A | #N/A | #N/A | 0 | 0 | 0 | 0 | 0 | 0 | #N/A | #N/A | 88 | 56 | 5.9674 | #N/A | 0 | 0% | 1 | 50% | 0% | 0% | 0% | 8.2745 | 0 | 0 | 0 | 8.2745 | #N/A
2007-11-18 02:01 | 11 | 18 | 2 | 322.0421 | 7706 | 41 | 51.98 | 994 | 41 | 0 | 0 | Cooling | 0 | #N/A | #N/A | #N/A | #N/A | 0 | 0 | 0 | 0 | 0 | 0 | #N/A | #N/A | 88 | 56 | 5.9674 | #N/A | 0 | 0% | 1 | 50% | 0% | 0% | 0% | 8.2745 | 0 | 0 | 0 | 8.2745 | #N/A
2007-11-18 03:01 | 11 | 18 | 3 | 322.0838 | 7707 | 37.04 | 50 | 995 | 37.04 | 0 | 0 | Cooling | 0 | #N/A | #N/A | #N/A | #N/A | 0 | 0 | 0 | 0 | 0 | 0 | #N/A | #N/A | 88 | 52.04 | 6.238 | #N/A | 0 | 0% | 1 | 50% | 0% | 0% | 0% | 8.2745 | 0 | 0 | 0 | 8.2745 | #N/A
2007-11-18 04:01 | 11 | 18 | 4 | 322.1254 | 7708 | 39.02 | 48.92 | 995 | 39.02 | 0 | 0 | Cooling | 0 | #N/A | #N/A | #N/A | #N/A | 0 | 0 | 0 | 0 | 0 | 0 | #N/A | #N/A | 88 | 54.02 | 6.1027 | #N/A | 0 | 0% | 1 | 50% | 0% | 0% | 0% | 8.2745 | 0 | 0 | 0 | 8.2745 | #N/A
2007-11-18 05:01 | 11 | 18 | 5 | 322.1671 | 7709 | 39.02 | 48.02 | 996 | 39.02 | 0 | 0 | Cooling | 0 | #N/A | #N/A | #N/A | #N/A | 0 | 0 | 0 | 0 | 0 | 0 | #N/A | #N/A | 88 | 54.02 | 6.1027 | #N/A | 0 | 0% | 1 | 50% | 0% | 0% | 0% | 8.2745 | 0 | 0 | 0 | 8.2745 | #N/A
2007-11-18 06:01 | 11 | 18 | 6 | 322.2088 | 7710 | 44.96 | 44.96 | 997 | 44.96 | 0 | 0 | Cooling | 0 | #N/A | #N/A | #N/A | #N/A | 0 | 0 | 0 | 0 | 0 | 0 | #N/A | #N/A | 88 | 59.96 | 5.6968 | #N/A | 0 | 0% | 1 | 50% | 0% | 0% | 0% | 8.2745 | 0 | 0 | 0 | 8.2745 | #N/A
2007-11-18 07:01 | 11 | 18 | 7 | 322.2504 | 7711 | 39.02 | 44.06 | 997 | 39.02 | 0 | 8.3666 | Cooling | 1.3944 | #N/A | #N/A | #N/A | #N/A | 0 | 0 | 0 | 0 | 0 | 8.3666 | #N/A | #N/A | 88 | 54.02 | 6.1027 | #N/A | 0.025866 | 0.004648% | 1 | 50% | 0% | 0% | 0% | 8.2745 | 0 | 0 | 0 | 8.2745 | #N/A
2007-11-18 08:01 | 11 | 18 | 8 | 322.2921 | 7712 | 39.02 | 44.06 | 998 | 39.02 | 0 | 0 | Cooling | 0 | #N/A | #N/A | #N/A | #N/A | 0 | 0 | 0 | 0 | 0 | 0 | #N/A | #N/A | 88 | 54.02 | 6.1027 | #N/A | 0 | 0% | 1 | 50% | 0% | 0% | 0% | 8.2745 | 0 | 0 | 0 | 8.2745 | #N/A
2007-11-18 09:01 | 11 | 18 | 9 | 322.3338 | 7713 | 50 | 44.96 | 999 | 50 | 0 | 0 | Cooling | 0 | #N/A | #N/A | #N/A | #N/A | 0 | 0 | 0 | 0 | 0 | 0 | #N/A | #N/A | 88 | 65 | 5.3524 | #N/A | 0 | 0% | 1 | 50% | 0% | 0% | 0% | 8.2745 | 0 | 0 | 0 | 8.2745 | #N/A
2007-11-18 10:01 | 11 | 18 | 10 | 322.3754 | 7714 | 53.06 | 44.06 | 1000 | 53.06 | 0 | 0.0053042 | Cooling | 0.00088404 | #N/A | #N/A | #N/A | #N/A | 0 | 0 | 0 | 0 | 0 | 0.0053042 | #N/A | #N/A | 88 | 68.06 | 5.1433 | #N/A | 1.6399e-05 | 2.947e-06% | 1 | 50% | 0% | 0% | 0% | 8.2745 | 0 | 0 | 0 | 8.2745 | #N/A
2007-11-18 11:01 | 11 | 18 | 11 | 322.4171 | 7715 | 53.06 | 41 | 1000 | 53.06 | 0 | 0.071428 | Cooling | 0.011905 | #N/A | #N/A | #N/A | #N/A | 0 | 0 | 0 | 0 | 0 | 0.071428 | #N/A | #N/A | 88 | 68.06 | 5.1433 | #N/A | 0.00022083 | 3.968e-05% | 1 | 50% | 0% | 0% | 0% | 8.2745 | 0 | 0 | 0 | 8.2745 | #N/A
2007-11-18 12:01 | 11 | 18 | 12 | 322.4588 | 7716 | 51.08 | 37.04 | 1001 | 51.08 | 0 | 0.13535 | Cooling | 0.022558 | #N/A | #N/A | #N/A | #N/A | 0 | 0 | 0 | 0 | 0 | 0.13535 | #N/A | #N/A | 88 | 66.08 | 5.2786 | #N/A | 0.00041844 | 7.519e-05% | 1 | 50% | 0% | 0% | 0% | 8.2745 | 0 | 0 | 0 | 8.2745 | #N/A
2007-11-18 13:01 | 11 | 18 | 13 | 322.5004 | 7717 | 51.98 | 35.06 | 1001 | 51.98 | 0 | 0.11424 | Cooling | 0.01904 | #N/A | #N/A | #N/A | #N/A | 0 | 0 | 0 | 0 | 0 | 0.11424 | #N/A | #N/A | 88 | 66.98 | 5.2171 | #N/A | 0.00035319 | 6.347e-05% | 1 | 50% | 0% | 0% | 0% | 8.2745 | 0 | 0 | 0 | 8.2745 | #N/A
2007-11-18 14:01 | 11 | 18 | 14 | 322.5421 | 7718 | 51.98 | 30.02 | 1002 | 51.98 | 0 | 0.18284 | Cooling | 0.030474 | #N/A | #N/A | #N/A | #N/A | 0 | 0 | 0 | 0 | 0 | 0.18284 | #N/A | #N/A | 88 | 66.98 | 5.2171 | #N/A | 0.00056528 | 0.0001016% | 1 | 50% | 0% | 0% | 0% | 8.2745 | 0 | 0 | 0 | 8.2745 | #N/A
2007-11-18 15:01 | 11 | 18 | 15 | 322.5838 | 7719 | 55.94 | 30.02 | 1002 | 55.94 | 0 | 0.23731 | Cooling | 0.039552 | #N/A | #N/A | #N/A | #N/A | 0 | 0 | 0 | 0 | 0 | 0.23731 | #N/A | #N/A | 88 | 70.94 | 4.9465 | #N/A | 0.00073369 | 0.0001318% | 1 | 50% | 0% | 0% | 0% | 8.2745 | 0 | 0 | 0 | 8.2745 | #N/A
2007-11-18 16:01 | 11 | 18 | 16 | 322.6254 | 7720 | 53.96 | 30.92 | 1003 | 53.96 | 0 | 0.24572 | Cooling | 0.040953 | #N/A | #N/A | #N/A | #N/A | 0 | 0 | 0 | 0 | 0 | 0.24572 | #N/A | #N/A | 88 | 68.96 | 5.0818 | #N/A | 0.00075967 | 0.0001365% | 1 | 50% | 0% | 0% | 0% | 8.2745 | 0 | 0 | 0 | 8.2745 | #N/A
2007-11-18 17:01 | 11 | 18 | 17 | 322.6671 | 7721 | 53.96 | 30.92 | 1004 | 53.96 | 0 | 0.3471 | Cooling | 0.05785 | #N/A | #N/A | #N/A | #N/A | 0 | 0 | 0 | 0 | 0 | 0.3471 | #N/A | #N/A | 88 | 68.96 | 5.0818 | #N/A | 0.0010731 | 0.0001928% | 1 | 50% | 0% | 0% | 0% | 8.2745 | 0 | 0 | 0 | 8.2745 | #N/A
2007-11-18 18:01 | 11 | 18 | 18 | 322.7088 | 7722 | 46.94 | 30.92 | 1005 | 46.94 | 0 | 0.32022 | Cooling | 0.053369 | #N/A | #N/A | #N/A | #N/A | 0 | 0 | 0 | 0 | 0 | 0.32022 | #N/A | #N/A | 88 | 61.94 | 5.5615 | #N/A | 0.00098999 | 0.0001779% | 1 | 50% | 0% | 0% | 0% | 8.2745 | 0 | 0 | 0 | 8.2745 | #N/A
2007-11-18 19:01 | 11 | 18 | 19 | 322.7504 | 7723 | 44.06 | 32 | 1005 | 44.06 | 0 | 0.19041 | Cooling | 0.031735 | #N/A | #N/A | #N/A | #N/A | 0 | 0 | 0 | 0 | 0 | 0.19041 | #N/A | #N/A | 88 | 59.06 | 5.7583 | #N/A | 0.00058868 | 0.0001058% | 1 | 50% | 0% | 0% | 0% | 8.2745 | 0 | 0 | 0 | 8.2745 | #N/A
2007-11-18 20:01 | 11 | 18 | 20 | 322.7921 | 7724 | 44.06 | 33.08 | 1006 | 44.06 | 0 | 0.13143 | Cooling | 0.021905 | #N/A | #N/A | #N/A | #N/A | 0 | 0 | 0 | 0 | 0 | 0.13143 | #N/A | #N/A | 88 | 59.06 | 5.7583 | #N/A | 0.00040633 | 7.302e-05% | 1 | 50% | 0% | 0% | 0% | 8.2745 | 0 | 0 | 0 | 8.2745 | #N/A
2007-11-18 21:01 | 11 | 18 | 21 | 322.8338 | 7725 | 42.08 | 33.98 | 1007 | 42.08 | 0.1419 | 0 | Heating | 0.018919 | #N/A | #N/A | #N/A | #N/A | 0.1419 | #N/A | #N/A | 3.8759 | #N/A | 0 | 0 | 0 | 0 | 0 | 0 | 0 | 0 | 6.306e-05% | 1 | 50% | 0% | 0% | 0% | 8.2745 | 0 | 0 | 0 | 8.2745 | #N/A
2007-11-18 22:01 | 11 | 18 | 22 | 322.8754 | 7726 | 41 | 33.08 | 1008 | 41 | 1.8531 | 0 | Heating | 0.24707 | #N/A | #N/A | #N/A | #N/A | 1.8531 | #N/A | #N/A | 3.8033 | #N/A | 0 | 0 | 0 | 0 | 0 | 0 | 0 | 0 | 0.0008236% | 1 | 50% | 0% | 0% | 0% | 8.2745 | 0 | 0 | 0 | 8.2745 | #N/A
2007-11-18 23:01 | 11 | 18 | 23 | 322.9171 | 7727 | 41 | 35.06 | 1008 | 41 | 0 | 0 | Cooling | 0 | #N/A | #N/A | #N/A | #N/A | 0 | 0 | 0 | 0 | 0 | 0 | #N/A | #N/A | 88 | 56 | 5.9674 | #N/A | 0 | 0% | 1 | 50% | 0% | 0% | 0% | 8.2745 | 0 | 0 | 0 | 8.2745 | #N/A
2007-11-19 00:01 | 11 | 19 | 0 | 322.9588 | 7728 | 37.94 | 35.06 | 1009 | 37.94 | 0 | 0 | Cooling | 0 | #N/A | #N/A | #N/A | #N/A | 0 | 0 | 0 | 0 | 0 | 0 | #N/A | #N/A | 88 | 52.94 | 6.1765 | #N/A | 0 | 0% | 1 | 50% | 0% | 0% | 0% | 8.2745 | 0 | 0 | 0 | 8.2745 | #N/A
2007-11-19 01:01 | 11 | 19 | 1 | 323.0004 | 7729 | 35.96 | 33.98 | 1009 | 35.96 | 0 | 0 | Cooling | 0 | #N/A | #N/A | #N/A | #N/A | 0 | 0 | 0 | 0 | 0 | 0 | #N/A | #N/A | 88 | 50.96 | 6.3118 | #N/A | 0 | 0% | 1 | 50% | 0% | 0% | 0% | 8.2745 | 0 | 0 | 0 | 8.2745 | #N/A
2007-11-19 02:01 | 11 | 19 | 2 | 323.0421 | 7730 | 35.96 | 30.02 | 1009 | 35.96 | 0 | 0 | Cooling | 0 | #N/A | #N/A | #N/A | #N/A | 0 | 0 | 0 | 0 | 0 | 0 | #N/A | #N/A | 88 | 50.96 | 6.3118 | #N/A | 0 | 0% | 1 | 50% | 0% | 0% | 0% | 8.2745 | 0 | 0 | 0 | 8.2745 | #N/A
2007-11-19 03:01 | 11 | 19 | 3 | 323.0838 | 7731 | 33.98 | 28.04 | 1009 | 33.98 | 0 | 0 | Cooling | 0 | #N/A | #N/A | #N/A | #N/A | 0 | 0 | 0 | 0 | 0 | 0 | #N/A | #N/A | 88 | 48.98 | 6.4471 | #N/A | 0 | 0% | 1 | 50% | 0% | 0% | 0% | 8.2745 | 0 | 0 | 0 | 8.2745 | #N/A
2007-11-19 04:01 | 11 | 19 | 4 | 323.1254 | 7732 | 33.08 | 28.04 | 1009 | 33.08 | 0 | 0 | Cooling | 0 | #N/A | #N/A | #N/A | #N/A | 0 | 0 | 0 | 0 | 0 | 0 | #N/A | #N/A | 88 | 48.08 | 6.5086 | #N/A | 0 | 0% | 1 | 50% | 0% | 0% | 0% | 8.2745 | 0 | 0 | 0 | 8.2745 | #N/A
2007-11-19 05:01 | 11 | 19 | 5 | 323.1671 | 7733 | 33.08 | 28.04 | 1009 | 33.08 | 0 | 0 | Cooling | 0 | #N/A | #N/A | #N/A | #N/A | 0 | 0 | 0 | 0 | 0 | 0 | #N/A | #N/A | 88 | 48.08 | 6.5086 | #N/A | 0 | 0% | 1 | 50% | 0% | 0% | 0% | 8.2745 | 0 | 0 | 0 | 8.2745 | #N/A
2007-11-19 06:01 | 11 | 19 | 6 | 323.2088 | 7734 | 32 | 28.04 | 1008 | 32 | 0 | 0 | Cooling | 0 | #N/A | #N/A | #N/A | #N/A | 0 | 0 | 0 | 0 | 0 | 0 | #N/A | #N/A | 88 | 47 | 6.5824 | #N/A | 0 | 0% | 1 | 50% | 0% | 0% | 0% | 8.2745 | 0 | 0 | 0 | 8.2745 | #N/A
2007-11-19 07:01 | 11 | 19 | 7 | 323.2504 | 7735 | 30.92 | 28.04 | 1008 | 30.92 | 145.9785 | 0 | Heating | 19.4638 | #N/A | #N/A | #N/A | #N/A | 145.9785 | #N/A | #N/A | 3.2671 | #N/A | 0 | 0 | 0 | 0 | 0 | 0 | 0 | 0 | 0.06488% | 1 | 50% | 0% | 0% | 0% | 8.2745 | 0 | 0 | 0 | 8.2745 | #N/A
2007-11-19 08:01 | 11 | 19 | 8 | 323.2921 | 7736 | 30.92 | 30.02 | 1008 | 30.92 | 39.092 | 0 | Heating | 5.2123 | #N/A | #N/A | #N/A | #N/A | 39.092 | #N/A | #N/A | 3.2671 | #N/A | 0 | 0 | 0 | 0 | 0 | 0 | 0 | 0 | 0.01737% | 1 | 50% | 0% | 0% | 0% | 8.2745 | 0 | 0 | 0 | 8.2745 | #N/A
2007-11-19 09:01 | 11 | 19 | 9 | 323.3338 | 7737 | 39.02 | 33.08 | 1007 | 39.02 | 0.47435 | 0 | Heating | 0.063246 | #N/A | #N/A | #N/A | #N/A | 0.47435 | #N/A | #N/A | 3.6785 | #N/A | 0 | 0 | 0 | 0 | 0 | 0 | 0 | 0 | 0.0002108% | 1 | 50% | 0% | 0% | 0% | 8.2745 | 0 | 0 | 0 | 8.2745 | #N/A
2007-11-19 10:01 | 11 | 19 | 10 | 323.3754 | 7738 | 44.06 | 32 | 1007 | 44.06 | 0 | 0.19268 | Cooling | 0.032113 | #N/A | #N/A | #N/A | #N/A | 0 | 0 | 0 | 0 | 0 | 0.19268 | #N/A | #N/A | 88 | 59.06 | 5.7583 | #N/A | 0.00059569 | 0.000107% | 1 | 50% | 0% | 0% | 0% | 8.2745 | 0 | 0 | 0 | 8.2745 | #N/A
2007-11-19 11:01 | 11 | 19 | 11 | 323.4171 | 7739 | 44.06 | 30.92 | 1006 | 44.06 | 0 | 0.2598 | Cooling | 0.043299 | #N/A | #N/A | #N/A | #N/A | 0 | 0 | 0 | 0 | 0 | 0.2598 | #N/A | #N/A | 88 | 59.06 | 5.7583 | #N/A | 0.00080319 | 0.0001443% | 1 | 50% | 0% | 0% | 0% | 8.2745 | 0 | 0 | 0 | 8.2745 | #N/A
2007-11-19 12:01 | 11 | 19 | 12 | 323.4588 | 7740 | 51.08 | 30.02 | 1005 | 51.08 | 0 | 0.31249 | Cooling | 0.052082 | #N/A | #N/A | #N/A | #N/A | 0 | 0 | 0 | 0 | 0 | 0.31249 | #N/A | #N/A | 88 | 66.08 | 5.2786 | #N/A | 0.00096611 | 0.0001736% | 1 | 50% | 0% | 0% | 0% | 8.2745 | 0 | 0 | 0 | 8.2745 | #N/A
2007-11-19 13:01 | 11 | 19 | 13 | 323.5004 | 7741 | 53.06 | 28.04 | 1003 | 53.06 | 0 | 0.264 | Cooling | 0.043999 | #N/A | #N/A | #N/A | #N/A | 0 | 0 | 0 | 0 | 0 | 0.264 | #N/A | #N/A | 88 | 68.06 | 5.1433 | #N/A | 0.00081617 | 0.0001467% | 1 | 50% | 0% | 0% | 0% | 8.2745 | 0 | 0 | 0 | 8.2745 | #N/A
2007-11-19 14:01 | 11 | 19 | 14 | 323.5421 | 7742 | 53.06 | 24.98 | 1002 | 53.06 | 0 | 0.24913 | Cooling | 0.041521 | #N/A | #N/A | #N/A | #N/A | 0 | 0 | 0 | 0 | 0 | 0.24913 | #N/A | #N/A | 88 | 68.06 | 5.1433 | #N/A | 0.00077021 | 0.0001384% | 1 | 50% | 0% | 0% | 0% | 8.2745 | 0 | 0 | 0 | 8.2745 | #N/A
2007-11-19 15:01 | 11 | 19 | 15 | 323.5838 | 7743 | 55.94 | 24.08 | 1001 | 55.94 | 0 | 0.23112 | Cooling | 0.038521 | #N/A | #N/A | #N/A | #N/A | 0 | 0 | 0 | 0 | 0 | 0.23112 | #N/A | #N/A | 88 | 70.94 | 4.9465 | #N/A | 0.00071455 | 0.0001284% | 1 | 50% | 0% | 0% | 0% | 8.2745 | 0 | 0 | 0 | 8.2745 | #N/A
2007-11-19 16:01 | 11 | 19 | 16 | 323.6254 | 7744 | 53.96 | 21.92 | 1001 | 53.96 | 0 | 0.27231 | Cooling | 0.045384 | #N/A | #N/A | #N/A | #N/A | 0 | 0 | 0 | 0 | 0 | 0.27231 | #N/A | #N/A | 88 | 68.96 | 5.0818 | #N/A | 0.00084187 | 0.0001513% | 1 | 50% | 0% | 0% | 0% | 8.2745 | 0 | 0 | 0 | 8.2745 | #N/A
2007-11-19 17:01 | 11 | 19 | 17 | 323.6671 | 7745 | 53.96 | 21.92 | 1000 | 53.96 | 0 | 0.082823 | Cooling | 0.013804 | #N/A | #N/A | #N/A | #N/A | 0 | 0 | 0 | 0 | 0 | 0.082823 | #N/A | #N/A | 88 | 68.96 | 5.0818 | #N/A | 0.00025606 | 4.601e-05% | 1 | 50% | 0% | 0% | 0% | 8.2745 | 0 | 0 | 0 | 8.2745 | #N/A
2007-11-19 18:01 | 11 | 19 | 18 | 323.7088 | 7746 | 41 | 21.92 | 1000 | 41 | 0 | 0.35855 | Cooling | 0.059759 | #N/A | #N/A | #N/A | #N/A | 0 | 0 | 0 | 0 | 0 | 0.35855 | #N/A | #N/A | 88 | 56 | 5.9674 | #N/A | 0.0011085 | 0.0001992% | 1 | 50% | 0% | 0% | 0% | 8.2745 | 0 | 0 | 0 | 8.2745 | #N/A
2007-11-19 19:01 | 11 | 19 | 19 | 323.7504 | 7747 | 42.08 | 21.92 | 1000 | 42.08 | 0 | 0.252 | Cooling | 0.042 | #N/A | #N/A | #N/A | #N/A | 0 | 0 | 0 | 0 | 0 | 0.252 | #N/A | #N/A | 88 | 57.08 | 5.8936 | #N/A | 0.00077909 | 0.00014% | 1 | 50% | 0% | 0% | 0% | 8.2745 | 0 | 0 | 0 | 8.2745 | #N/A
2007-11-19 20:01 | 11 | 19 | 20 | 323.7921 | 7748 | 42.08 | 21.02 | 998 | 42.08 | 0 | 0.26105 | Cooling | 0.043509 | #N/A | #N/A | #N/A | #N/A | 0 | 0 | 0 | 0 | 0 | 0.26105 | #N/A | #N/A | 88 | 57.08 | 5.8936 | #N/A | 0.00080708 | 0.000145% | 1 | 50% | 0% | 0% | 0% | 8.2745 | 0 | 0 | 0 | 8.2745 | #N/A
2007-11-19 21:01 | 11 | 19 | 21 | 323.8338 | 7749 | 37.04 | 21.02 | 998 | 37.04 | 1.6433 | 0 | Heating | 0.2191 | #N/A | #N/A | #N/A | #N/A | 1.6433 | #N/A | #N/A | 3.5637 | #N/A | 0 | 0 | 0 | 0 | 0 | 0 | 0 | 0 | 0.0007303% | 1 | 50% | 0% | 0% | 0% | 8.2745 | 0 | 0 | 0 | 8.2745 | #N/A
2007-11-19 22:01 | 11 | 19 | 22 | 323.8754 | 7750 | 35.96 | 23 | 997 | 35.96 | 2.7098 | 0 | Heating | 0.36131 | #N/A | #N/A | #N/A | #N/A | 2.7098 | #N/A | #N/A | 3.5052 | #N/A | 0 | 0 | 0 | 0 | 0 | 0 | 0 | 0 | 0.001204% | 1 | 50% | 0% | 0% | 0% | 8.2745 | 0 | 0 | 0 | 8.2745 | #N/A
2007-11-19 23:01 | 11 | 19 | 23 | 323.9171 | 7751 | 35.96 | 23 | 997 | 35.96 | 0 | 0 | Cooling | 0 | #N/A | #N/A | #N/A | #N/A | 0 | 0 | 0 | 0 | 0 | 0 | #N/A | #N/A | 88 | 50.96 | 6.3118 | #N/A | 0 | 0% | 1 | 50% | 0% | 0% | 0% | 8.2745 | 0 | 0 | 0 | 8.2745 | #N/A
2007-11-20 00:01 | 11 | 20 | 0 | 323.9588 | 7752 | 35.06 | 21.92 | 996 | 35.06 | 0 | 0 | Cooling | 0 | #N/A | #N/A | #N/A | #N/A | 0 | 0 | 0 | 0 | 0 | 0 | #N/A | #N/A | 88 | 50.06 | 6.3733 | #N/A | 0 | 0% | 1 | 50% | 0% | 0% | 0% | 8.2745 | 0 | 0 | 0 | 8.2745 | #N/A
2007-11-20 01:01 | 11 | 20 | 1 | 324.0004 | 7753 | 33.98 | 23 | 995 | 33.98 | 0 | 0 | Cooling | 0 | #N/A | #N/A | #N/A | #N/A | 0 | 0 | 0 | 0 | 0 | 0 | #N/A | #N/A | 88 | 48.98 | 6.4471 | #N/A | 0 | 0% | 1 | 50% | 0% | 0% | 0% | 8.2745 | 0 | 0 | 0 | 8.2745 | #N/A
2007-11-20 02:01 | 11 | 20 | 2 | 324.0421 | 7754 | 33.98 | 24.08 | 995 | 33.98 | 0 | 0 | Cooling | 0 | #N/A | #N/A | #N/A | #N/A | 0 | 0 | 0 | 0 | 0 | 0 | #N/A | #N/A | 88 | 48.98 | 6.4471 | #N/A | 0 | 0% | 1 | 50% | 0% | 0% | 0% | 8.2745 | 0 | 0 | 0 | 8.2745 | #N/A
2007-11-20 03:01 | 11 | 20 | 3 | 324.0838 | 7755 | 33.08 | 26.06 | 994 | 33.08 | 0 | 0 | Cooling | 0 | #N/A | #N/A | #N/A | #N/A | 0 | 0 | 0 | 0 | 0 | 0 | #N/A | #N/A | 88 | 48.08 | 6.5086 | #N/A | 0 | 0% | 1 | 50% | 0% | 0% | 0% | 8.2745 | 0 | 0 | 0 | 8.2745 | #N/A
2007-11-20 04:01 | 11 | 20 | 4 | 324.1254 | 7756 | 30.92 | 26.96 | 993 | 30.92 | 0 | 0 | Cooling | 0 | #N/A | #N/A | #N/A | #N/A | 0 | 0 | 0 | 0 | 0 | 0 | #N/A | #N/A | 88 | 45.92 | 6.6562 | #N/A | 0 | 0% | 1 | 50% | 0% | 0% | 0% | 8.2745 | 0 | 0 | 0 | 8.2745 | #N/A
2007-11-20 05:01 | 11 | 20 | 5 | 324.1671 | 7757 | 30.92 | 28.94 | 993 | 30.92 | 0 | 0 | Cooling | 0 | #N/A | #N/A | #N/A | #N/A | 0 | 0 | 0 | 0 | 0 | 0 | #N/A | #N/A | 88 | 45.92 | 6.6562 | #N/A | 0 | 0% | 1 | 50% | 0% | 0% | 0% | 8.2745 | 0 | 0 | 0 | 8.2745 | #N/A
2007-11-20 06:01 | 11 | 20 | 6 | 324.2088 | 7758 | 30.92 | 32 | 992 | 30.92 | 0 | 0 | Cooling | 0 | #N/A | #N/A | #N/A | #N/A | 0 | 0 | 0 | 0 | 0 | 0 | #N/A | #N/A | 88 | 45.92 | 6.6562 | #N/A | 0 | 0% | 1 | 50% | 0% | 0% | 0% | 8.2745 | 0 | 0 | 0 | 8.2745 | #N/A
2007-11-20 07:01 | 11 | 20 | 7 | 324.2504 | 7759 | 30.02 | 32 | 992 | 30.02 | 141.1557 | 0 | Heating | 18.8208 | #N/A | #N/A | #N/A | #N/A | 141.1557 | #N/A | #N/A | 3.2302 | #N/A | 0 | 0 | 0 | 0 | 0 | 0 | 0 | 0 | 0.06274% | 1 | 50% | 0% | 0% | 0% | 8.2745 | 0 | 0 | 0 | 8.2745 | #N/A
2007-11-20 08:01 | 11 | 20 | 8 | 324.2921 | 7760 | 30.02 | 32 | 992 | 30.02 | 40.3555 | 0 | Heating | 5.3807 | #N/A | #N/A | #N/A | #N/A | 40.3555 | #N/A | #N/A | 3.2302 | #N/A | 0 | 0 | 0 | 0 | 0 | 0 | 0 | 0 | 0.01794% | 1 | 50% | 0% | 0% | 0% | 8.2745 | 0 | 0 | 0 | 8.2745 | #N/A
2007-11-20 09:01 | 11 | 20 | 9 | 324.3338 | 7761 | 32 | 28.94 | 992 | 32 | 2.7687 | 0 | Heating | 0.36916 | #N/A | #N/A | #N/A | #N/A | 2.7687 | #N/A | #N/A | 3.3135 | #N/A | 0 | 0 | 0 | 0 | 0 | 0 | 0 | 0 | 0.001231% | 1 | 50% | 0% | 0% | 0% | 8.2745 | 0 | 0 | 0 | 8.2745 | #N/A
2007-11-20 10:01 | 11 | 20 | 10 | 324.3754 | 7762 | 37.04 | 32 | 992 | 37.04 | 1.6205 | 0 | Heating | 0.21607 | #N/A | #N/A | #N/A | #N/A | 1.6205 | #N/A | #N/A | 3.5637 | #N/A | 0 | 0 | 0 | 0 | 0 | 0 | 0 | 0 | 0.0007202% | 1 | 50% | 0% | 0% | 0% | 8.2745 | 0 | 0 | 0 | 8.2745 | #N/A
2007-11-20 11:01 | 11 | 20 | 11 | 324.4171 | 7763 | 44.06 | 28.04 | 992 | 44.06 | 3.4819 | 0 | Heating | 0.46425 | #N/A | #N/A | #N/A | #N/A | 3.4819 | #N/A | #N/A | 4.0174 | #N/A | 0 | 0 | 0 | 0 | 0 | 0 | 0 | 0 | 0.001547% | 1 | 50% | 0% | 0% | 0% | 8.2745 | 0 | 0 | 0 | 8.2745 | #N/A
2007-11-20 12:01 | 11 | 20 | 12 | 324.4588 | 7764 | 55.94 | 26.96 | 991 | 55.94 | 1.4852 | 0 | Heating | 0.19803 | #N/A | #N/A | #N/A | #N/A | 1.4852 | #N/A | #N/A | 5.1278 | #N/A | 0 | 0 | 0 | 0 | 0 | 0 | 0 | 0 | 0.0006601% | 1 | 50% | 0% | 0% | 0% | 8.2745 | 0 | 0 | 0 | 8.2745 | #N/A
2007-11-20 13:01 | 11 | 20 | 13 | 324.5004 | 7765 | 60.98 | 26.96 | 991 | 60.98 | 4.1235 | 0 | Heating | 0.5498 | #N/A | #N/A | #N/A | #N/A | 4.1235 | #N/A | #N/A | 5.753 | #N/A | 0 | 0 | 0 | 0 | 0 | 0 | 0 | 0 | 0.001833% | 1 | 50% | 0% | 0% | 0% | 8.2745 | 0 | 0 | 0 | 8.2745 | #N/A
2007-11-20 14:01 | 11 | 20 | 14 | 324.5421 | 7766 | 60.98 | 30.02 | 991 | 60.98 | 3.0081 | 0 | Heating | 0.40108 | #N/A | #N/A | #N/A | #N/A | 3.0081 | #N/A | #N/A | 5.753 | #N/A | 0 | 0 | 0 | 0 | 0 | 0 | 0 | 0 | 0.001337% | 1 | 50% | 0% | 0% | 0% | 8.2745 | 0 | 0 | 0 | 8.2745 | #N/A
2007-11-20 15:01 | 11 | 20 | 15 | 324.5838 | 7767 | 64.04 | 28.04 | 991 | 64.04 | 4.8243 | 0 | Heating | 0.64323 | #N/A | #N/A | #N/A | #N/A | 4.8243 | #N/A | #N/A | 6.1832 | #N/A | 0 | 0 | 0 | 0 | 0 | 0 | 0 | 0 | 0.002144% | 1 | 50% | 0% | 0% | 0% | 8.2745 | 0 | 0 | 0 | 8.2745 | #N/A
2007-11-20 16:01 | 11 | 20 | 16 | 324.6254 | 7768 | 60.98 | 23 | 992 | 60.98 | 6.2347 | 0 | Heating | 0.8313 | #N/A | #N/A | #N/A | #N/A | 6.2347 | #N/A | #N/A | 5.753 | #N/A | 0 | 0 | 0 | 0 | 0 | 0 | 0 | 0 | 0.002771% | 1 | 50% | 0% | 0% | 0% | 8.2745 | 0 | 0 | 0 | 8.2745 | #N/A
2007-11-20 17:01 | 11 | 20 | 17 | 324.6671 | 7769 | 60.98 | 19.04 | 992 | 60.98 | 4.0425 | 0 | Heating | 0.539 | #N/A | #N/A | #N/A | #N/A | 4.0425 | #N/A | #N/A | 5.753 | #N/A | 0 | 0 | 0 | 0 | 0 | 0 | 0 | 0 | 0.001797% | 1 | 50% | 0% | 0% | 0% | 8.2745 | 0 | 0 | 0 | 8.2745 | #N/A
2007-11-20 18:01 | 11 | 20 | 18 | 324.7088 | 7770 | 57.92 | 17.06 | 993 | 57.92 | 8.7362 | 0 | Heating | 1.1648 | #N/A | #N/A | #N/A | #N/A | 8.7362 | #N/A | #N/A | 5.3615 | #N/A | 0 | 0 | 0 | 0 | 0 | 0 | 0 | 0 | 0.003883% | 1 | 50% | 0% | 0% | 0% | 8.2745 | 0 | 0 | 0 | 8.2745 | #N/A
2007-11-20 19:01 | 11 | 20 | 19 | 324.7504 | 7771 | 57.02 | 14 | 993 | 57.02 | 29.3363 | 0 | Heating | 3.9115 | #N/A | #N/A | #N/A | #N/A | 29.3363 | #N/A | #N/A | 5.2534 | #N/A | 0 | 0 | 0 | 0 | 0 | 0 | 0 | 0 | 0.01304% | 1 | 50% | 0% | 0% | 0% | 8.2745 | 0 | 0 | 0 | 8.2745 | #N/A
2007-11-20 20:01 | 11 | 20 | 20 | 324.7921 | 7772 | 57.02 | 21.92 | 994 | 57.02 | 83.6077 | 0 | Heating | 11.1477 | #N/A | #N/A | #N/A | #N/A | 83.6077 | #N/A | #N/A | 5.2534 | #N/A | 0 | 0 | 0 | 0 | 0 | 0 | 0 | 0 | 0.03716% | 1 | 50% | 0% | 0% | 0% | 8.2745 | 0 | 0 | 0 | 8.2745 | #N/A
2007-11-20 21:01 | 11 | 20 | 21 | 324.8338 | 7773 | 48.92 | 21.92 | 994 | 48.92 | 156.4065 | 0 | Heating | 20.8542 | #N/A | #N/A | #N/A | #N/A | 156.4065 | #N/A | #N/A | 4.4149 | #N/A | 0 | 0 | 0 | 0 | 0 | 0 | 0 | 0 | 0.06951% | 1 | 50% | 0% | 0% | 0% | 8.2745 | 0 | 0 | 0 | 8.2745 | #N/A
2007-11-20 22:01 | 11 | 20 | 22 | 324.8754 | 7774 | 46.94 | 19.04 | 994 | 46.94 | 204.0359 | 0 | Heating | 27.2048 | #N/A | #N/A | #N/A | #N/A | 204.0359 | #N/A | #N/A | 4.2441 | #N/A | 0 | 0 | 0 | 0 | 0 | 0 | 0 | 0 | 0.09068% | 1 | 50% | 0% | 0% | 0% | 8.2745 | 0 | 0 | 0 | 8.2745 | #N/A
2007-11-20 23:01 | 11 | 20 | 23 | 324.9171 | 7775 | 46.94 | 17.06 | 995 | 46.94 | 3.3525 | 0 | Heating | 0.447 | #N/A | #N/A | #N/A | #N/A | 3.3525 | #N/A | #N/A | 4.2441 | #N/A | 0 | 0 | 0 | 0 | 0 | 0 | 0 | 0 | 0.00149% | 1 | 50% | 0% | 0% | 0% | 8.2745 | 0 | 0 | 0 | 8.2745 | #N/A
2007-11-21 00:01 | 11 | 21 | 0 | 324.9588 | 7776 | 42.08 | 15.98 | 995 | 42.08 | 15.1273 | 0 | Heating | 2.017 | #N/A | #N/A | #N/A | #N/A | 15.1273 | #N/A | #N/A | 3.8759 | #N/A | 0 | 0 | 0 | 0 | 0 | 0 | 0 | 0 | 0.006723% | 1 | 50% | 0% | 0% | 0% | 8.2745 | 0 | 0 | 0 | 8.2745 | #N/A
2007-11-21 01:01 | 11 | 21 | 1 | 325.0004 | 7777 | 41 | 15.08 | 995 | 41 | 21.6032 | 0 | Heating | 2.8804 | #N/A | #N/A | #N/A | #N/A | 21.6032 | #N/A | #N/A | 3.8033 | #N/A | 0 | 0 | 0 | 0 | 0 | 0 | 0 | 0 | 0.009601% | 1 | 50% | 0% | 0% | 0% | 8.2745 | 0 | 0 | 0 | 8.2745 | #N/A
2007-11-21 02:01 | 11 | 21 | 2 | 325.0421 | 7778 | 41 | 12.02 | 995 | 41 | 85.4473 | 0 | Heating | 11.393 | #N/A | #N/A | #N/A | #N/A | 85.4473 | #N/A | #N/A | 3.8033 | #N/A | 0 | 0 | 0 | 0 | 0 | 0 | 0 | 0 | 0.03798% | 1 | 50% | 0% | 0% | 0% | 8.2745 | 0 | 0 | 0 | 8.2745 | #N/A
2007-11-21 03:01 | 11 | 21 | 3 | 325.0838 | 7779 | 35.96 | 10.94 | 995 | 35.96 | 164.2215 | 0 | Heating | 21.8962 | #N/A | #N/A | #N/A | #N/A | 164.2215 | #N/A | #N/A | 3.5052 | #N/A | 0 | 0 | 0 | 0 | 0 | 0 | 0 | 0 | 0.07299% | 1 | 50% | 0% | 0% | 0% | 8.2745 | 0 | 0 | 0 | 8.2745 | #N/A
2007-11-21 04:01 | 11 | 21 | 4 | 325.1255 | 7780 | 33.98 | 8.96 | 996 | 33.98 | 232.3697 | 0 | Heating | 30.9826 | #N/A | #N/A | #N/A | #N/A | 232.3697 | #N/A | #N/A | 3.405 | #N/A | 0 | 0 | 0 | 0 | 0 | 0 | 0 | 0 | 0.1033% | 1 | 50% | 0% | 0% | 0% | 8.2745 | 0 | 0 | 0 | 8.2745 | #N/A
2007-11-21 05:01 | 11 | 21 | 5 | 325.1671 | 7781 | 33.98 | 8.06 | 996 | 33.98 | 287.1543 | 0 | Heating | 38.2872 | #N/A | #N/A | #N/A | #N/A | 287.1543 | #N/A | #N/A | 3.405 | #N/A | 0 | 0 | 0 | 0 | 0 | 0 | 0 | 0 | 0.1276% | 1 | 50% | 0% | 0% | 0% | 8.2745 | 0 | 0 | 0 | 8.2745 | #N/A
2007-11-21 06:01 | 11 | 21 | 6 | 325.2088 | 7782 | 33.08 | 6.98 | 997 | 33.08 | 306.2093 | 0 | Heating | 40.8279 | #N/A | #N/A | #N/A | #N/A | 306.2093 | #N/A | #N/A | 3.3624 | #N/A | 0 | 0 | 0 | 0 | 0 | 0 | 0 | 0 | 0.1361% | 1 | 50% | 0% | 0% | 0% | 8.2745 | 0 | 0 | 0 | 8.2745 | #N/A
2007-11-21 07:01 | 11 | 21 | 7 | 325.2505 | 7783 | 33.98 | 8.96 | 997 | 33.98 | 717.3655 | 0 | Heating | 95.6487 | #N/A | #N/A | #N/A | #N/A | 717.3655 | #N/A | #N/A | 3.405 | #N/A | 0 | 0 | 0 | 0 | 0 | 0 | 0 | 0 | 0.3188% | 1 | 50% | 0% | 0% | 0% | 8.2745 | 0 | 0 | 0 | 8.2745 | #N/A
2007-11-21 08:01 | 11 | 21 | 8 | 325.2921 | 7784 | 33.98 | 8.06 | 999 | 33.98 | 515.9018 | 0 | Heating | 68.7869 | #N/A | #N/A | #N/A | #N/A | 515.9018 | #N/A | #N/A | 3.405 | #N/A | 0 | 0 | 0 | 0 | 0 | 0 | 0 | 0 | 0.2293% | 1 | 50% | 0% | 0% | 0% | 8.2745 | 0 | 0 | 0 | 8.2745 | #N/A
2007-11-21 09:01 | 11 | 21 | 9 | 325.3338 | 7785 | 33.98 | 6.08 | 999 | 33.98 | 347.3147 | 0 | Heating | 46.3086 | #N/A | #N/A | #N/A | #N/A | 347.3147 | #N/A | #N/A | 3.405 | #N/A | 0 | 0 | 0 | 0 | 0 | 0 | 0 | 0 | 0.1544% | 1 | 50% | 0% | 0% | 0% | 8.2745 | 0 | 0 | 0 | 8.2745 | #N/A
2007-11-21 10:01 | 11 | 21 | 10 | 325.3755 | 7786 | 33.98 | 6.08 | 999 | 33.98 | 330.6647 | 0 | Heating | 44.0886 | #N/A | #N/A | #N/A | #N/A | 330.6647 | #N/A | #N/A | 3.405 | #N/A | 0 | 0 | 0 | 0 | 0 | 0 | 0 | 0 | 0.147% | 1 | 50% | 0% | 0% | 0% | 8.2745 | 0 | 0 | 0 | 8.2745 | #N/A
2007-11-21 11:01 | 11 | 21 | 11 | 325.4171 | 7787 | 33.98 | 6.98 | 999 | 33.98 | 337.498 | 0 | Heating | 44.9997 | #N/A | #N/A | #N/A | #N/A | 337.498 | #N/A | #N/A | 3.405 | #N/A | 0 | 0 | 0 | 0 | 0 | 0 | 0 | 0 | 0.15% | 1 | 50% | 0% | 0% | 0% | 8.2745 | 0 | 0 | 0 | 8.2745 | #N/A
2007-11-21 12:01 | 11 | 21 | 12 | 325.4588 | 7788 | 33.98 | 8.96 | 999 | 33.98 | 313.6169 | 0 | Heating | 41.8156 | #N/A | #N/A | #N/A | #N/A | 313.6169 | #N/A | #N/A | 3.405 | #N/A | 0 | 0 | 0 | 0 | 0 | 0 | 0 | 0 | 0.1394% | 1 | 50% | 0% | 0% | 0% | 8.2745 | 0 | 0 | 0 | 8.2745 | #N/A
2007-11-21 13:01 | 11 | 21 | 13 | 325.5005 | 7789 | 35.96 | 8.96 | 999 | 35.96 | 344.3385 | 0 | Heating | 45.9118 | #N/A | #N/A | #N/A | #N/A | 344.3385 | #N/A | #N/A | 3.5052 | #N/A | 0 | 0 | 0 | 0 | 0 | 0 | 0 | 0 | 0.153% | 1 | 50% | 0% | 0% | 0% | 8.2745 | 0 | 0 | 0 | 8.2745 | #N/A
2007-11-21 14:01 | 11 | 21 | 14 | 325.5421 | 7790 | 37.04 | 8.96 | 999 | 37.04 | 297.2579 | 0 | Heating | 39.6344 | #N/A | #N/A | #N/A | #N/A | 297.2579 | #N/A | #N/A | 3.5637 | #N/A | 0 | 0 | 0 | 0 | 0 | 0 | 0 | 0 | 0.1321% | 1 | 50% | 0% | 0% | 0% | 8.2745 | 0 | 0 | 0 | 8.2745 | #N/A
2007-11-21 15:01 | 11 | 21 | 15 | 325.5838 | 7791 | 35.96 | 10.04 | 1000 | 35.96 | 290.851 | 0 | Heating | 38.7801 | #N/A | #N/A | #N/A | #N/A | 290.851 | #N/A | #N/A | 3.5052 | #N/A | 0 | 0 | 0 | 0 | 0 | 0 | 0 | 0 | 0.1293% | 1 | 50% | 0% | 0% | 0% | 8.2745 | 0 | 0 | 0 | 8.2745 | #N/A
2007-11-21 16:01 | 11 | 21 | 16 | 325.6255 | 7792 | 35.06 | 8.96 | 1001 | 35.06 | 295.5331 | 0 | Heating | 39.4044 | #N/A | #N/A | #N/A | #N/A | 295.5331 | #N/A | #N/A | 3.4585 | #N/A | 0 | 0 | 0 | 0 | 0 | 0 | 0 | 0 | 0.1313% | 1 | 50% | 0% | 0% | 0% | 8.2745 | 0 | 0 | 0 | 8.2745 | #N/A
2007-11-21 17:01 | 11 | 21 | 17 | 325.6671 | 7793 | 35.06 | 10.94 | 1001 | 35.06 | 268.9293 | 0 | Heating | 35.8572 | #N/A | #N/A | #N/A | #N/A | 268.9293 | #N/A | #N/A | 3.4585 | #N/A | 0 | 0 | 0 | 0 | 0 | 0 | 0 | 0 | 0.1195% | 1 | 50% | 0% | 0% | 0% | 8.2745 | 0 | 0 | 0 | 8.2745 | #N/A
2007-11-21 18:01 | 11 | 21 | 18 | 325.7088 | 7794 | 33.08 | 10.94 | 1002 | 33.08 | 290.4113 | 0 | Heating | 38.7215 | #N/A | #N/A | #N/A | #N/A | 290.4113 | #N/A | #N/A | 3.3624 | #N/A | 0 | 0 | 0 | 0 | 0 | 0 | 0 | 0 | 0.1291% | 1 | 50% | 0% | 0% | 0% | 8.2745 | 0 | 0 | 0 | 8.2745 | #N/A
2007-11-21 19:01 | 11 | 21 | 19 | 325.7505 | 7795 | 32 | 10.94 | 1002 | 32 | 350.2198 | 0 | Heating | 46.696 | #N/A | #N/A | #N/A | #N/A | 350.2198 | #N/A | #N/A | 3.3135 | #N/A | 0 | 0 | 0 | 0 | 0 | 0 | 0 | 0 | 0.1557% | 1 | 50% | 0% | 0% | 0% | 8.2745 | 0 | 0 | 0 | 8.2745 | #N/A
2007-11-21 20:01 | 11 | 21 | 20 | 325.7921 | 7796 | 32 | 12.02 | 1003 | 32 | 364.1898 | 0 | Heating | 48.5586 | #N/A | #N/A | #N/A | #N/A | 364.1898 | #N/A | #N/A | 3.3135 | #N/A | 0 | 0 | 0 | 0 | 0 | 0 | 0 | 0 | 0.1619% | 1 | 50% | 0% | 0% | 0% | 8.2745 | 0 | 0 | 0 | 8.2745 | #N/A
2007-11-21 21:01 | 11 | 21 | 21 | 325.8338 | 7797 | 30.02 | 12.92 | 1003 | 30.02 | 418.3103 | 0 | Heating | 55.7747 | #N/A | #N/A | #N/A | #N/A | 418.3103 | #N/A | #N/A | 3.2302 | #N/A | 0 | 0 | 0 | 0 | 0 | 0 | 0 | 0 | 0.1859% | 1 | 50% | 0% | 0% | 0% | 8.2745 | 0 | 0 | 0 | 8.2745 | #N/A
2007-11-21 22:01 | 11 | 21 | 22 | 325.8755 | 7798 | 30.02 | 14 | 1004 | 30.02 | 448.9866 | 0 | Heating | 59.8649 | #N/A | #N/A | #N/A | #N/A | 448.9866 | #N/A | #N/A | 3.2302 | #N/A | 0 | 0 | 0 | 0 | 0 | 0 | 0 | 0 | 0.1995% | 1 | 50% | 0% | 0% | 0% | 8.2745 | 0 | 0 | 0 | 8.2745 | #N/A
2007-11-21 23:01 | 11 | 21 | 23 | 325.9171 | 7799 | 30.02 | 15.08 | 1004 | 30.02 | 100.157 | 0 | Heating | 13.3543 | #N/A | #N/A | #N/A | #N/A | 100.157 | #N/A | #N/A | 3.2302 | #N/A | 0 | 0 | 0 | 0 | 0 | 0 | 0 | 0 | 0.04451% | 1 | 50% | 0% | 0% | 0% | 8.2745 | 0 | 0 | 0 | 8.2745 | #N/A
2007-11-22 00:01 | 11 | 22 | 0 | 325.9588 | 7800 | 30.92 | 12.92 | 1004 | 30.92 | 185.0094 | 0 | Heating | 24.6679 | #N/A | #N/A | #N/A | #N/A | 185.0094 | #N/A | #N/A | 3.2671 | #N/A | 0 | 0 | 0 | 0 | 0 | 0 | 0 | 0 | 0.08223% | 1 | 50% | 0% | 0% | 0% | 8.2745 | 0 | 0 | 0 | 8.2745 | #N/A
2007-11-22 01:01 | 11 | 22 | 1 | 326.0005 | 7801 | 30.92 | 12.02 | 1004 | 30.92 | 230.4717 | 0 | Heating | 30.7296 | #N/A | #N/A | #N/A | #N/A | 230.4717 | #N/A | #N/A | 3.2671 | #N/A | 0 | 0 | 0 | 0 | 0 | 0 | 0 | 0 | 0.1024% | 1 | 50% | 0% | 0% | 0% | 8.2745 | 0 | 0 | 0 | 8.2745 | #N/A
2007-11-22 02:01 | 11 | 22 | 2 | 326.0421 | 7802 | 30.92 | 15.08 | 1004 | 30.92 | 246.5616 | 0 | Heating | 32.8749 | #N/A | #N/A | #N/A | #N/A | 246.5616 | #N/A | #N/A | 3.2671 | #N/A | 0 | 0 | 0 | 0 | 0 | 0 | 0 | 0 | 0.1096% | 1 | 50% | 0% | 0% | 0% | 8.2745 | 0 | 0 | 0 | 8.2745 | #N/A
2007-11-22 03:01 | 11 | 22 | 3 | 326.0838 | 7803 | 30.02 | 12.92 | 1005 | 30.02 | 265.1563 | 0 | Heating | 35.3542 | #N/A | #N/A | #N/A | #N/A | 265.1563 | #N/A | #N/A | 3.2302 | #N/A | 0 | 0 | 0 | 0 | 0 | 0 | 0 | 0 | 0.1178% | 1 | 50% | 0% | 0% | 0% | 8.2745 | 0 | 0 | 0 | 8.2745 | #N/A
2007-11-22 04:01 | 11 | 22 | 4 | 326.1255 | 7804 | 30.02 | 12.92 | 1005 | 30.02 | 279.2915 | 0 | Heating | 37.2389 | #N/A | #N/A | #N/A | #N/A | 279.2915 | #N/A | #N/A | 3.2302 | #N/A | 0 | 0 | 0 | 0 | 0 | 0 | 0 | 0 | 0.1241% | 1 | 50% | 0% | 0% | 0% | 8.2745 | 0 | 0 | 0 | 8.2745 | #N/A
2007-11-22 05:01 | 11 | 22 | 5 | 326.1671 | 7805 | 30.02 | 10.04 | 1006 | 30.02 | 343.0451 | 0 | Heating | 45.7393 | #N/A | #N/A | #N/A | #N/A | 343.0451 | #N/A | #N/A | 3.2302 | #N/A | 0 | 0 | 0 | 0 | 0 | 0 | 0 | 0 | 0.1525% | 1 | 50% | 0% | 0% | 0% | 8.2745 | 0 | 0 | 0 | 8.2745 | #N/A
2007-11-22 06:01 | 11 | 22 | 6 | 326.2088 | 7806 | 30.02 | 8.06 | 1007 | 30.02 | 397.6236 | 0 | Heating | 53.0165 | #N/A | #N/A | #N/A | #N/A | 397.6236 | #N/A | #N/A | 3.2302 | #N/A | 0 | 0 | 0 | 0 | 0 | 0 | 0 | 0 | 0.1767% | 1 | 50% | 0% | 0% | 0% | 8.2745 | 0 | 0 | 0 | 8.2745 | #N/A
2007-11-22 07:01 | 11 | 22 | 7 | 326.2505 | 7807 | 28.94 | 8.06 | 1008 | 28.94 | 874.5527 | 0 | Heating | 116.607 | #N/A | #N/A | #N/A | #N/A | 874.5527 | #N/A | #N/A | 3.188 | #N/A | 0 | 0 | 0 | 0 | 0 | 0 | 0 | 0 | 0.3887% | 1 | 50% | 0% | 0% | 0% | 8.2745 | 0 | 0 | 0 | 8.2745 | #N/A
2007-11-22 08:01 | 11 | 22 | 8 | 326.2921 | 7808 | 28.94 | 10.94 | 1009 | 28.94 | 567.1736 | 0 | Heating | 75.6231 | #N/A | #N/A | #N/A | #N/A | 567.1736 | #N/A | #N/A | 3.188 | #N/A | 0 | 0 | 0 | 0 | 0 | 0 | 0 | 0 | 0.2521% | 1 | 50% | 0% | 0% | 0% | 8.2745 | 0 | 0 | 0 | 8.2745 | #N/A
2007-11-22 09:01 | 11 | 22 | 9 | 326.3338 | 7809 | 30.92 | 14 | 1009 | 30.92 | 243.4442 | 0 | Heating | 32.4592 | #N/A | #N/A | #N/A | #N/A | 243.4442 | #N/A | #N/A | 3.2671 | #N/A | 0 | 0 | 0 | 0 | 0 | 0 | 0 | 0 | 0.1082% | 1 | 50% | 0% | 0% | 0% | 8.2745 | 0 | 0 | 0 | 8.2745 | #N/A
2007-11-22 10:01 | 11 | 22 | 10 | 326.3755 | 7810 | 30.92 | 15.08 | 1010 | 30.92 | 163.6007 | 0 | Heating | 21.8134 | #N/A | #N/A | #N/A | #N/A | 163.6007 | #N/A | #N/A | 3.2671 | #N/A | 0 | 0 | 0 | 0 | 0 | 0 | 0 | 0 | 0.07271% | 1 | 50% | 0% | 0% | 0% | 8.2745 | 0 | 0 | 0 | 8.2745 | #N/A
2007-11-22 11:01 | 11 | 22 | 11 | 326.4171 | 7811 | 30.92 | 15.98 | 1010 | 30.92 | 154.3497 | 0 | Heating | 20.58 | #N/A | #N/A | #N/A | #N/A | 154.3497 | #N/A | #N/A | 3.2671 | #N/A | 0 | 0 | 0 | 0 | 0 | 0 | 0 | 0 | 0.0686% | 1 | 50% | 0% | 0% | 0% | 8.2745 | 0 | 0 | 0 | 8.2745 | #N/A
2007-11-22 12:01 | 11 | 22 | 12 | 326.4588 | 7812 | 33.08 | 12.92 | 1009 | 33.08 | 131.3631 | 0 | Heating | 17.5151 | #N/A | #N/A | #N/A | #N/A | 131.3631 | #N/A | #N/A | 3.3624 | #N/A | 0 | 0 | 0 | 0 | 0 | 0 | 0 | 0 | 0.05838% | 1 | 50% | 0% | 0% | 0% | 8.2745 | 0 | 0 | 0 | 8.2745 | #N/A
2007-11-22 13:01 | 11 | 22 | 13 | 326.5005 | 7813 | 33.08 | 12.92 | 1009 | 33.08 | 138.7758 | 0 | Heating | 18.5034 | #N/A | #N/A | #N/A | #N/A | 138.7758 | #N/A | #N/A | 3.3624 | #N/A | 0 | 0 | 0 | 0 | 0 | 0 | 0 | 0 | 0.06168% | 1 | 50% | 0% | 0% | 0% | 8.2745 | 0 | 0 | 0 | 8.2745 | #N/A
2007-11-22 14:01 | 11 | 22 | 14 | 326.5421 | 7814 | 33.08 | 12.02 | 1008 | 33.08 | 85.4679 | 0 | Heating | 11.3957 | #N/A | #N/A | #N/A | #N/A | 85.4679 | #N/A | #N/A | 3.3624 | #N/A | 0 | 0 | 0 | 0 | 0 | 0 | 0 | 0 | 0.03799% | 1 | 50% | 0% | 0% | 0% | 8.2745 | 0 | 0 | 0 | 8.2745 | #N/A
2007-11-22 15:01 | 11 | 22 | 15 | 326.5838 | 7815 | 33.08 | 14 | 1008 | 33.08 | 88.5619 | 0 | Heating | 11.8082 | #N/A | #N/A | #N/A | #N/A | 88.5619 | #N/A | #N/A | 3.3624 | #N/A | 0 | 0 | 0 | 0 | 0 | 0 | 0 | 0 | 0.03936% | 1 | 50% | 0% | 0% | 0% | 8.2745 | 0 | 0 | 0 | 8.2745 | #N/A
2007-11-22 16:01 | 11 | 22 | 16 | 326.6255 | 7816 | 30.92 | 17.06 | 1008 | 30.92 | 95.237 | 0 | Heating | 12.6983 | #N/A | #N/A | #N/A | #N/A | 95.237 | #N/A | #N/A | 3.2671 | #N/A | 0 | 0 | 0 | 0 | 0 | 0 | 0 | 0 | 0.04233% | 1 | 50% | 0% | 0% | 0% | 8.2745 | 0 | 0 | 0 | 8.2745 | #N/A
2007-11-22 17:01 | 11 | 22 | 17 | 326.6671 | 7817 | 30.92 | 15.98 | 1008 | 30.92 | 88.3426 | 0 | Heating | 11.779 | #N/A | #N/A | #N/A | #N/A | 88.3426 | #N/A | #N/A | 3.2671 | #N/A | 0 | 0 | 0 | 0 | 0 | 0 | 0 | 0 | 0.03926% | 1 | 50% | 0% | 0% | 0% | 8.2745 | 0 | 0 | 0 | 8.2745 | #N/A
2007-11-22 18:01 | 11 | 22 | 18 | 326.7088 | 7818 | 30.92 | 15.98 | 1008 | 30.92 | 118.907 | 0 | Heating | 15.8543 | #N/A | #N/A | #N/A | #N/A | 118.907 | #N/A | #N/A | 3.2671 | #N/A | 0 | 0 | 0 | 0 | 0 | 0 | 0 | 0 | 0.05285% | 1 | 50% | 0% | 0% | 0% | 8.2745 | 0 | 0 | 0 | 8.2745 | #N/A
2007-11-22 19:01 | 11 | 22 | 19 | 326.7505 | 7819 | 30.92 | 15.98 | 1008 | 30.92 | 175.4312 | 0 | Heating | 23.3908 | #N/A | #N/A | #N/A | #N/A | 175.4312 | #N/A | #N/A | 3.2671 | #N/A | 0 | 0 | 0 | 0 | 0 | 0 | 0 | 0 | 0.07797% | 1 | 50% | 0% | 0% | 0% | 8.2745 | 0 | 0 | 0 | 8.2745 | #N/A
2007-11-22 20:01 | 11 | 22 | 20 | 326.7921 | 7820 | 30.92 | 15.98 | 1008 | 30.92 | 224.4075 | 0 | Heating | 29.921 | #N/A | #N/A | #N/A | #N/A | 224.4075 | #N/A | #N/A | 3.2671 | #N/A | 0 | 0 | 0 | 0 | 0 | 0 | 0 | 0 | 0.09974% | 1 | 50% | 0% | 0% | 0% | 8.2745 | 0 | 0 | 0 | 8.2745 | #N/A
2007-11-22 21:01 | 11 | 22 | 21 | 326.8338 | 7821 | 30.92 | 15.08 | 1007 | 30.92 | 286.3188 | 0 | Heating | 38.1758 | #N/A | #N/A | #N/A | #N/A | 286.3188 | #N/A | #N/A | 3.2671 | #N/A | 0 | 0 | 0 | 0 | 0 | 0 | 0 | 0 | 0.1273% | 1 | 50% | 0% | 0% | 0% | 8.2745 | 0 | 0 | 0 | 8.2745 | #N/A
2007-11-22 22:01 | 11 | 22 | 22 | 326.8755 | 7822 | 30.02 | 14 | 1007 | 30.02 | 335.582 | 0 | Heating | 44.7443 | #N/A | #N/A | #N/A | #N/A | 335.582 | #N/A | #N/A | 3.2302 | #N/A | 0 | 0 | 0 | 0 | 0 | 0 | 0 | 0 | 0.1491% | 1 | 50% | 0% | 0% | 0% | 8.2745 | 0 | 0 | 0 | 8.2745 | #N/A
2007-11-22 23:01 | 11 | 22 | 23 | 326.9171 | 7823 | 30.02 | 14 | 1007 | 30.02 | 26.4192 | 0 | Heating | 3.5226 | #N/A | #N/A | #N/A | #N/A | 26.4192 | #N/A | #N/A | 3.2302 | #N/A | 0 | 0 | 0 | 0 | 0 | 0 | 0 | 0 | 0.01174% | 1 | 50% | 0% | 0% | 0% | 8.2745 | 0 | 0 | 0 | 8.2745 | #N/A
2007-11-23 00:01 | 11 | 23 | 0 | 326.9588 | 7824 | 30.92 | 12.02 | 1007 | 30.92 | 77.8434 | 0 | Heating | 10.3791 | #N/A | #N/A | #N/A | #N/A | 77.8434 | #N/A | #N/A | 3.2671 | #N/A | 0 | 0 | 0 | 0 | 0 | 0 | 0 | 0 | 0.0346% | 1 | 50% | 0% | 0% | 0% | 8.2745 | 0 | 0 | 0 | 8.2745 | #N/A
2007-11-23 01:01 | 11 | 23 | 1 | 327.0005 | 7825 | 30.02 | 12.02 | 1007 | 30.02 | 143.8642 | 0 | Heating | 19.1819 | #N/A | #N/A | #N/A | #N/A | 143.8642 | #N/A | #N/A | 3.2302 | #N/A | 0 | 0 | 0 | 0 | 0 | 0 | 0 | 0 | 0.06394% | 1 | 50% | 0% | 0% | 0% | 8.2745 | 0 | 0 | 0 | 8.2745 | #N/A
2007-11-23 02:01 | 11 | 23 | 2 | 327.0421 | 7826 | 30.02 | 12.92 | 1007 | 30.02 | 194.8106 | 0 | Heating | 25.9747 | #N/A | #N/A | #N/A | #N/A | 194.8106 | #N/A | #N/A | 3.2302 | #N/A | 0 | 0 | 0 | 0 | 0 | 0 | 0 | 0 | 0.08658% | 1 | 50% | 0% | 0% | 0% | 8.2745 | 0 | 0 | 0 | 8.2745 | #N/A
2007-11-23 03:01 | 11 | 23 | 3 | 327.0838 | 7827 | 30.02 | 14 | 1007 | 30.02 | 183.3945 | 0 | Heating | 24.4526 | #N/A | #N/A | #N/A | #N/A | 183.3945 | #N/A | #N/A | 3.2302 | #N/A | 0 | 0 | 0 | 0 | 0 | 0 | 0 | 0 | 0.08151% | 1 | 50% | 0% | 0% | 0% | 8.2745 | 0 | 0 | 0 | 8.2745 | #N/A
2007-11-23 04:01 | 11 | 23 | 4 | 327.1255 | 7828 | 30.02 | 15.98 | 1007 | 30.02 | 181.6298 | 0 | Heating | 24.2173 | #N/A | #N/A | #N/A | #N/A | 181.6298 | #N/A | #N/A | 3.2302 | #N/A | 0 | 0 | 0 | 0 | 0 | 0 | 0 | 0 | 0.08072% | 1 | 50% | 0% | 0% | 0% | 8.2745 | 0 | 0 | 0 | 8.2745 | #N/A
2007-11-23 05:01 | 11 | 23 | 5 | 327.1671 | 7829 | 30.02 | 15.98 | 1007 | 30.02 | 194.5039 | 0 | Heating | 25.9339 | #N/A | #N/A | #N/A | #N/A | 194.5039 | #N/A | #N/A | 3.2302 | #N/A | 0 | 0 | 0 | 0 | 0 | 0 | 0 | 0 | 0.08645% | 1 | 50% | 0% | 0% | 0% | 8.2745 | 0 | 0 | 0 | 8.2745 | #N/A
2007-11-23 06:01 | 11 | 23 | 6 | 327.2088 | 7830 | 30.02 | 17.06 | 1007 | 30.02 | 189.3324 | 0 | Heating | 25.2443 | #N/A | #N/A | #N/A | #N/A | 189.3324 | #N/A | #N/A | 3.2302 | #N/A | 0 | 0 | 0 | 0 | 0 | 0 | 0 | 0 | 0.08415% | 1 | 50% | 0% | 0% | 0% | 8.2745 | 0 | 0 | 0 | 8.2745 | #N/A
2007-11-23 07:01 | 11 | 23 | 7 | 327.2505 | 7831 | 30.02 | 17.06 | 1006 | 30.02 | 674.2381 | 0 | Heating | 89.8984 | #N/A | #N/A | #N/A | #N/A | 674.2381 | #N/A | #N/A | 3.2302 | #N/A | 0 | 0 | 0 | 0 | 0 | 0 | 0 | 0 | 0.2997% | 1 | 50% | 0% | 0% | 0% | 8.2745 | 0 | 0 | 0 | 8.2745 | #N/A
2007-11-23 08:01 | 11 | 23 | 8 | 327.2921 | 7832 | 30.02 | 17.06 | 1006 | 30.02 | 443.3622 | 0 | Heating | 59.115 | #N/A | #N/A | #N/A | #N/A | 443.3622 | #N/A | #N/A | 3.2302 | #N/A | 0 | 0 | 0 | 0 | 0 | 0 | 0 | 0 | 0.197% | 1 | 50% | 0% | 0% | 0% | 8.2745 | 0 | 0 | 0 | 8.2745 | #N/A
2007-11-23 09:01 | 11 | 23 | 9 | 327.3338 | 7833 | 32 | 17.06 | 1006 | 32 | 282.7702 | 0 | Heating | 37.7027 | #N/A | #N/A | #N/A | #N/A | 282.7702 | #N/A | #N/A | 3.3135 | #N/A | 0 | 0 | 0 | 0 | 0 | 0 | 0 | 0 | 0.1257% | 1 | 50% | 0% | 0% | 0% | 8.2745 | 0 | 0 | 0 | 8.2745 | #N/A
2007-11-23 10:01 | 11 | 23 | 10 | 327.3755 | 7834 | 32 | 17.96 | 1006 | 32 | 219.9671 | 0 | Heating | 29.329 | #N/A | #N/A | #N/A | #N/A | 219.9671 | #N/A | #N/A | 3.3135 | #N/A | 0 | 0 | 0 | 0 | 0 | 0 | 0 | 0 | 0.09776% | 1 | 50% | 0% | 0% | 0% | 8.2745 | 0 | 0 | 0 | 8.2745 | #N/A
2007-11-23 11:01 | 11 | 23 | 11 | 327.4171 | 7835 | 32 | 19.94 | 1005 | 32 | 196.8329 | 0 | Heating | 26.2444 | #N/A | #N/A | #N/A | #N/A | 196.8329 | #N/A | #N/A | 3.3135 | #N/A | 0 | 0 | 0 | 0 | 0 | 0 | 0 | 0 | 0.08748% | 1 | 50% | 0% | 0% | 0% | 8.2745 | 0 | 0 | 0 | 8.2745 | #N/A
2007-11-23 12:01 | 11 | 23 | 12 | 327.4588 | 7836 | 37.04 | 21.92 | 1004 | 37.04 | 149.0926 | 0 | Heating | 19.879 | #N/A | #N/A | #N/A | #N/A | 149.0926 | #N/A | #N/A | 3.5637 | #N/A | 0 | 0 | 0 | 0 | 0 | 0 | 0 | 0 | 0.06626% | 1 | 50% | 0% | 0% | 0% | 8.2745 | 0 | 0 | 0 | 8.2745 | #N/A
2007-11-23 13:01 | 11 | 23 | 13 | 327.5005 | 7837 | 35.96 | 19.94 | 1004 | 35.96 | 105.927 | 0 | Heating | 14.1236 | #N/A | #N/A | #N/A | #N/A | 105.927 | #N/A | #N/A | 3.5052 | #N/A | 0 | 0 | 0 | 0 | 0 | 0 | 0 | 0 | 0.04708% | 1 | 50% | 0% | 0% | 0% | 8.2745 | 0 | 0 | 0 | 8.2745 | #N/A
2007-11-23 14:01 | 11 | 23 | 14 | 327.5421 | 7838 | 35.96 | 19.04 | 1003 | 35.96 | 76.639 | 0 | Heating | 10.2185 | #N/A | #N/A | #N/A | #N/A | 76.639 | #N/A | #N/A | 3.5052 | #N/A | 0 | 0 | 0 | 0 | 0 | 0 | 0 | 0 | 0.03406% | 1 | 50% | 0% | 0% | 0% | 8.2745 | 0 | 0 | 0 | 8.2745 | #N/A
2007-11-23 15:01 | 11 | 23 | 15 | 327.5838 | 7839 | 33.98 | 21.92 | 1003 | 33.98 | 141.5899 | 0 | Heating | 18.8787 | #N/A | #N/A | #N/A | #N/A | 141.5899 | #N/A | #N/A | 3.405 | #N/A | 0 | 0 | 0 | 0 | 0 | 0 | 0 | 0 | 0.06293% | 1 | 50% | 0% | 0% | 0% | 8.2745 | 0 | 0 | 0 | 8.2745 | #N/A
2007-11-23 16:01 | 11 | 23 | 16 | 327.6255 | 7840 | 33.98 | 21.02 | 1003 | 33.98 | 139.8072 | 0 | Heating | 18.641 | #N/A | #N/A | #N/A | #N/A | 139.8072 | #N/A | #N/A | 3.405 | #N/A | 0 | 0 | 0 | 0 | 0 | 0 | 0 | 0 | 0.06214% | 1 | 50% | 0% | 0% | 0% | 8.2745 | 0 | 0 | 0 | 8.2745 | #N/A
2007-11-23 17:01 | 11 | 23 | 17 | 327.6671 | 7841 | 33.98 | 23 | 1003 | 33.98 | 99.4337 | 0 | Heating | 13.2578 | #N/A | #N/A | #N/A | #N/A | 99.4337 | #N/A | #N/A | 3.405 | #N/A | 0 | 0 | 0 | 0 | 0 | 0 | 0 | 0 | 0.04419% | 1 | 50% | 0% | 0% | 0% | 8.2745 | 0 | 0 | 0 | 8.2745 | #N/A
2007-11-23 18:01 | 11 | 23 | 18 | 327.7088 | 7842 | 33.08 | 23 | 1003 | 33.08 | 103.088 | 0 | Heating | 13.7451 | #N/A | #N/A | #N/A | #N/A | 103.088 | #N/A | #N/A | 3.3624 | #N/A | 0 | 0 | 0 | 0 | 0 | 0 | 0 | 0 | 0.04582% | 1 | 50% | 0% | 0% | 0% | 8.2745 | 0 | 0 | 0 | 8.2745 | #N/A
2007-11-23 19:01 | 11 | 23 | 19 | 327.7505 | 7843 | 32 | 23 | 1003 | 32 | 0 | 0 | Cooling | 0 | #N/A | #N/A | #N/A | #N/A | 0 | 0 | 0 | 0 | 0 | 0 | #N/A | #N/A | 88 | 47 | 6.5824 | #N/A | 0 | 0% | 1 | 50% | 0% | 0% | 0% | 8.2745 | 0 | 0 | 0 | 8.2745 | #N/A
2007-11-23 20:01 | 11 | 23 | 20 | 327.7921 | 7844 | 32 | 24.08 | 1004 | 32 | 0 | 0 | Cooling | 0 | #N/A | #N/A | #N/A | #N/A | 0 | 0 | 0 | 0 | 0 | 0 | #N/A | #N/A | 88 | 47 | 6.5824 | #N/A | 0 | 0% | 1 | 50% | 0% | 0% | 0% | 8.2745 | 0 | 0 | 0 | 8.2745 | #N/A
2007-11-23 21:01 | 11 | 23 | 21 | 327.8338 | 7845 | 32 | 32 | 1004 | 32 | 0 | 0 | Cooling | 0 | #N/A | #N/A | #N/A | #N/A | 0 | 0 | 0 | 0 | 0 | 0 | #N/A | #N/A | 88 | 47 | 6.5824 | #N/A | 0 | 0% | 1 | 50% | 0% | 0% | 0% | 8.2745 | 0 | 0 | 0 | 8.2745 | #N/A
2007-11-23 22:01 | 11 | 23 | 22 | 327.8755 | 7846 | 32 | 28.04 | 1005 | 32 | 0 | 0 | Cooling | 0 | #N/A | #N/A | #N/A | #N/A | 0 | 0 | 0 | 0 | 0 | 0 | #N/A | #N/A | 88 | 47 | 6.5824 | #N/A | 0 | 0% | 1 | 50% | 0% | 0% | 0% | 8.2745 | 0 | 0 | 0 | 8.2745 | #N/A
2007-11-23 23:01 | 11 | 23 | 23 | 327.9171 | 7847 | 32 | 30.02 | 1005 | 32 | 0 | 0 | Cooling | 0 | #N/A | #N/A | #N/A | #N/A | 0 | 0 | 0 | 0 | 0 | 0 | #N/A | #N/A | 88 | 47 | 6.5824 | #N/A | 0 | 0% | 1 | 50% | 0% | 0% | 0% | 8.2745 | 0 | 0 | 0 | 8.2745 | #N/A
2007-11-24 00:01 | 11 | 24 | 0 | 327.9588 | 7848 | 32 | 30.02 | 1005 | 32 | 0 | 0 | Cooling | 0 | #N/A | #N/A | #N/A | #N/A | 0 | 0 | 0 | 0 | 0 | 0 | #N/A | #N/A | 88 | 47 | 6.5824 | #N/A | 0 | 0% | 1 | 50% | 0% | 0% | 0% | 8.2745 | 0 | 0 | 0 | 8.2745 | #N/A
2007-11-24 01:01 | 11 | 24 | 1 | 328.0005 | 7849 | 30.92 | 32 | 1005 | 30.92 | 0 | 0 | Cooling | 0 | #N/A | #N/A | #N/A | #N/A | 0 | 0 | 0 | 0 | 0 | 0 | #N/A | #N/A | 88 | 45.92 | 6.6562 | #N/A | 0 | 0% | 1 | 50% | 0% | 0% | 0% | 8.2745 | 0 | 0 | 0 | 8.2745 | #N/A
2007-11-24 02:01 | 11 | 24 | 2 | 328.0421 | 7850 | 30.92 | 33.98 | 1005 | 30.92 | 0 | 0 | Cooling | 0 | #N/A | #N/A | #N/A | #N/A | 0 | 0 | 0 | 0 | 0 | 0 | #N/A | #N/A | 88 | 45.92 | 6.6562 | #N/A | 0 | 0% | 1 | 50% | 0% | 0% | 0% | 8.2745 | 0 | 0 | 0 | 8.2745 | #N/A
2007-11-24 03:01 | 11 | 24 | 3 | 328.0838 | 7851 | 30.02 | 35.96 | 1006 | 30.02 | 0 | 0 | Cooling | 0 | #N/A | #N/A | #N/A | #N/A | 0 | 0 | 0 | 0 | 0 | 0 | #N/A | #N/A | 88 | 45.02 | 6.7177 | #N/A | 0 | 0% | 1 | 50% | 0% | 0% | 0% | 8.2745 | 0 | 0 | 0 | 8.2745 | #N/A
2007-11-24 04:01 | 11 | 24 | 4 | 328.1255 | 7852 | 28.94 | 35.96 | 1006 | 28.94 | 0 | 0 | Cooling | 0 | #N/A | #N/A | #N/A | #N/A | 0 | 0 | 0 | 0 | 0 | 0 | #N/A | #N/A | 88 | 43.94 | 6.7915 | #N/A | 0 | 0% | 1 | 50% | 0% | 0% | 0% | 8.2745 | 0 | 0 | 0 | 8.2745 | #N/A
2007-11-24 05:01 | 11 | 24 | 5 | 328.1671 | 7853 | 28.94 | 37.04 | 1006 | 28.94 | 0 | 0 | Cooling | 0 | #N/A | #N/A | #N/A | #N/A | 0 | 0 | 0 | 0 | 0 | 0 | #N/A | #N/A | 88 | 43.94 | 6.7915 | #N/A | 0 | 0% | 1 | 50% | 0% | 0% | 0% | 8.2745 | 0 | 0 | 0 | 8.2745 | #N/A
2007-11-24 06:01 | 11 | 24 | 6 | 328.2088 | 7854 | 28.04 | 37.04 | 1007 | 28.04 | 0 | 0 | Cooling | 0 | #N/A | #N/A | #N/A | #N/A | 0 | 0 | 0 | 0 | 0 | 0 | #N/A | #N/A | 88 | 43.04 | 6.853 | #N/A | 0 | 0% | 1 | 50% | 0% | 0% | 0% | 8.2745 | 0 | 0 | 0 | 8.2745 | #N/A
2007-11-24 07:01 | 11 | 24 | 7 | 328.2505 | 7855 | 28.4 | 37.94 | 1007 | 28.4 | 0 | 0 | Cooling | 0 | #N/A | #N/A | #N/A | #N/A | 0 | 0 | 0 | 0 | 0 | 0 | #N/A | #N/A | 88 | 43.4 | 6.8284 | #N/A | 0 | 0% | 1 | 50% | 0% | 0% | 0% | 8.2745 | 0 | 0 | 0 | 8.2745 | #N/A
2007-11-24 08:01 | 11 | 24 | 8 | 328.2921 | 7856 | 28.04 | 37.94 | 1008 | 28.04 | 0 | 0 | Cooling | 0 | #N/A | #N/A | #N/A | #N/A | 0 | 0 | 0 | 0 | 0 | 0 | #N/A | #N/A | 88 | 43.04 | 6.853 | #N/A | 0 | 0% | 1 | 50% | 0% | 0% | 0% | 8.2745 | 0 | 0 | 0 | 8.2745 | #N/A
2007-11-24 09:01 | 11 | 24 | 9 | 328.3338 | 7857 | 28.94 | 39.02 | 1009 | 28.94 | 0 | 0 | Cooling | 0 | #N/A | #N/A | #N/A | #N/A | 0 | 0 | 0 | 0 | 0 | 0 | #N/A | #N/A | 88 | 43.94 | 6.7915 | #N/A | 0 | 0% | 1 | 50% | 0% | 0% | 0% | 8.2745 | 0 | 0 | 0 | 8.2745 | #N/A
2007-11-24 10:01 | 11 | 24 | 10 | 328.3755 | 7858 | 32 | 39.92 | 1010 | 32 | 0 | 0 | Cooling | 0 | #N/A | #N/A | #N/A | #N/A | 0 | 0 | 0 | 0 | 0 | 0 | #N/A | #N/A | 88 | 47 | 6.5824 | #N/A | 0 | 0% | 1 | 50% | 0% | 0% | 0% | 8.2745 | 0 | 0 | 0 | 8.2745 | #N/A
2007-11-24 11:01 | 11 | 24 | 11 | 328.4171 | 7859 | 32 | 39.02 | 1011 | 32 | 0 | 0 | Cooling | 0 | #N/A | #N/A | #N/A | #N/A | 0 | 0 | 0 | 0 | 0 | 0 | #N/A | #N/A | 88 | 47 | 6.5824 | #N/A | 0 | 0% | 1 | 50% | 0% | 0% | 0% | 8.2745 | 0 | 0 | 0 | 8.2745 | #N/A
2007-11-24 12:01 | 11 | 24 | 12 | 328.4588 | 7860 | 35.06 | 37.94 | 1011 | 35.06 | 0 | 0 | Cooling | 0 | #N/A | #N/A | #N/A | #N/A | 0 | 0 | 0 | 0 | 0 | 0 | #N/A | #N/A | 88 | 50.06 | 6.3733 | #N/A | 0 | 0% | 1 | 50% | 0% | 0% | 0% | 8.2745 | 0 | 0 | 0 | 8.2745 | #N/A
2007-11-24 13:01 | 11 | 24 | 13 | 328.5005 | 7861 | 35.96 | 37.04 | 1011 | 35.96 | 0 | 0 | Cooling | 0 | #N/A | #N/A | #N/A | #N/A | 0 | 0 | 0 | 0 | 0 | 0 | #N/A | #N/A | 88 | 50.96 | 6.3118 | #N/A | 0 | 0% | 1 | 50% | 0% | 0% | 0% | 8.2745 | 0 | 0 | 0 | 8.2745 | #N/A
2007-11-24 14:01 | 11 | 24 | 14 | 328.5421 | 7862 | 35.96 | 37.04 | 1012 | 35.96 | 0 | 0 | Cooling | 0 | #N/A | #N/A | #N/A | #N/A | 0 | 0 | 0 | 0 | 0 | 0 | #N/A | #N/A | 88 | 50.96 | 6.3118 | #N/A | 0 | 0% | 1 | 50% | 0% | 0% | 0% | 8.2745 | 0 | 0 | 0 | 8.2745 | #N/A
2007-11-24 15:01 | 11 | 24 | 15 | 328.5838 | 7863 | 37.04 | 37.04 | 1013 | 37.04 | 0 | 0 | Cooling | 0 | #N/A | #N/A | #N/A | #N/A | 0 | 0 | 0 | 0 | 0 | 0 | #N/A | #N/A | 88 | 52.04 | 6.238 | #N/A | 0 | 0% | 1 | 50% | 0% | 0% | 0% | 8.2745 | 0 | 0 | 0 | 8.2745 | #N/A
2007-11-24 16:01 | 11 | 24 | 16 | 328.6255 | 7864 | 35.06 | 37.04 | 1014 | 35.06 | 0 | 0 | Cooling | 0 | #N/A | #N/A | #N/A | #N/A | 0 | 0 | 0 | 0 | 0 | 0 | #N/A | #N/A | 88 | 50.06 | 6.3733 | #N/A | 0 | 0% | 1 | 50% | 0% | 0% | 0% | 8.2745 | 0 | 0 | 0 | 8.2745 | #N/A
2007-11-24 17:01 | 11 | 24 | 17 | 328.6671 | 7865 | 35.06 | 37.04 | 1015 | 35.06 | 0 | 0 | Cooling | 0 | #N/A | #N/A | #N/A | #N/A | 0 | 0 | 0 | 0 | 0 | 0 | #N/A | #N/A | 88 | 50.06 | 6.3733 | #N/A | 0 | 0% | 1 | 50% | 0% | 0% | 0% | 8.2745 | 0 | 0 | 0 | 8.2745 | #N/A
2007-11-24 18:01 | 11 | 24 | 18 | 328.7088 | 7866 | 30.02 | 37.04 | 1015 | 30.02 | 0 | 0 | Cooling | 0 | #N/A | #N/A | #N/A | #N/A | 0 | 0 | 0 | 0 | 0 | 0 | #N/A | #N/A | 88 | 45.02 | 6.7177 | #N/A | 0 | 0% | 1 | 50% | 0% | 0% | 0% | 8.2745 | 0 | 0 | 0 | 8.2745 | #N/A
2007-11-24 19:01 | 11 | 24 | 19 | 328.7505 | 7867 | 30.02 | 37.04 | 1015 | 30.02 | 0 | 0 | Cooling | 0 | #N/A | #N/A | #N/A | #N/A | 0 | 0 | 0 | 0 | 0 | 0 | #N/A | #N/A | 88 | 45.02 | 6.7177 | #N/A | 0 | 0% | 1 | 50% | 0% | 0% | 0% | 8.2745 | 0 | 0 | 0 | 8.2745 | #N/A
2007-11-24 20:01 | 11 | 24 | 20 | 328.7921 | 7868 | 30.02 | 37.94 | 1015 | 30.02 | 0.16309 | 0 | Heating | 0.021746 | #N/A | #N/A | #N/A | #N/A | 0.16309 | #N/A | #N/A | 3.2302 | #N/A | 0 | 0 | 0 | 0 | 0 | 0 | 0 | 0 | 7.249e-05% | 1 | 50% | 0% | 0% | 0% | 8.2745 | 0 | 0 | 0 | 8.2745 | #N/A
2007-11-24 21:01 | 11 | 24 | 21 | 328.8338 | 7869 | 28.04 | 37.94 | 1015 | 28.04 | 0.4862 | 0 | Heating | 0.064827 | #N/A | #N/A | #N/A | #N/A | 0.4862 | #N/A | #N/A | 3.1545 | #N/A | 0 | 0 | 0 | 0 | 0 | 0 | 0 | 0 | 0.0002161% | 1 | 50% | 0% | 0% | 0% | 8.2745 | 0 | 0 | 0 | 8.2745 | #N/A
2007-11-24 22:01 | 11 | 24 | 22 | 328.8755 | 7870 | 28.04 | 37.94 | 1016 | 28.04 | 3.8384 | 0 | Heating | 0.51179 | #N/A | #N/A | #N/A | #N/A | 3.8384 | #N/A | #N/A | 3.1545 | #N/A | 0 | 0 | 0 | 0 | 0 | 0 | 0 | 0 | 0.001706% | 1 | 50% | 0% | 0% | 0% | 8.2745 | 0 | 0 | 0 | 8.2745 | #N/A
2007-11-24 23:01 | 11 | 24 | 23 | 328.9171 | 7871 | 28.04 | 37.94 | 1016 | 28.04 | 5.9498 | 0 | Heating | 0.7933 | #N/A | #N/A | #N/A | #N/A | 5.9498 | #N/A | #N/A | 3.1545 | #N/A | 0 | 0 | 0 | 0 | 0 | 0 | 0 | 0 | 0.002644% | 1 | 50% | 0% | 0% | 0% | 8.2745 | 0 | 0 | 0 | 8.2745 | #N/A
2007-11-25 00:01 | 11 | 25 | 0 | 328.9588 | 7872 | 30.92 | 37.94 | 1016 | 30.92 | 8.2791 | 0 | Heating | 1.1039 | #N/A | #N/A | #N/A | #N/A | 8.2791 | #N/A | #N/A | 3.2671 | #N/A | 0 | 0 | 0 | 0 | 0 | 0 | 0 | 0 | 0.00368% | 1 | 50% | 0% | 0% | 0% | 8.2745 | 0 | 0 | 0 | 8.2745 | #N/A
2007-11-25 01:01 | 11 | 25 | 1 | 329.0005 | 7873 | 30.02 | 37.94 | 1016 | 30.02 | 8.9941 | 0 | Heating | 1.1992 | #N/A | #N/A | #N/A | #N/A | 8.9941 | #N/A | #N/A | 3.2302 | #N/A | 0 | 0 | 0 | 0 | 0 | 0 | 0 | 0 | 0.003997% | 1 | 50% | 0% | 0% | 0% | 8.2745 | 0 | 0 | 0 | 8.2745 | #N/A
2007-11-25 02:01 | 11 | 25 | 2 | 329.0421 | 7874 | 30.02 | 37.94 | 1016 | 30.02 | 9.515 | 0 | Heating | 1.2687 | #N/A | #N/A | #N/A | #N/A | 9.515 | #N/A | #N/A | 3.2302 | #N/A | 0 | 0 | 0 | 0 | 0 | 0 | 0 | 0 | 0.004229% | 1 | 50% | 0% | 0% | 0% | 8.2745 | 0 | 0 | 0 | 8.2745 | #N/A
2007-11-25 03:01 | 11 | 25 | 3 | 329.0838 | 7875 | 30.92 | 37.04 | 1016 | 30.92 | 9.7847 | 0 | Heating | 1.3046 | #N/A | #N/A | #N/A | #N/A | 9.7847 | #N/A | #N/A | 3.2671 | #N/A | 0 | 0 | 0 | 0 | 0 | 0 | 0 | 0 | 0.004349% | 1 | 50% | 0% | 0% | 0% | 8.2745 | 0 | 0 | 0 | 8.2745 | #N/A
2007-11-25 04:01 | 11 | 25 | 4 | 329.1255 | 7876 | 30.92 | 37.94 | 1016 | 30.92 | 11.3162 | 0 | Heating | 1.5088 | #N/A | #N/A | #N/A | #N/A | 11.3162 | #N/A | #N/A | 3.2671 | #N/A | 0 | 0 | 0 | 0 | 0 | 0 | 0 | 0 | 0.005029% | 1 | 50% | 0% | 0% | 0% | 8.2745 | 0 | 0 | 0 | 8.2745 | #N/A
2007-11-25 05:01 | 11 | 25 | 5 | 329.1671 | 7877 | 30.92 | 37.94 | 1015 | 30.92 | 12.0233 | 0 | Heating | 1.6031 | #N/A | #N/A | #N/A | #N/A | 12.0233 | #N/A | #N/A | 3.2671 | #N/A | 0 | 0 | 0 | 0 | 0 | 0 | 0 | 0 | 0.005344% | 1 | 50% | 0% | 0% | 0% | 8.2745 | 0 | 0 | 0 | 8.2745 | #N/A
2007-11-25 06:01 | 11 | 25 | 6 | 329.2088 | 7878 | 32 | 39.02 | 1016 | 32 | 11.5617 | 0 | Heating | 1.5416 | #N/A | #N/A | #N/A | #N/A | 11.5617 | #N/A | #N/A | 3.3135 | #N/A | 0 | 0 | 0 | 0 | 0 | 0 | 0 | 0 | 0.005139% | 1 | 50% | 0% | 0% | 0% | 8.2745 | 0 | 0 | 0 | 8.2745 | #N/A
2007-11-25 07:01 | 11 | 25 | 7 | 329.2505 | 7879 | 32 | 39.02 | 1015 | 32 | 471.3 | 0 | Heating | 62.84 | #N/A | #N/A | #N/A | #N/A | 471.3 | #N/A | #N/A | 3.3135 | #N/A | 0 | 0 | 0 | 0 | 0 | 0 | 0 | 0 | 0.2095% | 1 | 50% | 0% | 0% | 0% | 8.2745 | 0 | 0 | 0 | 8.2745 | #N/A
2007-11-25 08:01 | 11 | 25 | 8 | 329.2921 | 7880 | 32 | 39.02 | 1015 | 32 | 282.2869 | 0 | Heating | 37.6382 | #N/A | #N/A | #N/A | #N/A | 282.2869 | #N/A | #N/A | 3.3135 | #N/A | 0 | 0 | 0 | 0 | 0 | 0 | 0 | 0 | 0.1255% | 1 | 50% | 0% | 0% | 0% | 8.2745 | 0 | 0 | 0 | 8.2745 | #N/A
2007-11-25 09:01 | 11 | 25 | 9 | 329.3338 | 7881 | 33.98 | 39.02 | 1014 | 33.98 | 86.9265 | 0 | Heating | 11.5902 | #N/A | #N/A | #N/A | #N/A | 86.9265 | #N/A | #N/A | 3.405 | #N/A | 0 | 0 | 0 | 0 | 0 | 0 | 0 | 0 | 0.03863% | 1 | 50% | 0% | 0% | 0% | 8.2745 | 0 | 0 | 0 | 8.2745 | #N/A
2007-11-25 10:01 | 11 | 25 | 10 | 329.3755 | 7882 | 35.06 | 39.92 | 1013 | 35.06 | 57.5477 | 0 | Heating | 7.673 | #N/A | #N/A | #N/A | #N/A | 57.5477 | #N/A | #N/A | 3.4585 | #N/A | 0 | 0 | 0 | 0 | 0 | 0 | 0 | 0 | 0.02558% | 1 | 50% | 0% | 0% | 0% | 8.2745 | 0 | 0 | 0 | 8.2745 | #N/A
2007-11-25 11:01 | 11 | 25 | 11 | 329.4171 | 7883 | 35.06 | 39.02 | 1012 | 35.06 | 59.1721 | 0 | Heating | 7.8896 | #N/A | #N/A | #N/A | #N/A | 59.1721 | #N/A | #N/A | 3.4585 | #N/A | 0 | 0 | 0 | 0 | 0 | 0 | 0 | 0 | 0.0263% | 1 | 50% | 0% | 0% | 0% | 8.2745 | 0 | 0 | 0 | 8.2745 | #N/A
2007-11-25 12:01 | 11 | 25 | 12 | 329.4588 | 7884 | 39.02 | 39.92 | 1010 | 39.02 | 34.5841 | 0 | Heating | 4.6112 | #N/A | #N/A | #N/A | #N/A | 34.5841 | #N/A | #N/A | 3.6785 | #N/A | 0 | 0 | 0 | 0 | 0 | 0 | 0 | 0 | 0.01537% | 1 | 50% | 0% | 0% | 0% | 8.2745 | 0 | 0 | 0 | 8.2745 | #N/A
2007-11-25 13:01 | 11 | 25 | 13 | 329.5005 | 7885 | 37.94 | 39.92 | 1008 | 37.94 | 44.4372 | 0 | Heating | 5.925 | #N/A | #N/A | #N/A | #N/A | 44.4372 | #N/A | #N/A | 3.6146 | #N/A | 0 | 0 | 0 | 0 | 0 | 0 | 0 | 0 | 0.01975% | 1 | 50% | 0% | 0% | 0% | 8.2745 | 0 | 0 | 0 | 8.2745 | #N/A
2007-11-25 14:01 | 11 | 25 | 14 | 329.5421 | 7886 | 35.96 | 39.92 | 1007 | 35.96 | 11.2793 | 0 | Heating | 1.5039 | #N/A | #N/A | #N/A | #N/A | 11.2793 | #N/A | #N/A | 3.5052 | #N/A | 0 | 0 | 0 | 0 | 0 | 0 | 0 | 0 | 0.005013% | 1 | 50% | 0% | 0% | 0% | 8.2745 | 0 | 0 | 0 | 8.2745 | #N/A
2007-11-25 15:01 | 11 | 25 | 15 | 329.5838 | 7887 | 35.06 | 41 | 1006 | 35.06 | 9.2539 | 0 | Heating | 1.2339 | #N/A | #N/A | #N/A | #N/A | 9.2539 | #N/A | #N/A | 3.4585 | #N/A | 0 | 0 | 0 | 0 | 0 | 0 | 0 | 0 | 0.004113% | 1 | 50% | 0% | 0% | 0% | 8.2745 | 0 | 0 | 0 | 8.2745 | #N/A
2007-11-25 16:01 | 11 | 25 | 16 | 329.6255 | 7888 | 35.06 | 41 | 1005 | 35.06 | 8.48 | 0 | Heating | 1.1307 | #N/A | #N/A | #N/A | #N/A | 8.48 | #N/A | #N/A | 3.4585 | #N/A | 0 | 0 | 0 | 0 | 0 | 0 | 0 | 0 | 0.003769% | 1 | 50% | 0% | 0% | 0% | 8.2745 | 0 | 0 | 0 | 8.2745 | #N/A
2007-11-25 17:01 | 11 | 25 | 17 | 329.6671 | 7889 | 35.06 | 41 | 1005 | 35.06 | 5.2063 | 0 | Heating | 0.69417 | #N/A | #N/A | #N/A | #N/A | 5.2063 | #N/A | #N/A | 3.4585 | #N/A | 0 | 0 | 0 | 0 | 0 | 0 | 0 | 0 | 0.002314% | 1 | 50% | 0% | 0% | 0% | 8.2745 | 0 | 0 | 0 | 8.2745 | #N/A
2007-11-25 18:01 | 11 | 25 | 18 | 329.7088 | 7890 | 33.98 | 41 | 1004 | 33.98 | 5.0681 | 0 | Heating | 0.67575 | #N/A | #N/A | #N/A | #N/A | 5.0681 | #N/A | #N/A | 3.405 | #N/A | 0 | 0 | 0 | 0 | 0 | 0 | 0 | 0 | 0.002253% | 1 | 50% | 0% | 0% | 0% | 8.2745 | 0 | 0 | 0 | 8.2745 | #N/A
2007-11-25 19:01 | 11 | 25 | 19 | 329.7505 | 7891 | 33.98 | 44.96 | 1004 | 33.98 | 5.2083 | 0 | Heating | 0.69444 | #N/A | #N/A | #N/A | #N/A | 5.2083 | #N/A | #N/A | 3.405 | #N/A | 0 | 0 | 0 | 0 | 0 | 0 | 0 | 0 | 0.002315% | 1 | 50% | 0% | 0% | 0% | 8.2745 | 0 | 0 | 0 | 8.2745 | #N/A
2007-11-25 20:01 | 11 | 25 | 20 | 329.7921 | 7892 | 33.98 | 44.96 | 1003 | 33.98 | 4.7616 | 0 | Heating | 0.63487 | #N/A | #N/A | #N/A | #N/A | 4.7616 | #N/A | #N/A | 3.405 | #N/A | 0 | 0 | 0 | 0 | 0 | 0 | 0 | 0 | 0.002116% | 1 | 50% | 0% | 0% | 0% | 8.2745 | 0 | 0 | 0 | 8.2745 | #N/A
2007-11-25 21:01 | 11 | 25 | 21 | 329.8338 | 7893 | 33.98 | 44.96 | 1003 | 33.98 | 7.1316 | 0 | Heating | 0.95088 | #N/A | #N/A | #N/A | #N/A | 7.1316 | #N/A | #N/A | 3.405 | #N/A | 0 | 0 | 0 | 0 | 0 | 0 | 0 | 0 | 0.00317% | 1 | 50% | 0% | 0% | 0% | 8.2745 | 0 | 0 | 0 | 8.2745 | #N/A
2007-11-25 22:01 | 11 | 25 | 22 | 329.8755 | 7894 | 35.06 | 44.96 | 1003 | 35.06 | 7.2135 | 0 | Heating | 0.9618 | #N/A | #N/A | #N/A | #N/A | 7.2135 | #N/A | #N/A | 3.4585 | #N/A | 0 | 0 | 0 | 0 | 0 | 0 | 0 | 0 | 0.003206% | 1 | 50% | 0% | 0% | 0% | 8.2745 | 0 | 0 | 0 | 8.2745 | #N/A
2007-11-25 23:01 | 11 | 25 | 23 | 329.9171 | 7895 | 35.06 | 48.02 | 1004 | 35.06 | 0 | 0 | Cooling | 0 | #N/A | #N/A | #N/A | #N/A | 0 | 0 | 0 | 0 | 0 | 0 | #N/A | #N/A | 88 | 50.06 | 6.3733 | #N/A | 0 | 0% | 1 | 50% | 0% | 0% | 0% | 8.2745 | 0 | 0 | 0 | 8.2745 | #N/A
2007-11-26 00:01 | 11 | 26 | 0 | 329.9588 | 7896 | 35.06 | 48.92 | 1004 | 35.06 | 0 | 0 | Cooling | 0 | #N/A | #N/A | #N/A | #N/A | 0 | 0 | 0 | 0 | 0 | 0 | #N/A | #N/A | 88 | 50.06 | 6.3733 | #N/A | 0 | 0% | 1 | 50% | 0% | 0% | 0% | 8.2745 | 0 | 0 | 0 | 8.2745 | #N/A
2007-11-26 01:01 | 11 | 26 | 1 | 330.0005 | 7897 | 35.06 | 46.94 | 1004 | 35.06 | 0 | 0 | Cooling | 0 | #N/A | #N/A | #N/A | #N/A | 0 | 0 | 0 | 0 | 0 | 0 | #N/A | #N/A | 88 | 50.06 | 6.3733 | #N/A | 0 | 0% | 1 | 50% | 0% | 0% | 0% | 8.2745 | 0 | 0 | 0 | 8.2745 | #N/A
2007-11-26 02:01 | 11 | 26 | 2 | 330.0421 | 7898 | 35.06 | 46.04 | 1004 | 35.06 | 0 | 0 | Cooling | 0 | #N/A | #N/A | #N/A | #N/A | 0 | 0 | 0 | 0 | 0 | 0 | #N/A | #N/A | 88 | 50.06 | 6.3733 | #N/A | 0 | 0% | 1 | 50% | 0% | 0% | 0% | 8.2745 | 0 | 0 | 0 | 8.2745 | #N/A
2007-11-26 03:01 | 11 | 26 | 3 | 330.0838 | 7899 | 35.96 | 39.92 | 1005 | 35.96 | 0 | 0 | Cooling | 0 | #N/A | #N/A | #N/A | #N/A | 0 | 0 | 0 | 0 | 0 | 0 | #N/A | #N/A | 88 | 50.96 | 6.3118 | #N/A | 0 | 0% | 1 | 50% | 0% | 0% | 0% | 8.2745 | 0 | 0 | 0 | 8.2745 | #N/A
2007-11-26 04:01 | 11 | 26 | 4 | 330.1255 | 7900 | 37.04 | 37.94 | 1006 | 37.04 | 0 | 0 | Cooling | 0 | #N/A | #N/A | #N/A | #N/A | 0 | 0 | 0 | 0 | 0 | 0 | #N/A | #N/A | 88 | 52.04 | 6.238 | #N/A | 0 | 0% | 1 | 50% | 0% | 0% | 0% | 8.2745 | 0 | 0 | 0 | 8.2745 | #N/A
2007-11-26 05:01 | 11 | 26 | 5 | 330.1671 | 7901 | 37.04 | 37.04 | 1006 | 37.04 | 0.60985 | 0 | Heating | 0.081313 | #N/A | #N/A | #N/A | #N/A | 0.60985 | #N/A | #N/A | 3.5637 | #N/A | 0 | 0 | 0 | 0 | 0 | 0 | 0 | 0 | 0.000271% | 1 | 50% | 0% | 0% | 0% | 8.2745 | 0 | 0 | 0 | 8.2745 | #N/A
2007-11-26 06:01 | 11 | 26 | 6 | 330.2088 | 7902 | 37.04 | 35.96 | 1008 | 37.04 | 2.2175 | 0 | Heating | 0.29567 | #N/A | #N/A | #N/A | #N/A | 2.2175 | #N/A | #N/A | 3.5637 | #N/A | 0 | 0 | 0 | 0 | 0 | 0 | 0 | 0 | 0.0009856% | 1 | 50% | 0% | 0% | 0% | 8.2745 | 0 | 0 | 0 | 8.2745 | #N/A
2007-11-26 07:01 | 11 | 26 | 7 | 330.2505 | 7903 | 37.04 | 35.06 | 1009 | 37.04 | 313.8632 | 0 | Heating | 41.8484 | #N/A | #N/A | #N/A | #N/A | 313.8632 | #N/A | #N/A | 3.5637 | #N/A | 0 | 0 | 0 | 0 | 0 | 0 | 0 | 0 | 0.1395% | 1 | 50% | 0% | 0% | 0% | 8.2745 | 0 | 0 | 0 | 8.2745 | #N/A
2007-11-26 08:01 | 11 | 26 | 8 | 330.2921 | 7904 | 37.04 | 33.98 | 1011 | 37.04 | 189.1527 | 0 | Heating | 25.2204 | #N/A | #N/A | #N/A | #N/A | 189.1527 | #N/A | #N/A | 3.5637 | #N/A | 0 | 0 | 0 | 0 | 0 | 0 | 0 | 0 | 0.08407% | 1 | 50% | 0% | 0% | 0% | 8.2745 | 0 | 0 | 0 | 8.2745 | #N/A
2007-11-26 09:01 | 11 | 26 | 9 | 330.3338 | 7905 | 39.02 | 33.08 | 1012 | 39.02 | 54.8891 | 0 | Heating | 7.3185 | #N/A | #N/A | #N/A | #N/A | 54.8891 | #N/A | #N/A | 3.6785 | #N/A | 0 | 0 | 0 | 0 | 0 | 0 | 0 | 0 | 0.0244% | 1 | 50% | 0% | 0% | 0% | 8.2745 | 0 | 0 | 0 | 8.2745 | #N/A
2007-11-26 10:01 | 11 | 26 | 10 | 330.3755 | 7906 | 39.02 | 32 | 1013 | 39.02 | 53.0358 | 0 | Heating | 7.0714 | #N/A | #N/A | #N/A | #N/A | 53.0358 | #N/A | #N/A | 3.6785 | #N/A | 0 | 0 | 0 | 0 | 0 | 0 | 0 | 0 | 0.02357% | 1 | 50% | 0% | 0% | 0% | 8.2745 | 0 | 0 | 0 | 8.2745 | #N/A
2007-11-26 11:01 | 11 | 26 | 11 | 330.4171 | 7907 | 39.92 | 30.02 | 1013 | 39.92 | 74.5965 | 0 | Heating | 9.9462 | #N/A | #N/A | #N/A | #N/A | 74.5965 | #N/A | #N/A | 3.7339 | #N/A | 0 | 0 | 0 | 0 | 0 | 0 | 0 | 0 | 0.03315% | 1 | 50% | 0% | 0% | 0% | 8.2745 | 0 | 0 | 0 | 8.2745 | #N/A
2007-11-26 12:01 | 11 | 26 | 12 | 330.4588 | 7908 | 42.08 | 30.02 | 1014 | 42.08 | 62.6552 | 0 | Heating | 8.354 | #N/A | #N/A | #N/A | #N/A | 62.6552 | #N/A | #N/A | 3.8759 | #N/A | 0 | 0 | 0 | 0 | 0 | 0 | 0 | 0 | 0.02785% | 1 | 50% | 0% | 0% | 0% | 8.2745 | 0 | 0 | 0 | 8.2745 | #N/A
2007-11-26 13:01 | 11 | 26 | 13 | 330.5005 | 7909 | 42.08 | 28.04 | 1014 | 42.08 | 93.0503 | 0 | Heating | 12.4067 | #N/A | #N/A | #N/A | #N/A | 93.0503 | #N/A | #N/A | 3.8759 | #N/A | 0 | 0 | 0 | 0 | 0 | 0 | 0 | 0 | 0.04136% | 1 | 50% | 0% | 0% | 0% | 8.2745 | 0 | 0 | 0 | 8.2745 | #N/A
2007-11-26 14:01 | 11 | 26 | 14 | 330.5421 | 7910 | 42.98 | 26.96 | 1015 | 42.98 | 42.6521 | 0 | Heating | 5.6869 | #N/A | #N/A | #N/A | #N/A | 42.6521 | #N/A | #N/A | 3.9388 | #N/A | 0 | 0 | 0 | 0 | 0 | 0 | 0 | 0 | 0.01896% | 1 | 50% | 0% | 0% | 0% | 8.2745 | 0 | 0 | 0 | 8.2745 | #N/A
2007-11-26 15:01 | 11 | 26 | 15 | 330.5838 | 7911 | 46.04 | 26.06 | 1015 | 46.04 | 47.2951 | 0 | Heating | 6.306 | #N/A | #N/A | #N/A | #N/A | 47.2951 | #N/A | #N/A | 4.1705 | #N/A | 0 | 0 | 0 | 0 | 0 | 0 | 0 | 0 | 0.02102% | 1 | 50% | 0% | 0% | 0% | 8.2745 | 0 | 0 | 0 | 8.2745 | #N/A
2007-11-26 16:01 | 11 | 26 | 16 | 330.6255 | 7912 | 44.96 | 26.06 | 1016 | 44.96 | 52.4193 | 0 | Heating | 6.9892 | #N/A | #N/A | #N/A | #N/A | 52.4193 | #N/A | #N/A | 4.0856 | #N/A | 0 | 0 | 0 | 0 | 0 | 0 | 0 | 0 | 0.0233% | 1 | 50% | 0% | 0% | 0% | 8.2745 | 0 | 0 | 0 | 8.2745 | #N/A
2007-11-26 17:01 | 11 | 26 | 17 | 330.6671 | 7913 | 44.96 | 26.06 | 1017 | 44.96 | 24.145 | 0 | Heating | 3.2193 | #N/A | #N/A | #N/A | #N/A | 24.145 | #N/A | #N/A | 4.0856 | #N/A | 0 | 0 | 0 | 0 | 0 | 0 | 0 | 0 | 0.01073% | 1 | 50% | 0% | 0% | 0% | 8.2745 | 0 | 0 | 0 | 8.2745 | #N/A
2007-11-26 18:01 | 11 | 26 | 18 | 330.7088 | 7914 | 37.94 | 26.06 | 1017 | 37.94 | 44.1681 | 0 | Heating | 5.8891 | #N/A | #N/A | #N/A | #N/A | 44.1681 | #N/A | #N/A | 3.6146 | #N/A | 0 | 0 | 0 | 0 | 0 | 0 | 0 | 0 | 0.01963% | 1 | 50% | 0% | 0% | 0% | 8.2745 | 0 | 0 | 0 | 8.2745 | #N/A
2007-11-26 19:01 | 11 | 26 | 19 | 330.7505 | 7915 | 35.96 | 24.98 | 1018 | 35.96 | 103.0453 | 0 | Heating | 13.7394 | #N/A | #N/A | #N/A | #N/A | 103.0453 | #N/A | #N/A | 3.5052 | #N/A | 0 | 0 | 0 | 0 | 0 | 0 | 0 | 0 | 0.0458% | 1 | 50% | 0% | 0% | 0% | 8.2745 | 0 | 0 | 0 | 8.2745 | #N/A
2007-11-26 20:01 | 11 | 26 | 20 | 330.7921 | 7916 | 37.04 | 24.08 | 1018 | 37.04 | 128.424 | 0 | Heating | 17.1232 | #N/A | #N/A | #N/A | #N/A | 128.424 | #N/A | #N/A | 3.5637 | #N/A | 0 | 0 | 0 | 0 | 0 | 0 | 0 | 0 | 0.05708% | 1 | 50% | 0% | 0% | 0% | 8.2745 | 0 | 0 | 0 | 8.2745 | #N/A
2007-11-26 21:01 | 11 | 26 | 21 | 330.8338 | 7917 | 37.04 | 24.08 | 1018 | 37.04 | 176.3515 | 0 | Heating | 23.5135 | #N/A | #N/A | #N/A | #N/A | 176.3515 | #N/A | #N/A | 3.5637 | #N/A | 0 | 0 | 0 | 0 | 0 | 0 | 0 | 0 | 0.07838% | 1 | 50% | 0% | 0% | 0% | 8.2745 | 0 | 0 | 0 | 8.2745 | #N/A
2007-11-26 22:01 | 11 | 26 | 22 | 330.8755 | 7918 | 37.94 | 24.08 | 1019 | 37.94 | 198.1262 | 0 | Heating | 26.4168 | #N/A | #N/A | #N/A | #N/A | 198.1262 | #N/A | #N/A | 3.6146 | #N/A | 0 | 0 | 0 | 0 | 0 | 0 | 0 | 0 | 0.08806% | 1 | 50% | 0% | 0% | 0% | 8.2745 | 0 | 0 | 0 | 8.2745 | #N/A
2007-11-26 23:01 | 11 | 26 | 23 | 330.9171 | 7919 | 39.02 | 24.08 | 1019 | 39.02 | 0.42954 | 0 | Heating | 0.057272 | #N/A | #N/A | #N/A | #N/A | 0.42954 | #N/A | #N/A | 3.6785 | #N/A | 0 | 0 | 0 | 0 | 0 | 0 | 0 | 0 | 0.0001909% | 1 | 50% | 0% | 0% | 0% | 8.2745 | 0 | 0 | 0 | 8.2745 | #N/A
2007-11-27 00:01 | 11 | 27 | 0 | 330.9588 | 7920 | 37.94 | 24.08 | 1019 | 37.94 | 4.9347 | 0 | Heating | 0.65796 | #N/A | #N/A | #N/A | #N/A | 4.9347 | #N/A | #N/A | 3.6146 | #N/A | 0 | 0 | 0 | 0 | 0 | 0 | 0 | 0 | 0.002193% | 1 | 50% | 0% | 0% | 0% | 8.2745 | 0 | 0 | 0 | 8.2745 | #N/A
2007-11-27 01:01 | 11 | 27 | 1 | 331.0005 | 7921 | 37.94 | 24.08 | 1019 | 37.94 | 9.5794 | 0 | Heating | 1.2773 | #N/A | #N/A | #N/A | #N/A | 9.5794 | #N/A | #N/A | 3.6146 | #N/A | 0 | 0 | 0 | 0 | 0 | 0 | 0 | 0 | 0.004258% | 1 | 50% | 0% | 0% | 0% | 8.2745 | 0 | 0 | 0 | 8.2745 | #N/A
2007-11-27 02:01 | 11 | 27 | 2 | 331.0421 | 7922 | 37.94 | 24.08 | 1019 | 37.94 | 12.539 | 0 | Heating | 1.6719 | #N/A | #N/A | #N/A | #N/A | 12.539 | #N/A | #N/A | 3.6146 | #N/A | 0 | 0 | 0 | 0 | 0 | 0 | 0 | 0 | 0.005573% | 1 | 50% | 0% | 0% | 0% | 8.2745 | 0 | 0 | 0 | 8.2745 | #N/A
2007-11-27 03:01 | 11 | 27 | 3 | 331.0838 | 7923 | 37.04 | 23 | 1019 | 37.04 | 14.6793 | 0 | Heating | 1.9572 | #N/A | #N/A | #N/A | #N/A | 14.6793 | #N/A | #N/A | 3.5637 | #N/A | 0 | 0 | 0 | 0 | 0 | 0 | 0 | 0 | 0.006524% | 1 | 50% | 0% | 0% | 0% | 8.2745 | 0 | 0 | 0 | 8.2745 | #N/A
2007-11-27 04:01 | 11 | 27 | 4 | 331.1255 | 7924 | 37.4 | 24.08 | 1019 | 37.4 | 16.8872 | 0 | Heating | 2.2516 | #N/A | #N/A | #N/A | #N/A | 16.8872 | #N/A | #N/A | 3.5838 | #N/A | 0 | 0 | 0 | 0 | 0 | 0 | 0 | 0 | 0.007505% | 1 | 50% | 0% | 0% | 0% | 8.2745 | 0 | 0 | 0 | 8.2745 | #N/A
2007-11-27 05:01 | 11 | 27 | 5 | 331.1671 | 7925 | 37.94 | 24.08 | 1018 | 37.94 | 18.3534 | 0 | Heating | 2.4471 | #N/A | #N/A | #N/A | #N/A | 18.3534 | #N/A | #N/A | 3.6146 | #N/A | 0 | 0 | 0 | 0 | 0 | 0 | 0 | 0 | 0.008157% | 1 | 50% | 0% | 0% | 0% | 8.2745 | 0 | 0 | 0 | 8.2745 | #N/A
2007-11-27 06:01 | 11 | 27 | 6 | 331.2088 | 7926 | 35.96 | 24.98 | 1019 | 35.96 | 17.5376 | 0 | Heating | 2.3383 | #N/A | #N/A | #N/A | #N/A | 17.5376 | #N/A | #N/A | 3.5052 | #N/A | 0 | 0 | 0 | 0 | 0 | 0 | 0 | 0 | 0.007794% | 1 | 50% | 0% | 0% | 0% | 8.2745 | 0 | 0 | 0 | 8.2745 | #N/A
2007-11-27 07:01 | 11 | 27 | 7 | 331.2505 | 7927 | 37.04 | 24.98 | 1019 | 37.04 | 473.4209 | 0 | Heating | 63.1228 | #N/A | #N/A | #N/A | #N/A | 473.4209 | #N/A | #N/A | 3.5637 | #N/A | 0 | 0 | 0 | 0 | 0 | 0 | 0 | 0 | 0.2104% | 1 | 50% | 0% | 0% | 0% | 8.2745 | 0 | 0 | 0 | 8.2745 | #N/A
2007-11-27 08:01 | 11 | 27 | 8 | 331.2921 | 7928 | 37.04 | 26.06 | 1019 | 37.04 | 271.0181 | 0 | Heating | 36.1357 | #N/A | #N/A | #N/A | #N/A | 271.0181 | #N/A | #N/A | 3.5637 | #N/A | 0 | 0 | 0 | 0 | 0 | 0 | 0 | 0 | 0.1205% | 1 | 50% | 0% | 0% | 0% | 8.2745 | 0 | 0 | 0 | 8.2745 | #N/A
2007-11-27 09:01 | 11 | 27 | 9 | 331.3338 | 7929 | 41 | 26.96 | 1019 | 41 | 83.6176 | 0 | Heating | 11.149 | #N/A | #N/A | #N/A | #N/A | 83.6176 | #N/A | #N/A | 3.8033 | #N/A | 0 | 0 | 0 | 0 | 0 | 0 | 0 | 0 | 0.03716% | 1 | 50% | 0% | 0% | 0% | 8.2745 | 0 | 0 | 0 | 8.2745 | #N/A
2007-11-27 10:01 | 11 | 27 | 10 | 331.3755 | 7930 | 42.08 | 26.96 | 1019 | 42.08 | 62.2352 | 0 | Heating | 8.298 | #N/A | #N/A | #N/A | #N/A | 62.2352 | #N/A | #N/A | 3.8759 | #N/A | 0 | 0 | 0 | 0 | 0 | 0 | 0 | 0 | 0.02766% | 1 | 50% | 0% | 0% | 0% | 8.2745 | 0 | 0 | 0 | 8.2745 | #N/A
2007-11-27 11:01 | 11 | 27 | 11 | 331.4171 | 7931 | 42.08 | 26.96 | 1019 | 42.08 | 61.4475 | 0 | Heating | 8.193 | #N/A | #N/A | #N/A | #N/A | 61.4475 | #N/A | #N/A | 3.8759 | #N/A | 0 | 0 | 0 | 0 | 0 | 0 | 0 | 0 | 0.02731% | 1 | 50% | 0% | 0% | 0% | 8.2745 | 0 | 0 | 0 | 8.2745 | #N/A
2007-11-27 12:01 | 11 | 27 | 12 | 331.4588 | 7932 | 42.08 | 26.96 | 1018 | 42.08 | 32.1573 | 0 | Heating | 4.2876 | #N/A | #N/A | #N/A | #N/A | 32.1573 | #N/A | #N/A | 3.8759 | #N/A | 0 | 0 | 0 | 0 | 0 | 0 | 0 | 0 | 0.01429% | 1 | 50% | 0% | 0% | 0% | 8.2745 | 0 | 0 | 0 | 8.2745 | #N/A
2007-11-27 13:01 | 11 | 27 | 13 | 331.5005 | 7933 | 42.08 | 26.96 | 1018 | 42.08 | 56.9837 | 0 | Heating | 7.5978 | #N/A | #N/A | #N/A | #N/A | 56.9837 | #N/A | #N/A | 3.8759 | #N/A | 0 | 0 | 0 | 0 | 0 | 0 | 0 | 0 | 0.02533% | 1 | 50% | 0% | 0% | 0% | 8.2745 | 0 | 0 | 0 | 8.2745 | #N/A
2007-11-27 14:01 | 11 | 27 | 14 | 331.5421 | 7934 | 42.08 | 28.04 | 1017 | 42.08 | 16.117 | 0 | Heating | 2.1489 | #N/A | #N/A | #N/A | #N/A | 16.117 | #N/A | #N/A | 3.8759 | #N/A | 0 | 0 | 0 | 0 | 0 | 0 | 0 | 0 | 0.007163% | 1 | 50% | 0% | 0% | 0% | 8.2745 | 0 | 0 | 0 | 8.2745 | #N/A
2007-11-27 15:01 | 11 | 27 | 15 | 331.5838 | 7935 | 42.8 | 28.04 | 1017 | 42.8 | 20.3367 | 0 | Heating | 2.7116 | #N/A | #N/A | #N/A | #N/A | 20.3367 | #N/A | #N/A | 3.9261 | #N/A | 0 | 0 | 0 | 0 | 0 | 0 | 0 | 0 | 0.009039% | 1 | 50% | 0% | 0% | 0% | 8.2745 | 0 | 0 | 0 | 8.2745 | #N/A
2007-11-27 16:01 | 11 | 27 | 16 | 331.6255 | 7936 | 39.92 | 28.04 | 1017 | 39.92 | 26.6199 | 0 | Heating | 3.5493 | #N/A | #N/A | #N/A | #N/A | 26.6199 | #N/A | #N/A | 3.7339 | #N/A | 0 | 0 | 0 | 0 | 0 | 0 | 0 | 0 | 0.01183% | 1 | 50% | 0% | 0% | 0% | 8.2745 | 0 | 0 | 0 | 8.2745 | #N/A
2007-11-27 17:01 | 11 | 27 | 17 | 331.6671 | 7937 | 39.92 | 26.96 | 1017 | 39.92 | 22.2066 | 0 | Heating | 2.9609 | #N/A | #N/A | #N/A | #N/A | 22.2066 | #N/A | #N/A | 3.7339 | #N/A | 0 | 0 | 0 | 0 | 0 | 0 | 0 | 0 | 0.00987% | 1 | 50% | 0% | 0% | 0% | 8.2745 | 0 | 0 | 0 | 8.2745 | #N/A
2007-11-27 18:01 | 11 | 27 | 18 | 331.7088 | 7938 | 39.02 | 26.06 | 1017 | 39.02 | 53.8681 | 0 | Heating | 7.1824 | #N/A | #N/A | #N/A | #N/A | 53.8681 | #N/A | #N/A | 3.6785 | #N/A | 0 | 0 | 0 | 0 | 0 | 0 | 0 | 0 | 0.02394% | 1 | 50% | 0% | 0% | 0% | 8.2745 | 0 | 0 | 0 | 8.2745 | #N/A
2007-11-27 19:01 | 11 | 27 | 19 | 331.7505 | 7939 | 39.92 | 26.06 | 1017 | 39.92 | 118.8941 | 0 | Heating | 15.8526 | #N/A | #N/A | #N/A | #N/A | 118.8941 | #N/A | #N/A | 3.7339 | #N/A | 0 | 0 | 0 | 0 | 0 | 0 | 0 | 0 | 0.05284% | 1 | 50% | 0% | 0% | 0% | 8.2745 | 0 | 0 | 0 | 8.2745 | #N/A
2007-11-27 20:01 | 11 | 27 | 20 | 331.7921 | 7940 | 39.92 | 26.96 | 1017 | 39.92 | 135.3652 | 0 | Heating | 18.0487 | #N/A | #N/A | #N/A | #N/A | 135.3652 | #N/A | #N/A | 3.7339 | #N/A | 0 | 0 | 0 | 0 | 0 | 0 | 0 | 0 | 0.06016% | 1 | 50% | 0% | 0% | 0% | 8.2745 | 0 | 0 | 0 | 8.2745 | #N/A
2007-11-27 21:01 | 11 | 27 | 21 | 331.8338 | 7941 | 37.94 | 26.96 | 1017 | 37.94 | 172.9061 | 0 | Heating | 23.0541 | #N/A | #N/A | #N/A | #N/A | 172.9061 | #N/A | #N/A | 3.6146 | #N/A | 0 | 0 | 0 | 0 | 0 | 0 | 0 | 0 | 0.07685% | 1 | 50% | 0% | 0% | 0% | 8.2745 | 0 | 0 | 0 | 8.2745 | #N/A
2007-11-27 22:01 | 11 | 27 | 22 | 331.8755 | 7942 | 37.94 | 28.04 | 1017 | 37.94 | 186.935 | 0 | Heating | 24.9247 | #N/A | #N/A | #N/A | #N/A | 186.935 | #N/A | #N/A | 3.6146 | #N/A | 0 | 0 | 0 | 0 | 0 | 0 | 0 | 0 | 0.08308% | 1 | 50% | 0% | 0% | 0% | 8.2745 | 0 | 0 | 0 | 8.2745 | #N/A
2007-11-27 23:01 | 11 | 27 | 23 | 331.9171 | 7943 | 37.94 | 28.04 | 1016 | 37.94 | 0.18021 | 0 | Heating | 0.024028 | #N/A | #N/A | #N/A | #N/A | 0.18021 | #N/A | #N/A | 3.6146 | #N/A | 0 | 0 | 0 | 0 | 0 | 0 | 0 | 0 | 8.009e-05% | 1 | 50% | 0% | 0% | 0% | 8.2745 | 0 | 0 | 0 | 8.2745 | #N/A
2007-11-28 00:01 | 11 | 28 | 0 | 331.9588 | 7944 | 37.94 | 28.04 | 1016 | 37.94 | 4.0259 | 0 | Heating | 0.53679 | #N/A | #N/A | #N/A | #N/A | 4.0259 | #N/A | #N/A | 3.6146 | #N/A | 0 | 0 | 0 | 0 | 0 | 0 | 0 | 0 | 0.001789% | 1 | 50% | 0% | 0% | 0% | 8.2745 | 0 | 0 | 0 | 8.2745 | #N/A
2007-11-28 01:01 | 11 | 28 | 1 | 332.0005 | 7945 | 37.94 | 28.04 | 1016 | 37.94 | 8.6732 | 0 | Heating | 1.1564 | #N/A | #N/A | #N/A | #N/A | 8.6732 | #N/A | #N/A | 3.6146 | #N/A | 0 | 0 | 0 | 0 | 0 | 0 | 0 | 0 | 0.003855% | 1 | 50% | 0% | 0% | 0% | 8.2745 | 0 | 0 | 0 | 8.2745 | #N/A
2007-11-28 02:01 | 11 | 28 | 2 | 332.0421 | 7946 | 37.94 | 28.04 | 1015 | 37.94 | 10.6506 | 0 | Heating | 1.4201 | #N/A | #N/A | #N/A | #N/A | 10.6506 | #N/A | #N/A | 3.6146 | #N/A | 0 | 0 | 0 | 0 | 0 | 0 | 0 | 0 | 0.004734% | 1 | 50% | 0% | 0% | 0% | 8.2745 | 0 | 0 | 0 | 8.2745 | #N/A
2007-11-28 03:01 | 11 | 28 | 3 | 332.0838 | 7947 | 33.98 | 28.04 | 1015 | 33.98 | 12.1443 | 0 | Heating | 1.6192 | #N/A | #N/A | #N/A | #N/A | 12.1443 | #N/A | #N/A | 3.405 | #N/A | 0 | 0 | 0 | 0 | 0 | 0 | 0 | 0 | 0.005397% | 1 | 50% | 0% | 0% | 0% | 8.2745 | 0 | 0 | 0 | 8.2745 | #N/A
2007-11-28 04:01 | 11 | 28 | 4 | 332.1255 | 7948 | 35.06 | 28.04 | 1015 | 35.06 | 13.4886 | 0 | Heating | 1.7985 | #N/A | #N/A | #N/A | #N/A | 13.4886 | #N/A | #N/A | 3.4585 | #N/A | 0 | 0 | 0 | 0 | 0 | 0 | 0 | 0 | 0.005995% | 1 | 50% | 0% | 0% | 0% | 8.2745 | 0 | 0 | 0 | 8.2745 | #N/A
2007-11-28 05:01 | 11 | 28 | 5 | 332.1671 | 7949 | 35.06 | 28.94 | 1015 | 35.06 | 15.0305 | 0 | Heating | 2.0041 | #N/A | #N/A | #N/A | #N/A | 15.0305 | #N/A | #N/A | 3.4585 | #N/A | 0 | 0 | 0 | 0 | 0 | 0 | 0 | 0 | 0.00668% | 1 | 50% | 0% | 0% | 0% | 8.2745 | 0 | 0 | 0 | 8.2745 | #N/A
2007-11-28 06:01 | 11 | 28 | 6 | 332.2088 | 7950 | 35.06 | 28.94 | 1015 | 35.06 | 14.8301 | 0 | Heating | 1.9773 | #N/A | #N/A | #N/A | #N/A | 14.8301 | #N/A | #N/A | 3.4585 | #N/A | 0 | 0 | 0 | 0 | 0 | 0 | 0 | 0 | 0.006591% | 1 | 50% | 0% | 0% | 0% | 8.2745 | 0 | 0 | 0 | 8.2745 | #N/A
2007-11-28 07:01 | 11 | 28 | 7 | 332.2505 | 7951 | 33.98 | 28.94 | 1015 | 33.98 | 431.0824 | 0 | Heating | 57.4777 | #N/A | #N/A | #N/A | #N/A | 431.0824 | #N/A | #N/A | 3.405 | #N/A | 0 | 0 | 0 | 0 | 0 | 0 | 0 | 0 | 0.1916% | 1 | 50% | 0% | 0% | 0% | 8.2745 | 0 | 0 | 0 | 8.2745 | #N/A
2007-11-28 08:01 | 11 | 28 | 8 | 332.2921 | 7952 | 33.98 | 28.94 | 1015 | 33.98 | 247.2174 | 0 | Heating | 32.9623 | #N/A | #N/A | #N/A | #N/A | 247.2174 | #N/A | #N/A | 3.405 | #N/A | 0 | 0 | 0 | 0 | 0 | 0 | 0 | 0 | 0.1099% | 1 | 50% | 0% | 0% | 0% | 8.2745 | 0 | 0 | 0 | 8.2745 | #N/A
2007-11-28 09:01 | 11 | 28 | 9 | 332.3338 | 7953 | 37.94 | 30.02 | 1015 | 37.94 | 71.5532 | 0 | Heating | 9.5404 | #N/A | #N/A | #N/A | #N/A | 71.5532 | #N/A | #N/A | 3.6146 | #N/A | 0 | 0 | 0 | 0 | 0 | 0 | 0 | 0 | 0.0318% | 1 | 50% | 0% | 0% | 0% | 8.2745 | 0 | 0 | 0 | 8.2745 | #N/A
2007-11-28 10:01 | 11 | 28 | 10 | 332.3755 | 7954 | 39.02 | 30.02 | 1015 | 39.02 | 53.52 | 0 | Heating | 7.136 | #N/A | #N/A | #N/A | #N/A | 53.52 | #N/A | #N/A | 3.6785 | #N/A | 0 | 0 | 0 | 0 | 0 | 0 | 0 | 0 | 0.02379% | 1 | 50% | 0% | 0% | 0% | 8.2745 | 0 | 0 | 0 | 8.2745 | #N/A
2007-11-28 11:01 | 11 | 28 | 11 | 332.4171 | 7955 | 39.02 | 32 | 1014 | 39.02 | 45.7897 | 0 | Heating | 6.1053 | #N/A | #N/A | #N/A | #N/A | 45.7897 | #N/A | #N/A | 3.6785 | #N/A | 0 | 0 | 0 | 0 | 0 | 0 | 0 | 0 | 0.02035% | 1 | 50% | 0% | 0% | 0% | 8.2745 | 0 | 0 | 0 | 8.2745 | #N/A
2007-11-28 12:01 | 11 | 28 | 12 | 332.4588 | 7956 | 41 | 32 | 1013 | 41 | 18.2302 | 0 | Heating | 2.4307 | #N/A | #N/A | #N/A | #N/A | 18.2302 | #N/A | #N/A | 3.8033 | #N/A | 0 | 0 | 0 | 0 | 0 | 0 | 0 | 0 | 0.008102% | 1 | 50% | 0% | 0% | 0% | 8.2745 | 0 | 0 | 0 | 8.2745 | #N/A
2007-11-28 13:01 | 11 | 28 | 13 | 332.5005 | 7957 | 41 | 33.08 | 1012 | 41 | 24.242 | 0 | Heating | 3.2323 | #N/A | #N/A | #N/A | #N/A | 24.242 | #N/A | #N/A | 3.8033 | #N/A | 0 | 0 | 0 | 0 | 0 | 0 | 0 | 0 | 0.01077% | 1 | 50% | 0% | 0% | 0% | 8.2745 | 0 | 0 | 0 | 8.2745 | #N/A
2007-11-28 14:01 | 11 | 28 | 14 | 332.5421 | 7958 | 41 | 33.08 | 1012 | 41 | 12.3013 | 0 | Heating | 1.6402 | #N/A | #N/A | #N/A | #N/A | 12.3013 | #N/A | #N/A | 3.8033 | #N/A | 0 | 0 | 0 | 0 | 0 | 0 | 0 | 0 | 0.005467% | 1 | 50% | 0% | 0% | 0% | 8.2745 | 0 | 0 | 0 | 8.2745 | #N/A
2007-11-28 15:01 | 11 | 28 | 15 | 332.5838 | 7959 | 41 | 32 | 1012 | 41 | 13.7312 | 0 | Heating | 1.8308 | #N/A | #N/A | #N/A | #N/A | 13.7312 | #N/A | #N/A | 3.8033 | #N/A | 0 | 0 | 0 | 0 | 0 | 0 | 0 | 0 | 0.006103% | 1 | 50% | 0% | 0% | 0% | 8.2745 | 0 | 0 | 0 | 8.2745 | #N/A
2007-11-28 16:01 | 11 | 28 | 16 | 332.6255 | 7960 | 39.92 | 32 | 1011 | 39.92 | 12.7205 | 0 | Heating | 1.6961 | #N/A | #N/A | #N/A | #N/A | 12.7205 | #N/A | #N/A | 3.7339 | #N/A | 0 | 0 | 0 | 0 | 0 | 0 | 0 | 0 | 0.005654% | 1 | 50% | 0% | 0% | 0% | 8.2745 | 0 | 0 | 0 | 8.2745 | #N/A
2007-11-28 17:01 | 11 | 28 | 17 | 332.6671 | 7961 | 39.92 | 32 | 1011 | 39.92 | 10.0565 | 0 | Heating | 1.3409 | #N/A | #N/A | #N/A | #N/A | 10.0565 | #N/A | #N/A | 3.7339 | #N/A | 0 | 0 | 0 | 0 | 0 | 0 | 0 | 0 | 0.00447% | 1 | 50% | 0% | 0% | 0% | 8.2745 | 0 | 0 | 0 | 8.2745 | #N/A
2007-11-28 18:01 | 11 | 28 | 18 | 332.7088 | 7962 | 35.96 | 30.92 | 1011 | 35.96 | 11.8344 | 0 | Heating | 1.5779 | #N/A | #N/A | #N/A | #N/A | 11.8344 | #N/A | #N/A | 3.5052 | #N/A | 0 | 0 | 0 | 0 | 0 | 0 | 0 | 0 | 0.00526% | 1 | 50% | 0% | 0% | 0% | 8.2745 | 0 | 0 | 0 | 8.2745 | #N/A
2007-11-28 19:01 | 11 | 28 | 19 | 332.7505 | 7963 | 33.98 | 30.92 | 1011 | 33.98 | 31.7956 | 0 | Heating | 4.2394 | #N/A | #N/A | #N/A | #N/A | 31.7956 | #N/A | #N/A | 3.405 | #N/A | 0 | 0 | 0 | 0 | 0 | 0 | 0 | 0 | 0.01413% | 1 | 50% | 0% | 0% | 0% | 8.2745 | 0 | 0 | 0 | 8.2745 | #N/A
2007-11-28 20:01 | 11 | 28 | 20 | 332.7921 | 7964 | 33.98 | 30.92 | 1010 | 33.98 | 46.4451 | 0 | Heating | 6.1927 | #N/A | #N/A | #N/A | #N/A | 46.4451 | #N/A | #N/A | 3.405 | #N/A | 0 | 0 | 0 | 0 | 0 | 0 | 0 | 0 | 0.02064% | 1 | 50% | 0% | 0% | 0% | 8.2745 | 0 | 0 | 0 | 8.2745 | #N/A
2007-11-28 21:01 | 11 | 28 | 21 | 332.8338 | 7965 | 35.06 | 30.92 | 1010 | 35.06 | 85.0938 | 0 | Heating | 11.3458 | #N/A | #N/A | #N/A | #N/A | 85.0938 | #N/A | #N/A | 3.4585 | #N/A | 0 | 0 | 0 | 0 | 0 | 0 | 0 | 0 | 0.03782% | 1 | 50% | 0% | 0% | 0% | 8.2745 | 0 | 0 | 0 | 8.2745 | #N/A
2007-11-28 22:01 | 11 | 28 | 22 | 332.8755 | 7966 | 33.08 | 30.02 | 1009 | 33.08 | 107.9306 | 0 | Heating | 14.3907 | #N/A | #N/A | #N/A | #N/A | 107.9306 | #N/A | #N/A | 3.3624 | #N/A | 0 | 0 | 0 | 0 | 0 | 0 | 0 | 0 | 0.04797% | 1 | 50% | 0% | 0% | 0% | 8.2745 | 0 | 0 | 0 | 8.2745 | #N/A
2007-11-28 23:01 | 11 | 28 | 23 | 332.9171 | 7967 | 33.08 | 30.02 | 1009 | 33.08 | 0 | 0 | Cooling | 0 | #N/A | #N/A | #N/A | #N/A | 0 | 0 | 0 | 0 | 0 | 0 | #N/A | #N/A | 88 | 48.08 | 6.5086 | #N/A | 0 | 0% | 1 | 50% | 0% | 0% | 0% | 8.2745 | 0 | 0 | 0 | 8.2745 | #N/A
2007-11-29 00:01 | 11 | 29 | 0 | 332.9588 | 7968 | 30.02 | 32 | 1008 | 30.02 | 0 | 0 | Cooling | 0 | #N/A | #N/A | #N/A | #N/A | 0 | 0 | 0 | 0 | 0 | 0 | #N/A | #N/A | 88 | 45.02 | 6.7177 | #N/A | 0 | 0% | 1 | 50% | 0% | 0% | 0% | 8.2745 | 0 | 0 | 0 | 8.2745 | #N/A
2007-11-29 01:01 | 11 | 29 | 1 | 333.0005 | 7969 | 26.06 | 32 | 1007 | 26.06 | 0.59621 | 0 | Heating | 0.079495 | #N/A | #N/A | #N/A | #N/A | 0.59621 | #N/A | #N/A | 3.0859 | #N/A | 0 | 0 | 0 | 0 | 0 | 0 | 0 | 0 | 0.000265% | 1 | 50% | 0% | 0% | 0% | 8.2745 | 0 | 0 | 0 | 8.2745 | #N/A
2007-11-29 02:01 | 11 | 29 | 2 | 333.0421 | 7970 | 26.06 | 32 | 1007 | 26.06 | 3.5335 | 0 | Heating | 0.47113 | #N/A | #N/A | #N/A | #N/A | 3.5335 | #N/A | #N/A | 3.0859 | #N/A | 0 | 0 | 0 | 0 | 0 | 0 | 0 | 0 | 0.00157% | 1 | 50% | 0% | 0% | 0% | 8.2745 | 0 | 0 | 0 | 8.2745 | #N/A
2007-11-29 03:01 | 11 | 29 | 3 | 333.0838 | 7971 | 24.98 | 32 | 1006 | 24.98 | 5.863 | 0 | Heating | 0.78173 | #N/A | #N/A | #N/A | #N/A | 5.863 | #N/A | #N/A | 3.0513 | #N/A | 0 | 0 | 0 | 0 | 0 | 0 | 0 | 0 | 0.002606% | 1 | 50% | 0% | 0% | 0% | 8.2745 | 0 | 0 | 0 | 8.2745 | #N/A
2007-11-29 04:01 | 11 | 29 | 4 | 333.1255 | 7972 | 24.98 | 30.92 | 1005 | 24.98 | 6.6489 | 0 | Heating | 0.88652 | #N/A | #N/A | #N/A | #N/A | 6.6489 | #N/A | #N/A | 3.0513 | #N/A | 0 | 0 | 0 | 0 | 0 | 0 | 0 | 0 | 0.002955% | 1 | 50% | 0% | 0% | 0% | 8.2745 | 0 | 0 | 0 | 8.2745 | #N/A
2007-11-29 05:01 | 11 | 29 | 5 | 333.1671 | 7973 | 24.98 | 30.92 | 1004 | 24.98 | 8.5168 | 0 | Heating | 1.1356 | #N/A | #N/A | #N/A | #N/A | 8.5168 | #N/A | #N/A | 3.0513 | #N/A | 0 | 0 | 0 | 0 | 0 | 0 | 0 | 0 | 0.003785% | 1 | 50% | 0% | 0% | 0% | 8.2745 | 0 | 0 | 0 | 8.2745 | #N/A
2007-11-29 06:01 | 11 | 29 | 6 | 333.2088 | 7974 | 23 | 30.92 | 1003 | 23 | 7.9484 | 0 | Heating | 1.0598 | #N/A | #N/A | #N/A | #N/A | 7.9484 | #N/A | #N/A | 2.9925 | #N/A | 0 | 0 | 0 | 0 | 0 | 0 | 0 | 0 | 0.003533% | 1 | 50% | 0% | 0% | 0% | 8.2745 | 0 | 0 | 0 | 8.2745 | #N/A
2007-11-29 07:01 | 11 | 29 | 7 | 333.2505 | 7975 | 23 | 32 | 1003 | 23 | 342.7952 | 0 | Heating | 45.706 | #N/A | #N/A | #N/A | #N/A | 342.7952 | #N/A | #N/A | 2.9925 | #N/A | 0 | 0 | 0 | 0 | 0 | 0 | 0 | 0 | 0.1524% | 1 | 50% | 0% | 0% | 0% | 8.2745 | 0 | 0 | 0 | 8.2745 | #N/A
2007-11-29 08:01 | 11 | 29 | 8 | 333.2921 | 7976 | 23 | 32 | 1002 | 23 | 190.307 | 0 | Heating | 25.3743 | #N/A | #N/A | #N/A | #N/A | 190.307 | #N/A | #N/A | 2.9925 | #N/A | 0 | 0 | 0 | 0 | 0 | 0 | 0 | 0 | 0.08458% | 1 | 50% | 0% | 0% | 0% | 8.2745 | 0 | 0 | 0 | 8.2745 | #N/A
2007-11-29 09:01 | 11 | 29 | 9 | 333.3338 | 7977 | 30.92 | 33.08 | 1001 | 30.92 | 28.0282 | 0 | Heating | 3.7371 | #N/A | #N/A | #N/A | #N/A | 28.0282 | #N/A | #N/A | 3.2671 | #N/A | 0 | 0 | 0 | 0 | 0 | 0 | 0 | 0 | 0.01246% | 1 | 50% | 0% | 0% | 0% | 8.2745 | 0 | 0 | 0 | 8.2745 | #N/A
2007-11-29 10:01 | 11 | 29 | 10 | 333.3755 | 7978 | 35.96 | 32 | 1000 | 35.96 | 19.3248 | 0 | Heating | 2.5766 | #N/A | #N/A | #N/A | #N/A | 19.3248 | #N/A | #N/A | 3.5052 | #N/A | 0 | 0 | 0 | 0 | 0 | 0 | 0 | 0 | 0.008589% | 1 | 50% | 0% | 0% | 0% | 8.2745 | 0 | 0 | 0 | 8.2745 | #N/A
2007-11-29 11:01 | 11 | 29 | 11 | 333.4171 | 7979 | 35.96 | 32 | 999 | 35.96 | 19.9696 | 0 | Heating | 2.6626 | #N/A | #N/A | #N/A | #N/A | 19.9696 | #N/A | #N/A | 3.5052 | #N/A | 0 | 0 | 0 | 0 | 0 | 0 | 0 | 0 | 0.008875% | 1 | 50% | 0% | 0% | 0% | 8.2745 | 0 | 0 | 0 | 8.2745 | #N/A
2007-11-29 12:01 | 11 | 29 | 12 | 333.4588 | 7980 | 41 | 33.98 | 998 | 41 | 14.3423 | 0 | Heating | 1.9123 | #N/A | #N/A | #N/A | #N/A | 14.3423 | #N/A | #N/A | 3.8033 | #N/A | 0 | 0 | 0 | 0 | 0 | 0 | 0 | 0 | 0.006374% | 1 | 50% | 0% | 0% | 0% | 8.2745 | 0 | 0 | 0 | 8.2745 | #N/A
2007-11-29 13:01 | 11 | 29 | 13 | 333.5005 | 7981 | 42.08 | 35.96 | 997 | 42.08 | 28.8711 | 0 | Heating | 3.8495 | #N/A | #N/A | #N/A | #N/A | 28.8711 | #N/A | #N/A | 3.8759 | #N/A | 0 | 0 | 0 | 0 | 0 | 0 | 0 | 0 | 0.01283% | 1 | 50% | 0% | 0% | 0% | 8.2745 | 0 | 0 | 0 | 8.2745 | #N/A
2007-11-29 14:01 | 11 | 29 | 14 | 333.5421 | 7982 | 42.08 | 37.94 | 996 | 42.08 | 11.1774 | 0 | Heating | 1.4903 | #N/A | #N/A | #N/A | #N/A | 11.1774 | #N/A | #N/A | 3.8759 | #N/A | 0 | 0 | 0 | 0 | 0 | 0 | 0 | 0 | 0.004968% | 1 | 50% | 0% | 0% | 0% | 8.2745 | 0 | 0 | 0 | 8.2745 | #N/A
2007-11-29 15:01 | 11 | 29 | 15 | 333.5838 | 7983 | 44.06 | 39.02 | 995 | 44.06 | 10.3064 | 0 | Heating | 1.3742 | #N/A | #N/A | #N/A | #N/A | 10.3064 | #N/A | #N/A | 4.0174 | #N/A | 0 | 0 | 0 | 0 | 0 | 0 | 0 | 0 | 0.004581% | 1 | 50% | 0% | 0% | 0% | 8.2745 | 0 | 0 | 0 | 8.2745 | #N/A
2007-11-29 16:01 | 11 | 29 | 16 | 333.6255 | 7984 | 42.98 | 39.02 | 995 | 42.98 | 11.0093 | 0 | Heating | 1.4679 | #N/A | #N/A | #N/A | #N/A | 11.0093 | #N/A | #N/A | 3.9388 | #N/A | 0 | 0 | 0 | 0 | 0 | 0 | 0 | 0 | 0.004893% | 1 | 50% | 0% | 0% | 0% | 8.2745 | 0 | 0 | 0 | 8.2745 | #N/A
2007-11-29 17:01 | 11 | 29 | 17 | 333.6671 | 7985 | 42.98 | 39.02 | 994 | 42.98 | 7.0391 | 0 | Heating | 0.93855 | #N/A | #N/A | #N/A | #N/A | 7.0391 | #N/A | #N/A | 3.9388 | #N/A | 0 | 0 | 0 | 0 | 0 | 0 | 0 | 0 | 0.003128% | 1 | 50% | 0% | 0% | 0% | 8.2745 | 0 | 0 | 0 | 8.2745 | #N/A
2007-11-29 18:01 | 11 | 29 | 18 | 333.7088 | 7986 | 35.06 | 39.02 | 992 | 35.06 | 10.9786 | 0 | Heating | 1.4638 | #N/A | #N/A | #N/A | #N/A | 10.9786 | #N/A | #N/A | 3.4585 | #N/A | 0 | 0 | 0 | 0 | 0 | 0 | 0 | 0 | 0.004879% | 1 | 50% | 0% | 0% | 0% | 8.2745 | 0 | 0 | 0 | 8.2745 | #N/A
2007-11-29 19:01 | 11 | 29 | 19 | 333.7505 | 7987 | 33.08 | 39.02 | 991 | 33.08 | 15.0284 | 0 | Heating | 2.0038 | #N/A | #N/A | #N/A | #N/A | 15.0284 | #N/A | #N/A | 3.3624 | #N/A | 0 | 0 | 0 | 0 | 0 | 0 | 0 | 0 | 0.006679% | 1 | 50% | 0% | 0% | 0% | 8.2745 | 0 | 0 | 0 | 8.2745 | #N/A
2007-11-29 20:01 | 11 | 29 | 20 | 333.7921 | 7988 | 33.08 | 39.92 | 990 | 33.08 | 23.5644 | 0 | Heating | 3.1419 | #N/A | #N/A | #N/A | #N/A | 23.5644 | #N/A | #N/A | 3.3624 | #N/A | 0 | 0 | 0 | 0 | 0 | 0 | 0 | 0 | 0.01047% | 1 | 50% | 0% | 0% | 0% | 8.2745 | 0 | 0 | 0 | 8.2745 | #N/A
2007-11-29 21:01 | 11 | 29 | 21 | 333.8338 | 7989 | 30.02 | 41 | 989 | 30.02 | 51.3466 | 0 | Heating | 6.8462 | #N/A | #N/A | #N/A | #N/A | 51.3466 | #N/A | #N/A | 3.2302 | #N/A | 0 | 0 | 0 | 0 | 0 | 0 | 0 | 0 | 0.02282% | 1 | 50% | 0% | 0% | 0% | 8.2745 | 0 | 0 | 0 | 8.2745 | #N/A
2007-11-29 22:01 | 11 | 29 | 22 | 333.8755 | 7990 | 28.04 | 42.08 | 989 | 28.04 | 59.2157 | 0 | Heating | 7.8954 | #N/A | #N/A | #N/A | #N/A | 59.2157 | #N/A | #N/A | 3.1545 | #N/A | 0 | 0 | 0 | 0 | 0 | 0 | 0 | 0 | 0.02632% | 1 | 50% | 0% | 0% | 0% | 8.2745 | 0 | 0 | 0 | 8.2745 | #N/A
2007-11-29 23:01 | 11 | 29 | 23 | 333.9171 | 7991 | 28.04 | 42.08 | 988 | 28.04 | 0 | 0 | Cooling | 0 | #N/A | #N/A | #N/A | #N/A | 0 | 0 | 0 | 0 | 0 | 0 | #N/A | #N/A | 88 | 43.04 | 6.853 | #N/A | 0 | 0% | 1 | 50% | 0% | 0% | 0% | 8.2745 | 0 | 0 | 0 | 8.2745 | #N/A
2007-11-30 00:01 | 11 | 30 | 0 | 333.9588 | 7992 | 30.92 | 42.98 | 988 | 30.92 | 0 | 0 | Cooling | 0 | #N/A | #N/A | #N/A | #N/A | 0 | 0 | 0 | 0 | 0 | 0 | #N/A | #N/A | 88 | 45.92 | 6.6562 | #N/A | 0 | 0% | 1 | 50% | 0% | 0% | 0% | 8.2745 | 0 | 0 | 0 | 8.2745 | #N/A
2007-11-30 01:01 | 11 | 30 | 1 | 334.0005 | 7993 | 32 | 42.98 | 987 | 32 | 0 | 0 | Cooling | 0 | #N/A | #N/A | #N/A | #N/A | 0 | 0 | 0 | 0 | 0 | 0 | #N/A | #N/A | 88 | 47 | 6.5824 | #N/A | 0 | 0% | 1 | 50% | 0% | 0% | 0% | 8.2745 | 0 | 0 | 0 | 8.2745 | #N/A
2007-11-30 02:01 | 11 | 30 | 2 | 334.0421 | 7994 | 32 | 42.98 | 987 | 32 | 0 | 0 | Cooling | 0 | #N/A | #N/A | #N/A | #N/A | 0 | 0 | 0 | 0 | 0 | 0 | #N/A | #N/A | 88 | 47 | 6.5824 | #N/A | 0 | 0% | 1 | 50% | 0% | 0% | 0% | 8.2745 | 0 | 0 | 0 | 8.2745 | #N/A
2007-11-30 03:01 | 11 | 30 | 3 | 334.0838 | 7995 | 32 | 42.98 | 986 | 32 | 0 | 0 | Cooling | 0 | #N/A | #N/A | #N/A | #N/A | 0 | 0 | 0 | 0 | 0 | 0 | #N/A | #N/A | 88 | 47 | 6.5824 | #N/A | 0 | 0% | 1 | 50% | 0% | 0% | 0% | 8.2745 | 0 | 0 | 0 | 8.2745 | #N/A
2007-11-30 04:01 | 11 | 30 | 4 | 334.1255 | 7996 | 33.08 | 44.06 | 986 | 33.08 | 0 | 0 | Cooling | 0 | #N/A | #N/A | #N/A | #N/A | 0 | 0 | 0 | 0 | 0 | 0 | #N/A | #N/A | 88 | 48.08 | 6.5086 | #N/A | 0 | 0% | 1 | 50% | 0% | 0% | 0% | 8.2745 | 0 | 0 | 0 | 8.2745 | #N/A
2007-11-30 05:01 | 11 | 30 | 5 | 334.1671 | 7997 | 33.08 | 42.98 | 986 | 33.08 | 0 | 0 | Cooling | 0 | #N/A | #N/A | #N/A | #N/A | 0 | 0 | 0 | 0 | 0 | 0 | #N/A | #N/A | 88 | 48.08 | 6.5086 | #N/A | 0 | 0% | 1 | 50% | 0% | 0% | 0% | 8.2745 | 0 | 0 | 0 | 8.2745 | #N/A
2007-11-30 06:01 | 11 | 30 | 6 | 334.2088 | 7998 | 44.96 | 44.06 | 987 | 44.96 | 0 | 0 | Cooling | 0 | #N/A | #N/A | #N/A | #N/A | 0 | 0 | 0 | 0 | 0 | 0 | #N/A | #N/A | 88 | 59.96 | 5.6968 | #N/A | 0 | 0% | 1 | 50% | 0% | 0% | 0% | 8.2745 | 0 | 0 | 0 | 8.2745 | #N/A
2007-11-30 07:01 | 11 | 30 | 7 | 334.2505 | 7999 | 44.06 | 42.98 | 988 | 44.06 | 207.6277 | 0 | Heating | 27.6837 | #N/A | #N/A | #N/A | #N/A | 207.6277 | #N/A | #N/A | 4.0174 | #N/A | 0 | 0 | 0 | 0 | 0 | 0 | 0 | 0 | 0.09228% | 1 | 50% | 0% | 0% | 0% | 8.2745 | 0 | 0 | 0 | 8.2745 | #N/A
2007-11-30 08:01 | 11 | 30 | 8 | 334.2921 | 8000 | 44.06 | 42.08 | 988 | 44.06 | 94.437 | 0 | Heating | 12.5916 | #N/A | #N/A | #N/A | #N/A | 94.437 | #N/A | #N/A | 4.0174 | #N/A | 0 | 0 | 0 | 0 | 0 | 0 | 0 | 0 | 0.04197% | 1 | 50% | 0% | 0% | 0% | 8.2745 | 0 | 0 | 0 | 8.2745 | #N/A
2007-11-30 09:01 | 11 | 30 | 9 | 334.3338 | 8001 | 46.04 | 42.08 | 988 | 46.04 | 19.1249 | 0 | Heating | 2.55 | #N/A | #N/A | #N/A | #N/A | 19.1249 | #N/A | #N/A | 4.1705 | #N/A | 0 | 0 | 0 | 0 | 0 | 0 | 0 | 0 | 0.0085% | 1 | 50% | 0% | 0% | 0% | 8.2745 | 0 | 0 | 0 | 8.2745 | #N/A
2007-11-30 10:01 | 11 | 30 | 10 | 334.3755 | 8002 | 46.04 | 42.08 | 988 | 46.04 | 14.9623 | 0 | Heating | 1.995 | #N/A | #N/A | #N/A | #N/A | 14.9623 | #N/A | #N/A | 4.1705 | #N/A | 0 | 0 | 0 | 0 | 0 | 0 | 0 | 0 | 0.00665% | 1 | 50% | 0% | 0% | 0% | 8.2745 | 0 | 0 | 0 | 8.2745 | #N/A
2007-11-30 11:01 | 11 | 30 | 11 | 334.4171 | 8003 | 46.04 | 37.04 | 987 | 46.04 | 26.036 | 0 | Heating | 3.4715 | #N/A | #N/A | #N/A | #N/A | 26.036 | #N/A | #N/A | 4.1705 | #N/A | 0 | 0 | 0 | 0 | 0 | 0 | 0 | 0 | 0.01157% | 1 | 50% | 0% | 0% | 0% | 8.2745 | 0 | 0 | 0 | 8.2745 | #N/A
2007-11-30 12:01 | 11 | 30 | 12 | 334.4588 | 8004 | 48.92 | 35.96 | 987 | 48.92 | 20.8917 | 0 | Heating | 2.7856 | #N/A | #N/A | #N/A | #N/A | 20.8917 | #N/A | #N/A | 4.4149 | #N/A | 0 | 0 | 0 | 0 | 0 | 0 | 0 | 0 | 0.009285% | 1 | 50% | 0% | 0% | 0% | 8.2745 | 0 | 0 | 0 | 8.2745 | #N/A
2007-11-30 13:01 | 11 | 30 | 13 | 334.5005 | 8005 | 51.98 | 35.06 | 987 | 51.98 | 13.0182 | 0 | Heating | 1.7358 | #N/A | #N/A | #N/A | #N/A | 13.0182 | #N/A | #N/A | 4.7043 | #N/A | 0 | 0 | 0 | 0 | 0 | 0 | 0 | 0 | 0.005786% | 1 | 50% | 0% | 0% | 0% | 8.2745 | 0 | 0 | 0 | 8.2745 | #N/A
2007-11-30 14:01 | 11 | 30 | 14 | 334.5421 | 8006 | 51.98 | 33.08 | 986 | 51.98 | 10.9687 | 0 | Heating | 1.4625 | #N/A | #N/A | #N/A | #N/A | 10.9687 | #N/A | #N/A | 4.7043 | #N/A | 0 | 0 | 0 | 0 | 0 | 0 | 0 | 0 | 0.004875% | 1 | 50% | 0% | 0% | 0% | 8.2745 | 0 | 0 | 0 | 8.2745 | #N/A
2007-11-30 15:01 | 11 | 30 | 15 | 334.5838 | 8007 | 53.06 | 33.08 | 986 | 53.06 | 50.9253 | 0 | Heating | 6.79 | #N/A | #N/A | #N/A | #N/A | 50.9253 | #N/A | #N/A | 4.8142 | #N/A | 0 | 0 | 0 | 0 | 0 | 0 | 0 | 0 | 0.02263% | 1 | 50% | 0% | 0% | 0% | 8.2745 | 0 | 0 | 0 | 8.2745 | #N/A
2007-11-30 16:01 | 11 | 30 | 16 | 334.6255 | 8008 | 53.06 | 32 | 986 | 53.06 | 74.8083 | 0 | Heating | 9.9744 | #N/A | #N/A | #N/A | #N/A | 74.8083 | #N/A | #N/A | 4.8142 | #N/A | 0 | 0 | 0 | 0 | 0 | 0 | 0 | 0 | 0.03325% | 1 | 50% | 0% | 0% | 0% | 8.2745 | 0 | 0 | 0 | 8.2745 | #N/A
2007-11-30 17:01 | 11 | 30 | 17 | 334.6671 | 8009 | 53.06 | 30.92 | 986 | 53.06 | 67.9861 | 0 | Heating | 9.0648 | #N/A | #N/A | #N/A | #N/A | 67.9861 | #N/A | #N/A | 4.8142 | #N/A | 0 | 0 | 0 | 0 | 0 | 0 | 0 | 0 | 0.03022% | 1 | 50% | 0% | 0% | 0% | 8.2745 | 0 | 0 | 0 | 8.2745 | #N/A
2007-11-30 18:01 | 11 | 30 | 18 | 334.7088 | 8010 | 53.06 | 30.02 | 986 | 53.06 | 108.123 | 0 | Heating | 14.4164 | #N/A | #N/A | #N/A | #N/A | 108.123 | #N/A | #N/A | 4.8142 | #N/A | 0 | 0 | 0 | 0 | 0 | 0 | 0 | 0 | 0.04805% | 1 | 50% | 0% | 0% | 0% | 8.2745 | 0 | 0 | 0 | 8.2745 | #N/A
2007-11-30 19:01 | 11 | 30 | 19 | 334.7505 | 8011 | 52.7 | 32 | 985 | 52.7 | 0 | 0 | Cooling | 0 | #N/A | #N/A | #N/A | #N/A | 0 | 0 | 0 | 0 | 0 | 0 | #N/A | #N/A | 88 | 67.7 | 5.1679 | #N/A | 0 | 0% | 1 | 50% | 0% | 0% | 0% | 8.2745 | 0 | 0 | 0 | 8.2745 | #N/A
2007-11-30 20:01 | 11 | 30 | 20 | 334.7921 | 8012 | 52.52 | 30.92 | 985 | 52.52 | 0 | 0 | Cooling | 0 | #N/A | #N/A | #N/A | #N/A | 0 | 0 | 0 | 0 | 0 | 0 | #N/A | #N/A | 88 | 67.52 | 5.1802 | #N/A | 0 | 0% | 1 | 50% | 0% | 0% | 0% | 8.2745 | 0 | 0 | 0 | 8.2745 | #N/A
2007-11-30 21:01 | 11 | 30 | 21 | 334.8338 | 8013 | 51.8 | 30.02 | 985 | 51.8 | 0 | 0 | Cooling | 0 | #N/A | #N/A | #N/A | #N/A | 0 | 0 | 0 | 0 | 0 | 0 | #N/A | #N/A | 88 | 66.8 | 5.2294 | #N/A | 0 | 0% | 1 | 50% | 0% | 0% | 0% | 8.2745 | 0 | 0 | 0 | 8.2745 | #N/A
2007-11-30 22:01 | 11 | 30 | 22 | 334.8755 | 8014 | 50.72 | 31.1 | 985 | 50.72 | 0 | 0 | Cooling | 0 | #N/A | #N/A | #N/A | #N/A | 0 | 0 | 0 | 0 | 0 | 0 | #N/A | #N/A | 88 | 65.72 | 5.3032 | #N/A | 0 | 0% | 1 | 50% | 0% | 0% | 0% | 8.2745 | 0 | 0 | 0 | 8.2745 | #N/A
2007-11-30 23:01 | 11 | 30 | 23 | 334.9171 | 8015 | 49.82 | 31.82 | 984 | 49.82 | 0 | 0 | Cooling | 0 | #N/A | #N/A | #N/A | #N/A | 0 | 0 | 0 | 0 | 0 | 0 | #N/A | #N/A | 88 | 64.82 | 5.3647 | #N/A | 0 | 0% | 1 | 50% | 0% | 0% | 0% | 8.2745 | 0 | 0 | 0 | 8.2745 | #N/A
2007-12-01 00:01 | 12 | 1 | 0 | 334.9588 | 8016 | 47.84 | 32.54 | 984 | 47.84 | 1.5984 | 0 | Heating | 0.21312 | #N/A | #N/A | #N/A | #N/A | 1.5984 | #N/A | #N/A | 4.3201 | #N/A | 0 | 0 | 0 | 0 | 0 | 0 | 0 | 0 | 0.0007104% | 1 | 50% | 0% | 0% | 0% | 8.2745 | 0 | 0 | 0 | 8.2745 | #N/A
2007-12-01 01:01 | 12 | 1 | 1 | 335.0005 | 8017 | 46.58 | 33.44 | 996 | 46.58 | 4.6404 | 0 | Heating | 0.61873 | #N/A | #N/A | #N/A | #N/A | 4.6404 | #N/A | #N/A | 4.2143 | #N/A | 0 | 0 | 0 | 0 | 0 | 0 | 0 | 0 | 0.002062% | 1 | 50% | 0% | 0% | 0% | 8.2745 | 0 | 0 | 0 | 8.2745 | #N/A
2007-12-01 02:01 | 12 | 1 | 2 | 335.0421 | 8018 | 45.5 | 34.34 | 994 | 45.5 | 7.3216 | 0 | Heating | 0.97621 | #N/A | #N/A | #N/A | #N/A | 7.3216 | #N/A | #N/A | 4.1276 | #N/A | 0 | 0 | 0 | 0 | 0 | 0 | 0 | 0 | 0.003254% | 1 | 50% | 0% | 0% | 0% | 8.2745 | 0 | 0 | 0 | 8.2745 | #N/A
2007-12-01 03:01 | 12 | 1 | 3 | 335.0838 | 8019 | 44.42 | 35.06 | 993 | 44.42 | 9.7707 | 0 | Heating | 1.3028 | #N/A | #N/A | #N/A | #N/A | 9.7707 | #N/A | #N/A | 4.0444 | #N/A | 0 | 0 | 0 | 0 | 0 | 0 | 0 | 0 | 0.004343% | 1 | 50% | 0% | 0% | 0% | 8.2745 | 0 | 0 | 0 | 8.2745 | #N/A
2007-12-01 04:01 | 12 | 1 | 4 | 335.1255 | 8020 | 44.42 | 35.96 | 992 | 44.42 | 12.1232 | 0 | Heating | 1.6164 | #N/A | #N/A | #N/A | #N/A | 12.1232 | #N/A | #N/A | 4.0444 | #N/A | 0 | 0 | 0 | 0 | 0 | 0 | 0 | 0 | 0.005388% | 1 | 50% | 0% | 0% | 0% | 8.2745 | 0 | 0 | 0 | 8.2745 | #N/A
2007-12-01 05:01 | 12 | 1 | 5 | 335.1671 | 8021 | 44.24 | 36.14 | 990 | 44.24 | 13.4893 | 0 | Heating | 1.7986 | #N/A | #N/A | #N/A | #N/A | 13.4893 | #N/A | #N/A | 4.0309 | #N/A | 0 | 0 | 0 | 0 | 0 | 0 | 0 | 0 | 0.005995% | 1 | 50% | 0% | 0% | 0% | 8.2745 | 0 | 0 | 0 | 8.2745 | #N/A
2007-12-01 06:01 | 12 | 1 | 6 | 335.2088 | 8022 | 44.6 | 36.14 | 989 | 44.6 | 12.7435 | 0 | Heating | 1.6991 | #N/A | #N/A | #N/A | #N/A | 12.7435 | #N/A | #N/A | 4.058 | #N/A | 0 | 0 | 0 | 0 | 0 | 0 | 0 | 0 | 0.005664% | 1 | 50% | 0% | 0% | 0% | 8.2745 | 0 | 0 | 0 | 8.2745 | #N/A
2007-12-01 07:01 | 12 | 1 | 7 | 335.2505 | 8023 | 44.06 | 35.96 | 988 | 44.06 | 10.4157 | 0 | Heating | 1.3888 | #N/A | #N/A | #N/A | #N/A | 10.4157 | #N/A | #N/A | 4.0174 | #N/A | 0 | 0 | 0 | 0 | 0 | 0 | 0 | 0 | 0.004629% | 1 | 50% | 0% | 0% | 0% | 8.2745 | 0 | 0 | 0 | 8.2745 | #N/A
2007-12-01 08:01 | 12 | 1 | 8 | 335.2921 | 8024 | 44.06 | 37.22 | 987 | 44.06 | 7.8005 | 0 | Heating | 1.0401 | #N/A | #N/A | #N/A | #N/A | 7.8005 | #N/A | #N/A | 4.0174 | #N/A | 0 | 0 | 0 | 0 | 0 | 0 | 0 | 0 | 0.003467% | 1 | 50% | 0% | 0% | 0% | 8.2745 | 0 | 0 | 0 | 8.2745 | #N/A
2007-12-01 09:01 | 12 | 1 | 9 | 335.3338 | 8025 | 46.04 | 38.66 | 986 | 46.04 | 5.2048 | 0 | Heating | 0.69398 | #N/A | #N/A | #N/A | #N/A | 5.2048 | #N/A | #N/A | 4.1705 | #N/A | 0 | 0 | 0 | 0 | 0 | 0 | 0 | 0 | 0.002313% | 1 | 50% | 0% | 0% | 0% | 8.2745 | 0 | 0 | 0 | 8.2745 | #N/A
2007-12-01 10:01 | 12 | 1 | 10 | 335.3755 | 8026 | 48.02 | 39.92 | 985 | 48.02 | 4.6443 | 0 | Heating | 0.61923 | #N/A | #N/A | #N/A | #N/A | 4.6443 | #N/A | #N/A | 4.3357 | #N/A | 0 | 0 | 0 | 0 | 0 | 0 | 0 | 0 | 0.002064% | 1 | 50% | 0% | 0% | 0% | 8.2745 | 0 | 0 | 0 | 8.2745 | #N/A
2007-12-01 11:01 | 12 | 1 | 11 | 335.4171 | 8027 | 48.02 | 43.7 | 984 | 48.02 | 4.1314 | 0 | Heating | 0.55085 | #N/A | #N/A | #N/A | #N/A | 4.1314 | #N/A | #N/A | 4.3357 | #N/A | 0 | 0 | 0 | 0 | 0 | 0 | 0 | 0 | 0.001836% | 1 | 50% | 0% | 0% | 0% | 8.2745 | 0 | 0 | 0 | 8.2745 | #N/A
2007-12-01 12:01 | 12 | 1 | 12 | 335.4588 | 8028 | 48.92 | 46.94 | 983 | 48.92 | 0.25216 | 0 | Heating | 0.033621 | #N/A | #N/A | #N/A | #N/A | 0.25216 | #N/A | #N/A | 4.4149 | #N/A | 0 | 0 | 0 | 0 | 0 | 0 | 0 | 0 | 0.0001121% | 1 | 50% | 0% | 0% | 0% | 8.2745 | 0 | 0 | 0 | 8.2745 | #N/A
2007-12-01 13:01 | 12 | 1 | 13 | 335.5005 | 8029 | 51.08 | 50 | 981 | 51.08 | 0 | 0 | Cooling | 0 | #N/A | #N/A | #N/A | #N/A | 0 | 0 | 0 | 0 | 0 | 0 | #N/A | #N/A | 88 | 66.08 | 5.2786 | #N/A | 0 | 0% | 1 | 50% | 0% | 0% | 0% | 8.2745 | 0 | 0 | 0 | 8.2745 | #N/A
2007-12-01 14:01 | 12 | 1 | 14 | 335.5421 | 8030 | 51.08 | 50.18 | 981 | 51.08 | 0 | 0 | Cooling | 0 | #N/A | #N/A | #N/A | #N/A | 0 | 0 | 0 | 0 | 0 | 0 | #N/A | #N/A | 88 | 66.08 | 5.2786 | #N/A | 0 | 0% | 1 | 50% | 0% | 0% | 0% | 8.2745 | 0 | 0 | 0 | 8.2745 | #N/A
2007-12-01 15:01 | 12 | 1 | 15 | 335.5838 | 8031 | 51.08 | 50.18 | 981 | 51.08 | 0 | 0 | Cooling | 0 | #N/A | #N/A | #N/A | #N/A | 0 | 0 | 0 | 0 | 0 | 0 | #N/A | #N/A | 88 | 66.08 | 5.2786 | #N/A | 0 | 0% | 1 | 50% | 0% | 0% | 0% | 8.2745 | 0 | 0 | 0 | 8.2745 | #N/A
2007-12-01 16:01 | 12 | 1 | 16 | 335.6255 | 8032 | 51.08 | 50 | 981 | 51.08 | 0 | 0 | Cooling | 0 | #N/A | #N/A | #N/A | #N/A | 0 | 0 | 0 | 0 | 0 | 0 | #N/A | #N/A | 88 | 66.08 | 5.2786 | #N/A | 0 | 0% | 1 | 50% | 0% | 0% | 0% | 8.2745 | 0 | 0 | 0 | 8.2745 | #N/A
2007-12-01 17:01 | 12 | 1 | 17 | 335.6671 | 8033 | 51.08 | 47.84 | 983 | 51.08 | 0 | 0 | Cooling | 0 | #N/A | #N/A | #N/A | #N/A | 0 | 0 | 0 | 0 | 0 | 0 | #N/A | #N/A | 88 | 66.08 | 5.2786 | #N/A | 0 | 0% | 1 | 50% | 0% | 0% | 0% | 8.2745 | 0 | 0 | 0 | 8.2745 | #N/A
2007-12-01 18:01 | 12 | 1 | 18 | 335.7088 | 8034 | 51.08 | 45.5 | 985 | 51.08 | 0 | 0 | Cooling | 0 | #N/A | #N/A | #N/A | #N/A | 0 | 0 | 0 | 0 | 0 | 0 | #N/A | #N/A | 88 | 66.08 | 5.2786 | #N/A | 0 | 0% | 1 | 50% | 0% | 0% | 0% | 8.2745 | 0 | 0 | 0 | 8.2745 | #N/A
2007-12-01 19:01 | 12 | 1 | 19 | 335.7505 | 8035 | 50 | 42.98 | 987 | 50 | 0 | 0 | Cooling | 0 | #N/A | #N/A | #N/A | #N/A | 0 | 0 | 0 | 0 | 0 | 0 | #N/A | #N/A | 88 | 65 | 5.3524 | #N/A | 0 | 0% | 1 | 50% | 0% | 0% | 0% | 8.2745 | 0 | 0 | 0 | 8.2745 | #N/A
2007-12-01 20:01 | 12 | 1 | 20 | 335.7921 | 8036 | 50 | 40.46 | 988 | 50 | 0 | 0 | Cooling | 0 | #N/A | #N/A | #N/A | #N/A | 0 | 0 | 0 | 0 | 0 | 0 | #N/A | #N/A | 88 | 65 | 5.3524 | #N/A | 0 | 0% | 1 | 50% | 0% | 0% | 0% | 8.2745 | 0 | 0 | 0 | 8.2745 | #N/A
2007-12-01 21:01 | 12 | 1 | 21 | 335.8338 | 8037 | 51.8 | 37.94 | 988 | 51.8 | 0 | 0 | Cooling | 0 | #N/A | #N/A | #N/A | #N/A | 0 | 0 | 0 | 0 | 0 | 0 | #N/A | #N/A | 88 | 66.8 | 5.2294 | #N/A | 0 | 0% | 1 | 50% | 0% | 0% | 0% | 8.2745 | 0 | 0 | 0 | 8.2745 | #N/A
2007-12-01 22:01 | 12 | 1 | 22 | 335.8755 | 8038 | 51.08 | 35.06 | 989 | 51.08 | 0 | 0 | Cooling | 0 | #N/A | #N/A | #N/A | #N/A | 0 | 0 | 0 | 0 | 0 | 0 | #N/A | #N/A | 88 | 66.08 | 5.2786 | #N/A | 0 | 0% | 1 | 50% | 0% | 0% | 0% | 8.2745 | 0 | 0 | 0 | 8.2745 | #N/A
2007-12-01 23:01 | 12 | 1 | 23 | 335.9171 | 8039 | 51.08 | 34.52 | 989 | 51.08 | 1.7893 | 0 | Heating | 0.23857 | #N/A | #N/A | #N/A | #N/A | 1.7893 | #N/A | #N/A | 4.6159 | #N/A | 0 | 0 | 0 | 0 | 0 | 0 | 0 | 0 | 0.0007952% | 1 | 50% | 0% | 0% | 0% | 8.2745 | 0 | 0 | 0 | 8.2745 | #N/A
2007-12-02 00:01 | 12 | 2 | 0 | 335.9588 | 8040 | 50 | 33.98 | 989 | 50 | 6.8515 | 0 | Heating | 0.91354 | #N/A | #N/A | #N/A | #N/A | 6.8515 | #N/A | #N/A | 4.5134 | #N/A | 0 | 0 | 0 | 0 | 0 | 0 | 0 | 0 | 0.003045% | 1 | 50% | 0% | 0% | 0% | 8.2745 | 0 | 0 | 0 | 8.2745 | #N/A
2007-12-02 01:01 | 12 | 2 | 1 | 336.0005 | 8041 | 48.02 | 33.08 | 990 | 48.02 | 9.7253 | 0 | Heating | 1.2967 | #N/A | #N/A | #N/A | #N/A | 9.7253 | #N/A | #N/A | 4.3357 | #N/A | 0 | 0 | 0 | 0 | 0 | 0 | 0 | 0 | 0.004322% | 1 | 50% | 0% | 0% | 0% | 8.2745 | 0 | 0 | 0 | 8.2745 | #N/A
2007-12-02 02:01 | 12 | 2 | 2 | 336.0421 | 8042 | 48.02 | 32.18 | 990 | 48.02 | 10.6732 | 0 | Heating | 1.4231 | #N/A | #N/A | #N/A | #N/A | 10.6732 | #N/A | #N/A | 4.3357 | #N/A | 0 | 0 | 0 | 0 | 0 | 0 | 0 | 0 | 0.004744% | 1 | 50% | 0% | 0% | 0% | 8.2745 | 0 | 0 | 0 | 8.2745 | #N/A
2007-12-02 03:01 | 12 | 2 | 3 | 336.0838 | 8043 | 46.94 | 31.1 | 990 | 46.94 | 10.0118 | 0 | Heating | 1.3349 | #N/A | #N/A | #N/A | #N/A | 10.0118 | #N/A | #N/A | 4.2441 | #N/A | 0 | 0 | 0 | 0 | 0 | 0 | 0 | 0 | 0.00445% | 1 | 50% | 0% | 0% | 0% | 8.2745 | 0 | 0 | 0 | 8.2745 | #N/A
2007-12-02 04:01 | 12 | 2 | 4 | 336.1255 | 8044 | 46.94 | 30.02 | 990 | 46.94 | 9.1253 | 0 | Heating | 1.2167 | #N/A | #N/A | #N/A | #N/A | 9.1253 | #N/A | #N/A | 4.2441 | #N/A | 0 | 0 | 0 | 0 | 0 | 0 | 0 | 0 | 0.004056% | 1 | 50% | 0% | 0% | 0% | 8.2745 | 0 | 0 | 0 | 8.2745 | #N/A
2007-12-02 05:01 | 12 | 2 | 5 | 336.1671 | 8045 | 48.92 | 30.2 | 990 | 48.92 | 8.7541 | 0 | Heating | 1.1672 | #N/A | #N/A | #N/A | #N/A | 8.7541 | #N/A | #N/A | 4.4149 | #N/A | 0 | 0 | 0 | 0 | 0 | 0 | 0 | 0 | 0.003891% | 1 | 50% | 0% | 0% | 0% | 8.2745 | 0 | 0 | 0 | 8.2745 | #N/A
2007-12-02 06:01 | 12 | 2 | 6 | 336.2088 | 8046 | 48.02 | 30.2 | 990 | 48.02 | 7.2928 | 0 | Heating | 0.97238 | #N/A | #N/A | #N/A | #N/A | 7.2928 | #N/A | #N/A | 4.3357 | #N/A | 0 | 0 | 0 | 0 | 0 | 0 | 0 | 0 | 0.003241% | 1 | 50% | 0% | 0% | 0% | 8.2745 | 0 | 0 | 0 | 8.2745 | #N/A
2007-12-02 07:01 | 12 | 2 | 7 | 336.2505 | 8047 | 44.96 | 30.02 | 990 | 44.96 | 390.0482 | 0 | Heating | 52.0064 | #N/A | #N/A | #N/A | #N/A | 390.0482 | #N/A | #N/A | 4.0856 | #N/A | 0 | 0 | 0 | 0 | 0 | 0 | 0 | 0 | 0.1734% | 1 | 50% | 0% | 0% | 0% | 8.2745 | 0 | 0 | 0 | 8.2745 | #N/A
2007-12-02 08:01 | 12 | 2 | 8 | 336.2921 | 8048 | 44.96 | 29.84 | 990 | 44.96 | 219.6722 | 0 | Heating | 29.2896 | #N/A | #N/A | #N/A | #N/A | 219.6722 | #N/A | #N/A | 4.0856 | #N/A | 0 | 0 | 0 | 0 | 0 | 0 | 0 | 0 | 0.09763% | 1 | 50% | 0% | 0% | 0% | 8.2745 | 0 | 0 | 0 | 8.2745 | #N/A
2007-12-02 09:01 | 12 | 2 | 9 | 336.3338 | 8049 | 48.92 | 30.02 | 991 | 48.92 | 38.9663 | 0 | Heating | 5.1955 | #N/A | #N/A | #N/A | #N/A | 38.9663 | #N/A | #N/A | 4.4149 | #N/A | 0 | 0 | 0 | 0 | 0 | 0 | 0 | 0 | 0.01732% | 1 | 50% | 0% | 0% | 0% | 8.2745 | 0 | 0 | 0 | 8.2745 | #N/A
2007-12-02 10:01 | 12 | 2 | 10 | 336.3755 | 8050 | 48.02 | 30.02 | 992 | 48.02 | 25.4207 | 0 | Heating | 3.3894 | #N/A | #N/A | #N/A | #N/A | 25.4207 | #N/A | #N/A | 4.3357 | #N/A | 0 | 0 | 0 | 0 | 0 | 0 | 0 | 0 | 0.0113% | 1 | 50% | 0% | 0% | 0% | 8.2745 | 0 | 0 | 0 | 8.2745 | #N/A
2007-12-02 11:01 | 12 | 2 | 11 | 336.4171 | 8051 | 48.02 | 29.3 | 992 | 48.02 | 31.5724 | 0 | Heating | 4.2097 | #N/A | #N/A | #N/A | #N/A | 31.5724 | #N/A | #N/A | 4.3357 | #N/A | 0 | 0 | 0 | 0 | 0 | 0 | 0 | 0 | 0.01403% | 1 | 50% | 0% | 0% | 0% | 8.2745 | 0 | 0 | 0 | 8.2745 | #N/A
2007-12-02 12:01 | 12 | 2 | 12 | 336.4588 | 8052 | 46.04 | 28.4 | 992 | 46.04 | 17.4026 | 0 | Heating | 2.3203 | #N/A | #N/A | #N/A | #N/A | 17.4026 | #N/A | #N/A | 4.1705 | #N/A | 0 | 0 | 0 | 0 | 0 | 0 | 0 | 0 | 0.007734% | 1 | 50% | 0% | 0% | 0% | 8.2745 | 0 | 0 | 0 | 8.2745 | #N/A
2007-12-02 13:01 | 12 | 2 | 13 | 336.5005 | 8053 | 44.96 | 26.96 | 992 | 44.96 | 37.7921 | 0 | Heating | 5.0389 | #N/A | #N/A | #N/A | #N/A | 37.7921 | #N/A | #N/A | 4.0856 | #N/A | 0 | 0 | 0 | 0 | 0 | 0 | 0 | 0 | 0.0168% | 1 | 50% | 0% | 0% | 0% | 8.2745 | 0 | 0 | 0 | 8.2745 | #N/A
2007-12-02 14:01 | 12 | 2 | 14 | 336.5421 | 8054 | 44.96 | 27.5 | 992 | 44.96 | 11.6162 | 0 | Heating | 1.5488 | #N/A | #N/A | #N/A | #N/A | 11.6162 | #N/A | #N/A | 4.0856 | #N/A | 0 | 0 | 0 | 0 | 0 | 0 | 0 | 0 | 0.005163% | 1 | 50% | 0% | 0% | 0% | 8.2745 | 0 | 0 | 0 | 8.2745 | #N/A
2007-12-02 15:01 | 12 | 2 | 15 | 336.5838 | 8055 | 44.96 | 27.86 | 992 | 44.96 | 10.7976 | 0 | Heating | 1.4397 | #N/A | #N/A | #N/A | #N/A | 10.7976 | #N/A | #N/A | 4.0856 | #N/A | 0 | 0 | 0 | 0 | 0 | 0 | 0 | 0 | 0.004799% | 1 | 50% | 0% | 0% | 0% | 8.2745 | 0 | 0 | 0 | 8.2745 | #N/A
2007-12-02 16:01 | 12 | 2 | 16 | 336.6255 | 8056 | 44.06 | 28.04 | 992 | 44.06 | 10.8049 | 0 | Heating | 1.4407 | #N/A | #N/A | #N/A | #N/A | 10.8049 | #N/A | #N/A | 4.0174 | #N/A | 0 | 0 | 0 | 0 | 0 | 0 | 0 | 0 | 0.004802% | 1 | 50% | 0% | 0% | 0% | 8.2745 | 0 | 0 | 0 | 8.2745 | #N/A
2007-12-02 17:01 | 12 | 2 | 17 | 336.6671 | 8057 | 44.06 | 27.5 | 992 | 44.06 | 9.5196 | 0 | Heating | 1.2693 | #N/A | #N/A | #N/A | #N/A | 9.5196 | #N/A | #N/A | 4.0174 | #N/A | 0 | 0 | 0 | 0 | 0 | 0 | 0 | 0 | 0.004231% | 1 | 50% | 0% | 0% | 0% | 8.2745 | 0 | 0 | 0 | 8.2745 | #N/A
2007-12-02 18:01 | 12 | 2 | 18 | 336.7088 | 8058 | 41 | 26.78 | 993 | 41 | 12.4031 | 0 | Heating | 1.6537 | #N/A | #N/A | #N/A | #N/A | 12.4031 | #N/A | #N/A | 3.8033 | #N/A | 0 | 0 | 0 | 0 | 0 | 0 | 0 | 0 | 0.005512% | 1 | 50% | 0% | 0% | 0% | 8.2745 | 0 | 0 | 0 | 8.2745 | #N/A
2007-12-02 19:01 | 12 | 2 | 19 | 336.7505 | 8059 | 37.04 | 26.06 | 994 | 37.04 | 65.0037 | 0 | Heating | 8.6672 | #N/A | #N/A | #N/A | #N/A | 65.0037 | #N/A | #N/A | 3.5637 | #N/A | 0 | 0 | 0 | 0 | 0 | 0 | 0 | 0 | 0.02889% | 1 | 50% | 0% | 0% | 0% | 8.2745 | 0 | 0 | 0 | 8.2745 | #N/A
2007-12-02 20:01 | 12 | 2 | 20 | 336.7921 | 8060 | 37.04 | 26.96 | 994 | 37.04 | 90.1011 | 0 | Heating | 12.0135 | #N/A | #N/A | #N/A | #N/A | 90.1011 | #N/A | #N/A | 3.5637 | #N/A | 0 | 0 | 0 | 0 | 0 | 0 | 0 | 0 | 0.04004% | 1 | 50% | 0% | 0% | 0% | 8.2745 | 0 | 0 | 0 | 8.2745 | #N/A
2007-12-02 21:01 | 12 | 2 | 21 | 336.8338 | 8061 | 39.92 | 27.68 | 993 | 39.92 | 133.0951 | 0 | Heating | 17.746 | #N/A | #N/A | #N/A | #N/A | 133.0951 | #N/A | #N/A | 3.7339 | #N/A | 0 | 0 | 0 | 0 | 0 | 0 | 0 | 0 | 0.05915% | 1 | 50% | 0% | 0% | 0% | 8.2745 | 0 | 0 | 0 | 8.2745 | #N/A
2007-12-02 22:01 | 12 | 2 | 22 | 336.8755 | 8062 | 41 | 28.04 | 993 | 41 | 157.8142 | 0 | Heating | 21.0419 | #N/A | #N/A | #N/A | #N/A | 157.8142 | #N/A | #N/A | 3.8033 | #N/A | 0 | 0 | 0 | 0 | 0 | 0 | 0 | 0 | 0.07014% | 1 | 50% | 0% | 0% | 0% | 8.2745 | 0 | 0 | 0 | 8.2745 | #N/A
2007-12-02 23:01 | 12 | 2 | 23 | 336.9171 | 8063 | 41 | 30.2 | 993 | 41 | 0 | 0 | Cooling | 0 | #N/A | #N/A | #N/A | #N/A | 0 | 0 | 0 | 0 | 0 | 0 | #N/A | #N/A | 88 | 56 | 5.9674 | #N/A | 0 | 0% | 1 | 50% | 0% | 0% | 0% | 8.2745 | 0 | 0 | 0 | 8.2745 | #N/A
2007-12-03 00:01 | 12 | 3 | 0 | 336.9588 | 8064 | 39.92 | 32.18 | 994 | 39.92 | 1.1903 | 0 | Heating | 0.15871 | #N/A | #N/A | #N/A | #N/A | 1.1903 | #N/A | #N/A | 3.7339 | #N/A | 0 | 0 | 0 | 0 | 0 | 0 | 0 | 0 | 0.000529% | 1 | 50% | 0% | 0% | 0% | 8.2745 | 0 | 0 | 0 | 8.2745 | #N/A
2007-12-03 01:01 | 12 | 3 | 1 | 337.0005 | 8065 | 41 | 33.98 | 994 | 41 | 5.6707 | 0 | Heating | 0.7561 | #N/A | #N/A | #N/A | #N/A | 5.6707 | #N/A | #N/A | 3.8033 | #N/A | 0 | 0 | 0 | 0 | 0 | 0 | 0 | 0 | 0.00252% | 1 | 50% | 0% | 0% | 0% | 8.2745 | 0 | 0 | 0 | 8.2745 | #N/A
2007-12-03 02:01 | 12 | 3 | 2 | 337.0421 | 8066 | 41 | 34.16 | 994 | 41 | 7.6443 | 0 | Heating | 1.0192 | #N/A | #N/A | #N/A | #N/A | 7.6443 | #N/A | #N/A | 3.8033 | #N/A | 0 | 0 | 0 | 0 | 0 | 0 | 0 | 0 | 0.003397% | 1 | 50% | 0% | 0% | 0% | 8.2745 | 0 | 0 | 0 | 8.2745 | #N/A
2007-12-03 03:01 | 12 | 3 | 3 | 337.0838 | 8067 | 37.94 | 34.16 | 993 | 37.94 | 8.1802 | 0 | Heating | 1.0907 | #N/A | #N/A | #N/A | #N/A | 8.1802 | #N/A | #N/A | 3.6146 | #N/A | 0 | 0 | 0 | 0 | 0 | 0 | 0 | 0 | 0.003636% | 1 | 50% | 0% | 0% | 0% | 8.2745 | 0 | 0 | 0 | 8.2745 | #N/A
2007-12-03 04:01 | 12 | 3 | 4 | 337.1255 | 8068 | 39.02 | 33.98 | 993 | 39.02 | 8.5146 | 0 | Heating | 1.1353 | #N/A | #N/A | #N/A | #N/A | 8.5146 | #N/A | #N/A | 3.6785 | #N/A | 0 | 0 | 0 | 0 | 0 | 0 | 0 | 0 | 0.003784% | 1 | 50% | 0% | 0% | 0% | 8.2745 | 0 | 0 | 0 | 8.2745 | #N/A
2007-12-03 05:01 | 12 | 3 | 5 | 337.1671 | 8069 | 39.02 | 33.8 | 993 | 39.02 | 10.0068 | 0 | Heating | 1.3342 | #N/A | #N/A | #N/A | #N/A | 10.0068 | #N/A | #N/A | 3.6785 | #N/A | 0 | 0 | 0 | 0 | 0 | 0 | 0 | 0 | 0.004447% | 1 | 50% | 0% | 0% | 0% | 8.2745 | 0 | 0 | 0 | 8.2745 | #N/A
2007-12-03 06:01 | 12 | 3 | 6 | 337.2088 | 8070 | 37.94 | 33.44 | 993 | 37.94 | 10.4903 | 0 | Heating | 1.3987 | #N/A | #N/A | #N/A | #N/A | 10.4903 | #N/A | #N/A | 3.6146 | #N/A | 0 | 0 | 0 | 0 | 0 | 0 | 0 | 0 | 0.004662% | 1 | 50% | 0% | 0% | 0% | 8.2745 | 0 | 0 | 0 | 8.2745 | #N/A
2007-12-03 07:01 | 12 | 3 | 7 | 337.2505 | 8071 | 39.92 | 33.08 | 993 | 39.92 | 408.8742 | 0 | Heating | 54.5166 | #N/A | #N/A | #N/A | #N/A | 408.8742 | #N/A | #N/A | 3.7339 | #N/A | 0 | 0 | 0 | 0 | 0 | 0 | 0 | 0 | 0.1817% | 1 | 50% | 0% | 0% | 0% | 8.2745 | 0 | 0 | 0 | 8.2745 | #N/A
2007-12-03 08:01 | 12 | 3 | 8 | 337.2921 | 8072 | 39.92 | 32 | 993 | 39.92 | 238.5202 | 0 | Heating | 31.8027 | #N/A | #N/A | #N/A | #N/A | 238.5202 | #N/A | #N/A | 3.7339 | #N/A | 0 | 0 | 0 | 0 | 0 | 0 | 0 | 0 | 0.106% | 1 | 50% | 0% | 0% | 0% | 8.2745 | 0 | 0 | 0 | 8.2745 | #N/A
2007-12-03 09:01 | 12 | 3 | 9 | 337.3338 | 8073 | 44.96 | 31.1 | 993 | 44.96 | 67.7821 | 0 | Heating | 9.0376 | #N/A | #N/A | #N/A | #N/A | 67.7821 | #N/A | #N/A | 4.0856 | #N/A | 0 | 0 | 0 | 0 | 0 | 0 | 0 | 0 | 0.03013% | 1 | 50% | 0% | 0% | 0% | 8.2745 | 0 | 0 | 0 | 8.2745 | #N/A
2007-12-03 10:01 | 12 | 3 | 10 | 337.3755 | 8074 | 44.96 | 30.02 | 993 | 44.96 | 52.1077 | 0 | Heating | 6.9477 | #N/A | #N/A | #N/A | #N/A | 52.1077 | #N/A | #N/A | 4.0856 | #N/A | 0 | 0 | 0 | 0 | 0 | 0 | 0 | 0 | 0.02316% | 1 | 50% | 0% | 0% | 0% | 8.2745 | 0 | 0 | 0 | 8.2745 | #N/A
2007-12-03 11:01 | 12 | 3 | 11 | 337.4171 | 8075 | 44.96 | 30.74 | 992 | 44.96 | 52.5659 | 0 | Heating | 7.0088 | #N/A | #N/A | #N/A | #N/A | 52.5659 | #N/A | #N/A | 4.0856 | #N/A | 0 | 0 | 0 | 0 | 0 | 0 | 0 | 0 | 0.02336% | 1 | 50% | 0% | 0% | 0% | 8.2745 | 0 | 0 | 0 | 8.2745 | #N/A
2007-12-03 12:01 | 12 | 3 | 12 | 337.4588 | 8076 | 48.92 | 30.92 | 992 | 48.92 | 31.5646 | 0 | Heating | 4.2086 | #N/A | #N/A | #N/A | #N/A | 31.5646 | #N/A | #N/A | 4.4149 | #N/A | 0 | 0 | 0 | 0 | 0 | 0 | 0 | 0 | 0.01403% | 1 | 50% | 0% | 0% | 0% | 8.2745 | 0 | 0 | 0 | 8.2745 | #N/A
2007-12-03 13:01 | 12 | 3 | 13 | 337.5005 | 8077 | 46.94 | 30.92 | 991 | 46.94 | 51.2682 | 0 | Heating | 6.8358 | #N/A | #N/A | #N/A | #N/A | 51.2682 | #N/A | #N/A | 4.2441 | #N/A | 0 | 0 | 0 | 0 | 0 | 0 | 0 | 0 | 0.02279% | 1 | 50% | 0% | 0% | 0% | 8.2745 | 0 | 0 | 0 | 8.2745 | #N/A
2007-12-03 14:01 | 12 | 3 | 14 | 337.5421 | 8078 | 46.94 | 32.18 | 991 | 46.94 | 14.1778 | 0 | Heating | 1.8904 | #N/A | #N/A | #N/A | #N/A | 14.1778 | #N/A | #N/A | 4.2441 | #N/A | 0 | 0 | 0 | 0 | 0 | 0 | 0 | 0 | 0.006301% | 1 | 50% | 0% | 0% | 0% | 8.2745 | 0 | 0 | 0 | 8.2745 | #N/A
2007-12-03 15:01 | 12 | 3 | 15 | 337.5838 | 8079 | 46.04 | 33.08 | 991 | 46.04 | 20.3371 | 0 | Heating | 2.7116 | #N/A | #N/A | #N/A | #N/A | 20.3371 | #N/A | #N/A | 4.1705 | #N/A | 0 | 0 | 0 | 0 | 0 | 0 | 0 | 0 | 0.009039% | 1 | 50% | 0% | 0% | 0% | 8.2745 | 0 | 0 | 0 | 8.2745 | #N/A
2007-12-03 16:01 | 12 | 3 | 16 | 337.6255 | 8080 | 44.96 | 33.98 | 991 | 44.96 | 36.3856 | 0 | Heating | 4.8514 | #N/A | #N/A | #N/A | #N/A | 36.3856 | #N/A | #N/A | 4.0856 | #N/A | 0 | 0 | 0 | 0 | 0 | 0 | 0 | 0 | 0.01617% | 1 | 50% | 0% | 0% | 0% | 8.2745 | 0 | 0 | 0 | 8.2745 | #N/A
2007-12-03 17:01 | 12 | 3 | 17 | 337.6671 | 8081 | 44.96 | 33.98 | 991 | 44.96 | 21.2438 | 0 | Heating | 2.8325 | #N/A | #N/A | #N/A | #N/A | 21.2438 | #N/A | #N/A | 4.0856 | #N/A | 0 | 0 | 0 | 0 | 0 | 0 | 0 | 0 | 0.009442% | 1 | 50% | 0% | 0% | 0% | 8.2745 | 0 | 0 | 0 | 8.2745 | #N/A
2007-12-03 18:01 | 12 | 3 | 18 | 337.7088 | 8082 | 42.98 | 33.98 | 992 | 42.98 | 46.8505 | 0 | Heating | 6.2467 | #N/A | #N/A | #N/A | #N/A | 46.8505 | #N/A | #N/A | 3.9388 | #N/A | 0 | 0 | 0 | 0 | 0 | 0 | 0 | 0 | 0.02082% | 1 | 50% | 0% | 0% | 0% | 8.2745 | 0 | 0 | 0 | 8.2745 | #N/A
2007-12-03 19:01 | 12 | 3 | 19 | 337.7505 | 8083 | 42.08 | 33.98 | 993 | 42.08 | 101.8402 | 0 | Heating | 13.5787 | #N/A | #N/A | #N/A | #N/A | 101.8402 | #N/A | #N/A | 3.8759 | #N/A | 0 | 0 | 0 | 0 | 0 | 0 | 0 | 0 | 0.04526% | 1 | 50% | 0% | 0% | 0% | 8.2745 | 0 | 0 | 0 | 8.2745 | #N/A
2007-12-03 20:01 | 12 | 3 | 20 | 337.7921 | 8084 | 42.08 | 32.54 | 994 | 42.08 | 127.6386 | 0 | Heating | 17.0185 | #N/A | #N/A | #N/A | #N/A | 127.6386 | #N/A | #N/A | 3.8759 | #N/A | 0 | 0 | 0 | 0 | 0 | 0 | 0 | 0 | 0.05673% | 1 | 50% | 0% | 0% | 0% | 8.2745 | 0 | 0 | 0 | 8.2745 | #N/A
2007-12-03 21:01 | 12 | 3 | 21 | 337.8338 | 8085 | 42.08 | 30.92 | 994 | 42.08 | 175.788 | 0 | Heating | 23.4384 | #N/A | #N/A | #N/A | #N/A | 175.788 | #N/A | #N/A | 3.8759 | #N/A | 0 | 0 | 0 | 0 | 0 | 0 | 0 | 0 | 0.07813% | 1 | 50% | 0% | 0% | 0% | 8.2745 | 0 | 0 | 0 | 8.2745 | #N/A
2007-12-03 22:01 | 12 | 3 | 22 | 337.8755 | 8086 | 39.02 | 28.94 | 995 | 39.02 | 205.7645 | 0 | Heating | 27.4353 | #N/A | #N/A | #N/A | #N/A | 205.7645 | #N/A | #N/A | 3.6785 | #N/A | 0 | 0 | 0 | 0 | 0 | 0 | 0 | 0 | 0.09145% | 1 | 50% | 0% | 0% | 0% | 8.2745 | 0 | 0 | 0 | 8.2745 | #N/A
2007-12-03 23:01 | 12 | 3 | 23 | 337.9171 | 8087 | 39.02 | 28.76 | 995 | 39.02 | 0.97259 | 0 | Heating | 0.12968 | #N/A | #N/A | #N/A | #N/A | 0.97259 | #N/A | #N/A | 3.6785 | #N/A | 0 | 0 | 0 | 0 | 0 | 0 | 0 | 0 | 0.0004323% | 1 | 50% | 0% | 0% | 0% | 8.2745 | 0 | 0 | 0 | 8.2745 | #N/A
2007-12-04 00:01 | 12 | 4 | 0 | 337.9588 | 8088 | 37.04 | 28.58 | 995 | 37.04 | 7.6173 | 0 | Heating | 1.0156 | #N/A | #N/A | #N/A | #N/A | 7.6173 | #N/A | #N/A | 3.5637 | #N/A | 0 | 0 | 0 | 0 | 0 | 0 | 0 | 0 | 0.003385% | 1 | 50% | 0% | 0% | 0% | 8.2745 | 0 | 0 | 0 | 8.2745 | #N/A
2007-12-04 01:01 | 12 | 4 | 1 | 338.0005 | 8089 | 37.04 | 28.04 | 995 | 37.04 | 12.3562 | 0 | Heating | 1.6475 | #N/A | #N/A | #N/A | #N/A | 12.3562 | #N/A | #N/A | 3.5637 | #N/A | 0 | 0 | 0 | 0 | 0 | 0 | 0 | 0 | 0.005492% | 1 | 50% | 0% | 0% | 0% | 8.2745 | 0 | 0 | 0 | 8.2745 | #N/A
2007-12-04 02:01 | 12 | 4 | 2 | 338.0421 | 8090 | 37.04 | 26.78 | 995 | 37.04 | 15.7128 | 0 | Heating | 2.095 | #N/A | #N/A | #N/A | #N/A | 15.7128 | #N/A | #N/A | 3.5637 | #N/A | 0 | 0 | 0 | 0 | 0 | 0 | 0 | 0 | 0.006983% | 1 | 50% | 0% | 0% | 0% | 8.2745 | 0 | 0 | 0 | 8.2745 | #N/A
2007-12-04 03:01 | 12 | 4 | 3 | 338.0838 | 8091 | 37.04 | 25.52 | 996 | 37.04 | 20.6266 | 0 | Heating | 2.7502 | #N/A | #N/A | #N/A | #N/A | 20.6266 | #N/A | #N/A | 3.5637 | #N/A | 0 | 0 | 0 | 0 | 0 | 0 | 0 | 0 | 0.009167% | 1 | 50% | 0% | 0% | 0% | 8.2745 | 0 | 0 | 0 | 8.2745 | #N/A
2007-12-04 04:01 | 12 | 4 | 4 | 338.1255 | 8092 | 37.04 | 24.08 | 996 | 37.04 | 47.5013 | 0 | Heating | 6.3335 | #N/A | #N/A | #N/A | #N/A | 47.5013 | #N/A | #N/A | 3.5637 | #N/A | 0 | 0 | 0 | 0 | 0 | 0 | 0 | 0 | 0.02111% | 1 | 50% | 0% | 0% | 0% | 8.2745 | 0 | 0 | 0 | 8.2745 | #N/A
2007-12-04 05:01 | 12 | 4 | 5 | 338.1671 | 8093 | 37.04 | 24.44 | 997 | 37.04 | 76.33 | 0 | Heating | 10.1773 | #N/A | #N/A | #N/A | #N/A | 76.33 | #N/A | #N/A | 3.5637 | #N/A | 0 | 0 | 0 | 0 | 0 | 0 | 0 | 0 | 0.03392% | 1 | 50% | 0% | 0% | 0% | 8.2745 | 0 | 0 | 0 | 8.2745 | #N/A
2007-12-04 06:01 | 12 | 4 | 6 | 338.2088 | 8094 | 37.04 | 24.8 | 997 | 37.04 | 82.6581 | 0 | Heating | 11.0211 | #N/A | #N/A | #N/A | #N/A | 82.6581 | #N/A | #N/A | 3.5637 | #N/A | 0 | 0 | 0 | 0 | 0 | 0 | 0 | 0 | 0.03674% | 1 | 50% | 0% | 0% | 0% | 8.2745 | 0 | 0 | 0 | 8.2745 | #N/A
2007-12-04 07:01 | 12 | 4 | 7 | 338.2505 | 8095 | 37.04 | 24.98 | 997 | 37.04 | 577.257 | 0 | Heating | 76.9676 | #N/A | #N/A | #N/A | #N/A | 577.257 | #N/A | #N/A | 3.5637 | #N/A | 0 | 0 | 0 | 0 | 0 | 0 | 0 | 0 | 0.2566% | 1 | 50% | 0% | 0% | 0% | 8.2745 | 0 | 0 | 0 | 8.2745 | #N/A
2007-12-04 08:01 | 12 | 4 | 8 | 338.2921 | 8096 | 37.04 | 25.52 | 997 | 37.04 | 335.4782 | 0 | Heating | 44.7304 | #N/A | #N/A | #N/A | #N/A | 335.4782 | #N/A | #N/A | 3.5637 | #N/A | 0 | 0 | 0 | 0 | 0 | 0 | 0 | 0 | 0.1491% | 1 | 50% | 0% | 0% | 0% | 8.2745 | 0 | 0 | 0 | 8.2745 | #N/A
2007-12-04 09:01 | 12 | 4 | 9 | 338.3338 | 8097 | 37.94 | 26.42 | 998 | 37.94 | 119.0287 | 0 | Heating | 15.8705 | #N/A | #N/A | #N/A | #N/A | 119.0287 | #N/A | #N/A | 3.6146 | #N/A | 0 | 0 | 0 | 0 | 0 | 0 | 0 | 0 | 0.0529% | 1 | 50% | 0% | 0% | 0% | 8.2745 | 0 | 0 | 0 | 8.2745 | #N/A
2007-12-04 10:01 | 12 | 4 | 10 | 338.3755 | 8098 | 39.02 | 26.96 | 998 | 39.02 | 71.4237 | 0 | Heating | 9.5232 | #N/A | #N/A | #N/A | #N/A | 71.4237 | #N/A | #N/A | 3.6785 | #N/A | 0 | 0 | 0 | 0 | 0 | 0 | 0 | 0 | 0.03174% | 1 | 50% | 0% | 0% | 0% | 8.2745 | 0 | 0 | 0 | 8.2745 | #N/A
2007-12-04 11:01 | 12 | 4 | 11 | 338.4171 | 8099 | 39.02 | 27.32 | 998 | 39.02 | 83.709 | 0 | Heating | 11.1612 | #N/A | #N/A | #N/A | #N/A | 83.709 | #N/A | #N/A | 3.6785 | #N/A | 0 | 0 | 0 | 0 | 0 | 0 | 0 | 0 | 0.0372% | 1 | 50% | 0% | 0% | 0% | 8.2745 | 0 | 0 | 0 | 8.2745 | #N/A
2007-12-04 12:01 | 12 | 4 | 12 | 338.4588 | 8100 | 41 | 27.32 | 998 | 41 | 74.4644 | 0 | Heating | 9.9286 | #N/A | #N/A | #N/A | #N/A | 74.4644 | #N/A | #N/A | 3.8033 | #N/A | 0 | 0 | 0 | 0 | 0 | 0 | 0 | 0 | 0.0331% | 1 | 50% | 0% | 0% | 0% | 8.2745 | 0 | 0 | 0 | 8.2745 | #N/A
2007-12-04 13:01 | 12 | 4 | 13 | 338.5005 | 8101 | 42.08 | 26.96 | 998 | 42.08 | 105.866 | 0 | Heating | 14.1155 | #N/A | #N/A | #N/A | #N/A | 105.866 | #N/A | #N/A | 3.8759 | #N/A | 0 | 0 | 0 | 0 | 0 | 0 | 0 | 0 | 0.04705% | 1 | 50% | 0% | 0% | 0% | 8.2745 | 0 | 0 | 0 | 8.2745 | #N/A
2007-12-04 14:01 | 12 | 4 | 14 | 338.5421 | 8102 | 42.08 | 26.96 | 999 | 42.08 | 69.5338 | 0 | Heating | 9.2712 | #N/A | #N/A | #N/A | #N/A | 69.5338 | #N/A | #N/A | 3.8759 | #N/A | 0 | 0 | 0 | 0 | 0 | 0 | 0 | 0 | 0.0309% | 1 | 50% | 0% | 0% | 0% | 8.2745 | 0 | 0 | 0 | 8.2745 | #N/A
2007-12-04 15:01 | 12 | 4 | 15 | 338.5838 | 8103 | 37.94 | 26.6 | 999 | 37.94 | 56.5284 | 0 | Heating | 7.5371 | #N/A | #N/A | #N/A | #N/A | 56.5284 | #N/A | #N/A | 3.6146 | #N/A | 0 | 0 | 0 | 0 | 0 | 0 | 0 | 0 | 0.02512% | 1 | 50% | 0% | 0% | 0% | 8.2745 | 0 | 0 | 0 | 8.2745 | #N/A
2007-12-04 16:01 | 12 | 4 | 16 | 338.6255 | 8104 | 37.04 | 26.06 | 1000 | 37.04 | 65.0831 | 0 | Heating | 8.6777 | #N/A | #N/A | #N/A | #N/A | 65.0831 | #N/A | #N/A | 3.5637 | #N/A | 0 | 0 | 0 | 0 | 0 | 0 | 0 | 0 | 0.02893% | 1 | 50% | 0% | 0% | 0% | 8.2745 | 0 | 0 | 0 | 8.2745 | #N/A
2007-12-04 17:01 | 12 | 4 | 17 | 338.6671 | 8105 | 37.04 | 25.52 | 1001 | 37.04 | 56.4499 | 0 | Heating | 7.5266 | #N/A | #N/A | #N/A | #N/A | 56.4499 | #N/A | #N/A | 3.5637 | #N/A | 0 | 0 | 0 | 0 | 0 | 0 | 0 | 0 | 0.02509% | 1 | 50% | 0% | 0% | 0% | 8.2745 | 0 | 0 | 0 | 8.2745 | #N/A
2007-12-04 18:01 | 12 | 4 | 18 | 338.7088 | 8106 | 37.04 | 24.8 | 1001 | 37.04 | 77.5377 | 0 | Heating | 10.3384 | #N/A | #N/A | #N/A | #N/A | 77.5377 | #N/A | #N/A | 3.5637 | #N/A | 0 | 0 | 0 | 0 | 0 | 0 | 0 | 0 | 0.03446% | 1 | 50% | 0% | 0% | 0% | 8.2745 | 0 | 0 | 0 | 8.2745 | #N/A
2007-12-04 19:01 | 12 | 4 | 19 | 338.7505 | 8107 | 35.96 | 24.08 | 1002 | 35.96 | 132.16 | 0 | Heating | 17.6213 | #N/A | #N/A | #N/A | #N/A | 132.16 | #N/A | #N/A | 3.5052 | #N/A | 0 | 0 | 0 | 0 | 0 | 0 | 0 | 0 | 0.05874% | 1 | 50% | 0% | 0% | 0% | 8.2745 | 0 | 0 | 0 | 8.2745 | #N/A
2007-12-04 20:01 | 12 | 4 | 20 | 338.7921 | 8108 | 35.96 | 24.26 | 1003 | 35.96 | 157.6437 | 0 | Heating | 21.0192 | #N/A | #N/A | #N/A | #N/A | 157.6437 | #N/A | #N/A | 3.5052 | #N/A | 0 | 0 | 0 | 0 | 0 | 0 | 0 | 0 | 0.07006% | 1 | 50% | 0% | 0% | 0% | 8.2745 | 0 | 0 | 0 | 8.2745 | #N/A
2007-12-04 21:01 | 12 | 4 | 21 | 338.8338 | 8109 | 35.96 | 24.26 | 1003 | 35.96 | 208.6497 | 0 | Heating | 27.82 | #N/A | #N/A | #N/A | #N/A | 208.6497 | #N/A | #N/A | 3.5052 | #N/A | 0 | 0 | 0 | 0 | 0 | 0 | 0 | 0 | 0.09273% | 1 | 50% | 0% | 0% | 0% | 8.2745 | 0 | 0 | 0 | 8.2745 | #N/A
2007-12-04 22:01 | 12 | 4 | 22 | 338.8755 | 8110 | 35.96 | 24.08 | 1003 | 35.96 | 235.1536 | 0 | Heating | 31.3538 | #N/A | #N/A | #N/A | #N/A | 235.1536 | #N/A | #N/A | 3.5052 | #N/A | 0 | 0 | 0 | 0 | 0 | 0 | 0 | 0 | 0.1045% | 1 | 50% | 0% | 0% | 0% | 8.2745 | 0 | 0 | 0 | 8.2745 | #N/A
2007-12-04 23:01 | 12 | 4 | 23 | 338.9171 | 8111 | 35.96 | 24.26 | 1004 | 35.96 | 4.1112 | 0 | Heating | 0.54815 | #N/A | #N/A | #N/A | #N/A | 4.1112 | #N/A | #N/A | 3.5052 | #N/A | 0 | 0 | 0 | 0 | 0 | 0 | 0 | 0 | 0.001827% | 1 | 50% | 0% | 0% | 0% | 8.2745 | 0 | 0 | 0 | 8.2745 | #N/A
2007-12-05 00:01 | 12 | 5 | 0 | 338.9588 | 8112 | 35.06 | 24.26 | 1004 | 35.06 | 14.9461 | 0 | Heating | 1.9928 | #N/A | #N/A | #N/A | #N/A | 14.9461 | #N/A | #N/A | 3.4585 | #N/A | 0 | 0 | 0 | 0 | 0 | 0 | 0 | 0 | 0.006643% | 1 | 50% | 0% | 0% | 0% | 8.2745 | 0 | 0 | 0 | 8.2745 | #N/A
2007-12-05 01:01 | 12 | 5 | 1 | 339.0005 | 8113 | 33.98 | 24.08 | 1004 | 33.98 | 29.9303 | 0 | Heating | 3.9907 | #N/A | #N/A | #N/A | #N/A | 29.9303 | #N/A | #N/A | 3.405 | #N/A | 0 | 0 | 0 | 0 | 0 | 0 | 0 | 0 | 0.0133% | 1 | 50% | 0% | 0% | 0% | 8.2745 | 0 | 0 | 0 | 8.2745 | #N/A
2007-12-05 02:01 | 12 | 5 | 2 | 339.0421 | 8114 | 33.98 | 23.9 | 1004 | 33.98 | 67.8814 | 0 | Heating | 9.0509 | #N/A | #N/A | #N/A | #N/A | 67.8814 | #N/A | #N/A | 3.405 | #N/A | 0 | 0 | 0 | 0 | 0 | 0 | 0 | 0 | 0.03017% | 1 | 50% | 0% | 0% | 0% | 8.2745 | 0 | 0 | 0 | 8.2745 | #N/A
2007-12-05 03:01 | 12 | 5 | 3 | 339.0838 | 8115 | 33.98 | 23.54 | 1004 | 33.98 | 112.4687 | 0 | Heating | 14.9958 | #N/A | #N/A | #N/A | #N/A | 112.4687 | #N/A | #N/A | 3.405 | #N/A | 0 | 0 | 0 | 0 | 0 | 0 | 0 | 0 | 0.04999% | 1 | 50% | 0% | 0% | 0% | 8.2745 | 0 | 0 | 0 | 8.2745 | #N/A
2007-12-05 04:01 | 12 | 5 | 4 | 339.1255 | 8116 | 33.08 | 23 | 1003 | 33.08 | 154.4516 | 0 | Heating | 20.5935 | #N/A | #N/A | #N/A | #N/A | 154.4516 | #N/A | #N/A | 3.3624 | #N/A | 0 | 0 | 0 | 0 | 0 | 0 | 0 | 0 | 0.06865% | 1 | 50% | 0% | 0% | 0% | 8.2745 | 0 | 0 | 0 | 8.2745 | #N/A
2007-12-05 05:01 | 12 | 5 | 5 | 339.1671 | 8117 | 33.08 | 23.36 | 1003 | 33.08 | 178.9787 | 0 | Heating | 23.8638 | #N/A | #N/A | #N/A | #N/A | 178.9787 | #N/A | #N/A | 3.3624 | #N/A | 0 | 0 | 0 | 0 | 0 | 0 | 0 | 0 | 0.07955% | 1 | 50% | 0% | 0% | 0% | 8.2745 | 0 | 0 | 0 | 8.2745 | #N/A
2007-12-05 06:01 | 12 | 5 | 6 | 339.2088 | 8118 | 28.94 | 23.72 | 1002 | 28.94 | 173.9314 | 0 | Heating | 23.1908 | #N/A | #N/A | #N/A | #N/A | 173.9314 | #N/A | #N/A | 3.188 | #N/A | 0 | 0 | 0 | 0 | 0 | 0 | 0 | 0 | 0.0773% | 1 | 50% | 0% | 0% | 0% | 8.2745 | 0 | 0 | 0 | 8.2745 | #N/A
2007-12-05 07:01 | 12 | 5 | 7 | 339.2505 | 8119 | 30.02 | 24.08 | 1002 | 30.02 | 635.8913 | 0 | Heating | 84.7855 | #N/A | #N/A | #N/A | #N/A | 635.8913 | #N/A | #N/A | 3.2302 | #N/A | 0 | 0 | 0 | 0 | 0 | 0 | 0 | 0 | 0.2826% | 1 | 50% | 0% | 0% | 0% | 8.2745 | 0 | 0 | 0 | 8.2745 | #N/A
2007-12-05 08:01 | 12 | 5 | 8 | 339.2921 | 8120 | 30.02 | 23.54 | 1002 | 30.02 | 419.3001 | 0 | Heating | 55.9067 | #N/A | #N/A | #N/A | #N/A | 419.3001 | #N/A | #N/A | 3.2302 | #N/A | 0 | 0 | 0 | 0 | 0 | 0 | 0 | 0 | 0.1864% | 1 | 50% | 0% | 0% | 0% | 8.2745 | 0 | 0 | 0 | 8.2745 | #N/A
2007-12-05 09:01 | 12 | 5 | 9 | 339.3338 | 8121 | 32 | 23.36 | 1002 | 32 | 226.3375 | 0 | Heating | 30.1783 | #N/A | #N/A | #N/A | #N/A | 226.3375 | #N/A | #N/A | 3.3135 | #N/A | 0 | 0 | 0 | 0 | 0 | 0 | 0 | 0 | 0.1006% | 1 | 50% | 0% | 0% | 0% | 8.2745 | 0 | 0 | 0 | 8.2745 | #N/A
2007-12-05 10:01 | 12 | 5 | 10 | 339.3755 | 8122 | 32 | 23 | 1002 | 32 | 206.7323 | 0 | Heating | 27.5643 | #N/A | #N/A | #N/A | #N/A | 206.7323 | #N/A | #N/A | 3.3135 | #N/A | 0 | 0 | 0 | 0 | 0 | 0 | 0 | 0 | 0.09188% | 1 | 50% | 0% | 0% | 0% | 8.2745 | 0 | 0 | 0 | 8.2745 | #N/A
2007-12-05 11:01 | 12 | 5 | 11 | 339.4171 | 8123 | 32 | 24.08 | 1000 | 32 | 213.2058 | 0 | Heating | 28.4274 | #N/A | #N/A | #N/A | #N/A | 213.2058 | #N/A | #N/A | 3.3135 | #N/A | 0 | 0 | 0 | 0 | 0 | 0 | 0 | 0 | 0.09476% | 1 | 50% | 0% | 0% | 0% | 8.2745 | 0 | 0 | 0 | 8.2745 | #N/A
2007-12-05 12:01 | 12 | 5 | 12 | 339.4588 | 8124 | 33.98 | 24.62 | 998 | 33.98 | 206.579 | 0 | Heating | 27.5439 | #N/A | #N/A | #N/A | #N/A | 206.579 | #N/A | #N/A | 3.405 | #N/A | 0 | 0 | 0 | 0 | 0 | 0 | 0 | 0 | 0.09181% | 1 | 50% | 0% | 0% | 0% | 8.2745 | 0 | 0 | 0 | 8.2745 | #N/A
2007-12-05 13:01 | 12 | 5 | 13 | 339.5005 | 8125 | 33.98 | 24.98 | 996 | 33.98 | 250.6338 | 0 | Heating | 33.4178 | #N/A | #N/A | #N/A | #N/A | 250.6338 | #N/A | #N/A | 3.405 | #N/A | 0 | 0 | 0 | 0 | 0 | 0 | 0 | 0 | 0.1114% | 1 | 50% | 0% | 0% | 0% | 8.2745 | 0 | 0 | 0 | 8.2745 | #N/A
2007-12-05 14:01 | 12 | 5 | 14 | 339.5421 | 8126 | 33.98 | 25.16 | 994 | 33.98 | 198.8309 | 0 | Heating | 26.5108 | #N/A | #N/A | #N/A | #N/A | 198.8309 | #N/A | #N/A | 3.405 | #N/A | 0 | 0 | 0 | 0 | 0 | 0 | 0 | 0 | 0.08837% | 1 | 50% | 0% | 0% | 0% | 8.2745 | 0 | 0 | 0 | 8.2745 | #N/A
2007-12-05 15:01 | 12 | 5 | 15 | 339.5838 | 8127 | 35.06 | 25.16 | 992 | 35.06 | 195.888 | 0 | Heating | 26.1184 | #N/A | #N/A | #N/A | #N/A | 195.888 | #N/A | #N/A | 3.4585 | #N/A | 0 | 0 | 0 | 0 | 0 | 0 | 0 | 0 | 0.08706% | 1 | 50% | 0% | 0% | 0% | 8.2745 | 0 | 0 | 0 | 8.2745 | #N/A
2007-12-05 16:01 | 12 | 5 | 16 | 339.6255 | 8128 | 33.08 | 24.98 | 991 | 33.08 | 200.0174 | 0 | Heating | 26.669 | #N/A | #N/A | #N/A | #N/A | 200.0174 | #N/A | #N/A | 3.3624 | #N/A | 0 | 0 | 0 | 0 | 0 | 0 | 0 | 0 | 0.0889% | 1 | 50% | 0% | 0% | 0% | 8.2745 | 0 | 0 | 0 | 8.2745 | #N/A
2007-12-05 17:01 | 12 | 5 | 17 | 339.6671 | 8129 | 33.08 | 25.16 | 988 | 33.08 | 172.7086 | 0 | Heating | 23.0278 | #N/A | #N/A | #N/A | #N/A | 172.7086 | #N/A | #N/A | 3.3624 | #N/A | 0 | 0 | 0 | 0 | 0 | 0 | 0 | 0 | 0.07676% | 1 | 50% | 0% | 0% | 0% | 8.2745 | 0 | 0 | 0 | 8.2745 | #N/A
2007-12-05 18:01 | 12 | 5 | 18 | 339.7088 | 8130 | 28.94 | 25.16 | 986 | 28.94 | 195.7865 | 0 | Heating | 26.1049 | #N/A | #N/A | #N/A | #N/A | 195.7865 | #N/A | #N/A | 3.188 | #N/A | 0 | 0 | 0 | 0 | 0 | 0 | 0 | 0 | 0.08702% | 1 | 50% | 0% | 0% | 0% | 8.2745 | 0 | 0 | 0 | 8.2745 | #N/A
2007-12-05 19:01 | 12 | 5 | 19 | 339.7505 | 8131 | 26.96 | 24.98 | 984 | 26.96 | 249.9055 | 0 | Heating | 33.3207 | #N/A | #N/A | #N/A | #N/A | 249.9055 | #N/A | #N/A | 3.1163 | #N/A | 0 | 0 | 0 | 0 | 0 | 0 | 0 | 0 | 0.1111% | 1 | 50% | 0% | 0% | 0% | 8.2745 | 0 | 0 | 0 | 8.2745 | #N/A
2007-12-05 20:01 | 12 | 5 | 20 | 339.7921 | 8132 | 26.96 | 25.52 | 983 | 26.96 | 265.0936 | 0 | Heating | 35.3458 | #N/A | #N/A | #N/A | #N/A | 265.0936 | #N/A | #N/A | 3.1163 | #N/A | 0 | 0 | 0 | 0 | 0 | 0 | 0 | 0 | 0.1178% | 1 | 50% | 0% | 0% | 0% | 8.2745 | 0 | 0 | 0 | 8.2745 | #N/A
2007-12-05 21:01 | 12 | 5 | 21 | 339.8338 | 8133 | 24.98 | 25.88 | 981 | 24.98 | 307.79 | 0 | Heating | 41.0387 | #N/A | #N/A | #N/A | #N/A | 307.79 | #N/A | #N/A | 3.0513 | #N/A | 0 | 0 | 0 | 0 | 0 | 0 | 0 | 0 | 0.1368% | 1 | 50% | 0% | 0% | 0% | 8.2745 | 0 | 0 | 0 | 8.2745 | #N/A
2007-12-05 22:01 | 12 | 5 | 22 | 339.8755 | 8134 | 24.98 | 26.06 | 980 | 24.98 | 328.0469 | 0 | Heating | 43.7396 | #N/A | #N/A | #N/A | #N/A | 328.0469 | #N/A | #N/A | 3.0513 | #N/A | 0 | 0 | 0 | 0 | 0 | 0 | 0 | 0 | 0.1458% | 1 | 50% | 0% | 0% | 0% | 8.2745 | 0 | 0 | 0 | 8.2745 | #N/A
2007-12-05 23:01 | 12 | 5 | 23 | 339.9171 | 8135 | 24.98 | 26.6 | 979 | 24.98 | 10.8337 | 0 | Heating | 1.4445 | #N/A | #N/A | #N/A | #N/A | 10.8337 | #N/A | #N/A | 3.0513 | #N/A | 0 | 0 | 0 | 0 | 0 | 0 | 0 | 0 | 0.004815% | 1 | 50% | 0% | 0% | 0% | 8.2745 | 0 | 0 | 0 | 8.2745 | #N/A
2007-12-06 00:01 | 12 | 6 | 0 | 339.9588 | 8136 | 26.06 | 26.96 | 979 | 26.06 | 26.6232 | 0 | Heating | 3.5498 | #N/A | #N/A | #N/A | #N/A | 26.6232 | #N/A | #N/A | 3.0859 | #N/A | 0 | 0 | 0 | 0 | 0 | 0 | 0 | 0 | 0.01183% | 1 | 50% | 0% | 0% | 0% | 8.2745 | 0 | 0 | 0 | 8.2745 | #N/A
2007-12-06 01:01 | 12 | 6 | 1 | 340.0005 | 8137 | 26.06 | 26.96 | 978 | 26.06 | 56.6625 | 0 | Heating | 7.555 | #N/A | #N/A | #N/A | #N/A | 56.6625 | #N/A | #N/A | 3.0859 | #N/A | 0 | 0 | 0 | 0 | 0 | 0 | 0 | 0 | 0.02518% | 1 | 50% | 0% | 0% | 0% | 8.2745 | 0 | 0 | 0 | 8.2745 | #N/A
2007-12-06 02:01 | 12 | 6 | 2 | 340.0421 | 8138 | 26.06 | 27.5 | 978 | 26.06 | 75.8604 | 0 | Heating | 10.1147 | #N/A | #N/A | #N/A | #N/A | 75.8604 | #N/A | #N/A | 3.0859 | #N/A | 0 | 0 | 0 | 0 | 0 | 0 | 0 | 0 | 0.03372% | 1 | 50% | 0% | 0% | 0% | 8.2745 | 0 | 0 | 0 | 8.2745 | #N/A
2007-12-06 03:01 | 12 | 6 | 3 | 340.0838 | 8139 | 28.04 | 27.86 | 977 | 28.04 | 93.2205 | 0 | Heating | 12.4294 | #N/A | #N/A | #N/A | #N/A | 93.2205 | #N/A | #N/A | 3.1545 | #N/A | 0 | 0 | 0 | 0 | 0 | 0 | 0 | 0 | 0.04143% | 1 | 50% | 0% | 0% | 0% | 8.2745 | 0 | 0 | 0 | 8.2745 | #N/A
2007-12-06 04:01 | 12 | 6 | 4 | 340.1255 | 8140 | 28.94 | 28.04 | 977 | 28.94 | 107.1716 | 0 | Heating | 14.2895 | #N/A | #N/A | #N/A | #N/A | 107.1716 | #N/A | #N/A | 3.188 | #N/A | 0 | 0 | 0 | 0 | 0 | 0 | 0 | 0 | 0.04763% | 1 | 50% | 0% | 0% | 0% | 8.2745 | 0 | 0 | 0 | 8.2745 | #N/A
2007-12-06 05:01 | 12 | 6 | 5 | 340.1671 | 8141 | 28.04 | 28.76 | 976 | 28.04 | 115.5086 | 0 | Heating | 15.4011 | #N/A | #N/A | #N/A | #N/A | 115.5086 | #N/A | #N/A | 3.1545 | #N/A | 0 | 0 | 0 | 0 | 0 | 0 | 0 | 0 | 0.05134% | 1 | 50% | 0% | 0% | 0% | 8.2745 | 0 | 0 | 0 | 8.2745 | #N/A
2007-12-06 06:01 | 12 | 6 | 6 | 340.2088 | 8142 | 28.04 | 29.48 | 976 | 28.04 | 102.3697 | 0 | Heating | 13.6493 | #N/A | #N/A | #N/A | #N/A | 102.3697 | #N/A | #N/A | 3.1545 | #N/A | 0 | 0 | 0 | 0 | 0 | 0 | 0 | 0 | 0.0455% | 1 | 50% | 0% | 0% | 0% | 8.2745 | 0 | 0 | 0 | 8.2745 | #N/A
2007-12-06 07:01 | 12 | 6 | 7 | 340.2505 | 8143 | 28.94 | 30.02 | 976 | 28.94 | 594.0613 | 0 | Heating | 79.2082 | #N/A | #N/A | #N/A | #N/A | 594.0613 | #N/A | #N/A | 3.188 | #N/A | 0 | 0 | 0 | 0 | 0 | 0 | 0 | 0 | 0.264% | 1 | 50% | 0% | 0% | 0% | 8.2745 | 0 | 0 | 0 | 8.2745 | #N/A
2007-12-06 08:01 | 12 | 6 | 8 | 340.2921 | 8144 | 28.94 | 29.48 | 976 | 28.94 | 372.5011 | 0 | Heating | 49.6668 | #N/A | #N/A | #N/A | #N/A | 372.5011 | #N/A | #N/A | 3.188 | #N/A | 0 | 0 | 0 | 0 | 0 | 0 | 0 | 0 | 0.1656% | 1 | 50% | 0% | 0% | 0% | 8.2745 | 0 | 0 | 0 | 8.2745 | #N/A
2007-12-06 09:01 | 12 | 6 | 9 | 340.3338 | 8145 | 30.92 | 29.3 | 976 | 30.92 | 178.0996 | 0 | Heating | 23.7466 | #N/A | #N/A | #N/A | #N/A | 178.0996 | #N/A | #N/A | 3.2671 | #N/A | 0 | 0 | 0 | 0 | 0 | 0 | 0 | 0 | 0.07916% | 1 | 50% | 0% | 0% | 0% | 8.2745 | 0 | 0 | 0 | 8.2745 | #N/A
2007-12-06 10:01 | 12 | 6 | 10 | 340.3755 | 8146 | 32 | 28.94 | 977 | 32 | 174.4252 | 0 | Heating | 23.2567 | #N/A | #N/A | #N/A | #N/A | 174.4252 | #N/A | #N/A | 3.3135 | #N/A | 0 | 0 | 0 | 0 | 0 | 0 | 0 | 0 | 0.07752% | 1 | 50% | 0% | 0% | 0% | 8.2745 | 0 | 0 | 0 | 8.2745 | #N/A
2007-12-06 11:01 | 12 | 6 | 11 | 340.4171 | 8147 | 32 | 28.94 | 976 | 32 | 172.4787 | 0 | Heating | 22.9972 | #N/A | #N/A | #N/A | #N/A | 172.4787 | #N/A | #N/A | 3.3135 | #N/A | 0 | 0 | 0 | 0 | 0 | 0 | 0 | 0 | 0.07666% | 1 | 50% | 0% | 0% | 0% | 8.2745 | 0 | 0 | 0 | 8.2745 | #N/A
2007-12-06 12:01 | 12 | 6 | 12 | 340.4588 | 8148 | 35.06 | 28.76 | 976 | 35.06 | 155.1327 | 0 | Heating | 20.6844 | #N/A | #N/A | #N/A | #N/A | 155.1327 | #N/A | #N/A | 3.4585 | #N/A | 0 | 0 | 0 | 0 | 0 | 0 | 0 | 0 | 0.06895% | 1 | 50% | 0% | 0% | 0% | 8.2745 | 0 | 0 | 0 | 8.2745 | #N/A
2007-12-06 13:01 | 12 | 6 | 13 | 340.5005 | 8149 | 37.94 | 28.04 | 976 | 37.94 | 189.3527 | 0 | Heating | 25.247 | #N/A | #N/A | #N/A | #N/A | 189.3527 | #N/A | #N/A | 3.6146 | #N/A | 0 | 0 | 0 | 0 | 0 | 0 | 0 | 0 | 0.08416% | 1 | 50% | 0% | 0% | 0% | 8.2745 | 0 | 0 | 0 | 8.2745 | #N/A
2007-12-06 14:01 | 12 | 6 | 14 | 340.5421 | 8150 | 37.94 | 27.68 | 977 | 37.94 | 146.5234 | 0 | Heating | 19.5364 | #N/A | #N/A | #N/A | #N/A | 146.5234 | #N/A | #N/A | 3.6146 | #N/A | 0 | 0 | 0 | 0 | 0 | 0 | 0 | 0 | 0.06512% | 1 | 50% | 0% | 0% | 0% | 8.2745 | 0 | 0 | 0 | 8.2745 | #N/A
2007-12-06 15:01 | 12 | 6 | 15 | 340.5838 | 8151 | 42.08 | 26.96 | 977 | 42.08 | 156.4472 | 0 | Heating | 20.8596 | #N/A | #N/A | #N/A | #N/A | 156.4472 | #N/A | #N/A | 3.8759 | #N/A | 0 | 0 | 0 | 0 | 0 | 0 | 0 | 0 | 0.06953% | 1 | 50% | 0% | 0% | 0% | 8.2745 | 0 | 0 | 0 | 8.2745 | #N/A
2007-12-06 16:01 | 12 | 6 | 16 | 340.6255 | 8152 | 41 | 26.06 | 978 | 41 | 174.3627 | 0 | Heating | 23.2484 | #N/A | #N/A | #N/A | #N/A | 174.3627 | #N/A | #N/A | 3.8033 | #N/A | 0 | 0 | 0 | 0 | 0 | 0 | 0 | 0 | 0.07749% | 1 | 50% | 0% | 0% | 0% | 8.2745 | 0 | 0 | 0 | 8.2745 | #N/A
2007-12-06 17:01 | 12 | 6 | 17 | 340.6671 | 8153 | 41 | 25.52 | 978 | 41 | 161.7952 | 0 | Heating | 21.5727 | #N/A | #N/A | #N/A | #N/A | 161.7952 | #N/A | #N/A | 3.8033 | #N/A | 0 | 0 | 0 | 0 | 0 | 0 | 0 | 0 | 0.07191% | 1 | 50% | 0% | 0% | 0% | 8.2745 | 0 | 0 | 0 | 8.2745 | #N/A
2007-12-06 18:01 | 12 | 6 | 18 | 340.7088 | 8154 | 39.92 | 24.8 | 979 | 39.92 | 198.9925 | 0 | Heating | 26.5323 | #N/A | #N/A | #N/A | #N/A | 198.9925 | #N/A | #N/A | 3.7339 | #N/A | 0 | 0 | 0 | 0 | 0 | 0 | 0 | 0 | 0.08844% | 1 | 50% | 0% | 0% | 0% | 8.2745 | 0 | 0 | 0 | 8.2745 | #N/A
2007-12-06 19:01 | 12 | 6 | 19 | 340.7505 | 8155 | 39.02 | 24.08 | 979 | 39.02 | 266.2237 | 0 | Heating | 35.4965 | #N/A | #N/A | #N/A | #N/A | 266.2237 | #N/A | #N/A | 3.6785 | #N/A | 0 | 0 | 0 | 0 | 0 | 0 | 0 | 0 | 0.1183% | 1 | 50% | 0% | 0% | 0% | 8.2745 | 0 | 0 | 0 | 8.2745 | #N/A
2007-12-06 20:01 | 12 | 6 | 20 | 340.7921 | 8156 | 39.02 | 23.72 | 980 | 39.02 | 293.5399 | 0 | Heating | 39.1386 | #N/A | #N/A | #N/A | #N/A | 293.5399 | #N/A | #N/A | 3.6785 | #N/A | 0 | 0 | 0 | 0 | 0 | 0 | 0 | 0 | 0.1305% | 1 | 50% | 0% | 0% | 0% | 8.2745 | 0 | 0 | 0 | 8.2745 | #N/A
2007-12-06 21:01 | 12 | 6 | 21 | 340.8338 | 8157 | 39.02 | 23.36 | 980 | 39.02 | 350.772 | 0 | Heating | 46.7696 | #N/A | #N/A | #N/A | #N/A | 350.772 | #N/A | #N/A | 3.6785 | #N/A | 0 | 0 | 0 | 0 | 0 | 0 | 0 | 0 | 0.1559% | 1 | 50% | 0% | 0% | 0% | 8.2745 | 0 | 0 | 0 | 8.2745 | #N/A
2007-12-06 22:01 | 12 | 6 | 22 | 340.8755 | 8158 | 37.94 | 23 | 980 | 37.94 | 383.2535 | 0 | Heating | 51.1005 | #N/A | #N/A | #N/A | #N/A | 383.2535 | #N/A | #N/A | 3.6146 | #N/A | 0 | 0 | 0 | 0 | 0 | 0 | 0 | 0 | 0.1703% | 1 | 50% | 0% | 0% | 0% | 8.2745 | 0 | 0 | 0 | 8.2745 | #N/A
2007-12-06 23:01 | 12 | 6 | 23 | 340.9171 | 8159 | 37.94 | 23 | 981 | 37.94 | 32.5374 | 0 | Heating | 4.3383 | #N/A | #N/A | #N/A | #N/A | 32.5374 | #N/A | #N/A | 3.6146 | #N/A | 0 | 0 | 0 | 0 | 0 | 0 | 0 | 0 | 0.01446% | 1 | 50% | 0% | 0% | 0% | 8.2745 | 0 | 0 | 0 | 8.2745 | #N/A
2007-12-07 00:01 | 12 | 7 | 0 | 340.9588 | 8160 | 39.02 | 23 | 981 | 39.02 | 115.6569 | 0 | Heating | 15.4209 | #N/A | #N/A | #N/A | #N/A | 115.6569 | #N/A | #N/A | 3.6785 | #N/A | 0 | 0 | 0 | 0 | 0 | 0 | 0 | 0 | 0.0514% | 1 | 50% | 0% | 0% | 0% | 8.2745 | 0 | 0 | 0 | 8.2745 | #N/A
2007-12-07 01:01 | 12 | 7 | 1 | 341.0005 | 8161 | 37.04 | 23 | 982 | 37.04 | 165.8847 | 0 | Heating | 22.118 | #N/A | #N/A | #N/A | #N/A | 165.8847 | #N/A | #N/A | 3.5637 | #N/A | 0 | 0 | 0 | 0 | 0 | 0 | 0 | 0 | 0.07373% | 1 | 50% | 0% | 0% | 0% | 8.2745 | 0 | 0 | 0 | 8.2745 | #N/A
2007-12-07 02:01 | 12 | 7 | 2 | 341.0421 | 8162 | 37.04 | 22.64 | 983 | 37.04 | 200.4512 | 0 | Heating | 26.7268 | #N/A | #N/A | #N/A | #N/A | 200.4512 | #N/A | #N/A | 3.5637 | #N/A | 0 | 0 | 0 | 0 | 0 | 0 | 0 | 0 | 0.08909% | 1 | 50% | 0% | 0% | 0% | 8.2745 | 0 | 0 | 0 | 8.2745 | #N/A
2007-12-07 03:01 | 12 | 7 | 3 | 341.0838 | 8163 | 37.94 | 22.28 | 983 | 37.94 | 231.2982 | 0 | Heating | 30.8398 | #N/A | #N/A | #N/A | #N/A | 231.2982 | #N/A | #N/A | 3.6146 | #N/A | 0 | 0 | 0 | 0 | 0 | 0 | 0 | 0 | 0.1028% | 1 | 50% | 0% | 0% | 0% | 8.2745 | 0 | 0 | 0 | 8.2745 | #N/A
2007-12-07 04:01 | 12 | 7 | 4 | 341.1255 | 8164 | 37.94 | 21.92 | 984 | 37.94 | 261.6136 | 0 | Heating | 34.8818 | #N/A | #N/A | #N/A | #N/A | 261.6136 | #N/A | #N/A | 3.6146 | #N/A | 0 | 0 | 0 | 0 | 0 | 0 | 0 | 0 | 0.1163% | 1 | 50% | 0% | 0% | 0% | 8.2745 | 0 | 0 | 0 | 8.2745 | #N/A
2007-12-07 05:01 | 12 | 7 | 5 | 341.1671 | 8165 | 37.94 | 21.2 | 985 | 37.94 | 292.7257 | 0 | Heating | 39.0301 | #N/A | #N/A | #N/A | #N/A | 292.7257 | #N/A | #N/A | 3.6146 | #N/A | 0 | 0 | 0 | 0 | 0 | 0 | 0 | 0 | 0.1301% | 1 | 50% | 0% | 0% | 0% | 8.2745 | 0 | 0 | 0 | 8.2745 | #N/A
2007-12-07 06:01 | 12 | 7 | 6 | 341.2088 | 8166 | 33.98 | 20.66 | 986 | 33.98 | 303.1661 | 0 | Heating | 40.4221 | #N/A | #N/A | #N/A | #N/A | 303.1661 | #N/A | #N/A | 3.405 | #N/A | 0 | 0 | 0 | 0 | 0 | 0 | 0 | 0 | 0.1347% | 1 | 50% | 0% | 0% | 0% | 8.2745 | 0 | 0 | 0 | 8.2745 | #N/A
2007-12-07 07:01 | 12 | 7 | 7 | 341.2505 | 8167 | 30.02 | 19.94 | 988 | 30.02 | 771.6712 | 0 | Heating | 102.8895 | #N/A | #N/A | #N/A | #N/A | 771.6712 | #N/A | #N/A | 3.2302 | #N/A | 0 | 0 | 0 | 0 | 0 | 0 | 0 | 0 | 0.343% | 1 | 50% | 0% | 0% | 0% | 8.2745 | 0 | 0 | 0 | 8.2745 | #N/A
2007-12-07 08:01 | 12 | 7 | 8 | 341.2921 | 8168 | 30.02 | 20.12 | 989 | 30.02 | 585.0057 | 0 | Heating | 78.0008 | #N/A | #N/A | #N/A | #N/A | 585.0057 | #N/A | #N/A | 3.2302 | #N/A | 0 | 0 | 0 | 0 | 0 | 0 | 0 | 0 | 0.26% | 1 | 50% | 0% | 0% | 0% | 8.2745 | 0 | 0 | 0 | 8.2745 | #N/A
2007-12-07 09:01 | 12 | 7 | 9 | 341.3338 | 8169 | 37.04 | 20.66 | 990 | 37.04 | 449.4108 | 0 | Heating | 59.9214 | #N/A | #N/A | #N/A | #N/A | 449.4108 | #N/A | #N/A | 3.5637 | #N/A | 0 | 0 | 0 | 0 | 0 | 0 | 0 | 0 | 0.1997% | 1 | 50% | 0% | 0% | 0% | 8.2745 | 0 | 0 | 0 | 8.2745 | #N/A
2007-12-07 10:01 | 12 | 7 | 10 | 341.3755 | 8170 | 39.02 | 21.02 | 992 | 39.02 | 446.061 | 0 | Heating | 59.4748 | #N/A | #N/A | #N/A | #N/A | 446.061 | #N/A | #N/A | 3.6785 | #N/A | 0 | 0 | 0 | 0 | 0 | 0 | 0 | 0 | 0.1982% | 1 | 50% | 0% | 0% | 0% | 8.2745 | 0 | 0 | 0 | 8.2745 | #N/A
2007-12-07 11:01 | 12 | 7 | 11 | 341.4171 | 8171 | 39.02 | 21.38 | 992 | 39.02 | 472.5382 | 0 | Heating | 63.0051 | #N/A | #N/A | #N/A | #N/A | 472.5382 | #N/A | #N/A | 3.6785 | #N/A | 0 | 0 | 0 | 0 | 0 | 0 | 0 | 0 | 0.21% | 1 | 50% | 0% | 0% | 0% | 8.2745 | 0 | 0 | 0 | 8.2745 | #N/A
2007-12-07 12:01 | 12 | 7 | 12 | 341.4588 | 8172 | 42.98 | 21.38 | 993 | 42.98 | 461.0077 | 0 | Heating | 61.4677 | #N/A | #N/A | #N/A | #N/A | 461.0077 | #N/A | #N/A | 3.9388 | #N/A | 0 | 0 | 0 | 0 | 0 | 0 | 0 | 0 | 0.2049% | 1 | 50% | 0% | 0% | 0% | 8.2745 | 0 | 0 | 0 | 8.2745 | #N/A
2007-12-07 13:01 | 12 | 7 | 13 | 341.5005 | 8173 | 42.98 | 21.02 | 994 | 42.98 | 440.116 | 0 | Heating | 58.6821 | #N/A | #N/A | #N/A | #N/A | 440.116 | #N/A | #N/A | 3.9388 | #N/A | 0 | 0 | 0 | 0 | 0 | 0 | 0 | 0 | 0.1956% | 1 | 50% | 0% | 0% | 0% | 8.2745 | 0 | 0 | 0 | 8.2745 | #N/A
2007-12-07 14:01 | 12 | 7 | 14 | 341.5421 | 8174 | 42.98 | 20.84 | 995 | 42.98 | 426.9748 | 0 | Heating | 56.93 | #N/A | #N/A | #N/A | #N/A | 426.9748 | #N/A | #N/A | 3.9388 | #N/A | 0 | 0 | 0 | 0 | 0 | 0 | 0 | 0 | 0.1898% | 1 | 50% | 0% | 0% | 0% | 8.2745 | 0 | 0 | 0 | 8.2745 | #N/A
2007-12-07 15:01 | 12 | 7 | 15 | 341.5838 | 8175 | 41 | 20.48 | 996 | 41 | 479.737 | 0 | Heating | 63.9649 | #N/A | #N/A | #N/A | #N/A | 479.737 | #N/A | #N/A | 3.8033 | #N/A | 0 | 0 | 0 | 0 | 0 | 0 | 0 | 0 | 0.2132% | 1 | 50% | 0% | 0% | 0% | 8.2745 | 0 | 0 | 0 | 8.2745 | #N/A
2007-12-07 16:01 | 12 | 7 | 16 | 341.6255 | 8176 | 37.94 | 19.94 | 997 | 37.94 | 503.3953 | 0 | Heating | 67.1194 | #N/A | #N/A | #N/A | #N/A | 503.3953 | #N/A | #N/A | 3.6146 | #N/A | 0 | 0 | 0 | 0 | 0 | 0 | 0 | 0 | 0.2237% | 1 | 50% | 0% | 0% | 0% | 8.2745 | 0 | 0 | 0 | 8.2745 | #N/A
2007-12-07 17:01 | 12 | 7 | 17 | 341.6671 | 8177 | 37.94 | 20.48 | 998 | 37.94 | 477.7916 | 0 | Heating | 63.7055 | #N/A | #N/A | #N/A | #N/A | 477.7916 | #N/A | #N/A | 3.6146 | #N/A | 0 | 0 | 0 | 0 | 0 | 0 | 0 | 0 | 0.2124% | 1 | 50% | 0% | 0% | 0% | 8.2745 | 0 | 0 | 0 | 8.2745 | #N/A
2007-12-07 18:01 | 12 | 7 | 18 | 341.7088 | 8178 | 35.06 | 20.84 | 999 | 35.06 | 485.0382 | 0 | Heating | 64.6718 | #N/A | #N/A | #N/A | #N/A | 485.0382 | #N/A | #N/A | 3.4585 | #N/A | 0 | 0 | 0 | 0 | 0 | 0 | 0 | 0 | 0.2156% | 1 | 50% | 0% | 0% | 0% | 8.2745 | 0 | 0 | 0 | 8.2745 | #N/A
2007-12-07 19:01 | 12 | 7 | 19 | 341.7505 | 8179 | 35.06 | 21.02 | 1000 | 35.06 | 65.8486 | 0 | Heating | 8.7798 | #N/A | #N/A | #N/A | #N/A | 65.8486 | #N/A | #N/A | 3.4585 | #N/A | 0 | 0 | 0 | 0 | 0 | 0 | 0 | 0 | 0.02927% | 1 | 50% | 0% | 0% | 0% | 8.2745 | 0 | 0 | 0 | 8.2745 | #N/A
2007-12-07 20:01 | 12 | 7 | 20 | 341.7921 | 8180 | 35.06 | 19.22 | 1001 | 35.06 | 195.2147 | 0 | Heating | 26.0286 | #N/A | #N/A | #N/A | #N/A | 195.2147 | #N/A | #N/A | 3.4585 | #N/A | 0 | 0 | 0 | 0 | 0 | 0 | 0 | 0 | 0.08676% | 1 | 50% | 0% | 0% | 0% | 8.2745 | 0 | 0 | 0 | 8.2745 | #N/A
2007-12-07 21:01 | 12 | 7 | 21 | 341.8338 | 8181 | 33.98 | 17.24 | 1003 | 33.98 | 261.1956 | 0 | Heating | 34.8261 | #N/A | #N/A | #N/A | #N/A | 261.1956 | #N/A | #N/A | 3.405 | #N/A | 0 | 0 | 0 | 0 | 0 | 0 | 0 | 0 | 0.1161% | 1 | 50% | 0% | 0% | 0% | 8.2745 | 0 | 0 | 0 | 8.2745 | #N/A
2007-12-07 22:01 | 12 | 7 | 22 | 341.8755 | 8182 | 33.98 | 15.08 | 1004 | 33.98 | 339.6819 | 0 | Heating | 45.2909 | #N/A | #N/A | #N/A | #N/A | 339.6819 | #N/A | #N/A | 3.405 | #N/A | 0 | 0 | 0 | 0 | 0 | 0 | 0 | 0 | 0.151% | 1 | 50% | 0% | 0% | 0% | 8.2745 | 0 | 0 | 0 | 8.2745 | #N/A
2007-12-07 23:01 | 12 | 7 | 23 | 341.9171 | 8183 | 33.98 | 15.26 | 1004 | 33.98 | 392.8847 | 0 | Heating | 52.3846 | #N/A | #N/A | #N/A | #N/A | 392.8847 | #N/A | #N/A | 3.405 | #N/A | 0 | 0 | 0 | 0 | 0 | 0 | 0 | 0 | 0.1746% | 1 | 50% | 0% | 0% | 0% | 8.2745 | 0 | 0 | 0 | 8.2745 | #N/A
2007-12-08 00:01 | 12 | 8 | 0 | 341.9588 | 8184 | 33.8 | 15.26 | 1005 | 33.8 | 427.7687 | 0 | Heating | 57.0358 | #N/A | #N/A | #N/A | #N/A | 427.7687 | #N/A | #N/A | 3.3963 | #N/A | 0 | 0 | 0 | 0 | 0 | 0 | 0 | 0 | 0.1901% | 1 | 50% | 0% | 0% | 0% | 8.2745 | 0 | 0 | 0 | 8.2745 | #N/A
2007-12-08 01:01 | 12 | 8 | 1 | 342.0005 | 8185 | 33.08 | 15.08 | 1006 | 33.08 | 441.6201 | 0 | Heating | 58.8827 | #N/A | #N/A | #N/A | #N/A | 441.6201 | #N/A | #N/A | 3.3624 | #N/A | 0 | 0 | 0 | 0 | 0 | 0 | 0 | 0 | 0.1963% | 1 | 50% | 0% | 0% | 0% | 8.2745 | 0 | 0 | 0 | 8.2745 | #N/A
2007-12-08 02:01 | 12 | 8 | 2 | 342.0421 | 8186 | 33.08 | 16.52 | 1007 | 33.08 | 446.6802 | 0 | Heating | 59.5574 | #N/A | #N/A | #N/A | #N/A | 446.6802 | #N/A | #N/A | 3.3624 | #N/A | 0 | 0 | 0 | 0 | 0 | 0 | 0 | 0 | 0.1985% | 1 | 50% | 0% | 0% | 0% | 8.2745 | 0 | 0 | 0 | 8.2745 | #N/A
2007-12-08 03:01 | 12 | 8 | 3 | 342.0838 | 8187 | 32 | 17.78 | 1007 | 32 | 447.3927 | 0 | Heating | 59.6524 | #N/A | #N/A | #N/A | #N/A | 447.3927 | #N/A | #N/A | 3.3135 | #N/A | 0 | 0 | 0 | 0 | 0 | 0 | 0 | 0 | 0.1988% | 1 | 50% | 0% | 0% | 0% | 8.2745 | 0 | 0 | 0 | 8.2745 | #N/A
2007-12-08 04:01 | 12 | 8 | 4 | 342.1255 | 8188 | 32 | 19.04 | 1008 | 32 | 446.2514 | 0 | Heating | 59.5002 | #N/A | #N/A | #N/A | #N/A | 446.2514 | #N/A | #N/A | 3.3135 | #N/A | 0 | 0 | 0 | 0 | 0 | 0 | 0 | 0 | 0.1983% | 1 | 50% | 0% | 0% | 0% | 8.2745 | 0 | 0 | 0 | 8.2745 | #N/A
2007-12-08 05:01 | 12 | 8 | 5 | 342.1671 | 8189 | 32 | 19.4 | 1009 | 32 | 448.4258 | 0 | Heating | 59.7901 | #N/A | #N/A | #N/A | #N/A | 448.4258 | #N/A | #N/A | 3.3135 | #N/A | 0 | 0 | 0 | 0 | 0 | 0 | 0 | 0 | 0.1993% | 1 | 50% | 0% | 0% | 0% | 8.2745 | 0 | 0 | 0 | 8.2745 | #N/A
2007-12-08 06:01 | 12 | 8 | 6 | 342.2088 | 8190 | 33.08 | 19.58 | 1009 | 33.08 | 436.6505 | 0 | Heating | 58.2201 | #N/A | #N/A | #N/A | #N/A | 436.6505 | #N/A | #N/A | 3.3624 | #N/A | 0 | 0 | 0 | 0 | 0 | 0 | 0 | 0 | 0.1941% | 1 | 50% | 0% | 0% | 0% | 8.2745 | 0 | 0 | 0 | 8.2745 | #N/A
2007-12-08 07:01 | 12 | 8 | 7 | 342.2505 | 8191 | 33.08 | 19.94 | 1010 | 33.08 | 405.5484 | 0 | Heating | 54.0731 | #N/A | #N/A | #N/A | #N/A | 405.5484 | #N/A | #N/A | 3.3624 | #N/A | 0 | 0 | 0 | 0 | 0 | 0 | 0 | 0 | 0.1802% | 1 | 50% | 0% | 0% | 0% | 8.2745 | 0 | 0 | 0 | 8.2745 | #N/A
2007-12-08 08:01 | 12 | 8 | 8 | 342.2921 | 8192 | 33.08 | 19.76 | 1011 | 33.08 | 383.6381 | 0 | Heating | 51.1517 | #N/A | #N/A | #N/A | #N/A | 383.6381 | #N/A | #N/A | 3.3624 | #N/A | 0 | 0 | 0 | 0 | 0 | 0 | 0 | 0 | 0.1705% | 1 | 50% | 0% | 0% | 0% | 8.2745 | 0 | 0 | 0 | 8.2745 | #N/A
2007-12-08 09:01 | 12 | 8 | 9 | 342.3338 | 8193 | 33.98 | 19.94 | 1011 | 33.98 | 348.739 | 0 | Heating | 46.4985 | #N/A | #N/A | #N/A | #N/A | 348.739 | #N/A | #N/A | 3.405 | #N/A | 0 | 0 | 0 | 0 | 0 | 0 | 0 | 0 | 0.155% | 1 | 50% | 0% | 0% | 0% | 8.2745 | 0 | 0 | 0 | 8.2745 | #N/A
2007-12-08 10:01 | 12 | 8 | 10 | 342.3755 | 8194 | 33.98 | 19.94 | 1012 | 33.98 | 307.342 | 0 | Heating | 40.9789 | #N/A | #N/A | #N/A | #N/A | 307.342 | #N/A | #N/A | 3.405 | #N/A | 0 | 0 | 0 | 0 | 0 | 0 | 0 | 0 | 0.1366% | 1 | 50% | 0% | 0% | 0% | 8.2745 | 0 | 0 | 0 | 8.2745 | #N/A
2007-12-08 11:01 | 12 | 8 | 11 | 342.4171 | 8195 | 33.98 | 21.56 | 1012 | 33.98 | 303.1038 | 0 | Heating | 40.4138 | #N/A | #N/A | #N/A | #N/A | 303.1038 | #N/A | #N/A | 3.405 | #N/A | 0 | 0 | 0 | 0 | 0 | 0 | 0 | 0 | 0.1347% | 1 | 50% | 0% | 0% | 0% | 8.2745 | 0 | 0 | 0 | 8.2745 | #N/A
2007-12-08 12:01 | 12 | 8 | 12 | 342.4588 | 8196 | 35.96 | 23 | 1012 | 35.96 | 248.9293 | 0 | Heating | 33.1906 | #N/A | #N/A | #N/A | #N/A | 248.9293 | #N/A | #N/A | 3.5052 | #N/A | 0 | 0 | 0 | 0 | 0 | 0 | 0 | 0 | 0.1106% | 1 | 50% | 0% | 0% | 0% | 8.2745 | 0 | 0 | 0 | 8.2745 | #N/A
2007-12-08 13:01 | 12 | 8 | 13 | 342.5005 | 8197 | 37.94 | 24.08 | 1012 | 37.94 | 230.5489 | 0 | Heating | 30.7399 | #N/A | #N/A | #N/A | #N/A | 230.5489 | #N/A | #N/A | 3.6146 | #N/A | 0 | 0 | 0 | 0 | 0 | 0 | 0 | 0 | 0.1025% | 1 | 50% | 0% | 0% | 0% | 8.2745 | 0 | 0 | 0 | 8.2745 | #N/A
2007-12-08 14:01 | 12 | 8 | 14 | 342.5421 | 8198 | 37.94 | 20.3 | 1010 | 37.94 | 256.2875 | 0 | Heating | 34.1717 | #N/A | #N/A | #N/A | #N/A | 256.2875 | #N/A | #N/A | 3.6146 | #N/A | 0 | 0 | 0 | 0 | 0 | 0 | 0 | 0 | 0.1139% | 1 | 50% | 0% | 0% | 0% | 8.2745 | 0 | 0 | 0 | 8.2745 | #N/A
2007-12-08 15:01 | 12 | 8 | 15 | 342.5838 | 8199 | 39.92 | 16.16 | 1009 | 39.92 | 330.6342 | 0 | Heating | 44.0846 | #N/A | #N/A | #N/A | #N/A | 330.6342 | #N/A | #N/A | 3.7339 | #N/A | 0 | 0 | 0 | 0 | 0 | 0 | 0 | 0 | 0.1469% | 1 | 50% | 0% | 0% | 0% | 8.2745 | 0 | 0 | 0 | 8.2745 | #N/A
2007-12-08 16:01 | 12 | 8 | 16 | 342.6255 | 8200 | 37.94 | 12.02 | 1008 | 37.94 | 397.7363 | 0 | Heating | 53.0315 | #N/A | #N/A | #N/A | #N/A | 397.7363 | #N/A | #N/A | 3.6146 | #N/A | 0 | 0 | 0 | 0 | 0 | 0 | 0 | 0 | 0.1768% | 1 | 50% | 0% | 0% | 0% | 8.2745 | 0 | 0 | 0 | 8.2745 | #N/A
2007-12-08 17:01 | 12 | 8 | 17 | 342.6671 | 8201 | 37.94 | 12.38 | 1008 | 37.94 | 398.7519 | 0 | Heating | 53.1669 | #N/A | #N/A | #N/A | #N/A | 398.7519 | #N/A | #N/A | 3.6146 | #N/A | 0 | 0 | 0 | 0 | 0 | 0 | 0 | 0 | 0.1772% | 1 | 50% | 0% | 0% | 0% | 8.2745 | 0 | 0 | 0 | 8.2745 | #N/A
2007-12-08 18:01 | 12 | 8 | 18 | 342.7088 | 8202 | 33.08 | 12.74 | 1009 | 33.08 | 395.2732 | 0 | Heating | 52.7031 | #N/A | #N/A | #N/A | #N/A | 395.2732 | #N/A | #N/A | 3.3624 | #N/A | 0 | 0 | 0 | 0 | 0 | 0 | 0 | 0 | 0.1757% | 1 | 50% | 0% | 0% | 0% | 8.2745 | 0 | 0 | 0 | 8.2745 | #N/A
2007-12-08 19:01 | 12 | 8 | 19 | 342.7505 | 8203 | 33.98 | 12.92 | 1009 | 33.98 | 405.1656 | 0 | Heating | 54.0221 | #N/A | #N/A | #N/A | #N/A | 405.1656 | #N/A | #N/A | 3.405 | #N/A | 0 | 0 | 0 | 0 | 0 | 0 | 0 | 0 | 0.1801% | 1 | 50% | 0% | 0% | 0% | 8.2745 | 0 | 0 | 0 | 8.2745 | #N/A
2007-12-08 20:01 | 12 | 8 | 20 | 342.7921 | 8204 | 33.98 | 15.44 | 1007 | 33.98 | 421.3724 | 0 | Heating | 56.183 | #N/A | #N/A | #N/A | #N/A | 421.3724 | #N/A | #N/A | 3.405 | #N/A | 0 | 0 | 0 | 0 | 0 | 0 | 0 | 0 | 0.1873% | 1 | 50% | 0% | 0% | 0% | 8.2745 | 0 | 0 | 0 | 8.2745 | #N/A
2007-12-08 21:01 | 12 | 8 | 21 | 342.8338 | 8205 | 33.98 | 17.78 | 1005 | 33.98 | 414.5227 | 0 | Heating | 55.2697 | #N/A | #N/A | #N/A | #N/A | 414.5227 | #N/A | #N/A | 3.405 | #N/A | 0 | 0 | 0 | 0 | 0 | 0 | 0 | 0 | 0.1842% | 1 | 50% | 0% | 0% | 0% | 8.2745 | 0 | 0 | 0 | 8.2745 | #N/A
2007-12-08 22:01 | 12 | 8 | 22 | 342.8755 | 8206 | 33.98 | 19.94 | 1002 | 33.98 | 424.7387 | 0 | Heating | 56.6318 | #N/A | #N/A | #N/A | #N/A | 424.7387 | #N/A | #N/A | 3.405 | #N/A | 0 | 0 | 0 | 0 | 0 | 0 | 0 | 0 | 0.1888% | 1 | 50% | 0% | 0% | 0% | 8.2745 | 0 | 0 | 0 | 8.2745 | #N/A
2007-12-08 23:01 | 12 | 8 | 23 | 342.9171 | 8207 | 33.98 | 19.4 | 1000 | 33.98 | 435.1473 | 0 | Heating | 58.0196 | #N/A | #N/A | #N/A | #N/A | 435.1473 | #N/A | #N/A | 3.405 | #N/A | 0 | 0 | 0 | 0 | 0 | 0 | 0 | 0 | 0.1934% | 1 | 50% | 0% | 0% | 0% | 8.2745 | 0 | 0 | 0 | 8.2745 | #N/A
2007-12-09 00:01 | 12 | 9 | 0 | 342.9588 | 8208 | 35.96 | 18.86 | 998 | 35.96 | 444.3697 | 0 | Heating | 59.2493 | #N/A | #N/A | #N/A | #N/A | 444.3697 | #N/A | #N/A | 3.5052 | #N/A | 0 | 0 | 0 | 0 | 0 | 0 | 0 | 0 | 0.1975% | 1 | 50% | 0% | 0% | 0% | 8.2745 | 0 | 0 | 0 | 8.2745 | #N/A
2007-12-09 01:01 | 12 | 9 | 1 | 343.0005 | 8209 | 33.98 | 17.96 | 996 | 33.98 | 417.6277 | 0 | Heating | 55.6837 | #N/A | #N/A | #N/A | #N/A | 417.6277 | #N/A | #N/A | 3.405 | #N/A | 0 | 0 | 0 | 0 | 0 | 0 | 0 | 0 | 0.1856% | 1 | 50% | 0% | 0% | 0% | 8.2745 | 0 | 0 | 0 | 8.2745 | #N/A
2007-12-09 02:01 | 12 | 9 | 2 | 343.0421 | 8210 | 33.98 | 20.12 | 994 | 33.98 | 412.4502 | 0 | Heating | 54.9934 | #N/A | #N/A | #N/A | #N/A | 412.4502 | #N/A | #N/A | 3.405 | #N/A | 0 | 0 | 0 | 0 | 0 | 0 | 0 | 0 | 0.1833% | 1 | 50% | 0% | 0% | 0% | 8.2745 | 0 | 0 | 0 | 8.2745 | #N/A
2007-12-09 03:01 | 12 | 9 | 3 | 343.0838 | 8211 | 33.98 | 22.1 | 992 | 33.98 | 411.7946 | 0 | Heating | 54.9059 | #N/A | #N/A | #N/A | #N/A | 411.7946 | #N/A | #N/A | 3.405 | #N/A | 0 | 0 | 0 | 0 | 0 | 0 | 0 | 0 | 0.183% | 1 | 50% | 0% | 0% | 0% | 8.2745 | 0 | 0 | 0 | 8.2745 | #N/A
2007-12-09 04:01 | 12 | 9 | 4 | 343.1255 | 8212 | 33.98 | 24.08 | 991 | 33.98 | 408.715 | 0 | Heating | 54.4953 | #N/A | #N/A | #N/A | #N/A | 408.715 | #N/A | #N/A | 3.405 | #N/A | 0 | 0 | 0 | 0 | 0 | 0 | 0 | 0 | 0.1817% | 1 | 50% | 0% | 0% | 0% | 8.2745 | 0 | 0 | 0 | 8.2745 | #N/A
2007-12-09 05:01 | 12 | 9 | 5 | 343.1671 | 8213 | 33.98 | 24.26 | 990 | 33.98 | 391.6204 | 0 | Heating | 52.2161 | #N/A | #N/A | #N/A | #N/A | 391.6204 | #N/A | #N/A | 3.405 | #N/A | 0 | 0 | 0 | 0 | 0 | 0 | 0 | 0 | 0.1741% | 1 | 50% | 0% | 0% | 0% | 8.2745 | 0 | 0 | 0 | 8.2745 | #N/A
2007-12-09 06:01 | 12 | 9 | 6 | 343.2088 | 8214 | 32 | 24.26 | 989 | 32 | 343.404 | 0 | Heating | 45.7872 | #N/A | #N/A | #N/A | #N/A | 343.404 | #N/A | #N/A | 3.3135 | #N/A | 0 | 0 | 0 | 0 | 0 | 0 | 0 | 0 | 0.1526% | 1 | 50% | 0% | 0% | 0% | 8.2745 | 0 | 0 | 0 | 8.2745 | #N/A
2007-12-09 07:01 | 12 | 9 | 7 | 343.2505 | 8215 | 32 | 24.08 | 988 | 32 | 1184.6477 | 0 | Heating | 157.953 | #N/A | #N/A | #N/A | #N/A | 1184.6477 | #N/A | #N/A | 3.3135 | #N/A | 0 | 0 | 0 | 0 | 0 | 0 | 0 | 0 | 0.5265% | 1 | 50% | 0% | 0% | 0% | 8.2745 | 0 | 0 | 0 | 8.2745 | #N/A
2007-12-09 08:01 | 12 | 9 | 8 | 343.2921 | 8216 | 32 | 24.26 | 988 | 32 | 825.8145 | 0 | Heating | 110.1086 | #N/A | #N/A | #N/A | #N/A | 825.8145 | #N/A | #N/A | 3.3135 | #N/A | 0 | 0 | 0 | 0 | 0 | 0 | 0 | 0 | 0.367% | 1 | 50% | 0% | 0% | 0% | 8.2745 | 0 | 0 | 0 | 8.2745 | #N/A
2007-12-09 09:01 | 12 | 9 | 9 | 343.3338 | 8217 | 32 | 24.8 | 988 | 32 | 454.1751 | 0 | Heating | 60.5567 | #N/A | #N/A | #N/A | #N/A | 454.1751 | #N/A | #N/A | 3.3135 | #N/A | 0 | 0 | 0 | 0 | 0 | 0 | 0 | 0 | 0.2019% | 1 | 50% | 0% | 0% | 0% | 8.2745 | 0 | 0 | 0 | 8.2745 | #N/A
2007-12-09 10:01 | 12 | 9 | 10 | 343.3755 | 8218 | 33.8 | 24.98 | 988 | 33.8 | 400.3768 | 0 | Heating | 53.3836 | #N/A | #N/A | #N/A | #N/A | 400.3768 | #N/A | #N/A | 3.3963 | #N/A | 0 | 0 | 0 | 0 | 0 | 0 | 0 | 0 | 0.1779% | 1 | 50% | 0% | 0% | 0% | 8.2745 | 0 | 0 | 0 | 8.2745 | #N/A
2007-12-09 11:01 | 12 | 9 | 11 | 343.4171 | 8219 | 33.98 | 24.08 | 988 | 33.98 | 386.4356 | 0 | Heating | 51.5247 | #N/A | #N/A | #N/A | #N/A | 386.4356 | #N/A | #N/A | 3.405 | #N/A | 0 | 0 | 0 | 0 | 0 | 0 | 0 | 0 | 0.1717% | 1 | 50% | 0% | 0% | 0% | 8.2745 | 0 | 0 | 0 | 8.2745 | #N/A
2007-12-09 12:01 | 12 | 9 | 12 | 343.4588 | 8220 | 39.02 | 22.64 | 988 | 39.02 | 342.2109 | 0 | Heating | 45.6281 | #N/A | #N/A | #N/A | #N/A | 342.2109 | #N/A | #N/A | 3.6785 | #N/A | 0 | 0 | 0 | 0 | 0 | 0 | 0 | 0 | 0.1521% | 1 | 50% | 0% | 0% | 0% | 8.2745 | 0 | 0 | 0 | 8.2745 | #N/A
2007-12-09 13:01 | 12 | 9 | 13 | 343.5005 | 8221 | 39.02 | 21.02 | 988 | 39.02 | 388.1301 | 0 | Heating | 51.7507 | #N/A | #N/A | #N/A | #N/A | 388.1301 | #N/A | #N/A | 3.6785 | #N/A | 0 | 0 | 0 | 0 | 0 | 0 | 0 | 0 | 0.1725% | 1 | 50% | 0% | 0% | 0% | 8.2745 | 0 | 0 | 0 | 8.2745 | #N/A
2007-12-09 14:01 | 12 | 9 | 14 | 343.5421 | 8222 | 39.02 | 18.32 | 989 | 39.02 | 329.5347 | 0 | Heating | 43.938 | #N/A | #N/A | #N/A | #N/A | 329.5347 | #N/A | #N/A | 3.6785 | #N/A | 0 | 0 | 0 | 0 | 0 | 0 | 0 | 0 | 0.1465% | 1 | 50% | 0% | 0% | 0% | 8.2745 | 0 | 0 | 0 | 8.2745 | #N/A
2007-12-09 15:01 | 12 | 9 | 15 | 343.5838 | 8223 | 37.04 | 15.26 | 990 | 37.04 | 347.0016 | 0 | Heating | 46.2669 | #N/A | #N/A | #N/A | #N/A | 347.0016 | #N/A | #N/A | 3.5637 | #N/A | 0 | 0 | 0 | 0 | 0 | 0 | 0 | 0 | 0.1542% | 1 | 50% | 0% | 0% | 0% | 8.2745 | 0 | 0 | 0 | 8.2745 | #N/A
2007-12-09 16:01 | 12 | 9 | 16 | 343.6255 | 8224 | 35.96 | 12.02 | 992 | 35.96 | 363.6603 | 0 | Heating | 48.488 | #N/A | #N/A | #N/A | #N/A | 363.6603 | #N/A | #N/A | 3.5052 | #N/A | 0 | 0 | 0 | 0 | 0 | 0 | 0 | 0 | 0.1616% | 1 | 50% | 0% | 0% | 0% | 8.2745 | 0 | 0 | 0 | 8.2745 | #N/A
2007-12-09 17:01 | 12 | 9 | 17 | 343.6671 | 8225 | 35.96 | 11.48 | 993 | 35.96 | 357.6497 | 0 | Heating | 47.6866 | #N/A | #N/A | #N/A | #N/A | 357.6497 | #N/A | #N/A | 3.5052 | #N/A | 0 | 0 | 0 | 0 | 0 | 0 | 0 | 0 | 0.159% | 1 | 50% | 0% | 0% | 0% | 8.2745 | 0 | 0 | 0 | 8.2745 | #N/A
2007-12-09 18:01 | 12 | 9 | 18 | 343.7088 | 8226 | 32 | 10.76 | 994 | 32 | 415.2992 | 0 | Heating | 55.3732 | #N/A | #N/A | #N/A | #N/A | 415.2992 | #N/A | #N/A | 3.3135 | #N/A | 0 | 0 | 0 | 0 | 0 | 0 | 0 | 0 | 0.1846% | 1 | 50% | 0% | 0% | 0% | 8.2745 | 0 | 0 | 0 | 8.2745 | #N/A
2007-12-09 19:01 | 12 | 9 | 19 | 343.7505 | 8227 | 32 | 10.04 | 995 | 32 | 516.3966 | 0 | Heating | 68.8529 | #N/A | #N/A | #N/A | #N/A | 516.3966 | #N/A | #N/A | 3.3135 | #N/A | 0 | 0 | 0 | 0 | 0 | 0 | 0 | 0 | 0.2295% | 1 | 50% | 0% | 0% | 0% | 8.2745 | 0 | 0 | 0 | 8.2745 | #N/A
2007-12-09 20:01 | 12 | 9 | 20 | 343.7921 | 8228 | 32 | 11.12 | 995 | 32 | 552.3663 | 0 | Heating | 73.6488 | #N/A | #N/A | #N/A | #N/A | 552.3663 | #N/A | #N/A | 3.3135 | #N/A | 0 | 0 | 0 | 0 | 0 | 0 | 0 | 0 | 0.2455% | 1 | 50% | 0% | 0% | 0% | 8.2745 | 0 | 0 | 0 | 8.2745 | #N/A
2007-12-09 21:01 | 12 | 9 | 21 | 343.8338 | 8229 | 32 | 12.2 | 996 | 32 | 613.3073 | 0 | Heating | 81.7743 | #N/A | #N/A | #N/A | #N/A | 613.3073 | #N/A | #N/A | 3.3135 | #N/A | 0 | 0 | 0 | 0 | 0 | 0 | 0 | 0 | 0.2726% | 1 | 50% | 0% | 0% | 0% | 8.2745 | 0 | 0 | 0 | 8.2745 | #N/A
2007-12-09 22:01 | 12 | 9 | 22 | 343.8755 | 8230 | 32 | 12.92 | 997 | 32 | 669.5919 | 0 | Heating | 89.2789 | #N/A | #N/A | #N/A | #N/A | 669.5919 | #N/A | #N/A | 3.3135 | #N/A | 0 | 0 | 0 | 0 | 0 | 0 | 0 | 0 | 0.2976% | 1 | 50% | 0% | 0% | 0% | 8.2745 | 0 | 0 | 0 | 8.2745 | #N/A
2007-12-09 23:01 | 12 | 9 | 23 | 343.9171 | 8231 | 32 | 12.74 | 998 | 32 | 279.8761 | 0 | Heating | 37.3168 | #N/A | #N/A | #N/A | #N/A | 279.8761 | #N/A | #N/A | 3.3135 | #N/A | 0 | 0 | 0 | 0 | 0 | 0 | 0 | 0 | 0.1244% | 1 | 50% | 0% | 0% | 0% | 8.2745 | 0 | 0 | 0 | 8.2745 | #N/A
2007-12-10 00:01 | 12 | 10 | 0 | 343.9588 | 8232 | 30.92 | 12.56 | 1000 | 30.92 | 423.1784 | 0 | Heating | 56.4238 | #N/A | #N/A | #N/A | #N/A | 423.1784 | #N/A | #N/A | 3.2671 | #N/A | 0 | 0 | 0 | 0 | 0 | 0 | 0 | 0 | 0.1881% | 1 | 50% | 0% | 0% | 0% | 8.2745 | 0 | 0 | 0 | 8.2745 | #N/A
2007-12-10 01:01 | 12 | 10 | 1 | 344.0005 | 8233 | 32 | 12.02 | 1002 | 32 | 453.8521 | 0 | Heating | 60.5136 | #N/A | #N/A | #N/A | #N/A | 453.8521 | #N/A | #N/A | 3.3135 | #N/A | 0 | 0 | 0 | 0 | 0 | 0 | 0 | 0 | 0.2017% | 1 | 50% | 0% | 0% | 0% | 8.2745 | 0 | 0 | 0 | 8.2745 | #N/A
2007-12-10 02:01 | 12 | 10 | 2 | 344.0421 | 8234 | 32 | 10.76 | 1003 | 32 | 482.5636 | 0 | Heating | 64.3418 | #N/A | #N/A | #N/A | #N/A | 482.5636 | #N/A | #N/A | 3.3135 | #N/A | 0 | 0 | 0 | 0 | 0 | 0 | 0 | 0 | 0.2145% | 1 | 50% | 0% | 0% | 0% | 8.2745 | 0 | 0 | 0 | 8.2745 | #N/A
2007-12-10 03:01 | 12 | 10 | 3 | 344.0838 | 8235 | 30.02 | 9.5 | 1005 | 30.02 | 513.3389 | 0 | Heating | 68.4452 | #N/A | #N/A | #N/A | #N/A | 513.3389 | #N/A | #N/A | 3.2302 | #N/A | 0 | 0 | 0 | 0 | 0 | 0 | 0 | 0 | 0.2282% | 1 | 50% | 0% | 0% | 0% | 8.2745 | 0 | 0 | 0 | 8.2745 | #N/A
2007-12-10 04:01 | 12 | 10 | 4 | 344.1255 | 8236 | 30.92 | 8.06 | 1006 | 30.92 | 542.9088 | 0 | Heating | 72.3878 | #N/A | #N/A | #N/A | #N/A | 542.9088 | #N/A | #N/A | 3.2671 | #N/A | 0 | 0 | 0 | 0 | 0 | 0 | 0 | 0 | 0.2413% | 1 | 50% | 0% | 0% | 0% | 8.2745 | 0 | 0 | 0 | 8.2745 | #N/A
2007-12-10 05:01 | 12 | 10 | 5 | 344.1671 | 8237 | 30.92 | 7.16 | 1007 | 30.92 | 565.8495 | 0 | Heating | 75.4466 | #N/A | #N/A | #N/A | #N/A | 565.8495 | #N/A | #N/A | 3.2671 | #N/A | 0 | 0 | 0 | 0 | 0 | 0 | 0 | 0 | 0.2515% | 1 | 50% | 0% | 0% | 0% | 8.2745 | 0 | 0 | 0 | 8.2745 | #N/A
2007-12-10 06:01 | 12 | 10 | 6 | 344.2088 | 8238 | 28.04 | 6.08 | 1008 | 28.04 | 564.2336 | 0 | Heating | 75.2311 | #N/A | #N/A | #N/A | #N/A | 564.2336 | #N/A | #N/A | 3.1545 | #N/A | 0 | 0 | 0 | 0 | 0 | 0 | 0 | 0 | 0.2508% | 1 | 50% | 0% | 0% | 0% | 8.2745 | 0 | 0 | 0 | 8.2745 | #N/A
2007-12-10 07:01 | 12 | 10 | 7 | 344.2505 | 8239 | 26.96 | 5 | 1010 | 26.96 | 1166.8567 | 0 | Heating | 155.5809 | #N/A | #N/A | #N/A | #N/A | 1166.8567 | #N/A | #N/A | 3.1163 | #N/A | 0 | 0 | 0 | 0 | 0 | 0 | 0 | 0 | 0.5186% | 1 | 50% | 0% | 0% | 0% | 8.2745 | 0 | 0 | 0 | 8.2745 | #N/A
2007-12-10 08:01 | 12 | 10 | 8 | 344.2921 | 8240 | 26.96 | 6.26 | 1010 | 26.96 | 843.1335 | 0 | Heating | 112.4178 | #N/A | #N/A | #N/A | #N/A | 843.1335 | #N/A | #N/A | 3.1163 | #N/A | 0 | 0 | 0 | 0 | 0 | 0 | 0 | 0 | 0.3747% | 1 | 50% | 0% | 0% | 0% | 8.2745 | 0 | 0 | 0 | 8.2745 | #N/A
2007-12-10 09:01 | 12 | 10 | 9 | 344.3338 | 8241 | 28.94 | 7.7 | 1010 | 28.94 | 547.7616 | 0 | Heating | 73.0349 | #N/A | #N/A | #N/A | #N/A | 547.7616 | #N/A | #N/A | 3.188 | #N/A | 0 | 0 | 0 | 0 | 0 | 0 | 0 | 0 | 0.2434% | 1 | 50% | 0% | 0% | 0% | 8.2745 | 0 | 0 | 0 | 8.2745 | #N/A
2007-12-10 10:01 | 12 | 10 | 10 | 344.3755 | 8242 | 30.02 | 8.96 | 1011 | 30.02 | 487.954 | 0 | Heating | 65.0605 | #N/A | #N/A | #N/A | #N/A | 487.954 | #N/A | #N/A | 3.2302 | #N/A | 0 | 0 | 0 | 0 | 0 | 0 | 0 | 0 | 0.2169% | 1 | 50% | 0% | 0% | 0% | 8.2745 | 0 | 0 | 0 | 8.2745 | #N/A
2007-12-10 11:01 | 12 | 10 | 11 | 344.4171 | 8243 | 30.02 | 9.68 | 1011 | 30.02 | 483.3216 | 0 | Heating | 64.4429 | #N/A | #N/A | #N/A | #N/A | 483.3216 | #N/A | #N/A | 3.2302 | #N/A | 0 | 0 | 0 | 0 | 0 | 0 | 0 | 0 | 0.2148% | 1 | 50% | 0% | 0% | 0% | 8.2745 | 0 | 0 | 0 | 8.2745 | #N/A
2007-12-10 12:01 | 12 | 10 | 12 | 344.4588 | 8244 | 32 | 10.04 | 1012 | 32 | 450.5483 | 0 | Heating | 60.0731 | #N/A | #N/A | #N/A | #N/A | 450.5483 | #N/A | #N/A | 3.3135 | #N/A | 0 | 0 | 0 | 0 | 0 | 0 | 0 | 0 | 0.2002% | 1 | 50% | 0% | 0% | 0% | 8.2745 | 0 | 0 | 0 | 8.2745 | #N/A
2007-12-10 13:01 | 12 | 10 | 13 | 344.5005 | 8245 | 30.02 | 10.04 | 1012 | 30.02 | 513.1389 | 0 | Heating | 68.4185 | #N/A | #N/A | #N/A | #N/A | 513.1389 | #N/A | #N/A | 3.2302 | #N/A | 0 | 0 | 0 | 0 | 0 | 0 | 0 | 0 | 0.2281% | 1 | 50% | 0% | 0% | 0% | 8.2745 | 0 | 0 | 0 | 8.2745 | #N/A
2007-12-10 14:01 | 12 | 10 | 14 | 344.5421 | 8246 | 30.02 | 9.68 | 1012 | 30.02 | 448.6724 | 0 | Heating | 59.823 | #N/A | #N/A | #N/A | #N/A | 448.6724 | #N/A | #N/A | 3.2302 | #N/A | 0 | 0 | 0 | 0 | 0 | 0 | 0 | 0 | 0.1994% | 1 | 50% | 0% | 0% | 0% | 8.2745 | 0 | 0 | 0 | 8.2745 | #N/A
2007-12-10 15:01 | 12 | 10 | 15 | 344.5838 | 8247 | 28.94 | 8.96 | 1013 | 28.94 | 450.6914 | 0 | Heating | 60.0922 | #N/A | #N/A | #N/A | #N/A | 450.6914 | #N/A | #N/A | 3.188 | #N/A | 0 | 0 | 0 | 0 | 0 | 0 | 0 | 0 | 0.2003% | 1 | 50% | 0% | 0% | 0% | 8.2745 | 0 | 0 | 0 | 8.2745 | #N/A
2007-12-10 16:01 | 12 | 10 | 16 | 344.6255 | 8248 | 28.04 | 8.06 | 1014 | 28.04 | 461.5353 | 0 | Heating | 61.538 | #N/A | #N/A | #N/A | #N/A | 461.5353 | #N/A | #N/A | 3.1545 | #N/A | 0 | 0 | 0 | 0 | 0 | 0 | 0 | 0 | 0.2051% | 1 | 50% | 0% | 0% | 0% | 8.2745 | 0 | 0 | 0 | 8.2745 | #N/A
2007-12-10 17:01 | 12 | 10 | 17 | 344.6671 | 8249 | 28.04 | 4.82 | 1014 | 28.04 | 443.3897 | 0 | Heating | 59.1186 | #N/A | #N/A | #N/A | #N/A | 443.3897 | #N/A | #N/A | 3.1545 | #N/A | 0 | 0 | 0 | 0 | 0 | 0 | 0 | 0 | 0.1971% | 1 | 50% | 0% | 0% | 0% | 8.2745 | 0 | 0 | 0 | 8.2745 | #N/A
2007-12-10 18:01 | 12 | 10 | 18 | 344.7088 | 8250 | 26.96 | 1.4 | 1014 | 26.96 | 480.4442 | 0 | Heating | 64.0592 | #N/A | #N/A | #N/A | #N/A | 480.4442 | #N/A | #N/A | 3.1163 | #N/A | 0 | 0 | 0 | 0 | 0 | 0 | 0 | 0 | 0.2135% | 1 | 50% | 0% | 0% | 0% | 8.2745 | 0 | 0 | 0 | 8.2745 | #N/A
2007-12-10 19:01 | 12 | 10 | 19 | 344.7505 | 8251 | 26.06 | -2.02 | 1015 | 26.06 | 568.1785 | 0 | Heating | 75.7571 | #N/A | #N/A | #N/A | #N/A | 568.1785 | #N/A | #N/A | 3.0859 | #N/A | 0 | 0 | 0 | 0 | 0 | 0 | 0 | 0 | 0.2525% | 1 | 50% | 0% | 0% | 0% | 8.2745 | 0 | 0 | 0 | 8.2745 | #N/A
2007-12-10 20:01 | 12 | 10 | 20 | 344.7921 | 8252 | 26.06 | -3.1 | 1015 | 26.06 | 619.1397 | 0 | Heating | 82.552 | #N/A | #N/A | #N/A | #N/A | 619.1397 | #N/A | #N/A | 3.0859 | #N/A | 0 | 0 | 0 | 0 | 0 | 0 | 0 | 0 | 0.2752% | 1 | 50% | 0% | 0% | 0% | 8.2745 | 0 | 0 | 0 | 8.2745 | #N/A
2007-12-10 21:01 | 12 | 10 | 21 | 344.8338 | 8253 | 23 | -4.36 | 1015 | 23 | 702.1592 | 0 | Heating | 93.6212 | #N/A | #N/A | #N/A | #N/A | 702.1592 | #N/A | #N/A | 2.9925 | #N/A | 0 | 0 | 0 | 0 | 0 | 0 | 0 | 0 | 0.3121% | 1 | 50% | 0% | 0% | 0% | 8.2745 | 0 | 0 | 0 | 8.2745 | #N/A
2007-12-10 22:01 | 12 | 10 | 22 | 344.8755 | 8254 | 21.92 | -5.98 | 1015 | 21.92 | 787.8487 | 0 | Heating | 105.0465 | #N/A | #N/A | #N/A | #N/A | 787.8487 | #N/A | #N/A | 2.9629 | #N/A | 0 | 0 | 0 | 0 | 0 | 0 | 0 | 0 | 0.3502% | 1 | 50% | 0% | 0% | 0% | 8.2745 | 0 | 0 | 0 | 8.2745 | #N/A
2007-12-10 23:01 | 12 | 10 | 23 | 344.9171 | 8255 | 21.92 | -6.52 | 1015 | 21.92 | 478.2126 | 0 | Heating | 63.7617 | #N/A | #N/A | #N/A | #N/A | 478.2126 | #N/A | #N/A | 2.9629 | #N/A | 0 | 0 | 0 | 0 | 0 | 0 | 0 | 0 | 0.2125% | 1 | 50% | 0% | 0% | 0% | 8.2745 | 0 | 0 | 0 | 8.2745 | #N/A
2007-12-11 00:01 | 12 | 11 | 0 | 344.9588 | 8256 | 19.04 | -7.06 | 1015 | 19.04 | 658.2195 | 0 | Heating | 87.7626 | #N/A | #N/A | #N/A | #N/A | 658.2195 | #N/A | #N/A | 2.8915 | #N/A | 0 | 0 | 0 | 0 | 0 | 0 | 0 | 0 | 0.2925% | 1 | 50% | 0% | 0% | 0% | 8.2745 | 0 | 0 | 0 | 8.2745 | #N/A
2007-12-11 01:01 | 12 | 11 | 1 | 345.0005 | 8257 | 19.04 | -7.96 | 1015 | 19.04 | 706.8284 | 0 | Heating | 94.2438 | #N/A | #N/A | #N/A | #N/A | 706.8284 | #N/A | #N/A | 2.8915 | #N/A | 0 | 0 | 0 | 0 | 0 | 0 | 0 | 0 | 0.3141% | 1 | 50% | 0% | 0% | 0% | 8.2745 | 0 | 0 | 0 | 8.2745 | #N/A
2007-12-11 02:01 | 12 | 11 | 2 | 345.0421 | 8258 | 19.04 | -8.86 | 1016 | 19.04 | 747.3951 | 0 | Heating | 99.6527 | #N/A | #N/A | #N/A | #N/A | 747.3951 | #N/A | #N/A | 2.8915 | #N/A | 0 | 0 | 0 | 0 | 0 | 0 | 0 | 0 | 0.3322% | 1 | 50% | 0% | 0% | 0% | 8.2745 | 0 | 0 | 0 | 8.2745 | #N/A
2007-12-11 03:01 | 12 | 11 | 3 | 345.0838 | 8259 | 17.96 | -9.94 | 1016 | 17.96 | 789.6159 | 0 | Heating | 105.2821 | #N/A | #N/A | #N/A | #N/A | 789.6159 | #N/A | #N/A | 2.8673 | #N/A | 0 | 0 | 0 | 0 | 0 | 0 | 0 | 0 | 0.3509% | 1 | 50% | 0% | 0% | 0% | 8.2745 | 0 | 0 | 0 | 8.2745 | #N/A
2007-12-11 04:01 | 12 | 11 | 4 | 345.1255 | 8260 | 17.96 | -11.02 | 1017 | 17.96 | 826.5012 | 0 | Heating | 110.2002 | #N/A | #N/A | #N/A | #N/A | 826.5012 | #N/A | #N/A | 2.8673 | #N/A | 0 | 0 | 0 | 0 | 0 | 0 | 0 | 0 | 0.3673% | 1 | 50% | 0% | 0% | 0% | 8.2745 | 0 | 0 | 0 | 8.2745 | #N/A
2007-12-11 05:01 | 12 | 11 | 5 | 345.1671 | 8261 | 17.96 | -12.28 | 1017 | 17.96 | 872.2471 | 0 | Heating | 116.2996 | #N/A | #N/A | #N/A | #N/A | 872.2471 | #N/A | #N/A | 2.8673 | #N/A | 0 | 0 | 0 | 0 | 0 | 0 | 0 | 0 | 0.3877% | 1 | 50% | 0% | 0% | 0% | 8.2745 | 0 | 0 | 0 | 8.2745 | #N/A
2007-12-11 06:01 | 12 | 11 | 6 | 345.2088 | 8262 | 19.94 | -13.54 | 1017 | 19.94 | 909.5338 | 0 | Heating | 121.2712 | #N/A | #N/A | #N/A | #N/A | 909.5338 | #N/A | #N/A | 2.9127 | #N/A | 0 | 0 | 0 | 0 | 0 | 0 | 0 | 0 | 0.4042% | 1 | 50% | 0% | 0% | 0% | 8.2745 | 0 | 0 | 0 | 8.2745 | #N/A
2007-12-11 07:01 | 12 | 11 | 7 | 345.2505 | 8263 | 19.94 | -14.98 | 1017 | 19.94 | 1497.0254 | 0 | Heating | 199.6034 | #N/A | #N/A | #N/A | #N/A | 1497.0254 | #N/A | #N/A | 2.9127 | #N/A | 0 | 0 | 0 | 0 | 0 | 0 | 0 | 0 | 0.6653% | 1 | 50% | 0% | 0% | 0% | 8.2745 | 0 | 0 | 0 | 8.2745 | #N/A
2007-12-11 08:01 | 12 | 11 | 8 | 345.2921 | 8264 | 19.94 | -11.74 | 1018 | 19.94 | 1159.616 | 0 | Heating | 154.6155 | #N/A | #N/A | #N/A | #N/A | 1159.616 | #N/A | #N/A | 2.9127 | #N/A | 0 | 0 | 0 | 0 | 0 | 0 | 0 | 0 | 0.5154% | 1 | 50% | 0% | 0% | 0% | 8.2745 | 0 | 0 | 0 | 8.2745 | #N/A
2007-12-11 09:01 | 12 | 11 | 9 | 345.3338 | 8265 | 21.92 | -8.32 | 1018 | 21.92 | 729.0109 | 0 | Heating | 97.2014 | #N/A | #N/A | #N/A | #N/A | 729.0109 | #N/A | #N/A | 2.9629 | #N/A | 0 | 0 | 0 | 0 | 0 | 0 | 0 | 0 | 0.324% | 1 | 50% | 0% | 0% | 0% | 8.2745 | 0 | 0 | 0 | 8.2745 | #N/A
2007-12-11 10:01 | 12 | 11 | 10 | 345.3755 | 8266 | 24.08 | -5.08 | 1019 | 24.08 | 649.4252 | 0 | Heating | 86.59 | #N/A | #N/A | #N/A | #N/A | 649.4252 | #N/A | #N/A | 3.0238 | #N/A | 0 | 0 | 0 | 0 | 0 | 0 | 0 | 0 | 0.2886% | 1 | 50% | 0% | 0% | 0% | 8.2745 | 0 | 0 | 0 | 8.2745 | #N/A
2007-12-11 11:01 | 12 | 11 | 11 | 345.4171 | 8267 | 24.08 | -3.1 | 1019 | 24.08 | 587.3271 | 0 | Heating | 78.3103 | #N/A | #N/A | #N/A | #N/A | 587.3271 | #N/A | #N/A | 3.0238 | #N/A | 0 | 0 | 0 | 0 | 0 | 0 | 0 | 0 | 0.261% | 1 | 50% | 0% | 0% | 0% | 8.2745 | 0 | 0 | 0 | 8.2745 | #N/A
2007-12-11 12:01 | 12 | 11 | 12 | 345.4588 | 8268 | 26.96 | -1.3 | 1018 | 26.96 | 538.9989 | 0 | Heating | 71.8665 | #N/A | #N/A | #N/A | #N/A | 538.9989 | #N/A | #N/A | 3.1163 | #N/A | 0 | 0 | 0 | 0 | 0 | 0 | 0 | 0 | 0.2396% | 1 | 50% | 0% | 0% | 0% | 8.2745 | 0 | 0 | 0 | 8.2745 | #N/A
2007-12-11 13:01 | 12 | 11 | 13 | 345.5005 | 8269 | 26.06 | -0.04 | 1018 | 26.06 | 502.9816 | 0 | Heating | 67.0642 | #N/A | #N/A | #N/A | #N/A | 502.9816 | #N/A | #N/A | 3.0859 | #N/A | 0 | 0 | 0 | 0 | 0 | 0 | 0 | 0 | 0.2235% | 1 | 50% | 0% | 0% | 0% | 8.2745 | 0 | 0 | 0 | 8.2745 | #N/A
2007-12-11 14:01 | 12 | 11 | 14 | 345.5421 | 8270 | 26.06 | 0.5 | 1018 | 26.06 | 417.575 | 0 | Heating | 55.6767 | #N/A | #N/A | #N/A | #N/A | 417.575 | #N/A | #N/A | 3.0859 | #N/A | 0 | 0 | 0 | 0 | 0 | 0 | 0 | 0 | 0.1856% | 1 | 50% | 0% | 0% | 0% | 8.2745 | 0 | 0 | 0 | 8.2745 | #N/A
2007-12-11 15:01 | 12 | 11 | 15 | 345.5838 | 8271 | 26.96 | 0.86 | 1018 | 26.96 | 396.7234 | 0 | Heating | 52.8965 | #N/A | #N/A | #N/A | #N/A | 396.7234 | #N/A | #N/A | 3.1163 | #N/A | 0 | 0 | 0 | 0 | 0 | 0 | 0 | 0 | 0.1763% | 1 | 50% | 0% | 0% | 0% | 8.2745 | 0 | 0 | 0 | 8.2745 | #N/A
2007-12-11 16:01 | 12 | 11 | 16 | 345.6255 | 8272 | 26.96 | 1.04 | 1018 | 26.96 | 449.0498 | 0 | Heating | 59.8733 | #N/A | #N/A | #N/A | #N/A | 449.0498 | #N/A | #N/A | 3.1163 | #N/A | 0 | 0 | 0 | 0 | 0 | 0 | 0 | 0 | 0.1996% | 1 | 50% | 0% | 0% | 0% | 8.2745 | 0 | 0 | 0 | 8.2745 | #N/A
2007-12-11 17:01 | 12 | 11 | 17 | 345.6671 | 8273 | 26.96 | 1.76 | 1018 | 26.96 | 444.5399 | 0 | Heating | 59.272 | #N/A | #N/A | #N/A | #N/A | 444.5399 | #N/A | #N/A | 3.1163 | #N/A | 0 | 0 | 0 | 0 | 0 | 0 | 0 | 0 | 0.1976% | 1 | 50% | 0% | 0% | 0% | 8.2745 | 0 | 0 | 0 | 8.2745 | #N/A
2007-12-11 18:01 | 12 | 11 | 18 | 345.7088 | 8274 | 23 | 2.48 | 1019 | 23 | 484.7424 | 0 | Heating | 64.6323 | #N/A | #N/A | #N/A | #N/A | 484.7424 | #N/A | #N/A | 2.9925 | #N/A | 0 | 0 | 0 | 0 | 0 | 0 | 0 | 0 | 0.2154% | 1 | 50% | 0% | 0% | 0% | 8.2745 | 0 | 0 | 0 | 8.2745 | #N/A
2007-12-11 19:01 | 12 | 11 | 19 | 345.7505 | 8275 | 19.04 | 3.02 | 1019 | 19.04 | 573.0476 | 0 | Heating | 76.4063 | #N/A | #N/A | #N/A | #N/A | 573.0476 | #N/A | #N/A | 2.8915 | #N/A | 0 | 0 | 0 | 0 | 0 | 0 | 0 | 0 | 0.2547% | 1 | 50% | 0% | 0% | 0% | 8.2745 | 0 | 0 | 0 | 8.2745 | #N/A
2007-12-11 20:01 | 12 | 11 | 20 | 345.7921 | 8276 | 19.04 | 3.56 | 1019 | 19.04 | 614.2031 | 0 | Heating | 81.8937 | #N/A | #N/A | #N/A | #N/A | 614.2031 | #N/A | #N/A | 2.8915 | #N/A | 0 | 0 | 0 | 0 | 0 | 0 | 0 | 0 | 0.273% | 1 | 50% | 0% | 0% | 0% | 8.2745 | 0 | 0 | 0 | 8.2745 | #N/A
2007-12-11 21:01 | 12 | 11 | 21 | 345.8338 | 8277 | 19.04 | 3.92 | 1018 | 19.04 | 639.6383 | 0 | Heating | 85.2851 | #N/A | #N/A | #N/A | #N/A | 639.6383 | #N/A | #N/A | 2.8915 | #N/A | 0 | 0 | 0 | 0 | 0 | 0 | 0 | 0 | 0.2843% | 1 | 50% | 0% | 0% | 0% | 8.2745 | 0 | 0 | 0 | 8.2745 | #N/A
2007-12-11 22:01 | 12 | 11 | 22 | 345.8755 | 8278 | 17.06 | 3.92 | 1018 | 17.06 | 669.2955 | 0 | Heating | 89.2394 | #N/A | #N/A | #N/A | #N/A | 669.2955 | #N/A | #N/A | 2.8481 | #N/A | 0 | 0 | 0 | 0 | 0 | 0 | 0 | 0 | 0.2975% | 1 | 50% | 0% | 0% | 0% | 8.2745 | 0 | 0 | 0 | 8.2745 | #N/A
2007-12-11 23:01 | 12 | 11 | 23 | 345.9171 | 8279 | 17.06 | -0.22 | 1018 | 17.06 | 365.7308 | 0 | Heating | 48.7641 | #N/A | #N/A | #N/A | #N/A | 365.7308 | #N/A | #N/A | 2.8481 | #N/A | 0 | 0 | 0 | 0 | 0 | 0 | 0 | 0 | 0.1625% | 1 | 50% | 0% | 0% | 0% | 8.2745 | 0 | 0 | 0 | 8.2745 | #N/A
2007-12-12 00:01 | 12 | 12 | 0 | 345.9588 | 8280 | 17.96 | -4.54 | 1018 | 17.96 | 574.8924 | 0 | Heating | 76.6523 | #N/A | #N/A | #N/A | #N/A | 574.8924 | #N/A | #N/A | 2.8673 | #N/A | 0 | 0 | 0 | 0 | 0 | 0 | 0 | 0 | 0.2555% | 1 | 50% | 0% | 0% | 0% | 8.2745 | 0 | 0 | 0 | 8.2745 | #N/A
2007-12-12 01:01 | 12 | 12 | 1 | 346.0005 | 8281 | 17.96 | -9.04 | 1017 | 17.96 | 692.0373 | 0 | Heating | 92.2716 | #N/A | #N/A | #N/A | #N/A | 692.0373 | #N/A | #N/A | 2.8673 | #N/A | 0 | 0 | 0 | 0 | 0 | 0 | 0 | 0 | 0.3076% | 1 | 50% | 0% | 0% | 0% | 8.2745 | 0 | 0 | 0 | 8.2745 | #N/A
2007-12-12 02:01 | 12 | 12 | 2 | 346.0421 | 8282 | 17.96 | -10.66 | 1017 | 17.96 | 762.4871 | 0 | Heating | 101.665 | #N/A | #N/A | #N/A | #N/A | 762.4871 | #N/A | #N/A | 2.8673 | #N/A | 0 | 0 | 0 | 0 | 0 | 0 | 0 | 0 | 0.3389% | 1 | 50% | 0% | 0% | 0% | 8.2745 | 0 | 0 | 0 | 8.2745 | #N/A
2007-12-12 03:01 | 12 | 12 | 3 | 346.0838 | 8283 | 17.06 | -12.28 | 1017 | 17.06 | 816.7345 | 0 | Heating | 108.8979 | #N/A | #N/A | #N/A | #N/A | 816.7345 | #N/A | #N/A | 2.8481 | #N/A | 0 | 0 | 0 | 0 | 0 | 0 | 0 | 0 | 0.363% | 1 | 50% | 0% | 0% | 0% | 8.2745 | 0 | 0 | 0 | 8.2745 | #N/A
2007-12-12 04:01 | 12 | 12 | 4 | 346.1255 | 8284 | 15.08 | -14.08 | 1017 | 15.08 | 866.7274 | 0 | Heating | 115.5637 | #N/A | #N/A | #N/A | #N/A | 866.7274 | #N/A | #N/A | 2.8087 | #N/A | 0 | 0 | 0 | 0 | 0 | 0 | 0 | 0 | 0.3852% | 1 | 50% | 0% | 0% | 0% | 8.2745 | 0 | 0 | 0 | 8.2745 | #N/A
2007-12-12 05:01 | 12 | 12 | 5 | 346.1671 | 8285 | 15.08 | -11.2 | 1017 | 15.08 | 877.3375 | 0 | Heating | 116.9783 | #N/A | #N/A | #N/A | #N/A | 877.3375 | #N/A | #N/A | 2.8087 | #N/A | 0 | 0 | 0 | 0 | 0 | 0 | 0 | 0 | 0.3899% | 1 | 50% | 0% | 0% | 0% | 8.2745 | 0 | 0 | 0 | 8.2745 | #N/A
2007-12-12 06:01 | 12 | 12 | 6 | 346.2088 | 8286 | 15.98 | -8.5 | 1016 | 15.98 | 843.1091 | 0 | Heating | 112.4145 | #N/A | #N/A | #N/A | #N/A | 843.1091 | #N/A | #N/A | 2.8262 | #N/A | 0 | 0 | 0 | 0 | 0 | 0 | 0 | 0 | 0.3747% | 1 | 50% | 0% | 0% | 0% | 8.2745 | 0 | 0 | 0 | 8.2745 | #N/A
2007-12-12 07:01 | 12 | 12 | 7 | 346.2505 | 8287 | 15.08 | -5.98 | 1016 | 15.08 | 1373.1087 | 0 | Heating | 183.0812 | #N/A | #N/A | #N/A | #N/A | 1373.1087 | #N/A | #N/A | 2.8087 | #N/A | 0 | 0 | 0 | 0 | 0 | 0 | 0 | 0 | 0.6103% | 1 | 50% | 0% | 0% | 0% | 8.2745 | 0 | 0 | 0 | 8.2745 | #N/A
2007-12-12 08:01 | 12 | 12 | 8 | 346.2921 | 8288 | 15.08 | -2.74 | 1015 | 15.08 | 1041.2302 | 0 | Heating | 138.8307 | #N/A | #N/A | #N/A | #N/A | 1041.2302 | #N/A | #N/A | 2.8087 | #N/A | 0 | 0 | 0 | 0 | 0 | 0 | 0 | 0 | 0.4628% | 1 | 50% | 0% | 0% | 0% | 8.2745 | 0 | 0 | 0 | 8.2745 | #N/A
2007-12-12 09:01 | 12 | 12 | 9 | 346.3338 | 8289 | 21.92 | 0.68 | 1015 | 21.92 | 728.7312 | 0 | Heating | 97.1642 | #N/A | #N/A | #N/A | #N/A | 728.7312 | #N/A | #N/A | 2.9629 | #N/A | 0 | 0 | 0 | 0 | 0 | 0 | 0 | 0 | 0.3239% | 1 | 50% | 0% | 0% | 0% | 8.2745 | 0 | 0 | 0 | 8.2745 | #N/A
2007-12-12 10:01 | 12 | 12 | 10 | 346.3755 | 8290 | 24.98 | 3.92 | 1014 | 24.98 | 679.6275 | 0 | Heating | 90.617 | #N/A | #N/A | #N/A | #N/A | 679.6275 | #N/A | #N/A | 3.0513 | #N/A | 0 | 0 | 0 | 0 | 0 | 0 | 0 | 0 | 0.3021% | 1 | 50% | 0% | 0% | 0% | 8.2745 | 0 | 0 | 0 | 8.2745 | #N/A
2007-12-12 11:01 | 12 | 12 | 11 | 346.4171 | 8291 | 24.98 | 6.62 | 1012 | 24.98 | 673.6718 | 0 | Heating | 89.8229 | #N/A | #N/A | #N/A | #N/A | 673.6718 | #N/A | #N/A | 3.0513 | #N/A | 0 | 0 | 0 | 0 | 0 | 0 | 0 | 0 | 0.2994% | 1 | 50% | 0% | 0% | 0% | 8.2745 | 0 | 0 | 0 | 8.2745 | #N/A
2007-12-12 12:01 | 12 | 12 | 12 | 346.4588 | 8292 | 30.02 | 8.96 | 1011 | 30.02 | 586.7856 | 0 | Heating | 78.2381 | #N/A | #N/A | #N/A | #N/A | 586.7856 | #N/A | #N/A | 3.2302 | #N/A | 0 | 0 | 0 | 0 | 0 | 0 | 0 | 0 | 0.2608% | 1 | 50% | 0% | 0% | 0% | 8.2745 | 0 | 0 | 0 | 8.2745 | #N/A
2007-12-12 13:01 | 12 | 12 | 13 | 346.5005 | 8293 | 30.02 | 10.94 | 1010 | 30.02 | 599.0659 | 0 | Heating | 79.8755 | #N/A | #N/A | #N/A | #N/A | 599.0659 | #N/A | #N/A | 3.2302 | #N/A | 0 | 0 | 0 | 0 | 0 | 0 | 0 | 0 | 0.2663% | 1 | 50% | 0% | 0% | 0% | 8.2745 | 0 | 0 | 0 | 8.2745 | #N/A
2007-12-12 14:01 | 12 | 12 | 14 | 346.5421 | 8294 | 30.02 | 12.2 | 1009 | 30.02 | 495.995 | 0 | Heating | 66.1327 | #N/A | #N/A | #N/A | #N/A | 495.995 | #N/A | #N/A | 3.2302 | #N/A | 0 | 0 | 0 | 0 | 0 | 0 | 0 | 0 | 0.2204% | 1 | 50% | 0% | 0% | 0% | 8.2745 | 0 | 0 | 0 | 8.2745 | #N/A
2007-12-12 15:01 | 12 | 12 | 15 | 346.5838 | 8295 | 30.02 | 13.1 | 1008 | 30.02 | 481.4462 | 0 | Heating | 64.1928 | #N/A | #N/A | #N/A | #N/A | 481.4462 | #N/A | #N/A | 3.2302 | #N/A | 0 | 0 | 0 | 0 | 0 | 0 | 0 | 0 | 0.214% | 1 | 50% | 0% | 0% | 0% | 8.2745 | 0 | 0 | 0 | 8.2745 | #N/A
2007-12-12 16:01 | 12 | 12 | 16 | 346.6255 | 8296 | 30.02 | 14 | 1007 | 30.02 | 468.5725 | 0 | Heating | 62.4763 | #N/A | #N/A | #N/A | #N/A | 468.5725 | #N/A | #N/A | 3.2302 | #N/A | 0 | 0 | 0 | 0 | 0 | 0 | 0 | 0 | 0.2083% | 1 | 50% | 0% | 0% | 0% | 8.2745 | 0 | 0 | 0 | 8.2745 | #N/A
2007-12-12 17:01 | 12 | 12 | 17 | 346.6671 | 8297 | 30.02 | 14.18 | 1007 | 30.02 | 425.9533 | 0 | Heating | 56.7938 | #N/A | #N/A | #N/A | #N/A | 425.9533 | #N/A | #N/A | 3.2302 | #N/A | 0 | 0 | 0 | 0 | 0 | 0 | 0 | 0 | 0.1893% | 1 | 50% | 0% | 0% | 0% | 8.2745 | 0 | 0 | 0 | 8.2745 | #N/A
2007-12-12 18:01 | 12 | 12 | 18 | 346.7088 | 8298 | 28.04 | 14.18 | 1006 | 28.04 | 446.7141 | 0 | Heating | 59.5619 | #N/A | #N/A | #N/A | #N/A | 446.7141 | #N/A | #N/A | 3.1545 | #N/A | 0 | 0 | 0 | 0 | 0 | 0 | 0 | 0 | 0.1985% | 1 | 50% | 0% | 0% | 0% | 8.2745 | 0 | 0 | 0 | 8.2745 | #N/A
2007-12-12 19:01 | 12 | 12 | 19 | 346.7505 | 8299 | 26.96 | 14 | 1006 | 26.96 | 503.4576 | 0 | Heating | 67.1277 | #N/A | #N/A | #N/A | #N/A | 503.4576 | #N/A | #N/A | 3.1163 | #N/A | 0 | 0 | 0 | 0 | 0 | 0 | 0 | 0 | 0.2238% | 1 | 50% | 0% | 0% | 0% | 8.2745 | 0 | 0 | 0 | 8.2745 | #N/A
2007-12-12 20:01 | 12 | 12 | 20 | 346.7921 | 8300 | 26.96 | 14.54 | 1006 | 26.96 | 523.1979 | 0 | Heating | 69.7597 | #N/A | #N/A | #N/A | #N/A | 523.1979 | #N/A | #N/A | 3.1163 | #N/A | 0 | 0 | 0 | 0 | 0 | 0 | 0 | 0 | 0.2325% | 1 | 50% | 0% | 0% | 0% | 8.2745 | 0 | 0 | 0 | 8.2745 | #N/A
2007-12-12 21:01 | 12 | 12 | 21 | 346.8338 | 8301 | 26.96 | 14.9 | 1006 | 26.96 | 563.555 | 0 | Heating | 75.1407 | #N/A | #N/A | #N/A | #N/A | 563.555 | #N/A | #N/A | 3.1163 | #N/A | 0 | 0 | 0 | 0 | 0 | 0 | 0 | 0 | 0.2505% | 1 | 50% | 0% | 0% | 0% | 8.2745 | 0 | 0 | 0 | 8.2745 | #N/A
2007-12-12 22:01 | 12 | 12 | 22 | 346.8755 | 8302 | 26.96 | 15.08 | 1006 | 26.96 | 581.956 | 0 | Heating | 77.5941 | #N/A | #N/A | #N/A | #N/A | 581.956 | #N/A | #N/A | 3.1163 | #N/A | 0 | 0 | 0 | 0 | 0 | 0 | 0 | 0 | 0.2586% | 1 | 50% | 0% | 0% | 0% | 8.2745 | 0 | 0 | 0 | 8.2745 | #N/A
2007-12-12 23:01 | 12 | 12 | 23 | 346.9171 | 8303 | 26.96 | 15.62 | 1006 | 26.96 | 186.2089 | 0 | Heating | 24.8279 | #N/A | #N/A | #N/A | #N/A | 186.2089 | #N/A | #N/A | 3.1163 | #N/A | 0 | 0 | 0 | 0 | 0 | 0 | 0 | 0 | 0.08276% | 1 | 50% | 0% | 0% | 0% | 8.2745 | 0 | 0 | 0 | 8.2745 | #N/A
2007-12-13 00:01 | 12 | 13 | 0 | 346.9588 | 8304 | 28.4 | 15.98 | 1006 | 28.4 | 317.7908 | 0 | Heating | 42.3721 | #N/A | #N/A | #N/A | #N/A | 317.7908 | #N/A | #N/A | 3.1678 | #N/A | 0 | 0 | 0 | 0 | 0 | 0 | 0 | 0 | 0.1412% | 1 | 50% | 0% | 0% | 0% | 8.2745 | 0 | 0 | 0 | 8.2745 | #N/A
2007-12-13 01:01 | 12 | 13 | 1 | 347.0005 | 8305 | 28.04 | 15.98 | 1006 | 28.04 | 347.574 | 0 | Heating | 46.3432 | #N/A | #N/A | #N/A | #N/A | 347.574 | #N/A | #N/A | 3.1545 | #N/A | 0 | 0 | 0 | 0 | 0 | 0 | 0 | 0 | 0.1545% | 1 | 50% | 0% | 0% | 0% | 8.2745 | 0 | 0 | 0 | 8.2745 | #N/A
2007-12-13 02:01 | 12 | 13 | 2 | 347.0421 | 8306 | 28.04 | 16.52 | 1007 | 28.04 | 364.5077 | 0 | Heating | 48.601 | #N/A | #N/A | #N/A | #N/A | 364.5077 | #N/A | #N/A | 3.1545 | #N/A | 0 | 0 | 0 | 0 | 0 | 0 | 0 | 0 | 0.162% | 1 | 50% | 0% | 0% | 0% | 8.2745 | 0 | 0 | 0 | 8.2745 | #N/A
2007-12-13 03:01 | 12 | 13 | 3 | 347.0838 | 8307 | 28.94 | 16.88 | 1007 | 28.94 | 379.213 | 0 | Heating | 50.5617 | #N/A | #N/A | #N/A | #N/A | 379.213 | #N/A | #N/A | 3.188 | #N/A | 0 | 0 | 0 | 0 | 0 | 0 | 0 | 0 | 0.1685% | 1 | 50% | 0% | 0% | 0% | 8.2745 | 0 | 0 | 0 | 8.2745 | #N/A
2007-12-13 04:01 | 12 | 13 | 4 | 347.1255 | 8308 | 28.04 | 17.06 | 1007 | 28.04 | 391.0369 | 0 | Heating | 52.1382 | #N/A | #N/A | #N/A | #N/A | 391.0369 | #N/A | #N/A | 3.1545 | #N/A | 0 | 0 | 0 | 0 | 0 | 0 | 0 | 0 | 0.1738% | 1 | 50% | 0% | 0% | 0% | 8.2745 | 0 | 0 | 0 | 8.2745 | #N/A
2007-12-13 05:01 | 12 | 13 | 5 | 347.1671 | 8309 | 28.04 | 17.42 | 1007 | 28.04 | 396.6352 | 0 | Heating | 52.8847 | #N/A | #N/A | #N/A | #N/A | 396.6352 | #N/A | #N/A | 3.1545 | #N/A | 0 | 0 | 0 | 0 | 0 | 0 | 0 | 0 | 0.1763% | 1 | 50% | 0% | 0% | 0% | 8.2745 | 0 | 0 | 0 | 8.2745 | #N/A
2007-12-13 06:01 | 12 | 13 | 6 | 347.2088 | 8310 | 30.02 | 17.78 | 1007 | 30.02 | 381.8655 | 0 | Heating | 50.9154 | #N/A | #N/A | #N/A | #N/A | 381.8655 | #N/A | #N/A | 3.2302 | #N/A | 0 | 0 | 0 | 0 | 0 | 0 | 0 | 0 | 0.1697% | 1 | 50% | 0% | 0% | 0% | 8.2745 | 0 | 0 | 0 | 8.2745 | #N/A
2007-12-13 07:01 | 12 | 13 | 7 | 347.2505 | 8311 | 30.92 | 17.96 | 1007 | 30.92 | 902.1703 | 0 | Heating | 120.2894 | #N/A | #N/A | #N/A | #N/A | 902.1703 | #N/A | #N/A | 3.2671 | #N/A | 0 | 0 | 0 | 0 | 0 | 0 | 0 | 0 | 0.401% | 1 | 50% | 0% | 0% | 0% | 8.2745 | 0 | 0 | 0 | 8.2745 | #N/A
2007-12-13 08:01 | 12 | 13 | 8 | 347.2921 | 8312 | 32 | 18.5 | 1007 | 32 | 657.6536 | 0 | Heating | 87.6871 | #N/A | #N/A | #N/A | #N/A | 657.6536 | #N/A | #N/A | 3.3135 | #N/A | 0 | 0 | 0 | 0 | 0 | 0 | 0 | 0 | 0.2923% | 1 | 50% | 0% | 0% | 0% | 8.2745 | 0 | 0 | 0 | 8.2745 | #N/A
2007-12-13 09:01 | 12 | 13 | 9 | 347.3338 | 8313 | 33.98 | 19.4 | 1007 | 33.98 | 430.4952 | 0 | Heating | 57.3994 | #N/A | #N/A | #N/A | #N/A | 430.4952 | #N/A | #N/A | 3.405 | #N/A | 0 | 0 | 0 | 0 | 0 | 0 | 0 | 0 | 0.1913% | 1 | 50% | 0% | 0% | 0% | 8.2745 | 0 | 0 | 0 | 8.2745 | #N/A
2007-12-13 10:01 | 12 | 13 | 10 | 347.3755 | 8314 | 35.6 | 19.94 | 1007 | 35.6 | 406.035 | 0 | Heating | 54.138 | #N/A | #N/A | #N/A | #N/A | 406.035 | #N/A | #N/A | 3.4863 | #N/A | 0 | 0 | 0 | 0 | 0 | 0 | 0 | 0 | 0.1805% | 1 | 50% | 0% | 0% | 0% | 8.2745 | 0 | 0 | 0 | 8.2745 | #N/A
2007-12-13 11:01 | 12 | 13 | 11 | 347.4171 | 8315 | 35.06 | 20.66 | 1007 | 35.06 | 391.3624 | 0 | Heating | 52.1817 | #N/A | #N/A | #N/A | #N/A | 391.3624 | #N/A | #N/A | 3.4585 | #N/A | 0 | 0 | 0 | 0 | 0 | 0 | 0 | 0 | 0.1739% | 1 | 50% | 0% | 0% | 0% | 8.2745 | 0 | 0 | 0 | 8.2745 | #N/A
2007-12-13 12:01 | 12 | 13 | 12 | 347.4588 | 8316 | 37.04 | 21.02 | 1007 | 37.04 | 353.2801 | 0 | Heating | 47.104 | #N/A | #N/A | #N/A | #N/A | 353.2801 | #N/A | #N/A | 3.5637 | #N/A | 0 | 0 | 0 | 0 | 0 | 0 | 0 | 0 | 0.157% | 1 | 50% | 0% | 0% | 0% | 8.2745 | 0 | 0 | 0 | 8.2745 | #N/A
2007-12-13 13:01 | 12 | 13 | 13 | 347.5005 | 8317 | 37.04 | 21.02 | 1006 | 37.04 | 390.0273 | 0 | Heating | 52.0036 | #N/A | #N/A | #N/A | #N/A | 390.0273 | #N/A | #N/A | 3.5637 | #N/A | 0 | 0 | 0 | 0 | 0 | 0 | 0 | 0 | 0.1733% | 1 | 50% | 0% | 0% | 0% | 8.2745 | 0 | 0 | 0 | 8.2745 | #N/A
2007-12-13 14:01 | 12 | 13 | 14 | 347.5421 | 8318 | 37.04 | 21.92 | 1006 | 37.04 | 301.7646 | 0 | Heating | 40.2353 | #N/A | #N/A | #N/A | #N/A | 301.7646 | #N/A | #N/A | 3.5637 | #N/A | 0 | 0 | 0 | 0 | 0 | 0 | 0 | 0 | 0.1341% | 1 | 50% | 0% | 0% | 0% | 8.2745 | 0 | 0 | 0 | 8.2745 | #N/A
2007-12-13 15:01 | 12 | 13 | 15 | 347.5838 | 8319 | 37.94 | 22.46 | 1006 | 37.94 | 287.871 | 0 | Heating | 38.3828 | #N/A | #N/A | #N/A | #N/A | 287.871 | #N/A | #N/A | 3.6146 | #N/A | 0 | 0 | 0 | 0 | 0 | 0 | 0 | 0 | 0.1279% | 1 | 50% | 0% | 0% | 0% | 8.2745 | 0 | 0 | 0 | 8.2745 | #N/A
2007-12-13 16:01 | 12 | 13 | 16 | 347.6255 | 8320 | 39.02 | 23 | 1006 | 39.02 | 289.9552 | 0 | Heating | 38.6607 | #N/A | #N/A | #N/A | #N/A | 289.9552 | #N/A | #N/A | 3.6785 | #N/A | 0 | 0 | 0 | 0 | 0 | 0 | 0 | 0 | 0.1289% | 1 | 50% | 0% | 0% | 0% | 8.2745 | 0 | 0 | 0 | 8.2745 | #N/A
2007-12-13 17:01 | 12 | 13 | 17 | 347.6671 | 8321 | 39.02 | 23.54 | 1006 | 39.02 | 243.8877 | 0 | Heating | 32.5184 | #N/A | #N/A | #N/A | #N/A | 243.8877 | #N/A | #N/A | 3.6785 | #N/A | 0 | 0 | 0 | 0 | 0 | 0 | 0 | 0 | 0.1084% | 1 | 50% | 0% | 0% | 0% | 8.2745 | 0 | 0 | 0 | 8.2745 | #N/A
2007-12-13 18:01 | 12 | 13 | 18 | 347.7088 | 8322 | 37.04 | 23.9 | 1006 | 37.04 | 265.8325 | 0 | Heating | 35.4443 | #N/A | #N/A | #N/A | #N/A | 265.8325 | #N/A | #N/A | 3.5637 | #N/A | 0 | 0 | 0 | 0 | 0 | 0 | 0 | 0 | 0.1181% | 1 | 50% | 0% | 0% | 0% | 8.2745 | 0 | 0 | 0 | 8.2745 | #N/A
2007-12-13 19:01 | 12 | 13 | 19 | 347.7505 | 8323 | 37.94 | 24.08 | 1006 | 37.94 | 326.408 | 0 | Heating | 43.5211 | #N/A | #N/A | #N/A | #N/A | 326.408 | #N/A | #N/A | 3.6146 | #N/A | 0 | 0 | 0 | 0 | 0 | 0 | 0 | 0 | 0.1451% | 1 | 50% | 0% | 0% | 0% | 8.2745 | 0 | 0 | 0 | 8.2745 | #N/A
2007-12-13 20:01 | 12 | 13 | 20 | 347.7921 | 8324 | 37.94 | 25.52 | 1005 | 37.94 | 335.5106 | 0 | Heating | 44.7348 | #N/A | #N/A | #N/A | #N/A | 335.5106 | #N/A | #N/A | 3.6146 | #N/A | 0 | 0 | 0 | 0 | 0 | 0 | 0 | 0 | 0.1491% | 1 | 50% | 0% | 0% | 0% | 8.2745 | 0 | 0 | 0 | 8.2745 | #N/A
2007-12-13 21:01 | 12 | 13 | 21 | 347.8338 | 8325 | 37.94 | 26.96 | 1005 | 37.94 | 364.5875 | 0 | Heating | 48.6117 | #N/A | #N/A | #N/A | #N/A | 364.5875 | #N/A | #N/A | 3.6146 | #N/A | 0 | 0 | 0 | 0 | 0 | 0 | 0 | 0 | 0.162% | 1 | 50% | 0% | 0% | 0% | 8.2745 | 0 | 0 | 0 | 8.2745 | #N/A
2007-12-13 22:01 | 12 | 13 | 22 | 347.8755 | 8326 | 37.04 | 28.04 | 1005 | 37.04 | 368.3417 | 0 | Heating | 49.1122 | #N/A | #N/A | #N/A | #N/A | 368.3417 | #N/A | #N/A | 3.5637 | #N/A | 0 | 0 | 0 | 0 | 0 | 0 | 0 | 0 | 0.1637% | 1 | 50% | 0% | 0% | 0% | 8.2745 | 0 | 0 | 0 | 8.2745 | #N/A
2007-12-13 23:01 | 12 | 13 | 23 | 347.9171 | 8327 | 37.04 | 29.48 | 1004 | 37.04 | 10.9721 | 0 | Heating | 1.4629 | #N/A | #N/A | #N/A | #N/A | 10.9721 | #N/A | #N/A | 3.5637 | #N/A | 0 | 0 | 0 | 0 | 0 | 0 | 0 | 0 | 0.004876% | 1 | 50% | 0% | 0% | 0% | 8.2745 | 0 | 0 | 0 | 8.2745 | #N/A
2007-12-14 00:01 | 12 | 14 | 0 | 347.9588 | 8328 | 35.96 | 30.92 | 1003 | 35.96 | 28.8796 | 0 | Heating | 3.8506 | #N/A | #N/A | #N/A | #N/A | 28.8796 | #N/A | #N/A | 3.5052 | #N/A | 0 | 0 | 0 | 0 | 0 | 0 | 0 | 0 | 0.01284% | 1 | 50% | 0% | 0% | 0% | 8.2745 | 0 | 0 | 0 | 8.2745 | #N/A
2007-12-14 01:01 | 12 | 14 | 1 | 348.0005 | 8329 | 35.96 | 32 | 1002 | 35.96 | 50.4527 | 0 | Heating | 6.727 | #N/A | #N/A | #N/A | #N/A | 50.4527 | #N/A | #N/A | 3.5052 | #N/A | 0 | 0 | 0 | 0 | 0 | 0 | 0 | 0 | 0.02242% | 1 | 50% | 0% | 0% | 0% | 8.2745 | 0 | 0 | 0 | 8.2745 | #N/A
2007-12-14 02:01 | 12 | 14 | 2 | 348.0421 | 8330 | 35.96 | 32.54 | 1002 | 35.96 | 55.1926 | 0 | Heating | 7.359 | #N/A | #N/A | #N/A | #N/A | 55.1926 | #N/A | #N/A | 3.5052 | #N/A | 0 | 0 | 0 | 0 | 0 | 0 | 0 | 0 | 0.02453% | 1 | 50% | 0% | 0% | 0% | 8.2745 | 0 | 0 | 0 | 8.2745 | #N/A
2007-12-14 03:01 | 12 | 14 | 3 | 348.0838 | 8331 | 35.06 | 32.9 | 1002 | 35.06 | 60.0689 | 0 | Heating | 8.0092 | #N/A | #N/A | #N/A | #N/A | 60.0689 | #N/A | #N/A | 3.4585 | #N/A | 0 | 0 | 0 | 0 | 0 | 0 | 0 | 0 | 0.0267% | 1 | 50% | 0% | 0% | 0% | 8.2745 | 0 | 0 | 0 | 8.2745 | #N/A
2007-12-14 04:01 | 12 | 14 | 4 | 348.1255 | 8332 | 33.98 | 33.08 | 1002 | 33.98 | 62.2256 | 0 | Heating | 8.2968 | #N/A | #N/A | #N/A | #N/A | 62.2256 | #N/A | #N/A | 3.405 | #N/A | 0 | 0 | 0 | 0 | 0 | 0 | 0 | 0 | 0.02766% | 1 | 50% | 0% | 0% | 0% | 8.2745 | 0 | 0 | 0 | 8.2745 | #N/A
2007-12-14 05:01 | 12 | 14 | 5 | 348.1671 | 8333 | 33.98 | 32.9 | 1001 | 33.98 | 65.7585 | 0 | Heating | 8.7678 | #N/A | #N/A | #N/A | #N/A | 65.7585 | #N/A | #N/A | 3.405 | #N/A | 0 | 0 | 0 | 0 | 0 | 0 | 0 | 0 | 0.02923% | 1 | 50% | 0% | 0% | 0% | 8.2745 | 0 | 0 | 0 | 8.2745 | #N/A
2007-12-14 06:01 | 12 | 14 | 6 | 348.2088 | 8334 | 32 | 32.54 | 1000 | 32 | 55.6128 | 0 | Heating | 7.415 | #N/A | #N/A | #N/A | #N/A | 55.6128 | #N/A | #N/A | 3.3135 | #N/A | 0 | 0 | 0 | 0 | 0 | 0 | 0 | 0 | 0.02472% | 1 | 50% | 0% | 0% | 0% | 8.2745 | 0 | 0 | 0 | 8.2745 | #N/A
2007-12-14 07:01 | 12 | 14 | 7 | 348.2505 | 8335 | 32 | 32 | 1000 | 32 | 588.6938 | 0 | Heating | 78.4925 | #N/A | #N/A | #N/A | #N/A | 588.6938 | #N/A | #N/A | 3.3135 | #N/A | 0 | 0 | 0 | 0 | 0 | 0 | 0 | 0 | 0.2616% | 1 | 50% | 0% | 0% | 0% | 8.2745 | 0 | 0 | 0 | 8.2745 | #N/A
2007-12-14 08:01 | 12 | 14 | 8 | 348.2921 | 8336 | 32 | 32.18 | 1000 | 32 | 384.0426 | 0 | Heating | 51.2057 | #N/A | #N/A | #N/A | #N/A | 384.0426 | #N/A | #N/A | 3.3135 | #N/A | 0 | 0 | 0 | 0 | 0 | 0 | 0 | 0 | 0.1707% | 1 | 50% | 0% | 0% | 0% | 8.2745 | 0 | 0 | 0 | 8.2745 | #N/A
2007-12-14 09:01 | 12 | 14 | 9 | 348.3338 | 8337 | 33.98 | 32.72 | 999 | 33.98 | 281.5594 | 0 | Heating | 37.5413 | #N/A | #N/A | #N/A | #N/A | 281.5594 | #N/A | #N/A | 3.405 | #N/A | 0 | 0 | 0 | 0 | 0 | 0 | 0 | 0 | 0.1251% | 1 | 50% | 0% | 0% | 0% | 8.2745 | 0 | 0 | 0 | 8.2745 | #N/A
2007-12-14 10:01 | 12 | 14 | 10 | 348.3755 | 8338 | 35.96 | 33.08 | 999 | 35.96 | 277.6479 | 0 | Heating | 37.0197 | #N/A | #N/A | #N/A | #N/A | 277.6479 | #N/A | #N/A | 3.5052 | #N/A | 0 | 0 | 0 | 0 | 0 | 0 | 0 | 0 | 0.1234% | 1 | 50% | 0% | 0% | 0% | 8.2745 | 0 | 0 | 0 | 8.2745 | #N/A
2007-12-14 11:01 | 12 | 14 | 11 | 348.4171 | 8339 | 35.96 | 33.8 | 998 | 35.96 | 275.8501 | 0 | Heating | 36.78 | #N/A | #N/A | #N/A | #N/A | 275.8501 | #N/A | #N/A | 3.5052 | #N/A | 0 | 0 | 0 | 0 | 0 | 0 | 0 | 0 | 0.1226% | 1 | 50% | 0% | 0% | 0% | 8.2745 | 0 | 0 | 0 | 8.2745 | #N/A
2007-12-14 12:01 | 12 | 14 | 12 | 348.4588 | 8340 | 37.94 | 33.98 | 996 | 37.94 | 256.7981 | 0 | Heating | 34.2398 | #N/A | #N/A | #N/A | #N/A | 256.7981 | #N/A | #N/A | 3.6146 | #N/A | 0 | 0 | 0 | 0 | 0 | 0 | 0 | 0 | 0.1141% | 1 | 50% | 0% | 0% | 0% | 8.2745 | 0 | 0 | 0 | 8.2745 | #N/A
2007-12-14 13:01 | 12 | 14 | 13 | 348.5005 | 8341 | 37.94 | 33.98 | 995 | 37.94 | 251.9823 | 0 | Heating | 33.5976 | #N/A | #N/A | #N/A | #N/A | 251.9823 | #N/A | #N/A | 3.6146 | #N/A | 0 | 0 | 0 | 0 | 0 | 0 | 0 | 0 | 0.112% | 1 | 50% | 0% | 0% | 0% | 8.2745 | 0 | 0 | 0 | 8.2745 | #N/A
2007-12-14 14:01 | 12 | 14 | 14 | 348.5421 | 8342 | 37.94 | 34.16 | 994 | 37.94 | 228.3701 | 0 | Heating | 30.4493 | #N/A | #N/A | #N/A | #N/A | 228.3701 | #N/A | #N/A | 3.6146 | #N/A | 0 | 0 | 0 | 0 | 0 | 0 | 0 | 0 | 0.1015% | 1 | 50% | 0% | 0% | 0% | 8.2745 | 0 | 0 | 0 | 8.2745 | #N/A
2007-12-14 15:01 | 12 | 14 | 15 | 348.5838 | 8343 | 37.94 | 34.16 | 994 | 37.94 | 295.4314 | 0 | Heating | 39.3909 | #N/A | #N/A | #N/A | #N/A | 295.4314 | #N/A | #N/A | 3.6146 | #N/A | 0 | 0 | 0 | 0 | 0 | 0 | 0 | 0 | 0.1313% | 1 | 50% | 0% | 0% | 0% | 8.2745 | 0 | 0 | 0 | 8.2745 | #N/A
2007-12-14 16:01 | 12 | 14 | 16 | 348.6255 | 8344 | 37.04 | 33.98 | 993 | 37.04 | 309.2242 | 0 | Heating | 41.2299 | #N/A | #N/A | #N/A | #N/A | 309.2242 | #N/A | #N/A | 3.5637 | #N/A | 0 | 0 | 0 | 0 | 0 | 0 | 0 | 0 | 0.1374% | 1 | 50% | 0% | 0% | 0% | 8.2745 | 0 | 0 | 0 | 8.2745 | #N/A
2007-12-14 17:01 | 12 | 14 | 17 | 348.6671 | 8345 | 35.96 | 34.16 | 993 | 35.96 | 274.1587 | 0 | Heating | 36.5545 | #N/A | #N/A | #N/A | #N/A | 274.1587 | #N/A | #N/A | 3.5052 | #N/A | 0 | 0 | 0 | 0 | 0 | 0 | 0 | 0 | 0.1218% | 1 | 50% | 0% | 0% | 0% | 8.2745 | 0 | 0 | 0 | 8.2745 | #N/A
2007-12-14 18:01 | 12 | 14 | 18 | 348.7088 | 8346 | 37.04 | 34.16 | 992 | 37.04 | 280.687 | 0 | Heating | 37.4249 | #N/A | #N/A | #N/A | #N/A | 280.687 | #N/A | #N/A | 3.5637 | #N/A | 0 | 0 | 0 | 0 | 0 | 0 | 0 | 0 | 0.1247% | 1 | 50% | 0% | 0% | 0% | 8.2745 | 0 | 0 | 0 | 8.2745 | #N/A
2007-12-14 19:01 | 12 | 14 | 19 | 348.7505 | 8347 | 35.96 | 33.98 | 992 | 35.96 | 0.49388 | 0 | Heating | 0.06585 | #N/A | #N/A | #N/A | #N/A | 0.49388 | #N/A | #N/A | 3.5052 | #N/A | 0 | 0 | 0 | 0 | 0 | 0 | 0 | 0 | 0.0002195% | 1 | 50% | 0% | 0% | 0% | 8.2745 | 0 | 0 | 0 | 8.2745 | #N/A
2007-12-14 20:01 | 12 | 14 | 20 | 348.7921 | 8348 | 35.96 | 34.16 | 992 | 35.96 | 8.2233 | 0 | Heating | 1.0964 | #N/A | #N/A | #N/A | #N/A | 8.2233 | #N/A | #N/A | 3.5052 | #N/A | 0 | 0 | 0 | 0 | 0 | 0 | 0 | 0 | 0.003655% | 1 | 50% | 0% | 0% | 0% | 8.2745 | 0 | 0 | 0 | 8.2745 | #N/A
2007-12-14 21:01 | 12 | 14 | 21 | 348.8338 | 8349 | 35.96 | 34.16 | 991 | 35.96 | 9.8103 | 0 | Heating | 1.308 | #N/A | #N/A | #N/A | #N/A | 9.8103 | #N/A | #N/A | 3.5052 | #N/A | 0 | 0 | 0 | 0 | 0 | 0 | 0 | 0 | 0.00436% | 1 | 50% | 0% | 0% | 0% | 8.2745 | 0 | 0 | 0 | 8.2745 | #N/A
2007-12-14 22:01 | 12 | 14 | 22 | 348.8755 | 8350 | 35.06 | 33.98 | 991 | 35.06 | 12.7404 | 0 | Heating | 1.6987 | #N/A | #N/A | #N/A | #N/A | 12.7404 | #N/A | #N/A | 3.4585 | #N/A | 0 | 0 | 0 | 0 | 0 | 0 | 0 | 0 | 0.005662% | 1 | 50% | 0% | 0% | 0% | 8.2745 | 0 | 0 | 0 | 8.2745 | #N/A
2007-12-14 23:01 | 12 | 14 | 23 | 348.9171 | 8351 | 33.08 | 34.16 | 991 | 33.08 | 18.6229 | 0 | Heating | 2.4831 | #N/A | #N/A | #N/A | #N/A | 18.6229 | #N/A | #N/A | 3.3624 | #N/A | 0 | 0 | 0 | 0 | 0 | 0 | 0 | 0 | 0.008277% | 1 | 50% | 0% | 0% | 0% | 8.2745 | 0 | 0 | 0 | 8.2745 | #N/A
2007-12-15 00:01 | 12 | 15 | 0 | 348.9588 | 8352 | 32 | 34.16 | 991 | 32 | 52.4455 | 0 | Heating | 6.9927 | #N/A | #N/A | #N/A | #N/A | 52.4455 | #N/A | #N/A | 3.3135 | #N/A | 0 | 0 | 0 | 0 | 0 | 0 | 0 | 0 | 0.02331% | 1 | 50% | 0% | 0% | 0% | 8.2745 | 0 | 0 | 0 | 8.2745 | #N/A
2007-12-15 01:01 | 12 | 15 | 1 | 349.0005 | 8353 | 30.92 | 33.98 | 992 | 30.92 | 74.0771 | 0 | Heating | 9.8769 | #N/A | #N/A | #N/A | #N/A | 74.0771 | #N/A | #N/A | 3.2671 | #N/A | 0 | 0 | 0 | 0 | 0 | 0 | 0 | 0 | 0.03292% | 1 | 50% | 0% | 0% | 0% | 8.2745 | 0 | 0 | 0 | 8.2745 | #N/A
2007-12-15 02:01 | 12 | 15 | 2 | 349.0422 | 8354 | 30.92 | 33.44 | 992 | 30.92 | 96.5068 | 0 | Heating | 12.8676 | #N/A | #N/A | #N/A | #N/A | 96.5068 | #N/A | #N/A | 3.2671 | #N/A | 0 | 0 | 0 | 0 | 0 | 0 | 0 | 0 | 0.04289% | 1 | 50% | 0% | 0% | 0% | 8.2745 | 0 | 0 | 0 | 8.2745 | #N/A
2007-12-15 03:01 | 12 | 15 | 3 | 349.0838 | 8355 | 32 | 32.72 | 993 | 32 | 118.5011 | 0 | Heating | 15.8001 | #N/A | #N/A | #N/A | #N/A | 118.5011 | #N/A | #N/A | 3.3135 | #N/A | 0 | 0 | 0 | 0 | 0 | 0 | 0 | 0 | 0.05267% | 1 | 50% | 0% | 0% | 0% | 8.2745 | 0 | 0 | 0 | 8.2745 | #N/A
2007-12-15 04:01 | 12 | 15 | 4 | 349.1255 | 8356 | 32 | 32 | 994 | 32 | 139.5521 | 0 | Heating | 18.6069 | #N/A | #N/A | #N/A | #N/A | 139.5521 | #N/A | #N/A | 3.3135 | #N/A | 0 | 0 | 0 | 0 | 0 | 0 | 0 | 0 | 0.06202% | 1 | 50% | 0% | 0% | 0% | 8.2745 | 0 | 0 | 0 | 8.2745 | #N/A
2007-12-15 05:01 | 12 | 15 | 5 | 349.1672 | 8357 | 32 | 31.82 | 995 | 32 | 152.1963 | 0 | Heating | 20.2928 | #N/A | #N/A | #N/A | #N/A | 152.1963 | #N/A | #N/A | 3.3135 | #N/A | 0 | 0 | 0 | 0 | 0 | 0 | 0 | 0 | 0.06764% | 1 | 50% | 0% | 0% | 0% | 8.2745 | 0 | 0 | 0 | 8.2745 | #N/A
2007-12-15 06:01 | 12 | 15 | 6 | 349.2088 | 8358 | 30.02 | 31.46 | 996 | 30.02 | 142.296 | 0 | Heating | 18.9728 | #N/A | #N/A | #N/A | #N/A | 142.296 | #N/A | #N/A | 3.2302 | #N/A | 0 | 0 | 0 | 0 | 0 | 0 | 0 | 0 | 0.06324% | 1 | 50% | 0% | 0% | 0% | 8.2745 | 0 | 0 | 0 | 8.2745 | #N/A
2007-12-15 07:01 | 12 | 15 | 7 | 349.2505 | 8359 | 32 | 30.92 | 997 | 32 | 113.02 | 0 | Heating | 15.0693 | #N/A | #N/A | #N/A | #N/A | 113.02 | #N/A | #N/A | 3.3135 | #N/A | 0 | 0 | 0 | 0 | 0 | 0 | 0 | 0 | 0.05023% | 1 | 50% | 0% | 0% | 0% | 8.2745 | 0 | 0 | 0 | 8.2745 | #N/A
2007-12-15 08:01 | 12 | 15 | 8 | 349.2922 | 8360 | 30.92 | 30.74 | 998 | 30.92 | 98.8875 | 0 | Heating | 13.185 | #N/A | #N/A | #N/A | #N/A | 98.8875 | #N/A | #N/A | 3.2671 | #N/A | 0 | 0 | 0 | 0 | 0 | 0 | 0 | 0 | 0.04395% | 1 | 50% | 0% | 0% | 0% | 8.2745 | 0 | 0 | 0 | 8.2745 | #N/A
2007-12-15 09:01 | 12 | 15 | 9 | 349.3338 | 8361 | 30.02 | 30.92 | 999 | 30.02 | 92.7447 | 0 | Heating | 12.366 | #N/A | #N/A | #N/A | #N/A | 92.7447 | #N/A | #N/A | 3.2302 | #N/A | 0 | 0 | 0 | 0 | 0 | 0 | 0 | 0 | 0.04122% | 1 | 50% | 0% | 0% | 0% | 8.2745 | 0 | 0 | 0 | 8.2745 | #N/A
2007-12-15 10:01 | 12 | 15 | 10 | 349.3755 | 8362 | 28.94 | 30.92 | 1000 | 28.94 | 112.3166 | 0 | Heating | 14.9755 | #N/A | #N/A | #N/A | #N/A | 112.3166 | #N/A | #N/A | 3.188 | #N/A | 0 | 0 | 0 | 0 | 0 | 0 | 0 | 0 | 0.04992% | 1 | 50% | 0% | 0% | 0% | 8.2745 | 0 | 0 | 0 | 8.2745 | #N/A
2007-12-15 11:01 | 12 | 15 | 11 | 349.4172 | 8363 | 28.94 | 31.28 | 1000 | 28.94 | 125.8753 | 0 | Heating | 16.7834 | #N/A | #N/A | #N/A | #N/A | 125.8753 | #N/A | #N/A | 3.188 | #N/A | 0 | 0 | 0 | 0 | 0 | 0 | 0 | 0 | 0.05594% | 1 | 50% | 0% | 0% | 0% | 8.2745 | 0 | 0 | 0 | 8.2745 | #N/A
2007-12-15 12:01 | 12 | 15 | 12 | 349.4588 | 8364 | 28.94 | 31.28 | 1000 | 28.94 | 110.7873 | 0 | Heating | 14.7716 | #N/A | #N/A | #N/A | #N/A | 110.7873 | #N/A | #N/A | 3.188 | #N/A | 0 | 0 | 0 | 0 | 0 | 0 | 0 | 0 | 0.04924% | 1 | 50% | 0% | 0% | 0% | 8.2745 | 0 | 0 | 0 | 8.2745 | #N/A
2007-12-15 13:01 | 12 | 15 | 13 | 349.5005 | 8365 | 28.94 | 30.92 | 1000 | 28.94 | 108.3327 | 0 | Heating | 14.4444 | #N/A | #N/A | #N/A | #N/A | 108.3327 | #N/A | #N/A | 3.188 | #N/A | 0 | 0 | 0 | 0 | 0 | 0 | 0 | 0 | 0.04815% | 1 | 50% | 0% | 0% | 0% | 8.2745 | 0 | 0 | 0 | 8.2745 | #N/A
2007-12-15 14:01 | 12 | 15 | 14 | 349.5422 | 8366 | 28.94 | 31.1 | 1000 | 28.94 | 104.9538 | 0 | Heating | 13.9938 | #N/A | #N/A | #N/A | #N/A | 104.9538 | #N/A | #N/A | 3.188 | #N/A | 0 | 0 | 0 | 0 | 0 | 0 | 0 | 0 | 0.04665% | 1 | 50% | 0% | 0% | 0% | 8.2745 | 0 | 0 | 0 | 8.2745 | #N/A
2007-12-15 15:01 | 12 | 15 | 15 | 349.5838 | 8367 | 28.94 | 31.1 | 1001 | 28.94 | 110.5405 | 0 | Heating | 14.7387 | #N/A | #N/A | #N/A | #N/A | 110.5405 | #N/A | #N/A | 3.188 | #N/A | 0 | 0 | 0 | 0 | 0 | 0 | 0 | 0 | 0.04913% | 1 | 50% | 0% | 0% | 0% | 8.2745 | 0 | 0 | 0 | 8.2745 | #N/A
2007-12-15 16:01 | 12 | 15 | 16 | 349.6255 | 8368 | 26.06 | 30.92 | 1001 | 26.06 | 121.9668 | 0 | Heating | 16.2622 | #N/A | #N/A | #N/A | #N/A | 121.9668 | #N/A | #N/A | 3.0859 | #N/A | 0 | 0 | 0 | 0 | 0 | 0 | 0 | 0 | 0.05421% | 1 | 50% | 0% | 0% | 0% | 8.2745 | 0 | 0 | 0 | 8.2745 | #N/A
2007-12-15 17:01 | 12 | 15 | 17 | 349.6672 | 8369 | 26.06 | 31.1 | 1002 | 26.06 | 105.8333 | 0 | Heating | 14.1111 | #N/A | #N/A | #N/A | #N/A | 105.8333 | #N/A | #N/A | 3.0859 | #N/A | 0 | 0 | 0 | 0 | 0 | 0 | 0 | 0 | 0.04704% | 1 | 50% | 0% | 0% | 0% | 8.2745 | 0 | 0 | 0 | 8.2745 | #N/A
2007-12-15 18:01 | 12 | 15 | 18 | 349.7088 | 8370 | 21.92 | 31.1 | 1002 | 21.92 | 98.5623 | 0 | Heating | 13.1416 | #N/A | #N/A | #N/A | #N/A | 98.5623 | #N/A | #N/A | 2.9629 | #N/A | 0 | 0 | 0 | 0 | 0 | 0 | 0 | 0 | 0.04381% | 1 | 50% | 0% | 0% | 0% | 8.2745 | 0 | 0 | 0 | 8.2745 | #N/A
2007-12-15 19:01 | 12 | 15 | 19 | 349.7505 | 8371 | 21.02 | 30.92 | 1002 | 21.02 | 104.2931 | 0 | Heating | 13.9058 | #N/A | #N/A | #N/A | #N/A | 104.2931 | #N/A | #N/A | 2.9394 | #N/A | 0 | 0 | 0 | 0 | 0 | 0 | 0 | 0 | 0.04635% | 1 | 50% | 0% | 0% | 0% | 8.2745 | 0 | 0 | 0 | 8.2745 | #N/A
2007-12-15 20:01 | 12 | 15 | 20 | 349.7922 | 8372 | 21.02 | 31.1 | 1003 | 21.02 | 128.4283 | 0 | Heating | 17.1238 | #N/A | #N/A | #N/A | #N/A | 128.4283 | #N/A | #N/A | 2.9394 | #N/A | 0 | 0 | 0 | 0 | 0 | 0 | 0 | 0 | 0.05708% | 1 | 50% | 0% | 0% | 0% | 8.2745 | 0 | 0 | 0 | 8.2745 | #N/A
2007-12-15 21:01 | 12 | 15 | 21 | 349.8338 | 8373 | 24.08 | 31.1 | 1003 | 24.08 | 135.6199 | 0 | Heating | 18.0827 | #N/A | #N/A | #N/A | #N/A | 135.6199 | #N/A | #N/A | 3.0238 | #N/A | 0 | 0 | 0 | 0 | 0 | 0 | 0 | 0 | 0.06028% | 1 | 50% | 0% | 0% | 0% | 8.2745 | 0 | 0 | 0 | 8.2745 | #N/A
2007-12-15 22:01 | 12 | 15 | 22 | 349.8755 | 8374 | 24.08 | 30.92 | 1004 | 24.08 | 159.7894 | 0 | Heating | 21.3052 | #N/A | #N/A | #N/A | #N/A | 159.7894 | #N/A | #N/A | 3.0238 | #N/A | 0 | 0 | 0 | 0 | 0 | 0 | 0 | 0 | 0.07102% | 1 | 50% | 0% | 0% | 0% | 8.2745 | 0 | 0 | 0 | 8.2745 | #N/A
2007-12-15 23:01 | 12 | 15 | 23 | 349.9172 | 8375 | 24.08 | 31.1 | 1004 | 24.08 | 182.4811 | 0 | Heating | 24.3308 | #N/A | #N/A | #N/A | #N/A | 182.4811 | #N/A | #N/A | 3.0238 | #N/A | 0 | 0 | 0 | 0 | 0 | 0 | 0 | 0 | 0.0811% | 1 | 50% | 0% | 0% | 0% | 8.2745 | 0 | 0 | 0 | 8.2745 | #N/A
2007-12-16 00:01 | 12 | 16 | 0 | 349.9588 | 8376 | 24.08 | 31.1 | 1004 | 24.08 | 203.8584 | 0 | Heating | 27.1811 | #N/A | #N/A | #N/A | #N/A | 203.8584 | #N/A | #N/A | 3.0238 | #N/A | 0 | 0 | 0 | 0 | 0 | 0 | 0 | 0 | 0.0906% | 1 | 50% | 0% | 0% | 0% | 8.2745 | 0 | 0 | 0 | 8.2745 | #N/A
2007-12-16 01:01 | 12 | 16 | 1 | 350.0005 | 8377 | 26.06 | 30.92 | 1004 | 26.06 | 195.6501 | 0 | Heating | 26.0867 | #N/A | #N/A | #N/A | #N/A | 195.6501 | #N/A | #N/A | 3.0859 | #N/A | 0 | 0 | 0 | 0 | 0 | 0 | 0 | 0 | 0.08696% | 1 | 50% | 0% | 0% | 0% | 8.2745 | 0 | 0 | 0 | 8.2745 | #N/A
2007-12-16 02:01 | 12 | 16 | 2 | 350.0422 | 8378 | 26.06 | 31.1 | 1004 | 26.06 | 204.6673 | 0 | Heating | 27.289 | #N/A | #N/A | #N/A | #N/A | 204.6673 | #N/A | #N/A | 3.0859 | #N/A | 0 | 0 | 0 | 0 | 0 | 0 | 0 | 0 | 0.09096% | 1 | 50% | 0% | 0% | 0% | 8.2745 | 0 | 0 | 0 | 8.2745 | #N/A
2007-12-16 03:01 | 12 | 16 | 3 | 350.0838 | 8379 | 24.98 | 31.1 | 1005 | 24.98 | 215.716 | 0 | Heating | 28.7621 | #N/A | #N/A | #N/A | #N/A | 215.716 | #N/A | #N/A | 3.0513 | #N/A | 0 | 0 | 0 | 0 | 0 | 0 | 0 | 0 | 0.09587% | 1 | 50% | 0% | 0% | 0% | 8.2745 | 0 | 0 | 0 | 8.2745 | #N/A
2007-12-16 04:01 | 12 | 16 | 4 | 350.1255 | 8380 | 24.08 | 30.92 | 1005 | 24.08 | 226.8004 | 0 | Heating | 30.2401 | #N/A | #N/A | #N/A | #N/A | 226.8004 | #N/A | #N/A | 3.0238 | #N/A | 0 | 0 | 0 | 0 | 0 | 0 | 0 | 0 | 0.1008% | 1 | 50% | 0% | 0% | 0% | 8.2745 | 0 | 0 | 0 | 8.2745 | #N/A
2007-12-16 05:01 | 12 | 16 | 5 | 350.1672 | 8381 | 24.08 | 30.74 | 1005 | 24.08 | 235.0147 | 0 | Heating | 31.3353 | #N/A | #N/A | #N/A | #N/A | 235.0147 | #N/A | #N/A | 3.0238 | #N/A | 0 | 0 | 0 | 0 | 0 | 0 | 0 | 0 | 0.1045% | 1 | 50% | 0% | 0% | 0% | 8.2745 | 0 | 0 | 0 | 8.2745 | #N/A
2007-12-16 06:01 | 12 | 16 | 6 | 350.2088 | 8382 | 19.94 | 30.38 | 1006 | 19.94 | 223.286 | 0 | Heating | 29.7715 | #N/A | #N/A | #N/A | #N/A | 223.286 | #N/A | #N/A | 2.9127 | #N/A | 0 | 0 | 0 | 0 | 0 | 0 | 0 | 0 | 0.09924% | 1 | 50% | 0% | 0% | 0% | 8.2745 | 0 | 0 | 0 | 8.2745 | #N/A
2007-12-16 07:01 | 12 | 16 | 7 | 350.2505 | 8383 | 19.04 | 30.02 | 1006 | 19.04 | 867.2826 | 0 | Heating | 115.6377 | #N/A | #N/A | #N/A | #N/A | 867.2826 | #N/A | #N/A | 2.8915 | #N/A | 0 | 0 | 0 | 0 | 0 | 0 | 0 | 0 | 0.3855% | 1 | 50% | 0% | 0% | 0% | 8.2745 | 0 | 0 | 0 | 8.2745 | #N/A
2007-12-16 08:01 | 12 | 16 | 8 | 350.2922 | 8384 | 19.04 | 30.2 | 1006 | 19.04 | 566.1586 | 0 | Heating | 75.4878 | #N/A | #N/A | #N/A | #N/A | 566.1586 | #N/A | #N/A | 2.8915 | #N/A | 0 | 0 | 0 | 0 | 0 | 0 | 0 | 0 | 0.2516% | 1 | 50% | 0% | 0% | 0% | 8.2745 | 0 | 0 | 0 | 8.2745 | #N/A
2007-12-16 09:01 | 12 | 16 | 9 | 350.3338 | 8385 | 19.04 | 30.74 | 1007 | 19.04 | 302.6096 | 0 | Heating | 40.3479 | #N/A | #N/A | #N/A | #N/A | 302.6096 | #N/A | #N/A | 2.8915 | #N/A | 0 | 0 | 0 | 0 | 0 | 0 | 0 | 0 | 0.1345% | 1 | 50% | 0% | 0% | 0% | 8.2745 | 0 | 0 | 0 | 8.2745 | #N/A
2007-12-16 10:01 | 12 | 16 | 10 | 350.3755 | 8386 | 17.96 | 30.92 | 1007 | 17.96 | 223.1583 | 0 | Heating | 29.7544 | #N/A | #N/A | #N/A | #N/A | 223.1583 | #N/A | #N/A | 2.8673 | #N/A | 0 | 0 | 0 | 0 | 0 | 0 | 0 | 0 | 0.09918% | 1 | 50% | 0% | 0% | 0% | 8.2745 | 0 | 0 | 0 | 8.2745 | #N/A
2007-12-16 11:01 | 12 | 16 | 11 | 350.4172 | 8387 | 17.96 | 30.38 | 1007 | 17.96 | 197.8537 | 0 | Heating | 26.3805 | #N/A | #N/A | #N/A | #N/A | 197.8537 | #N/A | #N/A | 2.8673 | #N/A | 0 | 0 | 0 | 0 | 0 | 0 | 0 | 0 | 0.08793% | 1 | 50% | 0% | 0% | 0% | 8.2745 | 0 | 0 | 0 | 8.2745 | #N/A
2007-12-16 12:01 | 12 | 16 | 12 | 350.4588 | 8388 | 17.96 | 29.3 | 1006 | 17.96 | 161.5704 | 0 | Heating | 21.5427 | #N/A | #N/A | #N/A | #N/A | 161.5704 | #N/A | #N/A | 2.8673 | #N/A | 0 | 0 | 0 | 0 | 0 | 0 | 0 | 0 | 0.07181% | 1 | 50% | 0% | 0% | 0% | 8.2745 | 0 | 0 | 0 | 8.2745 | #N/A
2007-12-16 13:01 | 12 | 16 | 13 | 350.5005 | 8389 | 19.04 | 28.04 | 1006 | 19.04 | 167.2162 | 0 | Heating | 22.2955 | #N/A | #N/A | #N/A | #N/A | 167.2162 | #N/A | #N/A | 2.8915 | #N/A | 0 | 0 | 0 | 0 | 0 | 0 | 0 | 0 | 0.07432% | 1 | 50% | 0% | 0% | 0% | 8.2745 | 0 | 0 | 0 | 8.2745 | #N/A
2007-12-16 14:01 | 12 | 16 | 14 | 350.5422 | 8390 | 19.04 | 28.22 | 1006 | 19.04 | 94.2068 | 0 | Heating | 12.5609 | #N/A | #N/A | #N/A | #N/A | 94.2068 | #N/A | #N/A | 2.8915 | #N/A | 0 | 0 | 0 | 0 | 0 | 0 | 0 | 0 | 0.04187% | 1 | 50% | 0% | 0% | 0% | 8.2745 | 0 | 0 | 0 | 8.2745 | #N/A
2007-12-16 15:01 | 12 | 16 | 15 | 350.5838 | 8391 | 17.96 | 28.22 | 1006 | 17.96 | 78.413 | 0 | Heating | 10.4551 | #N/A | #N/A | #N/A | #N/A | 78.413 | #N/A | #N/A | 2.8673 | #N/A | 0 | 0 | 0 | 0 | 0 | 0 | 0 | 0 | 0.03485% | 1 | 50% | 0% | 0% | 0% | 8.2745 | 0 | 0 | 0 | 8.2745 | #N/A
2007-12-16 16:01 | 12 | 16 | 16 | 350.6255 | 8392 | 17.06 | 28.04 | 1006 | 17.06 | 70.6002 | 0 | Heating | 9.4134 | #N/A | #N/A | #N/A | #N/A | 70.6002 | #N/A | #N/A | 2.8481 | #N/A | 0 | 0 | 0 | 0 | 0 | 0 | 0 | 0 | 0.03138% | 1 | 50% | 0% | 0% | 0% | 8.2745 | 0 | 0 | 0 | 8.2745 | #N/A
2007-12-16 17:01 | 12 | 16 | 17 | 350.6672 | 8393 | 15.98 | 27.86 | 1006 | 15.98 | 55.923 | 0 | Heating | 7.4564 | #N/A | #N/A | #N/A | #N/A | 55.923 | #N/A | #N/A | 2.8262 | #N/A | 0 | 0 | 0 | 0 | 0 | 0 | 0 | 0 | 0.02485% | 1 | 50% | 0% | 0% | 0% | 8.2745 | 0 | 0 | 0 | 8.2745 | #N/A
2007-12-16 18:01 | 12 | 16 | 18 | 350.7088 | 8394 | 15.98 | 27.5 | 1006 | 15.98 | 86.3062 | 0 | Heating | 11.5075 | #N/A | #N/A | #N/A | #N/A | 86.3062 | #N/A | #N/A | 2.8262 | #N/A | 0 | 0 | 0 | 0 | 0 | 0 | 0 | 0 | 0.03836% | 1 | 50% | 0% | 0% | 0% | 8.2745 | 0 | 0 | 0 | 8.2745 | #N/A
2007-12-16 19:01 | 12 | 16 | 19 | 350.7505 | 8395 | 15.98 | 26.96 | 1006 | 15.98 | 153.4867 | 0 | Heating | 20.4649 | #N/A | #N/A | #N/A | #N/A | 153.4867 | #N/A | #N/A | 2.8262 | #N/A | 0 | 0 | 0 | 0 | 0 | 0 | 0 | 0 | 0.06822% | 1 | 50% | 0% | 0% | 0% | 8.2745 | 0 | 0 | 0 | 8.2745 | #N/A
2007-12-16 20:01 | 12 | 16 | 20 | 350.7922 | 8396 | 17.96 | 26.78 | 1006 | 17.96 | 190.1702 | 0 | Heating | 25.356 | #N/A | #N/A | #N/A | #N/A | 190.1702 | #N/A | #N/A | 2.8673 | #N/A | 0 | 0 | 0 | 0 | 0 | 0 | 0 | 0 | 0.08452% | 1 | 50% | 0% | 0% | 0% | 8.2745 | 0 | 0 | 0 | 8.2745 | #N/A
2007-12-16 21:01 | 12 | 16 | 21 | 350.8338 | 8397 | 17.06 | 26.6 | 1007 | 17.06 | 248.9273 | 0 | Heating | 33.1903 | #N/A | #N/A | #N/A | #N/A | 248.9273 | #N/A | #N/A | 2.8481 | #N/A | 0 | 0 | 0 | 0 | 0 | 0 | 0 | 0 | 0.1106% | 1 | 50% | 0% | 0% | 0% | 8.2745 | 0 | 0 | 0 | 8.2745 | #N/A
2007-12-16 22:01 | 12 | 16 | 22 | 350.8755 | 8398 | 12.02 | 26.06 | 1007 | 12.02 | 285.1684 | 0 | Heating | 38.0225 | #N/A | #N/A | #N/A | #N/A | 285.1684 | #N/A | #N/A | 2.7546 | #N/A | 0 | 0 | 0 | 0 | 0 | 0 | 0 | 0 | 0.1267% | 1 | 50% | 0% | 0% | 0% | 8.2745 | 0 | 0 | 0 | 8.2745 | #N/A
2007-12-16 23:01 | 12 | 16 | 23 | 350.9172 | 8399 | 12.02 | 26.24 | 1007 | 12.02 | 5.5193 | 0 | Heating | 0.73591 | #N/A | #N/A | #N/A | #N/A | 5.5193 | #N/A | #N/A | 2.7546 | #N/A | 0 | 0 | 0 | 0 | 0 | 0 | 0 | 0 | 0.002453% | 1 | 50% | 0% | 0% | 0% | 8.2745 | 0 | 0 | 0 | 8.2745 | #N/A
2007-12-17 00:01 | 12 | 17 | 0 | 350.9588 | 8400 | 6.08 | 26.24 | 1007 | 6.08 | 27.5468 | 0 | Heating | 3.6729 | #N/A | #N/A | #N/A | #N/A | 27.5468 | #N/A | #N/A | 2.6655 | #N/A | 0 | 0 | 0 | 0 | 0 | 0 | 0 | 0 | 0.01224% | 1 | 50% | 0% | 0% | 0% | 8.2745 | 0 | 0 | 0 | 8.2745 | #N/A
2007-12-17 01:01 | 12 | 17 | 1 | 351.0005 | 8401 | 3.92 | 26.06 | 1006 | 3.92 | 53.2108 | 0 | Heating | 7.0948 | #N/A | #N/A | #N/A | #N/A | 53.2108 | #N/A | #N/A | 2.6361 | #N/A | 0 | 0 | 0 | 0 | 0 | 0 | 0 | 0 | 0.02365% | 1 | 50% | 0% | 0% | 0% | 8.2745 | 0 | 0 | 0 | 8.2745 | #N/A
2007-12-17 02:01 | 12 | 17 | 2 | 351.0422 | 8402 | 3.92 | 25.52 | 1006 | 3.92 | 70.2851 | 0 | Heating | 9.3713 | #N/A | #N/A | #N/A | #N/A | 70.2851 | #N/A | #N/A | 2.6361 | #N/A | 0 | 0 | 0 | 0 | 0 | 0 | 0 | 0 | 0.03124% | 1 | 50% | 0% | 0% | 0% | 8.2745 | 0 | 0 | 0 | 8.2745 | #N/A
2007-12-17 03:01 | 12 | 17 | 3 | 351.0838 | 8403 | 1.94 | 24.8 | 1006 | 1.94 | 89.3149 | 0 | Heating | 11.9087 | #N/A | #N/A | #N/A | #N/A | 89.3149 | #N/A | #N/A | 2.6096 | #N/A | 0 | 0 | 0 | 0 | 0 | 0 | 0 | 0 | 0.0397% | 1 | 50% | 0% | 0% | 0% | 8.2745 | 0 | 0 | 0 | 8.2745 | #N/A
2007-12-17 04:01 | 12 | 17 | 4 | 351.1255 | 8404 | 1.94 | 24.08 | 1006 | 1.94 | 107.6162 | 0 | Heating | 14.3488 | #N/A | #N/A | #N/A | #N/A | 107.6162 | #N/A | #N/A | 2.6096 | #N/A | 0 | 0 | 0 | 0 | 0 | 0 | 0 | 0 | 0.04783% | 1 | 50% | 0% | 0% | 0% | 8.2745 | 0 | 0 | 0 | 8.2745 | #N/A
2007-12-17 05:01 | 12 | 17 | 5 | 351.1672 | 8405 | 1.94 | 23.54 | 1007 | 1.94 | 132.9864 | 0 | Heating | 17.7315 | #N/A | #N/A | #N/A | #N/A | 132.9864 | #N/A | #N/A | 2.6096 | #N/A | 0 | 0 | 0 | 0 | 0 | 0 | 0 | 0 | 0.05911% | 1 | 50% | 0% | 0% | 0% | 8.2745 | 0 | 0 | 0 | 8.2745 | #N/A
2007-12-17 06:01 | 12 | 17 | 6 | 351.2088 | 8406 | 1.94 | 22.82 | 1007 | 1.94 | 146.8436 | 0 | Heating | 19.5792 | #N/A | #N/A | #N/A | #N/A | 146.8436 | #N/A | #N/A | 2.6096 | #N/A | 0 | 0 | 0 | 0 | 0 | 0 | 0 | 0 | 0.06526% | 1 | 50% | 0% | 0% | 0% | 8.2745 | 0 | 0 | 0 | 8.2745 | #N/A
2007-12-17 07:01 | 12 | 17 | 7 | 351.2505 | 8407 | 1.04 | 21.92 | 1007 | 1.04 | 664.6974 | 0 | Heating | 88.6263 | #N/A | #N/A | #N/A | #N/A | 664.6974 | #N/A | #N/A | 2.5975 | #N/A | 0 | 0 | 0 | 0 | 0 | 0 | 0 | 0 | 0.2954% | 1 | 50% | 0% | 0% | 0% | 8.2745 | 0 | 0 | 0 | 8.2745 | #N/A
2007-12-17 08:01 | 12 | 17 | 8 | 351.2922 | 8408 | 1.04 | 22.46 | 1007 | 1.04 | 434.5396 | 0 | Heating | 57.9386 | #N/A | #N/A | #N/A | #N/A | 434.5396 | #N/A | #N/A | 2.5975 | #N/A | 0 | 0 | 0 | 0 | 0 | 0 | 0 | 0 | 0.1931% | 1 | 50% | 0% | 0% | 0% | 8.2745 | 0 | 0 | 0 | 8.2745 | #N/A
2007-12-17 09:01 | 12 | 17 | 9 | 351.3338 | 8409 | 3.92 | 23.36 | 1007 | 3.92 | 173.3528 | 0 | Heating | 23.1137 | #N/A | #N/A | #N/A | #N/A | 173.3528 | #N/A | #N/A | 2.6361 | #N/A | 0 | 0 | 0 | 0 | 0 | 0 | 0 | 0 | 0.07705% | 1 | 50% | 0% | 0% | 0% | 8.2745 | 0 | 0 | 0 | 8.2745 | #N/A
2007-12-17 10:01 | 12 | 17 | 10 | 351.3755 | 8410 | 6.08 | 24.08 | 1007 | 6.08 | 128.1669 | 0 | Heating | 17.0889 | #N/A | #N/A | #N/A | #N/A | 128.1669 | #N/A | #N/A | 2.6655 | #N/A | 0 | 0 | 0 | 0 | 0 | 0 | 0 | 0 | 0.05696% | 1 | 50% | 0% | 0% | 0% | 8.2745 | 0 | 0 | 0 | 8.2745 | #N/A
2007-12-17 11:01 | 12 | 17 | 11 | 351.4172 | 8411 | 6.08 | 25.16 | 1006 | 6.08 | 134.7226 | 0 | Heating | 17.963 | #N/A | #N/A | #N/A | #N/A | 134.7226 | #N/A | #N/A | 2.6655 | #N/A | 0 | 0 | 0 | 0 | 0 | 0 | 0 | 0 | 0.05988% | 1 | 50% | 0% | 0% | 0% | 8.2745 | 0 | 0 | 0 | 8.2745 | #N/A
2007-12-17 12:01 | 12 | 17 | 12 | 351.4588 | 8412 | 10.04 | 25.7 | 1006 | 10.04 | 121.8544 | 0 | Heating | 16.2473 | #N/A | #N/A | #N/A | #N/A | 121.8544 | #N/A | #N/A | 2.723 | #N/A | 0 | 0 | 0 | 0 | 0 | 0 | 0 | 0 | 0.05416% | 1 | 50% | 0% | 0% | 0% | 8.2745 | 0 | 0 | 0 | 8.2745 | #N/A
2007-12-17 13:01 | 12 | 17 | 13 | 351.5005 | 8413 | 12.02 | 26.06 | 1005 | 12.02 | 138.6279 | 0 | Heating | 18.4837 | #N/A | #N/A | #N/A | #N/A | 138.6279 | #N/A | #N/A | 2.7546 | #N/A | 0 | 0 | 0 | 0 | 0 | 0 | 0 | 0 | 0.06161% | 1 | 50% | 0% | 0% | 0% | 8.2745 | 0 | 0 | 0 | 8.2745 | #N/A
2007-12-17 14:01 | 12 | 17 | 14 | 351.5422 | 8414 | 12.02 | 25.88 | 1005 | 12.02 | 76.402 | 0 | Heating | 10.1869 | #N/A | #N/A | #N/A | #N/A | 76.402 | #N/A | #N/A | 2.7546 | #N/A | 0 | 0 | 0 | 0 | 0 | 0 | 0 | 0 | 0.03396% | 1 | 50% | 0% | 0% | 0% | 8.2745 | 0 | 0 | 0 | 8.2745 | #N/A
2007-12-17 15:01 | 12 | 17 | 15 | 351.5838 | 8415 | 15.08 | 25.52 | 1005 | 15.08 | 67.119 | 0 | Heating | 8.9492 | #N/A | #N/A | #N/A | #N/A | 67.119 | #N/A | #N/A | 2.8087 | #N/A | 0 | 0 | 0 | 0 | 0 | 0 | 0 | 0 | 0.02983% | 1 | 50% | 0% | 0% | 0% | 8.2745 | 0 | 0 | 0 | 8.2745 | #N/A
2007-12-17 16:01 | 12 | 17 | 16 | 351.6255 | 8416 | 15.08 | 24.98 | 1005 | 15.08 | 70.8118 | 0 | Heating | 9.4416 | #N/A | #N/A | #N/A | #N/A | 70.8118 | #N/A | #N/A | 2.8087 | #N/A | 0 | 0 | 0 | 0 | 0 | 0 | 0 | 0 | 0.03147% | 1 | 50% | 0% | 0% | 0% | 8.2745 | 0 | 0 | 0 | 8.2745 | #N/A
2007-12-17 17:01 | 12 | 17 | 17 | 351.6672 | 8417 | 15.08 | 24.44 | 1005 | 15.08 | 65.0447 | 0 | Heating | 8.6726 | #N/A | #N/A | #N/A | #N/A | 65.0447 | #N/A | #N/A | 2.8087 | #N/A | 0 | 0 | 0 | 0 | 0 | 0 | 0 | 0 | 0.02891% | 1 | 50% | 0% | 0% | 0% | 8.2745 | 0 | 0 | 0 | 8.2745 | #N/A
2007-12-17 18:01 | 12 | 17 | 18 | 351.7088 | 8418 | 14 | 23.72 | 1005 | 14 | 92.1308 | 0 | Heating | 12.2841 | #N/A | #N/A | #N/A | #N/A | 92.1308 | #N/A | #N/A | 2.7888 | #N/A | 0 | 0 | 0 | 0 | 0 | 0 | 0 | 0 | 0.04095% | 1 | 50% | 0% | 0% | 0% | 8.2745 | 0 | 0 | 0 | 8.2745 | #N/A
2007-12-17 19:01 | 12 | 17 | 19 | 351.7505 | 8419 | 12.92 | 23 | 1005 | 12.92 | 146.0993 | 0 | Heating | 19.4799 | #N/A | #N/A | #N/A | #N/A | 146.0993 | #N/A | #N/A | 2.7697 | #N/A | 0 | 0 | 0 | 0 | 0 | 0 | 0 | 0 | 0.06493% | 1 | 50% | 0% | 0% | 0% | 8.2745 | 0 | 0 | 0 | 8.2745 | #N/A
2007-12-17 20:01 | 12 | 17 | 20 | 351.7922 | 8420 | 12.92 | 22.82 | 1005 | 12.92 | 183.6786 | 0 | Heating | 24.4905 | #N/A | #N/A | #N/A | #N/A | 183.6786 | #N/A | #N/A | 2.7697 | #N/A | 0 | 0 | 0 | 0 | 0 | 0 | 0 | 0 | 0.08163% | 1 | 50% | 0% | 0% | 0% | 8.2745 | 0 | 0 | 0 | 8.2745 | #N/A
2007-12-17 21:01 | 12 | 17 | 21 | 351.8338 | 8421 | 17.06 | 22.46 | 1004 | 17.06 | 245.9621 | 0 | Heating | 32.7949 | #N/A | #N/A | #N/A | #N/A | 245.9621 | #N/A | #N/A | 2.8481 | #N/A | 0 | 0 | 0 | 0 | 0 | 0 | 0 | 0 | 0.1093% | 1 | 50% | 0% | 0% | 0% | 8.2745 | 0 | 0 | 0 | 8.2745 | #N/A
2007-12-17 22:01 | 12 | 17 | 22 | 351.8755 | 8422 | 19.04 | 21.92 | 1004 | 19.04 | 286.5206 | 0 | Heating | 38.2027 | #N/A | #N/A | #N/A | #N/A | 286.5206 | #N/A | #N/A | 2.8915 | #N/A | 0 | 0 | 0 | 0 | 0 | 0 | 0 | 0 | 0.1273% | 1 | 50% | 0% | 0% | 0% | 8.2745 | 0 | 0 | 0 | 8.2745 | #N/A
2007-12-17 23:01 | 12 | 17 | 23 | 351.9172 | 8423 | 19.04 | 18.5 | 1003 | 19.04 | 8.573 | 0 | Heating | 1.1431 | #N/A | #N/A | #N/A | #N/A | 8.573 | #N/A | #N/A | 2.8915 | #N/A | 0 | 0 | 0 | 0 | 0 | 0 | 0 | 0 | 0.00381% | 1 | 50% | 0% | 0% | 0% | 8.2745 | 0 | 0 | 0 | 8.2745 | #N/A
2007-12-18 00:01 | 12 | 18 | 0 | 351.9588 | 8424 | 21.02 | 14.9 | 1003 | 21.02 | 42.4188 | 0 | Heating | 5.6558 | #N/A | #N/A | #N/A | #N/A | 42.4188 | #N/A | #N/A | 2.9394 | #N/A | 0 | 0 | 0 | 0 | 0 | 0 | 0 | 0 | 0.01885% | 1 | 50% | 0% | 0% | 0% | 8.2745 | 0 | 0 | 0 | 8.2745 | #N/A
2007-12-18 01:01 | 12 | 18 | 1 | 352.0005 | 8425 | 21.92 | 10.94 | 1002 | 21.92 | 90.6468 | 0 | Heating | 12.0862 | #N/A | #N/A | #N/A | #N/A | 90.6468 | #N/A | #N/A | 2.9629 | #N/A | 0 | 0 | 0 | 0 | 0 | 0 | 0 | 0 | 0.04029% | 1 | 50% | 0% | 0% | 0% | 8.2745 | 0 | 0 | 0 | 8.2745 | #N/A
2007-12-18 02:01 | 12 | 18 | 2 | 352.0422 | 8426 | 21.02 | 12.02 | 1002 | 21.02 | 134.8189 | 0 | Heating | 17.9759 | #N/A | #N/A | #N/A | #N/A | 134.8189 | #N/A | #N/A | 2.9394 | #N/A | 0 | 0 | 0 | 0 | 0 | 0 | 0 | 0 | 0.05992% | 1 | 50% | 0% | 0% | 0% | 8.2745 | 0 | 0 | 0 | 8.2745 | #N/A
2007-12-18 03:01 | 12 | 18 | 3 | 352.0838 | 8427 | 19.94 | 13.1 | 1002 | 19.94 | 171.4127 | 0 | Heating | 22.855 | #N/A | #N/A | #N/A | #N/A | 171.4127 | #N/A | #N/A | 2.9127 | #N/A | 0 | 0 | 0 | 0 | 0 | 0 | 0 | 0 | 0.07618% | 1 | 50% | 0% | 0% | 0% | 8.2745 | 0 | 0 | 0 | 8.2745 | #N/A
2007-12-18 04:01 | 12 | 18 | 4 | 352.1255 | 8428 | 19.94 | 14 | 1002 | 19.94 | 205.5464 | 0 | Heating | 27.4062 | #N/A | #N/A | #N/A | #N/A | 205.5464 | #N/A | #N/A | 2.9127 | #N/A | 0 | 0 | 0 | 0 | 0 | 0 | 0 | 0 | 0.09135% | 1 | 50% | 0% | 0% | 0% | 8.2745 | 0 | 0 | 0 | 8.2745 | #N/A
2007-12-18 05:01 | 12 | 18 | 5 | 352.1672 | 8429 | 19.94 | 14.54 | 1001 | 19.94 | 219.8947 | 0 | Heating | 29.3193 | #N/A | #N/A | #N/A | #N/A | 219.8947 | #N/A | #N/A | 2.9127 | #N/A | 0 | 0 | 0 | 0 | 0 | 0 | 0 | 0 | 0.09773% | 1 | 50% | 0% | 0% | 0% | 8.2745 | 0 | 0 | 0 | 8.2745 | #N/A
2007-12-18 06:01 | 12 | 18 | 6 | 352.2088 | 8430 | 21.02 | 14.9 | 1001 | 21.02 | 205.194 | 0 | Heating | 27.3592 | #N/A | #N/A | #N/A | #N/A | 205.194 | #N/A | #N/A | 2.9394 | #N/A | 0 | 0 | 0 | 0 | 0 | 0 | 0 | 0 | 0.0912% | 1 | 50% | 0% | 0% | 0% | 8.2745 | 0 | 0 | 0 | 8.2745 | #N/A
2007-12-18 07:01 | 12 | 18 | 7 | 352.2505 | 8431 | 21.02 | 15.08 | 1001 | 21.02 | 674.5133 | 0 | Heating | 89.9351 | #N/A | #N/A | #N/A | #N/A | 674.5133 | #N/A | #N/A | 2.9394 | #N/A | 0 | 0 | 0 | 0 | 0 | 0 | 0 | 0 | 0.2998% | 1 | 50% | 0% | 0% | 0% | 8.2745 | 0 | 0 | 0 | 8.2745 | #N/A
2007-12-18 08:01 | 12 | 18 | 8 | 352.2922 | 8432 | 21.02 | 15.26 | 1001 | 21.02 | 450.8215 | 0 | Heating | 60.1095 | #N/A | #N/A | #N/A | #N/A | 450.8215 | #N/A | #N/A | 2.9394 | #N/A | 0 | 0 | 0 | 0 | 0 | 0 | 0 | 0 | 0.2004% | 1 | 50% | 0% | 0% | 0% | 8.2745 | 0 | 0 | 0 | 8.2745 | #N/A
2007-12-18 09:01 | 12 | 18 | 9 | 352.3338 | 8433 | 21.92 | 15.8 | 1000 | 21.92 | 240.1675 | 0 | Heating | 32.0223 | #N/A | #N/A | #N/A | #N/A | 240.1675 | #N/A | #N/A | 2.9629 | #N/A | 0 | 0 | 0 | 0 | 0 | 0 | 0 | 0 | 0.1067% | 1 | 50% | 0% | 0% | 0% | 8.2745 | 0 | 0 | 0 | 8.2745 | #N/A
2007-12-18 10:01 | 12 | 18 | 10 | 352.3755 | 8434 | 24.08 | 15.98 | 1000 | 24.08 | 208.5449 | 0 | Heating | 27.806 | #N/A | #N/A | #N/A | #N/A | 208.5449 | #N/A | #N/A | 3.0238 | #N/A | 0 | 0 | 0 | 0 | 0 | 0 | 0 | 0 | 0.09269% | 1 | 50% | 0% | 0% | 0% | 8.2745 | 0 | 0 | 0 | 8.2745 | #N/A
2007-12-18 11:01 | 12 | 18 | 11 | 352.4172 | 8435 | 24.08 | 17.06 | 1000 | 24.08 | 218.6102 | 0 | Heating | 29.148 | #N/A | #N/A | #N/A | #N/A | 218.6102 | #N/A | #N/A | 3.0238 | #N/A | 0 | 0 | 0 | 0 | 0 | 0 | 0 | 0 | 0.09716% | 1 | 50% | 0% | 0% | 0% | 8.2745 | 0 | 0 | 0 | 8.2745 | #N/A
2007-12-18 12:01 | 12 | 18 | 12 | 352.4588 | 8436 | 24.98 | 17.6 | 1000 | 24.98 | 206.9574 | 0 | Heating | 27.5943 | #N/A | #N/A | #N/A | #N/A | 206.9574 | #N/A | #N/A | 3.0513 | #N/A | 0 | 0 | 0 | 0 | 0 | 0 | 0 | 0 | 0.09198% | 1 | 50% | 0% | 0% | 0% | 8.2745 | 0 | 0 | 0 | 8.2745 | #N/A
2007-12-18 13:01 | 12 | 18 | 13 | 352.5005 | 8437 | 26.96 | 17.96 | 999 | 26.96 | 249.5409 | 0 | Heating | 33.2721 | #N/A | #N/A | #N/A | #N/A | 249.5409 | #N/A | #N/A | 3.1163 | #N/A | 0 | 0 | 0 | 0 | 0 | 0 | 0 | 0 | 0.1109% | 1 | 50% | 0% | 0% | 0% | 8.2745 | 0 | 0 | 0 | 8.2745 | #N/A
2007-12-18 14:01 | 12 | 18 | 14 | 352.5422 | 8438 | 28.04 | 19.58 | 1000 | 28.04 | 180.1763 | 0 | Heating | 24.0235 | #N/A | #N/A | #N/A | #N/A | 180.1763 | #N/A | #N/A | 3.1545 | #N/A | 0 | 0 | 0 | 0 | 0 | 0 | 0 | 0 | 0.08008% | 1 | 50% | 0% | 0% | 0% | 8.2745 | 0 | 0 | 0 | 8.2745 | #N/A
2007-12-18 15:01 | 12 | 18 | 15 | 352.5838 | 8439 | 30.02 | 20.84 | 1000 | 30.02 | 172.8283 | 0 | Heating | 23.0438 | #N/A | #N/A | #N/A | #N/A | 172.8283 | #N/A | #N/A | 3.2302 | #N/A | 0 | 0 | 0 | 0 | 0 | 0 | 0 | 0 | 0.07681% | 1 | 50% | 0% | 0% | 0% | 8.2745 | 0 | 0 | 0 | 8.2745 | #N/A
2007-12-18 16:01 | 12 | 18 | 16 | 352.6255 | 8440 | 30.02 | 21.92 | 1000 | 30.02 | 177.4824 | 0 | Heating | 23.6643 | #N/A | #N/A | #N/A | #N/A | 177.4824 | #N/A | #N/A | 3.2302 | #N/A | 0 | 0 | 0 | 0 | 0 | 0 | 0 | 0 | 0.07888% | 1 | 50% | 0% | 0% | 0% | 8.2745 | 0 | 0 | 0 | 8.2745 | #N/A
2007-12-18 17:01 | 12 | 18 | 17 | 352.6672 | 8441 | 30.02 | 22.82 | 1000 | 30.02 | 142.4674 | 0 | Heating | 18.9957 | #N/A | #N/A | #N/A | #N/A | 142.4674 | #N/A | #N/A | 3.2302 | #N/A | 0 | 0 | 0 | 0 | 0 | 0 | 0 | 0 | 0.06332% | 1 | 50% | 0% | 0% | 0% | 8.2745 | 0 | 0 | 0 | 8.2745 | #N/A
2007-12-18 18:01 | 12 | 18 | 18 | 352.7088 | 8442 | 30.02 | 23.54 | 1001 | 30.02 | 163.6003 | 0 | Heating | 21.8134 | #N/A | #N/A | #N/A | #N/A | 163.6003 | #N/A | #N/A | 3.2302 | #N/A | 0 | 0 | 0 | 0 | 0 | 0 | 0 | 0 | 0.07271% | 1 | 50% | 0% | 0% | 0% | 8.2745 | 0 | 0 | 0 | 8.2745 | #N/A
2007-12-18 19:01 | 12 | 18 | 19 | 352.7505 | 8443 | 30.2 | 24.08 | 1001 | 30.2 | 217.4915 | 0 | Heating | 28.9989 | #N/A | #N/A | #N/A | #N/A | 217.4915 | #N/A | #N/A | 3.2375 | #N/A | 0 | 0 | 0 | 0 | 0 | 0 | 0 | 0 | 0.09666% | 1 | 50% | 0% | 0% | 0% | 8.2745 | 0 | 0 | 0 | 8.2745 | #N/A
2007-12-18 20:01 | 12 | 18 | 20 | 352.7922 | 8444 | 30.92 | 24.98 | 1001 | 30.92 | 233.677 | 0 | Heating | 31.1569 | #N/A | #N/A | #N/A | #N/A | 233.677 | #N/A | #N/A | 3.2671 | #N/A | 0 | 0 | 0 | 0 | 0 | 0 | 0 | 0 | 0.1039% | 1 | 50% | 0% | 0% | 0% | 8.2745 | 0 | 0 | 0 | 8.2745 | #N/A
2007-12-18 21:01 | 12 | 18 | 21 | 352.8338 | 8445 | 30.92 | 25.7 | 1001 | 30.92 | 281.2397 | 0 | Heating | 37.4986 | #N/A | #N/A | #N/A | #N/A | 281.2397 | #N/A | #N/A | 3.2671 | #N/A | 0 | 0 | 0 | 0 | 0 | 0 | 0 | 0 | 0.125% | 1 | 50% | 0% | 0% | 0% | 8.2745 | 0 | 0 | 0 | 8.2745 | #N/A
2007-12-18 22:01 | 12 | 18 | 22 | 352.8755 | 8446 | 32 | 26.06 | 1001 | 32 | 304.562 | 0 | Heating | 40.6083 | #N/A | #N/A | #N/A | #N/A | 304.562 | #N/A | #N/A | 3.3135 | #N/A | 0 | 0 | 0 | 0 | 0 | 0 | 0 | 0 | 0.1354% | 1 | 50% | 0% | 0% | 0% | 8.2745 | 0 | 0 | 0 | 8.2745 | #N/A
2007-12-18 23:01 | 12 | 18 | 23 | 352.9172 | 8447 | 32 | 26.6 | 1002 | 32 | 7.8853 | 0 | Heating | 1.0514 | #N/A | #N/A | #N/A | #N/A | 7.8853 | #N/A | #N/A | 3.3135 | #N/A | 0 | 0 | 0 | 0 | 0 | 0 | 0 | 0 | 0.003505% | 1 | 50% | 0% | 0% | 0% | 8.2745 | 0 | 0 | 0 | 8.2745 | #N/A
2007-12-19 00:01 | 12 | 19 | 0 | 352.9588 | 8448 | 33.98 | 26.96 | 1002 | 33.98 | 17.682 | 0 | Heating | 2.3576 | #N/A | #N/A | #N/A | #N/A | 17.682 | #N/A | #N/A | 3.405 | #N/A | 0 | 0 | 0 | 0 | 0 | 0 | 0 | 0 | 0.007859% | 1 | 50% | 0% | 0% | 0% | 8.2745 | 0 | 0 | 0 | 8.2745 | #N/A
2007-12-19 01:01 | 12 | 19 | 1 | 353.0005 | 8449 | 35.06 | 26.96 | 1002 | 35.06 | 29.4417 | 0 | Heating | 3.9256 | #N/A | #N/A | #N/A | #N/A | 29.4417 | #N/A | #N/A | 3.4585 | #N/A | 0 | 0 | 0 | 0 | 0 | 0 | 0 | 0 | 0.01309% | 1 | 50% | 0% | 0% | 0% | 8.2745 | 0 | 0 | 0 | 8.2745 | #N/A
2007-12-19 02:01 | 12 | 19 | 2 | 353.0422 | 8450 | 35.06 | 27.14 | 1003 | 35.06 | 48.3433 | 0 | Heating | 6.4458 | #N/A | #N/A | #N/A | #N/A | 48.3433 | #N/A | #N/A | 3.4585 | #N/A | 0 | 0 | 0 | 0 | 0 | 0 | 0 | 0 | 0.02149% | 1 | 50% | 0% | 0% | 0% | 8.2745 | 0 | 0 | 0 | 8.2745 | #N/A
2007-12-19 03:01 | 12 | 19 | 3 | 353.0838 | 8451 | 37.04 | 27.14 | 1003 | 37.04 | 64.9339 | 0 | Heating | 8.6579 | #N/A | #N/A | #N/A | #N/A | 64.9339 | #N/A | #N/A | 3.5637 | #N/A | 0 | 0 | 0 | 0 | 0 | 0 | 0 | 0 | 0.02886% | 1 | 50% | 0% | 0% | 0% | 8.2745 | 0 | 0 | 0 | 8.2745 | #N/A
2007-12-19 04:01 | 12 | 19 | 4 | 353.1255 | 8452 | 37.94 | 26.96 | 1003 | 37.94 | 78.0159 | 0 | Heating | 10.4021 | #N/A | #N/A | #N/A | #N/A | 78.0159 | #N/A | #N/A | 3.6146 | #N/A | 0 | 0 | 0 | 0 | 0 | 0 | 0 | 0 | 0.03467% | 1 | 50% | 0% | 0% | 0% | 8.2745 | 0 | 0 | 0 | 8.2745 | #N/A
2007-12-19 05:01 | 12 | 19 | 5 | 353.1672 | 8453 | 37.94 | 27.5 | 1003 | 37.94 | 92.2321 | 0 | Heating | 12.2976 | #N/A | #N/A | #N/A | #N/A | 92.2321 | #N/A | #N/A | 3.6146 | #N/A | 0 | 0 | 0 | 0 | 0 | 0 | 0 | 0 | 0.04099% | 1 | 50% | 0% | 0% | 0% | 8.2745 | 0 | 0 | 0 | 8.2745 | #N/A
2007-12-19 06:01 | 12 | 19 | 6 | 353.2088 | 8454 | 41 | 27.86 | 1003 | 41 | 89.2804 | 0 | Heating | 11.904 | #N/A | #N/A | #N/A | #N/A | 89.2804 | #N/A | #N/A | 3.8033 | #N/A | 0 | 0 | 0 | 0 | 0 | 0 | 0 | 0 | 0.03968% | 1 | 50% | 0% | 0% | 0% | 8.2745 | 0 | 0 | 0 | 8.2745 | #N/A
2007-12-19 07:01 | 12 | 19 | 7 | 353.2505 | 8455 | 41 | 28.04 | 1003 | 41 | 583.9199 | 0 | Heating | 77.856 | #N/A | #N/A | #N/A | #N/A | 583.9199 | #N/A | #N/A | 3.8033 | #N/A | 0 | 0 | 0 | 0 | 0 | 0 | 0 | 0 | 0.2595% | 1 | 50% | 0% | 0% | 0% | 8.2745 | 0 | 0 | 0 | 8.2745 | #N/A
2007-12-19 08:01 | 12 | 19 | 8 | 353.2922 | 8456 | 41 | 28.22 | 1004 | 41 | 372.5699 | 0 | Heating | 49.676 | #N/A | #N/A | #N/A | #N/A | 372.5699 | #N/A | #N/A | 3.8033 | #N/A | 0 | 0 | 0 | 0 | 0 | 0 | 0 | 0 | 0.1656% | 1 | 50% | 0% | 0% | 0% | 8.2745 | 0 | 0 | 0 | 8.2745 | #N/A
2007-12-19 09:01 | 12 | 19 | 9 | 353.3338 | 8457 | 44.06 | 28.76 | 1004 | 44.06 | 163.9617 | 0 | Heating | 21.8616 | #N/A | #N/A | #N/A | #N/A | 163.9617 | #N/A | #N/A | 4.0174 | #N/A | 0 | 0 | 0 | 0 | 0 | 0 | 0 | 0 | 0.07287% | 1 | 50% | 0% | 0% | 0% | 8.2745 | 0 | 0 | 0 | 8.2745 | #N/A
2007-12-19 10:01 | 12 | 19 | 10 | 353.3755 | 8458 | 44.96 | 28.94 | 1004 | 44.96 | 138.706 | 0 | Heating | 18.4941 | #N/A | #N/A | #N/A | #N/A | 138.706 | #N/A | #N/A | 4.0856 | #N/A | 0 | 0 | 0 | 0 | 0 | 0 | 0 | 0 | 0.06165% | 1 | 50% | 0% | 0% | 0% | 8.2745 | 0 | 0 | 0 | 8.2745 | #N/A
2007-12-19 11:01 | 12 | 19 | 11 | 353.4172 | 8459 | 44.96 | 28.58 | 1003 | 44.96 | 141.8725 | 0 | Heating | 18.9163 | #N/A | #N/A | #N/A | #N/A | 141.8725 | #N/A | #N/A | 4.0856 | #N/A | 0 | 0 | 0 | 0 | 0 | 0 | 0 | 0 | 0.06305% | 1 | 50% | 0% | 0% | 0% | 8.2745 | 0 | 0 | 0 | 8.2745 | #N/A
2007-12-19 12:01 | 12 | 19 | 12 | 353.4588 | 8460 | 42.98 | 28.04 | 1003 | 42.98 | 121.0608 | 0 | Heating | 16.1414 | #N/A | #N/A | #N/A | #N/A | 121.0608 | #N/A | #N/A | 3.9388 | #N/A | 0 | 0 | 0 | 0 | 0 | 0 | 0 | 0 | 0.0538% | 1 | 50% | 0% | 0% | 0% | 8.2745 | 0 | 0 | 0 | 8.2745 | #N/A
2007-12-19 13:01 | 12 | 19 | 13 | 353.5005 | 8461 | 37.4 | 26.96 | 1003 | 37.4 | 148.9614 | 0 | Heating | 19.8615 | #N/A | #N/A | #N/A | #N/A | 148.9614 | #N/A | #N/A | 3.5838 | #N/A | 0 | 0 | 0 | 0 | 0 | 0 | 0 | 0 | 0.06621% | 1 | 50% | 0% | 0% | 0% | 8.2745 | 0 | 0 | 0 | 8.2745 | #N/A
2007-12-19 14:01 | 12 | 19 | 14 | 353.5422 | 8462 | 37.04 | 27.14 | 1003 | 37.04 | 90.8476 | 0 | Heating | 12.113 | #N/A | #N/A | #N/A | #N/A | 90.8476 | #N/A | #N/A | 3.5637 | #N/A | 0 | 0 | 0 | 0 | 0 | 0 | 0 | 0 | 0.04038% | 1 | 50% | 0% | 0% | 0% | 8.2745 | 0 | 0 | 0 | 8.2745 | #N/A
2007-12-19 15:01 | 12 | 19 | 15 | 353.5838 | 8463 | 35.06 | 27.14 | 1004 | 35.06 | 87.6087 | 0 | Heating | 11.6812 | #N/A | #N/A | #N/A | #N/A | 87.6087 | #N/A | #N/A | 3.4585 | #N/A | 0 | 0 | 0 | 0 | 0 | 0 | 0 | 0 | 0.03894% | 1 | 50% | 0% | 0% | 0% | 8.2745 | 0 | 0 | 0 | 8.2745 | #N/A
2007-12-19 16:01 | 12 | 19 | 16 | 353.6255 | 8464 | 33.08 | 26.96 | 1004 | 33.08 | 89.8982 | 0 | Heating | 11.9864 | #N/A | #N/A | #N/A | #N/A | 89.8982 | #N/A | #N/A | 3.3624 | #N/A | 0 | 0 | 0 | 0 | 0 | 0 | 0 | 0 | 0.03995% | 1 | 50% | 0% | 0% | 0% | 8.2745 | 0 | 0 | 0 | 8.2745 | #N/A
2007-12-19 17:01 | 12 | 19 | 17 | 353.6672 | 8465 | 33.08 | 27.68 | 1005 | 33.08 | 65.9389 | 0 | Heating | 8.7919 | #N/A | #N/A | #N/A | #N/A | 65.9389 | #N/A | #N/A | 3.3624 | #N/A | 0 | 0 | 0 | 0 | 0 | 0 | 0 | 0 | 0.02931% | 1 | 50% | 0% | 0% | 0% | 8.2745 | 0 | 0 | 0 | 8.2745 | #N/A
2007-12-19 18:01 | 12 | 19 | 18 | 353.7088 | 8466 | 30.92 | 28.4 | 1005 | 30.92 | 91.7748 | 0 | Heating | 12.2366 | #N/A | #N/A | #N/A | #N/A | 91.7748 | #N/A | #N/A | 3.2671 | #N/A | 0 | 0 | 0 | 0 | 0 | 0 | 0 | 0 | 0.04079% | 1 | 50% | 0% | 0% | 0% | 8.2745 | 0 | 0 | 0 | 8.2745 | #N/A
2007-12-19 19:01 | 12 | 19 | 19 | 353.7505 | 8467 | 28.94 | 28.94 | 1006 | 28.94 | 148.0229 | 0 | Heating | 19.7364 | #N/A | #N/A | #N/A | #N/A | 148.0229 | #N/A | #N/A | 3.188 | #N/A | 0 | 0 | 0 | 0 | 0 | 0 | 0 | 0 | 0.06579% | 1 | 50% | 0% | 0% | 0% | 8.2745 | 0 | 0 | 0 | 8.2745 | #N/A
2007-12-19 20:01 | 12 | 19 | 20 | 353.7922 | 8468 | 28.94 | 28.76 | 1006 | 28.94 | 173.4333 | 0 | Heating | 23.1244 | #N/A | #N/A | #N/A | #N/A | 173.4333 | #N/A | #N/A | 3.188 | #N/A | 0 | 0 | 0 | 0 | 0 | 0 | 0 | 0 | 0.07708% | 1 | 50% | 0% | 0% | 0% | 8.2745 | 0 | 0 | 0 | 8.2745 | #N/A
2007-12-19 21:01 | 12 | 19 | 21 | 353.8338 | 8469 | 26.96 | 28.58 | 1006 | 26.96 | 223.7343 | 0 | Heating | 29.8312 | #N/A | #N/A | #N/A | #N/A | 223.7343 | #N/A | #N/A | 3.1163 | #N/A | 0 | 0 | 0 | 0 | 0 | 0 | 0 | 0 | 0.09944% | 1 | 50% | 0% | 0% | 0% | 8.2745 | 0 | 0 | 0 | 8.2745 | #N/A
2007-12-19 22:01 | 12 | 19 | 22 | 353.8755 | 8470 | 24.08 | 28.04 | 1006 | 24.08 | 256.2505 | 0 | Heating | 34.1667 | #N/A | #N/A | #N/A | #N/A | 256.2505 | #N/A | #N/A | 3.0238 | #N/A | 0 | 0 | 0 | 0 | 0 | 0 | 0 | 0 | 0.1139% | 1 | 50% | 0% | 0% | 0% | 8.2745 | 0 | 0 | 0 | 8.2745 | #N/A
2007-12-19 23:01 | 12 | 19 | 23 | 353.9172 | 8471 | 24.08 | 27.14 | 1006 | 24.08 | 4.0003 | 0 | Heating | 0.53337 | #N/A | #N/A | #N/A | #N/A | 4.0003 | #N/A | #N/A | 3.0238 | #N/A | 0 | 0 | 0 | 0 | 0 | 0 | 0 | 0 | 0.001778% | 1 | 50% | 0% | 0% | 0% | 8.2745 | 0 | 0 | 0 | 8.2745 | #N/A
2007-12-20 00:01 | 12 | 20 | 0 | 353.9588 | 8472 | 19.94 | 26.24 | 1006 | 19.94 | 12.8299 | 0 | Heating | 1.7107 | #N/A | #N/A | #N/A | #N/A | 12.8299 | #N/A | #N/A | 2.9127 | #N/A | 0 | 0 | 0 | 0 | 0 | 0 | 0 | 0 | 0.005702% | 1 | 50% | 0% | 0% | 0% | 8.2745 | 0 | 0 | 0 | 8.2745 | #N/A
2007-12-20 01:01 | 12 | 20 | 1 | 354.0005 | 8473 | 19.04 | 24.98 | 1005 | 19.04 | 15.8987 | 0 | Heating | 2.1198 | #N/A | #N/A | #N/A | #N/A | 15.8987 | #N/A | #N/A | 2.8915 | #N/A | 0 | 0 | 0 | 0 | 0 | 0 | 0 | 0 | 0.007066% | 1 | 50% | 0% | 0% | 0% | 8.2745 | 0 | 0 | 0 | 8.2745 | #N/A
2007-12-20 02:01 | 12 | 20 | 2 | 354.0422 | 8474 | 19.04 | 24.44 | 1005 | 19.04 | 20.6584 | 0 | Heating | 2.7544 | #N/A | #N/A | #N/A | #N/A | 20.6584 | #N/A | #N/A | 2.8915 | #N/A | 0 | 0 | 0 | 0 | 0 | 0 | 0 | 0 | 0.009181% | 1 | 50% | 0% | 0% | 0% | 8.2745 | 0 | 0 | 0 | 8.2745 | #N/A
2007-12-20 03:01 | 12 | 20 | 3 | 354.0838 | 8475 | 17.06 | 23.72 | 1005 | 17.06 | 42.5518 | 0 | Heating | 5.6736 | #N/A | #N/A | #N/A | #N/A | 42.5518 | #N/A | #N/A | 2.8481 | #N/A | 0 | 0 | 0 | 0 | 0 | 0 | 0 | 0 | 0.01891% | 1 | 50% | 0% | 0% | 0% | 8.2745 | 0 | 0 | 0 | 8.2745 | #N/A
2007-12-20 04:01 | 12 | 20 | 4 | 354.1255 | 8476 | 15.98 | 23 | 1005 | 15.98 | 71.185 | 0 | Heating | 9.4913 | #N/A | #N/A | #N/A | #N/A | 71.185 | #N/A | #N/A | 2.8262 | #N/A | 0 | 0 | 0 | 0 | 0 | 0 | 0 | 0 | 0.03164% | 1 | 50% | 0% | 0% | 0% | 8.2745 | 0 | 0 | 0 | 8.2745 | #N/A
2007-12-20 05:01 | 12 | 20 | 5 | 354.1672 | 8477 | 15.98 | 23.54 | 1005 | 15.98 | 85.9676 | 0 | Heating | 11.4624 | #N/A | #N/A | #N/A | #N/A | 85.9676 | #N/A | #N/A | 2.8262 | #N/A | 0 | 0 | 0 | 0 | 0 | 0 | 0 | 0 | 0.03821% | 1 | 50% | 0% | 0% | 0% | 8.2745 | 0 | 0 | 0 | 8.2745 | #N/A
2007-12-20 06:01 | 12 | 20 | 6 | 354.2088 | 8478 | 12.92 | 23.9 | 1005 | 12.92 | 75.5381 | 0 | Heating | 10.0718 | #N/A | #N/A | #N/A | #N/A | 75.5381 | #N/A | #N/A | 2.7697 | #N/A | 0 | 0 | 0 | 0 | 0 | 0 | 0 | 0 | 0.03357% | 1 | 50% | 0% | 0% | 0% | 8.2745 | 0 | 0 | 0 | 8.2745 | #N/A
2007-12-20 07:01 | 12 | 20 | 7 | 354.2505 | 8479 | 12.92 | 24.08 | 1005 | 12.92 | 559.1492 | 0 | Heating | 74.5532 | #N/A | #N/A | #N/A | #N/A | 559.1492 | #N/A | #N/A | 2.7697 | #N/A | 0 | 0 | 0 | 0 | 0 | 0 | 0 | 0 | 0.2485% | 1 | 50% | 0% | 0% | 0% | 8.2745 | 0 | 0 | 0 | 8.2745 | #N/A
2007-12-20 08:01 | 12 | 20 | 8 | 354.2922 | 8480 | 12.92 | 24.26 | 1005 | 12.92 | 346.5107 | 0 | Heating | 46.2014 | #N/A | #N/A | #N/A | #N/A | 346.5107 | #N/A | #N/A | 2.7697 | #N/A | 0 | 0 | 0 | 0 | 0 | 0 | 0 | 0 | 0.154% | 1 | 50% | 0% | 0% | 0% | 8.2745 | 0 | 0 | 0 | 8.2745 | #N/A
2007-12-20 09:01 | 12 | 20 | 9 | 354.3338 | 8481 | 14 | 24.8 | 1005 | 14 | 147.6235 | 0 | Heating | 19.6831 | #N/A | #N/A | #N/A | #N/A | 147.6235 | #N/A | #N/A | 2.7888 | #N/A | 0 | 0 | 0 | 0 | 0 | 0 | 0 | 0 | 0.06561% | 1 | 50% | 0% | 0% | 0% | 8.2745 | 0 | 0 | 0 | 8.2745 | #N/A
2007-12-20 10:01 | 12 | 20 | 10 | 354.3755 | 8482 | 15.98 | 24.98 | 1005 | 15.98 | 121.7714 | 0 | Heating | 16.2362 | #N/A | #N/A | #N/A | #N/A | 121.7714 | #N/A | #N/A | 2.8262 | #N/A | 0 | 0 | 0 | 0 | 0 | 0 | 0 | 0 | 0.05412% | 1 | 50% | 0% | 0% | 0% | 8.2745 | 0 | 0 | 0 | 8.2745 | #N/A
2007-12-20 11:01 | 12 | 20 | 11 | 354.4172 | 8483 | 15.98 | 24.98 | 1004 | 15.98 | 120.1848 | 0 | Heating | 16.0246 | #N/A | #N/A | #N/A | #N/A | 120.1848 | #N/A | #N/A | 2.8262 | #N/A | 0 | 0 | 0 | 0 | 0 | 0 | 0 | 0 | 0.05342% | 1 | 50% | 0% | 0% | 0% | 8.2745 | 0 | 0 | 0 | 8.2745 | #N/A
2007-12-20 12:01 | 12 | 20 | 12 | 354.4588 | 8484 | 19.94 | 24.8 | 1003 | 19.94 | 92.6442 | 0 | Heating | 12.3526 | #N/A | #N/A | #N/A | #N/A | 92.6442 | #N/A | #N/A | 2.9127 | #N/A | 0 | 0 | 0 | 0 | 0 | 0 | 0 | 0 | 0.04118% | 1 | 50% | 0% | 0% | 0% | 8.2745 | 0 | 0 | 0 | 8.2745 | #N/A
2007-12-20 13:01 | 12 | 20 | 13 | 354.5005 | 8485 | 21.02 | 24.08 | 1002 | 21.02 | 116.4908 | 0 | Heating | 15.5321 | #N/A | #N/A | #N/A | #N/A | 116.4908 | #N/A | #N/A | 2.9394 | #N/A | 0 | 0 | 0 | 0 | 0 | 0 | 0 | 0 | 0.05177% | 1 | 50% | 0% | 0% | 0% | 8.2745 | 0 | 0 | 0 | 8.2745 | #N/A
2007-12-20 14:01 | 12 | 20 | 14 | 354.5422 | 8486 | 21.02 | 25.34 | 1002 | 21.02 | 60.5679 | 0 | Heating | 8.0757 | #N/A | #N/A | #N/A | #N/A | 60.5679 | #N/A | #N/A | 2.9394 | #N/A | 0 | 0 | 0 | 0 | 0 | 0 | 0 | 0 | 0.02692% | 1 | 50% | 0% | 0% | 0% | 8.2745 | 0 | 0 | 0 | 8.2745 | #N/A
2007-12-20 15:01 | 12 | 20 | 15 | 354.5838 | 8487 | 21.92 | 26.24 | 1001 | 21.92 | 56.9535 | 0 | Heating | 7.5938 | #N/A | #N/A | #N/A | #N/A | 56.9535 | #N/A | #N/A | 2.9629 | #N/A | 0 | 0 | 0 | 0 | 0 | 0 | 0 | 0 | 0.02531% | 1 | 50% | 0% | 0% | 0% | 8.2745 | 0 | 0 | 0 | 8.2745 | #N/A
2007-12-20 16:01 | 12 | 20 | 16 | 354.6255 | 8488 | 19.94 | 26.96 | 1001 | 19.94 | 58.8541 | 0 | Heating | 7.8472 | #N/A | #N/A | #N/A | #N/A | 58.8541 | #N/A | #N/A | 2.9127 | #N/A | 0 | 0 | 0 | 0 | 0 | 0 | 0 | 0 | 0.02616% | 1 | 50% | 0% | 0% | 0% | 8.2745 | 0 | 0 | 0 | 8.2745 | #N/A
2007-12-20 17:01 | 12 | 20 | 17 | 354.6672 | 8489 | 19.94 | 27.68 | 1001 | 19.94 | 41.5314 | 0 | Heating | 5.5375 | #N/A | #N/A | #N/A | #N/A | 41.5314 | #N/A | #N/A | 2.9127 | #N/A | 0 | 0 | 0 | 0 | 0 | 0 | 0 | 0 | 0.01846% | 1 | 50% | 0% | 0% | 0% | 8.2745 | 0 | 0 | 0 | 8.2745 | #N/A
2007-12-20 18:01 | 12 | 20 | 18 | 354.7088 | 8490 | 15.98 | 28.4 | 1001 | 15.98 | 75.3468 | 0 | Heating | 10.0462 | #N/A | #N/A | #N/A | #N/A | 75.3468 | #N/A | #N/A | 2.8262 | #N/A | 0 | 0 | 0 | 0 | 0 | 0 | 0 | 0 | 0.03349% | 1 | 50% | 0% | 0% | 0% | 8.2745 | 0 | 0 | 0 | 8.2745 | #N/A
2007-12-20 19:01 | 12 | 20 | 19 | 354.7505 | 8491 | 15.08 | 28.94 | 1001 | 15.08 | 138.5241 | 0 | Heating | 18.4699 | #N/A | #N/A | #N/A | #N/A | 138.5241 | #N/A | #N/A | 2.8087 | #N/A | 0 | 0 | 0 | 0 | 0 | 0 | 0 | 0 | 0.06157% | 1 | 50% | 0% | 0% | 0% | 8.2745 | 0 | 0 | 0 | 8.2745 | #N/A
2007-12-20 20:01 | 12 | 20 | 20 | 354.7922 | 8492 | 15.08 | 28.76 | 1001 | 15.08 | 161.984 | 0 | Heating | 21.5979 | #N/A | #N/A | #N/A | #N/A | 161.984 | #N/A | #N/A | 2.8087 | #N/A | 0 | 0 | 0 | 0 | 0 | 0 | 0 | 0 | 0.07199% | 1 | 50% | 0% | 0% | 0% | 8.2745 | 0 | 0 | 0 | 8.2745 | #N/A
2007-12-20 21:01 | 12 | 20 | 21 | 354.8338 | 8493 | 12.02 | 28.58 | 1000 | 12.02 | 207.2755 | 0 | Heating | 27.6367 | #N/A | #N/A | #N/A | #N/A | 207.2755 | #N/A | #N/A | 2.7546 | #N/A | 0 | 0 | 0 | 0 | 0 | 0 | 0 | 0 | 0.09212% | 1 | 50% | 0% | 0% | 0% | 8.2745 | 0 | 0 | 0 | 8.2745 | #N/A
2007-12-20 22:01 | 12 | 20 | 22 | 354.8755 | 8494 | 10.94 | 28.04 | 1000 | 10.94 | 227.7812 | 0 | Heating | 30.3708 | #N/A | #N/A | #N/A | #N/A | 227.7812 | #N/A | #N/A | 2.737 | #N/A | 0 | 0 | 0 | 0 | 0 | 0 | 0 | 0 | 0.1012% | 1 | 50% | 0% | 0% | 0% | 8.2745 | 0 | 0 | 0 | 8.2745 | #N/A
2007-12-20 23:01 | 12 | 20 | 23 | 354.9172 | 8495 | 10.94 | 28.22 | 999 | 10.94 | 1.8746 | 0 | Heating | 0.24995 | #N/A | #N/A | #N/A | #N/A | 1.8746 | #N/A | #N/A | 2.737 | #N/A | 0 | 0 | 0 | 0 | 0 | 0 | 0 | 0 | 0.0008332% | 1 | 50% | 0% | 0% | 0% | 8.2745 | 0 | 0 | 0 | 8.2745 | #N/A
2007-12-21 00:01 | 12 | 21 | 0 | 354.9588 | 8496 | 8.96 | 28.22 | 999 | 8.96 | 9.269 | 0 | Heating | 1.2359 | #N/A | #N/A | #N/A | #N/A | 9.269 | #N/A | #N/A | 2.7067 | #N/A | 0 | 0 | 0 | 0 | 0 | 0 | 0 | 0 | 0.00412% | 1 | 50% | 0% | 0% | 0% | 8.2745 | 0 | 0 | 0 | 8.2745 | #N/A
2007-12-21 01:01 | 12 | 21 | 1 | 355.0005 | 8497 | 8.06 | 28.04 | 998 | 8.06 | 13.9158 | 0 | Heating | 1.8554 | #N/A | #N/A | #N/A | #N/A | 13.9158 | #N/A | #N/A | 2.6935 | #N/A | 0 | 0 | 0 | 0 | 0 | 0 | 0 | 0 | 0.006185% | 1 | 50% | 0% | 0% | 0% | 8.2745 | 0 | 0 | 0 | 8.2745 | #N/A
2007-12-21 02:01 | 12 | 21 | 2 | 355.0422 | 8498 | 8.06 | 28.4 | 998 | 8.06 | 15.7252 | 0 | Heating | 2.0967 | #N/A | #N/A | #N/A | #N/A | 15.7252 | #N/A | #N/A | 2.6935 | #N/A | 0 | 0 | 0 | 0 | 0 | 0 | 0 | 0 | 0.006989% | 1 | 50% | 0% | 0% | 0% | 8.2745 | 0 | 0 | 0 | 8.2745 | #N/A
2007-12-21 03:01 | 12 | 21 | 3 | 355.0838 | 8499 | 8.06 | 28.76 | 997 | 8.06 | 16.9555 | 0 | Heating | 2.2607 | #N/A | #N/A | #N/A | #N/A | 16.9555 | #N/A | #N/A | 2.6935 | #N/A | 0 | 0 | 0 | 0 | 0 | 0 | 0 | 0 | 0.007536% | 1 | 50% | 0% | 0% | 0% | 8.2745 | 0 | 0 | 0 | 8.2745 | #N/A
2007-12-21 04:01 | 12 | 21 | 4 | 355.1255 | 8500 | 6.98 | 28.94 | 997 | 6.98 | 18.5855 | 0 | Heating | 2.4781 | #N/A | #N/A | #N/A | #N/A | 18.5855 | #N/A | #N/A | 2.6781 | #N/A | 0 | 0 | 0 | 0 | 0 | 0 | 0 | 0 | 0.00826% | 1 | 50% | 0% | 0% | 0% | 8.2745 | 0 | 0 | 0 | 8.2745 | #N/A
2007-12-21 05:01 | 12 | 21 | 5 | 355.1672 | 8501 | 6.98 | 29.66 | 996 | 6.98 | 26.3237 | 0 | Heating | 3.5098 | #N/A | #N/A | #N/A | #N/A | 26.3237 | #N/A | #N/A | 2.6781 | #N/A | 0 | 0 | 0 | 0 | 0 | 0 | 0 | 0 | 0.0117% | 1 | 50% | 0% | 0% | 0% | 8.2745 | 0 | 0 | 0 | 8.2745 | #N/A
2007-12-21 06:01 | 12 | 21 | 6 | 355.2088 | 8502 | 6.98 | 30.38 | 995 | 6.98 | 24.334 | 0 | Heating | 3.2445 | #N/A | #N/A | #N/A | #N/A | 24.334 | #N/A | #N/A | 2.6781 | #N/A | 0 | 0 | 0 | 0 | 0 | 0 | 0 | 0 | 0.01082% | 1 | 50% | 0% | 0% | 0% | 8.2745 | 0 | 0 | 0 | 8.2745 | #N/A
2007-12-21 07:01 | 12 | 21 | 7 | 355.2505 | 8503 | 6.98 | 30.92 | 994 | 6.98 | 505.0337 | 0 | Heating | 67.3378 | #N/A | #N/A | #N/A | #N/A | 505.0337 | #N/A | #N/A | 2.6781 | #N/A | 0 | 0 | 0 | 0 | 0 | 0 | 0 | 0 | 0.2245% | 1 | 50% | 0% | 0% | 0% | 8.2745 | 0 | 0 | 0 | 8.2745 | #N/A
2007-12-21 08:01 | 12 | 21 | 8 | 355.2922 | 8504 | 6.98 | 30.74 | 993 | 6.98 | 329.942 | 0 | Heating | 43.9923 | #N/A | #N/A | #N/A | #N/A | 329.942 | #N/A | #N/A | 2.6781 | #N/A | 0 | 0 | 0 | 0 | 0 | 0 | 0 | 0 | 0.1466% | 1 | 50% | 0% | 0% | 0% | 8.2745 | 0 | 0 | 0 | 8.2745 | #N/A
2007-12-21 09:01 | 12 | 21 | 9 | 355.3338 | 8505 | 12.02 | 30.92 | 993 | 12.02 | 236.4179 | 0 | Heating | 31.5224 | #N/A | #N/A | #N/A | #N/A | 236.4179 | #N/A | #N/A | 2.7546 | #N/A | 0 | 0 | 0 | 0 | 0 | 0 | 0 | 0 | 0.1051% | 1 | 50% | 0% | 0% | 0% | 8.2745 | 0 | 0 | 0 | 8.2745 | #N/A
2007-12-21 10:01 | 12 | 21 | 10 | 355.3755 | 8506 | 15.98 | 30.92 | 992 | 15.98 | 226.7598 | 0 | Heating | 30.2346 | #N/A | #N/A | #N/A | #N/A | 226.7598 | #N/A | #N/A | 2.8262 | #N/A | 0 | 0 | 0 | 0 | 0 | 0 | 0 | 0 | 0.1008% | 1 | 50% | 0% | 0% | 0% | 8.2745 | 0 | 0 | 0 | 8.2745 | #N/A
2007-12-21 11:01 | 12 | 21 | 11 | 355.4172 | 8507 | 15.98 | 31.28 | 991 | 15.98 | 239.9196 | 0 | Heating | 31.9893 | #N/A | #N/A | #N/A | #N/A | 239.9196 | #N/A | #N/A | 2.8262 | #N/A | 0 | 0 | 0 | 0 | 0 | 0 | 0 | 0 | 0.1066% | 1 | 50% | 0% | 0% | 0% | 8.2745 | 0 | 0 | 0 | 8.2745 | #N/A
2007-12-21 12:01 | 12 | 21 | 12 | 355.4588 | 8508 | 21.02 | 31.28 | 989 | 21.02 | 221.5277 | 0 | Heating | 29.537 | #N/A | #N/A | #N/A | #N/A | 221.5277 | #N/A | #N/A | 2.9394 | #N/A | 0 | 0 | 0 | 0 | 0 | 0 | 0 | 0 | 0.09846% | 1 | 50% | 0% | 0% | 0% | 8.2745 | 0 | 0 | 0 | 8.2745 | #N/A
2007-12-21 13:01 | 12 | 21 | 13 | 355.5005 | 8509 | 24.08 | 30.92 | 988 | 24.08 | 203.7086 | 0 | Heating | 27.1612 | #N/A | #N/A | #N/A | #N/A | 203.7086 | #N/A | #N/A | 3.0238 | #N/A | 0 | 0 | 0 | 0 | 0 | 0 | 0 | 0 | 0.09054% | 1 | 50% | 0% | 0% | 0% | 8.2745 | 0 | 0 | 0 | 8.2745 | #N/A
2007-12-21 14:01 | 12 | 21 | 14 | 355.5422 | 8510 | 24.08 | 30.92 | 988 | 24.08 | 199.1846 | 0 | Heating | 26.558 | #N/A | #N/A | #N/A | #N/A | 199.1846 | #N/A | #N/A | 3.0238 | #N/A | 0 | 0 | 0 | 0 | 0 | 0 | 0 | 0 | 0.08853% | 1 | 50% | 0% | 0% | 0% | 8.2745 | 0 | 0 | 0 | 8.2745 | #N/A
2007-12-21 15:01 | 12 | 21 | 15 | 355.5838 | 8511 | 26.06 | 30.56 | 988 | 26.06 | 272.7641 | 0 | Heating | 36.3686 | #N/A | #N/A | #N/A | #N/A | 272.7641 | #N/A | #N/A | 3.0859 | #N/A | 0 | 0 | 0 | 0 | 0 | 0 | 0 | 0 | 0.1212% | 1 | 50% | 0% | 0% | 0% | 8.2745 | 0 | 0 | 0 | 8.2745 | #N/A
2007-12-21 16:01 | 12 | 21 | 16 | 355.6255 | 8512 | 26.06 | 30.02 | 988 | 26.06 | 291.1329 | 0 | Heating | 38.8177 | #N/A | #N/A | #N/A | #N/A | 291.1329 | #N/A | #N/A | 3.0859 | #N/A | 0 | 0 | 0 | 0 | 0 | 0 | 0 | 0 | 0.1294% | 1 | 50% | 0% | 0% | 0% | 8.2745 | 0 | 0 | 0 | 8.2745 | #N/A
2007-12-21 17:01 | 12 | 21 | 17 | 355.6672 | 8513 | 26.06 | 29.84 | 989 | 26.06 | 262.0933 | 0 | Heating | 34.9458 | #N/A | #N/A | #N/A | #N/A | 262.0933 | #N/A | #N/A | 3.0859 | #N/A | 0 | 0 | 0 | 0 | 0 | 0 | 0 | 0 | 0.1165% | 1 | 50% | 0% | 0% | 0% | 8.2745 | 0 | 0 | 0 | 8.2745 | #N/A
2007-12-21 18:01 | 12 | 21 | 18 | 355.7088 | 8514 | 26.96 | 29.48 | 989 | 26.96 | 272.8558 | 0 | Heating | 36.3808 | #N/A | #N/A | #N/A | #N/A | 272.8558 | #N/A | #N/A | 3.1163 | #N/A | 0 | 0 | 0 | 0 | 0 | 0 | 0 | 0 | 0.1213% | 1 | 50% | 0% | 0% | 0% | 8.2745 | 0 | 0 | 0 | 8.2745 | #N/A
2007-12-21 19:01 | 12 | 21 | 19 | 355.7505 | 8515 | 26.96 | 28.94 | 989 | 26.96 | 1.0765 | 0 | Heating | 0.14353 | #N/A | #N/A | #N/A | #N/A | 1.0765 | #N/A | #N/A | 3.1163 | #N/A | 0 | 0 | 0 | 0 | 0 | 0 | 0 | 0 | 0.0004784% | 1 | 50% | 0% | 0% | 0% | 8.2745 | 0 | 0 | 0 | 8.2745 | #N/A
2007-12-21 20:01 | 12 | 21 | 20 | 355.7922 | 8516 | 26.96 | 27.86 | 990 | 26.96 | 9.4251 | 0 | Heating | 1.2567 | #N/A | #N/A | #N/A | #N/A | 9.4251 | #N/A | #N/A | 3.1163 | #N/A | 0 | 0 | 0 | 0 | 0 | 0 | 0 | 0 | 0.004189% | 1 | 50% | 0% | 0% | 0% | 8.2745 | 0 | 0 | 0 | 8.2745 | #N/A
2007-12-21 21:01 | 12 | 21 | 21 | 355.8338 | 8517 | 26.96 | 26.6 | 990 | 26.8203 | 11.7585 | 0 | Heating | 1.5678 | #N/A | #N/A | #N/A | #N/A | 11.7585 | #N/A | #N/A | 3.1163 | #N/A | 0 | 0 | 0 | 0 | 0 | 0 | 0 | 0 | 0.005226% | 1 | 50% | 0% | 0% | 0% | 8.2745 | 0 | 0 | 0 | 8.2745 | #N/A
2007-12-21 22:01 | 12 | 21 | 22 | 355.8755 | 8518 | 26.96 | 24.98 | 990 | 26.2137 | 15.2809 | 0 | Heating | 2.0375 | #N/A | #N/A | #N/A | #N/A | 15.2809 | #N/A | #N/A | 3.1163 | #N/A | 0 | 0 | 0 | 0 | 0 | 0 | 0 | 0 | 0.006792% | 1 | 50% | 0% | 0% | 0% | 8.2745 | 0 | 0 | 0 | 8.2745 | #N/A
2007-12-21 23:01 | 12 | 21 | 23 | 355.9172 | 8519 | 26.96 | 25.16 | 991 | 26.2797 | 39.2042 | 0 | Heating | 5.2272 | #N/A | #N/A | #N/A | #N/A | 39.2042 | #N/A | #N/A | 3.1163 | #N/A | 0 | 0 | 0 | 0 | 0 | 0 | 0 | 0 | 0.01742% | 1 | 50% | 0% | 0% | 0% | 8.2745 | 0 | 0 | 0 | 8.2745 | #N/A
2007-12-22 00:01 | 12 | 22 | 0 | 355.9588 | 8520 | 26.96 | 25.16 | 991 | 26.2797 | 88.2838 | 0 | Heating | 11.7712 | #N/A | #N/A | #N/A | #N/A | 88.2838 | #N/A | #N/A | 3.1163 | #N/A | 0 | 0 | 0 | 0 | 0 | 0 | 0 | 0 | 0.03924% | 1 | 50% | 0% | 0% | 0% | 8.2745 | 0 | 0 | 0 | 8.2745 | #N/A
2007-12-22 01:01 | 12 | 22 | 1 | 356.0005 | 8521 | 26.96 | 24.98 | 991 | 26.2141 | 119.0337 | 0 | Heating | 15.8712 | #N/A | #N/A | #N/A | #N/A | 119.0337 | #N/A | #N/A | 3.1163 | #N/A | 0 | 0 | 0 | 0 | 0 | 0 | 0 | 0 | 0.0529% | 1 | 50% | 0% | 0% | 0% | 8.2745 | 0 | 0 | 0 | 8.2745 | #N/A
2007-12-22 02:01 | 12 | 22 | 2 | 356.0422 | 8522 | 26.96 | 23.36 | 992 | 25.6439 | 146.4446 | 0 | Heating | 19.526 | #N/A | #N/A | #N/A | #N/A | 146.4446 | #N/A | #N/A | 3.1163 | #N/A | 0 | 0 | 0 | 0 | 0 | 0 | 0 | 0 | 0.06509% | 1 | 50% | 0% | 0% | 0% | 8.2745 | 0 | 0 | 0 | 8.2745 | #N/A
2007-12-22 03:01 | 12 | 22 | 3 | 356.0838 | 8523 | 23 | 21.74 | 992 | 22.5684 | 170.0763 | 0 | Heating | 22.6768 | #N/A | #N/A | #N/A | #N/A | 170.0763 | #N/A | #N/A | 2.9925 | #N/A | 0 | 0 | 0 | 0 | 0 | 0 | 0 | 0 | 0.07559% | 1 | 50% | 0% | 0% | 0% | 8.2745 | 0 | 0 | 0 | 8.2745 | #N/A
2007-12-22 04:01 | 12 | 22 | 4 | 356.1255 | 8524 | 21.02 | 19.94 | 992 | 20.6693 | 192.909 | 0 | Heating | 25.7212 | #N/A | #N/A | #N/A | #N/A | 192.909 | #N/A | #N/A | 2.9394 | #N/A | 0 | 0 | 0 | 0 | 0 | 0 | 0 | 0 | 0.08574% | 1 | 50% | 0% | 0% | 0% | 8.2745 | 0 | 0 | 0 | 8.2745 | #N/A
2007-12-22 05:01 | 12 | 22 | 5 | 356.1672 | 8525 | 21.02 | 19.4 | 993 | 20.4997 | 218.657 | 0 | Heating | 29.1543 | #N/A | #N/A | #N/A | #N/A | 218.657 | #N/A | #N/A | 2.9394 | #N/A | 0 | 0 | 0 | 0 | 0 | 0 | 0 | 0 | 0.09718% | 1 | 50% | 0% | 0% | 0% | 8.2745 | 0 | 0 | 0 | 8.2745 | #N/A
2007-12-22 06:01 | 12 | 22 | 6 | 356.2088 | 8526 | 24.08 | 18.68 | 993 | 22.317 | 224.4263 | 0 | Heating | 29.9235 | #N/A | #N/A | #N/A | #N/A | 224.4263 | #N/A | #N/A | 3.0238 | #N/A | 0 | 0 | 0 | 0 | 0 | 0 | 0 | 0 | 0.09975% | 1 | 50% | 0% | 0% | 0% | 8.2745 | 0 | 0 | 0 | 8.2745 | #N/A
2007-12-22 07:01 | 12 | 22 | 7 | 356.2505 | 8527 | 21.02 | 17.96 | 994 | 20.065 | 212.7042 | 0 | Heating | 28.3606 | #N/A | #N/A | #N/A | #N/A | 212.7042 | #N/A | #N/A | 2.9394 | #N/A | 0 | 0 | 0 | 0 | 0 | 0 | 0 | 0 | 0.09454% | 1 | 50% | 0% | 0% | 0% | 8.2745 | 0 | 0 | 0 | 8.2745 | #N/A
2007-12-22 08:01 | 12 | 22 | 8 | 356.2922 | 8528 | 21.02 | 18.5 | 995 | 20.2258 | 192.1858 | 0 | Heating | 25.6248 | #N/A | #N/A | #N/A | #N/A | 192.1858 | #N/A | #N/A | 2.9394 | #N/A | 0 | 0 | 0 | 0 | 0 | 0 | 0 | 0 | 0.08542% | 1 | 50% | 0% | 0% | 0% | 8.2745 | 0 | 0 | 0 | 8.2745 | #N/A
2007-12-22 09:01 | 12 | 22 | 9 | 356.3338 | 8529 | 26.06 | 19.4 | 996 | 23.8186 | 154.5256 | 0 | Heating | 20.6034 | #N/A | #N/A | #N/A | #N/A | 154.5256 | #N/A | #N/A | 3.0859 | #N/A | 0 | 0 | 0 | 0 | 0 | 0 | 0 | 0 | 0.06868% | 1 | 50% | 0% | 0% | 0% | 8.2745 | 0 | 0 | 0 | 8.2745 | #N/A
2007-12-22 10:01 | 12 | 22 | 10 | 356.3755 | 8530 | 30.02 | 19.94 | 996 | 26.4683 | 116.6541 | 0 | Heating | 15.5539 | #N/A | #N/A | #N/A | #N/A | 116.6541 | #N/A | #N/A | 3.2302 | #N/A | 0 | 0 | 0 | 0 | 0 | 0 | 0 | 0 | 0.05185% | 1 | 50% | 0% | 0% | 0% | 8.2745 | 0 | 0 | 0 | 8.2745 | #N/A
2007-12-22 11:01 | 12 | 22 | 11 | 356.4172 | 8531 | 30.02 | 20.66 | 996 | 26.68 | 153.2264 | 0 | Heating | 20.4302 | #N/A | #N/A | #N/A | #N/A | 153.2264 | #N/A | #N/A | 3.2302 | #N/A | 0 | 0 | 0 | 0 | 0 | 0 | 0 | 0 | 0.0681% | 1 | 50% | 0% | 0% | 0% | 8.2745 | 0 | 0 | 0 | 8.2745 | #N/A
2007-12-22 12:01 | 12 | 22 | 12 | 356.4588 | 8532 | 35.96 | 21.02 | 996 | 30.322 | 153.0798 | 0 | Heating | 20.4106 | #N/A | #N/A | #N/A | #N/A | 153.0798 | #N/A | #N/A | 3.5052 | #N/A | 0 | 0 | 0 | 0 | 0 | 0 | 0 | 0 | 0.06804% | 1 | 50% | 0% | 0% | 0% | 8.2745 | 0 | 0 | 0 | 8.2745 | #N/A
2007-12-22 13:01 | 12 | 22 | 13 | 356.5005 | 8533 | 37.04 | 21.02 | 996 | 30.942 | 152.6257 | 0 | Heating | 20.3501 | #N/A | #N/A | #N/A | #N/A | 152.6257 | #N/A | #N/A | 3.5637 | #N/A | 0 | 0 | 0 | 0 | 0 | 0 | 0 | 0 | 0.06783% | 1 | 50% | 0% | 0% | 0% | 8.2745 | 0 | 0 | 0 | 8.2745 | #N/A
2007-12-22 14:01 | 12 | 22 | 14 | 356.5422 | 8534 | 37.04 | 21.92 | 997 | 31.203 | 145.3767 | 0 | Heating | 19.3836 | #N/A | #N/A | #N/A | #N/A | 145.3767 | #N/A | #N/A | 3.5637 | #N/A | 0 | 0 | 0 | 0 | 0 | 0 | 0 | 0 | 0.06461% | 1 | 50% | 0% | 0% | 0% | 8.2745 | 0 | 0 | 0 | 8.2745 | #N/A
2007-12-22 15:01 | 12 | 22 | 15 | 356.5838 | 8535 | 37.04 | 22.46 | 998 | 31.3651 | 144.7242 | 0 | Heating | 19.2966 | #N/A | #N/A | #N/A | #N/A | 144.7242 | #N/A | #N/A | 3.5637 | #N/A | 0 | 0 | 0 | 0 | 0 | 0 | 0 | 0 | 0.06432% | 1 | 50% | 0% | 0% | 0% | 8.2745 | 0 | 0 | 0 | 8.2745 | #N/A
2007-12-22 16:01 | 12 | 22 | 16 | 356.6255 | 8536 | 35.06 | 23 | 998 | 30.3962 | 157.6794 | 0 | Heating | 21.0239 | #N/A | #N/A | #N/A | #N/A | 157.6794 | #N/A | #N/A | 3.4585 | #N/A | 0 | 0 | 0 | 0 | 0 | 0 | 0 | 0 | 0.07008% | 1 | 50% | 0% | 0% | 0% | 8.2745 | 0 | 0 | 0 | 8.2745 | #N/A
2007-12-22 17:01 | 12 | 22 | 17 | 356.6672 | 8537 | 35.06 | 23.18 | 999 | 30.4547 | 143.9188 | 0 | Heating | 19.1892 | #N/A | #N/A | #N/A | #N/A | 143.9188 | #N/A | #N/A | 3.4585 | #N/A | 0 | 0 | 0 | 0 | 0 | 0 | 0 | 0 | 0.06396% | 1 | 50% | 0% | 0% | 0% | 8.2745 | 0 | 0 | 0 | 8.2745 | #N/A
2007-12-22 18:01 | 12 | 22 | 18 | 356.7088 | 8538 | 28.94 | 23.18 | 1000 | 26.8161 | 144.0544 | 0 | Heating | 19.2073 | #N/A | #N/A | #N/A | #N/A | 144.0544 | #N/A | #N/A | 3.188 | #N/A | 0 | 0 | 0 | 0 | 0 | 0 | 0 | 0 | 0.06402% | 1 | 50% | 0% | 0% | 0% | 8.2745 | 0 | 0 | 0 | 8.2745 | #N/A
2007-12-22 19:01 | 12 | 22 | 19 | 356.7505 | 8539 | 26.96 | 23 | 1001 | 25.5298 | 158.18 | 0 | Heating | 21.0907 | #N/A | #N/A | #N/A | #N/A | 158.18 | #N/A | #N/A | 3.1163 | #N/A | 0 | 0 | 0 | 0 | 0 | 0 | 0 | 0 | 0.0703% | 1 | 50% | 0% | 0% | 0% | 8.2745 | 0 | 0 | 0 | 8.2745 | #N/A
2007-12-22 20:01 | 12 | 22 | 20 | 356.7922 | 8540 | 26.96 | 22.46 | 1002 | 25.3516 | 184.9924 | 0 | Heating | 24.6656 | #N/A | #N/A | #N/A | #N/A | 184.9924 | #N/A | #N/A | 3.1163 | #N/A | 0 | 0 | 0 | 0 | 0 | 0 | 0 | 0 | 0.08222% | 1 | 50% | 0% | 0% | 0% | 8.2745 | 0 | 0 | 0 | 8.2745 | #N/A
2007-12-22 21:01 | 12 | 22 | 21 | 356.8338 | 8541 | 26.06 | 21.92 | 1002 | 24.6064 | 190.6205 | 0 | Heating | 25.4161 | #N/A | #N/A | #N/A | #N/A | 190.6205 | #N/A | #N/A | 3.0859 | #N/A | 0 | 0 | 0 | 0 | 0 | 0 | 0 | 0 | 0.08472% | 1 | 50% | 0% | 0% | 0% | 8.2745 | 0 | 0 | 0 | 8.2745 | #N/A
2007-12-22 22:01 | 12 | 22 | 22 | 356.8755 | 8542 | 26.06 | 21.02 | 1003 | 24.3205 | 213.2181 | 0 | Heating | 28.4291 | #N/A | #N/A | #N/A | #N/A | 213.2181 | #N/A | #N/A | 3.0859 | #N/A | 0 | 0 | 0 | 0 | 0 | 0 | 0 | 0 | 0.09476% | 1 | 50% | 0% | 0% | 0% | 8.2745 | 0 | 0 | 0 | 8.2745 | #N/A
2007-12-22 23:01 | 12 | 22 | 23 | 356.9172 | 8543 | 26.06 | 20.12 | 1003 | 24.0435 | 249.1338 | 0 | Heating | 33.2178 | #N/A | #N/A | #N/A | #N/A | 249.1338 | #N/A | #N/A | 3.0859 | #N/A | 0 | 0 | 0 | 0 | 0 | 0 | 0 | 0 | 0.1107% | 1 | 50% | 0% | 0% | 0% | 8.2745 | 0 | 0 | 0 | 8.2745 | #N/A
2007-12-23 00:01 | 12 | 23 | 0 | 356.9588 | 8544 | 28.94 | 19.22 | 1003 | 25.6059 | 294.2255 | 0 | Heating | 39.2301 | #N/A | #N/A | #N/A | #N/A | 294.2255 | #N/A | #N/A | 3.188 | #N/A | 0 | 0 | 0 | 0 | 0 | 0 | 0 | 0 | 0.1308% | 1 | 50% | 0% | 0% | 0% | 8.2745 | 0 | 0 | 0 | 8.2745 | #N/A
2007-12-23 01:01 | 12 | 23 | 1 | 357.0005 | 8545 | 30.02 | 17.96 | 1003 | 25.9339 | 308.005 | 0 | Heating | 41.0673 | #N/A | #N/A | #N/A | #N/A | 308.005 | #N/A | #N/A | 3.2302 | #N/A | 0 | 0 | 0 | 0 | 0 | 0 | 0 | 0 | 0.1369% | 1 | 50% | 0% | 0% | 0% | 8.2745 | 0 | 0 | 0 | 8.2745 | #N/A
2007-12-23 02:01 | 12 | 23 | 2 | 357.0422 | 8546 | 30.02 | 18.5 | 1002 | 26.0771 | 321.4436 | 0 | Heating | 42.8591 | #N/A | #N/A | #N/A | #N/A | 321.4436 | #N/A | #N/A | 3.2302 | #N/A | 0 | 0 | 0 | 0 | 0 | 0 | 0 | 0 | 0.1429% | 1 | 50% | 0% | 0% | 0% | 8.2745 | 0 | 0 | 0 | 8.2745 | #N/A
2007-12-23 03:01 | 12 | 23 | 3 | 357.0838 | 8547 | 30.92 | 18.86 | 1002 | 26.732 | 328.7772 | 0 | Heating | 43.837 | #N/A | #N/A | #N/A | #N/A | 328.7772 | #N/A | #N/A | 3.2671 | #N/A | 0 | 0 | 0 | 0 | 0 | 0 | 0 | 0 | 0.1461% | 1 | 50% | 0% | 0% | 0% | 8.2745 | 0 | 0 | 0 | 8.2745 | #N/A
2007-12-23 04:01 | 12 | 23 | 4 | 357.1255 | 8548 | 30.92 | 19.04 | 1002 | 26.7816 | 336.0552 | 0 | Heating | 44.8074 | #N/A | #N/A | #N/A | #N/A | 336.0552 | #N/A | #N/A | 3.2671 | #N/A | 0 | 0 | 0 | 0 | 0 | 0 | 0 | 0 | 0.1494% | 1 | 50% | 0% | 0% | 0% | 8.2745 | 0 | 0 | 0 | 8.2745 | #N/A
2007-12-23 05:01 | 12 | 23 | 5 | 357.1672 | 8549 | 30.02 | 18.86 | 1001 | 26.1737 | 332.8764 | 0 | Heating | 44.3835 | #N/A | #N/A | #N/A | #N/A | 332.8764 | #N/A | #N/A | 3.2302 | #N/A | 0 | 0 | 0 | 0 | 0 | 0 | 0 | 0 | 0.1479% | 1 | 50% | 0% | 0% | 0% | 8.2745 | 0 | 0 | 0 | 8.2745 | #N/A
2007-12-23 06:01 | 12 | 23 | 6 | 357.2088 | 8550 | 28.94 | 18.5 | 1001 | 25.4001 | 304.692 | 0 | Heating | 40.6256 | #N/A | #N/A | #N/A | #N/A | 304.692 | #N/A | #N/A | 3.188 | #N/A | 0 | 0 | 0 | 0 | 0 | 0 | 0 | 0 | 0.1354% | 1 | 50% | 0% | 0% | 0% | 8.2745 | 0 | 0 | 0 | 8.2745 | #N/A
2007-12-23 07:01 | 12 | 23 | 7 | 357.2505 | 8551 | 30.02 | 17.96 | 1000 | 25.9262 | 941.8083 | 0 | Heating | 125.5744 | #N/A | #N/A | #N/A | #N/A | 941.8083 | #N/A | #N/A | 3.2302 | #N/A | 0 | 0 | 0 | 0 | 0 | 0 | 0 | 0 | 0.4186% | 1 | 50% | 0% | 0% | 0% | 8.2745 | 0 | 0 | 0 | 8.2745 | #N/A
2007-12-23 08:01 | 12 | 23 | 8 | 357.2922 | 8552 | 28.94 | 17.6 | 1000 | 25.1536 | 627.3447 | 0 | Heating | 83.646 | #N/A | #N/A | #N/A | #N/A | 627.3447 | #N/A | #N/A | 3.188 | #N/A | 0 | 0 | 0 | 0 | 0 | 0 | 0 | 0 | 0.2788% | 1 | 50% | 0% | 0% | 0% | 8.2745 | 0 | 0 | 0 | 8.2745 | #N/A
2007-12-23 09:01 | 12 | 23 | 9 | 357.3338 | 8553 | 28.94 | 17.42 | 1000 | 25.1058 | 384.9672 | 0 | Heating | 51.329 | #N/A | #N/A | #N/A | #N/A | 384.9672 | #N/A | #N/A | 3.188 | #N/A | 0 | 0 | 0 | 0 | 0 | 0 | 0 | 0 | 0.1711% | 1 | 50% | 0% | 0% | 0% | 8.2745 | 0 | 0 | 0 | 8.2745 | #N/A
2007-12-23 10:01 | 12 | 23 | 10 | 357.3755 | 8554 | 28.94 | 17.06 | 1000 | 25.0112 | 329.8638 | 0 | Heating | 43.9818 | #N/A | #N/A | #N/A | #N/A | 329.8638 | #N/A | #N/A | 3.188 | #N/A | 0 | 0 | 0 | 0 | 0 | 0 | 0 | 0 | 0.1466% | 1 | 50% | 0% | 0% | 0% | 8.2745 | 0 | 0 | 0 | 8.2745 | #N/A
2007-12-23 11:01 | 12 | 23 | 11 | 357.4172 | 8555 | 30.92 | 17.42 | 999 | 26.3396 | 299.7606 | 0 | Heating | 39.9681 | #N/A | #N/A | #N/A | #N/A | 299.7606 | #N/A | #N/A | 3.2671 | #N/A | 0 | 0 | 0 | 0 | 0 | 0 | 0 | 0 | 0.1332% | 1 | 50% | 0% | 0% | 0% | 8.2745 | 0 | 0 | 0 | 8.2745 | #N/A
2007-12-23 12:01 | 12 | 23 | 12 | 357.4588 | 8556 | 33.08 | 17.42 | 998 | 27.6574 | 256.3208 | 0 | Heating | 34.1761 | #N/A | #N/A | #N/A | #N/A | 256.3208 | #N/A | #N/A | 3.3624 | #N/A | 0 | 0 | 0 | 0 | 0 | 0 | 0 | 0 | 0.1139% | 1 | 50% | 0% | 0% | 0% | 8.2745 | 0 | 0 | 0 | 8.2745 | #N/A
2007-12-23 13:01 | 12 | 23 | 13 | 357.5005 | 8557 | 35.06 | 17.06 | 997 | 28.7502 | 270.3789 | 0 | Heating | 36.0505 | #N/A | #N/A | #N/A | #N/A | 270.3789 | #N/A | #N/A | 3.4585 | #N/A | 0 | 0 | 0 | 0 | 0 | 0 | 0 | 0 | 0.1202% | 1 | 50% | 0% | 0% | 0% | 8.2745 | 0 | 0 | 0 | 8.2745 | #N/A
2007-12-23 14:01 | 12 | 23 | 14 | 357.5422 | 8558 | 35.06 | 17.96 | 997 | 28.9753 | 184.9113 | 0 | Heating | 24.6548 | #N/A | #N/A | #N/A | #N/A | 184.9113 | #N/A | #N/A | 3.4585 | #N/A | 0 | 0 | 0 | 0 | 0 | 0 | 0 | 0 | 0.08218% | 1 | 50% | 0% | 0% | 0% | 8.2745 | 0 | 0 | 0 | 8.2745 | #N/A
2007-12-23 15:01 | 12 | 23 | 15 | 357.5838 | 8559 | 39.02 | 18.5 | 996 | 31.3993 | 139.2908 | 0 | Heating | 18.5721 | #N/A | #N/A | #N/A | #N/A | 139.2908 | #N/A | #N/A | 3.6785 | #N/A | 0 | 0 | 0 | 0 | 0 | 0 | 0 | 0 | 0.06191% | 1 | 50% | 0% | 0% | 0% | 8.2745 | 0 | 0 | 0 | 8.2745 | #N/A
2007-12-23 16:01 | 12 | 23 | 16 | 357.6255 | 8560 | 37.94 | 19.04 | 996 | 30.9222 | 130.4635 | 0 | Heating | 17.3951 | #N/A | #N/A | #N/A | #N/A | 130.4635 | #N/A | #N/A | 3.6146 | #N/A | 0 | 0 | 0 | 0 | 0 | 0 | 0 | 0 | 0.05798% | 1 | 50% | 0% | 0% | 0% | 8.2745 | 0 | 0 | 0 | 8.2745 | #N/A
2007-12-23 17:01 | 12 | 23 | 17 | 357.6672 | 8561 | 37.94 | 19.22 | 997 | 30.9728 | 111.0099 | 0 | Heating | 14.8013 | #N/A | #N/A | #N/A | #N/A | 111.0099 | #N/A | #N/A | 3.6146 | #N/A | 0 | 0 | 0 | 0 | 0 | 0 | 0 | 0 | 0.04934% | 1 | 50% | 0% | 0% | 0% | 8.2745 | 0 | 0 | 0 | 8.2745 | #N/A
2007-12-23 18:01 | 12 | 23 | 18 | 357.7088 | 8562 | 35.96 | 19.22 | 997 | 29.8309 | 150.368 | 0 | Heating | 20.0491 | #N/A | #N/A | #N/A | #N/A | 150.368 | #N/A | #N/A | 3.5052 | #N/A | 0 | 0 | 0 | 0 | 0 | 0 | 0 | 0 | 0.06683% | 1 | 50% | 0% | 0% | 0% | 8.2745 | 0 | 0 | 0 | 8.2745 | #N/A
2007-12-23 19:01 | 12 | 23 | 19 | 357.7505 | 8563 | 35.06 | 19.04 | 998 | 29.2597 | 225.6213 | 0 | Heating | 30.0828 | #N/A | #N/A | #N/A | #N/A | 225.6213 | #N/A | #N/A | 3.4585 | #N/A | 0 | 0 | 0 | 0 | 0 | 0 | 0 | 0 | 0.1003% | 1 | 50% | 0% | 0% | 0% | 8.2745 | 0 | 0 | 0 | 8.2745 | #N/A
2007-12-23 20:01 | 12 | 23 | 20 | 357.7922 | 8564 | 35.06 | 20.12 | 998 | 29.5526 | 244.6305 | 0 | Heating | 32.6174 | #N/A | #N/A | #N/A | #N/A | 244.6305 | #N/A | #N/A | 3.4585 | #N/A | 0 | 0 | 0 | 0 | 0 | 0 | 0 | 0 | 0.1087% | 1 | 50% | 0% | 0% | 0% | 8.2745 | 0 | 0 | 0 | 8.2745 | #N/A
2007-12-23 21:01 | 12 | 23 | 21 | 357.8338 | 8565 | 35.6 | 21.2 | 999 | 30.1749 | 283.1694 | 0 | Heating | 37.7559 | #N/A | #N/A | #N/A | #N/A | 283.1694 | #N/A | #N/A | 3.4863 | #N/A | 0 | 0 | 0 | 0 | 0 | 0 | 0 | 0 | 0.1259% | 1 | 50% | 0% | 0% | 0% | 8.2745 | 0 | 0 | 0 | 8.2745 | #N/A
2007-12-23 22:01 | 12 | 23 | 22 | 357.8755 | 8566 | 35.96 | 21.92 | 999 | 30.5919 | 294.2637 | 0 | Heating | 39.2352 | #N/A | #N/A | #N/A | #N/A | 294.2637 | #N/A | #N/A | 3.5052 | #N/A | 0 | 0 | 0 | 0 | 0 | 0 | 0 | 0 | 0.1308% | 1 | 50% | 0% | 0% | 0% | 8.2745 | 0 | 0 | 0 | 8.2745 | #N/A
2007-12-23 23:01 | 12 | 23 | 23 | 357.9172 | 8567 | 35.06 | 22.46 | 999 | 30.2337 | 4.247 | 0 | Heating | 0.56627 | #N/A | #N/A | #N/A | #N/A | 4.247 | #N/A | #N/A | 3.4585 | #N/A | 0 | 0 | 0 | 0 | 0 | 0 | 0 | 0 | 0.001888% | 1 | 50% | 0% | 0% | 0% | 8.2745 | 0 | 0 | 0 | 8.2745 | #N/A
2007-12-24 00:01 | 12 | 24 | 0 | 357.9588 | 8568 | 35.96 | 22.82 | 999 | 30.861 | 12.894 | 0 | Heating | 1.7192 | #N/A | #N/A | #N/A | #N/A | 12.894 | #N/A | #N/A | 3.5052 | #N/A | 0 | 0 | 0 | 0 | 0 | 0 | 0 | 0 | 0.005731% | 1 | 50% | 0% | 0% | 0% | 8.2745 | 0 | 0 | 0 | 8.2745 | #N/A
2007-12-24 01:01 | 12 | 24 | 1 | 358.0005 | 8569 | 35.96 | 23 | 999 | 30.916 | 15.4936 | 0 | Heating | 2.0658 | #N/A | #N/A | #N/A | #N/A | 15.4936 | #N/A | #N/A | 3.5052 | #N/A | 0 | 0 | 0 | 0 | 0 | 0 | 0 | 0 | 0.006886% | 1 | 50% | 0% | 0% | 0% | 8.2745 | 0 | 0 | 0 | 8.2745 | #N/A
2007-12-24 02:01 | 12 | 24 | 2 | 358.0422 | 8570 | 35.96 | 22.82 | 999 | 30.861 | 27.3982 | 0 | Heating | 3.6531 | #N/A | #N/A | #N/A | #N/A | 27.3982 | #N/A | #N/A | 3.5052 | #N/A | 0 | 0 | 0 | 0 | 0 | 0 | 0 | 0 | 0.01218% | 1 | 50% | 0% | 0% | 0% | 8.2745 | 0 | 0 | 0 | 8.2745 | #N/A
2007-12-24 03:01 | 12 | 24 | 3 | 358.0838 | 8571 | 35.06 | 22.46 | 1000 | 30.2365 | 56.3392 | 0 | Heating | 7.5119 | #N/A | #N/A | #N/A | #N/A | 56.3392 | #N/A | #N/A | 3.4585 | #N/A | 0 | 0 | 0 | 0 | 0 | 0 | 0 | 0 | 0.02504% | 1 | 50% | 0% | 0% | 0% | 8.2745 | 0 | 0 | 0 | 8.2745 | #N/A
2007-12-24 04:01 | 12 | 24 | 4 | 358.1255 | 8572 | 33.98 | 21.92 | 1000 | 29.4441 | 84.5095 | 0 | Heating | 11.2679 | #N/A | #N/A | #N/A | #N/A | 84.5095 | #N/A | #N/A | 3.405 | #N/A | 0 | 0 | 0 | 0 | 0 | 0 | 0 | 0 | 0.03756% | 1 | 50% | 0% | 0% | 0% | 8.2745 | 0 | 0 | 0 | 8.2745 | #N/A
2007-12-24 05:01 | 12 | 24 | 5 | 358.1672 | 8573 | 33.98 | 21.02 | 1000 | 29.1789 | 113.4341 | 0 | Heating | 15.1245 | #N/A | #N/A | #N/A | #N/A | 113.4341 | #N/A | #N/A | 3.405 | #N/A | 0 | 0 | 0 | 0 | 0 | 0 | 0 | 0 | 0.05042% | 1 | 50% | 0% | 0% | 0% | 8.2745 | 0 | 0 | 0 | 8.2745 | #N/A
2007-12-24 06:01 | 12 | 24 | 6 | 358.2088 | 8574 | 35.96 | 20.12 | 1001 | 30.0875 | 129.1458 | 0 | Heating | 17.2194 | #N/A | #N/A | #N/A | #N/A | 129.1458 | #N/A | #N/A | 3.5052 | #N/A | 0 | 0 | 0 | 0 | 0 | 0 | 0 | 0 | 0.0574% | 1 | 50% | 0% | 0% | 0% | 8.2745 | 0 | 0 | 0 | 8.2745 | #N/A
2007-12-24 07:01 | 12 | 24 | 7 | 358.2505 | 8575 | 33.98 | 19.04 | 1001 | 28.6301 | 672.0026 | 0 | Heating | 89.6003 | #N/A | #N/A | #N/A | #N/A | 672.0026 | #N/A | #N/A | 3.405 | #N/A | 0 | 0 | 0 | 0 | 0 | 0 | 0 | 0 | 0.2987% | 1 | 50% | 0% | 0% | 0% | 8.2745 | 0 | 0 | 0 | 8.2745 | #N/A
2007-12-24 08:01 | 12 | 24 | 8 | 358.2922 | 8576 | 33.98 | 19.94 | 1002 | 28.8786 | 423.382 | 0 | Heating | 56.4509 | #N/A | #N/A | #N/A | #N/A | 423.382 | #N/A | #N/A | 3.405 | #N/A | 0 | 0 | 0 | 0 | 0 | 0 | 0 | 0 | 0.1882% | 1 | 50% | 0% | 0% | 0% | 8.2745 | 0 | 0 | 0 | 8.2745 | #N/A
2007-12-24 09:01 | 12 | 24 | 9 | 358.3338 | 8577 | 33.98 | 21.02 | 1002 | 29.1846 | 149.2086 | 0 | Heating | 19.8945 | #N/A | #N/A | #N/A | #N/A | 149.2086 | #N/A | #N/A | 3.405 | #N/A | 0 | 0 | 0 | 0 | 0 | 0 | 0 | 0 | 0.06631% | 1 | 50% | 0% | 0% | 0% | 8.2745 | 0 | 0 | 0 | 8.2745 | #N/A
2007-12-24 10:01 | 12 | 24 | 10 | 358.3755 | 8578 | 39.92 | 21.92 | 1002 | 32.8821 | 106.4877 | 0 | Heating | 14.1984 | #N/A | #N/A | #N/A | #N/A | 106.4877 | #N/A | #N/A | 3.7339 | #N/A | 0 | 0 | 0 | 0 | 0 | 0 | 0 | 0 | 0.04733% | 1 | 50% | 0% | 0% | 0% | 8.2745 | 0 | 0 | 0 | 8.2745 | #N/A
2007-12-24 11:01 | 12 | 24 | 11 | 358.4172 | 8579 | 39.92 | 23.9 | 1001 | 33.4912 | 106.0014 | 0 | Heating | 14.1335 | #N/A | #N/A | #N/A | #N/A | 106.0014 | #N/A | #N/A | 3.7339 | #N/A | 0 | 0 | 0 | 0 | 0 | 0 | 0 | 0 | 0.04711% | 1 | 50% | 0% | 0% | 0% | 8.2745 | 0 | 0 | 0 | 8.2745 | #N/A
2007-12-24 12:01 | 12 | 24 | 12 | 358.4588 | 8580 | 42.98 | 25.7 | 1000 | 35.82 | 79.956 | 0 | Heating | 10.6608 | #N/A | #N/A | #N/A | #N/A | 79.956 | #N/A | #N/A | 3.9388 | #N/A | 0 | 0 | 0 | 0 | 0 | 0 | 0 | 0 | 0.03554% | 1 | 50% | 0% | 0% | 0% | 8.2745 | 0 | 0 | 0 | 8.2745 | #N/A
2007-12-24 13:01 | 12 | 24 | 13 | 358.5005 | 8581 | 44.06 | 26.96 | 999 | 36.8456 | 92.443 | 0 | Heating | 12.3257 | #N/A | #N/A | #N/A | #N/A | 92.443 | #N/A | #N/A | 4.0174 | #N/A | 0 | 0 | 0 | 0 | 0 | 0 | 0 | 0 | 0.04109% | 1 | 50% | 0% | 0% | 0% | 8.2745 | 0 | 0 | 0 | 8.2745 | #N/A
2007-12-24 14:01 | 12 | 24 | 14 | 358.5422 | 8582 | 44.06 | 27.86 | 998 | 37.1607 | 39.1222 | 0 | Heating | 5.2163 | #N/A | #N/A | #N/A | #N/A | 39.1222 | #N/A | #N/A | 4.0174 | #N/A | 0 | 0 | 0 | 0 | 0 | 0 | 0 | 0 | 0.01739% | 1 | 50% | 0% | 0% | 0% | 8.2745 | 0 | 0 | 0 | 8.2745 | #N/A
2007-12-24 15:01 | 12 | 24 | 15 | 358.5838 | 8583 | 44.06 | 28.4 | 998 | 37.3573 | 33.5639 | 0 | Heating | 4.4752 | #N/A | #N/A | #N/A | #N/A | 33.5639 | #N/A | #N/A | 4.0174 | #N/A | 0 | 0 | 0 | 0 | 0 | 0 | 0 | 0 | 0.01492% | 1 | 50% | 0% | 0% | 0% | 8.2745 | 0 | 0 | 0 | 8.2745 | #N/A
2007-12-24 16:01 | 12 | 24 | 16 | 358.6255 | 8584 | 41 | 28.94 | 997 | 35.87 | 29.4403 | 0 | Heating | 3.9254 | #N/A | #N/A | #N/A | #N/A | 29.4403 | #N/A | #N/A | 3.8033 | #N/A | 0 | 0 | 0 | 0 | 0 | 0 | 0 | 0 | 0.01308% | 1 | 50% | 0% | 0% | 0% | 8.2745 | 0 | 0 | 0 | 8.2745 | #N/A
2007-12-24 17:01 | 12 | 24 | 17 | 358.6672 | 8585 | 41 | 29.48 | 996 | 36.0773 | 16.6309 | 0 | Heating | 2.2175 | #N/A | #N/A | #N/A | #N/A | 16.6309 | #N/A | #N/A | 3.8033 | #N/A | 0 | 0 | 0 | 0 | 0 | 0 | 0 | 0 | 0.007392% | 1 | 50% | 0% | 0% | 0% | 8.2745 | 0 | 0 | 0 | 8.2745 | #N/A
2007-12-24 18:01 | 12 | 24 | 18 | 358.7088 | 8586 | 33.08 | 29.84 | 995 | 31.6935 | 29.0996 | 0 | Heating | 3.8799 | #N/A | #N/A | #N/A | #N/A | 29.0996 | #N/A | #N/A | 3.3624 | #N/A | 0 | 0 | 0 | 0 | 0 | 0 | 0 | 0 | 0.01293% | 1 | 50% | 0% | 0% | 0% | 8.2745 | 0 | 0 | 0 | 8.2745 | #N/A
2007-12-24 19:01 | 12 | 24 | 19 | 358.7505 | 8587 | 33.98 | 30.02 | 994 | 32.283 | 65.0341 | 0 | Heating | 8.6712 | #N/A | #N/A | #N/A | #N/A | 65.0341 | #N/A | #N/A | 3.405 | #N/A | 0 | 0 | 0 | 0 | 0 | 0 | 0 | 0 | 0.0289% | 1 | 50% | 0% | 0% | 0% | 8.2745 | 0 | 0 | 0 | 8.2745 | #N/A
2007-12-24 20:01 | 12 | 24 | 20 | 358.7922 | 8588 | 33.98 | 30.2 | 992 | 32.358 | 79.6299 | 0 | Heating | 10.6173 | #N/A | #N/A | #N/A | #N/A | 79.6299 | #N/A | #N/A | 3.405 | #N/A | 0 | 0 | 0 | 0 | 0 | 0 | 0 | 0 | 0.03539% | 1 | 50% | 0% | 0% | 0% | 8.2745 | 0 | 0 | 0 | 8.2745 | #N/A
2007-12-24 21:01 | 12 | 24 | 21 | 358.8338 | 8589 | 32 | 30.2 | 990 | 31.2285 | 113.6844 | 0 | Heating | 15.1579 | #N/A | #N/A | #N/A | #N/A | 113.6844 | #N/A | #N/A | 3.3135 | #N/A | 0 | 0 | 0 | 0 | 0 | 0 | 0 | 0 | 0.05053% | 1 | 50% | 0% | 0% | 0% | 8.2745 | 0 | 0 | 0 | 8.2745 | #N/A
2007-12-24 22:01 | 12 | 24 | 22 | 358.8755 | 8590 | 35.96 | 30.02 | 989 | 33.4292 | 126.836 | 0 | Heating | 16.9115 | #N/A | #N/A | #N/A | #N/A | 126.836 | #N/A | #N/A | 3.5052 | #N/A | 0 | 0 | 0 | 0 | 0 | 0 | 0 | 0 | 0.05637% | 1 | 50% | 0% | 0% | 0% | 8.2745 | 0 | 0 | 0 | 8.2745 | #N/A
2007-12-24 23:01 | 12 | 24 | 23 | 358.9172 | 8591 | 35.96 | 31.28 | 987 | 33.9684 | 0 | 0 | Cooling | 0 | #N/A | #N/A | #N/A | #N/A | 0 | 0 | 0 | 0 | 0 | 0 | #N/A | #N/A | 88 | 48.9684 | 6.4479 | #N/A | 0 | 0% | 1 | 50% | 0% | 0% | 0% | 8.2745 | 0 | 0 | 0 | 8.2745 | #N/A
2007-12-25 00:01 | 12 | 25 | 0 | 358.9588 | 8592 | 35.96 | 32.36 | 984 | 34.4314 | 0 | 0 | Cooling | 0 | #N/A | #N/A | #N/A | #N/A | 0 | 0 | 0 | 0 | 0 | 0 | #N/A | #N/A | 88 | 49.4314 | 6.4163 | #N/A | 0 | 0% | 1 | 50% | 0% | 0% | 0% | 8.2745 | 0 | 0 | 0 | 8.2745 | #N/A
2007-12-25 01:01 | 12 | 25 | 1 | 359.0005 | 8593 | 35.96 | 33.08 | 982 | 34.7232 | 0.60601 | 0 | Heating | 0.080802 | #N/A | #N/A | #N/A | #N/A | 0.60601 | #N/A | #N/A | 3.5052 | #N/A | 0 | 0 | 0 | 0 | 0 | 0 | 0 | 0 | 0.0002693% | 1 | 50% | 0% | 0% | 0% | 8.2745 | 0 | 0 | 0 | 8.2745 | #N/A
2007-12-25 02:01 | 12 | 25 | 2 | 359.0422 | 8594 | 35.96 | 34.16 | 981 | 35.1747 | 1.2832 | 0 | Heating | 0.17109 | #N/A | #N/A | #N/A | #N/A | 1.2832 | #N/A | #N/A | 3.5052 | #N/A | 0 | 0 | 0 | 0 | 0 | 0 | 0 | 0 | 0.0005703% | 1 | 50% | 0% | 0% | 0% | 8.2745 | 0 | 0 | 0 | 8.2745 | #N/A
2007-12-25 03:01 | 12 | 25 | 3 | 359.0838 | 8595 | 35.96 | 35.06 | 980 | 35.5621 | 1.0659 | 0 | Heating | 0.14212 | #N/A | #N/A | #N/A | #N/A | 1.0659 | #N/A | #N/A | 3.5052 | #N/A | 0 | 0 | 0 | 0 | 0 | 0 | 0 | 0 | 0.0004737% | 1 | 50% | 0% | 0% | 0% | 8.2745 | 0 | 0 | 0 | 8.2745 | #N/A
2007-12-25 04:01 | 12 | 25 | 4 | 359.1255 | 8596 | 35.96 | 35.96 | 979 | 35.96 | 0.71972 | 0 | Heating | 0.095962 | #N/A | #N/A | #N/A | #N/A | 0.71972 | #N/A | #N/A | 3.5052 | #N/A | 0 | 0 | 0 | 0 | 0 | 0 | 0 | 0 | 0.0003199% | 1 | 50% | 0% | 0% | 0% | 8.2745 | 0 | 0 | 0 | 8.2745 | #N/A
2007-12-25 05:01 | 12 | 25 | 5 | 359.1672 | 8597 | 35.96 | 35.06 | 980 | 35.5621 | 2.1543 | 0 | Heating | 0.28724 | #N/A | #N/A | #N/A | #N/A | 2.1543 | #N/A | #N/A | 3.5052 | #N/A | 0 | 0 | 0 | 0 | 0 | 0 | 0 | 0 | 0.0009575% | 1 | 50% | 0% | 0% | 0% | 8.2745 | 0 | 0 | 0 | 8.2745 | #N/A
2007-12-25 06:01 | 12 | 25 | 6 | 359.2088 | 8598 | 37.94 | 34.16 | 982 | 36.2738 | 3.8449 | 0 | Heating | 0.51266 | #N/A | #N/A | #N/A | #N/A | 3.8449 | #N/A | #N/A | 3.6146 | #N/A | 0 | 0 | 0 | 0 | 0 | 0 | 0 | 0 | 0.001709% | 1 | 50% | 0% | 0% | 0% | 8.2745 | 0 | 0 | 0 | 8.2745 | #N/A
2007-12-25 07:01 | 12 | 25 | 7 | 359.2505 | 8599 | 39.02 | 33.08 | 983 | 36.4266 | 345.8852 | 0 | Heating | 46.118 | #N/A | #N/A | #N/A | #N/A | 345.8852 | #N/A | #N/A | 3.6785 | #N/A | 0 | 0 | 0 | 0 | 0 | 0 | 0 | 0 | 0.1537% | 1 | 50% | 0% | 0% | 0% | 8.2745 | 0 | 0 | 0 | 8.2745 | #N/A
2007-12-25 08:01 | 12 | 25 | 8 | 359.2922 | 8600 | 39.02 | 30.02 | 984 | 35.1594 | 214.8548 | 0 | Heating | 28.6473 | #N/A | #N/A | #N/A | #N/A | 214.8548 | #N/A | #N/A | 3.6785 | #N/A | 0 | 0 | 0 | 0 | 0 | 0 | 0 | 0 | 0.09549% | 1 | 50% | 0% | 0% | 0% | 8.2745 | 0 | 0 | 0 | 8.2745 | #N/A
2007-12-25 09:01 | 12 | 25 | 9 | 359.3338 | 8601 | 37.94 | 27.14 | 986 | 33.4228 | 70.3452 | 0 | Heating | 9.3794 | #N/A | #N/A | #N/A | #N/A | 70.3452 | #N/A | #N/A | 3.6146 | #N/A | 0 | 0 | 0 | 0 | 0 | 0 | 0 | 0 | 0.03126% | 1 | 50% | 0% | 0% | 0% | 8.2745 | 0 | 0 | 0 | 8.2745 | #N/A
2007-12-25 10:01 | 12 | 25 | 10 | 359.3755 | 8602 | 37.04 | 24.08 | 987 | 31.8286 | 72.1626 | 0 | Heating | 9.6217 | #N/A | #N/A | #N/A | #N/A | 72.1626 | #N/A | #N/A | 3.5637 | #N/A | 0 | 0 | 0 | 0 | 0 | 0 | 0 | 0 | 0.03207% | 1 | 50% | 0% | 0% | 0% | 8.2745 | 0 | 0 | 0 | 8.2745 | #N/A
2007-12-25 11:01 | 12 | 25 | 11 | 359.4172 | 8603 | 37.04 | 24.08 | 987 | 31.8286 | 77.5838 | 0 | Heating | 10.3445 | #N/A | #N/A | #N/A | #N/A | 77.5838 | #N/A | #N/A | 3.5637 | #N/A | 0 | 0 | 0 | 0 | 0 | 0 | 0 | 0 | 0.03448% | 1 | 50% | 0% | 0% | 0% | 8.2745 | 0 | 0 | 0 | 8.2745 | #N/A
2007-12-25 12:01 | 12 | 25 | 12 | 359.4588 | 8604 | 35.96 | 23.72 | 987 | 31.1061 | 57.0752 | 0 | Heating | 7.61 | #N/A | #N/A | #N/A | #N/A | 57.0752 | #N/A | #N/A | 3.5052 | #N/A | 0 | 0 | 0 | 0 | 0 | 0 | 0 | 0 | 0.02537% | 1 | 50% | 0% | 0% | 0% | 8.2745 | 0 | 0 | 0 | 8.2745 | #N/A
2007-12-25 13:01 | 12 | 25 | 13 | 359.5005 | 8605 | 37.4 | 23 | 987 | 31.6946 | 85.6131 | 0 | Heating | 11.4151 | #N/A | #N/A | #N/A | #N/A | 85.6131 | #N/A | #N/A | 3.5838 | #N/A | 0 | 0 | 0 | 0 | 0 | 0 | 0 | 0 | 0.03805% | 1 | 50% | 0% | 0% | 0% | 8.2745 | 0 | 0 | 0 | 8.2745 | #N/A
2007-12-25 14:01 | 12 | 25 | 14 | 359.5422 | 8606 | 37.94 | 22.28 | 987 | 31.782 | 49.4422 | 0 | Heating | 6.5923 | #N/A | #N/A | #N/A | #N/A | 49.4422 | #N/A | #N/A | 3.6146 | #N/A | 0 | 0 | 0 | 0 | 0 | 0 | 0 | 0 | 0.02197% | 1 | 50% | 0% | 0% | 0% | 8.2745 | 0 | 0 | 0 | 8.2745 | #N/A
2007-12-25 15:01 | 12 | 25 | 15 | 359.5838 | 8607 | 39.02 | 21.2 | 987 | 32.0789 | 61.9032 | 0 | Heating | 8.2538 | #N/A | #N/A | #N/A | #N/A | 61.9032 | #N/A | #N/A | 3.6785 | #N/A | 0 | 0 | 0 | 0 | 0 | 0 | 0 | 0 | 0.02751% | 1 | 50% | 0% | 0% | 0% | 8.2745 | 0 | 0 | 0 | 8.2745 | #N/A
2007-12-25 16:01 | 12 | 25 | 16 | 359.6255 | 8608 | 39.02 | 19.94 | 988 | 31.7364 | 84.1876 | 0 | Heating | 11.225 | #N/A | #N/A | #N/A | #N/A | 84.1876 | #N/A | #N/A | 3.6785 | #N/A | 0 | 0 | 0 | 0 | 0 | 0 | 0 | 0 | 0.03742% | 1 | 50% | 0% | 0% | 0% | 8.2745 | 0 | 0 | 0 | 8.2745 | #N/A
2007-12-25 17:01 | 12 | 25 | 17 | 359.6672 | 8609 | 39.92 | 17.78 | 988 | 31.6936 | 85.2948 | 0 | Heating | 11.3726 | #N/A | #N/A | #N/A | #N/A | 85.2948 | #N/A | #N/A | 3.7339 | #N/A | 0 | 0 | 0 | 0 | 0 | 0 | 0 | 0 | 0.03791% | 1 | 50% | 0% | 0% | 0% | 8.2745 | 0 | 0 | 0 | 8.2745 | #N/A
2007-12-25 18:01 | 12 | 25 | 18 | 359.7088 | 8610 | 41 | 15.44 | 989 | 31.7676 | 131.1147 | 0 | Heating | 17.482 | #N/A | #N/A | #N/A | #N/A | 131.1147 | #N/A | #N/A | 3.8033 | #N/A | 0 | 0 | 0 | 0 | 0 | 0 | 0 | 0 | 0.05827% | 1 | 50% | 0% | 0% | 0% | 8.2745 | 0 | 0 | 0 | 8.2745 | #N/A
2007-12-25 19:01 | 12 | 25 | 19 | 359.7505 | 8611 | 41 | 12.92 | 989 | 31.2467 | 206.5664 | 0 | Heating | 27.5422 | #N/A | #N/A | #N/A | #N/A | 206.5664 | #N/A | #N/A | 3.8033 | #N/A | 0 | 0 | 0 | 0 | 0 | 0 | 0 | 0 | 0.09181% | 1 | 50% | 0% | 0% | 0% | 8.2745 | 0 | 0 | 0 | 8.2745 | #N/A
2007-12-25 20:01 | 12 | 25 | 20 | 359.7922 | 8612 | 41 | 12.74 | 989 | 31.2115 | 244.7106 | 0 | Heating | 32.6281 | #N/A | #N/A | #N/A | #N/A | 244.7106 | #N/A | #N/A | 3.8033 | #N/A | 0 | 0 | 0 | 0 | 0 | 0 | 0 | 0 | 0.1088% | 1 | 50% | 0% | 0% | 0% | 8.2745 | 0 | 0 | 0 | 8.2745 | #N/A
2007-12-25 21:01 | 12 | 25 | 21 | 359.8338 | 8613 | 41 | 12.56 | 990 | 31.1823 | 303.5072 | 0 | Heating | 40.4676 | #N/A | #N/A | #N/A | #N/A | 303.5072 | #N/A | #N/A | 3.8033 | #N/A | 0 | 0 | 0 | 0 | 0 | 0 | 0 | 0 | 0.1349% | 1 | 50% | 0% | 0% | 0% | 8.2745 | 0 | 0 | 0 | 8.2745 | #N/A
2007-12-25 22:01 | 12 | 25 | 22 | 359.8755 | 8614 | 39.92 | 12.02 | 990 | 30.462 | 345.1787 | 0 | Heating | 46.0238 | #N/A | #N/A | #N/A | #N/A | 345.1787 | #N/A | #N/A | 3.7339 | #N/A | 0 | 0 | 0 | 0 | 0 | 0 | 0 | 0 | 0.1534% | 1 | 50% | 0% | 0% | 0% | 8.2745 | 0 | 0 | 0 | 8.2745 | #N/A
2007-12-25 23:01 | 12 | 25 | 23 | 359.9172 | 8615 | 39.92 | 9.86 | 990 | 30.068 | 32.896 | 0 | Heating | 4.3861 | #N/A | #N/A | #N/A | #N/A | 32.896 | #N/A | #N/A | 3.7339 | #N/A | 0 | 0 | 0 | 0 | 0 | 0 | 0 | 0 | 0.01462% | 1 | 50% | 0% | 0% | 0% | 8.2745 | 0 | 0 | 0 | 8.2745 | #N/A
2007-12-26 00:01 | 12 | 26 | 0 | 359.9588 | 8616 | 39.02 | 7.52 | 990 | 29.1535 | 122.0617 | 0 | Heating | 16.2749 | #N/A | #N/A | #N/A | #N/A | 122.0617 | #N/A | #N/A | 3.6785 | #N/A | 0 | 0 | 0 | 0 | 0 | 0 | 0 | 0 | 0.05425% | 1 | 50% | 0% | 0% | 0% | 8.2745 | 0 | 0 | 0 | 8.2745 | #N/A
2007-12-26 01:01 | 12 | 26 | 1 | 360.0005 | 8617 | 39.92 | 5 | 991 | 29.311 | 196.4625 | 0 | Heating | 26.195 | #N/A | #N/A | #N/A | #N/A | 196.4625 | #N/A | #N/A | 3.7339 | #N/A | 0 | 0 | 0 | 0 | 0 | 0 | 0 | 0 | 0.08732% | 1 | 50% | 0% | 0% | 0% | 8.2745 | 0 | 0 | 0 | 8.2745 | #N/A
2007-12-26 02:01 | 12 | 26 | 2 | 360.0422 | 8618 | 39.92 | 4.82 | 991 | 29.2858 | 249.4675 | 0 | Heating | 33.2623 | #N/A | #N/A | #N/A | #N/A | 249.4675 | #N/A | #N/A | 3.7339 | #N/A | 0 | 0 | 0 | 0 | 0 | 0 | 0 | 0 | 0.1109% | 1 | 50% | 0% | 0% | 0% | 8.2745 | 0 | 0 | 0 | 8.2745 | #N/A
2007-12-26 03:01 | 12 | 26 | 3 | 360.0838 | 8619 | 39.92 | 4.46 | 991 | 29.2359 | 298.968 | 0 | Heating | 39.8624 | #N/A | #N/A | #N/A | #N/A | 298.968 | #N/A | #N/A | 3.7339 | #N/A | 0 | 0 | 0 | 0 | 0 | 0 | 0 | 0 | 0.1329% | 1 | 50% | 0% | 0% | 0% | 8.2745 | 0 | 0 | 0 | 8.2745 | #N/A
2007-12-26 04:01 | 12 | 26 | 4 | 360.1255 | 8620 | 39.02 | 3.92 | 991 | 28.6307 | 346.9468 | 0 | Heating | 46.2596 | #N/A | #N/A | #N/A | #N/A | 346.9468 | #N/A | #N/A | 3.6785 | #N/A | 0 | 0 | 0 | 0 | 0 | 0 | 0 | 0 | 0.1542% | 1 | 50% | 0% | 0% | 0% | 8.2745 | 0 | 0 | 0 | 8.2745 | #N/A
2007-12-26 05:01 | 12 | 26 | 5 | 360.1672 | 8621 | 39.02 | 3.74 | 991 | 28.6064 | 373.4 | 0 | Heating | 49.7867 | #N/A | #N/A | #N/A | #N/A | 373.4 | #N/A | #N/A | 3.6785 | #N/A | 0 | 0 | 0 | 0 | 0 | 0 | 0 | 0 | 0.166% | 1 | 50% | 0% | 0% | 0% | 8.2745 | 0 | 0 | 0 | 8.2745 | #N/A
2007-12-26 06:01 | 12 | 26 | 6 | 360.2088 | 8622 | 39.02 | 3.38 | 991 | 28.5584 | 371.241 | 0 | Heating | 49.4988 | #N/A | #N/A | #N/A | #N/A | 371.241 | #N/A | #N/A | 3.6785 | #N/A | 0 | 0 | 0 | 0 | 0 | 0 | 0 | 0 | 0.165% | 1 | 50% | 0% | 0% | 0% | 8.2745 | 0 | 0 | 0 | 8.2745 | #N/A
2007-12-26 07:01 | 12 | 26 | 7 | 360.2505 | 8623 | 37.94 | 3.02 | 991 | 27.8652 | 860.847 | 0 | Heating | 114.7796 | #N/A | #N/A | #N/A | #N/A | 860.847 | #N/A | #N/A | 3.6146 | #N/A | 0 | 0 | 0 | 0 | 0 | 0 | 0 | 0 | 0.3826% | 1 | 50% | 0% | 0% | 0% | 8.2745 | 0 | 0 | 0 | 8.2745 | #N/A
2007-12-26 08:01 | 12 | 26 | 8 | 360.2922 | 8624 | 37.94 | 2.84 | 992 | 27.8478 | 593.1366 | 0 | Heating | 79.0849 | #N/A | #N/A | #N/A | #N/A | 593.1366 | #N/A | #N/A | 3.6146 | #N/A | 0 | 0 | 0 | 0 | 0 | 0 | 0 | 0 | 0.2636% | 1 | 50% | 0% | 0% | 0% | 8.2745 | 0 | 0 | 0 | 8.2745 | #N/A
2007-12-26 09:01 | 12 | 26 | 9 | 360.3338 | 8625 | 39.92 | 3.02 | 992 | 29.0506 | 373.343 | 0 | Heating | 49.7791 | #N/A | #N/A | #N/A | #N/A | 373.343 | #N/A | #N/A | 3.7339 | #N/A | 0 | 0 | 0 | 0 | 0 | 0 | 0 | 0 | 0.1659% | 1 | 50% | 0% | 0% | 0% | 8.2745 | 0 | 0 | 0 | 8.2745 | #N/A
2007-12-26 10:01 | 12 | 26 | 10 | 360.3755 | 8626 | 41 | 3.02 | 993 | 29.6907 | 323.2067 | 0 | Heating | 43.0942 | #N/A | #N/A | #N/A | #N/A | 323.2067 | #N/A | #N/A | 3.8033 | #N/A | 0 | 0 | 0 | 0 | 0 | 0 | 0 | 0 | 0.1436% | 1 | 50% | 0% | 0% | 0% | 8.2745 | 0 | 0 | 0 | 8.2745 | #N/A
2007-12-26 11:01 | 12 | 26 | 11 | 360.4172 | 8627 | 41 | 4.1 | 993 | 29.8315 | 320.8717 | 0 | Heating | 42.7829 | #N/A | #N/A | #N/A | #N/A | 320.8717 | #N/A | #N/A | 3.8033 | #N/A | 0 | 0 | 0 | 0 | 0 | 0 | 0 | 0 | 0.1426% | 1 | 50% | 0% | 0% | 0% | 8.2745 | 0 | 0 | 0 | 8.2745 | #N/A
2007-12-26 12:01 | 12 | 26 | 12 | 360.4588 | 8628 | 39.92 | 4.64 | 994 | 29.2797 | 273.1772 | 0 | Heating | 36.4236 | #N/A | #N/A | #N/A | #N/A | 273.1772 | #N/A | #N/A | 3.7339 | #N/A | 0 | 0 | 0 | 0 | 0 | 0 | 0 | 0 | 0.1214% | 1 | 50% | 0% | 0% | 0% | 8.2745 | 0 | 0 | 0 | 8.2745 | #N/A
2007-12-26 13:01 | 12 | 26 | 13 | 360.5005 | 8629 | 39.92 | 5 | 994 | 29.3299 | 279.0515 | 0 | Heating | 37.2069 | #N/A | #N/A | #N/A | #N/A | 279.0515 | #N/A | #N/A | 3.7339 | #N/A | 0 | 0 | 0 | 0 | 0 | 0 | 0 | 0 | 0.124% | 1 | 50% | 0% | 0% | 0% | 8.2745 | 0 | 0 | 0 | 8.2745 | #N/A
2007-12-26 14:01 | 12 | 26 | 14 | 360.5422 | 8630 | 39.92 | 4.28 | 994 | 29.2303 | 221.4312 | 0 | Heating | 29.5242 | #N/A | #N/A | #N/A | #N/A | 221.4312 | #N/A | #N/A | 3.7339 | #N/A | 0 | 0 | 0 | 0 | 0 | 0 | 0 | 0 | 0.09841% | 1 | 50% | 0% | 0% | 0% | 8.2745 | 0 | 0 | 0 | 8.2745 | #N/A
2007-12-26 15:01 | 12 | 26 | 15 | 360.5838 | 8631 | 37.94 | 3.2 | 995 | 27.9134 | 218.268 | 0 | Heating | 29.1024 | #N/A | #N/A | #N/A | #N/A | 218.268 | #N/A | #N/A | 3.6146 | #N/A | 0 | 0 | 0 | 0 | 0 | 0 | 0 | 0 | 0.09701% | 1 | 50% | 0% | 0% | 0% | 8.2745 | 0 | 0 | 0 | 8.2745 | #N/A
2007-12-26 16:01 | 12 | 26 | 16 | 360.6255 | 8632 | 35.06 | 1.94 | 995 | 25.9878 | 242.8599 | 0 | Heating | 32.3813 | #N/A | #N/A | #N/A | #N/A | 242.8599 | #N/A | #N/A | 3.4585 | #N/A | 0 | 0 | 0 | 0 | 0 | 0 | 0 | 0 | 0.1079% | 1 | 50% | 0% | 0% | 0% | 8.2745 | 0 | 0 | 0 | 8.2745 | #N/A
2007-12-26 17:01 | 12 | 26 | 17 | 360.6672 | 8633 | 35.06 | 2.12 | 996 | 26.0168 | 263.0765 | 0 | Heating | 35.0769 | #N/A | #N/A | #N/A | #N/A | 263.0765 | #N/A | #N/A | 3.4585 | #N/A | 0 | 0 | 0 | 0 | 0 | 0 | 0 | 0 | 0.1169% | 1 | 50% | 0% | 0% | 0% | 8.2745 | 0 | 0 | 0 | 8.2745 | #N/A
2007-12-26 18:01 | 12 | 26 | 18 | 360.7088 | 8634 | 28.94 | 2.12 | 996 | 22.0974 | 307.0494 | 0 | Heating | 40.9399 | #N/A | #N/A | #N/A | #N/A | 307.0494 | #N/A | #N/A | 3.188 | #N/A | 0 | 0 | 0 | 0 | 0 | 0 | 0 | 0 | 0.1365% | 1 | 50% | 0% | 0% | 0% | 8.2745 | 0 | 0 | 0 | 8.2745 | #N/A
2007-12-26 19:01 | 12 | 26 | 19 | 360.7505 | 8635 | 26.96 | 1.94 | 997 | 20.7575 | 381.2017 | 0 | Heating | 50.8269 | #N/A | #N/A | #N/A | #N/A | 381.2017 | #N/A | #N/A | 3.1163 | #N/A | 0 | 0 | 0 | 0 | 0 | 0 | 0 | 0 | 0.1694% | 1 | 50% | 0% | 0% | 0% | 8.2745 | 0 | 0 | 0 | 8.2745 | #N/A
2007-12-26 20:01 | 12 | 26 | 20 | 360.7922 | 8636 | 26.96 | 2.48 | 997 | 20.8336 | 414.3403 | 0 | Heating | 55.2454 | #N/A | #N/A | #N/A | #N/A | 414.3403 | #N/A | #N/A | 3.1163 | #N/A | 0 | 0 | 0 | 0 | 0 | 0 | 0 | 0 | 0.1842% | 1 | 50% | 0% | 0% | 0% | 8.2745 | 0 | 0 | 0 | 8.2745 | #N/A
2007-12-26 21:01 | 12 | 26 | 21 | 360.8338 | 8637 | 24.08 | 2.84 | 998 | 18.928 | 472.7977 | 0 | Heating | 63.0397 | #N/A | #N/A | #N/A | #N/A | 472.7977 | #N/A | #N/A | 3.0238 | #N/A | 0 | 0 | 0 | 0 | 0 | 0 | 0 | 0 | 0.2101% | 1 | 50% | 0% | 0% | 0% | 8.2745 | 0 | 0 | 0 | 8.2745 | #N/A
2007-12-26 22:01 | 12 | 26 | 22 | 360.8755 | 8638 | 21.92 | 3.02 | 998 | 17.4493 | 538.4619 | 0 | Heating | 71.7949 | #N/A | #N/A | #N/A | #N/A | 538.4619 | #N/A | #N/A | 2.9629 | #N/A | 0 | 0 | 0 | 0 | 0 | 0 | 0 | 0 | 0.2393% | 1 | 50% | 0% | 0% | 0% | 8.2745 | 0 | 0 | 0 | 8.2745 | #N/A
2007-12-26 23:01 | 12 | 26 | 23 | 360.9172 | 8639 | 21.92 | 2.84 | 998 | 17.4218 | 200.1047 | 0 | Heating | 26.6806 | #N/A | #N/A | #N/A | #N/A | 200.1047 | #N/A | #N/A | 2.9629 | #N/A | 0 | 0 | 0 | 0 | 0 | 0 | 0 | 0 | 0.08894% | 1 | 50% | 0% | 0% | 0% | 8.2745 | 0 | 0 | 0 | 8.2745 | #N/A
2007-12-27 00:01 | 12 | 27 | 0 | 360.9588 | 8640 | 21.02 | 2.48 | 998 | 16.7305 | 288.2166 | 0 | Heating | 38.4289 | #N/A | #N/A | #N/A | #N/A | 288.2166 | #N/A | #N/A | 2.9394 | #N/A | 0 | 0 | 0 | 0 | 0 | 0 | 0 | 0 | 0.1281% | 1 | 50% | 0% | 0% | 0% | 8.2745 | 0 | 0 | 0 | 8.2745 | #N/A
2007-12-27 01:01 | 12 | 27 | 1 | 361.0005 | 8641 | 19.94 | 1.94 | 998 | 15.8781 | 348.5397 | 0 | Heating | 46.472 | #N/A | #N/A | #N/A | #N/A | 348.5397 | #N/A | #N/A | 2.9127 | #N/A | 0 | 0 | 0 | 0 | 0 | 0 | 0 | 0 | 0.1549% | 1 | 50% | 0% | 0% | 0% | 8.2745 | 0 | 0 | 0 | 8.2745 | #N/A
2007-12-27 02:01 | 12 | 27 | 2 | 361.0422 | 8642 | 19.94 | 2.12 | 999 | 15.9079 | 385.9742 | 0 | Heating | 51.4632 | #N/A | #N/A | #N/A | #N/A | 385.9742 | #N/A | #N/A | 2.9127 | #N/A | 0 | 0 | 0 | 0 | 0 | 0 | 0 | 0 | 0.1715% | 1 | 50% | 0% | 0% | 0% | 8.2745 | 0 | 0 | 0 | 8.2745 | #N/A
2007-12-27 03:01 | 12 | 27 | 3 | 361.0838 | 8643 | 19.04 | 2.12 | 999 | 15.2589 | 418.5575 | 0 | Heating | 55.8077 | #N/A | #N/A | #N/A | #N/A | 418.5575 | #N/A | #N/A | 2.8915 | #N/A | 0 | 0 | 0 | 0 | 0 | 0 | 0 | 0 | 0.186% | 1 | 50% | 0% | 0% | 0% | 8.2745 | 0 | 0 | 0 | 8.2745 | #N/A
2007-12-27 04:01 | 12 | 27 | 4 | 361.1255 | 8644 | 17.96 | 1.94 | 1000 | 14.4485 | 448.2573 | 0 | Heating | 59.7676 | #N/A | #N/A | #N/A | #N/A | 448.2573 | #N/A | #N/A | 2.8673 | #N/A | 0 | 0 | 0 | 0 | 0 | 0 | 0 | 0 | 0.1992% | 1 | 50% | 0% | 0% | 0% | 8.2745 | 0 | 0 | 0 | 8.2745 | #N/A
2007-12-27 05:01 | 12 | 27 | 5 | 361.1672 | 8645 | 17.96 | 2.48 | 1000 | 14.5311 | 473.0905 | 0 | Heating | 63.0787 | #N/A | #N/A | #N/A | #N/A | 473.0905 | #N/A | #N/A | 2.8673 | #N/A | 0 | 0 | 0 | 0 | 0 | 0 | 0 | 0 | 0.2103% | 1 | 50% | 0% | 0% | 0% | 8.2745 | 0 | 0 | 0 | 8.2745 | #N/A
2007-12-27 06:01 | 12 | 27 | 6 | 361.2088 | 8646 | 17.06 | 2.84 | 1001 | 13.9301 | 475.0171 | 0 | Heating | 63.3356 | #N/A | #N/A | #N/A | #N/A | 475.0171 | #N/A | #N/A | 2.8481 | #N/A | 0 | 0 | 0 | 0 | 0 | 0 | 0 | 0 | 0.2111% | 1 | 50% | 0% | 0% | 0% | 8.2745 | 0 | 0 | 0 | 8.2745 | #N/A
2007-12-27 07:01 | 12 | 27 | 7 | 361.2505 | 8647 | 15.98 | 3.02 | 1001 | 13.1605 | 972.7252 | 0 | Heating | 129.6967 | #N/A | #N/A | #N/A | #N/A | 972.7252 | #N/A | #N/A | 2.8262 | #N/A | 0 | 0 | 0 | 0 | 0 | 0 | 0 | 0 | 0.4323% | 1 | 50% | 0% | 0% | 0% | 8.2745 | 0 | 0 | 0 | 8.2745 | #N/A
2007-12-27 08:01 | 12 | 27 | 8 | 361.2922 | 8648 | 15.98 | 3.56 | 1002 | 13.2508 | 698.4944 | 0 | Heating | 93.1326 | #N/A | #N/A | #N/A | #N/A | 698.4944 | #N/A | #N/A | 2.8262 | #N/A | 0 | 0 | 0 | 0 | 0 | 0 | 0 | 0 | 0.3104% | 1 | 50% | 0% | 0% | 0% | 8.2745 | 0 | 0 | 0 | 8.2745 | #N/A
2007-12-27 09:01 | 12 | 27 | 9 | 361.3338 | 8649 | 19.04 | 4.46 | 1002 | 15.6392 | 421.4392 | 0 | Heating | 56.1919 | #N/A | #N/A | #N/A | #N/A | 421.4392 | #N/A | #N/A | 2.8915 | #N/A | 0 | 0 | 0 | 0 | 0 | 0 | 0 | 0 | 0.1873% | 1 | 50% | 0% | 0% | 0% | 8.2745 | 0 | 0 | 0 | 8.2745 | #N/A
2007-12-27 10:01 | 12 | 27 | 10 | 361.3755 | 8650 | 24.98 | 5 | 1003 | 19.8993 | 344.0235 | 0 | Heating | 45.8698 | #N/A | #N/A | #N/A | #N/A | 344.0235 | #N/A | #N/A | 3.0513 | #N/A | 0 | 0 | 0 | 0 | 0 | 0 | 0 | 0 | 0.1529% | 1 | 50% | 0% | 0% | 0% | 8.2745 | 0 | 0 | 0 | 8.2745 | #N/A
2007-12-27 11:01 | 12 | 27 | 11 | 361.4172 | 8651 | 24.98 | 6.44 | 1003 | 20.1405 | 323.6752 | 0 | Heating | 43.1567 | #N/A | #N/A | #N/A | #N/A | 323.6752 | #N/A | #N/A | 3.0513 | #N/A | 0 | 0 | 0 | 0 | 0 | 0 | 0 | 0 | 0.1439% | 1 | 50% | 0% | 0% | 0% | 8.2745 | 0 | 0 | 0 | 8.2745 | #N/A
2007-12-27 12:01 | 12 | 27 | 12 | 361.4588 | 8652 | 28.94 | 7.34 | 1002 | 22.9316 | 296.6824 | 0 | Heating | 39.5577 | #N/A | #N/A | #N/A | #N/A | 296.6824 | #N/A | #N/A | 3.188 | #N/A | 0 | 0 | 0 | 0 | 0 | 0 | 0 | 0 | 0.1319% | 1 | 50% | 0% | 0% | 0% | 8.2745 | 0 | 0 | 0 | 8.2745 | #N/A
2007-12-27 13:01 | 12 | 27 | 13 | 361.5005 | 8653 | 28.04 | 8.06 | 1002 | 22.4692 | 296.8793 | 0 | Heating | 39.5839 | #N/A | #N/A | #N/A | #N/A | 296.8793 | #N/A | #N/A | 3.1545 | #N/A | 0 | 0 | 0 | 0 | 0 | 0 | 0 | 0 | 0.1319% | 1 | 50% | 0% | 0% | 0% | 8.2745 | 0 | 0 | 0 | 8.2745 | #N/A
2007-12-27 14:01 | 12 | 27 | 14 | 361.5422 | 8654 | 28.94 | 8.96 | 1003 | 23.2259 | 242.2106 | 0 | Heating | 32.2948 | #N/A | #N/A | #N/A | #N/A | 242.2106 | #N/A | #N/A | 3.188 | #N/A | 0 | 0 | 0 | 0 | 0 | 0 | 0 | 0 | 0.1076% | 1 | 50% | 0% | 0% | 0% | 8.2745 | 0 | 0 | 0 | 8.2745 | #N/A
2007-12-27 15:01 | 12 | 27 | 15 | 361.5838 | 8655 | 28.94 | 9.5 | 1003 | 23.3274 | 238.8235 | 0 | Heating | 31.8431 | #N/A | #N/A | #N/A | #N/A | 238.8235 | #N/A | #N/A | 3.188 | #N/A | 0 | 0 | 0 | 0 | 0 | 0 | 0 | 0 | 0.1061% | 1 | 50% | 0% | 0% | 0% | 8.2745 | 0 | 0 | 0 | 8.2745 | #N/A
2007-12-27 16:01 | 12 | 27 | 16 | 361.6255 | 8656 | 32 | 10.04 | 1003 | 25.3851 | 235.4819 | 0 | Heating | 31.3976 | #N/A | #N/A | #N/A | #N/A | 235.4819 | #N/A | #N/A | 3.3135 | #N/A | 0 | 0 | 0 | 0 | 0 | 0 | 0 | 0 | 0.1047% | 1 | 50% | 0% | 0% | 0% | 8.2745 | 0 | 0 | 0 | 8.2745 | #N/A
2007-12-27 17:01 | 12 | 27 | 17 | 361.6672 | 8657 | 32 | 10.76 | 1004 | 25.5271 | 226.0193 | 0 | Heating | 30.1359 | #N/A | #N/A | #N/A | #N/A | 226.0193 | #N/A | #N/A | 3.3135 | #N/A | 0 | 0 | 0 | 0 | 0 | 0 | 0 | 0 | 0.1005% | 1 | 50% | 0% | 0% | 0% | 8.2745 | 0 | 0 | 0 | 8.2745 | #N/A
2007-12-27 18:01 | 12 | 27 | 18 | 361.7088 | 8658 | 33.8 | 11.48 | 1005 | 26.7908 | 268.6782 | 0 | Heating | 35.8238 | #N/A | #N/A | #N/A | #N/A | 268.6782 | #N/A | #N/A | 3.3963 | #N/A | 0 | 0 | 0 | 0 | 0 | 0 | 0 | 0 | 0.1194% | 1 | 50% | 0% | 0% | 0% | 8.2745 | 0 | 0 | 0 | 8.2745 | #N/A
2007-12-27 19:01 | 12 | 27 | 19 | 361.7505 | 8659 | 33.98 | 12.02 | 1005 | 27.0087 | 344.0173 | 0 | Heating | 45.869 | #N/A | #N/A | #N/A | #N/A | 344.0173 | #N/A | #N/A | 3.405 | #N/A | 0 | 0 | 0 | 0 | 0 | 0 | 0 | 0 | 0.1529% | 1 | 50% | 0% | 0% | 0% | 8.2745 | 0 | 0 | 0 | 8.2745 | #N/A
2007-12-27 20:01 | 12 | 27 | 20 | 361.7922 | 8660 | 33.98 | 11.12 | 1006 | 26.8357 | 383.1917 | 0 | Heating | 51.0922 | #N/A | #N/A | #N/A | #N/A | 383.1917 | #N/A | #N/A | 3.405 | #N/A | 0 | 0 | 0 | 0 | 0 | 0 | 0 | 0 | 0.1703% | 1 | 50% | 0% | 0% | 0% | 8.2745 | 0 | 0 | 0 | 8.2745 | #N/A
2007-12-27 21:01 | 12 | 27 | 21 | 361.8338 | 8661 | 35.96 | 10.22 | 1006 | 27.8746 | 454.5029 | 0 | Heating | 60.6004 | #N/A | #N/A | #N/A | #N/A | 454.5029 | #N/A | #N/A | 3.5052 | #N/A | 0 | 0 | 0 | 0 | 0 | 0 | 0 | 0 | 0.202% | 1 | 50% | 0% | 0% | 0% | 8.2745 | 0 | 0 | 0 | 8.2745 | #N/A
2007-12-27 22:01 | 12 | 27 | 22 | 361.8755 | 8662 | 37.94 | 8.96 | 1007 | 28.8466 | 506.3238 | 0 | Heating | 67.5098 | #N/A | #N/A | #N/A | #N/A | 506.3238 | #N/A | #N/A | 3.6146 | #N/A | 0 | 0 | 0 | 0 | 0 | 0 | 0 | 0 | 0.225% | 1 | 50% | 0% | 0% | 0% | 8.2745 | 0 | 0 | 0 | 8.2745 | #N/A
2007-12-27 23:01 | 12 | 27 | 23 | 361.9172 | 8663 | 37.94 | 7.88 | 1007 | 28.6682 | 161.4353 | 0 | Heating | 21.5247 | #N/A | #N/A | #N/A | #N/A | 161.4353 | #N/A | #N/A | 3.6146 | #N/A | 0 | 0 | 0 | 0 | 0 | 0 | 0 | 0 | 0.07175% | 1 | 50% | 0% | 0% | 0% | 8.2745 | 0 | 0 | 0 | 8.2745 | #N/A
2007-12-28 00:01 | 12 | 28 | 0 | 361.9588 | 8664 | 39.92 | 6.62 | 1007 | 29.6449 | 285.3082 | 0 | Heating | 38.0411 | #N/A | #N/A | #N/A | #N/A | 285.3082 | #N/A | #N/A | 3.7339 | #N/A | 0 | 0 | 0 | 0 | 0 | 0 | 0 | 0 | 0.1268% | 1 | 50% | 0% | 0% | 0% | 8.2745 | 0 | 0 | 0 | 8.2745 | #N/A
2007-12-28 01:01 | 12 | 28 | 1 | 362.0005 | 8665 | 41 | 5 | 1007 | 30.0443 | 347.0128 | 0 | Heating | 46.2684 | #N/A | #N/A | #N/A | #N/A | 347.0128 | #N/A | #N/A | 3.8033 | #N/A | 0 | 0 | 0 | 0 | 0 | 0 | 0 | 0 | 0.1542% | 1 | 50% | 0% | 0% | 0% | 8.2745 | 0 | 0 | 0 | 8.2745 | #N/A
2007-12-28 02:01 | 12 | 28 | 2 | 362.0422 | 8666 | 41 | 5.18 | 1007 | 30.0692 | 387.3541 | 0 | Heating | 51.6472 | #N/A | #N/A | #N/A | #N/A | 387.3541 | #N/A | #N/A | 3.8033 | #N/A | 0 | 0 | 0 | 0 | 0 | 0 | 0 | 0 | 0.1722% | 1 | 50% | 0% | 0% | 0% | 8.2745 | 0 | 0 | 0 | 8.2745 | #N/A
2007-12-28 03:01 | 12 | 28 | 3 | 362.0838 | 8667 | 44.06 | 5.18 | 1007 | 31.8254 | 427.4389 | 0 | Heating | 56.9918 | #N/A | #N/A | #N/A | #N/A | 427.4389 | #N/A | #N/A | 4.0174 | #N/A | 0 | 0 | 0 | 0 | 0 | 0 | 0 | 0 | 0.19% | 1 | 50% | 0% | 0% | 0% | 8.2745 | 0 | 0 | 0 | 8.2745 | #N/A
2007-12-28 04:01 | 12 | 28 | 4 | 362.1255 | 8668 | 44.96 | 5 | 1007 | 32.3237 | 464.1116 | 0 | Heating | 61.8815 | #N/A | #N/A | #N/A | #N/A | 464.1116 | #N/A | #N/A | 4.0856 | #N/A | 0 | 0 | 0 | 0 | 0 | 0 | 0 | 0 | 0.2063% | 1 | 50% | 0% | 0% | 0% | 8.2745 | 0 | 0 | 0 | 8.2745 | #N/A
2007-12-28 05:01 | 12 | 28 | 5 | 362.1672 | 8669 | 44.96 | 4.1 | 1008 | 32.2082 | 499.1432 | 0 | Heating | 66.5524 | #N/A | #N/A | #N/A | #N/A | 499.1432 | #N/A | #N/A | 4.0856 | #N/A | 0 | 0 | 0 | 0 | 0 | 0 | 0 | 0 | 0.2218% | 1 | 50% | 0% | 0% | 0% | 8.2745 | 0 | 0 | 0 | 8.2745 | #N/A
2007-12-28 06:01 | 12 | 28 | 6 | 362.2088 | 8670 | 46.04 | 3.02 | 1008 | 32.7053 | 516.3951 | 0 | Heating | 68.8527 | #N/A | #N/A | #N/A | #N/A | 516.3951 | #N/A | #N/A | 4.1705 | #N/A | 0 | 0 | 0 | 0 | 0 | 0 | 0 | 0 | 0.2295% | 1 | 50% | 0% | 0% | 0% | 8.2745 | 0 | 0 | 0 | 8.2745 | #N/A
2007-12-28 07:01 | 12 | 28 | 7 | 362.2505 | 8671 | 46.04 | 1.94 | 1008 | 32.5721 | 1003.1229 | 0 | Heating | 133.7497 | #N/A | #N/A | #N/A | #N/A | 1003.1229 | #N/A | #N/A | 4.1705 | #N/A | 0 | 0 | 0 | 0 | 0 | 0 | 0 | 0 | 0.4458% | 1 | 50% | 0% | 0% | 0% | 8.2745 | 0 | 0 | 0 | 8.2745 | #N/A
2007-12-28 08:01 | 12 | 28 | 8 | 362.2922 | 8672 | 46.04 | 3.56 | 1008 | 32.7744 | 752.886 | 0 | Heating | 100.3848 | #N/A | #N/A | #N/A | #N/A | 752.886 | #N/A | #N/A | 4.1705 | #N/A | 0 | 0 | 0 | 0 | 0 | 0 | 0 | 0 | 0.3346% | 1 | 50% | 0% | 0% | 0% | 8.2745 | 0 | 0 | 0 | 8.2745 | #N/A
2007-12-28 09:01 | 12 | 28 | 9 | 362.3338 | 8673 | 42.98 | 5.36 | 1008 | 31.2431 | 595.9244 | 0 | Heating | 79.4566 | #N/A | #N/A | #N/A | #N/A | 595.9244 | #N/A | #N/A | 3.9388 | #N/A | 0 | 0 | 0 | 0 | 0 | 0 | 0 | 0 | 0.2649% | 1 | 50% | 0% | 0% | 0% | 8.2745 | 0 | 0 | 0 | 8.2745 | #N/A
2007-12-28 10:01 | 12 | 28 | 10 | 362.3755 | 8674 | 48.02 | 6.98 | 1009 | 34.4063 | 519.3093 | 0 | Heating | 69.2412 | #N/A | #N/A | #N/A | #N/A | 519.3093 | #N/A | #N/A | 4.3357 | #N/A | 0 | 0 | 0 | 0 | 0 | 0 | 0 | 0 | 0.2308% | 1 | 50% | 0% | 0% | 0% | 8.2745 | 0 | 0 | 0 | 8.2745 | #N/A
2007-12-28 11:01 | 12 | 28 | 11 | 362.4172 | 8675 | 48.02 | 7.7 | 1008 | 34.507 | 483.6636 | 0 | Heating | 64.4885 | #N/A | #N/A | #N/A | #N/A | 483.6636 | #N/A | #N/A | 4.3357 | #N/A | 0 | 0 | 0 | 0 | 0 | 0 | 0 | 0 | 0.215% | 1 | 50% | 0% | 0% | 0% | 8.2745 | 0 | 0 | 0 | 8.2745 | #N/A
2007-12-28 12:01 | 12 | 28 | 12 | 362.4588 | 8676 | 46.04 | 8.06 | 1006 | 33.4052 | 436.1399 | 0 | Heating | 58.152 | #N/A | #N/A | #N/A | #N/A | 436.1399 | #N/A | #N/A | 4.1705 | #N/A | 0 | 0 | 0 | 0 | 0 | 0 | 0 | 0 | 0.1938% | 1 | 50% | 0% | 0% | 0% | 8.2745 | 0 | 0 | 0 | 8.2745 | #N/A
2007-12-28 13:01 | 12 | 28 | 13 | 362.5005 | 8677 | 42.98 | 8.06 | 1005 | 31.6166 | 393.1434 | 0 | Heating | 52.4191 | #N/A | #N/A | #N/A | #N/A | 393.1434 | #N/A | #N/A | 3.9388 | #N/A | 0 | 0 | 0 | 0 | 0 | 0 | 0 | 0 | 0.1747% | 1 | 50% | 0% | 0% | 0% | 8.2745 | 0 | 0 | 0 | 8.2745 | #N/A
2007-12-28 14:01 | 12 | 28 | 14 | 362.5422 | 8678 | 42.98 | 6.98 | 1005 | 31.4536 | 363.6088 | 0 | Heating | 48.4812 | #N/A | #N/A | #N/A | #N/A | 363.6088 | #N/A | #N/A | 3.9388 | #N/A | 0 | 0 | 0 | 0 | 0 | 0 | 0 | 0 | 0.1616% | 1 | 50% | 0% | 0% | 0% | 8.2745 | 0 | 0 | 0 | 8.2745 | #N/A
2007-12-28 15:01 | 12 | 28 | 15 | 362.5838 | 8679 | 39.02 | 5.54 | 1005 | 28.9428 | 473.6816 | 0 | Heating | 63.1575 | #N/A | #N/A | #N/A | #N/A | 473.6816 | #N/A | #N/A | 3.6785 | #N/A | 0 | 0 | 0 | 0 | 0 | 0 | 0 | 0 | 0.2105% | 1 | 50% | 0% | 0% | 0% | 8.2745 | 0 | 0 | 0 | 8.2745 | #N/A
2007-12-28 16:01 | 12 | 28 | 16 | 362.6255 | 8680 | 39.02 | 3.92 | 1004 | 28.7113 | 516.6047 | 0 | Heating | 68.8806 | #N/A | #N/A | #N/A | #N/A | 516.6047 | #N/A | #N/A | 3.6785 | #N/A | 0 | 0 | 0 | 0 | 0 | 0 | 0 | 0 | 0.2296% | 1 | 50% | 0% | 0% | 0% | 8.2745 | 0 | 0 | 0 | 8.2745 | #N/A
2007-12-28 17:01 | 12 | 28 | 17 | 362.6672 | 8681 | 39.02 | 3.74 | 1005 | 28.6934 | 508.0236 | 0 | Heating | 67.7365 | #N/A | #N/A | #N/A | #N/A | 508.0236 | #N/A | #N/A | 3.6785 | #N/A | 0 | 0 | 0 | 0 | 0 | 0 | 0 | 0 | 0.2258% | 1 | 50% | 0% | 0% | 0% | 8.2745 | 0 | 0 | 0 | 8.2745 | #N/A
2007-12-28 18:01 | 12 | 28 | 18 | 362.7088 | 8682 | 37.04 | 3.38 | 1005 | 27.4522 | 540.1738 | 0 | Heating | 72.0232 | #N/A | #N/A | #N/A | #N/A | 540.1738 | #N/A | #N/A | 3.5637 | #N/A | 0 | 0 | 0 | 0 | 0 | 0 | 0 | 0 | 0.2401% | 1 | 50% | 0% | 0% | 0% | 8.2745 | 0 | 0 | 0 | 8.2745 | #N/A
2007-12-28 19:01 | 12 | 28 | 19 | 362.7505 | 8683 | 37.04 | 3.02 | 1005 | 27.4044 | 122.5867 | 0 | Heating | 16.3449 | #N/A | #N/A | #N/A | #N/A | 122.5867 | #N/A | #N/A | 3.5637 | #N/A | 0 | 0 | 0 | 0 | 0 | 0 | 0 | 0 | 0.05448% | 1 | 50% | 0% | 0% | 0% | 8.2745 | 0 | 0 | 0 | 8.2745 | #N/A
2007-12-28 20:01 | 12 | 28 | 20 | 362.7922 | 8684 | 37.04 | 3.2 | 1005 | 27.4282 | 257.4188 | 0 | Heating | 34.3225 | #N/A | #N/A | #N/A | #N/A | 257.4188 | #N/A | #N/A | 3.5637 | #N/A | 0 | 0 | 0 | 0 | 0 | 0 | 0 | 0 | 0.1144% | 1 | 50% | 0% | 0% | 0% | 8.2745 | 0 | 0 | 0 | 8.2745 | #N/A
2007-12-28 21:01 | 12 | 28 | 21 | 362.8338 | 8685 | 35.96 | 3.2 | 1005 | 26.7667 | 321.075 | 0 | Heating | 42.81 | #N/A | #N/A | #N/A | #N/A | 321.075 | #N/A | #N/A | 3.5052 | #N/A | 0 | 0 | 0 | 0 | 0 | 0 | 0 | 0 | 0.1427% | 1 | 50% | 0% | 0% | 0% | 8.2745 | 0 | 0 | 0 | 8.2745 | #N/A
2007-12-28 22:01 | 12 | 28 | 22 | 362.8755 | 8686 | 35.96 | 3.02 | 1005 | 26.7427 | 389.0027 | 0 | Heating | 51.867 | #N/A | #N/A | #N/A | #N/A | 389.0027 | #N/A | #N/A | 3.5052 | #N/A | 0 | 0 | 0 | 0 | 0 | 0 | 0 | 0 | 0.1729% | 1 | 50% | 0% | 0% | 0% | 8.2745 | 0 | 0 | 0 | 8.2745 | #N/A
2007-12-28 23:01 | 12 | 28 | 23 | 362.9172 | 8687 | 35.06 | 3.92 | 1005 | 26.3089 | 430.3563 | 0 | Heating | 57.3808 | #N/A | #N/A | #N/A | #N/A | 430.3563 | #N/A | #N/A | 3.4585 | #N/A | 0 | 0 | 0 | 0 | 0 | 0 | 0 | 0 | 0.1913% | 1 | 50% | 0% | 0% | 0% | 8.2745 | 0 | 0 | 0 | 8.2745 | #N/A
2007-12-29 00:01 | 12 | 29 | 0 | 362.9588 | 8688 | 35.6 | 4.64 | 1005 | 26.7446 | 456.7956 | 0 | Heating | 60.9061 | #N/A | #N/A | #N/A | #N/A | 456.7956 | #N/A | #N/A | 3.4863 | #N/A | 0 | 0 | 0 | 0 | 0 | 0 | 0 | 0 | 0.203% | 1 | 50% | 0% | 0% | 0% | 8.2745 | 0 | 0 | 0 | 8.2745 | #N/A
2007-12-29 01:01 | 12 | 29 | 1 | 363.0005 | 8689 | 35.06 | 5 | 1004 | 26.4581 | 461.3077 | 0 | Heating | 61.5077 | #N/A | #N/A | #N/A | #N/A | 461.3077 | #N/A | #N/A | 3.4585 | #N/A | 0 | 0 | 0 | 0 | 0 | 0 | 0 | 0 | 0.205% | 1 | 50% | 0% | 0% | 0% | 8.2745 | 0 | 0 | 0 | 8.2745 | #N/A
2007-12-29 02:01 | 12 | 29 | 2 | 363.0422 | 8690 | 35.06 | 5.18 | 1004 | 26.4846 | 478.469 | 0 | Heating | 63.7959 | #N/A | #N/A | #N/A | #N/A | 478.469 | #N/A | #N/A | 3.4585 | #N/A | 0 | 0 | 0 | 0 | 0 | 0 | 0 | 0 | 0.2127% | 1 | 50% | 0% | 0% | 0% | 8.2745 | 0 | 0 | 0 | 8.2745 | #N/A
2007-12-29 03:01 | 12 | 29 | 3 | 363.0838 | 8691 | 35.06 | 5.18 | 1004 | 26.4846 | 501.6185 | 0 | Heating | 66.8825 | #N/A | #N/A | #N/A | #N/A | 501.6185 | #N/A | #N/A | 3.4585 | #N/A | 0 | 0 | 0 | 0 | 0 | 0 | 0 | 0 | 0.2229% | 1 | 50% | 0% | 0% | 0% | 8.2745 | 0 | 0 | 0 | 8.2745 | #N/A
2007-12-29 04:01 | 12 | 29 | 4 | 363.1255 | 8692 | 35.06 | 5 | 1004 | 26.4581 | 524.6661 | 0 | Heating | 69.9555 | #N/A | #N/A | #N/A | #N/A | 524.6661 | #N/A | #N/A | 3.4585 | #N/A | 0 | 0 | 0 | 0 | 0 | 0 | 0 | 0 | 0.2332% | 1 | 50% | 0% | 0% | 0% | 8.2745 | 0 | 0 | 0 | 8.2745 | #N/A
2007-12-29 05:01 | 12 | 29 | 5 | 363.1672 | 8693 | 33.98 | 6.8 | 1004 | 26.0642 | 522.5812 | 0 | Heating | 69.6775 | #N/A | #N/A | #N/A | #N/A | 522.5812 | #N/A | #N/A | 3.405 | #N/A | 0 | 0 | 0 | 0 | 0 | 0 | 0 | 0 | 0.2323% | 1 | 50% | 0% | 0% | 0% | 8.2745 | 0 | 0 | 0 | 8.2745 | #N/A
2007-12-29 06:01 | 12 | 29 | 6 | 363.2088 | 8694 | 33.08 | 8.42 | 1004 | 25.7734 | 490.7156 | 0 | Heating | 65.4287 | #N/A | #N/A | #N/A | #N/A | 490.7156 | #N/A | #N/A | 3.3624 | #N/A | 0 | 0 | 0 | 0 | 0 | 0 | 0 | 0 | 0.2181% | 1 | 50% | 0% | 0% | 0% | 8.2745 | 0 | 0 | 0 | 8.2745 | #N/A
2007-12-29 07:01 | 12 | 29 | 7 | 363.2505 | 8695 | 33.08 | 10.04 | 1004 | 26.0651 | 439.5983 | 0 | Heating | 58.6131 | #N/A | #N/A | #N/A | #N/A | 439.5983 | #N/A | #N/A | 3.3624 | #N/A | 0 | 0 | 0 | 0 | 0 | 0 | 0 | 0 | 0.1954% | 1 | 50% | 0% | 0% | 0% | 8.2745 | 0 | 0 | 0 | 8.2745 | #N/A
2007-12-29 08:01 | 12 | 29 | 8 | 363.2922 | 8696 | 33.08 | 10.58 | 1004 | 26.1669 | 397.3187 | 0 | Heating | 52.9758 | #N/A | #N/A | #N/A | #N/A | 397.3187 | #N/A | #N/A | 3.3624 | #N/A | 0 | 0 | 0 | 0 | 0 | 0 | 0 | 0 | 0.1766% | 1 | 50% | 0% | 0% | 0% | 8.2745 | 0 | 0 | 0 | 8.2745 | #N/A
2007-12-29 09:01 | 12 | 29 | 9 | 363.3338 | 8697 | 30.92 | 11.48 | 1004 | 24.9891 | 311.284 | 0 | Heating | 41.5045 | #N/A | #N/A | #N/A | #N/A | 311.284 | #N/A | #N/A | 3.2671 | #N/A | 0 | 0 | 0 | 0 | 0 | 0 | 0 | 0 | 0.1383% | 1 | 50% | 0% | 0% | 0% | 8.2745 | 0 | 0 | 0 | 8.2745 | #N/A
2007-12-29 10:01 | 12 | 29 | 10 | 363.3755 | 8698 | 32 | 12.02 | 1004 | 25.7786 | 262.2188 | 0 | Heating | 34.9625 | #N/A | #N/A | #N/A | #N/A | 262.2188 | #N/A | #N/A | 3.3135 | #N/A | 0 | 0 | 0 | 0 | 0 | 0 | 0 | 0 | 0.1165% | 1 | 50% | 0% | 0% | 0% | 8.2745 | 0 | 0 | 0 | 8.2745 | #N/A
2007-12-29 11:01 | 12 | 29 | 11 | 363.4172 | 8699 | 33.08 | 12.74 | 1004 | 26.5984 | 259.2344 | 0 | Heating | 34.5646 | #N/A | #N/A | #N/A | #N/A | 259.2344 | #N/A | #N/A | 3.3624 | #N/A | 0 | 0 | 0 | 0 | 0 | 0 | 0 | 0 | 0.1152% | 1 | 50% | 0% | 0% | 0% | 8.2745 | 0 | 0 | 0 | 8.2745 | #N/A
2007-12-29 12:01 | 12 | 29 | 12 | 363.4588 | 8700 | 35.06 | 12.92 | 1004 | 27.8451 | 248.684 | 0 | Heating | 33.1579 | #N/A | #N/A | #N/A | #N/A | 248.684 | #N/A | #N/A | 3.4585 | #N/A | 0 | 0 | 0 | 0 | 0 | 0 | 0 | 0 | 0.1105% | 1 | 50% | 0% | 0% | 0% | 8.2745 | 0 | 0 | 0 | 8.2745 | #N/A
2007-12-29 13:01 | 12 | 29 | 13 | 363.5005 | 8701 | 35.96 | 12.92 | 1004 | 28.3867 | 238.6551 | 0 | Heating | 31.8207 | #N/A | #N/A | #N/A | #N/A | 238.6551 | #N/A | #N/A | 3.5052 | #N/A | 0 | 0 | 0 | 0 | 0 | 0 | 0 | 0 | 0.1061% | 1 | 50% | 0% | 0% | 0% | 8.2745 | 0 | 0 | 0 | 8.2745 | #N/A
2007-12-29 14:01 | 12 | 29 | 14 | 363.5422 | 8702 | 35.96 | 12.2 | 1004 | 28.2417 | 218.4049 | 0 | Heating | 29.1207 | #N/A | #N/A | #N/A | #N/A | 218.4049 | #N/A | #N/A | 3.5052 | #N/A | 0 | 0 | 0 | 0 | 0 | 0 | 0 | 0 | 0.09707% | 1 | 50% | 0% | 0% | 0% | 8.2745 | 0 | 0 | 0 | 8.2745 | #N/A
2007-12-29 15:01 | 12 | 29 | 15 | 363.5838 | 8703 | 33.98 | 11.12 | 1005 | 26.8313 | 228.8833 | 0 | Heating | 30.5178 | #N/A | #N/A | #N/A | #N/A | 228.8833 | #N/A | #N/A | 3.405 | #N/A | 0 | 0 | 0 | 0 | 0 | 0 | 0 | 0 | 0.1017% | 1 | 50% | 0% | 0% | 0% | 8.2745 | 0 | 0 | 0 | 8.2745 | #N/A
2007-12-29 16:01 | 12 | 29 | 16 | 363.6255 | 8704 | 33.08 | 10.04 | 1005 | 26.0695 | 254.0721 | 0 | Heating | 33.8763 | #N/A | #N/A | #N/A | #N/A | 254.0721 | #N/A | #N/A | 3.3624 | #N/A | 0 | 0 | 0 | 0 | 0 | 0 | 0 | 0 | 0.1129% | 1 | 50% | 0% | 0% | 0% | 8.2745 | 0 | 0 | 0 | 8.2745 | #N/A
2007-12-29 17:01 | 12 | 29 | 17 | 363.6672 | 8705 | 33.08 | 11.48 | 1005 | 26.3461 | 267.7574 | 0 | Heating | 35.701 | #N/A | #N/A | #N/A | #N/A | 267.7574 | #N/A | #N/A | 3.3624 | #N/A | 0 | 0 | 0 | 0 | 0 | 0 | 0 | 0 | 0.119% | 1 | 50% | 0% | 0% | 0% | 8.2745 | 0 | 0 | 0 | 8.2745 | #N/A
2007-12-29 18:01 | 12 | 29 | 18 | 363.7088 | 8706 | 32 | 12.74 | 1006 | 25.936 | 275.1903 | 0 | Heating | 36.692 | #N/A | #N/A | #N/A | #N/A | 275.1903 | #N/A | #N/A | 3.3135 | #N/A | 0 | 0 | 0 | 0 | 0 | 0 | 0 | 0 | 0.1223% | 1 | 50% | 0% | 0% | 0% | 8.2745 | 0 | 0 | 0 | 8.2745 | #N/A
2007-12-29 19:01 | 12 | 29 | 19 | 363.7505 | 8707 | 32 | 14 | 1006 | 26.209 | 291.0412 | 0 | Heating | 38.8055 | #N/A | #N/A | #N/A | #N/A | 291.0412 | #N/A | #N/A | 3.3135 | #N/A | 0 | 0 | 0 | 0 | 0 | 0 | 0 | 0 | 0.1294% | 1 | 50% | 0% | 0% | 0% | 8.2745 | 0 | 0 | 0 | 8.2745 | #N/A
2007-12-29 20:01 | 12 | 29 | 20 | 363.7922 | 8708 | 32 | 14.18 | 1006 | 26.2491 | 317.3966 | 0 | Heating | 42.3195 | #N/A | #N/A | #N/A | #N/A | 317.3966 | #N/A | #N/A | 3.3135 | #N/A | 0 | 0 | 0 | 0 | 0 | 0 | 0 | 0 | 0.1411% | 1 | 50% | 0% | 0% | 0% | 8.2745 | 0 | 0 | 0 | 8.2745 | #N/A
2007-12-29 21:01 | 12 | 29 | 21 | 363.8338 | 8709 | 32 | 14.18 | 1006 | 26.2491 | 319.8864 | 0 | Heating | 42.6515 | #N/A | #N/A | #N/A | #N/A | 319.8864 | #N/A | #N/A | 3.3135 | #N/A | 0 | 0 | 0 | 0 | 0 | 0 | 0 | 0 | 0.1422% | 1 | 50% | 0% | 0% | 0% | 8.2745 | 0 | 0 | 0 | 8.2745 | #N/A
2007-12-29 22:01 | 12 | 29 | 22 | 363.8755 | 8710 | 30.92 | 14 | 1006 | 25.5343 | 341.2249 | 0 | Heating | 45.4966 | #N/A | #N/A | #N/A | #N/A | 341.2249 | #N/A | #N/A | 3.2671 | #N/A | 0 | 0 | 0 | 0 | 0 | 0 | 0 | 0 | 0.1517% | 1 | 50% | 0% | 0% | 0% | 8.2745 | 0 | 0 | 0 | 8.2745 | #N/A
2007-12-29 23:01 | 12 | 29 | 23 | 363.9172 | 8711 | 30.92 | 15.44 | 1006 | 25.8678 | 367.2461 | 0 | Heating | 48.9661 | #N/A | #N/A | #N/A | #N/A | 367.2461 | #N/A | #N/A | 3.2671 | #N/A | 0 | 0 | 0 | 0 | 0 | 0 | 0 | 0 | 0.1632% | 1 | 50% | 0% | 0% | 0% | 8.2745 | 0 | 0 | 0 | 8.2745 | #N/A
2007-12-30 00:01 | 12 | 30 | 0 | 363.9588 | 8712 | 30.92 | 16.88 | 1006 | 26.2214 | 396.4461 | 0 | Heating | 52.8595 | #N/A | #N/A | #N/A | #N/A | 396.4461 | #N/A | #N/A | 3.2671 | #N/A | 0 | 0 | 0 | 0 | 0 | 0 | 0 | 0 | 0.1762% | 1 | 50% | 0% | 0% | 0% | 8.2745 | 0 | 0 | 0 | 8.2745 | #N/A
2007-12-30 01:01 | 12 | 30 | 1 | 364.0005 | 8713 | 30.02 | 17.96 | 1006 | 25.9415 | 389.0831 | 0 | Heating | 51.8777 | #N/A | #N/A | #N/A | #N/A | 389.0831 | #N/A | #N/A | 3.2302 | #N/A | 0 | 0 | 0 | 0 | 0 | 0 | 0 | 0 | 0.1729% | 1 | 50% | 0% | 0% | 0% | 8.2745 | 0 | 0 | 0 | 8.2745 | #N/A
2007-12-30 02:01 | 12 | 30 | 2 | 364.0422 | 8714 | 30.02 | 18.5 | 1007 | 26.0894 | 390.1155 | 0 | Heating | 52.0154 | #N/A | #N/A | #N/A | #N/A | 390.1155 | #N/A | #N/A | 3.2302 | #N/A | 0 | 0 | 0 | 0 | 0 | 0 | 0 | 0 | 0.1734% | 1 | 50% | 0% | 0% | 0% | 8.2745 | 0 | 0 | 0 | 8.2745 | #N/A
2007-12-30 03:01 | 12 | 30 | 3 | 364.0838 | 8715 | 28.94 | 18.86 | 1007 | 25.5131 | 389.4204 | 0 | Heating | 51.9227 | #N/A | #N/A | #N/A | #N/A | 389.4204 | #N/A | #N/A | 3.188 | #N/A | 0 | 0 | 0 | 0 | 0 | 0 | 0 | 0 | 0.1731% | 1 | 50% | 0% | 0% | 0% | 8.2745 | 0 | 0 | 0 | 8.2745 | #N/A
2007-12-30 04:01 | 12 | 30 | 4 | 364.1255 | 8716 | 28.94 | 19.04 | 1007 | 25.5635 | 387.0209 | 0 | Heating | 51.6028 | #N/A | #N/A | #N/A | #N/A | 387.0209 | #N/A | #N/A | 3.188 | #N/A | 0 | 0 | 0 | 0 | 0 | 0 | 0 | 0 | 0.172% | 1 | 50% | 0% | 0% | 0% | 8.2745 | 0 | 0 | 0 | 8.2745 | #N/A
2007-12-30 05:01 | 12 | 30 | 5 | 364.1672 | 8717 | 28.94 | 19.76 | 1007 | 25.7686 | 391.6194 | 0 | Heating | 52.2159 | #N/A | #N/A | #N/A | #N/A | 391.6194 | #N/A | #N/A | 3.188 | #N/A | 0 | 0 | 0 | 0 | 0 | 0 | 0 | 0 | 0.1741% | 1 | 50% | 0% | 0% | 0% | 8.2745 | 0 | 0 | 0 | 8.2745 | #N/A
2007-12-30 06:01 | 12 | 30 | 6 | 364.2088 | 8718 | 28.94 | 20.48 | 1007 | 25.9796 | 378.1081 | 0 | Heating | 50.4144 | #N/A | #N/A | #N/A | #N/A | 378.1081 | #N/A | #N/A | 3.188 | #N/A | 0 | 0 | 0 | 0 | 0 | 0 | 0 | 0 | 0.168% | 1 | 50% | 0% | 0% | 0% | 8.2745 | 0 | 0 | 0 | 8.2745 | #N/A
2007-12-30 07:01 | 12 | 30 | 7 | 364.2505 | 8719 | 30.02 | 21.02 | 1007 | 26.8099 | 1265.6478 | 0 | Heating | 168.753 | #N/A | #N/A | #N/A | #N/A | 1265.6478 | #N/A | #N/A | 3.2302 | #N/A | 0 | 0 | 0 | 0 | 0 | 0 | 0 | 0 | 0.5625% | 1 | 50% | 0% | 0% | 0% | 8.2745 | 0 | 0 | 0 | 8.2745 | #N/A
2007-12-30 08:01 | 12 | 30 | 8 | 364.2922 | 8720 | 30.02 | 21.92 | 1007 | 27.0848 | 918.5458 | 0 | Heating | 122.4728 | #N/A | #N/A | #N/A | #N/A | 918.5458 | #N/A | #N/A | 3.2302 | #N/A | 0 | 0 | 0 | 0 | 0 | 0 | 0 | 0 | 0.4082% | 1 | 50% | 0% | 0% | 0% | 8.2745 | 0 | 0 | 0 | 8.2745 | #N/A
2007-12-30 09:01 | 12 | 30 | 9 | 364.3338 | 8721 | 30.92 | 23.18 | 1007 | 28.031 | 517.1762 | 0 | Heating | 68.9568 | #N/A | #N/A | #N/A | #N/A | 517.1762 | #N/A | #N/A | 3.2671 | #N/A | 0 | 0 | 0 | 0 | 0 | 0 | 0 | 0 | 0.2299% | 1 | 50% | 0% | 0% | 0% | 8.2745 | 0 | 0 | 0 | 8.2745 | #N/A
2007-12-30 10:01 | 12 | 30 | 10 | 364.3755 | 8722 | 32 | 24.08 | 1006 | 28.9694 | 467.6745 | 0 | Heating | 62.3566 | #N/A | #N/A | #N/A | #N/A | 467.6745 | #N/A | #N/A | 3.3135 | #N/A | 0 | 0 | 0 | 0 | 0 | 0 | 0 | 0 | 0.2079% | 1 | 50% | 0% | 0% | 0% | 8.2745 | 0 | 0 | 0 | 8.2745 | #N/A
2007-12-30 11:01 | 12 | 30 | 11 | 364.4172 | 8723 | 32 | 23.36 | 1006 | 28.7345 | 454.721 | 0 | Heating | 60.6295 | #N/A | #N/A | #N/A | #N/A | 454.721 | #N/A | #N/A | 3.3135 | #N/A | 0 | 0 | 0 | 0 | 0 | 0 | 0 | 0 | 0.2021% | 1 | 50% | 0% | 0% | 0% | 8.2745 | 0 | 0 | 0 | 8.2745 | #N/A
2007-12-30 12:01 | 12 | 30 | 12 | 364.4588 | 8724 | 32 | 22.46 | 1005 | 28.4475 | 382.4974 | 0 | Heating | 50.9997 | #N/A | #N/A | #N/A | #N/A | 382.4974 | #N/A | #N/A | 3.3135 | #N/A | 0 | 0 | 0 | 0 | 0 | 0 | 0 | 0 | 0.17% | 1 | 50% | 0% | 0% | 0% | 8.2745 | 0 | 0 | 0 | 8.2745 | #N/A
2007-12-30 13:01 | 12 | 30 | 13 | 364.5005 | 8725 | 30.92 | 21.02 | 1005 | 27.3568 | 386.0096 | 0 | Heating | 51.4679 | #N/A | #N/A | #N/A | #N/A | 386.0096 | #N/A | #N/A | 3.2671 | #N/A | 0 | 0 | 0 | 0 | 0 | 0 | 0 | 0 | 0.1716% | 1 | 50% | 0% | 0% | 0% | 8.2745 | 0 | 0 | 0 | 8.2745 | #N/A
2007-12-30 14:01 | 12 | 30 | 14 | 364.5422 | 8726 | 32 | 21.92 | 1005 | 28.2812 | 284.0686 | 0 | Heating | 37.8758 | #N/A | #N/A | #N/A | #N/A | 284.0686 | #N/A | #N/A | 3.3135 | #N/A | 0 | 0 | 0 | 0 | 0 | 0 | 0 | 0 | 0.1263% | 1 | 50% | 0% | 0% | 0% | 8.2745 | 0 | 0 | 0 | 8.2745 | #N/A
2007-12-30 15:01 | 12 | 30 | 15 | 364.5838 | 8727 | 33.08 | 22.46 | 1005 | 29.0902 | 258.3005 | 0 | Heating | 34.4401 | #N/A | #N/A | #N/A | #N/A | 258.3005 | #N/A | #N/A | 3.3624 | #N/A | 0 | 0 | 0 | 0 | 0 | 0 | 0 | 0 | 0.1148% | 1 | 50% | 0% | 0% | 0% | 8.2745 | 0 | 0 | 0 | 8.2745 | #N/A
2007-12-30 16:01 | 12 | 30 | 16 | 364.6255 | 8728 | 33.08 | 23 | 1005 | 29.2582 | 252.5019 | 0 | Heating | 33.6669 | #N/A | #N/A | #N/A | #N/A | 252.5019 | #N/A | #N/A | 3.3624 | #N/A | 0 | 0 | 0 | 0 | 0 | 0 | 0 | 0 | 0.1122% | 1 | 50% | 0% | 0% | 0% | 8.2745 | 0 | 0 | 0 | 8.2745 | #N/A
2007-12-30 17:01 | 12 | 30 | 17 | 364.6672 | 8729 | 33.08 | 23.54 | 1006 | 29.4318 | 208.8461 | 0 | Heating | 27.8462 | #N/A | #N/A | #N/A | #N/A | 208.8461 | #N/A | #N/A | 3.3624 | #N/A | 0 | 0 | 0 | 0 | 0 | 0 | 0 | 0 | 0.09282% | 1 | 50% | 0% | 0% | 0% | 8.2745 | 0 | 0 | 0 | 8.2745 | #N/A
2007-12-30 18:01 | 12 | 30 | 18 | 364.7088 | 8730 | 33.08 | 23.9 | 1007 | 29.55 | 230.9689 | 0 | Heating | 30.7959 | #N/A | #N/A | #N/A | #N/A | 230.9689 | #N/A | #N/A | 3.3624 | #N/A | 0 | 0 | 0 | 0 | 0 | 0 | 0 | 0 | 0.1027% | 1 | 50% | 0% | 0% | 0% | 8.2745 | 0 | 0 | 0 | 8.2745 | #N/A
2007-12-30 19:01 | 12 | 30 | 19 | 364.7505 | 8731 | 33.08 | 24.08 | 1007 | 29.6086 | 289.0981 | 0 | Heating | 38.5464 | #N/A | #N/A | #N/A | #N/A | 289.0981 | #N/A | #N/A | 3.3624 | #N/A | 0 | 0 | 0 | 0 | 0 | 0 | 0 | 0 | 0.1285% | 1 | 50% | 0% | 0% | 0% | 8.2745 | 0 | 0 | 0 | 8.2745 | #N/A
2007-12-30 20:01 | 12 | 30 | 20 | 364.7922 | 8732 | 32 | 24.26 | 1007 | 29.0308 | 308.4378 | 0 | Heating | 41.125 | #N/A | #N/A | #N/A | #N/A | 308.4378 | #N/A | #N/A | 3.3135 | #N/A | 0 | 0 | 0 | 0 | 0 | 0 | 0 | 0 | 0.1371% | 1 | 50% | 0% | 0% | 0% | 8.2745 | 0 | 0 | 0 | 8.2745 | #N/A
2007-12-30 21:01 | 12 | 30 | 21 | 364.8338 | 8733 | 24.8 | 24.26 | 1008 | 24.605 | 375.2855 | 0 | Heating | 50.0381 | #N/A | #N/A | #N/A | #N/A | 375.2855 | #N/A | #N/A | 3.0457 | #N/A | 0 | 0 | 0 | 0 | 0 | 0 | 0 | 0 | 0.1668% | 1 | 50% | 0% | 0% | 0% | 8.2745 | 0 | 0 | 0 | 8.2745 | #N/A
2007-12-30 22:01 | 12 | 30 | 22 | 364.8755 | 8734 | 24.08 | 24.08 | 1008 | 24.08 | 380.6622 | 0 | Heating | 50.755 | #N/A | #N/A | #N/A | #N/A | 380.6622 | #N/A | #N/A | 3.0238 | #N/A | 0 | 0 | 0 | 0 | 0 | 0 | 0 | 0 | 0.1692% | 1 | 50% | 0% | 0% | 0% | 8.2745 | 0 | 0 | 0 | 8.2745 | #N/A
2007-12-30 23:01 | 12 | 30 | 23 | 364.9172 | 8735 | 28.94 | 24.62 | 1008 | 27.3139 | 11.2428 | 0 | Heating | 1.499 | #N/A | #N/A | #N/A | #N/A | 11.2428 | #N/A | #N/A | 3.188 | #N/A | 0 | 0 | 0 | 0 | 0 | 0 | 0 | 0 | 0.004997% | 1 | 50% | 0% | 0% | 0% | 8.2745 | 0 | 0 | 0 | 8.2745 | #N/A
2007-12-31 00:01 | 12 | 31 | 0 | 364.9588 | 8736 | 30.92 | 24.98 | 1008 | 28.6339 | 72.4414 | 0 | Heating | 9.6589 | #N/A | #N/A | #N/A | #N/A | 72.4414 | #N/A | #N/A | 3.2671 | #N/A | 0 | 0 | 0 | 0 | 0 | 0 | 0 | 0 | 0.0322% | 1 | 50% | 0% | 0% | 0% | 8.2745 | 0 | 0 | 0 | 8.2745 | #N/A
2007-12-31 01:01 | 12 | 31 | 1 | 365.0005 | 8737 | 32 | 24.98 | 1009 | 29.2768 | 97.9165 | 0 | Heating | 13.0555 | #N/A | #N/A | #N/A | #N/A | 97.9165 | #N/A | #N/A | 3.3135 | #N/A | 0 | 0 | 0 | 0 | 0 | 0 | 0 | 0 | 0.04352% | 1 | 50% | 0% | 0% | 0% | 8.2745 | 0 | 0 | 0 | 8.2745 | #N/A
2007-12-31 02:01 | 12 | 31 | 2 | 365.0422 | 8738 | 32 | 24.8 | 1009 | 29.2156 | 121.2818 | 0 | Heating | 16.1709 | #N/A | #N/A | #N/A | #N/A | 121.2818 | #N/A | #N/A | 3.3135 | #N/A | 0 | 0 | 0 | 0 | 0 | 0 | 0 | 0 | 0.0539% | 1 | 50% | 0% | 0% | 0% | 8.2745 | 0 | 0 | 0 | 8.2745 | #N/A
2007-12-31 03:01 | 12 | 31 | 3 | 365.0838 | 8739 | 33.08 | 24.44 | 1009 | 29.731 | 146.1843 | 0 | Heating | 19.4912 | #N/A | #N/A | #N/A | #N/A | 146.1843 | #N/A | #N/A | 3.3624 | #N/A | 0 | 0 | 0 | 0 | 0 | 0 | 0 | 0 | 0.06497% | 1 | 50% | 0% | 0% | 0% | 8.2745 | 0 | 0 | 0 | 8.2745 | #N/A
2007-12-31 04:01 | 12 | 31 | 4 | 365.1255 | 8740 | 33.08 | 24.08 | 1010 | 29.6147 | 170.4671 | 0 | Heating | 22.7289 | #N/A | #N/A | #N/A | #N/A | 170.4671 | #N/A | #N/A | 3.3624 | #N/A | 0 | 0 | 0 | 0 | 0 | 0 | 0 | 0 | 0.07576% | 1 | 50% | 0% | 0% | 0% | 8.2745 | 0 | 0 | 0 | 8.2745 | #N/A
2007-12-31 05:01 | 12 | 31 | 5 | 365.1672 | 8741 | 33.08 | 24.26 | 1010 | 29.6736 | 194.8552 | 0 | Heating | 25.9807 | #N/A | #N/A | #N/A | #N/A | 194.8552 | #N/A | #N/A | 3.3624 | #N/A | 0 | 0 | 0 | 0 | 0 | 0 | 0 | 0 | 0.0866% | 1 | 50% | 0% | 0% | 0% | 8.2745 | 0 | 0 | 0 | 8.2745 | #N/A
2007-12-31 06:01 | 12 | 31 | 6 | 365.2088 | 8742 | 32 | 24.26 | 1010 | 29.0361 | 199.7785 | 0 | Heating | 26.6371 | #N/A | #N/A | #N/A | #N/A | 199.7785 | #N/A | #N/A | 3.3135 | #N/A | 0 | 0 | 0 | 0 | 0 | 0 | 0 | 0 | 0.08879% | 1 | 50% | 0% | 0% | 0% | 8.2745 | 0 | 0 | 0 | 8.2745 | #N/A
2007-12-31 07:01 | 12 | 31 | 7 | 365.2505 | 8743 | 30.92 | 24.08 | 1011 | 28.3329 | 737.4077 | 0 | Heating | 98.321 | #N/A | #N/A | #N/A | #N/A | 737.4077 | #N/A | #N/A | 3.2671 | #N/A | 0 | 0 | 0 | 0 | 0 | 0 | 0 | 0 | 0.3277% | 1 | 50% | 0% | 0% | 0% | 8.2745 | 0 | 0 | 0 | 8.2745 | #N/A
2007-12-31 08:01 | 12 | 31 | 8 | 365.2922 | 8744 | 30.92 | 22.64 | 1012 | 27.8676 | 512.2299 | 0 | Heating | 68.2973 | #N/A | #N/A | #N/A | #N/A | 512.2299 | #N/A | #N/A | 3.2671 | #N/A | 0 | 0 | 0 | 0 | 0 | 0 | 0 | 0 | 0.2277% | 1 | 50% | 0% | 0% | 0% | 8.2745 | 0 | 0 | 0 | 8.2745 | #N/A
2007-12-31 09:01 | 12 | 31 | 9 | 365.3338 | 8745 | 33.08 | 21.38 | 1012 | 28.7824 | 297.1574 | 0 | Heating | 39.621 | #N/A | #N/A | #N/A | #N/A | 297.1574 | #N/A | #N/A | 3.3624 | #N/A | 0 | 0 | 0 | 0 | 0 | 0 | 0 | 0 | 0.1321% | 1 | 50% | 0% | 0% | 0% | 8.2745 | 0 | 0 | 0 | 8.2745 | #N/A
2007-12-31 10:01 | 12 | 31 | 10 | 365.3755 | 8746 | 33.98 | 19.94 | 1013 | 28.9118 | 269.1794 | 0 | Heating | 35.8906 | #N/A | #N/A | #N/A | #N/A | 269.1794 | #N/A | #N/A | 3.405 | #N/A | 0 | 0 | 0 | 0 | 0 | 0 | 0 | 0 | 0.1196% | 1 | 50% | 0% | 0% | 0% | 8.2745 | 0 | 0 | 0 | 8.2745 | #N/A
2007-12-31 11:01 | 12 | 31 | 11 | 365.4172 | 8747 | 33.98 | 19.04 | 1013 | 28.6682 | 263.8387 | 0 | Heating | 35.1785 | #N/A | #N/A | #N/A | #N/A | 263.8387 | #N/A | #N/A | 3.405 | #N/A | 0 | 0 | 0 | 0 | 0 | 0 | 0 | 0 | 0.1173% | 1 | 50% | 0% | 0% | 0% | 8.2745 | 0 | 0 | 0 | 8.2745 | #N/A
2007-12-31 12:01 | 12 | 31 | 12 | 365.4588 | 8748 | 33.98 | 17.6 | 1012 | 28.2927 | 228.0926 | 0 | Heating | 30.4123 | #N/A | #N/A | #N/A | #N/A | 228.0926 | #N/A | #N/A | 3.405 | #N/A | 0 | 0 | 0 | 0 | 0 | 0 | 0 | 0 | 0.1014% | 1 | 50% | 0% | 0% | 0% | 8.2745 | 0 | 0 | 0 | 8.2745 | #N/A
2007-12-31 13:01 | 12 | 31 | 13 | 365.5005 | 8749 | 33.98 | 15.98 | 1012 | 27.8986 | 246.1753 | 0 | Heating | 32.8234 | #N/A | #N/A | #N/A | #N/A | 246.1753 | #N/A | #N/A | 3.405 | #N/A | 0 | 0 | 0 | 0 | 0 | 0 | 0 | 0 | 0.1094% | 1 | 50% | 0% | 0% | 0% | 8.2745 | 0 | 0 | 0 | 8.2745 | #N/A
2007-12-31 14:01 | 12 | 31 | 14 | 365.5422 | 8750 | 33.98 | 15.26 | 1012 | 27.7316 | 166.8349 | 0 | Heating | 22.2447 | #N/A | #N/A | #N/A | #N/A | 166.8349 | #N/A | #N/A | 3.405 | #N/A | 0 | 0 | 0 | 0 | 0 | 0 | 0 | 0 | 0.07415% | 1 | 50% | 0% | 0% | 0% | 8.2745 | 0 | 0 | 0 | 8.2745 | #N/A
2007-12-31 15:01 | 12 | 31 | 15 | 365.5838 | 8751 | 32 | 14.18 | 1012 | 26.2704 | 157.5501 | 0 | Heating | 21.0067 | #N/A | #N/A | #N/A | #N/A | 157.5501 | #N/A | #N/A | 3.3135 | #N/A | 0 | 0 | 0 | 0 | 0 | 0 | 0 | 0 | 0.07002% | 1 | 50% | 0% | 0% | 0% | 8.2745 | 0 | 0 | 0 | 8.2745 | #N/A
2007-12-31 16:01 | 12 | 31 | 16 | 365.6255 | 8752 | 32 | 12.92 | 1012 | 25.9966 | 174.1293 | 0 | Heating | 23.2172 | #N/A | #N/A | #N/A | #N/A | 174.1293 | #N/A | #N/A | 3.3135 | #N/A | 0 | 0 | 0 | 0 | 0 | 0 | 0 | 0 | 0.07739% | 1 | 50% | 0% | 0% | 0% | 8.2745 | 0 | 0 | 0 | 8.2745 | #N/A
2007-12-31 17:01 | 12 | 31 | 17 | 365.6672 | 8753 | 32 | 12.02 | 1012 | 25.8096 | 174.3214 | 0 | Heating | 23.2429 | #N/A | #N/A | #N/A | #N/A | 174.3214 | #N/A | #N/A | 3.3135 | #N/A | 0 | 0 | 0 | 0 | 0 | 0 | 0 | 0 | 0.07748% | 1 | 50% | 0% | 0% | 0% | 8.2745 | 0 | 0 | 0 | 8.2745 | #N/A
2007-12-31 18:01 | 12 | 31 | 18 | 365.7088 | 8754 | 28.94 | 11.12 | 1012 | 23.6768 | 224.3998 | 0 | Heating | 29.92 | #N/A | #N/A | #N/A | #N/A | 224.3998 | #N/A | #N/A | 3.188 | #N/A | 0 | 0 | 0 | 0 | 0 | 0 | 0 | 0 | 0.09973% | 1 | 50% | 0% | 0% | 0% | 8.2745 | 0 | 0 | 0 | 8.2745 | #N/A
2007-12-31 19:01 | 12 | 31 | 19 | 365.7505 | 8755 | 26.96 | 10.04 | 1012 | 22.1639 | 304.3362 | 0 | Heating | 40.5782 | #N/A | #N/A | #N/A | #N/A | 304.3362 | #N/A | #N/A | 3.1163 | #N/A | 0 | 0 | 0 | 0 | 0 | 0 | 0 | 0 | 0.1353% | 1 | 50% | 0% | 0% | 0% | 8.2745 | 0 | 0 | 0 | 8.2745 | #N/A
2007-12-31 20:01 | 12 | 31 | 20 | 365.7922 | 8756 | 26.96 | 10.22 | 1011 | 22.1964 | 349.6825 | 0 | Heating | 46.6243 | #N/A | #N/A | #N/A | #N/A | 349.6825 | #N/A | #N/A | 3.1163 | #N/A | 0 | 0 | 0 | 0 | 0 | 0 | 0 | 0 | 0.1554% | 1 | 50% | 0% | 0% | 0% | 8.2745 | 0 | 0 | 0 | 8.2745 | #N/A
2007-12-31 21:01 | 12 | 31 | 21 | 365.8338 | 8757 | 26.06 | 10.22 | 1011 | 21.598 | 432.5046 | 0 | Heating | 57.6673 | #N/A | #N/A | #N/A | #N/A | 432.5046 | #N/A | #N/A | 3.0859 | #N/A | 0 | 0 | 0 | 0 | 0 | 0 | 0 | 0 | 0.1922% | 1 | 50% | 0% | 0% | 0% | 8.2745 | 0 | 0 | 0 | 8.2745 | #N/A
2007-12-31 22:01 | 12 | 31 | 22 | 365.8755 | 8758 | 24.98 | 10.04 | 1011 | 20.8369 | 473.1354 | 0 | Heating | 63.0847 | #N/A | #N/A | #N/A | #N/A | 473.1354 | #N/A | #N/A | 3.0513 | #N/A | 0 | 0 | 0 | 0 | 0 | 0 | 0 | 0 | 0.2103% | 1 | 50% | 0% | 0% | 0% | 8.2745 | 0 | 0 | 0 | 8.2745 | #N/A
2007-12-31 23:01 | 12 | 31 | 23 | 365.9172 | 8759 | 24.98 | 9.5 | 1010 | 20.7267 | 150.4835 | 0 | Heating | 20.0645 | #N/A | #N/A | #N/A | #N/A | 150.4835 | #N/A | #N/A | 3.0513 | #N/A | 0 | 0 | 0 | 0 | 0 | 0 | 0 | 0 | 0.06688% | 1 | 50% | 0% | 0% | 0% | 8.2745 | 0 | 0 | 0 | 8.2745 | #N/A
2008-01-01 00:01 | 1 | 1 | 0 | 365 | 8760 | 24.08 | 8.96 | 1010 | 20.0101 | 285.7486 | 0 | Heating | 38.0998 | 47448.6479 | 53.0371 | 63.0371 | 232498.3749 | 285.7486 | 285.7486 | 0 | 3.0238 | 0 | 0 | 0 | 0 | 0 | 0 | 0 | 0 | 0 | 0.127% | 1 | 50% | 0% | 0% | 0% | 8.2745 | 0 | 0 | 0 | 8.2745 | 8.2745
Formulas:
Day of Year = DAYS([Date],A8)+1

## Inputs
Input Data
Load (Building) Side Information
| Heating Inputs |  |  |  | Cooling Inputs
| Cond LWT | 75 | °F |  | CWLT | 88 | °F
| Cond EWT | 60 | °F |  | CWET | 76 | °F
| Cond Water ΔT | 15 | °F |  | ΔCW Temp | 12 | °F
| Eavp LWT | 25 | °F |  | CHWS Temp | 45 | °F
| Eavp EWT | 35 | °F
| Eavp Water ΔT | 10 | °F
| Heating Capacity | 150000 | MBH |  | Heat Exchanger Efficiency | 98%
| Heat Pump Efficiency | 4.5 | COP
| Cooling Capacity | 345 | Tons
| Cooling Capacity | 160000 | MBH
| Cooling Eff |  | EER
| Cooling Eff |  | kW/Ton
| Heating Capacity | 900 | MBH
| Heat Pump Efficiency |  | COP
| Cooling Capacity | 0 | Tons
| Cooling Capacity | 0 | MBH
| Cooling Eff | 15.22 | EER
| Cooling Eff | 0.7883 | kW/Ton
| Load Split | 0.67
| Loop Side Hydraulic Inputs |  |  |  | Loop Side Pump Inputs |  |  |  | Loop Side Heating Inputs |  |  | Loop Side Cooling Inputs
| Equivalent Linear Length | 1000 | Ft |  | Pump Qty | 4 |  |  | Heat Pump Efficiency | 7 | COP | Cooling Pump Efficiency | 7 | COP
| Hazen-Williams Coeff. (c) | 140 |  |  | Pump Efficiency | 85%
| Flow | #REF! | gpm |  | Motor HP per Pump | 50
| Flow velocity | 5 | ft/s |  | Duty Flow per Pump | 7500 | GPM
| Hydraulic Diameter | #REF! | in |  | Total Flow | 30000 | GPM | 30000
| Specific Gravity | 1 |  |  | Min Speed | 50%
[5 empty] | Min Flow Rate | 3750 | GPM
[5 empty] | Motor Efficiency | 91.5%
[5 empty] | Affinty Law Exponent | 2.3
| Wastewater Effluent Inputs |  |  |  | Borefield Pump Inputs |  |  |  | Open Loop CT Inputs
| Heating SWT | 50 | °F |  | Pump Qty | 2 |  |  | CWET | 88 | °F
| Heating RWT | 40 | °F |  | Pump Efficiency | 78.5% |  |  | CT Approach | 15 | °F
| Cooling SWT | 75 | °F |  | Motor HP per Pump | 25 |  |  | CT Eff | 40.2 | GPM/HP
| Cooling RWT | 85 | °F |  | Duty Flow per Pump | 650 | GPM
| Outfall HX DT | 10 | °F |  | Total Flow | 1300 | GPM
| Heating Capacity |  | MBH |  | Min Speed | 50%
| Cooling Capacity |  | Tons |  | Min Flow Rate | 325 | GPM
| Cooling Capacity |  | MBH |  | Motor Efficiency | 91.5%
| Heating Capacity Limit | 78302.5975 | MBH |  | Affinty Law Exponent | 2.3
| Cooling Capacity Limit | 0 | MBH
| WWTP HX Eff | 98%
| HX min approach | 2 | °F
| Heating Load (MBH) |  |  |  |  | Cooling Load (MBH)
| Min | Max | Frequency |  |  | Min | Bin | Frequency
|  | 0 | 2930 | 8760 |  |  | 0 | 5830 | 8760
| 0 | 200 | 805 | 5830 |  | 0 | 400 | 1026 | 2930
| 200 | 400 | 628 | 5025 |  | 400 | 800 | 348 | 1904
| 400 | 600 | 614 | 4397 |  | 800 | 1200 | 255 | 1556
| 600 | 800 | 585 | 3783 |  | 1200 | 1600 | 175 | 1301
| 800 | 1000 | 472 | 3198 |  | 1600 | 2000 | 158 | 1126
| 1000 | 1200 | 467 | 2726 |  | 2000 | 2400 | 157 | 968
| 1200 | 1400 | 464 | 2259 |  | 2400 | 2800 | 136 | 811
| 1400 | 1600 | 399 | 1795 |  | 2800 | 3200 | 134 | 675
| 1600 | 1800 | 338 | 1396 |  | 3200 | 3600 | 134 | 541
| 1800 | 2000 | 254 | 1058 |  | 3600 | 4000 | 87 | 407
| 2000 | 2200 | 226 | 804 |  | 4000 | 4400 | 65 | 320
| 2200 | 2400 | 158 | 578 |  | 4400 | 4800 | 66 | 255
| 2400 | 2600 | 109 | 420 |  | 4800 | 5200 | 52 | 189
| 2600 | 2800 | 75 | 311 |  | 5200 | 5600 | 43 | 137
| 2800 | 3000 | 60 | 236 |  | 5600 | 6000 | 39 | 94
| 3000 | 3200 | 50 | 176 |  | 6000 | 6400 | 24 | 55
| 3200 | 3400 | 26 | 126 |  | 6400 | 6800 | 13 | 31
| 3400 | 3600 | 31 | 100 |  | 6800 | 7200 | 5 | 18
| 3600 | 3800 | 24 | 69 |  | 7200 | 7600 | 8 | 13
| 3800 | 4000 | 15 | 45 |  | 7600 | 8000 | 3 | 5
| 4000 | 4200 | 10 | 30 |  | 8000 | 8400 | 2 | 2
| 4200 | 4400 | 8 | 20 |  | 8400 | 8800 | 0 | 0
| 4400 | 4600 | 5 | 12 |  | 8800 | 9200 | 0 | 0
| 4600 | 4800 | 3 | 7 |  | 9200 | 9600 | 0 | 0
| 4800 | 5000 | 3 | 4 |  | 9600 | 10000 | 0 | 0
| 5000 | 5200 | 1 | 1 |  | 10000 | 10400 | 0 | 0
| 5200 | More | 0 | 0 |  | 10400 | More | 0 | 0

## Input Load Data
Input Load Data
| Max Load | 1830.1975
| GPM | 183.0198
| Hour | TOTALS (MBH)
2002-01-01 01:00 | 1 | 13.5689
| 2 | 15.5879
| 3 | 17.5182
| 4 | 19.221
| 5 | 26.5737
| 6 | 23.0061
| 7 | 525.7864
| 8 | 301.8667
| 9 | 109.6011
| 10 | 83.8322
| 11 | 80.5628
| 12 | 58.1236
| 13 | 75.0678
| 14 | 27.4365
| 15 | 31.9892
| 16 | 41.367
| 17 | 29.923
| 18 | 67.3961
| 19 | 137.9377
| 20 | 161.9445
| 21 | 202.9774
| 22 | 218.3205
| 23 | 2.1908
| 24 | 10.1336
| 25 | 13.7191
| 26 | 15.6387
| 27 | 17.169
| 28 | 18.384
| 29 | 25.6308
| 30 | 31.2505
| 31 | 542.8706
| 32 | 328.114
| 33 | 143.4084
| 34 | 124.9599
| 35 | 138.8918
| 36 | 129.0634
| 37 | 171.8984
| 38 | 120.4198
| 39 | 121.544
| 40 | 127.8931
| 41 | 109.9089
| 42 | 148.9418
| 43 | 216.8695
| 44 | 256.072
| 45 | 322.5858
| 46 | 369.6757
| 47 | 51.1771
| 48 | 151.1889
| 49 | 210.7723
| 50 | 256.967
| 51 | 302.9326
| 52 | 345.8358
| 53 | 370.8478
| 54 | 368.2961
| 55 | 831.5122
| 56 | 570.6872
| 57 | 298.8774
| 58 | 224.3879
| 59 | 226.2136
| 60 | 211.6115
| 61 | 251.9053
| 62 | 201.4334
| 63 | 206.5512
| 64 | 211.1838
| 65 | 212.9429
| 66 | 261.081
| 67 | 334.764
| 68 | 372.3689
| 69 | 435.375
| 70 | 486.4723
| 71 | 161.608
| 72 | 303.2063
| 73 | 375.8545
| 74 | 408.9005
| 75 | 424.4548
| 76 | 435.3845
| 77 | 464.3946
| 78 | 483.2128
| 79 | 985.1893
| 80 | 694.9946
| 81 | 415.183
| 82 | 349.6012
| 83 | 305.4365
| 84 | 265.8551
| 85 | 271.5115
| 86 | 199.3089
| 87 | 176.4675
| 88 | 179.6615
| 89 | 160.9572
| 90 | 199.7211
| 91 | 270.1708
| 92 | 306.3777
| 93 | 374.13
| 94 | 417.1012
| 95 | 65.043
| 96 | 149.8888
| 97 | 196.2096
| 98 | 229.8171
| 99 | 266.1047
| 100 | 299.8255
| 101 | 323.6714
| 102 | 320.2596
| 103 | 804.9383
| 104 | 572.0991
| 105 | 457.8395
| 106 | 422.7899
| 107 | 421.8003
| 108 | 378.5858
| 109 | 325.0769
| 110 | 289.1879
| 111 | 342.5845
| 112 | 374.0851
| 113 | 400.8541
| 114 | 464.8718
| 115 | 97.4486
| 116 | 238.4704
| 117 | 288.114
| 118 | 348.7387
| 119 | 411.6455
| 120 | 477.2861
| 121 | 522.4939
| 122 | 560.3359
| 123 | 591.3832
| 124 | 624.3961
| 125 | 657.0349
| 126 | 673.7327
| 127 | 670.7546
| 128 | 608.2997
| 129 | 466.3981
| 130 | 376.3726
| 131 | 335.6771
| 132 | 307.1327
| 133 | 271.3097
| 134 | 243.1
| 135 | 238.2746
| 136 | 244.2007
| 137 | 270.2916
| 138 | 328.9554
| 139 | 395.5546
| 140 | 444.6529
| 141 | 446.0999
| 142 | 465.9717
| 143 | 461.3269
| 144 | 442.1222
| 145 | 385.4256
| 146 | 369.3866
| 147 | 369.8231
| 148 | 367.3954
| 149 | 364.1974
| 150 | 339.8798
| 151 | 1213.128
| 152 | 863.5833
| 153 | 480.0258
| 154 | 430.3423
| 155 | 412.3152
| 156 | 355.4248
| 157 | 353.634
| 158 | 257.3208
| 159 | 209.243
| 160 | 184.2
| 161 | 176.7823
| 162 | 238.7028
| 163 | 328.4351
| 164 | 355.9424
| 165 | 412.9227
| 166 | 415.2629
| 167 | 28.3147
| 168 | 138.98
| 169 | 196.2705
| 170 | 234.8211
| 171 | 264.7358
| 172 | 293.4975
| 173 | 316.8085
| 174 | 316.3479
| 175 | 832.1666
| 176 | 611.3839
| 177 | 401.4876
| 178 | 371.2078
| 179 | 362.8827
| 180 | 332.5467
| 181 | 356.825
| 182 | 263.1388
| 183 | 223.1043
| 184 | 200.9989
| 185 | 184.9702
| 186 | 228.128
| 187 | 295.267
| 188 | 321.5408
| 189 | 375.9895
| 190 | 422.2214
| 191 | 44.5019
| 192 | 166.1533
| 193 | 227.9901
| 194 | 256.4903
| 195 | 272.268
| 196 | 285.5576
| 197 | 306.0763
| 198 | 310.928
| 199 | 819.977
| 200 | 601.4919
| 201 | 378.0219
| 202 | 359.709
| 203 | 376.5166
| 204 | 347.8665
| 205 | 379.5259
| 206 | 284.8649
| 207 | 253.5536
| 208 | 253.1872
| 209 | 231.4678
| 210 | 266.2651
| 211 | 336.7086
| 212 | 369.7822
| 213 | 431.444
| 214 | 481.7061
| 215 | 112.3374
| 216 | 233.4219
| 217 | 278.6236
| 218 | 315.2588
| 219 | 350.008
| 220 | 383.5073
| 221 | 413.281
| 222 | 417.7077
| 223 | 909.0233
| 224 | 645.1185
| 225 | 388.7741
| 226 | 302.5307
| 227 | 278.6919
| 228 | 223.8673
| 229 | 227.3137
| 230 | 150.2891
| 231 | 131.6697
| 232 | 129.7625
| 233 | 112.8637
| 234 | 140.8564
| 235 | 202.5628
| 236 | 224.8977
| 237 | 273.4086
| 238 | 295.3214
| 239 | 7.5624
| 240 | 23.2076
| 241 | 49.0241
| 242 | 59.6339
| 243 | 63.5714
| 244 | 63.8066
| 245 | 50.1431
| 246 | 20.9934
| 247 | 502.9807
| 248 | 284.3059
| 249 | 79.1478
| 250 | 54.3309
| 251 | 44.5481
| 252 | 18.1405
| 253 | 17.7712
| 254 | 9.9435
| 255 | 7.1418
| 256 | 4.7789
| 257 | 0.40275
| 258 | 1.0712
| 259 | 4.3599
| 260 | 7.655
| 261 | 32.8574
| 262 | 102.9596
| 263 | 0
| 264 | 0.049264
| 265 | 5.6619
| 266 | 11.1863
| 267 | 17.3519
| 268 | 62.9402
| 269 | 124.6459
| 270 | 160.5792
| 271 | 640.8089
| 272 | 481.5492
| 273 | 413.4685
| 274 | 439.3177
| 275 | 444.9216
| 276 | 393.6869
| 277 | 351.6584
| 278 | 339.7167
| 279 | 380.3965
| 280 | 402.8494
| 281 | 409.0117
| 282 | 447.1125
| 283 | 56.5379
| 284 | 136.4793
| 285 | 180.1106
| 286 | 238.4664
| 287 | 277.0667
| 288 | 303.5623
| 289 | 308.8419
| 290 | 322.1195
| 291 | 340.5159
| 292 | 357.3315
| 293 | 370.2821
| 294 | 363.5026
| 295 | 337.3288
| 296 | 307.1682
| 297 | 261.0016
| 298 | 243.125
| 299 | 221.2465
| 300 | 187.6491
| 301 | 178.2003
| 302 | 169.0426
| 303 | 147.6358
| 304 | 137.2592
| 305 | 137.1255
| 306 | 157.5099
| 307 | 182.1462
| 308 | 205.0844
| 309 | 198.6396
| 310 | 208.2075
| 311 | 218.1978
| 312 | 227.3931
| 313 | 206.1283
| 314 | 203.1505
| 315 | 204.0257
| 316 | 203.8605
| 317 | 208.7304
| 318 | 197.5615
| 319 | 899.3587
| 320 | 606.5782
| 321 | 367.7886
| 322 | 350.6283
| 323 | 338.5984
| 324 | 286.6708
| 325 | 300.036
| 326 | 204.895
| 327 | 176.0073
| 328 | 156.0975
| 329 | 115.2488
| 330 | 146.0767
| 331 | 210.2059
| 332 | 230.9784
| 333 | 279.9319
| 334 | 306.5818
| 335 | 5.3429
| 336 | 14.4152
| 337 | 19.0531
| 338 | 33.2348
| 339 | 48.221
| 340 | 60.9986
| 341 | 74.8748
| 342 | 70.9839
| 343 | 603.9295
| 344 | 385.6411
| 345 | 178.5061
| 346 | 160.6845
| 347 | 125.2671
| 348 | 72.0008
| 349 | 69.595
| 350 | 23.913
| 351 | 26.611
| 352 | 34.2135
| 353 | 31.6333
| 354 | 70.6311
| 355 | 143.6271
| 356 | 187.8636
| 357 | 245.6706
| 358 | 284.3738
| 359 | 7.7922
| 360 | 38.1877
| 361 | 75.3945
| 362 | 110.7913
| 363 | 142.2532
| 364 | 171.5514
| 365 | 195.2681
| 366 | 197.1688
| 367 | 669.2694
| 368 | 423.7506
| 369 | 151.902
| 370 | 102.8858
| 371 | 94.5179
| 372 | 72.1353
| 373 | 80.3986
| 374 | 27.723
| 375 | 21.758
| 376 | 18.72
| 377 | 10.9784
| 378 | 26.3594
| 379 | 70.3574
| 380 | 94.8621
| 381 | 139.4194
| 382 | 183.1194
| 383 | 1.1512
| 384 | 5.503
| 385 | 7.9919
| 386 | 10.2429
| 387 | 12.6925
| 388 | 14.848
| 389 | 17.9275
| 390 | 26.392
| 391 | 538.2996
| 392 | 311.9881
| 393 | 85.9234
| 394 | 50.5761
| 395 | 35.8899
| 396 | 10.8201
| 397 | 9.9271
| 398 | 5.1264
| 399 | 4.2714
| 400 | 4.3364
| 401 | 2.8582
| 402 | 6.0051
| 403 | 11.8074
| 404 | 18.5264
| 405 | 44.3913
| 406 | 63.2338
| 407 | 0
| 408 | 0
| 409 | 0
| 410 | 0
| 411 | 0
| 412 | 0
| 413 | 0.38406
| 414 | 0.55441
| 415 | 272.6651
| 416 | 133.199
| 417 | 13.9737
| 418 | 12.561
| 419 | 11.9209
| 420 | 9.8072
| 421 | 11.0018
| 422 | 5.4328
| 423 | 5.6041
| 424 | 6.0863
| 425 | 4.655
| 426 | 7.8097
| 427 | 13.4089
| 428 | 32.9873
| 429 | 78.3152
| 430 | 106.0146
| 431 | 0
| 432 | 0
| 433 | 0.38252
| 434 | 2.8099
| 435 | 5.2549
| 436 | 7.3562
| 437 | 9.4468
| 438 | 9.8702
| 439 | 364.9232
| 440 | 232.381
| 441 | 159.689
| 442 | 157.6476
| 443 | 173.7438
| 444 | 156.765
| 445 | 145.3688
| 446 | 140.695
| 447 | 202.8525
| 448 | 214.4208
| 449 | 191.3567
| 450 | 212.5357
| 451 | 0
| 452 | 3.818
| 453 | 5.6921
| 454 | 9.1598
| 455 | 12.6634
| 456 | 16.1259
| 457 | 19.1506
| 458 | 33.7122
| 459 | 49.6805
| 460 | 64.9215
| 461 | 89.6795
| 462 | 101.0254
| 463 | 94.544
| 464 | 82.0017
| 465 | 63.2301
| 466 | 60.6409
| 467 | 85.0837
| 468 | 68.6202
| 469 | 62.4627
| 470 | 68.6072
| 471 | 72.8574
| 472 | 92.9568
| 473 | 114.0912
| 474 | 157.7503
| 475 | 208.5602
| 476 | 256.7754
| 477 | 274.8814
| 478 | 308.3719
| 479 | 337.6441
| 480 | 364.0053
| 481 | 359.2871
| 482 | 361.6632
| 483 | 363.7485
| 484 | 364.1137
| 485 | 367.2492
| 486 | 350.8479
| 487 | 923.4515
| 488 | 661.9411
| 489 | 424.447
| 490 | 368.7082
| 491 | 360.1575
| 492 | 300.985
| 493 | 312.4243
| 494 | 228.4866
| 495 | 234.9066
| 496 | 242.7923
| 497 | 207.3219
| 498 | 238.8788
| 499 | 298.3589
| 500 | 320.1324
| 501 | 369.7529
| 502 | 415.4802
| 503 | 25.5787
| 504 | 117.5042
| 505 | 157.5625
| 506 | 172.389
| 507 | 172.3594
| 508 | 170.0467
| 509 | 176.4816
| 510 | 169.2878
| 511 | 702.1846
| 512 | 466.7638
| 513 | 253.0741
| 514 | 228.275
| 515 | 237.6026
| 516 | 210.3776
| 517 | 237.6518
| 518 | 155.497
| 519 | 128.018
| 520 | 109.4846
| 521 | 74.2188
| 522 | 101.7721
| 523 | 152.1159
| 524 | 174.6953
| 525 | 229.8222
| 526 | 259.8022
| 527 | 3.3351
| 528 | 11.3545
| 529 | 13.7859
| 530 | 15.1343
| 531 | 16.4273
| 532 | 19.0317
| 533 | 38.0551
| 534 | 44.1078
| 535 | 563.0536
| 536 | 368.0327
| 537 | 175.2895
| 538 | 150.4728
| 539 | 165.346
| 540 | 182.693
| 541 | 208.0397
| 542 | 148.7417
| 543 | 160.9993
| 544 | 174.4839
| 545 | 184.7168
| 546 | 257.2378
| 547 | 337.7799
| 548 | 381.2589
| 549 | 446.5633
| 550 | 503.6497
| 551 | 169.6353
| 552 | 294.8765
| 553 | 353.8225
| 554 | 393.1909
| 555 | 421.996
| 556 | 447.92
| 557 | 481.2305
| 558 | 501.5089
| 559 | 993.3816
| 560 | 727.1026
| 561 | 498.6462
| 562 | 455.168
| 563 | 453.4901
| 564 | 424.9487
| 565 | 442.5888
| 566 | 363.8851
| 567 | 322.3781
| 568 | 314.9478
| 569 | 294.1057
| 570 | 346.8618
| 571 | 421.3695
| 572 | 448.5505
| 573 | 513.8251
| 574 | 536.2689
| 575 | 185.1007
| 576 | 304.4806
| 577 | 345.7366
| 578 | 379.2932
| 579 | 414.1323
| 580 | 445.385
| 581 | 488.3395
| 582 | 521.8829
| 583 | 1028.2931
| 584 | 764.4122
| 585 | 497.8203
| 586 | 440.0505
| 587 | 433.4838
| 588 | 366.5486
| 589 | 386.5476
| 590 | 305.4794
| 591 | 313.8936
| 592 | 307.802
| 593 | 277.6206
| 594 | 318.8289
| 595 | 386.3385
| 596 | 421.7133
| 597 | 501.4855
| 598 | 528.8399
| 599 | 167.8124
| 600 | 250.0341
| 601 | 263.8144
| 602 | 275.6363
| 603 | 300.1323
| 604 | 321.3844
| 605 | 345.7062
| 606 | 354.9022
| 607 | 858.4249
| 608 | 635.0762
| 609 | 512.508
| 610 | 486.2354
| 611 | 476.3268
| 612 | 442.7822
| 613 | 428.4162
| 614 | 381.6037
| 615 | 460.5542
| 616 | 462.8336
| 617 | 431.5016
| 618 | 471.9683
| 619 | 57.5378
| 620 | 162.9544
| 621 | 189.9076
| 622 | 226.4071
| 623 | 261.8248
| 624 | 295.938
| 625 | 310.5635
| 626 | 333.5023
| 627 | 359.1841
| 628 | 384.2898
| 629 | 397.7849
| 630 | 384.6907
| 631 | 353.278
| 632 | 324.4929
| 633 | 291.656
| 634 | 257.0376
| 635 | 230.4996
| 636 | 196.5958
| 637 | 153.77
| 638 | 131.3659
| 639 | 137.627
| 640 | 150.4673
| 641 | 173.0213
| 642 | 248.8629
| 643 | 310.9958
| 644 | 359.092
| 645 | 370.0237
| 646 | 395.648
| 647 | 423.1455
| 648 | 452.1726
| 649 | 444.73
| 650 | 452.4937
| 651 | 460.521
| 652 | 461.8322
| 653 | 466.7177
| 654 | 454.8403
| 655 | 1291.793
| 656 | 974.0133
| 657 | 598.1991
| 658 | 571.9067
| 659 | 553.1235
| 660 | 505.792
| 661 | 476.8615
| 662 | 380.6495
| 663 | 335.4741
| 664 | 318.7009
| 665 | 310.9235
| 666 | 378.0047
| 667 | 470.7665
| 668 | 496.1574
| 669 | 554.1345
| 670 | 597.3642
| 671 | 202.79
| 672 | 338.2991
| 673 | 367.8832
| 674 | 394.1749
| 675 | 422.0971
| 676 | 447.9616
| 677 | 462.9059
| 678 | 451.4987
| 679 | 997.0992
| 680 | 724.5173
| 681 | 506.8661
| 682 | 477.1559
| 683 | 457.1539
| 684 | 397.7011
| 685 | 412.1213
| 686 | 305.6839
| 687 | 276.8533
| 688 | 258.4763
| 689 | 266.6831
| 690 | 346.888
| 691 | 430.5244
| 692 | 465.7607
| 693 | 523.4075
| 694 | 554.3456
| 695 | 213.0268
| 696 | 378.9962
| 697 | 448.457
| 698 | 498.7591
| 699 | 544.036
| 700 | 584.252
| 701 | 636.3521
| 702 | 675.4573
| 703 | 1218.9436
| 704 | 893.9709
| 705 | 603.8772
| 706 | 522.0504
| 707 | 476.1966
| 708 | 419.5063
| 709 | 449.8274
| 710 | 341.4873
| 711 | 304.3651
| 712 | 304.9775
| 713 | 298.1207
| 714 | 387.4494
| 715 | 467.7329
| 716 | 499.3405
| 717 | 556.3113
| 718 | 587.6697
| 719 | 258.9467
| 720 | 428.821
| 721 | 504.8667
| 722 | 580.7883
| 723 | 654.374
| 724 | 724.4102
| 725 | 775.7932
| 726 | 796.2613
| 727 | 1306.0374
| 728 | 993.883
| 729 | 701.1746
| 730 | 648.4325
| 731 | 642.79
| 732 | 547.8845
| 733 | 538.842
| 734 | 436.7921
| 735 | 428.7797
| 736 | 471.4685
| 737 | 454.9134
| 738 | 504.6037
| 739 | 568.9449
| 740 | 621.0257
| 741 | 672.264
| 742 | 682.3549
| 743 | 268.7359
| 744 | 324.9635
| 745 | 287.1023
| 746 | 240.4583
| 747 | 193.9488
| 748 | 148.1558
| 749 | 151.3561
| 750 | 190.4812
| 751 | 797.2758
| 752 | 599.0324
| 753 | 420.1368
| 754 | 431.0875
| 755 | 440.9542
| 756 | 401.3083
| 757 | 442.7912
| 758 | 366.5515
| 759 | 320.9932
| 760 | 289.9223
| 761 | 247.6745
| 762 | 274.2803
| 763 | 330.8037
| 764 | 356.9244
| 765 | 432.24
| 766 | 492.9765
| 767 | 103.7387
| 768 | 213.788
| 769 | 274.4516
| 770 | 323.5154
| 771 | 392.562
| 772 | 464.499
| 773 | 500.207
| 774 | 531.378
| 775 | 978.1754
| 776 | 746.9673
| 777 | 646.0482
| 778 | 613.8778
| 779 | 577.9066
| 780 | 498.0603
| 781 | 436.9427
| 782 | 405.8069
| 783 | 431.7377
| 784 | 462.3148
| 785 | 405.0959
| 786 | 406.5407
| 787 | 11.228
| 788 | 44.2859
| 789 | 59.8793
| 790 | 88.5079
| 791 | 113.656
| 792 | 144.976
| 793 | 165.0271
| 794 | 180.8609
| 795 | 214.0136
| 796 | 239.1751
| 797 | 256.0215
| 798 | 250.3973
| 799 | 213.0492
| 800 | 175.8894
| 801 | 139.1152
| 802 | 146.0934
| 803 | 180.9053
| 804 | 167.7766
| 805 | 146.7845
| 806 | 132.6688
| 807 | 139.246
| 808 | 149.832
| 809 | 137.2258
| 810 | 142.9252
| 811 | 147.1652
| 812 | 169.7204
| 813 | 175.5367
| 814 | 188.9483
| 815 | 204.5742
| 816 | 220.6056
| 817 | 242.0651
| 818 | 277.6622
| 819 | 310.7127
| 820 | 338.6254
| 821 | 351.2567
| 822 | 325.3889
| 823 | 1092.7299
| 824 | 782.8035
| 825 | 458.7959
| 826 | 418.3232
| 827 | 420.3793
| 828 | 365.6761
| 829 | 416.2172
| 830 | 364.7586
| 831 | 364.7907
| 832 | 366.0065
| 833 | 341.9633
| 834 | 399.4211
| 835 | 463.808
| 836 | 489.68
| 837 | 541.2583
| 838 | 567.5309
| 839 | 217.684
| 840 | 369.4567
| 841 | 383.4142
| 842 | 376.7055
| 843 | 401.6043
| 844 | 420.6289
| 845 | 452.6961
| 846 | 487.1209
| 847 | 1023.7483
| 848 | 717.9526
| 849 | 466.7961
| 850 | 444.7403
| 851 | 445.9456
| 852 | 387.5682
| 853 | 368.1833
| 854 | 321.7163
| 855 | 318.5808
| 856 | 287.3131
| 857 | 241.2564
| 858 | 276.3555
| 859 | 341.0243
| 860 | 360.0299
| 861 | 411.7501
| 862 | 424.3752
| 863 | 49.523
| 864 | 128.9745
| 865 | 100.4265
| 866 | 112.4583
| 867 | 167.668
| 868 | 214.7466
| 869 | 254.6003
| 870 | 292.124
| 871 | 826.0804
| 872 | 610.9175
| 873 | 416.4508
| 874 | 368.7734
| 875 | 338.9097
| 876 | 318.3273
| 877 | 323.7186
| 878 | 232.5444
| 879 | 215.1721
| 880 | 212.25
| 881 | 245.6949
| 882 | 319.9136
| 883 | 413.5419
| 884 | 444.9291
| 885 | 517.6872
| 886 | 548.5168
| 887 | 237.655
| 888 | 379.1313
| 889 | 455.9767
| 890 | 502.2756
| 891 | 528.4212
| 892 | 564.8294
| 893 | 587.0769
| 894 | 603.6361
| 895 | 1085.4608
| 896 | 776.4606
| 897 | 485.3709
| 898 | 440.0101
| 899 | 395.8056
| 900 | 361.5142
| 901 | 316.3112
| 902 | 206.7457
| 903 | 164.5158
| 904 | 133.5428
| 905 | 99.8841
| 906 | 151.1357
| 907 | 223.5494
| 908 | 251.4966
| 909 | 296.3135
| 910 | 331.1226
| 911 | 13.9293
| 912 | 68.3074
| 913 | 121.4675
| 914 | 179.1129
| 915 | 245.1353
| 916 | 294.5718
| 917 | 285.8195
| 918 | 253.594
| 919 | 760.859
| 920 | 533.5893
| 921 | 311.9005
| 922 | 203.0497
| 923 | 186.0057
| 924 | 175.0608
| 925 | 192.7258
| 926 | 119.0392
| 927 | 93.1971
| 928 | 88.2178
| 929 | 80.833
| 930 | 124.2713
| 931 | 194.5631
| 932 | 230.6849
| 933 | 301.1478
| 934 | 328.2906
| 935 | 13.1477
| 936 | 64.0788
| 937 | 113.7047
| 938 | 142.768
| 939 | 192.7525
| 940 | 224.2288
| 941 | 246.3144
| 942 | 251.3268
| 943 | 724.8279
| 944 | 538.0843
| 945 | 420.7349
| 946 | 392.0087
| 947 | 381.3547
| 948 | 330.7821
| 949 | 296.951
| 950 | 284.5634
| 951 | 345.075
| 952 | 349.1646
| 953 | 339.7504
| 954 | 374.7297
| 955 | 13.0475
| 956 | 65.6509
| 957 | 90.0385
| 958 | 155.0676
| 959 | 226.8882
| 960 | 300.7562
| 961 | 347.0311
| 962 | 394.9931
| 963 | 470.5556
| 964 | 524.3758
| 965 | 559.805
| 966 | 562.9257
| 967 | 539.6338
| 968 | 552.4288
| 969 | 536.6927
| 970 | 465.3676
| 971 | 410.7387
| 972 | 377.4199
| 973 | 368.9367
| 974 | 342.7044
| 975 | 322.5484
| 976 | 349.2753
| 977 | 371.9866
| 978 | 454.4966
| 979 | 521.888
| 980 | 628.1288
| 981 | 686.5384
| 982 | 735.7106
| 983 | 783.9327
| 984 | 836.9266
| 985 | 854.5079
| 986 | 923.0419
| 987 | 934.0601
| 988 | 912.5114
| 989 | 923.322
| 990 | 891.2526
| 991 | 1830.1975
| 992 | 1400.9851
| 993 | 796.8008
| 994 | 708.6859
| 995 | 672.0193
| 996 | 601.7959
| 997 | 623.6297
| 998 | 432.8946
| 999 | 412.5627
| 1000 | 419.2384
| 1001 | 364.4635
| 1002 | 416.4712
| 1003 | 509.3528
| 1004 | 528.8754
| 1005 | 602.85
| 1006 | 694.3871
| 1007 | 260.2089
| 1008 | 387.0334
| 1009 | 433.5584
| 1010 | 439.3339
| 1011 | 453.107
| 1012 | 474.7419
| 1013 | 489.4704
| 1014 | 493.8975
| 1015 | 1099.4225
| 1016 | 791.2308
| 1017 | 520.5999
| 1018 | 469.4287
| 1019 | 453.5203
| 1020 | 409.3303
| 1021 | 424.0365
| 1022 | 322.4079
| 1023 | 285.1333
| 1024 | 270.7755
| 1025 | 249.1972
| 1026 | 297.1214
| 1027 | 364.4811
| 1028 | 403.4347
| 1029 | 468.6634
| 1030 | 486.9621
| 1031 | 120.7498
| 1032 | 248.7572
| 1033 | 289.6248
| 1034 | 322.6495
| 1035 | 351.8775
| 1036 | 357.5509
| 1037 | 375.885
| 1038 | 377.6113
| 1039 | 863.2941
| 1040 | 617.1117
| 1041 | 379.344
| 1042 | 340.9799
| 1043 | 331.4813
| 1044 | 284.8011
| 1045 | 310.9608
| 1046 | 260.0125
| 1047 | 259.9409
| 1048 | 236.736
| 1049 | 211.1037
| 1050 | 286.9348
| 1051 | 383.6264
| 1052 | 398.1518
| 1053 | 450.3176
| 1054 | 492.3262
| 1055 | 112.17
| 1056 | 225.7753
| 1057 | 270.7416
| 1058 | 310.8104
| 1059 | 328.8276
| 1060 | 343.486
| 1061 | 365.8433
| 1062 | 347.0004
| 1063 | 827.4492
| 1064 | 605.5073
| 1065 | 346.7746
| 1066 | 256.8236
| 1067 | 219.4714
| 1068 | 158.6471
| 1069 | 152.8232
| 1070 | 78.3613
| 1071 | 67.1993
| 1072 | 69.7236
| 1073 | 75.3765
| 1074 | 131.7159
| 1075 | 207.3569
| 1076 | 257.5781
| 1077 | 334.281
| 1078 | 368.2893
| 1079 | 24.2725
| 1080 | 60.2082
| 1081 | 53.2231
| 1082 | 52.6233
| 1083 | 98.7008
| 1084 | 146.0239
| 1085 | 172.7607
| 1086 | 145.7824
| 1087 | 581.0603
| 1088 | 314.9628
| 1089 | 81.9577
| 1090 | 35.3173
| 1091 | 22.9454
| 1092 | 11.4589
| 1093 | 11.5307
| 1094 | 5.8781
| 1095 | 3.6728
| 1096 | 3.0677
| 1097 | 1.7363
| 1098 | 4.1392
| 1099 | 11.7472
| 1100 | 24.1182
| 1101 | 45.5057
| 1102 | 64.5284
| 1103 | 0
| 1104 | 0
| 1105 | 0
| 1106 | 0.016763
| 1107 | 1.198
| 1108 | 3.6673
| 1109 | 5.7772
| 1110 | 6.478
| 1111 | 334.6484
| 1112 | 208.1313
| 1113 | 128.5695
| 1114 | 97.3635
| 1115 | 77.791
| 1116 | 60.8201
| 1117 | 50.9711
| 1118 | 39.4022
| 1119 | 72.861
| 1120 | 80.2465
| 1121 | 79.1852
| 1122 | 134.0117
| 1123 | 0.033036
| 1124 | 4.2355
| 1125 | 7.4865
| 1126 | 17.7175
| 1127 | 48.324
| 1128 | 93.1829
| 1129 | 129.1821
| 1130 | 171.0001
| 1131 | 191.8369
| 1132 | 224.0823
| 1133 | 259.0582
| 1134 | 259.9932
| 1135 | 248.307
| 1136 | 245.9022
| 1137 | 198.8955
| 1138 | 175.2873
| 1139 | 185.2352
| 1140 | 154.2589
| 1141 | 125.5168
| 1142 | 117.8285
| 1143 | 128.6094
| 1144 | 141.5534
| 1145 | 118.2637
| 1146 | 150.4953
| 1147 | 181.89
| 1148 | 205.5744
| 1149 | 213.1553
| 1150 | 247.4592
| 1151 | 278.8631
| 1152 | 318.6632
| 1153 | 322.6861
| 1154 | 336.903
| 1155 | 335.7496
| 1156 | 344.8487
| 1157 | 373.6098
| 1158 | 382.7839
| 1159 | 1029.4071
| 1160 | 708.8549
| 1161 | 401.2934
| 1162 | 305.4981
| 1163 | 264.636
| 1164 | 219.6907
| 1165 | 228.151
| 1166 | 149.0343
| 1167 | 123.0566
| 1168 | 108.1728
| 1169 | 83.7856
| 1170 | 124.7039
| 1171 | 209.4016
| 1172 | 240.8891
| 1173 | 281.8888
| 1174 | 282.7947
| 1175 | 5.0404
| 1176 | 15.4535
| 1177 | 28.0981
| 1178 | 39.7387
| 1179 | 50.3712
| 1180 | 81.1418
| 1181 | 120.1685
| 1182 | 113.9611
| 1183 | 631.4648
| 1184 | 395.9035
| 1185 | 178.395
| 1186 | 149.4798
| 1187 | 144.6237
| 1188 | 91.1873
| 1189 | 119.6753
| 1190 | 71.4648
| 1191 | 74.3739
| 1192 | 84.1938
| 1193 | 66.5699
| 1194 | 97.5438
| 1195 | 155.8939
| 1196 | 175.1315
| 1197 | 220.3986
| 1198 | 248.1298
| 1199 | 2.2078
| 1200 | 10.6666
| 1201 | 14.3951
| 1202 | 19.0545
| 1203 | 32.8635
| 1204 | 48.8063
| 1205 | 63.6787
| 1206 | 61.8772
| 1207 | 545.3217
| 1208 | 328.6844
| 1209 | 127.5698
| 1210 | 86.5707
| 1211 | 89.1572
| 1212 | 63.9341
| 1213 | 61.1269
| 1214 | 13.2313
| 1215 | 11.3193
| 1216 | 13.5212
| 1217 | 12.56
| 1218 | 26.3044
| 1219 | 84.8798
| 1220 | 107.8266
| 1221 | 159.2324
| 1222 | 186.7632
| 1223 | 0.4049
| 1224 | 5.2495
| 1225 | 9.2244
| 1226 | 12.2017
| 1227 | 14.416
| 1228 | 16.3773
| 1229 | 18.178
| 1230 | 18.2813
| 1231 | 513.4923
| 1232 | 286.7701
| 1233 | 87.7484
| 1234 | 60.6092
| 1235 | 60.5853
| 1236 | 29.4153
| 1237 | 37.4745
| 1238 | 11.0315
| 1239 | 10.3635
| 1240 | 11.0932
| 1241 | 7.7118
| 1242 | 12.4515
| 1243 | 62.146
| 1244 | 88.0249
| 1245 | 133.0231
| 1246 | 158.0082
| 1247 | 0
| 1248 | 1.8715
| 1249 | 6.3099
| 1250 | 11.2078
| 1251 | 17.4594
| 1252 | 26.647
| 1253 | 31.7492
| 1254 | 39.038
| 1255 | 542.1562
| 1256 | 299.5792
| 1257 | 90.683
| 1258 | 66.8264
| 1259 | 64.2484
| 1260 | 50.6243
| 1261 | 57.0341
| 1262 | 23.2364
| 1263 | 18.4307
| 1264 | 18.1877
| 1265 | 10.716
| 1266 | 22.9314
| 1267 | 62.3064
| 1268 | 89.1689
| 1269 | 144.7687
| 1270 | 189.3403
| 1271 | 1.8079
| 1272 | 7.5485
| 1273 | 11.7779
| 1274 | 14.5184
| 1275 | 16.6942
| 1276 | 17.8649
| 1277 | 20.0366
| 1278 | 18.447
| 1279 | 461.4163
| 1280 | 271.2181
| 1281 | 161.1948
| 1282 | 140.5953
| 1283 | 141.4414
| 1284 | 125.9554
| 1285 | 110.3838
| 1286 | 107.2759
| 1287 | 173.9926
| 1288 | 193.2921
| 1289 | 167.5627
| 1290 | 199.1442
| 1291 | 0
| 1292 | 3.1558
| 1293 | 5.9045
| 1294 | 11.1056
| 1295 | 28.2125
| 1296 | 155.4013
| 1297 | 244.8678
| 1298 | 289.1054
| 1299 | 339.1065
| 1300 | 388.822
| 1301 | 425.0719
| 1302 | 449.725
| 1303 | 436.2707
| 1304 | 409.1569
| 1305 | 391.3882
| 1306 | 373.0398
| 1307 | 372.1889
| 1308 | 343.276
| 1309 | 338.4947
| 1310 | 329.3111
| 1311 | 331.1069
| 1312 | 349.5576
| 1313 | 347.84
| 1314 | 362.4247
| 1315 | 397.7946
| 1316 | 438.6551
| 1317 | 457.2446
| 1318 | 501.3216
| 1319 | 548.9822
| 1320 | 597.3444
| 1321 | 597.7454
| 1322 | 636.8251
| 1323 | 701.8278
| 1324 | 745.3377
| 1325 | 784.8285
| 1326 | 810.1576
| 1327 | 1601.7148
| 1328 | 1177.9566
| 1329 | 639.4942
| 1330 | 559.8385
| 1331 | 504.6945
| 1332 | 457.3031
| 1333 | 460.9243
| 1334 | 375.6714
| 1335 | 320.5065
| 1336 | 300.4931
| 1337 | 276.4818
| 1338 | 366.3319
| 1339 | 468.2613
| 1340 | 511.0758
| 1341 | 551.5254
| 1342 | 599.3319
| 1343 | 197.476
| 1344 | 344.1602
| 1345 | 416.4764
| 1346 | 482.8192
| 1347 | 508.5926
| 1348 | 517.9507
| 1349 | 517.8253
| 1350 | 491.7446
| 1351 | 1064.6902
| 1352 | 726.9103
| 1353 | 422.336
| 1354 | 313.0437
| 1355 | 281.0514
| 1356 | 268.7244
| 1357 | 316.5826
| 1358 | 217.3901
| 1359 | 187.3496
| 1360 | 153.4849
| 1361 | 126.3127
| 1362 | 180.0335
| 1363 | 277.2842
| 1364 | 336.9859
| 1365 | 440.4298
| 1366 | 478.879
| 1367 | 111.3183
| 1368 | 194.7594
| 1369 | 226.897
| 1370 | 233.8886
| 1371 | 238.2936
| 1372 | 264.9101
| 1373 | 300.664
| 1374 | 288.9215
| 1375 | 791.4785
| 1376 | 530.3604
| 1377 | 252.3467
| 1378 | 196.0542
| 1379 | 166.9911
| 1380 | 138.2346
| 1381 | 157.8093
| 1382 | 78.351
| 1383 | 61.5113
| 1384 | 56.1621
| 1385 | 40.1404
| 1386 | 54.6956
| 1387 | 138.4463
| 1388 | 196.2607
| 1389 | 260.0567
| 1390 | 317.2072
| 1391 | 20.6236
| 1392 | 85.5072
| 1393 | 133.2671
| 1394 | 149.1408
| 1395 | 155.0648
| 1396 | 188.9822
| 1397 | 217.4489
| 1398 | 242.7674
| 1399 | 744.0992
| 1400 | 469.6541
| 1401 | 212.8982
| 1402 | 157.3525
| 1403 | 145.5855
| 1404 | 122.2344
| 1405 | 146.451
| 1406 | 85.1307
| 1407 | 77.0497
| 1408 | 84.4169
| 1409 | 79.7516
| 1410 | 125.4343
| 1411 | 228.1466
| 1412 | 277.1403
| 1413 | 364.0793
| 1414 | 424.655
| 1415 | 97.6327
| 1416 | 165.8268
| 1417 | 201.8115
| 1418 | 223.8365
| 1419 | 244.0293
| 1420 | 261.4303
| 1421 | 279.3141
| 1422 | 278.2632
| 1423 | 745.9012
| 1424 | 510.3511
| 1425 | 248.4253
| 1426 | 164.4458
| 1427 | 143.1006
| 1428 | 118.7361
| 1429 | 135.5484
| 1430 | 49.2784
| 1431 | 28.7548
| 1432 | 19.4458
| 1433 | 8.5993
| 1434 | 16.1231
| 1435 | 52.9823
| 1436 | 72.8547
| 1437 | 99.7249
| 1438 | 141.3975
| 1439 | 0.087462
| 1440 | 2.2984
| 1441 | 7.9262
| 1442 | 11.3312
| 1443 | 13.1642
| 1444 | 15.7114
| 1445 | 18.346
| 1446 | 18.5488
| 1447 | 472.8044
| 1448 | 214.4997
| 1449 | 93.4139
| 1450 | 67.7033
| 1451 | 66.8732
| 1452 | 46.8515
| 1453 | 22.8455
| 1454 | 8.7352
| 1455 | 22.4638
| 1456 | 19.3274
| 1457 | 8.8674
| 1458 | 21.7506
| 1459 | 0
| 1460 | 0
| 1461 | 0
| 1462 | 0.42955
| 1463 | 2.9586
| 1464 | 6.2294
| 1465 | 8.4962
| 1466 | 11.5468
| 1467 | 13.9843
| 1468 | 15.8029
| 1469 | 24.0043
| 1470 | 44.371
| 1471 | 45.1574
| 1472 | 24.9145
| 1473 | 12.5242
| 1474 | 11.7407
| 1475 | 10.7795
| 1476 | 9.1121
| 1477 | 9.2894
| 1478 | 9.8823
| 1479 | 12.6196
| 1480 | 24.9818
| 1481 | 34.7574
| 1482 | 57.8829
| 1483 | 97.3129
| 1484 | 161.9066
| 1485 | 212.2294
| 1486 | 271.2179
| 1487 | 326.8461
| 1488 | 380.4676
| 1489 | 403.5614
| 1490 | 428.9741
| 1491 | 451.9638
| 1492 | 469.077
| 1493 | 491.1433
| 1494 | 527.7122
| 1495 | 1051.5922
| 1496 | 743.5471
| 1497 | 477.1099
| 1498 | 427.1609
| 1499 | 371.3563
| 1500 | 337.6334
| 1501 | 367.194
| 1502 | 260.8378
| 1503 | 231.3263
| 1504 | 232.2691
| 1505 | 223.8003
| 1506 | 289.6303
| 1507 | 387.4738
| 1508 | 408.5667
| 1509 | 476.9217
| 1510 | 489.8627
| 1511 | 126.5795
| 1512 | 244.4385
| 1513 | 321.2932
| 1514 | 387.742
| 1515 | 400.3766
| 1516 | 397.0395
| 1517 | 409.3515
| 1518 | 420.3173
| 1519 | 894.7022
| 1520 | 668.8535
| 1521 | 404.1152
| 1522 | 303.055
| 1523 | 291.381
| 1524 | 244.2749
| 1525 | 244.869
| 1526 | 190.2281
| 1527 | 133.8237
| 1528 | 124.4521
| 1529 | 112.7182
| 1530 | 192.876
| 1531 | 323.5218
| 1532 | 374.8381
| 1533 | 467.098
| 1534 | 496.3236
| 1535 | 129.8918
| 1536 | 258.7741
| 1537 | 312.1008
| 1538 | 347.4089
| 1539 | 388.3668
| 1540 | 429.2459
| 1541 | 464.8521
| 1542 | 482.3609
| 1543 | 1011.5045
| 1544 | 636.2263
| 1545 | 326.4881
| 1546 | 257.5574
| 1547 | 244.9643
| 1548 | 227.1049
| 1549 | 247.2368
| 1550 | 175.7951
| 1551 | 158.1914
| 1552 | 156.9223
| 1553 | 135.2721
| 1554 | 192.0379
| 1555 | 334.9657
| 1556 | 386.2925
| 1557 | 486.1149
| 1558 | 572.464
| 1559 | 244.3389
| 1560 | 383.344
| 1561 | 458.7517
| 1562 | 509.8385
| 1563 | 550.1663
| 1564 | 599.6775
| 1565 | 644.6191
| 1566 | 671.0236
| 1567 | 1107.0916
| 1568 | 696.1913
| 1569 | 351.5824
| 1570 | 257.1333
| 1571 | 224.7003
| 1572 | 211.7152
| 1573 | 230.4964
| 1574 | 135.5238
| 1575 | 106.5733
| 1576 | 99.1068
| 1577 | 73.9446
| 1578 | 109.456
| 1579 | 221.1937
| 1580 | 283.3319
| 1581 | 366.1857
| 1582 | 439.3029
| 1583 | 93.0929
| 1584 | 186.295
| 1585 | 273.5646
| 1586 | 333.506
| 1587 | 371.019
| 1588 | 408.7231
| 1589 | 460.2809
| 1590 | 492.8635
| 1591 | 968.8784
| 1592 | 571.0049
| 1593 | 257.6241
| 1594 | 175.7404
| 1595 | 145.0397
| 1596 | 97.8059
| 1597 | 83.9866
| 1598 | 31.8628
| 1599 | 19.5123
| 1600 | 11.7041
| 1601 | 7.876
| 1602 | 16.1936
| 1603 | 74.8818
| 1604 | 123.1836
| 1605 | 205.1072
| 1606 | 239.6496
| 1607 | 7.9602
| 1608 | 27.8561
| 1609 | 61.615
| 1610 | 113.5319
| 1611 | 159.7761
| 1612 | 194.7664
| 1613 | 246.899
| 1614 | 269.4844
| 1615 | 723.7485
| 1616 | 418.581
| 1617 | 247.0776
| 1618 | 204.9271
| 1619 | 199.0943
| 1620 | 141.0114
| 1621 | 101.0571
| 1622 | 77.0104
| 1623 | 134.8474
| 1624 | 144.392
| 1625 | 107.0687
| 1626 | 124.4002
| 1627 | 0
| 1628 | 0
| 1629 | 0
| 1630 | 6.8332
| 1631 | 14.6413
| 1632 | 18.0171
| 1633 | 16.7008
| 1634 | 17.0017
| 1635 | 18.436
| 1636 | 16.0648
| 1637 | 16.2484
| 1638 | 27.8666
| 1639 | 21.1792
| 1640 | 13.3757
| 1641 | 9.0644
| 1642 | 6.3972
| 1643 | 5.3312
| 1644 | 2.7345
| 1645 | 0.93544
| 1646 | 0.021106
| 1647 | 0
| 1648 | 0.035351
| 1649 | 0.22679
| 1650 | 1.4059
| 1651 | 3.7849
| 1652 | 6.19
| 1653 | 6.8753
| 1654 | 8.2236
| 1655 | 10.365
| 1656 | 13.0689
| 1657 | 12.6757
| 1658 | 13.1425
| 1659 | 14.5753
| 1660 | 15.4059
| 1661 | 16.0056
| 1662 | 14.9661
| 1663 | 542.2358
| 1664 | 319.934
| 1665 | 101.0251
| 1666 | 42.0155
| 1667 | 27.2292
| 1668 | 11.3556
| 1669 | 9.1196
| 1670 | 3.4166
| 1671 | 1.6884
| 1672 | 0.29019
| 1673 | -0.0011152
| 1674 | 0.23264
| 1675 | 3.0203
| 1676 | 6.4777
| 1677 | 27.5719
| 1678 | 52.6525
| 1679 | 0
| 1680 | 0
| 1681 | 0
| 1682 | 0
| 1683 | 0
| 1684 | 0.27976
| 1685 | 1.2219
| 1686 | 0.44346
| 1687 | 269.046
| 1688 | 121.5152
| 1689 | 10.5767
| 1690 | 9.7758
| 1691 | 10.1641
| 1692 | 6.8638
| 1693 | 7.9112
| 1694 | 1.9899
| 1695 | 2.3371
| 1696 | 1.0077
| 1697 | -0.19594
| 1698 | 0.36604
| 1699 | 6.2805
| 1700 | 11.5235
| 1701 | 25.4747
| 1702 | 58.2642
| 1703 | 0
| 1704 | 0
| 1705 | 0
| 1706 | 0
| 1707 | 0.043366
| 1708 | 0.12546
| 1709 | 0.37901
| 1710 | 0.14568
| 1711 | 180.6654
| 1712 | -73.2544
| 1713 | -749.2709
| 1714 | -907.9489
| 1715 | -905.6737
| 1716 | -983.6317
| 1717 | -827.3396
| 1718 | -958.5797
| 1719 | -1023.5453
| 1720 | -1041.5494
| 1721 | -931.627
| 1722 | -473.5517
| 1723 | -133.3723
| 1724 | -76.1778
| 1725 | -37.3643
| 1726 | -2.9513
| 1727 | 0
| 1728 | 0
| 1729 | 0
| 1730 | 0
| 1731 | 0
| 1732 | 0
| 1733 | 0
| 1734 | 0
| 1735 | 8.6497
| 1736 | -0.8184
| 1737 | -105.5257
| 1738 | -556.6894
| 1739 | -945.9771
| 1740 | -1404.0875
| 1741 | -1505.7694
| 1742 | -1458.4521
| 1743 | -1509.7432
| 1744 | -1513.204
| 1745 | -1568.3522
| 1746 | -1529.4653
| 1747 | -1571.0735
| 1748 | -1267.3977
| 1749 | -989.9599
| 1750 | -716.0971
| 1751 | -5.6015
| 1752 | -19.5189
| 1753 | -11.1102
| 1754 | -3.9915
| 1755 | -0.0044609
| 1756 | -0.0058549
| 1757 | -1.4494
| 1758 | -0.90978
| 1759 | -0.0279
| 1760 | -0.4317
| 1761 | -362.5369
| 1762 | -842.629
| 1763 | -1162.0079
| 1764 | -1252.4858
| 1765 | -1477.9737
| 1766 | -1471.7348
| 1767 | -1555.9779
| 1768 | -1585.4672
| 1769 | -1940.5711
| 1770 | -1769.1905
| 1771 | -1403.1664
| 1772 | -1164.5429
| 1773 | -832.3
| 1774 | -617.0447
| 1775 | -5.5664
| 1776 | -14.0003
| 1777 | -23.3087
| 1778 | -32.106
| 1779 | -25.2258
| 1780 | -19.976
| 1781 | -18.7229
| 1782 | -26.8341
| 1783 | -669.2899
| 1784 | -1037.9958
| 1785 | -1357.9984
| 1786 | -1479.9099
| 1787 | -1319.0933
| 1788 | -1332.746
| 1789 | -1333.5057
| 1790 | -1321.2847
| 1791 | -1313.0853
| 1792 | -1639.9399
| 1793 | -1736.0035
| 1794 | -1528.4325
| 1795 | -124.5883
| 1796 | -278.4539
| 1797 | -275.2679
| 1798 | -217.9467
| 1799 | -154.9987
| 1800 | -82.2832
| 1801 | -60.0086
| 1802 | -76.9987
| 1803 | -90.985
| 1804 | -53.9999
| 1805 | -31.4876
| 1806 | -35.8111
| 1807 | -51.7972
| 1808 | -17.5065
| 1809 | -0.0087729
| 1810 | -0.0052281
| 1811 | -0.002201
| 1812 | -0.00067017
| 1813 | -0.00012295
| 1814 | -0.002395
| 1815 | -0.00083469
| 1816 | 0
| 1817 | -1.3854e-05
| 1818 | -2.7707e-05
| 1819 | -0.00030651
| 1820 | -0.050469
| 1821 | -0.10096
| 1822 | -0.070405
| 1823 | -0.046213
| 1824 | -0.015502
| 1825 | -0.034572
| 1826 | -0.030714
| 1827 | -0.02401
| 1828 | -0.014917
| 1829 | -0.0051882
| 1830 | -0.034809
| 1831 | 74.1732
| 1832 | 8.2515
| 1833 | -0.10429
| 1834 | -0.0968
| 1835 | -0.58258
| 1836 | -0.80642
| 1837 | -0.52223
| 1838 | -0.39492
| 1839 | -0.5607
| 1840 | -0.88507
| 1841 | -0.16821
| 1842 | -0.13366
| 1843 | -0.49134
| 1844 | 1.4193
| 1845 | 6.8623
| 1846 | 10.4205
| 1847 | 0
| 1848 | 0
| 1849 | 0
| 1850 | 0
| 1851 | 0
| 1852 | 0
| 1853 | 0
| 1854 | 1.9499
| 1855 | 278.3462
| 1856 | 61.1603
| 1857 | 2.278
| 1858 | 0.16348
| 1859 | 0.24528
| 1860 | 0.95755
| 1861 | 3.1888
| 1862 | -0.056584
| 1863 | -0.354
| 1864 | -0.44616
| 1865 | -0.426
| 1866 | -0.43128
| 1867 | 2.8021
| 1868 | 5.5497
| 1869 | 9.6335
| 1870 | 13.6183
| 1871 | 0
| 1872 | 0
| 1873 | 0
| 1874 | 0
| 1875 | 0
| 1876 | 0.52106
| 1877 | 3.8439
| 1878 | 6.4598
| 1879 | 343.4422
| 1880 | 186.2928
| 1881 | 21.3508
| 1882 | 13.7137
| 1883 | 14.225
| 1884 | 11.4905
| 1885 | 11.7505
| 1886 | 6.7264
| 1887 | 6.0709
| 1888 | 6.3203
| 1889 | 4.4699
| 1890 | 7.7782
| 1891 | 14.1815
| 1892 | 27.4368
| 1893 | 71.7193
| 1894 | 94.6303
| 1895 | 0
| 1896 | 0
| 1897 | 0.28554
| 1898 | 3.6342
| 1899 | 7.73
| 1900 | 11.6331
| 1901 | 14.2961
| 1902 | 14.6038
| 1903 | 385.9219
| 1904 | 160.6588
| 1905 | 30.1673
| 1906 | 14.0982
| 1907 | 11.3159
| 1908 | 7.3148
| 1909 | 7.4742
| 1910 | 2.8183
| 1911 | 1.845
| 1912 | 1.0516
| 1913 | -0.2451
| 1914 | 0.60686
| 1915 | 3.5139
| 1916 | 5.5094
| 1917 | 17.6255
| 1918 | 37.0332
| 1919 | 0
| 1920 | 0
| 1921 | 1.3273
| 1922 | 2.2883
| 1923 | 2.2922
| 1924 | 2.0544
| 1925 | 2.2598
| 1926 | 0.79794
| 1927 | 226.7695
| 1928 | 64.0575
| 1929 | 3.04
| 1930 | 0.40161
| 1931 | 0.37122
| 1932 | -0.060778
| 1933 | 0.0095366
| 1934 | 0
| 1935 | -13.6473
| 1936 | -44.9021
| 1937 | -133.6936
| 1938 | -125.0075
| 1939 | -23.1282
| 1940 | -1.9554
| 1941 | 0
| 1942 | 0
| 1943 | 0
| 1944 | 0
| 1945 | 0
| 1946 | 0
| 1947 | 0
| 1948 | 0
| 1949 | 0
| 1950 | 0
| 1951 | 105.8766
| 1952 | 13.1184
| 1953 | 6.2095
| 1954 | 13.5613
| 1955 | 65.8573
| 1956 | 37.7295
| 1957 | 20.9175
| 1958 | 17.0027
| 1959 | 43.2233
| 1960 | 55.0155
| 1961 | 55.2508
| 1962 | 100.5665
| 1963 | 0
| 1964 | 0.19613
| 1965 | 2.7406
| 1966 | 7.8973
| 1967 | 12.9994
| 1968 | 18.8145
| 1969 | 32.6907
| 1970 | 84.9029
| 1971 | 121.4427
| 1972 | 151.6191
| 1973 | 202.8281
| 1974 | 197.5738
| 1975 | 142.0507
| 1976 | 109.6858
| 1977 | 53.2055
| 1978 | 44.0544
| 1979 | 70.5616
| 1980 | 50.8919
| 1981 | 47.0685
| 1982 | 41.2796
| 1983 | 37.8633
| 1984 | 39.245
| 1985 | 23.4655
| 1986 | 34.8618
| 1987 | 80.4252
| 1988 | 132.3247
| 1989 | 167.4084
| 1990 | 220.608
| 1991 | 271.4779
| 1992 | 326.0385
| 1993 | 346.2301
| 1994 | 348.8225
| 1995 | 347.296
| 1996 | 355.1566
| 1997 | 352.4618
| 1998 | 338.1826
| 1999 | 822.7308
| 2000 | 500.4635
| 2001 | 232.2649
| 2002 | 173.9434
| 2003 | 157.0363
| 2004 | 115.8166
| 2005 | 114.476
| 2006 | 52.3626
| 2007 | 33.9174
| 2008 | 17.803
| 2009 | 9.4021
| 2010 | 20.1608
| 2011 | 76.1712
| 2012 | 125.7553
| 2013 | 213.004
| 2014 | 256.7588
| 2015 | 4.7727
| 2016 | 14.2027
| 2017 | 15.4769
| 2018 | 17.4363
| 2019 | 21.5723
| 2020 | 27.4598
| 2021 | 42.8835
| 2022 | 45.3071
| 2023 | 515.9844
| 2024 | 274.6622
| 2025 | 69.2402
| 2026 | 87.9454
| 2027 | 92.2498
| 2028 | 70.6021
| 2029 | 129.4735
| 2030 | 66.1954
| 2031 | 63.2773
| 2032 | 65.1255
| 2033 | 50.4599
| 2034 | 92.937
| 2035 | 183.9385
| 2036 | 232.213
| 2037 | 296.7268
| 2038 | 345.3722
| 2039 | 27.8728
| 2040 | 96.2368
| 2041 | 127.5833
| 2042 | 151.2821
| 2043 | 191.6469
| 2044 | 220.3349
| 2045 | 254.19
| 2046 | 291.7799
| 2047 | 745.347
| 2048 | 456.572
| 2049 | 238.876
| 2050 | 204.4348
| 2051 | 211.7849
| 2052 | 163.6693
| 2053 | 220.6427
| 2054 | 123.2818
| 2055 | 79.61
| 2056 | 70.5786
| 2057 | 55.8692
| 2058 | 94.378
| 2059 | 179.0928
| 2060 | 227.55
| 2061 | 284.8094
| 2062 | 321.2847
| 2063 | 20.5729
| 2064 | 73.3941
| 2065 | 108.6371
| 2066 | 135.6082
| 2067 | 165.3948
| 2068 | 199.1758
| 2069 | 208.9566
| 2070 | 182.7452
| 2071 | 621.2347
| 2072 | 301.3805
| 2073 | 77.2239
| 2074 | 55.4
| 2075 | 50.1663
| 2076 | 24.0367
| 2077 | 28.5272
| 2078 | 8.2046
| 2079 | 6.2759
| 2080 | 6.0524
| 2081 | 5.0176
| 2082 | 8.4633
| 2083 | 40.8355
| 2084 | 61.6674
| 2085 | 114.5546
| 2086 | 177.9506
| 2087 | 2.3528
| 2088 | 10.1524
| 2089 | 15.9925
| 2090 | 34.9111
| 2091 | 61.924
| 2092 | 106.0697
| 2093 | 151.7782
| 2094 | 164.24
| 2095 | 587.076
| 2096 | 281.5762
| 2097 | 55.6892
| 2098 | 22.7773
| 2099 | 13.77
| 2100 | 7.7847
| 2101 | 8.8782
| 2102 | 3.0657
| 2103 | 1.87
| 2104 | 1.6646
| 2105 | 0.67981
| 2106 | 1.665
| 2107 | 6.4633
| 2108 | 9.3079
| 2109 | 27.0037
| 2110 | 51.8674
| 2111 | 0
| 2112 | 0
| 2113 | 0
| 2114 | 0.13245
| 2115 | 1.3168
| 2116 | 4.9331
| 2117 | 8.4953
| 2118 | 10.8698
| 2119 | 367.0312
| 2120 | 223.4669
| 2121 | 141.9282
| 2122 | 132.2337
| 2123 | 154.1337
| 2124 | 139.2663
| 2125 | 118.8716
| 2126 | 106.032
| 2127 | 169.5838
| 2128 | 177.164
| 2129 | 142.014
| 2130 | 159.5336
| 2131 | 0
| 2132 | 0.7888
| 2133 | 3.4725
| 2134 | 7.2134
| 2135 | 9.8837
| 2136 | 12.4033
| 2137 | 13.7302
| 2138 | 14.8591
| 2139 | 15.7778
| 2140 | 16.6555
| 2141 | 17.9532
| 2142 | 16.8052
| 2143 | 13.759
| 2144 | 10.635
| 2145 | 7.1893
| 2146 | 3.7657
| 2147 | 1.7883
| 2148 | 0.097593
| 2149 | 0
| 2150 | 0
| 2151 | 0
| 2152 | 0
| 2153 | 0
| 2154 | 0
| 2155 | 0
| 2156 | 0
| 2157 | 0
| 2158 | 0
| 2159 | 2.4363
| 2160 | 6.2761
| 2161 | 7.5504
| 2162 | 9.7708
| 2163 | 12.0963
| 2164 | 14.4351
| 2165 | 19.9946
| 2166 | 21.7221
| 2167 | 538.2604
| 2168 | 320.6967
| 2169 | 120.1254
| 2170 | 83.7831
| 2171 | 80.3065
| 2172 | 39.7104
| 2173 | 51.7184
| 2174 | 21.4501
| 2175 | 28.2264
| 2176 | 22.4583
| 2177 | 11.5119
| 2178 | 35.1529
| 2179 | 99.0316
| 2180 | 120.8777
| 2181 | 177.7105
| 2182 | 203.3928
| 2183 | 0.41914
| 2184 | 5.0972
| 2185 | 8.5367
| 2186 | 11.4288
| 2187 | 13.9912
| 2188 | 16.7065
| 2189 | 26.3414
| 2190 | 23.7556
| 2191 | 506.7872
| 2192 | 292.3798
| 2193 | 104.1344
| 2194 | 72.536
| 2195 | 64.8704
| 2196 | 63.0959
| 2197 | 96.5184
| 2198 | 27.1968
| 2199 | 31.9216
| 2200 | 35.2757
| 2201 | 13.0494
| 2202 | 46.2271
| 2203 | 114.9068
| 2204 | 137.8101
| 2205 | 183.8952
| 2206 | 209.3602
| 2207 | 1.4139
| 2208 | 8.645
| 2209 | 12.6315
| 2210 | 16.5167
| 2211 | 31.4577
| 2212 | 60.9082
| 2213 | 101.4583
| 2214 | 68.4576
| 2215 | 519.9549
| 2216 | 268.5137
| 2217 | 72.7923
| 2218 | 70.173
| 2219 | 77.5169
| 2220 | 34.9529
| 2221 | 67.1601
| 2222 | 23.886
| 2223 | 17.7298
| 2224 | 13.4866
| 2225 | 7.9875
| 2226 | 11.3889
| 2227 | 36.1388
| 2228 | 72.6246
| 2229 | 129.8014
| 2230 | 165.0298
| 2231 | 0
| 2232 | 1.2289
| 2233 | 5.0117
| 2234 | 7.2887
| 2235 | 9.9352
| 2236 | 12.9565
| 2237 | 15.7747
| 2238 | 14.905
| 2239 | 416.5373
| 2240 | 177.8598
| 2241 | 15.1209
| 2242 | 11.1983
| 2243 | 9.5489
| 2244 | 4.4443
| 2245 | 4.4108
| 2246 | 0.43151
| 2247 | -0.070541
| 2248 | -0.071729
| 2249 | -0.30386
| 2250 | -0.30959
| 2251 | 2.1359
| 2252 | 4.6514
| 2253 | 10.6515
| 2254 | 23.4555
| 2255 | 0
| 2256 | 0
| 2257 | 0
| 2258 | 0
| 2259 | 0
| 2260 | 0
| 2261 | 0
| 2262 | 0
| 2263 | 158.7743
| 2264 | 25.7667
| 2265 | 0.17315
| 2266 | -5.4599
| 2267 | -21.8851
| 2268 | -147.3454
| 2269 | -30.3183
| 2270 | -184.2417
| 2271 | -333.7348
| 2272 | -441.6828
| 2273 | -642.693
| 2274 | -622.9314
| 2275 | -327.2137
| 2276 | -152.2791
| 2277 | -41.4728
| 2278 | -12.4979
| 2279 | 0
| 2280 | 0
| 2281 | 0
| 2282 | 0
| 2283 | 0
| 2284 | 0
| 2285 | 0
| 2286 | 0
| 2287 | 1.2108
| 2288 | 0
| 2289 | -0.14846
| 2290 | -0.21299
| 2291 | -0.066446
| 2292 | -0.0051536
| 2293 | 0
| 2294 | 0
| 2295 | 0
| 2296 | 0
| 2297 | 0
| 2298 | 0
| 2299 | 0
| 2300 | 0
| 2301 | 0
| 2302 | 0
| 2303 | 0
| 2304 | 0
| 2305 | 0
| 2306 | 0
| 2307 | 0
| 2308 | 0
| 2309 | 0
| 2310 | 0
| 2311 | 0
| 2312 | 0
| 2313 | 0
| 2314 | 0
| 2315 | 0
| 2316 | 0
| 2317 | 0
| 2318 | 0
| 2319 | 0
| 2320 | 0
| 2321 | 0
| 2322 | 0
| 2323 | 0
| 2324 | 0
| 2325 | 0
| 2326 | 0
| 2327 | 0
| 2328 | 0.44003
| 2329 | 3.1243
| 2330 | 7.2892
| 2331 | 9.9893
| 2332 | 13.5815
| 2333 | 13.9195
| 2334 | 388.8046
| 2335 | 182.3178
| 2336 | 17.3192
| 2337 | 15.2251
| 2338 | 22.6001
| 2339 | 11.3012
| 2340 | 19.3327
| 2341 | 8.2185
| 2342 | 3.6781
| 2343 | 2.4894
| 2344 | 0.34081
| 2345 | 2.3929
| 2346 | 8.3482
| 2347 | 22.0948
| 2348 | 73.3473
| 2349 | 124.4267
| 2350 | 0
| 2351 | 3.2328
| 2352 | 8.8314
| 2353 | 14.0465
| 2354 | 15.4564
| 2355 | 16.6403
| 2356 | 31.7477
| 2357 | 59.7079
| 2358 | 539.8993
| 2359 | 292.9935
| 2360 | 77.7299
| 2361 | 43.4916
| 2362 | 43.2101
| 2363 | 31.6933
| 2364 | 37.2055
| 2365 | 8.7671
| 2366 | 7.0115
| 2367 | 6.1463
| 2368 | 5.5279
| 2369 | 7.0041
| 2370 | 35.4915
| 2371 | 61.2896
| 2372 | 131.3252
| 2373 | 177.634
| 2374 | 0.76192
| 2375 | 11.0158
| 2376 | 13.8728
| 2377 | 16.9263
| 2378 | 21.9175
| 2379 | 25.4724
| 2380 | 61.0723
| 2381 | 88.0179
| 2382 | 557.2758
| 2383 | 313.4896
| 2384 | 102.6149
| 2385 | 53.8586
| 2386 | 47.289
| 2387 | 26.7345
| 2388 | 22.2983
| 2389 | 7.2969
| 2390 | 3.9215
| 2391 | 3.0095
| 2392 | 0.82932
| 2393 | 1.2958
| 2394 | 5.4401
| 2395 | 7.9216
| 2396 | 13.0272
| 2397 | 20.3582
| 2398 | 0
| 2399 | 0
| 2400 | 0
| 2401 | 0
| 2402 | 0.037325
| 2403 | 0.35084
| 2404 | 0.11967
| 2405 | 0
| 2406 | 234.0933
| 2407 | 72.1571
| 2408 | 6.4896
| 2409 | 5.2192
| 2410 | 6.8027
| 2411 | 4.08
| 2412 | 4.7681
| 2413 | 0.15082
| 2414 | -0.031405
| 2415 | -0.15391
| 2416 | -0.30829
| 2417 | -0.34693
| 2418 | -0.1415
| 2419 | 3.0093
| 2420 | 12.2268
| 2421 | 25.2842
| 2422 | 0
| 2423 | 0
| 2424 | 0.18711
| 2425 | 3.6082
| 2426 | 8.8455
| 2427 | 12.1075
| 2428 | 14.3199
| 2429 | 14.9575
| 2430 | 410.8706
| 2431 | 188.5383
| 2432 | 20.6106
| 2433 | 8.3609
| 2434 | 5.2636
| 2435 | 2.5081
| 2436 | 2.7786
| 2437 | -0.23139
| 2438 | -0.19872
| 2439 | -0.12987
| 2440 | -0.067286
| 2441 | -0.067914
| 2442 | -0.12128
| 2443 | 0.37771
| 2444 | 3.673
| 2445 | 4.7712
| 2446 | 0
| 2447 | 0
| 2448 | 0
| 2449 | 0
| 2450 | 0
| 2451 | 0
| 2452 | 0
| 2453 | 0
| 2454 | 170.9224
| 2455 | 79.0011
| 2456 | 14.6197
| 2457 | 11.8023
| 2458 | 12.4999
| 2459 | 11.69
| 2460 | 6.8104
| 2461 | 4.4552
| 2462 | 6.1294
| 2463 | 3.6755
| 2464 | 1.0317
| 2465 | 2.4479
| 2466 | 0
| 2467 | 0
| 2468 | 0
| 2469 | 0
| 2470 | 0
| 2471 | 0
| 2472 | 0
| 2473 | 0
| 2474 | 0
| 2475 | 0
| 2476 | 0
| 2477 | 0
| 2478 | 0
| 2479 | 0
| 2480 | 0
| 2481 | 0
| 2482 | 0
| 2483 | 0
| 2484 | 0
| 2485 | 0
| 2486 | 0
| 2487 | 0
| 2488 | 0
| 2489 | 0
| 2490 | 0
| 2491 | 0
| 2492 | 0
| 2493 | 0
| 2494 | 0
| 2495 | 0
| 2496 | 0
| 2497 | 0
| 2498 | 0
| 2499 | 0
| 2500 | 0
| 2501 | 0
| 2502 | -8.1582
| 2503 | 1.2601
| 2504 | -93.4138
| 2505 | -124.3289
| 2506 | -191.7738
| 2507 | -428.5184
| 2508 | -425.5364
| 2509 | -630.8527
| 2510 | -690.2696
| 2511 | -716.6853
| 2512 | -805.7163
| 2513 | -675.2675
| 2514 | -423.0822
| 2515 | -284.5496
| 2516 | -174.7496
| 2517 | -101.1749
| 2518 | 0
| 2519 | 0
| 2520 | 0
| 2521 | 0
| 2522 | 0
| 2523 | 0
| 2524 | 0
| 2525 | 0
| 2526 | 8.0098
| 2527 | -1.0654
| 2528 | -195.8054
| 2529 | -569.56
| 2530 | -720.3166
| 2531 | -996.6414
| 2532 | -1040.0381
| 2533 | -1327.9591
| 2534 | -1104.7895
| 2535 | -800.5341
| 2536 | -450.1824
| 2537 | -255.0326
| 2538 | -70.2855
| 2539 | -0.053391
| 2540 | -0.072285
| 2541 | -0.2637
| 2542 | -0.022337
| 2543 | -0.068908
| 2544 | -0.084245
| 2545 | -0.076121
| 2546 | -0.08119
| 2547 | -0.07991
| 2548 | -0.070446
| 2549 | -0.11542
| 2550 | 192.6872
| 2551 | 68.5267
| 2552 | 3.1423
| 2553 | 1.0359
| 2554 | 0.19457
| 2555 | -0.082606
| 2556 | -0.30516
| 2557 | -0.096547
| 2558 | -0.08292
| 2559 | -0.098045
| 2560 | -0.14758
| 2561 | -0.1267
| 2562 | 0.74981
| 2563 | 0.32639
| 2564 | 2.6464
| 2565 | 6.3756
| 2566 | 46.3699
| 2567 | 3.9138
| 2568 | -0.0021525
| 2569 | -0.0011533
| 2570 | 0
| 2571 | 0
| 2572 | 0
| 2573 | 0
| 2574 | 196.8834
| 2575 | 86.644
| 2576 | 8.2333
| 2577 | 4.2228
| 2578 | 3.0936
| 2579 | 0.46493
| 2580 | 1.2025
| 2581 | -0.19
| 2582 | -0.11944
| 2583 | -0.099179
| 2584 | -0.02968
| 2585 | -0.28582
| 2586 | -0.19419
| 2587 | -0.10363
| 2588 | -0.076338
| 2589 | 1.0535
| 2590 | 0
| 2591 | 0
| 2592 | 0
| 2593 | 0
| 2594 | 0
| 2595 | 0
| 2596 | 0
| 2597 | 0
| 2598 | 109.929
| 2599 | 11.2721
| 2600 | -0.014432
| 2601 | -0.0091313
| 2602 | -0.065951
| 2603 | -0.10528
| 2604 | -0.067111
| 2605 | -3.2278
| 2606 | -17.0959
| 2607 | -2.9898
| 2608 | -0.047061
| 2609 | -0.20922
| 2610 | -3.2551
| 2611 | -0.45993
| 2612 | -0.090262
| 2613 | -0.034259
| 2614 | 0
| 2615 | 0
| 2616 | 0
| 2617 | 0
| 2618 | 0
| 2619 | 0
| 2620 | 0
| 2621 | 0
| 2622 | 38.441
| 2623 | 4.9461
| 2624 | -0.081082
| 2625 | -0.028675
| 2626 | 0.023832
| 2627 | -30.6392
| 2628 | -117.2694
| 2629 | -129.1144
| 2630 | 0
| 2631 | 0
| 2632 | -174.1768
| 2633 | -183.0427
| 2634 | 0
| 2635 | 0
| 2636 | 0
| 2637 | 0
| 2638 | 0
| 2639 | 0
| 2640 | 0
| 2641 | 0
| 2642 | 0
| 2643 | 0
| 2644 | 0
| 2645 | 0
| 2646 | 0
| 2647 | 0
| 2648 | 0
| 2649 | 0
| 2650 | 0
| 2651 | 0
| 2652 | 0
| 2653 | -11.4315
| 2654 | -49.4347
| 2655 | -80.4234
| 2656 | -113.5666
| 2657 | -76.3174
| 2658 | -31.6822
| 2659 | -1.9595
| 2660 | 0
| 2661 | 0
| 2662 | 0
| 2663 | 0
| 2664 | 0
| 2665 | 0
| 2666 | 0
| 2667 | 0
| 2668 | 0
| 2669 | 0
| 2670 | -36.7538
| 2671 | -125.8775
| 2672 | -654.1025
| 2673 | -1229.5238
| 2674 | -1438.6869
| 2675 | -1786.3299
| 2676 | -1283.0378
| 2677 | -1503.0257
| 2678 | -1612.8857
| 2679 | -1655.1136
| 2680 | -1716.6748
| 2681 | -1702.5633
| 2682 | -1561.4906
| 2683 | -1772.1184
| 2684 | -1390.619
| 2685 | -1130.5008
| 2686 | -22.3726
| 2687 | -81.4826
| 2688 | -66.3479
| 2689 | -56.198
| 2690 | -49.3874
| 2691 | -41.8796
| 2692 | -32.1233
| 2693 | -34.0593
| 2694 | -268.4524
| 2695 | -580.769
| 2696 | -1211.0948
| 2697 | -1601.8995
| 2698 | -1958.6869
| 2699 | -1807.2756
| 2700 | -1634.241
| 2701 | -1716.3952
| 2702 | -1770.0883
| 2703 | -1793.0453
| 2704 | -1866.7798
| 2705 | -1827.156
| 2706 | -1691.4315
| 2707 | -1719.5215
| 2708 | -1767.4421
| 2709 | -1469.3805
| 2710 | -117.8169
| 2711 | -187.3898
| 2712 | -170.8716
| 2713 | -150.859
| 2714 | -119.1919
| 2715 | -64.7536
| 2716 | -4.787
| 2717 | 0
| 2718 | -11.8831
| 2719 | -55.5415
| 2720 | -190.2863
| 2721 | -327.5849
| 2722 | -434.805
| 2723 | -523.986
| 2724 | -612.7521
| 2725 | -704.6415
| 2726 | -956.4649
| 2727 | -1324.2095
| 2728 | -1275.3033
| 2729 | -1106.141
| 2730 | -794.3866
| 2731 | -497.3869
| 2732 | -358.7879
| 2733 | -228.7781
| 2734 | 0
| 2735 | -9.3686
| 2736 | -20.1637
| 2737 | -8.3642
| 2738 | 0
| 2739 | -0.0068732
| 2740 | -0.67548
| 2741 | -3.2464
| 2742 | -44.04
| 2743 | -83.8854
| 2744 | -165.2583
| 2745 | -235.5735
| 2746 | -298.5305
| 2747 | -512.0939
| 2748 | -663.93
| 2749 | -762.8536
| 2750 | -935.7039
| 2751 | -1058.3665
| 2752 | -1143.816
| 2753 | -1088.1678
| 2754 | -926.152
| 2755 | -661.8964
| 2756 | -517.3685
| 2757 | -374.4049
| 2758 | -10.5415
| 2759 | -2.7681
| 2760 | -0.0056575
| 2761 | -0.0054064
| 2762 | -0.012304
| 2763 | -0.014707
| 2764 | -0.0045215
| 2765 | -0.011176
| 2766 | -0.070732
| 2767 | -3.6942
| 2768 | -123.7031
| 2769 | -216.4243
| 2770 | -274.5094
| 2771 | -318.7842
| 2772 | -326.4322
| 2773 | -331.1215
| 2774 | -335.0897
| 2775 | -258.5034
| 2776 | -189.7635
| 2777 | -314.19
| 2778 | -214.8349
| 2779 | -113.7878
| 2780 | -75.9556
| 2781 | -75.94
| 2782 | 0
| 2783 | -0.0007152
| 2784 | -0.00053856
| 2785 | -0.013637
| 2786 | -0.054288
| 2787 | -0.063873
| 2788 | -0.052433
| 2789 | -0.079884
| 2790 | 2.0043
| 2791 | -0.26521
| 2792 | -0.05445
| 2793 | -0.19977
| 2794 | -0.13913
| 2795 | -0.025635
| 2796 | -0.0045665
| 2797 | -2.6593
| 2798 | -7.5145
| 2799 | -16.9301
| 2800 | -20.4414
| 2801 | -7.2423
| 2802 | 0
| 2803 | -0.0062099
| 2804 | -0.023847
| 2805 | -0.016775
| 2806 | -0.0077893
| 2807 | -0.0031881
| 2808 | -0.0013559
| 2809 | 0
| 2810 | 0
| 2811 | 0
| 2812 | 0
| 2813 | 0
| 2814 | 0
| 2815 | 0
| 2816 | 0
| 2817 | 0
| 2818 | 0
| 2819 | 0
| 2820 | 0
| 2821 | 0
| 2822 | 0
| 2823 | 0
| 2824 | 0
| 2825 | 0
| 2826 | 0
| 2827 | 0
| 2828 | 0
| 2829 | 0
| 2830 | 0
| 2831 | 0
| 2832 | 0
| 2833 | 0
| 2834 | 0
| 2835 | 0
| 2836 | 0.017255
| 2837 | 0
| 2838 | 203.4953
| 2839 | 46.5437
| 2840 | 3.1359
| 2841 | 0.29565
| 2842 | -0.081592
| 2843 | -0.054111
| 2844 | -0.069283
| 2845 | -11.3172
| 2846 | -34.8518
| 2847 | -82.3135
| 2848 | -179.1071
| 2849 | -150.975
| 2850 | -12.0674
| 2851 | -2.607
| 2852 | -0.011015
| 2853 | -0.0092249
| 2854 | 0
| 2855 | 0
| 2856 | 0
| 2857 | 0
| 2858 | 0
| 2859 | 0
| 2860 | 0
| 2861 | 0
| 2862 | 70.3708
| 2863 | 3.8067
| 2864 | -23.5042
| 2865 | -202.9079
| 2866 | -343.6508
| 2867 | -552.9337
| 2868 | -639.8383
| 2869 | -971.6807
| 2870 | -1175.1333
| 2871 | -1255.333
| 2872 | -1350.1832
| 2873 | -1323.1153
| 2874 | -980.783
| 2875 | -616.0682
| 2876 | -382.0467
| 2877 | -173.1919
| 2878 | 0
| 2879 | 0
| 2880 | 0
| 2881 | 0
| 2882 | 0
| 2883 | -0.0001091
| 2884 | -0.0013975
| 2885 | -0.003195
| 2886 | -0.0020711
| 2887 | 0
| 2888 | -35.4815
| 2889 | -50.0924
| 2890 | -3.6607
| 2891 | -0.029185
| 2892 | -3.2625
| 2893 | -40.4238
| 2894 | -139.3726
| 2895 | -253.0968
| 2896 | -259.5073
| 2897 | -185.8833
| 2898 | -136.8176
| 2899 | -54.3033
| 2900 | -0.023837
| 2901 | -0.029702
| 2902 | -0.0072005
| 2903 | -0.013857
| 2904 | -0.0066186
| 2905 | -0.0027448
| 2906 | -0.00028746
| 2907 | 0
| 2908 | 0
| 2909 | 0
| 2910 | 9.2376
| 2911 | -0.063755
| 2912 | -0.0078412
| 2913 | -18.3611
| 2914 | -113.5352
| 2915 | -223.2783
| 2916 | -273.0089
| 2917 | -354.0846
| 2918 | -402.4811
| 2919 | -392.4465
| 2920 | -377.2533
| 2921 | -346.9943
| 2922 | -297.8109
| 2923 | -168.8451
| 2924 | -35.6601
| 2925 | -0.00080698
| 2926 | 0
| 2927 | 0
| 2928 | 0
| 2929 | -0.001491
| 2930 | -0.016699
| 2931 | -0.018328
| 2932 | -0.014579
| 2933 | -0.0057476
| 2934 | 3.1148
| 2935 | -0.0071762
| 2936 | -0.011551
| 2937 | -0.033408
| 2938 | -60.8905
| 2939 | -210.1716
| 2940 | -310.8499
| 2941 | -371.0393
| 2942 | -376.1114
| 2943 | -345.9647
| 2944 | -328.7029
| 2945 | -303.5122
| 2946 | -191.7392
| 2947 | -55.9766
| 2948 | -0.0042964
| 2949 | -0.0012157
| 2950 | -0.0049198
| 2951 | -0.0078499
| 2952 | -0.010738
| 2953 | -0.0032227
| 2954 | -0.0018148
| 2955 | -0.0082707
| 2956 | -0.0057857
| 2957 | -0.021553
| 2958 | 46.359
| 2959 | 0.068623
| 2960 | -3.4116
| 2961 | -34.7552
| 2962 | -14.693
| 2963 | -92.8907
| 2964 | -197.2953
| 2965 | -255.7832
| 2966 | -164.9956
| 2967 | -167.8875
| 2968 | -244.6229
| 2969 | -157.6893
| 2970 | 0
| 2971 | 0
| 2972 | 0
| 2973 | 0
| 2974 | 0
| 2975 | 0
| 2976 | 0
| 2977 | 0
| 2978 | 0
| 2979 | 0
| 2980 | 0
| 2981 | -0.051307
| 2982 | -2.7365
| 2983 | -5.0092
| 2984 | 0
| 2985 | 0
| 2986 | 0
| 2987 | 0
| 2988 | 0
| 2989 | 0
| 2990 | 0
| 2991 | 0
| 2992 | -27.196
| 2993 | -50.1795
| 2994 | -52.8955
| 2995 | -35.4085
| 2996 | -35.0088
| 2997 | -12.2356
| 2998 | 0
| 2999 | 0
| 3000 | 0
| 3001 | 0
| 3002 | 0
| 3003 | 0
| 3004 | 0
| 3005 | 0
| 3006 | -280.3889
| 3007 | -289.0331
| 3008 | -718.555
| 3009 | -706.1031
| 3010 | -596.1929
| 3011 | -619.3874
| 3012 | -452.4679
| 3013 | -523.0253
| 3014 | -470.477
| 3015 | -437.2077
| 3016 | -386.0194
| 3017 | -326.5214
| 3018 | -291.4295
| 3019 | -322.3317
| 3020 | -266.7974
| 3021 | -243.4154
| 3022 | 0
| 3023 | -15.0651
| 3024 | -10.9671
| 3025 | -3.8196
| 3026 | -0.093269
| 3027 | -0.004447
| 3028 | -0.0056904
| 3029 | -0.018967
| 3030 | 2.7073
| 3031 | -0.07898
| 3032 | -0.028033
| 3033 | -0.033072
| 3034 | -18.4463
| 3035 | -122.9276
| 3036 | -175.5876
| 3037 | -326.3956
| 3038 | -369.4689
| 3039 | -429.6058
| 3040 | -436.1318
| 3041 | -392.8956
| 3042 | -334.5486
| 3043 | -211.9006
| 3044 | -77.8153
| 3045 | -17.1918
| 3046 | 0
| 3047 | 0
| 3048 | 0
| 3049 | -0.0031171
| 3050 | -0.055921
| 3051 | -0.095447
| 3052 | -0.092129
| 3053 | -0.11974
| 3054 | 24.7142
| 3055 | -0.30955
| 3056 | -0.08479
| 3057 | -0.11924
| 3058 | -0.098237
| 3059 | -0.091542
| 3060 | -0.070277
| 3061 | -0.051789
| 3062 | -0.04427
| 3063 | -0.036101
| 3064 | -0.028149
| 3065 | -0.03342
| 3066 | -0.033952
| 3067 | -0.032768
| 3068 | -0.085185
| 3069 | 0
| 3070 | 0
| 3071 | 0
| 3072 | -0.0014494
| 3073 | -0.0099643
| 3074 | -0.016825
| 3075 | -0.021979
| 3076 | -0.017123
| 3077 | -0.02002
| 3078 | 91.0858
| 3079 | 7.0512
| 3080 | -0.0051051
| 3081 | -3.1317
| 3082 | -148.5908
| 3083 | -352.7949
| 3084 | -456.905
| 3085 | -666.2398
| 3086 | -784.3849
| 3087 | -910.0069
| 3088 | -1143.0547
| 3089 | -1260.5092
| 3090 | -1100.8294
| 3091 | -830.7755
| 3092 | -671.3428
| 3093 | -504.3922
| 3094 | 0
| 3095 | 0
| 3096 | -4.2424
| 3097 | -8.9484
| 3098 | -9.3852
| 3099 | -5.8552
| 3100 | -0.15053
| 3101 | 0
| 3102 | -442.2924
| 3103 | -490.806
| 3104 | -766.6767
| 3105 | -986.5367
| 3106 | -1216.9166
| 3107 | -1469.4089
| 3108 | -1481.6786
| 3109 | -1532.1957
| 3110 | -1577.86
| 3111 | -1574.8068
| 3112 | -1632.2459
| 3113 | -1602.9445
| 3114 | -1496.5727
| 3115 | -1456.6509
| 3116 | -1191.2601
| 3117 | -860.7818
| 3118 | -12.8457
| 3119 | -14.6142
| 3120 | -6.3714
| 3121 | -5.8314
| 3122 | -5.8422
| 3123 | -2.9438
| 3124 | -2.76
| 3125 | -9.2645
| 3126 | -173.5929
| 3127 | -786.3577
| 3128 | -1320.4955
| 3129 | -1603.3013
| 3130 | -1469.2607
| 3131 | -1503.756
| 3132 | -1476.9871
| 3133 | -1494.5182
| 3134 | -1409.8189
| 3135 | -1368.9308
| 3136 | -1400.1644
| 3137 | -1330.0196
| 3138 | -373.2114
| 3139 | -696.0858
| 3140 | -457.4825
| 3141 | -242.0767
| 3142 | -197.8417
| 3143 | -160.8301
| 3144 | -152.8955
| 3145 | -144.8507
| 3146 | -115.0908
| 3147 | -110.3091
| 3148 | -101.341
| 3149 | -112.9953
| 3150 | -185.5187
| 3151 | -293.9858
| 3152 | -311.425
| 3153 | -435.0162
| 3154 | -379.8567
| 3155 | -530.165
| 3156 | -896.8226
| 3157 | -1220.8265
| 3158 | -748.9857
| 3159 | -442.2487
| 3160 | -863.4255
| 3161 | -513.8778
| 3162 | -420.2355
| 3163 | -371.4713
| 3164 | -384.4757
| 3165 | -308.405
| 3166 | -259.2196
| 3167 | -204.8337
| 3168 | -231.6277
| 3169 | -223.3733
| 3170 | -228.1556
| 3171 | -230.0648
| 3172 | -216.4563
| 3173 | -233.5196
| 3174 | -1532.1896
| 3175 | -1685.6508
| 3176 | -2339.2702
| 3177 | -2435.7921
| 3178 | -1977.7984
| 3179 | -1857.1015
| 3180 | -1798.7031
| 3181 | -1895.8706
| 3182 | -1879.2576
| 3183 | -1741.9263
| 3184 | -1902.4927
| 3185 | -2215.8154
| 3186 | -1942.791
| 3187 | -1404.8772
| 3188 | -989.7315
| 3189 | -867.6891
| 3190 | -46.0407
| 3191 | -9.9372
| 3192 | 0
| 3193 | 0
| 3194 | -0.00077581
| 3195 | -0.0023049
| 3196 | -0.0036903
| 3197 | -0.0141
| 3198 | -14.1411
| 3199 | -118.3844
| 3200 | -279.4781
| 3201 | -460.7601
| 3202 | -933.9611
| 3203 | -1458.8789
| 3204 | -1620.6426
| 3205 | -1730.7142
| 3206 | -1976.3033
| 3207 | -2112.6333
| 3208 | -1985.2813
| 3209 | -1777.6813
| 3210 | -1365.9959
| 3211 | -970.5048
| 3212 | -634.5829
| 3213 | -326.8031
| 3214 | -14.2934
| 3215 | -14.3649
| 3216 | -11.8786
| 3217 | -18.7145
| 3218 | -23.2247
| 3219 | -14.2964
| 3220 | -3.6769
| 3221 | -0.0047882
| 3222 | -28.1978
| 3223 | -169.3283
| 3224 | -599.5719
| 3225 | -816.6493
| 3226 | -1036.9605
| 3227 | -1297.7882
| 3228 | -1371.6735
| 3229 | -1829.0485
| 3230 | -2116.4117
| 3231 | -1705.0537
| 3232 | -2024.2362
| 3233 | -1907.546
| 3234 | -1348.8119
| 3235 | -1051.3658
| 3236 | -1026.4148
| 3237 | -971.6584
| 3238 | -78.061
| 3239 | -99.0731
| 3240 | -92.4518
| 3241 | -90.8918
| 3242 | -92.2229
| 3243 | -92.0397
| 3244 | -86.3854
| 3245 | -117.3128
| 3246 | -879.5533
| 3247 | -956.6933
| 3248 | -1192.1041
| 3249 | -1412.6265
| 3250 | -1626.2562
| 3251 | -1689.5323
| 3252 | -1591.7817
| 3253 | -1479.4105
| 3254 | -1403.578
| 3255 | -1459.4834
| 3256 | -1537.6602
| 3257 | -1523.6674
| 3258 | -1529.0243
| 3259 | -1489.8369
| 3260 | -1405.674
| 3261 | -1227.7556
| 3262 | -122.5321
| 3263 | -133.6735
| 3264 | -95.583
| 3265 | -59.9919
| 3266 | -40.4554
| 3267 | -34.9906
| 3268 | -20.7957
| 3269 | -16.1805
| 3270 | -111.8342
| 3271 | -479.7554
| 3272 | -1061.4172
| 3273 | -1379.7354
| 3274 | -1589.5278
| 3275 | -1810.9053
| 3276 | -1882.4732
| 3277 | -1856.2889
| 3278 | -2069.6655
| 3279 | -1993.3929
| 3280 | -1816.8818
| 3281 | -1638.9005
| 3282 | -1261.8546
| 3283 | -803.9949
| 3284 | -474.3367
| 3285 | -411.5841
| 3286 | -12.863
| 3287 | -0.89559
| 3288 | -0.0026859
| 3289 | -0.03309
| 3290 | -0.066448
| 3291 | -0.073222
| 3292 | -0.067002
| 3293 | -0.076885
| 3294 | -0.085723
| 3295 | -0.02968
| 3296 | -0.025782
| 3297 | -16.4375
| 3298 | -64.5684
| 3299 | -124.6201
| 3300 | -171.7714
| 3301 | -220.6972
| 3302 | -100.9767
| 3303 | -154.9409
| 3304 | -163.7119
| 3305 | -50.4741
| 3306 | 0
| 3307 | -0.0006113
| 3308 | -0.0038652
| 3309 | -1.7317e-06
| 3310 | 0
| 3311 | 0
| 3312 | 0
| 3313 | 0
| 3314 | 0
| 3315 | -0.0010702
| 3316 | -0.010463
| 3317 | -0.016976
| 3318 | -0.018157
| 3319 | -0.01381
| 3320 | -0.0088993
| 3321 | -0.00092647
| 3322 | -0.00013681
| 3323 | 0
| 3324 | 0
| 3325 | 0
| 3326 | 0
| 3327 | 0
| 3328 | 0
| 3329 | 0
| 3330 | 0
| 3331 | 0
| 3332 | 0
| 3333 | 0
| 3334 | 0
| 3335 | 0
| 3336 | 0
| 3337 | 0
| 3338 | 0
| 3339 | 0
| 3340 | 0
| 3341 | -10.7503
| 3342 | -436.1543
| 3343 | -473.2424
| 3344 | -1099.322
| 3345 | -1449.0006
| 3346 | -1523.6994
| 3347 | -1429.1492
| 3348 | -1339.7279
| 3349 | -1451.9513
| 3350 | -1518.2466
| 3351 | -1538.459
| 3352 | -1582.7829
| 3353 | -1543.3332
| 3354 | -1430.4809
| 3355 | -1338.9377
| 3356 | -1185.3384
| 3357 | -742.627
| 3358 | -23.7951
| 3359 | -55.2556
| 3360 | -56.4827
| 3361 | -66.0758
| 3362 | -70.5308
| 3363 | -70.1134
| 3364 | -57.482
| 3365 | -34.749
| 3366 | -102.4475
| 3367 | -80.7159
| 3368 | -38.1946
| 3369 | -117.653
| 3370 | -239.2404
| 3371 | -371.3858
| 3372 | -459.555
| 3373 | -623.8211
| 3374 | -784.0505
| 3375 | -673.2704
| 3376 | -615.8571
| 3377 | -572.231
| 3378 | -470.4336
| 3379 | -338.1125
| 3380 | -95.9766
| 3381 | -0.00098015
| 3382 | -0.0033734
| 3383 | -0.012681
| 3384 | -0.026055
| 3385 | -0.024921
| 3386 | -0.019674
| 3387 | -0.016091
| 3388 | -0.015076
| 3389 | -0.029067
| 3390 | 0.014361
| 3391 | 0
| 3392 | -18.6166
| 3393 | -197.3399
| 3394 | -343.1063
| 3395 | -459.4328
| 3396 | -537.6524
| 3397 | -580.704
| 3398 | -626.213
| 3399 | -674.528
| 3400 | -692.6605
| 3401 | -632.3275
| 3402 | -485.1779
| 3403 | -363.3369
| 3404 | -111.1315
| 3405 | -0.0036574
| 3406 | -1.039e-05
| 3407 | -0.0013317
| 3408 | -0.00055588
| 3409 | 0
| 3410 | 0
| 3411 | 0
| 3412 | -0.018784
| 3413 | -0.03422
| 3414 | -0.0068853
| 3415 | 0
| 3416 | -3.1399
| 3417 | -120.8354
| 3418 | -331.6644
| 3419 | -475.0068
| 3420 | -624.3402
| 3421 | -749.1851
| 3422 | -809.3172
| 3423 | -941.6743
| 3424 | -1202.3407
| 3425 | -968.7955
| 3426 | -769.8857
| 3427 | -622.6644
| 3428 | -358.8558
| 3429 | -198.7032
| 3430 | 0
| 3431 | -0.0087556
| 3432 | -0.0035847
| 3433 | -0.0021473
| 3434 | -0.014915
| 3435 | -0.016789
| 3436 | -0.012981
| 3437 | -0.027285
| 3438 | -0.008811
| 3439 | -27.8547
| 3440 | -243.1129
| 3441 | -472.3982
| 3442 | -612.6471
| 3443 | -732.1453
| 3444 | -985.9942
| 3445 | -1279.137
| 3446 | -1347.1224
| 3447 | -1400.5181
| 3448 | -1463.6704
| 3449 | -1391.6686
| 3450 | -1173.9061
| 3451 | -813.257
| 3452 | -537.2474
| 3453 | -308.47
| 3454 | 0
| 3455 | 0
| 3456 | 0
| 3457 | -0.0067537
| 3458 | -0.016036
| 3459 | -0.010531
| 3460 | -0.014908
| 3461 | -0.02325
| 3462 | -0.0048263
| 3463 | -68.3336
| 3464 | -402.9748
| 3465 | -664.7639
| 3466 | -825.3912
| 3467 | -1068.4788
| 3468 | -1257.2519
| 3469 | -1320.2387
| 3470 | -1181.1128
| 3471 | -1160.126
| 3472 | -1262.5098
| 3473 | -1249.2763
| 3474 | -111.6279
| 3475 | -96.2753
| 3476 | -67.231
| 3477 | -52.4903
| 3478 | -39.9816
| 3479 | -17.8742
| 3480 | -17.6254
| 3481 | -15.0891
| 3482 | -6.9216
| 3483 | -7.809
| 3484 | -7.9441
| 3485 | -16.279
| 3486 | -42.4433
| 3487 | -57.996
| 3488 | -71.8718
| 3489 | -84.8973
| 3490 | -57.9269
| 3491 | -65.1455
| 3492 | -75.8148
| 3493 | -95.8981
| 3494 | -110.7118
| 3495 | -123.4172
| 3496 | -236.1495
| 3497 | -287.3925
| 3498 | -287.6965
| 3499 | -238.7137
| 3500 | -238.4148
| 3501 | -170.6765
| 3502 | -106.14
| 3503 | -73.8271
| 3504 | -98.1081
| 3505 | -111.7111
| 3506 | -109.9863
| 3507 | -109.4956
| 3508 | -98.377
| 3509 | -135.4168
| 3510 | -1212.4068
| 3511 | -1332.7683
| 3512 | -1770.6542
| 3513 | -1939.4576
| 3514 | -2073.9875
| 3515 | -1895.4692
| 3516 | -1690.6671
| 3517 | -1770.232
| 3518 | -2033.9003
| 3519 | -2164.1964
| 3520 | -1972.6248
| 3521 | -1731.6729
| 3522 | -1573.3467
| 3523 | -1446.7493
| 3524 | -1325.4261
| 3525 | -1184.1879
| 3526 | -67.6719
| 3527 | -109.5133
| 3528 | -99.6595
| 3529 | -98.4684
| 3530 | -97.2424
| 3531 | -85.0791
| 3532 | -77.3119
| 3533 | -100.0076
| 3534 | -668.6768
| 3535 | -724.1676
| 3536 | -924.2066
| 3537 | -732.6396
| 3538 | -608.5996
| 3539 | -778.3318
| 3540 | -938.8272
| 3541 | -1087.0056
| 3542 | -1195.5679
| 3543 | -1300.8029
| 3544 | -1446.0484
| 3545 | -1189.9299
| 3546 | -696.4045
| 3547 | -445.9677
| 3548 | -223.8686
| 3549 | -52.4728
| 3550 | -0.012853
| 3551 | -0.045747
| 3552 | -0.052376
| 3553 | -0.044173
| 3554 | -0.036425
| 3555 | -0.033065
| 3556 | -0.05199
| 3557 | -0.072407
| 3558 | 1.0842
| 3559 | -0.00071347
| 3560 | -18.4153
| 3561 | -160.8414
| 3562 | -318.8691
| 3563 | -403.2287
| 3564 | -472.2717
| 3565 | -562.9293
| 3566 | -626.4622
| 3567 | -699.9794
| 3568 | -767.9272
| 3569 | -757.1166
| 3570 | -677.5173
| 3571 | -533.6552
| 3572 | -266.564
| 3573 | -54.7457
| 3574 | -0.00016624
| 3575 | 0
| 3576 | 0
| 3577 | 0
| 3578 | 0
| 3579 | -0.0070342
| 3580 | -0.020078
| 3581 | -0.026499
| 3582 | -0.0036608
| 3583 | -36.7489
| 3584 | -637.7564
| 3585 | -935.9237
| 3586 | -1061.102
| 3587 | -1269.2516
| 3588 | -1439.064
| 3589 | -1570.1407
| 3590 | -1728.4289
| 3591 | -1895.8503
| 3592 | -1910.4384
| 3593 | -1641.8573
| 3594 | -1844.0679
| 3595 | -1631.1715
| 3596 | -1446.0175
| 3597 | -1272.6692
| 3598 | -67.5605
| 3599 | -118.9395
| 3600 | -116.6734
| 3601 | -129.4575
| 3602 | -138.8531
| 3603 | -135.2545
| 3604 | -130.3324
| 3605 | -147.4545
| 3606 | -1149.4433
| 3607 | -1328.5534
| 3608 | -1606.4255
| 3609 | -1880.6132
| 3610 | -1871.4109
| 3611 | -1909.9907
| 3612 | -1832.9716
| 3613 | -1972.7613
| 3614 | -2478.4656
| 3615 | -2616.0989
| 3616 | -2413.6553
| 3617 | -2246.0385
| 3618 | -2543.753
| 3619 | -2465.693
| 3620 | -2382.5156
| 3621 | -2169.2954
| 3622 | -252.3092
| 3623 | -283.59
| 3624 | -158.0522
| 3625 | -61.4863
| 3626 | -8.3039
| 3627 | -0.0018599
| 3628 | -0.023754
| 3629 | -0.014399
| 3630 | -35.4422
| 3631 | -262.7461
| 3632 | -727.6614
| 3633 | -1247.8441
| 3634 | -1622.0586
| 3635 | -1923.7302
| 3636 | -1690.6534
| 3637 | -1404.9736
| 3638 | -1263.4817
| 3639 | -1222.1648
| 3640 | -1321.234
| 3641 | -1310.634
| 3642 | -400.7401
| 3643 | -614.5995
| 3644 | -455.6611
| 3645 | -236.8957
| 3646 | -111.4232
| 3647 | -67.4134
| 3648 | -62.1512
| 3649 | -56.748
| 3650 | -47.2435
| 3651 | -35.0095
| 3652 | -24.7914
| 3653 | -43.9273
| 3654 | -111.1525
| 3655 | -197.8077
| 3656 | -294.567
| 3657 | -321.694
| 3658 | -284.8844
| 3659 | -296.5862
| 3660 | -286.5055
| 3661 | -262.2961
| 3662 | -297.3251
| 3663 | -357.8555
| 3664 | -661.9604
| 3665 | -694.0968
| 3666 | -549.1548
| 3667 | -349.486
| 3668 | -245.4694
| 3669 | -128.9748
| 3670 | -61.6644
| 3671 | -39.2552
| 3672 | -54.7694
| 3673 | -61.6351
| 3674 | -63.7096
| 3675 | -62.8673
| 3676 | -61.9641
| 3677 | -92.4771
| 3678 | -839.3799
| 3679 | -1063.7365
| 3680 | -1376.743
| 3681 | -1414.2739
| 3682 | -1321.4821
| 3683 | -1367.8519
| 3684 | -1478.8725
| 3685 | -1491.7543
| 3686 | -1568.7831
| 3687 | -1604.7644
| 3688 | -1681.4176
| 3689 | -1651.7077
| 3690 | -1542.9282
| 3691 | -1506.3165
| 3692 | -1359.249
| 3693 | -1092.028
| 3694 | -36.7025
| 3695 | -46.1928
| 3696 | -31.4757
| 3697 | -20.7314
| 3698 | -17.0396
| 3699 | -14.6167
| 3700 | -12.4409
| 3701 | -33.6786
| 3702 | -606.0306
| 3703 | -948.7846
| 3704 | -1497.1685
| 3705 | -1926.2612
| 3706 | -2204.0166
| 3707 | -1822.8147
| 3708 | -1671.416
| 3709 | -1666.1333
| 3710 | -1700.7987
| 3711 | -1718.2588
| 3712 | -1780.6883
| 3713 | -1751.7761
| 3714 | -1617.6153
| 3715 | -1512.7015
| 3716 | -1416.1496
| 3717 | -1128.1185
| 3718 | -54.8746
| 3719 | -46.8529
| 3720 | -34.402
| 3721 | -27.4489
| 3722 | -31.9818
| 3723 | -34.7202
| 3724 | -38.732
| 3725 | -90.9892
| 3726 | -1071.564
| 3727 | -1417.8518
| 3728 | -1850.8199
| 3729 | -2252.6915
| 3730 | -1986.2278
| 3731 | -2128.8205
| 3732 | -2156.9633
| 3733 | -1850.8362
| 3734 | -1866.5367
| 3735 | -1967.6055
| 3736 | -2174.4751
| 3737 | -2008.1545
| 3738 | -1663.1922
| 3739 | -1365.1082
| 3740 | -1016.1818
| 3741 | -690.5203
| 3742 | -44.7526
| 3743 | -41.5771
| 3744 | -47.2662
| 3745 | -50.8887
| 3746 | -40.7942
| 3747 | -28.2771
| 3748 | -16.7459
| 3749 | -29.8653
| 3750 | -304.1057
| 3751 | -530.5223
| 3752 | -762.4273
| 3753 | -809.3943
| 3754 | -812.919
| 3755 | -863.9574
| 3756 | -939.4296
| 3757 | -1030.816
| 3758 | -1140.8617
| 3759 | -1406.3409
| 3760 | -1624.417
| 3761 | -1572.2459
| 3762 | -1379.5755
| 3763 | -1189.9984
| 3764 | -999.1064
| 3765 | -823.6444
| 3766 | -64.5387
| 3767 | -72.2907
| 3768 | -79.6865
| 3769 | -85.6149
| 3770 | -83.9807
| 3771 | -81.8889
| 3772 | -78.6678
| 3773 | -125.9854
| 3774 | -1087.1087
| 3775 | -1425.3189
| 3776 | -1934.4033
| 3777 | -2441.9894
| 3778 | -2429.9121
| 3779 | -2141.917
| 3780 | -1979.0642
| 3781 | -2010.0653
| 3782 | -2051.607
| 3783 | -2077.2031
| 3784 | -2155.5169
| 3785 | -2123.1409
| 3786 | -1989.347
| 3787 | -1890.3742
| 3788 | -1824.2687
| 3789 | -1775.8598
| 3790 | -786.8368
| 3791 | -933.7241
| 3792 | -786.2668
| 3793 | -708.8467
| 3794 | -664.7142
| 3795 | -644.3866
| 3796 | -624.1261
| 3797 | -756.9791
| 3798 | -2590.887
| 3799 | -2532.8521
| 3800 | -2553.8546
| 3801 | -2522.6007
| 3802 | -2004.1411
| 3803 | -1992.5443
| 3804 | -1878.1015
| 3805 | -1852.9606
| 3806 | -1784.8484
| 3807 | -1727.6833
| 3808 | -1742.5089
| 3809 | -1728.5532
| 3810 | -834.8122
| 3811 | -1209.6154
| 3812 | -1162.1876
| 3813 | -993.9125
| 3814 | -743.8451
| 3815 | -495.384
| 3816 | -473.2302
| 3817 | -447.7547
| 3818 | -385.1803
| 3819 | -330.9142
| 3820 | -292.297
| 3821 | -371.4848
| 3822 | -605.6469
| 3823 | -900.7244
| 3824 | -1113.5538
| 3825 | -1267.9828
| 3826 | -1312.5854
| 3827 | -1571.2349
| 3828 | -1574.0592
| 3829 | -627.497
| 3830 | -672.2513
| 3831 | -711.7579
| 3832 | -866.2016
| 3833 | -930.4146
| 3834 | -1912.4943
| 3835 | -2080.4025
| 3836 | -1583.161
| 3837 | -1148.2847
| 3838 | -719.1595
| 3839 | -443.367
| 3840 | -476.7606
| 3841 | -447.9489
| 3842 | -445.4444
| 3843 | -458.0539
| 3844 | -472.2291
| 3845 | -710.7286
| 3846 | -2848.6129
| 3847 | -2193.3613
| 3848 | -2365.4078
| 3849 | -2256.8643
| 3850 | -2229.3569
| 3851 | -2235.3568
| 3852 | -2174.6269
| 3853 | -2205.2839
| 3854 | -2245.4964
| 3855 | -2248.2177
| 3856 | -2290.2731
| 3857 | -2253.5106
| 3858 | -2144.1308
| 3859 | -2053.6274
| 3860 | -1952.5191
| 3861 | -1876.7159
| 3862 | -1191.4854
| 3863 | -1401.8565
| 3864 | -1306.483
| 3865 | -1229.912
| 3866 | -859.6272
| 3867 | -426.6844
| 3868 | -215.3976
| 3869 | -171.4242
| 3870 | -908.0671
| 3871 | -947.0535
| 3872 | -1031.2306
| 3873 | -997.8417
| 3874 | -959.0187
| 3875 | -965.5159
| 3876 | -938.7866
| 3877 | -953.0874
| 3878 | -680.1432
| 3879 | -260.3316
| 3880 | -36.3467
| 3881 | -0.02827
| 3882 | -0.043909
| 3883 | -0.052045
| 3884 | -0.078436
| 3885 | -0.070957
| 3886 | -0.043206
| 3887 | -0.086775
| 3888 | -0.089796
| 3889 | -0.086212
| 3890 | -0.071878
| 3891 | -0.052651
| 3892 | -0.038787
| 3893 | -0.006797
| 3894 | 0.58922
| 3895 | 0
| 3896 | -0.0087954
| 3897 | -0.047002
| 3898 | -0.027496
| 3899 | -19.5328
| 3900 | -81.0771
| 3901 | -166.0203
| 3902 | -233.3834
| 3903 | -292.7356
| 3904 | -354.0746
| 3905 | -347.9394
| 3906 | -304.5588
| 3907 | -259.2232
| 3908 | -142.5829
| 3909 | -39.0944
| 3910 | -7.6196e-05
| 3911 | -0.00054203
| 3912 | -0.0001749
| 3913 | 0
| 3914 | 0
| 3915 | 0
| 3916 | 0
| 3917 | 0
| 3918 | 0
| 3919 | -3.1381
| 3920 | -76.6611
| 3921 | -206.939
| 3922 | -333.1066
| 3923 | -424.3295
| 3924 | -496.7303
| 3925 | -568.9905
| 3926 | -626.1957
| 3927 | -669.2473
| 3928 | -714.6791
| 3929 | -702.4048
| 3930 | -658.7529
| 3931 | -613.3855
| 3932 | -494.9317
| 3933 | -314.8696
| 3934 | 0
| 3935 | 0
| 3936 | -0.002821
| 3937 | -0.0092924
| 3938 | -0.0091002
| 3939 | -0.0058272
| 3940 | -0.0029491
| 3941 | 0
| 3942 | 0
| 3943 | -148.0953
| 3944 | -447.0347
| 3945 | -522.6746
| 3946 | -630.8968
| 3947 | -739.5423
| 3948 | -813.5722
| 3949 | -948.0102
| 3950 | -1157.9868
| 3951 | -1292.8324
| 3952 | -1384.7501
| 3953 | -1375.5773
| 3954 | -1308.4339
| 3955 | -1251.1039
| 3956 | -958.533
| 3957 | -790.2102
| 3958 | -1.3108
| 3959 | 0
| 3960 | 0
| 3961 | 0
| 3962 | -2.8784
| 3963 | -23.5431
| 3964 | -43.1311
| 3965 | -84.0074
| 3966 | -1277.7226
| 3967 | -1432.1105
| 3968 | -1814.6817
| 3969 | -1571.7668
| 3970 | -1596.4615
| 3971 | -1638.3179
| 3972 | -1653.923
| 3973 | -1672.2027
| 3974 | -1562.0732
| 3975 | -1511.2455
| 3976 | -1601.659
| 3977 | -1572.7625
| 3978 | -486.5091
| 3979 | -612.5963
| 3980 | -929.1646
| 3981 | -732.365
| 3982 | -375.0875
| 3983 | -234.7898
| 3984 | -239.8513
| 3985 | -248.4767
| 3986 | -244.3779
| 3987 | -235.6878
| 3988 | -227.6523
| 3989 | -321.0108
| 3990 | -705.1048
| 3991 | -925.1461
| 3992 | -1075.8941
| 3993 | -1419.2952
| 3994 | -511.1281
| 3995 | -559.9197
| 3996 | -612.7491
| 3997 | -658.5194
| 3998 | -693.9938
| 3999 | -704.9505
| 4000 | -831.3789
| 4001 | -884.0586
| 4002 | -871.0093
| 4003 | -777.1488
| 4004 | -1183.7692
| 4005 | -993.3506
| 4006 | -595.1763
| 4007 | -349.6457
| 4008 | -342.158
| 4009 | -307.113
| 4010 | -290.3001
| 4011 | -281.7256
| 4012 | -262.6263
| 4013 | -333.1221
| 4014 | -1776.7221
| 4015 | -1901.8304
| 4016 | -2467.8372
| 4017 | -2278.5855
| 4018 | -1968.9078
| 4019 | -1969.159
| 4020 | -1919.4214
| 4021 | -1972.0813
| 4022 | -2014.5071
| 4023 | -1992.7955
| 4024 | -2015.1242
| 4025 | -1978.5841
| 4026 | -1867.2437
| 4027 | -1783.4984
| 4028 | -1698.8452
| 4029 | -1979.3068
| 4030 | -588.4883
| 4031 | -576.0602
| 4032 | -497.6618
| 4033 | -444.6515
| 4034 | -413.854
| 4035 | -394.7432
| 4036 | -377.9489
| 4037 | -402.6564
| 4038 | -1533.1443
| 4039 | -1406.5078
| 4040 | -1299.3702
| 4041 | -1027.9668
| 4042 | -778.9682
| 4043 | -675.6542
| 4044 | -629.4601
| 4045 | -606.467
| 4046 | -681.6728
| 4047 | -811.8705
| 4048 | -977.8628
| 4049 | -956.5324
| 4050 | -840.2406
| 4051 | -731.9022
| 4052 | -466.4566
| 4053 | -177.4118
| 4054 | -0.0086084
| 4055 | -0.031812
| 4056 | -0.033613
| 4057 | -0.033568
| 4058 | -0.029335
| 4059 | -0.020218
| 4060 | -0.014995
| 4061 | -0.00036886
| 4062 | -138.849
| 4063 | -522.3995
| 4064 | -972.4658
| 4065 | -1328.5392
| 4066 | -1601.7107
| 4067 | -1697.8637
| 4068 | -1524.9119
| 4069 | -1354.4235
| 4070 | -1348.7464
| 4071 | -1374.4628
| 4072 | -1430.2043
| 4073 | -1355.3522
| 4074 | -1051.4582
| 4075 | -831.3535
| 4076 | -671.4245
| 4077 | -488.95
| 4078 | 0
| 4079 | 0
| 4080 | 0
| 4081 | 0
| 4082 | -0.00065459
| 4083 | -0.0053389
| 4084 | -0.011738
| 4085 | -0.0014027
| 4086 | -52.6938
| 4087 | -317.7895
| 4088 | -733.2441
| 4089 | -1176.3686
| 4090 | -1633.7837
| 4091 | -1845.5859
| 4092 | -1569.0541
| 4093 | -1606.7382
| 4094 | -1653.2708
| 4095 | -1665.742
| 4096 | -1709.4275
| 4097 | -1654.5452
| 4098 | -1535.7108
| 4099 | -1418.0376
| 4100 | -1307.3032
| 4101 | -1003.9202
| 4102 | -46.2897
| 4103 | -36.1374
| 4104 | -17.7533
| 4105 | -3.6723
| 4106 | -2.3883
| 4107 | -6.5452
| 4108 | -10.3682
| 4109 | -41.2672
| 4110 | -850.0651
| 4111 | -1303.4303
| 4112 | -1664.491
| 4113 | -1796.1757
| 4114 | -1856.8223
| 4115 | -1999.0679
| 4116 | -1642.1405
| 4117 | -1735.2078
| 4118 | -1772.4452
| 4119 | -1726.6292
| 4120 | -1770.9481
| 4121 | -1835.2575
| 4122 | -1550.5607
| 4123 | -1303.243
| 4124 | -1124.3106
| 4125 | -1044.5199
| 4126 | -144.2782
| 4127 | -153.628
| 4128 | -122.3316
| 4129 | -112.1845
| 4130 | -101.2866
| 4131 | -92.304
| 4132 | -82.9841
| 4133 | -107.8533
| 4134 | -926.7457
| 4135 | -1093.6028
| 4136 | -1202.5295
| 4137 | -1189.9401
| 4138 | -1157.9523
| 4139 | -1454.1509
| 4140 | -1953.966
| 4141 | -2122.1573
| 4142 | -2278.3967
| 4143 | -1872.2488
| 4144 | -1545.2379
| 4145 | -1386.0402
| 4146 | -203.2789
| 4147 | -244.8164
| 4148 | -221.6914
| 4149 | -170.7928
| 4150 | -124.4513
| 4151 | -69.0146
| 4152 | -42.2855
| 4153 | -21.6157
| 4154 | -14.603
| 4155 | -14.5511
| 4156 | -14.1726
| 4157 | -17.1965
| 4158 | -20.4883
| 4159 | -17.4048
| 4160 | -9.6043
| 4161 | -1.1464
| 4162 | 0
| 4163 | 0
| 4164 | -2.308
| 4165 | -7.2316
| 4166 | -5.9189
| 4167 | -0.86965
| 4168 | 0
| 4169 | -0.0010979
| 4170 | -0.0068593
| 4171 | -0.010745
| 4172 | -0.010695
| 4173 | -0.0062584
| 4174 | -0.0034288
| 4175 | -0.0030755
| 4176 | -0.0065892
| 4177 | -0.0081893
| 4178 | -0.0077737
| 4179 | -0.0062913
| 4180 | -0.0048592
| 4181 | -0.0042202
| 4182 | 1.0951
| 4183 | -0.0021595
| 4184 | -0.0023759
| 4185 | -42.2585
| 4186 | -182.9106
| 4187 | -237.9903
| 4188 | -187.1388
| 4189 | -235.2244
| 4190 | -271.6641
| 4191 | -338.7978
| 4192 | -398.6676
| 4193 | -394.508
| 4194 | -344.3985
| 4195 | -278.0045
| 4196 | -94.8788
| 4197 | -0.00099574
| 4198 | -0.0052454
| 4199 | -0.021122
| 4200 | -0.025597
| 4201 | -0.030283
| 4202 | -0.03435
| 4203 | -0.037819
| 4204 | -0.040668
| 4205 | -0.024154
| 4206 | 2.7085
| 4207 | -9.3013
| 4208 | -109.4144
| 4209 | -224.9907
| 4210 | -411.9118
| 4211 | -529.8027
| 4212 | -567.5253
| 4213 | -626.9976
| 4214 | -665.2953
| 4215 | -692.3738
| 4216 | -721.6762
| 4217 | -688.1061
| 4218 | -610.3805
| 4219 | -534.6743
| 4220 | -375.9354
| 4221 | -115.1332
| 4222 | -0.0013733
| 4223 | -0.012056
| 4224 | -0.021993
| 4225 | -0.029772
| 4226 | -0.029851
| 4227 | -0.02467
| 4228 | -0.02086
| 4229 | -0.0033145
| 4230 | 0.26144
| 4231 | 0
| 4232 | -152.2927
| 4233 | -434.4744
| 4234 | -643.0173
| 4235 | -781.6408
| 4236 | -868.3215
| 4237 | -1097.4011
| 4238 | -1274.4115
| 4239 | -1332.883
| 4240 | -1422.5433
| 4241 | -1405.876
| 4242 | -1318.3015
| 4243 | -1240.2232
| 4244 | -947.0134
| 4245 | -789.9438
| 4246 | -0.048505
| 4247 | 0
| 4248 | 0
| 4249 | 0
| 4250 | 0
| 4251 | 0
| 4252 | -0.29702
| 4253 | -7.0827
| 4254 | -579.9783
| 4255 | -697.8007
| 4256 | -1007.0668
| 4257 | -1386.8289
| 4258 | -1774.5245
| 4259 | -1901.1072
| 4260 | -1593.1038
| 4261 | -1639.3664
| 4262 | -1696.6457
| 4263 | -1701.5067
| 4264 | -1746.2087
| 4265 | -1889.145
| 4266 | -2009.0234
| 4267 | -1679.5287
| 4268 | -1546.3509
| 4269 | -1482.5916
| 4270 | -198.5327
| 4271 | -270.5456
| 4272 | -230.7978
| 4273 | -207.1779
| 4274 | -197.5459
| 4275 | -194.3376
| 4276 | -190.5263
| 4277 | -230.2493
| 4278 | -1365.4396
| 4279 | -1395.7627
| 4280 | -1588.4143
| 4281 | -1582.5342
| 4282 | -1529.3125
| 4283 | -1568.0172
| 4284 | -1576.878
| 4285 | -1650.818
| 4286 | -1762.7476
| 4287 | -1847.9347
| 4288 | -1995.0053
| 4289 | -1934.1729
| 4290 | -1731.4917
| 4291 | -1562.6457
| 4292 | -1347.939
| 4293 | -1103.844
| 4294 | -94.6375
| 4295 | -112.4781
| 4296 | -86.6837
| 4297 | -75.4509
| 4298 | -63.149
| 4299 | -51.6786
| 4300 | -41.6066
| 4301 | -64.5535
| 4302 | -696.4116
| 4303 | -1011.5791
| 4304 | -1396.9371
| 4305 | -1575.8441
| 4306 | -1724.0942
| 4307 | -1935.6655
| 4308 | -2247.9178
| 4309 | -1957.0177
| 4310 | -1439.3969
| 4311 | -1409.4692
| 4312 | -1520.4802
| 4313 | -1464.0835
| 4314 | -415.4491
| 4315 | -546.2655
| 4316 | -450.8825
| 4317 | -297.3056
| 4318 | -209.8689
| 4319 | -154.9988
| 4320 | -158.3693
| 4321 | -161.0885
| 4322 | -163.1382
| 4323 | -164.8446
| 4324 | -166.165
| 4325 | -225.0688
| 4326 | -342.4774
| 4327 | -400.7004
| 4328 | -410.5169
| 4329 | -364.9507
| 4330 | -249.0055
| 4331 | -277.8343
| 4332 | -370.9937
| 4333 | -543.4696
| 4334 | -779.1113
| 4335 | -936.6616
| 4336 | -1181.125
| 4337 | -1143.5668
| 4338 | -992.3843
| 4339 | -776.3063
| 4340 | -625.7476
| 4341 | -403.4573
| 4342 | -237.8471
| 4343 | -147.9511
| 4344 | -134.0454
| 4345 | -197.1244
| 4346 | -195.8119
| 4347 | -144.4591
| 4348 | -111.2506
| 4349 | -128.581
| 4350 | -922.8541
| 4351 | -1010.9249
| 4352 | -1214.9459
| 4353 | -1182.6399
| 4354 | -1278.5412
| 4355 | -1431.5741
| 4356 | -1493.9371
| 4357 | -1642.4546
| 4358 | -1663.3267
| 4359 | -1744.3517
| 4360 | -1859.7847
| 4361 | -1719.6889
| 4362 | -1747.5729
| 4363 | -1667.057
| 4364 | -1404.6869
| 4365 | -1189.7878
| 4366 | -97.7468
| 4367 | -138.8845
| 4368 | -102.1534
| 4369 | -85.345
| 4370 | -107.5724
| 4371 | -105.7565
| 4372 | -102.5319
| 4373 | -115.2585
| 4374 | -664.6274
| 4375 | -704.2806
| 4376 | -1302.2813
| 4377 | -1789.0781
| 4378 | -1914.5416
| 4379 | -2018.8083
| 4380 | -1637.4292
| 4381 | -1653.6895
| 4382 | -1705.313
| 4383 | -1741.4
| 4384 | -1772.3224
| 4385 | -1714.0164
| 4386 | -1586.7172
| 4387 | -1603.8839
| 4388 | -1080.7343
| 4389 | -905.7919
| 4390 | -89.6849
| 4391 | -93.7447
| 4392 | -76.1108
| 4393 | -72.8446
| 4394 | -68.3857
| 4395 | -54.6395
| 4396 | -36.462
| 4397 | -34.4137
| 4398 | -338.8105
| 4399 | -842.8417
| 4400 | -1581.5456
| 4401 | -2003.2296
| 4402 | -1779.1581
| 4403 | -1740.9483
| 4404 | -1702.7186
| 4405 | -1722.0651
| 4406 | -1776.3069
| 4407 | -1789.7013
| 4408 | -1832.9818
| 4409 | -1825.3081
| 4410 | -1720.6847
| 4411 | -1641.7451
| 4412 | -1580.4108
| 4413 | -1773.6998
| 4414 | -415.2182
| 4415 | -436.3702
| 4416 | -385.0652
| 4417 | -428.4397
| 4418 | -424.6433
| 4419 | -418.3684
| 4420 | -391.9101
| 4421 | -476.7415
| 4422 | -2094.7428
| 4423 | -1589.9399
| 4424 | -1822.2397
| 4425 | -1929.1505
| 4426 | -1999.1243
| 4427 | -2088.7415
| 4428 | -2095.7736
| 4429 | -2199.4597
| 4430 | -2336.0749
| 4431 | -2419.0071
| 4432 | -2502.4787
| 4433 | -2476.399
| 4434 | -2336.2789
| 4435 | -2192.6483
| 4436 | -2035.433
| 4437 | -1928.4648
| 4438 | -866.9507
| 4439 | -1226.7822
| 4440 | -1361.4627
| 4441 | -1339.4878
| 4442 | -1205.9091
| 4443 | -1098.0649
| 4444 | -1042.1463
| 4445 | -961.8024
| 4446 | -2236.6479
| 4447 | -2019.9822
| 4448 | -2362.8661
| 4449 | -2178.249
| 4450 | -1956.7482
| 4451 | -1809.4584
| 4452 | -1766.2515
| 4453 | -1829.4672
| 4454 | -1792.2358
| 4455 | -2053.8655
| 4456 | -2169.4695
| 4457 | -2013.9869
| 4458 | -1942.8737
| 4459 | -1711.1134
| 4460 | -1345.4425
| 4461 | -1170.9503
| 4462 | -323.7164
| 4463 | -348.6457
| 4464 | -266.4932
| 4465 | -222.3262
| 4466 | -217.8137
| 4467 | -219.1693
| 4468 | -193.3604
| 4469 | -132.0573
| 4470 | -681.1277
| 4471 | -754.6866
| 4472 | -753.1042
| 4473 | -689.9265
| 4474 | -643.1209
| 4475 | -676.5225
| 4476 | -694.3166
| 4477 | -776.1074
| 4478 | -798.1604
| 4479 | -782.4853
| 4480 | -785.9836
| 4481 | -789.5784
| 4482 | -52.9718
| 4483 | -35.0326
| 4484 | -7.0578
| 4485 | 0
| 4486 | -1.4737
| 4487 | -8.0862
| 4488 | -9.9828
| 4489 | -8.9372
| 4490 | -3.8268
| 4491 | -0.21461
| 4492 | 0
| 4493 | -0.011157
| 4494 | -5.1746
| 4495 | -45.0565
| 4496 | -67.2332
| 4497 | -25.4087
| 4498 | -24.5971
| 4499 | -24.176
| 4500 | -13.1675
| 4501 | -30.2491
| 4502 | -25.1024
| 4503 | -49.9074
| 4504 | -146.3821
| 4505 | -171.1892
| 4506 | -112.0046
| 4507 | -42.8659
| 4508 | -9.9922
| 4509 | -27.4492
| 4510 | -26.2716
| 4511 | -18.6919
| 4512 | -21.4407
| 4513 | -13.8837
| 4514 | -7.8743
| 4515 | -9.1892
| 4516 | -2.9861
| 4517 | -4.0229
| 4518 | -165.0323
| 4519 | -376.7161
| 4520 | -859.0395
| 4521 | -1547.5456
| 4522 | -1663.3435
| 4523 | -1677.224
| 4524 | -1688.5574
| 4525 | -1924.4225
| 4526 | -1884.3881
| 4527 | -1936.9769
| 4528 | -2009.4979
| 4529 | -2004.1644
| 4530 | -1925.0137
| 4531 | -1833.7232
| 4532 | -1743.664
| 4533 | -1846.2163
| 4534 | -395.7286
| 4535 | -622.4025
| 4536 | -662.5476
| 4537 | -600.4723
| 4538 | -487.2744
| 4539 | -444.511
| 4540 | -430.8135
| 4541 | -513.0831
| 4542 | -2506.1075
| 4543 | -2530.251
| 4544 | -2495.8892
| 4545 | -2372.6379
| 4546 | -2723.5523
| 4547 | -2747.8384
| 4548 | -2604.5895
| 4549 | -2186.6271
| 4550 | -2087.3098
| 4551 | -2001.1924
| 4552 | -2018.6378
| 4553 | -1922.6304
| 4554 | -1793.3138
| 4555 | -1825.3015
| 4556 | -1792.5885
| 4557 | -1480.0302
| 4558 | -260.8244
| 4559 | -302.7543
| 4560 | -295.6979
| 4561 | -300.8184
| 4562 | -274.0629
| 4563 | -221.2936
| 4564 | -178.9486
| 4565 | -192.2935
| 4566 | -1271.4218
| 4567 | -1509.39
| 4568 | -2014.536
| 4569 | -2263.5853
| 4570 | -1811.59
| 4571 | -1810.1557
| 4572 | -1737.0947
| 4573 | -1750.4459
| 4574 | -1734.0131
| 4575 | -1655.5643
| 4576 | -1687.0693
| 4577 | -1637.2815
| 4578 | -1504.1367
| 4579 | -1306.4196
| 4580 | -831.3175
| 4581 | -730.7319
| 4582 | -76.8163
| 4583 | -101.2414
| 4584 | -103.5263
| 4585 | -109.3164
| 4586 | -89.8462
| 4587 | -76.6472
| 4588 | -74.3696
| 4589 | -95.0756
| 4590 | -623.039
| 4591 | -831.3738
| 4592 | -1073.2215
| 4593 | -1270.5209
| 4594 | -1534.3715
| 4595 | -1814.9868
| 4596 | -1702.647
| 4597 | -1563.9048
| 4598 | -1464.6448
| 4599 | -1368.2086
| 4600 | -1402.2711
| 4601 | -1508.1542
| 4602 | -1322.8905
| 4603 | -1028.0891
| 4604 | -986.2414
| 4605 | -911.302
| 4606 | -130.3624
| 4607 | -155.9894
| 4608 | -177.3246
| 4609 | -202.2764
| 4610 | -208.8314
| 4611 | -190.6555
| 4612 | -186.3805
| 4613 | -206.9317
| 4614 | -1079.7791
| 4615 | -1224.8034
| 4616 | -1518.3385
| 4617 | -1590.6565
| 4618 | -1565.5015
| 4619 | -1682.521
| 4620 | -1687.2886
| 4621 | -1750.1972
| 4622 | -1740.8813
| 4623 | -1699.8582
| 4624 | -1600.1983
| 4625 | -1564.2032
| 4626 | -1483.5437
| 4627 | -1481.8116
| 4628 | -1433.1108
| 4629 | -1367.2977
| 4630 | -165.0205
| 4631 | -194.5273
| 4632 | -162.5877
| 4633 | -138.4893
| 4634 | -110.9286
| 4635 | -74.4322
| 4636 | -58.0749
| 4637 | -66.3899
| 4638 | -540.4915
| 4639 | -839.6144
| 4640 | -1169.9663
| 4641 | -1338.7925
| 4642 | -1223.4524
| 4643 | -917.8033
| 4644 | -860.8483
| 4645 | -937.2955
| 4646 | -1059.8992
| 4647 | -1088.1399
| 4648 | -1186.3966
| 4649 | -1159.7149
| 4650 | -143.4759
| 4651 | -162.6168
| 4652 | -151.6121
| 4653 | -125.2563
| 4654 | -105.8579
| 4655 | -87.1928
| 4656 | -74.1448
| 4657 | -63.7635
| 4658 | -70.0196
| 4659 | -73.5347
| 4660 | -81.359
| 4661 | -106.0666
| 4662 | -148.5158
| 4663 | -193.3049
| 4664 | -235.1098
| 4665 | -220.6109
| 4666 | -162.2013
| 4667 | -191.059
| 4668 | -201.3325
| 4669 | -238.0838
| 4670 | -401.1553
| 4671 | -681.0572
| 4672 | -986.6875
| 4673 | -1195.6095
| 4674 | -1301.319
| 4675 | -1140.4461
| 4676 | -1001.2187
| 4677 | -796.6536
| 4678 | -554.6451
| 4679 | -314.4544
| 4680 | -350.6127
| 4681 | -342.9535
| 4682 | -332.2328
| 4683 | -314.611
| 4684 | -308.268
| 4685 | -394.3672
| 4686 | -2407.3672
| 4687 | -2462.3515
| 4688 | -2640.5379
| 4689 | -2402.3534
| 4690 | -2030.2888
| 4691 | -2029.1073
| 4692 | -1951.4731
| 4693 | -2005.3657
| 4694 | -2143.0218
| 4695 | -2190.0838
| 4696 | -2216.8527
| 4697 | -2398.915
| 4698 | -2796.7868
| 4699 | -2792.4207
| 4700 | -2774.5414
| 4701 | -2698.1348
| 4702 | -519.626
| 4703 | -720.1055
| 4704 | -603.8158
| 4705 | -498.4651
| 4706 | -451.1187
| 4707 | -412.9875
| 4708 | -362.825
| 4709 | -404.4593
| 4710 | -1912.0852
| 4711 | -1866.3728
| 4712 | -2324.1127
| 4713 | -2392.9431
| 4714 | -2012.6486
| 4715 | -1855.4911
| 4716 | -1764.1976
| 4717 | -1798.901
| 4718 | -1874.8402
| 4719 | -1884.7068
| 4720 | -1928.3359
| 4721 | -1912.9409
| 4722 | -1851.667
| 4723 | -1899.8374
| 4724 | -2003.7249
| 4725 | -1657.2979
| 4726 | -390.2448
| 4727 | -409.2584
| 4728 | -364.6754
| 4729 | -349.7564
| 4730 | -338.2395
| 4731 | -302.838
| 4732 | -280.0754
| 4733 | -324.5321
| 4734 | -1577.5063
| 4735 | -1762.0366
| 4736 | -2384.2488
| 4737 | -2483.118
| 4738 | -2547.9877
| 4739 | -2062.14
| 4740 | -1908.4783
| 4741 | -1951.3792
| 4742 | -2000.8874
| 4743 | -2045.7396
| 4744 | -2143.9831
| 4745 | -2159.6176
| 4746 | -2027.5888
| 4747 | -1962.8292
| 4748 | -2009.0853
| 4749 | -2454.2967
| 4750 | -884.0124
| 4751 | -894.5499
| 4752 | -703.0063
| 4753 | -568.8525
| 4754 | -484.9084
| 4755 | -456.6076
| 4756 | -442.3355
| 4757 | -495.5798
| 4758 | -2120.483
| 4759 | -2162.7906
| 4760 | -1999.9449
| 4761 | -2019.5173
| 4762 | -2034.3352
| 4763 | -2035.7776
| 4764 | -1973.9845
| 4765 | -2014.5142
| 4766 | -2085.877
| 4767 | -2127.4949
| 4768 | -2201.3882
| 4769 | -2154.273
| 4770 | -2016.7924
| 4771 | -1930.8973
| 4772 | -1813.4571
| 4773 | -1757.8714
| 4774 | -942.7361
| 4775 | -969.5258
| 4776 | -920.9393
| 4777 | -856.639
| 4778 | -794.0988
| 4779 | -756.2538
| 4780 | -695.9903
| 4781 | -647.8991
| 4782 | -2147.018
| 4783 | -2315.2586
| 4784 | -2443.5698
| 4785 | -2357.9722
| 4786 | -2092.2997
| 4787 | -2036.2734
| 4788 | -1967.6344
| 4789 | -1977.33
| 4790 | -2037.9173
| 4791 | -2101.0041
| 4792 | -2203.4046
| 4793 | -2199.6946
| 4794 | -2105.524
| 4795 | -2043.6131
| 4796 | -2062.4968
| 4797 | -2193.6658
| 4798 | -1121.8781
| 4799 | -1188.8727
| 4800 | -1082.8521
| 4801 | -947.4996
| 4802 | -893.8765
| 4803 | -824.2762
| 4804 | -861.9857
| 4805 | -1015.1611
| 4806 | -2575.8255
| 4807 | -2590.279
| 4808 | -2135.1345
| 4809 | -1934.7291
| 4810 | -1903.8437
| 4811 | -1891.1096
| 4812 | -2258.9111
| 4813 | -2499.7118
| 4814 | -2431.0519
| 4815 | -2438.4835
| 4816 | -2614.1693
| 4817 | -2639.0016
| 4818 | -940.4127
| 4819 | -1153.9348
| 4820 | -1055.7152
| 4821 | -922.8775
| 4822 | -626.2343
| 4823 | -439.2487
| 4824 | -428.5021
| 4825 | -398.8018
| 4826 | -379.4478
| 4827 | -350.7059
| 4828 | -331.7188
| 4829 | -374.2302
| 4830 | -485.7115
| 4831 | -624.6991
| 4832 | -833.7602
| 4833 | -1000.6167
| 4834 | -977.4887
| 4835 | -1065.9955
| 4836 | -1149.8899
| 4837 | -585.2585
| 4838 | -629.2946
| 4839 | -655.8504
| 4840 | -777.1696
| 4841 | -817.8795
| 4842 | -1284.5928
| 4843 | -935.5506
| 4844 | -807.4186
| 4845 | -562.6405
| 4846 | -386.9676
| 4847 | -289.6157
| 4848 | -305.7376
| 4849 | -295.1229
| 4850 | -276.003
| 4851 | -232.2297
| 4852 | -210.3825
| 4853 | -220.5168
| 4854 | -1291.8493
| 4855 | -1529.8373
| 4856 | -1942.7519
| 4857 | -2243.6943
| 4858 | -2063.7651
| 4859 | -1853.9513
| 4860 | -1814.1351
| 4861 | -1830.8182
| 4862 | -1911.9771
| 4863 | -1953.3047
| 4864 | -2055.1921
| 4865 | -2099.0126
| 4866 | -2499.7955
| 4867 | -2583.1692
| 4868 | -2514.1648
| 4869 | -2396.5992
| 4870 | -578.4567
| 4871 | -614.3498
| 4872 | -508.2627
| 4873 | -475.0151
| 4874 | -492.2331
| 4875 | -528.3019
| 4876 | -535.7213
| 4877 | -727.434
| 4878 | -2769.3155
| 4879 | -2554.3708
| 4880 | -2563.1756
| 4881 | -2536.0535
| 4882 | -2515.1464
| 4883 | -2590.3313
| 4884 | -2488.9793
| 4885 | -2519.4125
| 4886 | -2301.4394
| 4887 | -2193.4146
| 4888 | -2257.2734
| 4889 | -2236.6489
| 4890 | -2074.1524
| 4891 | -1949.6587
| 4892 | -1845.324
| 4893 | -1780.9121
| 4894 | -384.7655
| 4895 | -425.2927
| 4896 | -403.8311
| 4897 | -391.9486
| 4898 | -371.2883
| 4899 | -349.8833
| 4900 | -307.3321
| 4901 | -333.4552
| 4902 | -1595.7246
| 4903 | -1714.3925
| 4904 | -2096.2466
| 4905 | -2320.0435
| 4906 | -2430.0643
| 4907 | -2512.9853
| 4908 | -1970.7739
| 4909 | -1940.326
| 4910 | -1909.7324
| 4911 | -1862.2
| 4912 | -1859.8187
| 4913 | -1803.7427
| 4914 | -1699.9014
| 4915 | -1830.9786
| 4916 | -1748.3753
| 4917 | -1514.0211
| 4918 | -240.582
| 4919 | -253.4061
| 4920 | -220.8387
| 4921 | -188.5372
| 4922 | -169.0782
| 4923 | -146.3292
| 4924 | -132.5455
| 4925 | -147.0257
| 4926 | -931.6641
| 4927 | -1396.7666
| 4928 | -2099.8216
| 4929 | -2494.0027
| 4930 | -2198.2122
| 4931 | -2028.8231
| 4932 | -1888.4954
| 4933 | -1936.2491
| 4934 | -2006.2731
| 4935 | -1975.541
| 4936 | -2008.6443
| 4937 | -2000.9792
| 4938 | -1846.2366
| 4939 | -1977.7056
| 4940 | -1892.4464
| 4941 | -1514.3164
| 4942 | -265.9045
| 4943 | -250.1981
| 4944 | -209.4881
| 4945 | -191.4974
| 4946 | -184.2521
| 4947 | -165.2699
| 4948 | -132.1194
| 4949 | -128.4793
| 4950 | -807.6332
| 4951 | -1120.1084
| 4952 | -1705.4247
| 4953 | -2296.5424
| 4954 | -1980.3401
| 4955 | -1942.8351
| 4956 | -1879.0084
| 4957 | -1864.4645
| 4958 | -1911.4245
| 4959 | -1968.5479
| 4960 | -2037.6001
| 4961 | -2034.4367
| 4962 | -1964.8679
| 4963 | -1899.5932
| 4964 | -2070.2486
| 4965 | -2425.6119
| 4966 | -691.8906
| 4967 | -704.9135
| 4968 | -525.3548
| 4969 | -443.6769
| 4970 | -384.1682
| 4971 | -343.7994
| 4972 | -323.742
| 4973 | -335.836
| 4974 | -1526.0954
| 4975 | -1725.7857
| 4976 | -2329.9096
| 4977 | -1904.4253
| 4978 | -1770.6227
| 4979 | -1777.4153
| 4980 | -1768.8952
| 4981 | -1748.6163
| 4982 | -1672.4275
| 4983 | -1607.0072
| 4984 | -1690.3053
| 4985 | -1701.5899
| 4986 | -681.8144
| 4987 | -755.2794
| 4988 | -1423.3675
| 4989 | -983.0937
| 4990 | -678.2791
| 4991 | -437.4786
| 4992 | -386.3353
| 4993 | -341.3994
| 4994 | -296.4586
| 4995 | -277.3605
| 4996 | -261.5563
| 4997 | -304.5249
| 4998 | -449.3719
| 4999 | -704.743
| 5000 | -1027.7907
| 5001 | -1327.1323
| 5002 | -869.2411
| 5003 | -678.2004
| 5004 | -727.6852
| 5005 | -729.3443
| 5006 | -761.4198
| 5007 | -776.4992
| 5008 | -895.8137
| 5009 | -953.2548
| 5010 | -935.7328
| 5011 | -830.848
| 5012 | -1592.2638
| 5013 | -1245.3035
| 5014 | -965.2195
| 5015 | -630.6938
| 5016 | -552.8343
| 5017 | -453.3077
| 5018 | -398.5076
| 5019 | -381.3227
| 5020 | -377.5027
| 5021 | -416.6488
| 5022 | -1901.8289
| 5023 | -2057.4069
| 5024 | -2438.5282
| 5025 | -2150.6381
| 5026 | -2069.2884
| 5027 | -2081.1241
| 5028 | -1999.7079
| 5029 | -1995.9711
| 5030 | -2040.1097
| 5031 | -2083.208
| 5032 | -2195.6294
| 5033 | -2185.473
| 5034 | -2109.0426
| 5035 | -2064.4015
| 5036 | -2041.8175
| 5037 | -2468.8507
| 5038 | -1023.0226
| 5039 | -1065.5377
| 5040 | -864.4928
| 5041 | -732.5564
| 5042 | -602.3952
| 5043 | -481.85
| 5044 | -443.7365
| 5045 | -482.8887
| 5046 | -1937.8767
| 5047 | -2138.7069
| 5048 | -2388.7089
| 5049 | -2168.4748
| 5050 | -2128.651
| 5051 | -2097.1459
| 5052 | -2024.9553
| 5053 | -2079.5128
| 5054 | -2144.2586
| 5055 | -2162.4201
| 5056 | -2182.1914
| 5057 | -2146.4232
| 5058 | -2074.9695
| 5059 | -1979.0566
| 5060 | -1894.9952
| 5061 | -1843.7335
| 5062 | -1180.8261
| 5063 | -1242.5086
| 5064 | -1202.8381
| 5065 | -1184.1397
| 5066 | -1132.2162
| 5067 | -1037.4147
| 5068 | -1003.2416
| 5069 | -1177.3197
| 5070 | -2744.3132
| 5071 | -2723.5254
| 5072 | -2608.4578
| 5073 | -2320.7119
| 5074 | -1890.9218
| 5075 | -1692.2008
| 5076 | -1604.5817
| 5077 | -1640.997
| 5078 | -1638.9284
| 5079 | -1637.047
| 5080 | -1549.4031
| 5081 | -1543.963
| 5082 | -1472.8671
| 5083 | -1441.5442
| 5084 | -1415.8086
| 5085 | -1264.8378
| 5086 | -297.9297
| 5087 | -395.4807
| 5088 | -404.5244
| 5089 | -418.2188
| 5090 | -435.5942
| 5091 | -437.8002
| 5092 | -442.5155
| 5093 | -514.2047
| 5094 | -2077.6411
| 5095 | -1973.4622
| 5096 | -2421.5193
| 5097 | -2741.597
| 5098 | -2670.7716
| 5099 | -2218.2581
| 5100 | -2110.7722
| 5101 | -2199.0069
| 5102 | -2226.9554
| 5103 | -2225.7764
| 5104 | -2364.0507
| 5105 | -2463.0615
| 5106 | -2628.3052
| 5107 | -2554.3885
| 5108 | -2296.8119
| 5109 | -2175.5871
| 5110 | -610.9743
| 5111 | -612.9506
| 5112 | -542.7763
| 5113 | -486.5404
| 5114 | -441.79
| 5115 | -462.4611
| 5116 | -415.1768
| 5117 | -496.0367
| 5118 | -2338.6277
| 5119 | -2550.3035
| 5120 | -2714.5454
| 5121 | -2410.1991
| 5122 | -2267.4694
| 5123 | -2103.3483
| 5124 | -1999.7637
| 5125 | -2026.4464
| 5126 | -2090.6908
| 5127 | -2106.1538
| 5128 | -2162.3876
| 5129 | -2153.129
| 5130 | -2077.7593
| 5131 | -2011.9462
| 5132 | -2011.4275
| 5133 | -2049.8063
| 5134 | -896.2181
| 5135 | -995.4477
| 5136 | -741.446
| 5137 | -494.8887
| 5138 | -419.7935
| 5139 | -397.6431
| 5140 | -381.155
| 5141 | -430.8323
| 5142 | -1978.515
| 5143 | -2171.7777
| 5144 | -2516.7004
| 5145 | -1918.6205
| 5146 | -1760.0852
| 5147 | -1738.4498
| 5148 | -1733.3584
| 5149 | -1741.7415
| 5150 | -1663.9642
| 5151 | -2469.9028
| 5152 | -2538.99
| 5153 | -2351.5069
| 5154 | -414.4928
| 5155 | -413.7649
| 5156 | -259.4597
| 5157 | -171.5103
| 5158 | -119.247
| 5159 | -85.2699
| 5160 | -70.1801
| 5161 | -56.884
| 5162 | -57.06
| 5163 | -45.1835
| 5164 | -44.6133
| 5165 | -51.4372
| 5166 | -90.9312
| 5167 | -130.424
| 5168 | -158.9991
| 5169 | -93.9584
| 5170 | -20.3258
| 5171 | -53.7912
| 5172 | -61.2507
| 5173 | -30.1298
| 5174 | -66.4826
| 5175 | -76.7198
| 5176 | -69.4329
| 5177 | -32.0015
| 5178 | -0.24024
| 5179 | 0
| 5180 | 0
| 5181 | -8.8111
| 5182 | -19.4999
| 5183 | -16.194
| 5184 | -20.8782
| 5185 | -19.6004
| 5186 | -18.8455
| 5187 | -40.9203
| 5188 | -45.1388
| 5189 | -50.7659
| 5190 | -561.4686
| 5191 | -880.7227
| 5192 | -1332.1714
| 5193 | -1506.7611
| 5194 | -1669.3154
| 5195 | -1926.6905
| 5196 | -1929.7717
| 5197 | -1642.6911
| 5198 | -1697.2004
| 5199 | -1632.6357
| 5200 | -1641.6599
| 5201 | -1554.9248
| 5202 | -1463.2091
| 5203 | -1243.9997
| 5204 | -969.5507
| 5205 | -791.4628
| 5206 | -55.8525
| 5207 | -70.9487
| 5208 | -49.4326
| 5209 | -43.5291
| 5210 | -40.4117
| 5211 | -31.06
| 5212 | -25.1256
| 5213 | -27.2932
| 5214 | -277.2625
| 5215 | -605.7398
| 5216 | -1143.8551
| 5217 | -1441.262
| 5218 | -1446.1783
| 5219 | -1385.6215
| 5220 | -1530.9955
| 5221 | -1701.2996
| 5222 | -1715.9277
| 5223 | -1754.5456
| 5224 | -1863.9631
| 5225 | -1892.6504
| 5226 | -1806.0367
| 5227 | -1736.065
| 5228 | -1649.7151
| 5229 | -1580.4027
| 5230 | -222.7563
| 5231 | -293.0135
| 5232 | -278.3786
| 5233 | -282.5698
| 5234 | -282.605
| 5235 | -288.0918
| 5236 | -315.3187
| 5237 | -394.5134
| 5238 | -2426.6482
| 5239 | -2227.036
| 5240 | -2441.626
| 5241 | -2565.8853
| 5242 | -2388.8997
| 5243 | -2019.9517
| 5244 | -1954.0908
| 5245 | -1971.487
| 5246 | -2037.1063
| 5247 | -2058.2194
| 5248 | -2122.4121
| 5249 | -2055.4017
| 5250 | -1917.2949
| 5251 | -1823.9343
| 5252 | -1953.9411
| 5253 | -2360.052
| 5254 | -506.712
| 5255 | -667.065
| 5256 | -571.1363
| 5257 | -472.2655
| 5258 | -439.0452
| 5259 | -409.7487
| 5260 | -392.1615
| 5261 | -435.2381
| 5262 | -1992.3982
| 5263 | -2230.9647
| 5264 | -2557.5006
| 5265 | -2161.6121
| 5266 | -2048.2249
| 5267 | -1968.3505
| 5268 | -1899.8272
| 5269 | -1912.8211
| 5270 | -1996.777
| 5271 | -2042.1555
| 5272 | -2106.94
| 5273 | -2095.3691
| 5274 | -2013.7686
| 5275 | -2027.8025
| 5276 | -2351.918
| 5277 | -2552.3823
| 5278 | -801.0279
| 5279 | -902.8219
| 5280 | -835.3035
| 5281 | -840.8933
| 5282 | -832.0778
| 5283 | -825.3704
| 5284 | -905.0631
| 5285 | -1072.4252
| 5286 | -2647.0229
| 5287 | -2055.0378
| 5288 | -2232.5497
| 5289 | -2273.3753
| 5290 | -2248.5157
| 5291 | -2217.1141
| 5292 | -2035.9841
| 5293 | -2080.7105
| 5294 | -2144.4454
| 5295 | -2177.4583
| 5296 | -2236.4251
| 5297 | -2280.2293
| 5298 | -2020.2202
| 5299 | -1982.3432
| 5300 | -2301.1314
| 5301 | -2245.638
| 5302 | -724.831
| 5303 | -710.1668
| 5304 | -579.2221
| 5305 | -490.2699
| 5306 | -449.4371
| 5307 | -445.0934
| 5308 | -440.9649
| 5309 | -453.5652
| 5310 | -1797.2308
| 5311 | -1785.8858
| 5312 | -1952.5871
| 5313 | -2165.5698
| 5314 | -2241.4307
| 5315 | -2426.0148
| 5316 | -1821.4084
| 5317 | -1723.1334
| 5318 | -1639.3065
| 5319 | -1591.8329
| 5320 | -1631.4897
| 5321 | -1586.6547
| 5322 | -748.8314
| 5323 | -852.4895
| 5324 | -655.5789
| 5325 | -465.1729
| 5326 | -331.301
| 5327 | -251.2348
| 5328 | -228.1429
| 5329 | -205.8635
| 5330 | -196.5438
| 5331 | -195.2377
| 5332 | -213.1656
| 5333 | -261.4232
| 5334 | -356.1878
| 5335 | -424.8957
| 5336 | -516.2647
| 5337 | -526.5211
| 5338 | -348.7527
| 5339 | -384.2995
| 5340 | -416.1914
| 5341 | -379.8217
| 5342 | -322.2172
| 5343 | -299.4753
| 5344 | -436.5748
| 5345 | -445.2784
| 5346 | -452.3034
| 5347 | -366.5771
| 5348 | -298.8736
| 5349 | -192.4739
| 5350 | -163.7293
| 5351 | -125.4569
| 5352 | -111.5248
| 5353 | -89.994
| 5354 | -85.4768
| 5355 | -90.782
| 5356 | -97.5046
| 5357 | -124.8392
| 5358 | -855.426
| 5359 | -943.3872
| 5360 | -1278.93
| 5361 | -1442.6054
| 5362 | -1497.8344
| 5363 | -1638.2387
| 5364 | -1699.811
| 5365 | -2085.7243
| 5366 | -2271.664
| 5367 | -2309.7597
| 5368 | -2187.8731
| 5369 | -1951.6806
| 5370 | -1900.4799
| 5371 | -1795.1216
| 5372 | -1568.5699
| 5373 | -1393.7529
| 5374 | -115.1678
| 5375 | -156.2823
| 5376 | -129.0982
| 5377 | -159.4773
| 5378 | -160.8295
| 5379 | -132.372
| 5380 | -111.7328
| 5381 | -109.6744
| 5382 | -648.127
| 5383 | -992.4209
| 5384 | -1598.7357
| 5385 | -1826.8043
| 5386 | -2077.5152
| 5387 | -2199.9976
| 5388 | -1678.6979
| 5389 | -1708.2587
| 5390 | -1751.2722
| 5391 | -1834.4901
| 5392 | -1928.9723
| 5393 | -1887.4063
| 5394 | -1892.5763
| 5395 | -2257.3581
| 5396 | -1827.5813
| 5397 | -1662.0265
| 5398 | -251.9142
| 5399 | -317.072
| 5400 | -280.3677
| 5401 | -227.9537
| 5402 | -183.5681
| 5403 | -167.9379
| 5404 | -180.6025
| 5405 | -228.6503
| 5406 | -1333.9072
| 5407 | -1457.2635
| 5408 | -1809.7132
| 5409 | -2056.8953
| 5410 | -2240.403
| 5411 | -2379.9608
| 5412 | -2446.0338
| 5413 | -1953.3976
| 5414 | -1974.9264
| 5415 | -1935.5071
| 5416 | -1986.7779
| 5417 | -2192.7066
| 5418 | -2568.3183
| 5419 | -2501.1998
| 5420 | -2154.3968
| 5421 | -1791.404
| 5422 | -286.4793
| 5423 | -331.2666
| 5424 | -309.6208
| 5425 | -293.0149
| 5426 | -277.7933
| 5427 | -224.3179
| 5428 | -175.2511
| 5429 | -166.9196
| 5430 | -956.1436
| 5431 | -1306.7114
| 5432 | -1783.2528
| 5433 | -2227.7902
| 5434 | -2548.4968
| 5435 | -2015.2947
| 5436 | -1856.8756
| 5437 | -1884.8474
| 5438 | -1949.4851
| 5439 | -1984.4926
| 5440 | -2037.4636
| 5441 | -2036.6942
| 5442 | -1870.1619
| 5443 | -1780.8071
| 5444 | -2230.9099
| 5445 | -2378.692
| 5446 | -693.8603
| 5447 | -901.1751
| 5448 | -890.2716
| 5449 | -836.9961
| 5450 | -859.7714
| 5451 | -643.2401
| 5452 | -447.1608
| 5453 | -452.0755
| 5454 | -1530.0992
| 5455 | -1271.9775
| 5456 | -1448.0942
| 5457 | -1721.3384
| 5458 | -1823.1365
| 5459 | -1807.1279
| 5460 | -1399.5457
| 5461 | -1595.284
| 5462 | -1825.9593
| 5463 | -1745.962
| 5464 | -1406.7185
| 5465 | -983.1262
| 5466 | -924.7548
| 5467 | -1009.9469
| 5468 | -1091.7047
| 5469 | -1039.7264
| 5470 | -111.0282
| 5471 | -116.2393
| 5472 | -112.5236
| 5473 | -98.6353
| 5474 | -73.4952
| 5475 | -53.0857
| 5476 | -28.167
| 5477 | -19.899
| 5478 | -136.8119
| 5479 | -193.79
| 5480 | -312.294
| 5481 | -475.6085
| 5482 | -446.0221
| 5483 | -394.6402
| 5484 | -460.4431
| 5485 | -539.3917
| 5486 | -574.9203
| 5487 | -603.3641
| 5488 | -635.9223
| 5489 | -522.0113
| 5490 | -2.9681
| 5491 | 0
| 5492 | -5.8286
| 5493 | -13.2628
| 5494 | -3.7122
| 5495 | 0
| 5496 | -0.0024105
| 5497 | -0.0072853
| 5498 | -0.0086084
| 5499 | -0.012188
| 5500 | -0.015871
| 5501 | -0.028911
| 5502 | -0.042145
| 5503 | -0.0086222
| 5504 | -6.1731
| 5505 | -21.1044
| 5506 | -17.0824
| 5507 | -21.2171
| 5508 | -5.5648
| 5509 | 0
| 5510 | 0
| 5511 | -6.7626
| 5512 | -30.6437
| 5513 | -61.4998
| 5514 | -78.1703
| 5515 | -47.1193
| 5516 | -73.0676
| 5517 | -53.1278
| 5518 | -28.2777
| 5519 | -22.2536
| 5520 | -37.9269
| 5521 | -40.1679
| 5522 | -43.2023
| 5523 | -38.5014
| 5524 | -29.4658
| 5525 | -32.0014
| 5526 | -293.6311
| 5527 | -512.8806
| 5528 | -1000.4493
| 5529 | -1048.81
| 5530 | -1111.6511
| 5531 | -918.964
| 5532 | -637.1728
| 5533 | -645.7442
| 5534 | -701.1635
| 5535 | -709.0503
| 5536 | -663.89
| 5537 | -535.1702
| 5538 | -468.5325
| 5539 | -412.6899
| 5540 | -224.0266
| 5541 | -96.6277
| 5542 | 0
| 5543 | 0
| 5544 | -0.00011776
| 5545 | -0.0012399
| 5546 | -0.0051986
| 5547 | -0.018777
| 5548 | -0.015731
| 5549 | -0.020512
| 5550 | -0.015521
| 5551 | -0.7276
| 5552 | -92.0934
| 5553 | -174.8908
| 5554 | -218.4034
| 5555 | -297.1676
| 5556 | -304.3816
| 5557 | -400.8514
| 5558 | -437.2432
| 5559 | -449.5447
| 5560 | -437.277
| 5561 | -449.2049
| 5562 | -411.9655
| 5563 | -293.1939
| 5564 | -142.4532
| 5565 | -38.442
| 5566 | -0.00017837
| 5567 | -8.6586e-05
| 5568 | -0.0035102
| 5569 | -0.0052003
| 5570 | -0.018249
| 5571 | -0.01629
| 5572 | -0.0086309
| 5573 | -0.010046
| 5574 | -0.0076611
| 5575 | -0.00016278
| 5576 | -134.1633
| 5577 | -433.8204
| 5578 | -554.5558
| 5579 | -612.8171
| 5580 | -675.7709
| 5581 | -750.2489
| 5582 | -786.3769
| 5583 | -787.6244
| 5584 | -756.4015
| 5585 | -771.2281
| 5586 | -777.7756
| 5587 | -716.8787
| 5588 | -576.988
| 5589 | -456.8565
| 5590 | -12.4237
| 5591 | -13.3783
| 5592 | -2.2811
| 5593 | -0.0030478
| 5594 | -0.0019413
| 5595 | -0.00091261
| 5596 | -4.0817
| 5597 | -3.1373
| 5598 | -0.0029162
| 5599 | -109.1936
| 5600 | -520.3679
| 5601 | -855.9447
| 5602 | -1121.0661
| 5603 | -1587.9464
| 5604 | -1459.9336
| 5605 | -1506.5144
| 5606 | -1576.4963
| 5607 | -1605.7485
| 5608 | -1674.1866
| 5609 | -1671.7236
| 5610 | -1643.8899
| 5611 | -1759.2011
| 5612 | -1512.0681
| 5613 | -1337.2481
| 5614 | -110.404
| 5615 | -157.8607
| 5616 | -151.0669
| 5617 | -163.5184
| 5618 | -182.159
| 5619 | -197.7591
| 5620 | -219.8067
| 5621 | -267.139
| 5622 | -1489.98
| 5623 | -1448.2099
| 5624 | -1685.5696
| 5625 | -1776.753
| 5626 | -1809.1985
| 5627 | -1877.3706
| 5628 | -1951.5639
| 5629 | -2031.9093
| 5630 | -2120.5115
| 5631 | -2383.0546
| 5632 | -2542.3776
| 5633 | -2431.9929
| 5634 | -2154.2344
| 5635 | -1893.2356
| 5636 | -1648.5976
| 5637 | -1516.852
| 5638 | -183.4537
| 5639 | -277.6256
| 5640 | -225.0108
| 5641 | -222.6333
| 5642 | -222.3318
| 5643 | -207.2347
| 5644 | -194.6029
| 5645 | -250.2258
| 5646 | -1588.5112
| 5647 | -1503.652
| 5648 | -1639.0725
| 5649 | -1710.713
| 5650 | -1695.5479
| 5651 | -1829.5124
| 5652 | -2078.0471
| 5653 | -2028.5546
| 5654 | -1712.3122
| 5655 | -1180.0146
| 5656 | -1344.364
| 5657 | -1398.4901
| 5658 | -151.4211
| 5659 | -187.8716
| 5660 | -163.5747
| 5661 | -125.2411
| 5662 | -79.507
| 5663 | -48.4072
| 5664 | -41.5242
| 5665 | -31.4367
| 5666 | -22.4927
| 5667 | -19.9486
| 5668 | -14.6533
| 5669 | -15.5505
| 5670 | -24.3394
| 5671 | -64.3984
| 5672 | -148.5793
| 5673 | -277.5455
| 5674 | -288.5003
| 5675 | -395.2003
| 5676 | -443.5605
| 5677 | -371.1277
| 5678 | -447.339
| 5679 | -435.9782
| 5680 | -474.3319
| 5681 | -471.2841
| 5682 | -417.1226
| 5683 | -275.6625
| 5684 | -189.4262
| 5685 | -129.3962
| 5686 | -83.1085
| 5687 | -53.2702
| 5688 | -57.455
| 5689 | -53.3802
| 5690 | -41.6971
| 5691 | -29.6447
| 5692 | -25.4513
| 5693 | -24.6219
| 5694 | -157.0587
| 5695 | -405.3648
| 5696 | -1007.794
| 5697 | -1423.1234
| 5698 | -1706.2382
| 5699 | -2094.1699
| 5700 | -1665.17
| 5701 | -1693.0037
| 5702 | -1739.2943
| 5703 | -1745.7575
| 5704 | -1820.6319
| 5705 | -1797.8997
| 5706 | -1678.8547
| 5707 | -1908.5895
| 5708 | -1829.7068
| 5709 | -1656.6103
| 5710 | -203.4159
| 5711 | -291.9097
| 5712 | -271.0777
| 5713 | -267.7345
| 5714 | -249.5038
| 5715 | -238.1354
| 5716 | -210.1581
| 5717 | -225.8184
| 5718 | -1196.855
| 5719 | -1334.8912
| 5720 | -1717.4559
| 5721 | -1941.3035
| 5722 | -2315.4357
| 5723 | -2526.3239
| 5724 | -2303.0183
| 5725 | -2057.7444
| 5726 | -2083.4897
| 5727 | -2112.8124
| 5728 | -2265.3048
| 5729 | -2617.3124
| 5730 | -2462.1607
| 5731 | -2299.1881
| 5732 | -1889.3683
| 5733 | -1700.9722
| 5734 | -268.7305
| 5735 | -309.3035
| 5736 | -255.9946
| 5737 | -225.1582
| 5738 | -208.3192
| 5739 | -197.1881
| 5740 | -154.2284
| 5741 | -171.655
| 5742 | -954.5277
| 5743 | -1217.3474
| 5744 | -1594.6415
| 5745 | -1886.0588
| 5746 | -2245.5132
| 5747 | -2411.4715
| 5748 | -1993.9577
| 5749 | -1906.5614
| 5750 | -1970.8495
| 5751 | -2010.1658
| 5752 | -2156.7385
| 5753 | -2175.4612
| 5754 | -2212.0998
| 5755 | -2545.9171
| 5756 | -2374.8537
| 5757 | -2000.222
| 5758 | -401.2523
| 5759 | -408.5077
| 5760 | -354.2841
| 5761 | -332.3418
| 5762 | -320.0368
| 5763 | -310.2318
| 5764 | -293.3598
| 5765 | -330.563
| 5766 | -1560.6765
| 5767 | -1641.4721
| 5768 | -2137.3717
| 5769 | -2573.2382
| 5770 | -2230.3755
| 5771 | -2002.5449
| 5772 | -1877.1935
| 5773 | -1912.8628
| 5774 | -1955.1901
| 5775 | -1957.4755
| 5776 | -2031.3652
| 5777 | -2062.4506
| 5778 | -1956.9055
| 5779 | -2160.4175
| 5780 | -2290.3507
| 5781 | -1918.0262
| 5782 | -461.3746
| 5783 | -428.8726
| 5784 | -366.1862
| 5785 | -349.4729
| 5786 | -334.489
| 5787 | -296.8123
| 5788 | -248.2974
| 5789 | -250.592
| 5790 | -1116.4203
| 5791 | -1292.6461
| 5792 | -1892.9625
| 5793 | -2382.4075
| 5794 | -2270.6977
| 5795 | -2064.0356
| 5796 | -1922.0001
| 5797 | -1994.918
| 5798 | -2104.6597
| 5799 | -2133.244
| 5800 | -2215.485
| 5801 | -2192.1367
| 5802 | -2085.4725
| 5803 | -2361.6882
| 5804 | -2601.2647
| 5805 | -2461.7831
| 5806 | -686.2471
| 5807 | -720.7785
| 5808 | -496.553
| 5809 | -411.1476
| 5810 | -375.1007
| 5811 | -361.1813
| 5812 | -345.3774
| 5813 | -388.1365
| 5814 | -1760.341
| 5815 | -1945.057
| 5816 | -2514.686
| 5817 | -2222.342
| 5818 | -1833.3969
| 5819 | -1832.8686
| 5820 | -1825.1488
| 5821 | -1788.0798
| 5822 | -1742.4703
| 5823 | -1738.6036
| 5824 | -1755.6642
| 5825 | -1726.4719
| 5826 | -637.8255
| 5827 | -1009.3633
| 5828 | -1538.2301
| 5829 | -1108.0148
| 5830 | -989.8594
| 5831 | -828.5541
| 5832 | -709.9222
| 5833 | -602.6394
| 5834 | -497.0074
| 5835 | -423.2287
| 5836 | -369.6615
| 5837 | -435.6937
| 5838 | -579.4109
| 5839 | -998.8105
| 5840 | -1464.4093
| 5841 | -1812.7131
| 5842 | -945.1716
| 5843 | -580.3071
| 5844 | -619.6087
| 5845 | -746.9272
| 5846 | -720.7617
| 5847 | -799.5957
| 5848 | -914.6425
| 5849 | -966.0574
| 5850 | -908.6457
| 5851 | -1610.4573
| 5852 | -1402.2635
| 5853 | -1205.0524
| 5854 | -957.9458
| 5855 | -878.6018
| 5856 | -1004.4891
| 5857 | -708.5595
| 5858 | -553.2291
| 5859 | -446.6836
| 5860 | -415.6839
| 5861 | -492.0371
| 5862 | -2203.0356
| 5863 | -2397.2737
| 5864 | -2679.2867
| 5865 | -2657.2605
| 5866 | -2365.828
| 5867 | -2228.0765
| 5868 | -2154.3826
| 5869 | -2251.2288
| 5870 | -2410.0829
| 5871 | -2355.5021
| 5872 | -2676.4898
| 5873 | -2681.503
| 5874 | -2518.3127
| 5875 | -2334.8441
| 5876 | -2083.0035
| 5877 | -1836.2603
| 5878 | -350.7031
| 5879 | -387.8642
| 5880 | -336.1511
| 5881 | -294.592
| 5882 | -309.2034
| 5883 | -290.9512
| 5884 | -266.9984
| 5885 | -284.1405
| 5886 | -1315.1996
| 5887 | -1315.8188
| 5888 | -1540.1338
| 5889 | -1627.8889
| 5890 | -1646.8289
| 5891 | -1735.8828
| 5892 | -1726.5049
| 5893 | -1859.2574
| 5894 | -1947.0034
| 5895 | -2135.27
| 5896 | -2357.8833
| 5897 | -2391.2784
| 5898 | -2084.5666
| 5899 | -1793.8492
| 5900 | -1656.1682
| 5901 | -1561.5114
| 5902 | -272.1864
| 5903 | -357.7447
| 5904 | -326.1111
| 5905 | -309.4743
| 5906 | -302.8846
| 5907 | -294.7601
| 5908 | -290.514
| 5909 | -348.5363
| 5910 | -1719.1606
| 5911 | -1581.2588
| 5912 | -1735.089
| 5913 | -1604.4488
| 5914 | -1281.1732
| 5915 | -1150.1904
| 5916 | -1132.9917
| 5917 | -806.369
| 5918 | -555.6302
| 5919 | -406.3037
| 5920 | -337.0588
| 5921 | -416.8072
| 5922 | -356.7587
| 5923 | -204.475
| 5924 | -104.2927
| 5925 | -38.1294
| 5926 | -0.0060489
| 5927 | -0.021991
| 5928 | -0.0316
| 5929 | -0.03036
| 5930 | -0.035415
| 5931 | -0.049053
| 5932 | -0.046924
| 5933 | -0.046831
| 5934 | 3.0424
| 5935 | -0.0036747
| 5936 | -0.025872
| 5937 | -3.481
| 5938 | -87.467
| 5939 | -161.5365
| 5940 | -233.3861
| 5941 | -344.5588
| 5942 | -347.9188
| 5943 | -385.3584
| 5944 | -418.6027
| 5945 | -338.0243
| 5946 | -200.5545
| 5947 | -44.2447
| 5948 | -0.0046289
| 5949 | -0.00047103
| 5950 | -0.0019187
| 5951 | -0.019748
| 5952 | -0.017814
| 5953 | -0.018277
| 5954 | -0.032368
| 5955 | -0.03518
| 5956 | -0.042728
| 5957 | -0.081624
| 5958 | 5.0205
| 5959 | -0.0091417
| 5960 | -0.0027396
| 5961 | -18.2241
| 5962 | -182.668
| 5963 | -358.5408
| 5964 | -459.5637
| 5965 | -562.944
| 5966 | -596.1005
| 5967 | -627.0895
| 5968 | -645.5798
| 5969 | -615.2202
| 5970 | -516.2352
| 5971 | -321.0104
| 5972 | -118.38
| 5973 | -6.5271
| 5974 | -0.00182
| 5975 | -0.010066
| 5976 | -0.013109
| 5977 | -0.026665
| 5978 | -0.030806
| 5979 | -0.02316
| 5980 | -0.024187
| 5981 | -0.03416
| 5982 | 0.061083
| 5983 | -0.054281
| 5984 | -42.0046
| 5985 | -248.2307
| 5986 | -365.0632
| 5987 | -550.3271
| 5988 | -717.6856
| 5989 | -908.6218
| 5990 | -923.6093
| 5991 | -949.1318
| 5992 | -1072.0755
| 5993 | -1027.8973
| 5994 | -43.0187
| 5995 | -5.9047
| 5996 | 0
| 5997 | 0
| 5998 | 0
| 5999 | 0
| 6000 | 0
| 6001 | 0
| 6002 | 0
| 6003 | -0.037137
| 6004 | -0.14701
| 6005 | -0.58147
| 6006 | -7.4332
| 6007 | -36.3818
| 6008 | -75.3302
| 6009 | -122.4973
| 6010 | -148.3036
| 6011 | -229.3365
| 6012 | -335.8752
| 6013 | -520.0553
| 6014 | -471.658
| 6015 | -322.293
| 6016 | -540.3778
| 6017 | -604.6841
| 6018 | -512.1589
| 6019 | -382.0649
| 6020 | -337.3101
| 6021 | -267.7046
| 6022 | -208.0418
| 6023 | -142.1647
| 6024 | -183.7337
| 6025 | -184.771
| 6026 | -176.5974
| 6027 | -179.6314
| 6028 | -173.4892
| 6029 | -232.7655
| 6030 | -1709.4828
| 6031 | -1528.4031
| 6032 | -1762.7755
| 6033 | -1794.2141
| 6034 | -1780.3879
| 6035 | -1859.129
| 6036 | -1899.2045
| 6037 | -2164.0858
| 6038 | -2543.7276
| 6039 | -2613.4543
| 6040 | -2124.6604
| 6041 | -2119.433
| 6042 | -2448.7912
| 6043 | -2047.3094
| 6044 | -1602.9486
| 6045 | -1342.6791
| 6046 | -68.3359
| 6047 | -128.0851
| 6048 | -105.7402
| 6049 | -96.3005
| 6050 | -94.7491
| 6051 | -90.4664
| 6052 | -78.0216
| 6053 | -90.6896
| 6054 | -667.7004
| 6055 | -846.8668
| 6056 | -1420.6818
| 6057 | -1736.6187
| 6058 | -2199.9083
| 6059 | -2506.9271
| 6060 | -1980.3396
| 6061 | -2026.9818
| 6062 | -2102.9189
| 6063 | -2062.4633
| 6064 | -2106.8506
| 6065 | -2081.4764
| 6066 | -1943.5101
| 6067 | -1988.9912
| 6068 | -2086.077
| 6069 | -2514.2029
| 6070 | -409.8273
| 6071 | -653.7
| 6072 | -631.3232
| 6073 | -674.8335
| 6074 | -571.2941
| 6075 | -535.7868
| 6076 | -535.632
| 6077 | -511.494
| 6078 | -2277.2989
| 6079 | -2056.9613
| 6080 | -2318.8127
| 6081 | -2339.5635
| 6082 | -2422.0897
| 6083 | -2502.8122
| 6084 | -2558.6735
| 6085 | -2089.5946
| 6086 | -2079.1941
| 6087 | -2226.9366
| 6088 | -2643.9093
| 6089 | -2627.8022
| 6090 | -2531.0215
| 6091 | -2408.7238
| 6092 | -2240.164
| 6093 | -2085.5203
| 6094 | -375.3089
| 6095 | -490.2086
| 6096 | -450.8895
| 6097 | -456.5052
| 6098 | -442.9467
| 6099 | -410.2786
| 6100 | -393.6897
| 6101 | -458.554
| 6102 | -2246.1085
| 6103 | -2179.8107
| 6104 | -2483.0439
| 6105 | -2637.7384
| 6106 | -2170.6855
| 6107 | -2029.0834
| 6108 | -1922.5228
| 6109 | -1983.7044
| 6110 | -2074.7939
| 6111 | -2096.0822
| 6112 | -2476.3772
| 6113 | -2672.4266
| 6114 | -2548.5069
| 6115 | -2405.5147
| 6116 | -2240.8907
| 6117 | -2147.6352
| 6118 | -430.8703
| 6119 | -418.0732
| 6120 | -347.4021
| 6121 | -319.1745
| 6122 | -266.0792
| 6123 | -213.0091
| 6124 | -175.9457
| 6125 | -173.6973
| 6126 | -772.5116
| 6127 | -745.8914
| 6128 | -830.4659
| 6129 | -769.4685
| 6130 | -723.8951
| 6131 | -590.3021
| 6132 | -582.4184
| 6133 | -627.1062
| 6134 | -644.8515
| 6135 | -645.0697
| 6136 | -614.9872
| 6137 | -541.133
| 6138 | -452.5482
| 6139 | -278.5101
| 6140 | -113.0816
| 6141 | -14.7997
| 6142 | -0.000923
| 6143 | -0.011339
| 6144 | -0.012134
| 6145 | -0.018983
| 6146 | -0.022679
| 6147 | -0.024481
| 6148 | -0.02392
| 6149 | -0.022459
| 6150 | -0.02111
| 6151 | -0.0049787
| 6152 | -143.0299
| 6153 | -496.7464
| 6154 | -713.893
| 6155 | -884.8736
| 6156 | -1108.5553
| 6157 | -1120.2825
| 6158 | -849.4394
| 6159 | -1010.795
| 6160 | -1202.4041
| 6161 | -1207.022
| 6162 | -137.3067
| 6163 | -194.1726
| 6164 | -226.8173
| 6165 | -197.848
| 6166 | -138.2332
| 6167 | -95.702
| 6168 | -64.7741
| 6169 | -51.8816
| 6170 | -46.7997
| 6171 | -41.7571
| 6172 | -40.7919
| 6173 | -49.402
| 6174 | -79.0862
| 6175 | -91.2035
| 6176 | -73.0309
| 6177 | -53.4667
| 6178 | -44.433
| 6179 | -52.1184
| 6180 | -38.893
| 6181 | -21.4895
| 6182 | -3.3425
| 6183 | 0
| 6184 | 0
| 6185 | -10.952
| 6186 | -4.1394
| 6187 | 0
| 6188 | -0.00015759
| 6189 | -1.5585e-05
| 6190 | -1.9049e-05
| 6191 | -0.0025924
| 6192 | -0.0024937
| 6193 | -0.0067398
| 6194 | -0.005093
| 6195 | -0.0017975
| 6196 | -0.004738
| 6197 | -0.01833
| 6198 | 1.2741
| 6199 | -0.062841
| 6200 | -0.012848
| 6201 | -4.3121
| 6202 | -36.0356
| 6203 | -50.1195
| 6204 | -139.772
| 6205 | -281.8407
| 6206 | -298.2021
| 6207 | -161.6154
| 6208 | -127.3601
| 6209 | -84.5709
| 6210 | -46.6531
| 6211 | -46.6467
| 6212 | -7.3108
| 6213 | -5.1951e-05
| 6214 | -4.1561e-05
| 6215 | -0.00086413
| 6216 | -0.0024694
| 6217 | -0.0054047
| 6218 | -0.0087642
| 6219 | -0.0072923
| 6220 | -0.0052229
| 6221 | -0.0027915
| 6222 | -0.00086413
| 6223 | -0.0010823
| 6224 | -42.673
| 6225 | -185.7883
| 6226 | -338.7946
| 6227 | -490.7871
| 6228 | -564.8045
| 6229 | -688.607
| 6230 | -830.4491
| 6231 | -872.476
| 6232 | -860.1343
| 6233 | -801.9866
| 6234 | -697.624
| 6235 | -615.1552
| 6236 | -570.0106
| 6237 | -501.8264
| 6238 | -6.0708
| 6239 | -14.7142
| 6240 | -11.0007
| 6241 | -4.2616
| 6242 | -1.152
| 6243 | -1.2434
| 6244 | -6.0009
| 6245 | -19.5469
| 6246 | -294.9032
| 6247 | -318.6708
| 6248 | -614.6315
| 6249 | -949.9484
| 6250 | -986.727
| 6251 | -881.2099
| 6252 | -983.1364
| 6253 | -1107.6093
| 6254 | -1148.3247
| 6255 | -1178.0393
| 6256 | -1368.2574
| 6257 | -1001.1329
| 6258 | -988.7459
| 6259 | -912.5221
| 6260 | -874.4843
| 6261 | -836.4089
| 6262 | -48.5329
| 6263 | -84.5713
| 6264 | -81.2975
| 6265 | -84.5397
| 6266 | -85.2015
| 6267 | -70.3912
| 6268 | -61.4606
| 6269 | -63.5796
| 6270 | -480.0436
| 6271 | -637.657
| 6272 | -1025.3521
| 6273 | -1287.1969
| 6274 | -1468.0249
| 6275 | -1337.3821
| 6276 | -883.0116
| 6277 | -1117.1171
| 6278 | -1139.5092
| 6279 | -1103.811
| 6280 | -1068.3179
| 6281 | -1479.8916
| 6282 | -1555.7267
| 6283 | -1488.224
| 6284 | -1412.2534
| 6285 | -1298.4201
| 6286 | -90.6241
| 6287 | -117.8594
| 6288 | -91.0189
| 6289 | -71.8062
| 6290 | -64.6433
| 6291 | -52.2365
| 6292 | -45.8285
| 6293 | -54.2846
| 6294 | -263.0621
| 6295 | -436.5705
| 6296 | -1033.7276
| 6297 | -1748.4555
| 6298 | -2006.8482
| 6299 | -1746.5553
| 6300 | -1717.2625
| 6301 | -1768.82
| 6302 | -1846.4573
| 6303 | -1871.9189
| 6304 | -1890.732
| 6305 | -1862.3487
| 6306 | -1722.0134
| 6307 | -1690.3474
| 6308 | -1768.0222
| 6309 | -1589.0589
| 6310 | -466.8314
| 6311 | -612.608
| 6312 | -539.1963
| 6313 | -539.8089
| 6314 | -505.8339
| 6315 | -359.8772
| 6316 | -236.4362
| 6317 | -197.5966
| 6318 | -784.6062
| 6319 | -439.386
| 6320 | -390.9093
| 6321 | -470.6883
| 6322 | -507.3667
| 6323 | -498.835
| 6324 | -433.5274
| 6325 | -661.0423
| 6326 | -456.8132
| 6327 | -273.8304
| 6328 | -313.6841
| 6329 | -203.5558
| 6330 | 0
| 6331 | 0
| 6332 | 0
| 6333 | 0
| 6334 | 0
| 6335 | 0
| 6336 | 0
| 6337 | 0
| 6338 | 0
| 6339 | 0
| 6340 | 0
| 6341 | 0
| 6342 | 0
| 6343 | 0
| 6344 | 0
| 6345 | 0
| 6346 | 0
| 6347 | 0
| 6348 | 0
| 6349 | 0
| 6350 | 0
| 6351 | 0
| 6352 | 0
| 6353 | 0
| 6354 | 0
| 6355 | 0
| 6356 | 0
| 6357 | 0
| 6358 | 0
| 6359 | 0
| 6360 | 0
| 6361 | 0
| 6362 | 0
| 6363 | 0
| 6364 | -1.6622
| 6365 | -7.7557
| 6366 | -86.2865
| 6367 | -119.3901
| 6368 | -302.545
| 6369 | -471.9725
| 6370 | -567.03
| 6371 | -744.6617
| 6372 | -1154.387
| 6373 | -1531.3558
| 6374 | -1702.8764
| 6375 | -1817.2249
| 6376 | -1937.964
| 6377 | -1862.8252
| 6378 | -1713.8408
| 6379 | -1597.8658
| 6380 | -1391.596
| 6381 | -1256.8271
| 6382 | -68.4125
| 6383 | -138.4705
| 6384 | -127.9944
| 6385 | -131.8179
| 6386 | -138.9328
| 6387 | -112.8094
| 6388 | -77.89
| 6389 | -88.3949
| 6390 | -658.084
| 6391 | -373.6962
| 6392 | -256.2975
| 6393 | -77.992
| 6394 | -18.7356
| 6395 | -53.2947
| 6396 | -99.9872
| 6397 | -151.2168
| 6398 | -90.4962
| 6399 | -52.6198
| 6400 | -89.8236
| 6401 | -103.8865
| 6402 | -40.1893
| 6403 | -0.0065805
| 6404 | -0.019142
| 6405 | -0.0299
| 6406 | -0.0058584
| 6407 | -0.026412
| 6408 | -0.05027
| 6409 | -0.05498
| 6410 | -0.028468
| 6411 | -0.037712
| 6412 | -0.055205
| 6413 | -0.097458
| 6414 | 7.0065
| 6415 | -0.3288
| 6416 | -0.11133
| 6417 | -0.10173
| 6418 | -0.060565
| 6419 | -0.06544
| 6420 | -3.4743
| 6421 | -62.8505
| 6422 | -72.6413
| 6423 | -58.8342
| 6424 | -31.6962
| 6425 | -0.0096353
| 6426 | -0.017433
| 6427 | -0.0058584
| 6428 | -0.0012624
| 6429 | -0.061798
| 6430 | -0.008946
| 6431 | -0.030894
| 6432 | -0.022722
| 6433 | -0.008785
| 6434 | -0.0035327
| 6435 | -0.0028054
| 6436 | -0.001962
| 6437 | -0.012287
| 6438 | 6.3282
| 6439 | -0.064687
| 6440 | -0.020349
| 6441 | -0.037682
| 6442 | -0.039353
| 6443 | -0.050161
| 6444 | -0.01956
| 6445 | -22.937
| 6446 | -73.964
| 6447 | -139.5509
| 6448 | -185.8381
| 6449 | -148.3851
| 6450 | -40.204
| 6451 | -8.4854e-05
| 6452 | -0.059351
| 6453 | -0.056577
| 6454 | -0.0036851
| 6455 | -0.022867
| 6456 | -0.032645
| 6457 | -0.033095
| 6458 | -0.033912
| 6459 | -0.02499
| 6460 | -0.018195
| 6461 | -0.026939
| 6462 | 27.5855
| 6463 | 2.5119
| 6464 | -12.7426
| 6465 | -202.045
| 6466 | -337.1063
| 6467 | -469.5419
| 6468 | -551.6111
| 6469 | -670.85
| 6470 | -750.4032
| 6471 | -784.796
| 6472 | -752.7779
| 6473 | -678.6247
| 6474 | -606.4483
| 6475 | -538.6263
| 6476 | -457.9832
| 6477 | -425.6316
| 6478 | -8.1864
| 6479 | -11.6203
| 6480 | -0.6295
| 6481 | -0.030747
| 6482 | -0.051517
| 6483 | -0.05791
| 6484 | -0.057207
| 6485 | -0.11439
| 6486 | 6.4517
| 6487 | 1.3165
| 6488 | -0.38481
| 6489 | -0.28904
| 6490 | -0.25118
| 6491 | -0.31366
| 6492 | -0.21489
| 6493 | -0.13938
| 6494 | -0.069587
| 6495 | -0.049771
| 6496 | -0.050845
| 6497 | -0.046602
| 6498 | -0.00080698
| 6499 | 0
| 6500 | 0
| 6501 | 0
| 6502 | 0
| 6503 | 0
| 6504 | 0
| 6505 | 0
| 6506 | 0
| 6507 | 0
| 6508 | 0
| 6509 | 0.17016
| 6510 | 0.13851
| 6511 | 0.015253
| 6512 | 0
| 6513 | 0
| 6514 | 0
| 6515 | 0
| 6516 | 0
| 6517 | 0
| 6518 | 0
| 6519 | 0
| 6520 | 0
| 6521 | 0
| 6522 | 0
| 6523 | 0
| 6524 | 0
| 6525 | 0
| 6526 | 0
| 6527 | 0
| 6528 | 0
| 6529 | 0
| 6530 | 0
| 6531 | 0
| 6532 | 0
| 6533 | 0
| 6534 | 175.3943
| 6535 | 46.627
| 6536 | 1.2206
| 6537 | -1.0366
| 6538 | -19.8892
| 6539 | -125.8112
| 6540 | -158.5557
| 6541 | -351.1071
| 6542 | -432.2244
| 6543 | -504.8113
| 6544 | -634.046
| 6545 | -574.5488
| 6546 | -241.721
| 6547 | -84.637
| 6548 | -15.5441
| 6549 | 0
| 6550 | 0
| 6551 | 0
| 6552 | 0
| 6553 | 0
| 6554 | 0
| 6555 | 0
| 6556 | 0
| 6557 | 0
| 6558 | -396.9732
| 6559 | -286.7969
| 6560 | -694.1846
| 6561 | -977.6689
| 6562 | -933.6774
| 6563 | -882.2884
| 6564 | -799.245
| 6565 | -944.8245
| 6566 | -981.3743
| 6567 | -913.6513
| 6568 | -938.0177
| 6569 | -982.2853
| 6570 | -886.8189
| 6571 | -780.2766
| 6572 | -584.7185
| 6573 | -447.1166
| 6574 | -13.8019
| 6575 | -36.7879
| 6576 | -32.1508
| 6577 | -31.8552
| 6578 | -35.6287
| 6579 | -37.3496
| 6580 | -36.2525
| 6581 | -54.6433
| 6582 | -507.5542
| 6583 | -435.3687
| 6584 | -741.4034
| 6585 | -881.7204
| 6586 | -911.1883
| 6587 | -973.6397
| 6588 | -1042.3199
| 6589 | -1087.6207
| 6590 | -1103.1269
| 6591 | -865.69
| 6592 | -686.6206
| 6593 | -541.1269
| 6594 | -316.2021
| 6595 | -137.0787
| 6596 | -66.5006
| 6597 | -54.615
| 6598 | -0.97867
| 6599 | -0.13677
| 6600 | -0.41274
| 6601 | -0.010551
| 6602 | -0.018519
| 6603 | -0.012212
| 6604 | -0.012352
| 6605 | -0.027313
| 6606 | 0.26947
| 6607 | -0.020058
| 6608 | -0.48808
| 6609 | -51.5185
| 6610 | -192.7133
| 6611 | -340.4829
| 6612 | -420.3261
| 6613 | -531.5653
| 6614 | -721.6377
| 6615 | -905.9472
| 6616 | -1078.6443
| 6617 | -1223.6437
| 6618 | -1310.7695
| 6619 | -1357.0499
| 6620 | -1280.1957
| 6621 | -1178.7366
| 6622 | -78.8036
| 6623 | -152.0494
| 6624 | -135.9438
| 6625 | -136.1001
| 6626 | -134.5748
| 6627 | -126.8222
| 6628 | -119.8634
| 6629 | -158.6938
| 6630 | -1009.0979
| 6631 | -709.474
| 6632 | -869.839
| 6633 | -717.3289
| 6634 | -556.8832
| 6635 | -641.5166
| 6636 | -750.1971
| 6637 | -919.3705
| 6638 | -934.5529
| 6639 | -783.9419
| 6640 | -786.0531
| 6641 | -760.1455
| 6642 | -512.4852
| 6643 | -337.7344
| 6644 | -240.299
| 6645 | -46.705
| 6646 | -0.01354
| 6647 | -0.044176
| 6648 | -0.032551
| 6649 | -0.022549
| 6650 | -0.020033
| 6651 | -0.018697
| 6652 | -0.02178
| 6653 | -0.032374
| 6654 | 1.6241
| 6655 | -0.041407
| 6656 | -0.096621
| 6657 | -0.10549
| 6658 | -0.177
| 6659 | -0.13999
| 6660 | -0.088255
| 6661 | -0.010641
| 6662 | -0.0073078
| 6663 | -0.0028192
| 6664 | 0
| 6665 | 0
| 6666 | 0
| 6667 | 0
| 6668 | 0
| 6669 | 0
| 6670 | 0
| 6671 | 0
| 6672 | 0
| 6673 | 0
| 6674 | 0
| 6675 | 0
| 6676 | 0
| 6677 | 0
| 6678 | -0.0075884
| 6679 | -0.014974
| 6680 | -0.010312
| 6681 | -0.002608
| 6682 | 0
| 6683 | 0
| 6684 | 0
| 6685 | 0
| 6686 | 0
| 6687 | 0
| 6688 | 0
| 6689 | 0
| 6690 | 0
| 6691 | 0
| 6692 | 0
| 6693 | 0
| 6694 | 0
| 6695 | 0
| 6696 | 0
| 6697 | 0
| 6698 | 0
| 6699 | 0
| 6700 | 0
| 6701 | 0
| 6702 | 236.543
| 6703 | 92.5233
| 6704 | 6.5074
| 6705 | 2.1381
| 6706 | 1.0231
| 6707 | -0.17458
| 6708 | -0.059725
| 6709 | -1.3144
| 6710 | -7.5064
| 6711 | -14.2467
| 6712 | -39.3162
| 6713 | -12.0144
| 6714 | -0.97869
| 6715 | -0.02068
| 6716 | 0.084037
| 6717 | 1.6009
| 6718 | 0
| 6719 | 0
| 6720 | 0
| 6721 | 0
| 6722 | 0
| 6723 | 0
| 6724 | 0
| 6725 | 0
| 6726 | 97.9926
| 6727 | 8.9382
| 6728 | -0.13808
| 6729 | -30.7138
| 6730 | -65.3135
| 6731 | -180.6436
| 6732 | -172.3008
| 6733 | -328.5195
| 6734 | -403.7802
| 6735 | -413.2141
| 6736 | -548.5747
| 6737 | -548.1524
| 6738 | -195.668
| 6739 | -3.3885
| 6740 | 0
| 6741 | 0
| 6742 | 0
| 6743 | 0
| 6744 | 0
| 6745 | 0
| 6746 | 0
| 6747 | 0
| 6748 | 0
| 6749 | 0
| 6750 | -69.2884
| 6751 | -82.0351
| 6752 | -33.7567
| 6753 | -0.084967
| 6754 | -0.52492
| 6755 | -0.45438
| 6756 | -0.34285
| 6757 | -0.08585
| 6758 | -0.11591
| 6759 | -0.11845
| 6760 | -0.15945
| 6761 | -0.11784
| 6762 | -0.36702
| 6763 | -0.3819
| 6764 | -0.34016
| 6765 | 0.24537
| 6766 | -0.010835
| 6767 | -0.016102
| 6768 | -0.020876
| 6769 | -0.018337
| 6770 | -0.013014
| 6771 | -0.0049718
| 6772 | 0
| 6773 | -0.019873
| 6774 | 287.9126
| 6775 | 126.0989
| 6776 | 5.3961
| 6777 | 2.5536
| 6778 | 1.6947
| 6779 | -0.14559
| 6780 | -0.13273
| 6781 | -0.33375
| 6782 | -0.33305
| 6783 | -0.33219
| 6784 | -0.078116
| 6785 | -0.052419
| 6786 | -0.031516
| 6787 | 0.69931
| 6788 | 3.1387
| 6789 | 5.1195
| 6790 | 0
| 6791 | 0
| 6792 | 0
| 6793 | 0
| 6794 | 0
| 6795 | 0.57519
| 6796 | 2.9798
| 6797 | 3.1935
| 6798 | 291.843
| 6799 | 130.455
| 6800 | 8.1759
| 6801 | 4.0491
| 6802 | 1.4228
| 6803 | -0.06956
| 6804 | -2.6545
| 6805 | -7.499
| 6806 | -82.6609
| 6807 | -172.7295
| 6808 | -226.2534
| 6809 | -160.0096
| 6810 | -4.5909
| 6811 | -0.058811
| 6812 | -0.03674
| 6813 | 0.70443
| 6814 | 0
| 6815 | 0
| 6816 | 0
| 6817 | 0
| 6818 | 0
| 6819 | 0
| 6820 | 0
| 6821 | 0
| 6822 | 107.691
| 6823 | 28.0032
| 6824 | 5.6656
| 6825 | 1.2933
| 6826 | 0.16868
| 6827 | -12.1308
| 6828 | -39.4571
| 6829 | -83.2876
| 6830 | -79.7122
| 6831 | -79.2494
| 6832 | -125.377
| 6833 | -72.0453
| 6834 | 0
| 6835 | 0
| 6836 | 0
| 6837 | 0
| 6838 | 0
| 6839 | 0
| 6840 | 0
| 6841 | 0
| 6842 | 0
| 6843 | 0
| 6844 | 0
| 6845 | 0
| 6846 | 0
| 6847 | -0.8625
| 6848 | -1.807
| 6849 | 0
| 6850 | 0
| 6851 | 0
| 6852 | 0
| 6853 | 0
| 6854 | 0
| 6855 | 0
| 6856 | 0
| 6857 | 0
| 6858 | 0
| 6859 | 0
| 6860 | 0
| 6861 | 0
| 6862 | 0
| 6863 | 0
| 6864 | 0
| 6865 | 0
| 6866 | 0
| 6867 | 0
| 6868 | 0
| 6869 | 0
| 6870 | -415.8113
| 6871 | -499.1189
| 6872 | -1163.8649
| 6873 | -1243.6393
| 6874 | -1251.0912
| 6875 | -1326.1021
| 6876 | -971.6021
| 6877 | -853.362
| 6878 | -661.1884
| 6879 | -442.1017
| 6880 | -189.8408
| 6881 | -89.0304
| 6882 | -7.1479
| 6883 | -0.029018
| 6884 | -0.048045
| 6885 | -0.090354
| 6886 | 0
| 6887 | -0.0059138
| 6888 | -0.0017075
| 6889 | -0.0011083
| 6890 | -0.00012468
| 6891 | 0
| 6892 | 0
| 6893 | -0.018786
| 6894 | 38.3816
| 6895 | 2.6764
| 6896 | -0.051652
| 6897 | -0.066425
| 6898 | -0.25302
| 6899 | -0.18338
| 6900 | -0.070389
| 6901 | -0.085325
| 6902 | -0.033088
| 6903 | -3.2523
| 6904 | -0.016294
| 6905 | -0.019
| 6906 | -0.060169
| 6907 | -0.086776
| 6908 | -0.04276
| 6909 | -0.056712
| 6910 | -0.0020434
| 6911 | -0.0065424
| 6912 | -0.0024816
| 6913 | -0.0014685
| 6914 | -0.0011273
| 6915 | -0.00082257
| 6916 | -0.00064247
| 6917 | -0.0024781
| 6918 | 19.5601
| 6919 | 1.1165
| 6920 | -0.045993
| 6921 | -0.080414
| 6922 | -0.34249
| 6923 | -0.23332
| 6924 | -0.1102
| 6925 | -0.025725
| 6926 | -0.036946
| 6927 | -0.026426
| 6928 | -0.033775
| 6929 | -0.034653
| 6930 | -0.072426
| 6931 | -0.074642
| 6932 | -0.013552
| 6933 | 0
| 6934 | 0
| 6935 | 0
| 6936 | 0
| 6937 | 0
| 6938 | 0
| 6939 | 0
| 6940 | 0
| 6941 | -8.1391e-05
| 6942 | 30.7355
| 6943 | 3.0089
| 6944 | -0.0129
| 6945 | -0.021527
| 6946 | -0.29786
| 6947 | -0.29376
| 6948 | -0.29504
| 6949 | -0.33121
| 6950 | -0.36778
| 6951 | -0.28231
| 6952 | -0.087412
| 6953 | -0.062368
| 6954 | -0.17424
| 6955 | -0.14635
| 6956 | -0.14232
| 6957 | -0.095014
| 6958 | 0
| 6959 | 0
| 6960 | 0
| 6961 | 0
| 6962 | 0
| 6963 | 0
| 6964 | 0
| 6965 | 0
| 6966 | 153.9633
| 6967 | 46.1106
| 6968 | 0.9986
| 6969 | -0.34643
| 6970 | -0.38034
| 6971 | -0.30474
| 6972 | -0.086451
| 6973 | -0.083419
| 6974 | -0.087081
| 6975 | -0.12715
| 6976 | -0.056501
| 6977 | -0.045955
| 6978 | -0.24301
| 6979 | -0.28502
| 6980 | 1.3234
| 6981 | 3.3231
| 6982 | 0
| 6983 | 0
| 6984 | 0
| 6985 | 0
| 6986 | 0
| 6987 | 0
| 6988 | 0.10624
| 6989 | 0.64359
| 6990 | 254.8436
| 6991 | 122.5376
| 6992 | 27.6793
| 6993 | 8.5916
| 6994 | 5.9996
| 6995 | 3.625
| 6996 | 1.2582
| 6997 | -5.8684
| 6998 | -10.6251
| 6999 | -9.6488
| 7000 | -6.6633
| 7001 | 0.03677
| 7002 | 0
| 7003 | 0
| 7004 | 0
| 7005 | 0
| 7006 | 0
| 7007 | 0
| 7008 | 0
| 7009 | 0
| 7010 | 0
| 7011 | 0.058956
| 7012 | 0.04015
| 7013 | 0.53169
| 7014 | 0.59784
| 7015 | 0.01961
| 7016 | 0
| 7017 | 0
| 7018 | 0
| 7019 | 0
| 7020 | 0
| 7021 | 0
| 7022 | 0
| 7023 | 0
| 7024 | 0
| 7025 | 0
| 7026 | 0
| 7027 | 0
| 7028 | 0
| 7029 | 0
| 7030 | 0
| 7031 | 0
| 7032 | 0
| 7033 | 0
| 7034 | 0
| 7035 | 0
| 7036 | 0.24441
| 7037 | 0
| 7038 | 198.599
| 7039 | 66.8741
| 7040 | 4.775
| 7041 | 0.54625
| 7042 | 0.031922
| 7043 | 0
| 7044 | 0
| 7045 | 0
| 7046 | 0
| 7047 | -22.6992
| 7048 | -113.8673
| 7049 | -50.4238
| 7050 | -11.1605
| 7051 | -0.033983
| 7052 | -0.0051172
| 7053 | 0.39434
| 7054 | 0
| 7055 | 0
| 7056 | 0
| 7057 | 0
| 7058 | 0
| 7059 | 0
| 7060 | 0
| 7061 | 0
| 7062 | 110.6158
| 7063 | 19.8708
| 7064 | 0.18805
| 7065 | -0.093852
| 7066 | -25.6743
| 7067 | -102.141
| 7068 | -140.4535
| 7069 | -339.03
| 7070 | -438.9054
| 7071 | -517.1102
| 7072 | -584.1511
| 7073 | -431.6967
| 7074 | -96.7836
| 7075 | -1.8133
| 7076 | -0.011187
| 7077 | -0.0018235
| 7078 | 0
| 7079 | 0
| 7080 | 0
| 7081 | 0
| 7082 | 0
| 7083 | 0
| 7084 | 0
| 7085 | -0.012614
| 7086 | -254.7142
| 7087 | -203.8439
| 7088 | -545.221
| 7089 | -592.6266
| 7090 | -575.8146
| 7091 | -740.192
| 7092 | -663.9813
| 7093 | -717.4563
| 7094 | -587.2911
| 7095 | -376.7452
| 7096 | -244.1158
| 7097 | -134.7677
| 7098 | -58.4567
| 7099 | -0.095329
| 7100 | -0.20899
| 7101 | -0.16615
| 7102 | -0.01225
| 7103 | -0.046715
| 7104 | -0.032206
| 7105 | -0.037809
| 7106 | -0.038484
| 7107 | -0.027266
| 7108 | -0.026734
| 7109 | -0.057348
| 7110 | 75.5237
| 7111 | 10.2041
| 7112 | -0.023046
| 7113 | -0.080947
| 7114 | -0.22067
| 7115 | -0.082279
| 7116 | -0.21785
| 7117 | -0.038328
| 7118 | -0.031599
| 7119 | -0.037945
| 7120 | -0.073659
| 7121 | -0.064486
| 7122 | -0.051139
| 7123 | -0.30988
| 7124 | 0.15244
| 7125 | 1.7143
| 7126 | -0.0069979
| 7127 | -0.011275
| 7128 | -0.017735
| 7129 | -0.015308
| 7130 | -0.01193
| 7131 | -0.0095019
| 7132 | -0.0046531
| 7133 | -0.023309
| 7134 | 221.7133
| 7135 | 93.3565
| 7136 | 6.3854
| 7137 | 3.4048
| 7138 | 1.3395
| 7139 | -0.32886
| 7140 | -0.16624
| 7141 | -5.5027
| 7142 | -1.6543
| 7143 | -0.017229
| 7144 | -0.018507
| 7145 | -0.047489
| 7146 | -0.14556
| 7147 | -0.12458
| 7148 | -0.06998
| 7149 | -0.036165
| 7150 | 0
| 7151 | -0.00015066
| 7152 | 0
| 7153 | 0
| 7154 | 0
| 7155 | 0
| 7156 | 0
| 7157 | 0
| 7158 | 27.7449
| 7159 | 5.9022
| 7160 | 0.8345
| 7161 | 0.44456
| 7162 | 1.5364
| 7163 | 0.26074
| 7164 | 0
| 7165 | 0
| 7166 | 2.9171
| 7167 | 3.4594
| 7168 | 0.61827
| 7169 | 1.866
| 7170 | 0
| 7171 | 0
| 7172 | 0
| 7173 | 0
| 7174 | 0
| 7175 | 0
| 7176 | 0
| 7177 | 0
| 7178 | 0
| 7179 | 0
| 7180 | 0
| 7181 | 0
| 7182 | 0
| 7183 | 0
| 7184 | 0
| 7185 | 0
| 7186 | 0
| 7187 | 0
| 7188 | 0
| 7189 | 0
| 7190 | 0
| 7191 | 0
| 7192 | 0
| 7193 | 0
| 7194 | 0
| 7195 | 0
| 7196 | 0
| 7197 | 0
| 7198 | 0
| 7199 | 0
| 7200 | 0
| 7201 | 0
| 7202 | 0
| 7203 | 0
| 7204 | 0
| 7205 | 0
| 7206 | 0
| 7207 | 39.2882
| 7208 | 5.389
| 7209 | -0.053254
| 7210 | -0.097257
| 7211 | -0.097132
| 7212 | -0.059992
| 7213 | -0.0046375
| 7214 | 0
| 7215 | 0
| 7216 | -3.8822
| 7217 | -2.7512
| 7218 | -0.18752
| 7219 | -0.22316
| 7220 | 0.18582
| 7221 | 1.1141
| 7222 | 2.7464
| 7223 | 0
| 7224 | 0
| 7225 | 0
| 7226 | 0
| 7227 | 0
| 7228 | 0
| 7229 | 0
| 7230 | 0
| 7231 | 32.7396
| 7232 | 2.0935
| 7233 | -19.2412
| 7234 | -161.1523
| 7235 | -235.4013
| 7236 | -348.3272
| 7237 | -278.5051
| 7238 | -420.8666
| 7239 | -434.834
| 7240 | -436.637
| 7241 | -499.9199
| 7242 | -437.7737
| 7243 | -199.1416
| 7244 | -144.4314
| 7245 | -113.3075
| 7246 | -128.5775
| 7247 | 0
| 7248 | -0.43886
| 7249 | 0
| 7250 | 0
| 7251 | 0
| 7252 | 0
| 7253 | 0
| 7254 | -0.017702
| 7255 | 13.2437
| 7256 | 0.1214
| 7257 | -0.06628
| 7258 | -0.11667
| 7259 | -0.65779
| 7260 | -0.72136
| 7261 | -0.53124
| 7262 | -0.64484
| 7263 | -0.13465
| 7264 | -0.13686
| 7265 | -0.18485
| 7266 | -0.12908
| 7267 | -0.53719
| 7268 | -0.3277
| 7269 | 4.4145
| 7270 | 8.1978
| 7271 | 0
| 7272 | 0
| 7273 | 0
| 7274 | 0
| 7275 | 0.11274
| 7276 | 3.0967
| 7277 | 7.1919
| 7278 | 9.1064
| 7279 | 378.8037
| 7280 | 120.4179
| 7281 | 7.7659
| 7282 | 5.4778
| 7283 | 4.1439
| 7284 | 1.7255
| 7285 | 1.0766
| 7286 | -0.20754
| 7287 | -0.097039
| 7288 | -0.077321
| 7289 | -0.033607
| 7290 | -0.23262
| 7291 | -0.18084
| 7292 | -0.044057
| 7293 | 1.5043
| 7294 | 3.5196
| 7295 | 0
| 7296 | 0
| 7297 | 0
| 7298 | 0
| 7299 | 0
| 7300 | 0
| 7301 | 0.34353
| 7302 | 1.0936
| 7303 | 250.7054
| 7304 | 69.8094
| 7305 | 4.2595
| 7306 | 1.1752
| 7307 | -0.0093825
| 7308 | -3.8004
| 7309 | -11.2941
| 7310 | -39.2738
| 7311 | -68.2274
| 7312 | -65.301
| 7313 | -12.5774
| 7314 | -0.24603
| 7315 | -0.24766
| 7316 | -0.026741
| 7317 | 2.4739
| 7318 | 5.2584
| 7319 | 0
| 7320 | 0
| 7321 | 0
| 7322 | 0
| 7323 | 0
| 7324 | 0.69494
| 7325 | 2.7356
| 7326 | 6.1226
| 7327 | 316.5229
| 7328 | 111.9902
| 7329 | 32.1498
| 7330 | 9.5218
| 7331 | 6.0953
| 7332 | 0.033218
| 7333 | -12.768
| 7334 | -18.7395
| 7335 | -19.5365
| 7336 | -14.7591
| 7337 | -1.5671
| 7338 | 1.9002
| 7339 | 0
| 7340 | 0
| 7341 | 0
| 7342 | 0
| 7343 | 0
| 7344 | 0
| 7345 | 0
| 7346 | 0
| 7347 | 0
| 7348 | 0
| 7349 | 0
| 7350 | 0
| 7351 | 0
| 7352 | 0
| 7353 | 0
| 7354 | 0
| 7355 | 0
| 7356 | 0
| 7357 | 0
| 7358 | 0
| 7359 | 0
| 7360 | 0
| 7361 | 0
| 7362 | 0
| 7363 | 0
| 7364 | 0
| 7365 | 0
| 7366 | 0
| 7367 | 0
| 7368 | 0
| 7369 | 0
| 7370 | 0
| 7371 | 0
| 7372 | 0
| 7373 | 0
| 7374 | 0
| 7375 | -13.3918
| 7376 | 0
| 7377 | -248.9636
| 7378 | -348.9764
| 7379 | -335.6856
| 7380 | -507.6714
| 7381 | -513.3186
| 7382 | -778.9444
| 7383 | -871.9457
| 7384 | -887.9604
| 7385 | -1022.7754
| 7386 | -859.1339
| 7387 | -642.252
| 7388 | -455.3466
| 7389 | -276.1306
| 7390 | -208.953
| 7391 | 0
| 7392 | 0
| 7393 | 0
| 7394 | 0
| 7395 | 0
| 7396 | 0
| 7397 | 0
| 7398 | 0
| 7399 | 1.4639
| 7400 | -0.23162
| 7401 | -0.1163
| 7402 | -0.13311
| 7403 | -0.35462
| 7404 | -0.34086
| 7405 | -0.29504
| 7406 | -0.38201
| 7407 | -0.051364
| 7408 | -0.081993
| 7409 | -0.1347
| 7410 | -0.12631
| 7411 | -0.47422
| 7412 | -0.43676
| 7413 | 1.7867
| 7414 | 5.4894
| 7415 | -0.0043709
| 7416 | -0.010047
| 7417 | -0.014988
| 7418 | -0.0039275
| 7419 | 0
| 7420 | 0
| 7421 | 1.3176
| 7422 | 2.9626
| 7423 | 343.4598
| 7424 | 194.1358
| 7425 | 24.3563
| 7426 | 20.5107
| 7427 | 26.9006
| 7428 | 12.3111
| 7429 | 18.4348
| 7430 | 9.9238
| 7431 | 9.8369
| 7432 | 10.1165
| 7433 | 10.1785
| 7434 | 10.6929
| 7435 | 18.0306
| 7436 | 36.1297
| 7437 | 70.8277
| 7438 | 84.4338
| 7439 | 0
| 7440 | 0
| 7441 | 0
| 7442 | 0
| 7443 | 0.04735
| 7444 | 4.6438
| 7445 | 8.1693
| 7446 | 7.409
| 7447 | 338.0992
| 7448 | 183.476
| 7449 | 20.2797
| 7450 | 14.997
| 7451 | 15.3501
| 7452 | 14.6872
| 7453 | 12.5128
| 7454 | 8.5686
| 7455 | 7.075
| 7456 | 6.1901
| 7457 | 4.2543
| 7458 | 10.3179
| 7459 | 25.3382
| 7460 | 50.3014
| 7461 | 107.1198
| 7462 | 136.9203
| 7463 | 0
| 7464 | 2.0331
| 7465 | 7.3535
| 7466 | 8.3171
| 7467 | 8.6365
| 7468 | 8.5257
| 7469 | 7.8374
| 7470 | 2.2659
| 7471 | 245.9195
| 7472 | 92.6076
| 7473 | 10.3819
| 7474 | 5.4403
| 7475 | 3.728
| 7476 | 0.17446
| 7477 | 0.00275
| 7478 | 0
| 7479 | 0
| 7480 | 0
| 7481 | 0
| 7482 | -0.011928
| 7483 | 0.032825
| 7484 | 0.81961
| 7485 | 4.9737
| 7486 | 6.3241
| 7487 | 0
| 7488 | 0
| 7489 | 0
| 7490 | 0
| 7491 | 0
| 7492 | 0
| 7493 | 0
| 7494 | 0
| 7495 | 62.1325
| 7496 | 12.4387
| 7497 | 6.5036
| 7498 | 8.14
| 7499 | 12.3918
| 7500 | 12.6005
| 7501 | 11.6964
| 7502 | 10.1644
| 7503 | 41.7121
| 7504 | 67.1184
| 7505 | 57.2333
| 7506 | 84.942
| 7507 | 0
| 7508 | 0
| 7509 | 0
| 7510 | 0
| 7511 | 0.10518
| 7512 | 4.1611
| 7513 | 6.672
| 7514 | 10.1166
| 7515 | 12.6919
| 7516 | 14.2202
| 7517 | 20.7898
| 7518 | 35.3165
| 7519 | 28.2044
| 7520 | 23.2359
| 7521 | 26.7489
| 7522 | 46.5908
| 7523 | 75.037
| 7524 | 76.4328
| 7525 | 82.1972
| 7526 | 84.9797
| 7527 | 98.4465
| 7528 | 133.5249
| 7529 | 130.7722
| 7530 | 132.5851
| 7531 | 144.3531
| 7532 | 176.1808
| 7533 | 186.8046
| 7534 | 211.0266
| 7535 | 236.3331
| 7536 | 260.2159
| 7537 | 257.5465
| 7538 | 266.187
| 7539 | 273.5248
| 7540 | 280.3045
| 7541 | 273.6637
| 7542 | 254.087
| 7543 | 789.7448
| 7544 | 546.0615
| 7545 | 313.6098
| 7546 | 278.1022
| 7547 | 271.0725
| 7548 | 233.0263
| 7549 | 254.7897
| 7550 | 150.1032
| 7551 | 105.3871
| 7552 | 122.5149
| 7553 | 126.3714
| 7554 | 180.9593
| 7555 | 260.5718
| 7556 | 284.6732
| 7557 | 338.397
| 7558 | 391.2426
| 7559 | 35.9046
| 7560 | 144.4772
| 7561 | 204.9129
| 7562 | 237.1208
| 7563 | 257.0683
| 7564 | 241.9464
| 7565 | 196.281
| 7566 | 147.4552
| 7567 | 668.0049
| 7568 | 418.3038
| 7569 | 197.3831
| 7570 | 172.0713
| 7571 | 184.7914
| 7572 | 152.0553
| 7573 | 174.2214
| 7574 | 101.8685
| 7575 | 89.1345
| 7576 | 82.8808
| 7577 | 46.8741
| 7578 | 60.7728
| 7579 | 105.0882
| 7580 | 123.1919
| 7581 | 164.0068
| 7582 | 174.4591
| 7583 | 0
| 7584 | 1.3868
| 7585 | 2.6097
| 7586 | 3.4589
| 7587 | 3.9059
| 7588 | 6.4125
| 7589 | 7.2975
| 7590 | 5.3785
| 7591 | 352.8767
| 7592 | 166.3552
| 7593 | 14.4664
| 7594 | 8.9022
| 7595 | 7.5433
| 7596 | 4.673
| 7597 | 4.0092
| 7598 | 0.14043
| 7599 | 0
| 7600 | 0
| 7601 | -0.0087001
| 7602 | -0.11356
| 7603 | 2.8612
| 7604 | 5.518
| 7605 | 9.5566
| 7606 | 9.0296
| 7607 | 0
| 7608 | 0
| 7609 | 0
| 7610 | 0
| 7611 | 0
| 7612 | 0
| 7613 | 0
| 7614 | 0
| 7615 | 132.1716
| 7616 | 22.4817
| 7617 | 0.49317
| 7618 | -0.045619
| 7619 | -0.046401
| 7620 | -0.090735
| 7621 | -0.018955
| 7622 | -0.18075
| 7623 | -0.33541
| 7624 | -0.34651
| 7625 | -0.40067
| 7626 | -0.2395
| 7627 | 3.1268
| 7628 | 6.565
| 7629 | 15.6061
| 7630 | 47.4829
| 7631 | 0
| 7632 | 0
| 7633 | 0
| 7634 | 1.8619
| 7635 | 5.2559
| 7636 | 8.253
| 7637 | 12.2219
| 7638 | 12.8868
| 7639 | 414.9504
| 7640 | 194.1485
| 7641 | 23.6522
| 7642 | 7.0479
| 7643 | 5.0491
| 7644 | 2.4647
| 7645 | 1.5957
| 7646 | -0.048426
| 7647 | -0.11359
| 7648 | -0.24149
| 7649 | -0.44713
| 7650 | -0.050244
| 7651 | 3.3667
| 7652 | 5.6513
| 7653 | 13.9886
| 7654 | 31.6513
| 7655 | 0
| 7656 | 0
| 7657 | 0
| 7658 | 0
| 7659 | 0.18634
| 7660 | 1.7283
| 7661 | 3.5809
| 7662 | 4.1662
| 7663 | 302.5717
| 7664 | 125.9455
| 7665 | 37.0907
| 7666 | 8.0606
| 7667 | 5.5371
| 7668 | -1.9198
| 7669 | -16.1134
| 7670 | -19.6946
| 7671 | -21.167
| 7672 | -12.6122
| 7673 | 1.5218
| 7674 | 2.7921
| 7675 | 0
| 7676 | 0
| 7677 | 0
| 7678 | 0
| 7679 | 0
| 7680 | 0
| 7681 | 0
| 7682 | 0
| 7683 | 0
| 7684 | 0
| 7685 | 0
| 7686 | 0
| 7687 | 0
| 7688 | 0
| 7689 | 0
| 7690 | 0
| 7691 | 0
| 7692 | 0
| 7693 | 0
| 7694 | 0
| 7695 | 0
| 7696 | 0
| 7697 | 0
| 7698 | 0
| 7699 | 0
| 7700 | 0
| 7701 | 0
| 7702 | 0
| 7703 | 0
| 7704 | 0
| 7705 | 0
| 7706 | 0
| 7707 | 0
| 7708 | 0
| 7709 | 0
| 7710 | 0
| 7711 | -8.3666
| 7712 | 0
| 7713 | 0
| 7714 | -0.0053042
| 7715 | -0.071428
| 7716 | -0.13535
| 7717 | -0.11424
| 7718 | -0.18284
| 7719 | -0.23731
| 7720 | -0.24572
| 7721 | -0.3471
| 7722 | -0.32022
| 7723 | -0.19041
| 7724 | -0.13143
| 7725 | 0.1419
| 7726 | 1.8531
| 7727 | 0
| 7728 | 0
| 7729 | 0
| 7730 | 0
| 7731 | 0
| 7732 | 0
| 7733 | 0
| 7734 | 0
| 7735 | 145.9785
| 7736 | 39.092
| 7737 | 0.47435
| 7738 | -0.19268
| 7739 | -0.2598
| 7740 | -0.31249
| 7741 | -0.264
| 7742 | -0.24913
| 7743 | -0.23112
| 7744 | -0.27231
| 7745 | -0.082823
| 7746 | -0.35855
| 7747 | -0.252
| 7748 | -0.26105
| 7749 | 1.6433
| 7750 | 2.7098
| 7751 | 0
| 7752 | 0
| 7753 | 0
| 7754 | 0
| 7755 | 0
| 7756 | 0
| 7757 | 0
| 7758 | 0
| 7759 | 141.1557
| 7760 | 40.3555
| 7761 | 2.7687
| 7762 | 1.6205
| 7763 | 3.4819
| 7764 | 1.4852
| 7765 | 4.1235
| 7766 | 3.0081
| 7767 | 4.8243
| 7768 | 6.2347
| 7769 | 4.0425
| 7770 | 8.7362
| 7771 | 29.3363
| 7772 | 83.6077
| 7773 | 156.4065
| 7774 | 204.0359
| 7775 | 3.3525
| 7776 | 15.1273
| 7777 | 21.6032
| 7778 | 85.4473
| 7779 | 164.2215
| 7780 | 232.3697
| 7781 | 287.1543
| 7782 | 306.2093
| 7783 | 717.3655
| 7784 | 515.9018
| 7785 | 347.3147
| 7786 | 330.6647
| 7787 | 337.498
| 7788 | 313.6169
| 7789 | 344.3385
| 7790 | 297.2579
| 7791 | 290.851
| 7792 | 295.5331
| 7793 | 268.9293
| 7794 | 290.4113
| 7795 | 350.2198
| 7796 | 364.1898
| 7797 | 418.3103
| 7798 | 448.9866
| 7799 | 100.157
| 7800 | 185.0094
| 7801 | 230.4717
| 7802 | 246.5616
| 7803 | 265.1563
| 7804 | 279.2915
| 7805 | 343.0451
| 7806 | 397.6236
| 7807 | 874.5527
| 7808 | 567.1736
| 7809 | 243.4442
| 7810 | 163.6007
| 7811 | 154.3497
| 7812 | 131.3631
| 7813 | 138.7758
| 7814 | 85.4679
| 7815 | 88.5619
| 7816 | 95.237
| 7817 | 88.3426
| 7818 | 118.907
| 7819 | 175.4312
| 7820 | 224.4075
| 7821 | 286.3188
| 7822 | 335.582
| 7823 | 26.4192
| 7824 | 77.8434
| 7825 | 143.8642
| 7826 | 194.8106
| 7827 | 183.3945
| 7828 | 181.6298
| 7829 | 194.5039
| 7830 | 189.3324
| 7831 | 674.2381
| 7832 | 443.3622
| 7833 | 282.7702
| 7834 | 219.9671
| 7835 | 196.8329
| 7836 | 149.0926
| 7837 | 105.927
| 7838 | 76.639
| 7839 | 141.5899
| 7840 | 139.8072
| 7841 | 99.4337
| 7842 | 103.088
| 7843 | 0
| 7844 | 0
| 7845 | 0
| 7846 | 0
| 7847 | 0
| 7848 | 0
| 7849 | 0
| 7850 | 0
| 7851 | 0
| 7852 | 0
| 7853 | 0
| 7854 | 0
| 7855 | 0
| 7856 | 0
| 7857 | 0
| 7858 | 0
| 7859 | 0
| 7860 | 0
| 7861 | 0
| 7862 | 0
| 7863 | 0
| 7864 | 0
| 7865 | 0
| 7866 | 0
| 7867 | 0
| 7868 | 0.16309
| 7869 | 0.4862
| 7870 | 3.8384
| 7871 | 5.9498
| 7872 | 8.2791
| 7873 | 8.9941
| 7874 | 9.515
| 7875 | 9.7847
| 7876 | 11.3162
| 7877 | 12.0233
| 7878 | 11.5617
| 7879 | 471.3
| 7880 | 282.2869
| 7881 | 86.9265
| 7882 | 57.5477
| 7883 | 59.1721
| 7884 | 34.5841
| 7885 | 44.4372
| 7886 | 11.2793
| 7887 | 9.2539
| 7888 | 8.48
| 7889 | 5.2063
| 7890 | 5.0681
| 7891 | 5.2083
| 7892 | 4.7616
| 7893 | 7.1316
| 7894 | 7.2135
| 7895 | 0
| 7896 | 0
| 7897 | 0
| 7898 | 0
| 7899 | 0
| 7900 | 0
| 7901 | 0.60985
| 7902 | 2.2175
| 7903 | 313.8632
| 7904 | 189.1527
| 7905 | 54.8891
| 7906 | 53.0358
| 7907 | 74.5965
| 7908 | 62.6552
| 7909 | 93.0503
| 7910 | 42.6521
| 7911 | 47.2951
| 7912 | 52.4193
| 7913 | 24.145
| 7914 | 44.1681
| 7915 | 103.0453
| 7916 | 128.424
| 7917 | 176.3515
| 7918 | 198.1262
| 7919 | 0.42954
| 7920 | 4.9347
| 7921 | 9.5794
| 7922 | 12.539
| 7923 | 14.6793
| 7924 | 16.8872
| 7925 | 18.3534
| 7926 | 17.5376
| 7927 | 473.4209
| 7928 | 271.0181
| 7929 | 83.6176
| 7930 | 62.2352
| 7931 | 61.4475
| 7932 | 32.1573
| 7933 | 56.9837
| 7934 | 16.117
| 7935 | 20.3367
| 7936 | 26.6199
| 7937 | 22.2066
| 7938 | 53.8681
| 7939 | 118.8941
| 7940 | 135.3652
| 7941 | 172.9061
| 7942 | 186.935
| 7943 | 0.18021
| 7944 | 4.0259
| 7945 | 8.6732
| 7946 | 10.6506
| 7947 | 12.1443
| 7948 | 13.4886
| 7949 | 15.0305
| 7950 | 14.8301
| 7951 | 431.0824
| 7952 | 247.2174
| 7953 | 71.5532
| 7954 | 53.52
| 7955 | 45.7897
| 7956 | 18.2302
| 7957 | 24.242
| 7958 | 12.3013
| 7959 | 13.7312
| 7960 | 12.7205
| 7961 | 10.0565
| 7962 | 11.8344
| 7963 | 31.7956
| 7964 | 46.4451
| 7965 | 85.0938
| 7966 | 107.9306
| 7967 | 0
| 7968 | 0
| 7969 | 0.59621
| 7970 | 3.5335
| 7971 | 5.863
| 7972 | 6.6489
| 7973 | 8.5168
| 7974 | 7.9484
| 7975 | 342.7952
| 7976 | 190.307
| 7977 | 28.0282
| 7978 | 19.3248
| 7979 | 19.9696
| 7980 | 14.3423
| 7981 | 28.8711
| 7982 | 11.1774
| 7983 | 10.3064
| 7984 | 11.0093
| 7985 | 7.0391
| 7986 | 10.9786
| 7987 | 15.0284
| 7988 | 23.5644
| 7989 | 51.3466
| 7990 | 59.2157
| 7991 | 0
| 7992 | 0
| 7993 | 0
| 7994 | 0
| 7995 | 0
| 7996 | 0
| 7997 | 0
| 7998 | 0
| 7999 | 207.6277
| 8000 | 94.437
| 8001 | 19.1249
| 8002 | 14.9623
| 8003 | 26.036
| 8004 | 20.8917
| 8005 | 13.0182
| 8006 | 10.9687
| 8007 | 50.9253
| 8008 | 74.8083
| 8009 | 67.9861
| 8010 | 108.123
| 8011 | 0
| 8012 | 0
| 8013 | 0
| 8014 | 0
| 8015 | 0
| 8016 | 1.5984
| 8017 | 4.6404
| 8018 | 7.3216
| 8019 | 9.7707
| 8020 | 12.1232
| 8021 | 13.4893
| 8022 | 12.7435
| 8023 | 10.4157
| 8024 | 7.8005
| 8025 | 5.2048
| 8026 | 4.6443
| 8027 | 4.1314
| 8028 | 0.25216
| 8029 | 0
| 8030 | 0
| 8031 | 0
| 8032 | 0
| 8033 | 0
| 8034 | 0
| 8035 | 0
| 8036 | 0
| 8037 | 0
| 8038 | 0
| 8039 | 1.7893
| 8040 | 6.8515
| 8041 | 9.7253
| 8042 | 10.6732
| 8043 | 10.0118
| 8044 | 9.1253
| 8045 | 8.7541
| 8046 | 7.2928
| 8047 | 390.0482
| 8048 | 219.6722
| 8049 | 38.9663
| 8050 | 25.4207
| 8051 | 31.5724
| 8052 | 17.4026
| 8053 | 37.7921
| 8054 | 11.6162
| 8055 | 10.7976
| 8056 | 10.8049
| 8057 | 9.5196
| 8058 | 12.4031
| 8059 | 65.0037
| 8060 | 90.1011
| 8061 | 133.0951
| 8062 | 157.8142
| 8063 | 0
| 8064 | 1.1903
| 8065 | 5.6707
| 8066 | 7.6443
| 8067 | 8.1802
| 8068 | 8.5146
| 8069 | 10.0068
| 8070 | 10.4903
| 8071 | 408.8742
| 8072 | 238.5202
| 8073 | 67.7821
| 8074 | 52.1077
| 8075 | 52.5659
| 8076 | 31.5646
| 8077 | 51.2682
| 8078 | 14.1778
| 8079 | 20.3371
| 8080 | 36.3856
| 8081 | 21.2438
| 8082 | 46.8505
| 8083 | 101.8402
| 8084 | 127.6386
| 8085 | 175.788
| 8086 | 205.7645
| 8087 | 0.97259
| 8088 | 7.6173
| 8089 | 12.3562
| 8090 | 15.7128
| 8091 | 20.6266
| 8092 | 47.5013
| 8093 | 76.33
| 8094 | 82.6581
| 8095 | 577.257
| 8096 | 335.4782
| 8097 | 119.0287
| 8098 | 71.4237
| 8099 | 83.709
| 8100 | 74.4644
| 8101 | 105.866
| 8102 | 69.5338
| 8103 | 56.5284
| 8104 | 65.0831
| 8105 | 56.4499
| 8106 | 77.5377
| 8107 | 132.16
| 8108 | 157.6437
| 8109 | 208.6497
| 8110 | 235.1536
| 8111 | 4.1112
| 8112 | 14.9461
| 8113 | 29.9303
| 8114 | 67.8814
| 8115 | 112.4687
| 8116 | 154.4516
| 8117 | 178.9787
| 8118 | 173.9314
| 8119 | 635.8913
| 8120 | 419.3001
| 8121 | 226.3375
| 8122 | 206.7323
| 8123 | 213.2058
| 8124 | 206.579
| 8125 | 250.6338
| 8126 | 198.8309
| 8127 | 195.888
| 8128 | 200.0174
| 8129 | 172.7086
| 8130 | 195.7865
| 8131 | 249.9055
| 8132 | 265.0936
| 8133 | 307.79
| 8134 | 328.0469
| 8135 | 10.8337
| 8136 | 26.6232
| 8137 | 56.6625
| 8138 | 75.8604
| 8139 | 93.2205
| 8140 | 107.1716
| 8141 | 115.5086
| 8142 | 102.3697
| 8143 | 594.0613
| 8144 | 372.5011
| 8145 | 178.0996
| 8146 | 174.4252
| 8147 | 172.4787
| 8148 | 155.1327
| 8149 | 189.3527
| 8150 | 146.5234
| 8151 | 156.4472
| 8152 | 174.3627
| 8153 | 161.7952
| 8154 | 198.9925
| 8155 | 266.2237
| 8156 | 293.5399
| 8157 | 350.772
| 8158 | 383.2535
| 8159 | 32.5374
| 8160 | 115.6569
| 8161 | 165.8847
| 8162 | 200.4512
| 8163 | 231.2982
| 8164 | 261.6136
| 8165 | 292.7257
| 8166 | 303.1661
| 8167 | 771.6712
| 8168 | 585.0057
| 8169 | 449.4108
| 8170 | 446.061
| 8171 | 472.5382
| 8172 | 461.0077
| 8173 | 440.116
| 8174 | 426.9748
| 8175 | 479.737
| 8176 | 503.3953
| 8177 | 477.7916
| 8178 | 485.0382
| 8179 | 65.8486
| 8180 | 195.2147
| 8181 | 261.1956
| 8182 | 339.6819
| 8183 | 392.8847
| 8184 | 427.7687
| 8185 | 441.6201
| 8186 | 446.6802
| 8187 | 447.3927
| 8188 | 446.2514
| 8189 | 448.4258
| 8190 | 436.6505
| 8191 | 405.5484
| 8192 | 383.6381
| 8193 | 348.739
| 8194 | 307.342
| 8195 | 303.1038
| 8196 | 248.9293
| 8197 | 230.5489
| 8198 | 256.2875
| 8199 | 330.6342
| 8200 | 397.7363
| 8201 | 398.7519
| 8202 | 395.2732
| 8203 | 405.1656
| 8204 | 421.3724
| 8205 | 414.5227
| 8206 | 424.7387
| 8207 | 435.1473
| 8208 | 444.3697
| 8209 | 417.6277
| 8210 | 412.4502
| 8211 | 411.7946
| 8212 | 408.715
| 8213 | 391.6204
| 8214 | 343.404
| 8215 | 1184.6477
| 8216 | 825.8145
| 8217 | 454.1751
| 8218 | 400.3768
| 8219 | 386.4356
| 8220 | 342.2109
| 8221 | 388.1301
| 8222 | 329.5347
| 8223 | 347.0016
| 8224 | 363.6603
| 8225 | 357.6497
| 8226 | 415.2992
| 8227 | 516.3966
| 8228 | 552.3663
| 8229 | 613.3073
| 8230 | 669.5919
| 8231 | 279.8761
| 8232 | 423.1784
| 8233 | 453.8521
| 8234 | 482.5636
| 8235 | 513.3389
| 8236 | 542.9088
| 8237 | 565.8495
| 8238 | 564.2336
| 8239 | 1166.8567
| 8240 | 843.1335
| 8241 | 547.7616
| 8242 | 487.954
| 8243 | 483.3216
| 8244 | 450.5483
| 8245 | 513.1389
| 8246 | 448.6724
| 8247 | 450.6914
| 8248 | 461.5353
| 8249 | 443.3897
| 8250 | 480.4442
| 8251 | 568.1785
| 8252 | 619.1397
| 8253 | 702.1592
| 8254 | 787.8487
| 8255 | 478.2126
| 8256 | 658.2195
| 8257 | 706.8284
| 8258 | 747.3951
| 8259 | 789.6159
| 8260 | 826.5012
| 8261 | 872.2471
| 8262 | 909.5338
| 8263 | 1497.0254
| 8264 | 1159.616
| 8265 | 729.0109
| 8266 | 649.4252
| 8267 | 587.3271
| 8268 | 538.9989
| 8269 | 502.9816
| 8270 | 417.575
| 8271 | 396.7234
| 8272 | 449.0498
| 8273 | 444.5399
| 8274 | 484.7424
| 8275 | 573.0476
| 8276 | 614.2031
| 8277 | 639.6383
| 8278 | 669.2955
| 8279 | 365.7308
| 8280 | 574.8924
| 8281 | 692.0373
| 8282 | 762.4871
| 8283 | 816.7345
| 8284 | 866.7274
| 8285 | 877.3375
| 8286 | 843.1091
| 8287 | 1373.1087
| 8288 | 1041.2302
| 8289 | 728.7312
| 8290 | 679.6275
| 8291 | 673.6718
| 8292 | 586.7856
| 8293 | 599.0659
| 8294 | 495.995
| 8295 | 481.4462
| 8296 | 468.5725
| 8297 | 425.9533
| 8298 | 446.7141
| 8299 | 503.4576
| 8300 | 523.1979
| 8301 | 563.555
| 8302 | 581.956
| 8303 | 186.2089
| 8304 | 317.7908
| 8305 | 347.574
| 8306 | 364.5077
| 8307 | 379.213
| 8308 | 391.0369
| 8309 | 396.6352
| 8310 | 381.8655
| 8311 | 902.1703
| 8312 | 657.6536
| 8313 | 430.4952
| 8314 | 406.035
| 8315 | 391.3624
| 8316 | 353.2801
| 8317 | 390.0273
| 8318 | 301.7646
| 8319 | 287.871
| 8320 | 289.9552
| 8321 | 243.8877
| 8322 | 265.8325
| 8323 | 326.408
| 8324 | 335.5106
| 8325 | 364.5875
| 8326 | 368.3417
| 8327 | 10.9721
| 8328 | 28.8796
| 8329 | 50.4527
| 8330 | 55.1926
| 8331 | 60.0689
| 8332 | 62.2256
| 8333 | 65.7585
| 8334 | 55.6128
| 8335 | 588.6938
| 8336 | 384.0426
| 8337 | 281.5594
| 8338 | 277.6479
| 8339 | 275.8501
| 8340 | 256.7981
| 8341 | 251.9823
| 8342 | 228.3701
| 8343 | 295.4314
| 8344 | 309.2242
| 8345 | 274.1587
| 8346 | 280.687
| 8347 | 0.49388
| 8348 | 8.2233
| 8349 | 9.8103
| 8350 | 12.7404
| 8351 | 18.6229
| 8352 | 52.4455
| 8353 | 74.0771
| 8354 | 96.5068
| 8355 | 118.5011
| 8356 | 139.5521
| 8357 | 152.1963
| 8358 | 142.296
| 8359 | 113.02
| 8360 | 98.8875
| 8361 | 92.7447
| 8362 | 112.3166
| 8363 | 125.8753
| 8364 | 110.7873
| 8365 | 108.3327
| 8366 | 104.9538
| 8367 | 110.5405
| 8368 | 121.9668
| 8369 | 105.8333
| 8370 | 98.5623
| 8371 | 104.2931
| 8372 | 128.4283
| 8373 | 135.6199
| 8374 | 159.7894
| 8375 | 182.4811
| 8376 | 203.8584
| 8377 | 195.6501
| 8378 | 204.6673
| 8379 | 215.716
| 8380 | 226.8004
| 8381 | 235.0147
| 8382 | 223.286
| 8383 | 867.2826
| 8384 | 566.1586
| 8385 | 302.6096
| 8386 | 223.1583
| 8387 | 197.8537
| 8388 | 161.5704
| 8389 | 167.2162
| 8390 | 94.2068
| 8391 | 78.413
| 8392 | 70.6002
| 8393 | 55.923
| 8394 | 86.3062
| 8395 | 153.4867
| 8396 | 190.1702
| 8397 | 248.9273
| 8398 | 285.1684
| 8399 | 5.5193
| 8400 | 27.5468
| 8401 | 53.2108
| 8402 | 70.2851
| 8403 | 89.3149
| 8404 | 107.6162
| 8405 | 132.9864
| 8406 | 146.8436
| 8407 | 664.6974
| 8408 | 434.5396
| 8409 | 173.3528
| 8410 | 128.1669
| 8411 | 134.7226
| 8412 | 121.8544
| 8413 | 138.6279
| 8414 | 76.402
| 8415 | 67.119
| 8416 | 70.8118
| 8417 | 65.0447
| 8418 | 92.1308
| 8419 | 146.0993
| 8420 | 183.6786
| 8421 | 245.9621
| 8422 | 286.5206
| 8423 | 8.573
| 8424 | 42.4188
| 8425 | 90.6468
| 8426 | 134.8189
| 8427 | 171.4127
| 8428 | 205.5464
| 8429 | 219.8947
| 8430 | 205.194
| 8431 | 674.5133
| 8432 | 450.8215
| 8433 | 240.1675
| 8434 | 208.5449
| 8435 | 218.6102
| 8436 | 206.9574
| 8437 | 249.5409
| 8438 | 180.1763
| 8439 | 172.8283
| 8440 | 177.4824
| 8441 | 142.4674
| 8442 | 163.6003
| 8443 | 217.4915
| 8444 | 233.677
| 8445 | 281.2397
| 8446 | 304.562
| 8447 | 7.8853
| 8448 | 17.682
| 8449 | 29.4417
| 8450 | 48.3433
| 8451 | 64.9339
| 8452 | 78.0159
| 8453 | 92.2321
| 8454 | 89.2804
| 8455 | 583.9199
| 8456 | 372.5699
| 8457 | 163.9617
| 8458 | 138.706
| 8459 | 141.8725
| 8460 | 121.0608
| 8461 | 148.9614
| 8462 | 90.8476
| 8463 | 87.6087
| 8464 | 89.8982
| 8465 | 65.9389
| 8466 | 91.7748
| 8467 | 148.0229
| 8468 | 173.4333
| 8469 | 223.7343
| 8470 | 256.2505
| 8471 | 4.0003
| 8472 | 12.8299
| 8473 | 15.8987
| 8474 | 20.6584
| 8475 | 42.5518
| 8476 | 71.185
| 8477 | 85.9676
| 8478 | 75.5381
| 8479 | 559.1492
| 8480 | 346.5107
| 8481 | 147.6235
| 8482 | 121.7714
| 8483 | 120.1848
| 8484 | 92.6442
| 8485 | 116.4908
| 8486 | 60.5679
| 8487 | 56.9535
| 8488 | 58.8541
| 8489 | 41.5314
| 8490 | 75.3468
| 8491 | 138.5241
| 8492 | 161.984
| 8493 | 207.2755
| 8494 | 227.7812
| 8495 | 1.8746
| 8496 | 9.269
| 8497 | 13.9158
| 8498 | 15.7252
| 8499 | 16.9555
| 8500 | 18.5855
| 8501 | 26.3237
| 8502 | 24.334
| 8503 | 505.0337
| 8504 | 329.942
| 8505 | 236.4179
| 8506 | 226.7598
| 8507 | 239.9196
| 8508 | 221.5277
| 8509 | 203.7086
| 8510 | 199.1846
| 8511 | 272.7641
| 8512 | 291.1329
| 8513 | 262.0933
| 8514 | 272.8558
| 8515 | 1.0765
| 8516 | 9.4251
| 8517 | 11.7585
| 8518 | 15.2809
| 8519 | 39.2042
| 8520 | 88.2838
| 8521 | 119.0337
| 8522 | 146.4446
| 8523 | 170.0763
| 8524 | 192.909
| 8525 | 218.657
| 8526 | 224.4263
| 8527 | 212.7042
| 8528 | 192.1858
| 8529 | 154.5256
| 8530 | 116.6541
| 8531 | 153.2264
| 8532 | 153.0798
| 8533 | 152.6257
| 8534 | 145.3767
| 8535 | 144.7242
| 8536 | 157.6794
| 8537 | 143.9188
| 8538 | 144.0544
| 8539 | 158.18
| 8540 | 184.9924
| 8541 | 190.6205
| 8542 | 213.2181
| 8543 | 249.1338
| 8544 | 294.2255
| 8545 | 308.005
| 8546 | 321.4436
| 8547 | 328.7772
| 8548 | 336.0552
| 8549 | 332.8764
| 8550 | 304.692
| 8551 | 941.8083
| 8552 | 627.3447
| 8553 | 384.9672
| 8554 | 329.8638
| 8555 | 299.7606
| 8556 | 256.3208
| 8557 | 270.3789
| 8558 | 184.9113
| 8559 | 139.2908
| 8560 | 130.4635
| 8561 | 111.0099
| 8562 | 150.368
| 8563 | 225.6213
| 8564 | 244.6305
| 8565 | 283.1694
| 8566 | 294.2637
| 8567 | 4.247
| 8568 | 12.894
| 8569 | 15.4936
| 8570 | 27.3982
| 8571 | 56.3392
| 8572 | 84.5095
| 8573 | 113.4341
| 8574 | 129.1458
| 8575 | 672.0026
| 8576 | 423.382
| 8577 | 149.2086
| 8578 | 106.4877
| 8579 | 106.0014
| 8580 | 79.956
| 8581 | 92.443
| 8582 | 39.1222
| 8583 | 33.5639
| 8584 | 29.4403
| 8585 | 16.6309
| 8586 | 29.0996
| 8587 | 65.0341
| 8588 | 79.6299
| 8589 | 113.6844
| 8590 | 126.836
| 8591 | 0
| 8592 | 0
| 8593 | 0.60601
| 8594 | 1.2832
| 8595 | 1.0659
| 8596 | 0.71972
| 8597 | 2.1543
| 8598 | 3.8449
| 8599 | 345.8852
| 8600 | 214.8548
| 8601 | 70.3452
| 8602 | 72.1626
| 8603 | 77.5838
| 8604 | 57.0752
| 8605 | 85.6131
| 8606 | 49.4422
| 8607 | 61.9032
| 8608 | 84.1876
| 8609 | 85.2948
| 8610 | 131.1147
| 8611 | 206.5664
| 8612 | 244.7106
| 8613 | 303.5072
| 8614 | 345.1787
| 8615 | 32.896
| 8616 | 122.0617
| 8617 | 196.4625
| 8618 | 249.4675
| 8619 | 298.968
| 8620 | 346.9468
| 8621 | 373.4
| 8622 | 371.241
| 8623 | 860.847
| 8624 | 593.1366
| 8625 | 373.343
| 8626 | 323.2067
| 8627 | 320.8717
| 8628 | 273.1772
| 8629 | 279.0515
| 8630 | 221.4312
| 8631 | 218.268
| 8632 | 242.8599
| 8633 | 263.0765
| 8634 | 307.0494
| 8635 | 381.2017
| 8636 | 414.3403
| 8637 | 472.7977
| 8638 | 538.4619
| 8639 | 200.1047
| 8640 | 288.2166
| 8641 | 348.5397
| 8642 | 385.9742
| 8643 | 418.5575
| 8644 | 448.2573
| 8645 | 473.0905
| 8646 | 475.0171
| 8647 | 972.7252
| 8648 | 698.4944
| 8649 | 421.4392
| 8650 | 344.0235
| 8651 | 323.6752
| 8652 | 296.6824
| 8653 | 296.8793
| 8654 | 242.2106
| 8655 | 238.8235
| 8656 | 235.4819
| 8657 | 226.0193
| 8658 | 268.6782
| 8659 | 344.0173
| 8660 | 383.1917
| 8661 | 454.5029
| 8662 | 506.3238
| 8663 | 161.4353
| 8664 | 285.3082
| 8665 | 347.0128
| 8666 | 387.3541
| 8667 | 427.4389
| 8668 | 464.1116
| 8669 | 499.1432
| 8670 | 516.3951
| 8671 | 1003.1229
| 8672 | 752.886
| 8673 | 595.9244
| 8674 | 519.3093
| 8675 | 483.6636
| 8676 | 436.1399
| 8677 | 393.1434
| 8678 | 363.6088
| 8679 | 473.6816
| 8680 | 516.6047
| 8681 | 508.0236
| 8682 | 540.1738
| 8683 | 122.5867
| 8684 | 257.4188
| 8685 | 321.075
| 8686 | 389.0027
| 8687 | 430.3563
| 8688 | 456.7956
| 8689 | 461.3077
| 8690 | 478.469
| 8691 | 501.6185
| 8692 | 524.6661
| 8693 | 522.5812
| 8694 | 490.7156
| 8695 | 439.5983
| 8696 | 397.3187
| 8697 | 311.284
| 8698 | 262.2188
| 8699 | 259.2344
| 8700 | 248.684
| 8701 | 238.6551
| 8702 | 218.4049
| 8703 | 228.8833
| 8704 | 254.0721
| 8705 | 267.7574
| 8706 | 275.1903
| 8707 | 291.0412
| 8708 | 317.3966
| 8709 | 319.8864
| 8710 | 341.2249
| 8711 | 367.2461
| 8712 | 396.4461
| 8713 | 389.0831
| 8714 | 390.1155
| 8715 | 389.4204
| 8716 | 387.0209
| 8717 | 391.6194
| 8718 | 378.1081
| 8719 | 1265.6478
| 8720 | 918.5458
| 8721 | 517.1762
| 8722 | 467.6745
| 8723 | 454.721
| 8724 | 382.4974
| 8725 | 386.0096
| 8726 | 284.0686
| 8727 | 258.3005
| 8728 | 252.5019
| 8729 | 208.8461
| 8730 | 230.9689
| 8731 | 289.0981
| 8732 | 308.4378
| 8733 | 375.2855
| 8734 | 380.6622
| 8735 | 11.2428
| 8736 | 72.4414
| 8737 | 97.9165
| 8738 | 121.2818
| 8739 | 146.1843
| 8740 | 170.4671
| 8741 | 194.8552
| 8742 | 199.7785
| 8743 | 737.4077
| 8744 | 512.2299
| 8745 | 297.1574
| 8746 | 269.1794
| 8747 | 263.8387
| 8748 | 228.0926
| 8749 | 246.1753
| 8750 | 166.8349
| 8751 | 157.5501
| 8752 | 174.1293
| 8753 | 174.3214
| 8754 | 224.3998
| 8755 | 304.3362
| 8756 | 349.6825
| 8757 | 432.5046
| 8758 | 473.1354
| 8759 | 150.4835
| 8760 | 285.7486

## Pivot Tables (hidden)
Monthy Peak Electric Demand (kW) |  |  |  |  | Monthly Peak Heat Pump Loop Energy Demand (MBH) |  |  | Monthly Total Heat Pump Loop Energy Consumption (MMBtu) |  | Peak Daily Heat Absorbed from Geo-Loop (MBH) | [32 empty] | Peak Hourly Heat Absorbed from Geo-Loop (MBH) | [26 empty] | Peak Hourly Heat Rejected to Geo-Loop (MBH)
Mode (Heating/ Cooling) | Month | Max of Total Electric Demand | Total Peak Demand (kW) | Electric Cost ($) |  | Data |  | Month | (empty) | (empty) | Day | [31 empty] | (empty) |  | Hour | [24 empty] | (empty) |  | Hour
Cooling |  | 35.2251 | 35.2251 | 3880.0284 | Month | Max of Heating Load (MBH) | Max of Cooling Load (MBH) | 1 |  | Month | 1 | 2 | 3 | 4 | 5 | 6 | 7 | 8 | 9 | 10 | 11 | 12 | 13 | 14 | 15 | 16 | 17 | 18 | 19 | 20 | 21 | 22 | 23 | 24 | 25 | 26 | 27 | 28 | 29 | 30 | 31 | Total Result | Month | Day | 0 | 1 | 2 | 3 | 4 | 5 | 6 | 7 | 8 | 9 | 10 | 11 | 12 | 13 | 14 | 15 | 16 | 17 | 18 | 19 | 20 | 21 | 22 | 23 | Total Result | Month | Day | 0 | 1 | 2 | 3 | 4 | 5 | 6 | 7 | 8 | 9 | 10 | 11 | 12 | 13 | 14 | 15 | 16 | 17 | 18 | 19 | 20 | 21 | 22 | 23 | Total Result
| 3 | 12.4118 | 15.4118 | 249.7912 | 1 | 6294.4492 | 0 | 2 |  | 1 | [32 empty] | 1 | 1 | [25 empty] | 1 | 1
| 4 | 14.724 | 18.724 | 292.1877 | 2 | 6056.2254 | 0 | 3 |  | 2 | [33 empty] | 2 | [26 empty] | 2
| 5 | 27.5809 | 32.5809 | 469.5561 | 3 | 5282.2001 | 1326.304 | 4 |  | 3 | [33 empty] | 3 | [26 empty] | 3
| 6 | 28.5827 | 34.5827 | 495.1783 | 4 | 3368.5312 | 2574.355 | 5 |  | 4 | [33 empty] | 4 | [26 empty] | 4
| 7 | 35.2251 | 42.2251 | 593.0011 | 5 | 2666.4627 | 4678.2437 | 6 |  | 5 | [33 empty] | 5 | [26 empty] | 5
| 8 | 31.3867 | 39.3867 | 556.6693 | 6 | 1959.1873 | 4928.2099 | 7 |  | 6 | [33 empty] | 6 | [26 empty] | 6
| 9 | 28.4642 | 37.4642 | 532.0621 | 7 | 895.3518 | 6448.8394 | 8 |  | 7 | [33 empty] | 7 | [26 empty] | 7
| 10 | 12.4118 | 22.4118 | 339.3912 | 8 | 830.9725 | 6133.3249 | 9 |  | 8 | [33 empty] | 8 | [26 empty] | 8
| 11 | 12.4118 | 23.4118 | 352.1912 | 9 | 2164.3621 | 4798.534 | 10 |  | 9 | [33 empty] | 9 | [26 empty] | 9
Heating |  | 213.4402 | 213.4402 | 11139.9501 | 10 | 3627.4205 | 1810.4432 | 11 |  | 10 | [33 empty] | 10 | [26 empty] | 10
| 1 | 213.4402 | 214.4402 | 2797.354 | 11 | 4326.664 | 9.6232 | 12 |  | 11 | [33 empty] | 11 | [26 empty] | 11
| 2 | 199.8918 | 201.8918 | 2636.7349 | 12 | 5430.8007 | 0 | Total Result |  | 12 | [33 empty] | 12 | [26 empty] | 12
| 3 | 83.1785 | 86.1785 | 1155.6042 | Total Result | 6294.4492 | 6448.8394 |  |  | Total Result | [33 empty] | 13 | [26 empty] | 13
| 4 | 12.4118 | 16.4118 | 262.5912 | Monthly Peak Geo-Loop Energy Demand (MBH) |  |  | Monthly Total Geo-Loop Energy Consumption (MMBtu) | [35 empty] | 14 | [26 empty] | 14
| 5 | 12.4118 | 17.4118 | 275.3912 | Month | (empty) |  | Month | (empty) | Peak Daily Heat Rejected to Geo-Loop (MBH) | [33 empty] | 15 | [26 empty] | 15
| 6 | 12.4118 | 18.4118 | 288.1912 | 1 |  |  | 1 |  | (empty) | Day 1: Day |  |  | 16 | [26 empty] | 16
| 7 | 12.4118 | 19.4118 | 300.9912 | 2 |  |  | 2 |  | Month | 1 | 2 | 3 | 4 | 5 | 6 | 7 | 8 | 9 | 10 | 11 | 12 | 13 | 14 | 15 | 16 | 17 | 18 | 19 | 20 | 21 | 22 | 23 | 24 | 25 | 26 | 27 | 28 | 29 | 30 | 31 | Total Result |  | 17 | [26 empty] | 17
| 8 | 12.4118 | 20.4118 | 313.7912 | 3 |  |  | 3 |  | 1 | [33 empty] | 18 | [26 empty] | 18
| 9 | 12.4118 | 21.4118 | 326.5912 | 4 |  |  | 4 |  | 2 | [33 empty] | 19 | [26 empty] | 19
| 10 | 12.4118 | 22.4118 | 339.3912 | 5 |  |  | 5 |  | 3 | [33 empty] | 20 | [26 empty] | 20
| 11 | 35.5529 | 46.5529 | 648.3976 | 6 |  |  | 6 |  | 4 | [33 empty] | 21 | [26 empty] | 21
| 12 | 124.1251 | 136.1251 | 1794.9208 | 7 |  |  | 7 |  | 5 | [33 empty] | 22 | [26 empty] | 22
Total Result |  | 213.4402 | 213.4402 | 15019.9785 | 8 |  |  | 8 |  | 6 | [33 empty] | 23 | [26 empty] | 23
[5 empty] | 9 |  |  | 9 |  | 7 | [33 empty] | 24 | [26 empty] | 24
Monthy Electric Consumption (kWh) |  |  |  |  | 10 |  |  | 10 |  | 8 | [33 empty] | 25 | [26 empty] | 25
Mode (Heating/ Cooling) | Month | Sum of Total Electric Demand | Total Consumption (kWh) | Electric Cost ($) | 11 |  |  | 11 |  | 9 | [33 empty] | 26 | [26 empty] | 26
Cooling |  | 40491.6599 | 40491.6599 | 4284.3896 | 12 |  |  | 12 |  | 10 | [33 empty] | 27 | [26 empty] | 27
| 3 | 235.8245 | 238.8245 | 45.1365 | Total Result |  |  | Total Result |  | 11 | [33 empty] | 28 | [26 empty] | 28
| 4 | 1083.1164 | 1087.1164 | 130.797 | [5 empty] | 12 | [33 empty] | 29 | [26 empty] | 29
| 5 | 5106.283 | 5111.283 | 537.1574 | [5 empty] | Total Result | [33 empty] | 30 | [26 empty] | 30
| 6 | 7264.344 | 7270.344 | 755.1793 | [39 empty] | 31 | [26 empty] | 31
| 7 | 10505.3131 | 10512.3131 | 1082.5534 | [38 empty] | 2 | 1 | [25 empty] | 2 | 1
| 8 | 9475.589 | 9483.589 | 978.6728 | [39 empty] | 2 | [26 empty] | 2
| 9 | 5356.5955 | 5365.5955 | 562.8378 | [39 empty] | 3 | [26 empty] | 3
| 10 | 1439.7706 | 1449.7706 | 167.4178 | [39 empty] | 4 | [26 empty] | 4
| 11 | 24.8236 | 35.8236 | 24.6375 | [39 empty] | 5 | [26 empty] | 5
Heating |  | 79506.4509 | 79506.4509 | 8288.6779 | [39 empty] | 6 | [26 empty] | 6
| 1 | 13159.9938 | 13160.9938 | 1350.0172 | [39 empty] | 7 | [26 empty] | 7
| 2 | 10336.1498 | 10338.1498 | 1064.9664 | [39 empty] | 8 | [26 empty] | 8
| 3 | 9348.271 | 9351.271 | 965.3113 | [39 empty] | 9 | [26 empty] | 9
| 4 | 7856.6794 | 7860.6794 | 814.7914 | [39 empty] | 10 | [26 empty] | 10
| 5 | 4306.9001 | 4311.9001 | 456.4357 | [39 empty] | 11 | [26 empty] | 11
| 6 | 2159.656 | 2165.656 | 239.7079 | [39 empty] | 12 | [26 empty] | 12
| 7 | 508.8844 | 515.8844 | 73.114 | [39 empty] | 13 | [26 empty] | 13
| 8 | 968.1216 | 976.1216 | 119.5888 | [39 empty] | 14 | [26 empty] | 14
| 9 | 4046.252 | 4055.252 | 430.5193 | [39 empty] | 15 | [26 empty] | 15
| 10 | 7794.6203 | 7804.6203 | 809.1306 | [39 empty] | 16 | [26 empty] | 16
| 11 | 8934.8249 | 8945.8249 | 924.3694 | [39 empty] | 17 | [26 empty] | 17
| 12 | 10086.0976 | 10098.0976 | 1040.7259 | [39 empty] | 18 | [26 empty] | 18
Total Result |  | 119998.1108 | 119998.1108 | 12573.0674 | [39 empty] | 19 | [26 empty] | 19
[44 empty] | 20 | [26 empty] | 20
[44 empty] | 21 | [26 empty] | 21
[44 empty] | 22 | [26 empty] | 22
[44 empty] | 23 | [26 empty] | 23
[44 empty] | 24 | [26 empty] | 24
[44 empty] | 25 | [26 empty] | 25
[44 empty] | 26 | [26 empty] | 26
[44 empty] | 27 | [26 empty] | 27
[44 empty] | 28 | [26 empty] | 28
[43 empty] | 3 | 1 | [25 empty] | 3 | 1
[44 empty] | 2 | [26 empty] | 2
[44 empty] | 3 | [26 empty] | 3
[44 empty] | 4 | [26 empty] | 4
[44 empty] | 5 | [26 empty] | 5
[44 empty] | 6 | [26 empty] | 6
[44 empty] | 7 | [26 empty] | 7
[44 empty] | 8 | [26 empty] | 8
[44 empty] | 9 | [26 empty] | 9
[44 empty] | 10 | [26 empty] | 10
[44 empty] | 11 | [26 empty] | 11
[44 empty] | 12 | [26 empty] | 12
[44 empty] | 13 | [26 empty] | 13
[44 empty] | 14 | [26 empty] | 14
[44 empty] | 15 | [26 empty] | 15
[44 empty] | 16 | [26 empty] | 16
[44 empty] | 17 | [26 empty] | 17
[44 empty] | 18 | [26 empty] | 18
[44 empty] | 19 | [26 empty] | 19
[44 empty] | 20 | [26 empty] | 20
[44 empty] | 21 | [26 empty] | 21
[44 empty] | 22 | [26 empty] | 22
[44 empty] | 23 | [26 empty] | 23
[44 empty] | 24 | [26 empty] | 24
[44 empty] | 25 | [26 empty] | 25
[44 empty] | 26 | [26 empty] | 26
[44 empty] | 27 | [26 empty] | 27
[44 empty] | 28 | [26 empty] | 28
[44 empty] | 29 | [26 empty] | 29
[44 empty] | 30 | [26 empty] | 30
[44 empty] | 31 | [26 empty] | 31
[43 empty] | 4 | 1 | [25 empty] | 4 | 1
[44 empty] | 2 | [26 empty] | 2
[44 empty] | 3 | [26 empty] | 3
[44 empty] | 4 | [26 empty] | 4
[44 empty] | 5 | [26 empty] | 5
[44 empty] | 6 | [26 empty] | 6
[44 empty] | 7 | [26 empty] | 7
[44 empty] | 8 | [26 empty] | 8
[44 empty] | 9 | [26 empty] | 9
[44 empty] | 10 | [26 empty] | 10
[44 empty] | 11 | [26 empty] | 11
[44 empty] | 12 | [26 empty] | 12
[44 empty] | 13 | [26 empty] | 13
[44 empty] | 14 | [26 empty] | 14
[44 empty] | 15 | [26 empty] | 15
[44 empty] | 16 | [26 empty] | 16
[44 empty] | 17 | [26 empty] | 17
[44 empty] | 18 | [26 empty] | 18
[44 empty] | 19 | [26 empty] | 19
[44 empty] | 20 | [26 empty] | 20
[44 empty] | 21 | [26 empty] | 21
[44 empty] | 22 | [26 empty] | 22
[44 empty] | 23 | [26 empty] | 23
[44 empty] | 24 | [26 empty] | 24
[44 empty] | 25 | [26 empty] | 25
[44 empty] | 26 | [26 empty] | 26
[44 empty] | 27 | [26 empty] | 27
[44 empty] | 28 | [26 empty] | 28
[44 empty] | 29 | [26 empty] | 29
[44 empty] | 30 | [26 empty] | 30
[43 empty] | 5 | 1 | [25 empty] | 5 | 1
[44 empty] | 2 | [26 empty] | 2
[44 empty] | 3 | [26 empty] | 3
[44 empty] | 4 | [26 empty] | 4
[44 empty] | 5 | [26 empty] | 5
[44 empty] | 6 | [26 empty] | 6
[44 empty] | 7 | [26 empty] | 7
[44 empty] | 8 | [26 empty] | 8
[44 empty] | 9 | [26 empty] | 9
[44 empty] | 10 | [26 empty] | 10
[44 empty] | 11 | [26 empty] | 11
[44 empty] | 12 | [26 empty] | 12
[44 empty] | 13 | [26 empty] | 13
[44 empty] | 14 | [26 empty] | 14
[44 empty] | 15 | [26 empty] | 15
[44 empty] | 16 | [26 empty] | 16
[44 empty] | 17 | [26 empty] | 17
[44 empty] | 18 | [26 empty] | 18
[44 empty] | 19 | [26 empty] | 19
[44 empty] | 20 | [26 empty] | 20
[44 empty] | 21 | [26 empty] | 21
[44 empty] | 22 | [26 empty] | 22
[44 empty] | 23 | [26 empty] | 23
[44 empty] | 24 | [26 empty] | 24
[44 empty] | 25 | [26 empty] | 25
[44 empty] | 26 | [26 empty] | 26
[44 empty] | 27 | [26 empty] | 27
[44 empty] | 28 | [26 empty] | 28
[44 empty] | 29 | [26 empty] | 29
[44 empty] | 30 | [26 empty] | 30
[44 empty] | 31 | [26 empty] | 31
[43 empty] | 6 | 1 | [25 empty] | 6 | 1
[44 empty] | 2 | [26 empty] | 2
[44 empty] | 3 | [26 empty] | 3
[44 empty] | 4 | [26 empty] | 4
[44 empty] | 5 | [26 empty] | 5
[44 empty] | 6 | [26 empty] | 6
[44 empty] | 7 | [26 empty] | 7
[44 empty] | 8 | [26 empty] | 8
[44 empty] | 9 | [26 empty] | 9
[44 empty] | 10 | [26 empty] | 10
[44 empty] | 11 | [26 empty] | 11
[44 empty] | 12 | [26 empty] | 12
[44 empty] | 13 | [26 empty] | 13
[44 empty] | 14 | [26 empty] | 14
[44 empty] | 15 | [26 empty] | 15
[44 empty] | 16 | [26 empty] | 16
[44 empty] | 17 | [26 empty] | 17
[44 empty] | 18 | [26 empty] | 18
[44 empty] | 19 | [26 empty] | 19
[44 empty] | 20 | [26 empty] | 20
[44 empty] | 21 | [26 empty] | 21
[44 empty] | 22 | [26 empty] | 22
[44 empty] | 23 | [26 empty] | 23
[44 empty] | 24 | [26 empty] | 24
[44 empty] | 25 | [26 empty] | 25
[44 empty] | 26 | [26 empty] | 26
[44 empty] | 27 | [26 empty] | 27
[44 empty] | 28 | [26 empty] | 28
[44 empty] | 29 | [26 empty] | 29
[44 empty] | 30 | [26 empty] | 30
[43 empty] | 7 | 1 | [25 empty] | 7 | 1
[44 empty] | 2 | [26 empty] | 2
[44 empty] | 3 | [26 empty] | 3
[44 empty] | 4 | [26 empty] | 4
[44 empty] | 5 | [26 empty] | 5
[44 empty] | 6 | [26 empty] | 6
[44 empty] | 7 | [26 empty] | 7
[44 empty] | 8 | [26 empty] | 8
[44 empty] | 9 | [26 empty] | 9
[44 empty] | 10 | [26 empty] | 10
[44 empty] | 11 | [26 empty] | 11
[44 empty] | 12 | [26 empty] | 12
[44 empty] | 13 | [26 empty] | 13
[44 empty] | 14 | [26 empty] | 14
[44 empty] | 15 | [26 empty] | 15
[44 empty] | 16 | [26 empty] | 16
[44 empty] | 17 | [26 empty] | 17
[44 empty] | 18 | [26 empty] | 18
[44 empty] | 19 | [26 empty] | 19
[44 empty] | 20 | [26 empty] | 20
[44 empty] | 21 | [26 empty] | 21
[44 empty] | 22 | [26 empty] | 22
[44 empty] | 23 | [26 empty] | 23
[44 empty] | 24 | [26 empty] | 24
[44 empty] | 25 | [26 empty] | 25
[44 empty] | 26 | [26 empty] | 26
[44 empty] | 27 | [26 empty] | 27
[44 empty] | 28 | [26 empty] | 28
[44 empty] | 29 | [26 empty] | 29
[44 empty] | 30 | [26 empty] | 30
[44 empty] | 31 | [26 empty] | 31
[43 empty] | 8 | 1 | [25 empty] | 8 | 1
[44 empty] | 2 | [26 empty] | 2
[44 empty] | 3 | [26 empty] | 3
[44 empty] | 4 | [26 empty] | 4
[44 empty] | 5 | [26 empty] | 5
[44 empty] | 6 | [26 empty] | 6
[44 empty] | 7 | [26 empty] | 7
[44 empty] | 8 | [26 empty] | 8
[44 empty] | 9 | [26 empty] | 9
[44 empty] | 10 | [26 empty] | 10
[44 empty] | 11 | [26 empty] | 11
[44 empty] | 12 | [26 empty] | 12
[44 empty] | 13 | [26 empty] | 13
[44 empty] | 14 | [26 empty] | 14
[44 empty] | 15 | [26 empty] | 15
[44 empty] | 16 | [26 empty] | 16
[44 empty] | 17 | [26 empty] | 17
[44 empty] | 18 | [26 empty] | 18
[44 empty] | 19 | [26 empty] | 19
[44 empty] | 20 | [26 empty] | 20
[44 empty] | 21 | [26 empty] | 21
[44 empty] | 22 | [26 empty] | 22
[44 empty] | 23 | [26 empty] | 23
[44 empty] | 24 | [26 empty] | 24
[44 empty] | 25 | [26 empty] | 25
[44 empty] | 26 | [26 empty] | 26
[44 empty] | 27 | [26 empty] | 27
[44 empty] | 28 | [26 empty] | 28
[44 empty] | 29 | [26 empty] | 29
[44 empty] | 30 | [26 empty] | 30
[44 empty] | 31 | [26 empty] | 31
[43 empty] | 9 | 1 | [25 empty] | 9 | 1
[44 empty] | 2 | [26 empty] | 2
[44 empty] | 3 | [26 empty] | 3
[44 empty] | 4 | [26 empty] | 4
[44 empty] | 5 | [26 empty] | 5
[44 empty] | 6 | [26 empty] | 6
[44 empty] | 7 | [26 empty] | 7
[44 empty] | 8 | [26 empty] | 8
[44 empty] | 9 | [26 empty] | 9
[44 empty] | 10 | [26 empty] | 10
[44 empty] | 11 | [26 empty] | 11
[44 empty] | 12 | [26 empty] | 12
[44 empty] | 13 | [26 empty] | 13
[44 empty] | 14 | [26 empty] | 14
[44 empty] | 15 | [26 empty] | 15
[44 empty] | 16 | [26 empty] | 16
[44 empty] | 17 | [26 empty] | 17
[44 empty] | 18 | [26 empty] | 18
[44 empty] | 19 | [26 empty] | 19
[44 empty] | 20 | [26 empty] | 20
[44 empty] | 21 | [26 empty] | 21
[44 empty] | 22 | [26 empty] | 22
[44 empty] | 23 | [26 empty] | 23
[44 empty] | 24 | [26 empty] | 24
[44 empty] | 25 | [26 empty] | 25
[44 empty] | 26 | [26 empty] | 26
[44 empty] | 27 | [26 empty] | 27
[44 empty] | 28 | [26 empty] | 28
[44 empty] | 29 | [26 empty] | 29
[44 empty] | 30 | [26 empty] | 30
[43 empty] | 10 | 1 | [25 empty] | 10 | 1
[44 empty] | 2 | [26 empty] | 2
[44 empty] | 3 | [26 empty] | 3
[44 empty] | 4 | [26 empty] | 4
[44 empty] | 5 | [26 empty] | 5
[44 empty] | 6 | [26 empty] | 6
[44 empty] | 7 | [26 empty] | 7
[44 empty] | 8 | [26 empty] | 8
[44 empty] | 9 | [26 empty] | 9
[44 empty] | 10 | [26 empty] | 10
[44 empty] | 11 | [26 empty] | 11
[44 empty] | 12 | [26 empty] | 12
[44 empty] | 13 | [26 empty] | 13
[44 empty] | 14 | [26 empty] | 14
[44 empty] | 15 | [26 empty] | 15
[44 empty] | 16 | [26 empty] | 16
[44 empty] | 17 | [26 empty] | 17
[44 empty] | 18 | [26 empty] | 18
[44 empty] | 19 | [26 empty] | 19
[44 empty] | 20 | [26 empty] | 20
[44 empty] | 21 | [26 empty] | 21
[44 empty] | 22 | [26 empty] | 22
[44 empty] | 23 | [26 empty] | 23
[44 empty] | 24 | [26 empty] | 24
[44 empty] | 25 | [26 empty] | 25
[44 empty] | 26 | [26 empty] | 26
[44 empty] | 27 | [26 empty] | 27
[44 empty] | 28 | [26 empty] | 28
[44 empty] | 29 | [26 empty] | 29
[44 empty] | 30 | [26 empty] | 30
[44 empty] | 31 | [26 empty] | 31
[43 empty] | 11 | 1 | [25 empty] | 11 | 1
[44 empty] | 2 | [26 empty] | 2
[44 empty] | 3 | [26 empty] | 3
[44 empty] | 4 | [26 empty] | 4
[44 empty] | 5 | [26 empty] | 5
[44 empty] | 6 | [26 empty] | 6
[44 empty] | 7 | [26 empty] | 7
[44 empty] | 8 | [26 empty] | 8
[44 empty] | 9 | [26 empty] | 9
[44 empty] | 10 | [26 empty] | 10
[44 empty] | 11 | [26 empty] | 11
[44 empty] | 12 | [26 empty] | 12
[44 empty] | 13 | [26 empty] | 13
[44 empty] | 14 | [26 empty] | 14
[44 empty] | 15 | [26 empty] | 15
[44 empty] | 16 | [26 empty] | 16
[44 empty] | 17 | [26 empty] | 17
[44 empty] | 18 | [26 empty] | 18
[44 empty] | 19 | [26 empty] | 19
[44 empty] | 20 | [26 empty] | 20
[44 empty] | 21 | [26 empty] | 21
[44 empty] | 22 | [26 empty] | 22
[44 empty] | 23 | [26 empty] | 23
[44 empty] | 24 | [26 empty] | 24
[44 empty] | 25 | [26 empty] | 25
[44 empty] | 26 | [26 empty] | 26
[44 empty] | 27 | [26 empty] | 27
[44 empty] | 28 | [26 empty] | 28
[44 empty] | 29 | [26 empty] | 29
[44 empty] | 30 | [26 empty] | 30
[43 empty] | 12 | 1 | [25 empty] | 12 | 1
[44 empty] | 2 | [26 empty] | 2
[44 empty] | 3 | [26 empty] | 3
[44 empty] | 4 | [26 empty] | 4
[44 empty] | 5 | [26 empty] | 5
[44 empty] | 6 | [26 empty] | 6
[44 empty] | 7 | [26 empty] | 7
[44 empty] | 8 | [26 empty] | 8
[44 empty] | 9 | [26 empty] | 9
[44 empty] | 10 | [26 empty] | 10
[44 empty] | 11 | [26 empty] | 11
[44 empty] | 12 | [26 empty] | 12
[44 empty] | 13 | [26 empty] | 13
[44 empty] | 14 | [26 empty] | 14
[44 empty] | 15 | [26 empty] | 15
[44 empty] | 16 | [26 empty] | 16
[44 empty] | 17 | [26 empty] | 17
[44 empty] | 18 | [26 empty] | 18
[44 empty] | 19 | [26 empty] | 19
[44 empty] | 20 | [26 empty] | 20
[44 empty] | 21 | [26 empty] | 21
[44 empty] | 22 | [26 empty] | 22
[44 empty] | 23 | [26 empty] | 23
[44 empty] | 24 | [26 empty] | 24
[44 empty] | 25 | [26 empty] | 25
[44 empty] | 26 | [26 empty] | 26
[44 empty] | 27 | [26 empty] | 27
[44 empty] | 28 | [26 empty] | 28
[44 empty] | 29 | [26 empty] | 29
[44 empty] | 30 | [26 empty] | 30
[44 empty] | 31 | [26 empty] | 31
[43 empty] | Total Result | [26 empty] | Total Result

## WWTP Temp & Flow Data
Syracuse District Energy
Waste Treatmet Plant Effluent Trend Data
[18 empty] | Temperature |  |  |  | Flow
Temperature Delta |  | 10 | °F << estimated | [11 empty] | Month | Avg Temp | Avg Flow | Maximum | Minimum | St Dev | + 2 St Dev | Maximum | Minimum | St Dev | + 2 St Dev
Load Constant |  | 500 | [13 empty] | (°F) | (gpm) | (°F) | (°F) | (°F) | (°F) | (gpm) | (gpm) | (gpm) | (gpm) |  | a | b | c | d
[15 empty] | 1 | 51.2822 | 46820.2982 | 55.76 | 46.904 | 1.4825 | 2.9649 | 93018.0556 | 32916.6667 | 10176.0389 | 20352.0778 | Flow | 115.1312 | -2119.3116 | 9427.4191 | 39377.0388
[15 empty] | 2 | 49.9179 | 48549.1383 | 53.06 | 45.77 | 1.246 | 2.4919 | 81943.9103 | 32108.6998 | 11724.2858 | 23448.5717 | Temp | -0.12475 | 1.9858 | -6.0612 | 54.8128
[15 empty] | 3 | 50.2249 | 53583.7166 | 57.02 | 44.654 | 1.7861 | 3.5723 | 130424.8188 | 32518.615 | 10913.7465 | 21827.493
Available Heat | [14 empty] | 4 | 52.7792 | 53423.2298 | 58.82 | 46.4 | 2.1183 | 4.2366 | 84722.2222 | 32569.4444 | 11906.5349 | 23813.0698
Avg | 221060.2132 | [13 empty] | 5 | 57.9221 | 47693.193 | 67.22 | 52.484 | 2.5473 | 5.0947 | 82437.5 | 30208.3333 | 10819.9277 | 21639.8554
Max | 652124.0941 | [13 empty] | 6 | 63.6645 | 42561.9233 | 69.224 | 58.766 | 2.2175 | 4.4349 | 80625 | 28819.4444 | 10119.5396 | 20239.0793
Min | 135241.0911 | [13 empty] | 7 | 69.0972 | 39187.22 | 73.4 | 63.806 | 1.9615 | 3.9231 | 78493.0748 | 28108.3373 | 9125.6804 | 18251.3607
Flow (gpm) | [14 empty] | 8 | 71.3306 | 37579.2157 | 75.146 | 67.37 | 1.5781 | 3.1561 | 85486.1111 | 27048.2182 | 6956.597 | 13913.1939
Avg | 44212.0426 |  | 14737.3475 | [11 empty] | 9 | 70.2914 | 35978.3585 | 75.2 | 66.056 | 1.9114 | 3.8229 | 80694.4444 | 27438.8503 | 7371.4706 | 14742.9411
Max | 130424.8188 |  | 8842408.5278 | [11 empty] | 10 | 65.6724 | 39929.627 | 71.474 | 58.55 | 2.4048 | 4.8097 | 84780.5556 | 27527.2988 | 9364.9991 | 18729.9982
Min | 27048.2182 | [13 empty] | 11 | 59.6749 | 40845.975 | 64.796 | 52.25 | 2.1655 | 4.331 | 103152.115 | 27534.3364 | 9962.0293 | 19924.0585
[15 empty] | 12 | 54.9476 | 44616.8865 | 59.54 | 49.694 | 2.0165 | 4.033 | 80733.843 | 28783.613 | 9871.3742 | 19742.7485
Avg Year
Date | Month | Day | Day of Year | Average Effluent Temp |  | Average Flow | Flow | Available Heat | Day of Year | Average Effluent Temp |  | Average Flow | Flow
|  |  |  | (°C) | (°F) | (MGD) | (gpm) | (MBH) |  | (°C) | (°F) | (MGD) | (gpm)
2010-01-01 | 1 | 1 | 1 | 11.7 | 53.06 | 52.5 | 36458.3333 | 182291.6667 | 1 | 11.5536 | 52.7965 | 66.058 | 45873.5988
2010-01-02 | 1 | 2 | 2 | 10.7 | 51.26 | 49.9 | 34652.7778 | 173263.8889 | 2 | 11.3191 | 52.3744 | 64.5304 | 44812.7724
2010-01-03 | 1 | 3 | 3 | 10.2 | 50.36 | 49.1 | 34097.2222 | 170486.1111 | 3 | 11.2579 | 52.2642 | 64.4991 | 44791.0396
2010-01-04 | 1 | 4 | 4 | 10.6 | 51.08 | 49.6 | 34444.4444 | 172222.2222 | 4 | 11.0979 | 51.9762 | 69.2793 | 48110.6485
2010-01-05 | 1 | 5 | 5 | 10.7 | 51.26 | 50.6 | 35138.8889 | 175694.4444 | 5 | 11.0906 | 51.9631 | 64.0783 | 44498.8072
2010-01-06 | 1 | 6 | 6 | 10.4 | 50.72 | 51.7 | 35902.7778 | 179513.8889 | 6 | 11.0118 | 51.8213 | 66.0158 | 45844.2716
2010-01-07 | 1 | 7 | 7 | 10.4 | 50.72 | 51.6 | 35833.3333 | 179166.6667 | 7 | 11.0506 | 51.8911 | 61.7255 | 42864.9474
2010-01-08 | 1 | 8 | 8 | 10.9 | 51.62 | 50.9 | 35347.2222 | 176736.1111 | 8 | 11.0509 | 51.8916 | 60.9631 | 42335.4649
2010-01-09 | 1 | 9 | 9 | 10.3 | 50.54 | 48.9 | 33958.3333 | 169791.6667 | 9 | 10.9176 | 51.6516 | 63.8513 | 44341.1719
2010-01-10 | 1 | 10 | 10 | 10.3 | 50.54 | 47.4 | 32916.6667 | 164583.3333 | 10 | 10.88 | 51.584 | 65.434 | 45440.2712
2010-01-11 | 1 | 11 | 11 | 10.3 | 50.54 | 48.5 | 33680.5556 | 168402.7778 | 11 | 10.997 | 51.7945 | 70.8694 | 49214.8587
2010-01-12 | 1 | 12 | 12 | 10.7 | 51.26 | 48.3 | 33541.6667 | 167708.3333 | 12 | 10.6703 | 51.2065 | 78.3508 | 54410.3101
2010-01-13 | 1 | 13 | 13 | 10.4 | 50.72 | 48.1 | 33402.7778 | 167013.8889 | 13 | 10.5664 | 51.0195 | 73.4945 | 51037.8819
2010-01-14 | 1 | 14 | 14 | 11 | 51.8 | 49.1 | 34097.2222 | 170486.1111 | 14 | 10.6794 | 51.2229 | 71.0963 | 49372.4319
2010-01-15 | 1 | 15 | 15 | 11 | 51.8 | 54.8 | 38055.5556 | 190277.7778 | 15 | 10.8748 | 51.5747 | 66.834 | 46412.5121
2010-01-16 | 1 | 16 | 16 | 10.6 | 51.08 | 55.8 | 38750 | 193750 | 16 | 10.7782 | 51.4007 | 67.2666 | 46712.9223
2010-01-17 | 1 | 17 | 17 | 11 | 51.8 | 56.6 | 39305.5556 | 196527.7778 | 17 | 10.6973 | 51.2551 | 68.7119 | 47716.5677
2010-01-18 | 1 | 18 | 18 | 10 | 50 | 61.5 | 42708.3333 | 213541.6667 | 18 | 10.4679 | 50.8422 | 69.4583 | 48234.9168
2010-01-19 | 1 | 19 | 19 | 10.6 | 51.08 | 58.6 | 40694.4444 | 203472.2222 | 19 | 10.6727 | 51.2109 | 66.3824 | 46098.8874
2010-01-20 | 1 | 20 | 20 | 10.8 | 51.44 | 58.2 | 40416.6667 | 202083.3333 | 20 | 10.5364 | 50.9655 | 64.6698 | 44909.5821
2010-01-21 | 1 | 21 | 21 | 10.9 | 51.62 | 56.5 | 39236.1111 | 196180.5556 | 21 | 10.5245 | 50.9442 | 62.8927 | 43675.4923
2010-01-22 | 1 | 22 | 22 | 10.7 | 51.26 | 54.8 | 38055.5556 | 190277.7778 | 22 | 10.5973 | 51.0751 | 62.2484 | 43228.0462
2010-01-23 | 1 | 23 | 23 | 10.4 | 50.72 | 52.7 | 36597.2222 | 182986.1111 | 23 | 10.5988 | 51.0778 | 65.752 | 45661.1215
2010-01-24 | 1 | 24 | 24 | 10.4 | 50.72 | 57.5 | 39930.5556 | 199652.7778 | 24 | 10.3197 | 50.5755 | 71.3339 | 49537.412
2010-01-25 | 1 | 25 | 25 | 10.4 | 50.72 | 93.2 | 64722.2222 | 323611.1111 | 25 | 10.4448 | 50.8007 | 71.0147 | 49315.7741
2010-01-26 | 1 | 26 | 26 | 9.6 | 49.28 | 90.5 | 62847.2222 | 314236.1111 | 26 | 10.2809 | 50.5056 | 71.2816 | 49501.1442
2010-01-27 | 1 | 27 | 27 | 9.4 | 48.92 | 72.8 | 50555.5556 | 252777.7778 | 27 | 10.2542 | 50.4576 | 72.8553 | 50593.9381
2010-01-28 | 1 | 28 | 28 | 10.2 | 50.36 | 63.1 | 43819.4444 | 219097.2222 | 28 | 10.3052 | 50.5493 | 68.1806 | 47347.6671
2010-01-29 | 1 | 29 | 29 | 9.8 | 49.64 | 60 | 41666.6667 | 208333.3333 | 29 | 10.3467 | 50.624 | 66.6731 | 46300.7386
2010-01-30 | 1 | 30 | 30 | 9.5 | 49.1 | 57.4 | 39861.1111 | 199305.5556 | 30 | 10.1885 | 50.3393 | 66.1514 | 45938.4656
2010-01-31 | 1 | 31 | 31 | 8.9 | 48.02 | 57.5 | 39930.5556 | 199652.7778 | 31 | 10.0521 | 50.0938 | 68.1056 | 47295.5808
2010-02-01 | 2 | 1 | 32 | 9.4 | 48.92 | 57.9 | 40208.3333 | 201041.6667 | 32 | 10.1882 | 50.3387 | 67.0301 | 46548.6508
2010-02-02 | 2 | 2 | 33 | 9.8 | 49.64 | 56.9 | 39513.8889 | 197569.4444 | 33 | 10.2188 | 50.3938 | 63.8514 | 44341.2431
2010-02-03 | 2 | 3 | 34 | 10.6 | 51.08 | 56.8 | 39444.4444 | 197222.2222 | 34 | 10.2673 | 50.4811 | 65.076 | 45191.6406
2010-02-04 | 2 | 4 | 35 | 10 | 50 | 56 | 38888.8889 | 194444.4444 | 35 | 10.2964 | 50.5335 | 66.0271 | 45852.1321
2010-02-05 | 2 | 5 | 36 | 10.3 | 50.54 | 54.6 | 37916.6667 | 189583.3333 | 36 | 10.3494 | 50.6289 | 64.5424 | 44821.094
2010-02-06 | 2 | 6 | 37 | 10.4 | 50.72 | 52.3 | 36319.4444 | 181597.2222 | 37 | 10.2664 | 50.4795 | 64.1995 | 44582.9983 | Flow | [7 empty] | Temperature
2010-02-07 | 2 | 7 | 38 | 9.8 | 49.64 | 51.1 | 35486.1111 | 177430.5556 | 38 | 10.1742 | 50.3136 | 66.1286 | 45922.6349 | Bin |  | Frequency | % of Total |  |  |  |  | Bin |  | Frequency | % of Total
2010-02-08 | 2 | 8 | 39 | 10.1 | 50.18 | 51.6 | 35833.3333 | 179166.6667 | 39 | 10.0718 | 50.1293 | 66.6116 | 46258.0885 | <10,000 | 10000 | 0 | 0% |  |  |  |  | <30 | 30 | 0 | 0%
2010-02-09 | 2 | 9 | 40 | 9.8 | 49.64 | 51.6 | 35833.3333 | 179166.6667 | 40 | 9.8945 | 49.8102 | 61.8796 | 42971.9782 | 10000 | 20000 | 0 | 0% |  |  |  |  | 30 | 35 | 0 | 0%
2010-02-10 | 2 | 10 | 41 | 9.8 | 49.64 | 53 | 36805.5556 | 184027.7778 | 41 | 10.1024 | 50.1844 | 63.0912 | 43813.3235 | 20000 | 30000 | 143 | 3.558% |  |  |  |  | 35 | 40 | 0 | 0%
2010-02-11 | 2 | 11 | 42 | 10.3 | 50.54 | 51.5 | 35763.8889 | 178819.4444 | 42 | 10.1221 | 50.2198 | 64.5108 | 44799.177 | 30000 | 40000 | 1642 | 40.86% |  |  |  |  | 40 | 45 | 2 | 0.04976%
2010-02-12 | 2 | 12 | 43 | 10.1 | 50.18 | 51.2 | 35555.5556 | 177777.7778 | 43 | 9.9121 | 49.8418 | 63.6665 | 44212.8264 | 40000 | 50000 | 1213 | 30.18% |  |  |  |  | 45 | 50 | 433 | 10.77%
2010-02-13 | 2 | 13 | 44 | 10.2 | 50.36 | 49.9 | 34652.7778 | 173263.8889 | 44 | 9.9155 | 49.8478 | 63.5105 | 44104.5085 | 50000 | 60000 | 587 | 14.61% |  |  |  |  | 50 | 55 | 1044 | 25.98%
2010-02-14 | 2 | 14 | 45 | 9.9 | 49.82 | 49.9 | 34652.7778 | 173263.8889 | 45 | 10.0379 | 50.0682 | 65.3173 | 45359.2236 | 60000 | 70000 | 276 | 6.867% |  |  |  |  | 55 | 60 | 652 | 16.22%
2010-02-15 | 2 | 15 | 46 | 10.2 | 50.36 | 50.4 | 35000 | 175000 | 46 | 9.9164 | 49.8495 | 69.3638 | 48169.313 | 70000 | 80000 | 130 | 3.235% |  |  |  |  | 60 | 65 | 588 | 14.63%
2010-02-16 | 2 | 16 | 47 | 10.1 | 50.18 | 50.4 | 35000 | 175000 | 47 | 9.6897 | 49.4415 | 69.8528 | 48508.8703 | 80000 | 90000 | 25 | 0.622% |  |  |  |  | 65 | 70 | 731 | 18.19%
2010-02-17 | 2 | 17 | 48 | 10.1 | 50.18 | 49.9 | 34652.7778 | 173263.8889 | 48 | 9.7127 | 49.4829 | 67.3715 | 46785.7816 | 90000 | 100000 | 1 | 0.02488% |  |  |  |  | 70 | 75 | 565 | 14.06%
2010-02-18 | 2 | 18 | 49 | 9.9 | 49.82 | 51.9 | 36041.6667 | 180208.3333 | 49 | 9.7727 | 49.5909 | 72.5395 | 50374.6332 | 100000 | 110000 | 1 | 0.02488% |  |  |  |  | 75 | 80 | 4 | 0.09953%
2010-02-19 | 2 | 19 | 50 | 10 | 50 | 53 | 36805.5556 | 184027.7778 | 50 | 9.7179 | 49.4922 | 74.8212 | 51959.145 | 110000 | 120000 | 0 | 0% |  |  |  |  | 80 | 85 | 0 | 0%
2010-02-20 | 2 | 20 | 51 | 10.1 | 50.18 | 49.8 | 34583.3333 | 172916.6667 | 51 | 9.8088 | 49.6558 | 75.261 | 52264.5721 | 120000 | 130000 | 0 | 0% |  |  |  |  | 85 | 90 | 0 | 0%
2010-02-21 | 2 | 21 | 52 | 10 | 50 | 49.4 | 34305.5556 | 171527.7778 | 52 | 9.7427 | 49.5369 | 77.6146 | 53899.0439 | 130000 | 140000 | 1 | 0.02488% |  |  |  |  | 90 | 95 | 0 | 0%
2010-02-22 | 2 | 22 | 53 | 9.7 | 49.46 | 52.2 | 36250 | 181250 | 53 | 9.8348 | 49.7027 | 74.8436 | 51974.6944 | 140000 | 150000 | 0 | 0% |  |  |  |  | 95 | >95 | 0 | 0%
2010-02-23 | 2 | 23 | 54 | 9.9 | 49.82 | 59.6 | 41388.8889 | 206944.4444 | 54 | 10.0188 | 50.0338 | 73.9042 | 51322.34 | 150000 | >150,000 | 0 | 0%
2010-02-24 | 2 | 24 | 55 | 10.2 | 50.36 | 60.3 | 41875 | 209375 | 55 | 9.9042 | 49.8276 | 77.9901 | 54159.7588
2010-02-25 | 2 | 25 | 56 | 9.9 | 49.82 | 60.8 | 42222.2222 | 211111.1111 | 56 | 9.6491 | 49.3684 | 79.264 | 55044.4342
2010-02-26 | 2 | 26 | 57 | 9.7 | 49.46 | 66.5 | 46180.5556 | 230902.7778 | 57 | 9.647 | 49.3645 | 76.73 | 53284.6982
2010-02-27 | 2 | 27 | 58 | 9.8 | 49.64 | 73.5 | 51041.6667 | 255208.3333 | 58 | 9.7924 | 49.6264 | 81.0836 | 56308.045
2010-02-28 | 2 | 28 | 59 | 9.6 | 49.28 | 69.4 | 48194.4444 | 240972.2222 | 59 | 9.6782 | 49.4207 | 78.7159 | 54663.8306
2010-03-01 | 3 | 1 | 60 | 9.8 | 49.64 | 70.7 | 49097.2222 | 245486.1111 | 60 | 9.9752 | 49.9553 | 76.2625 | 52960.0795
2010-03-02 | 3 | 2 | 61 | 9.7 | 49.46 | 73.2 | 50833.3333 | 254166.6667 | 61 | 9.8924 | 49.8064 | 76.8362 | 53358.4802
2010-03-03 | 3 | 3 | 62 | 9.8 | 49.64 | 74.5 | 51736.1111 | 258680.5556 | 62 | 9.7736 | 49.5925 | 73.5763 | 51094.6356
2010-03-04 | 3 | 4 | 63 | 9.6 | 49.28 | 71.3 | 49513.8889 | 247569.4444 | 63 | 9.7606 | 49.5691 | 73.423 | 50988.2257
2010-03-05 | 3 | 5 | 64 | 9.9 | 49.82 | 66.7 | 46319.4444 | 231597.2222 | 64 | 9.8061 | 49.6509 | 72.5143 | 50357.1549
2010-03-06 | 3 | 6 | 65 | 9.9 | 49.82 | 66 | 45833.3333 | 229166.6667 | 65 | 9.7124 | 49.4824 | 73.3024 | 50904.4322 | [6 empty] | Row Labels | Average of Flow (gpm) | Average of Temp (F) | Max of Temp (F) | Min of Temp (F) | StdDev of Temp (F)
2010-03-07 | 3 | 7 | 66 | 9.7 | 49.46 | 71.1 | 49375 | 246875 | 66 | 9.8791 | 49.7824 | 85.5479 | 59408.2504 | [6 empty] | 1 | 46820.2982 | 51.2822 | 55.76 | 46.904 | 1.4825
2010-03-08 | 3 | 8 | 67 | 10.1 | 50.18 | 79.5 | 55208.3333 | 276041.6667 | 67 | 10.0548 | 50.0987 | 78.842 | 54751.3758 | [6 empty] | 2 | 48549.1383 | 49.9179 | 53.06 | 45.77 | 1.246
2010-03-09 | 3 | 9 | 68 | 9.8 | 49.64 | 81.2 | 56388.8889 | 281944.4444 | 68 | 10.2188 | 50.3938 | 73.2131 | 50842.456 | [6 empty] | 3 | 53583.7166 | 50.2249 | 57.02 | 44.654 | 1.7861
2010-03-10 | 3 | 10 | 69 | 9.9 | 49.82 | 80.8 | 56111.1111 | 280555.5556 | 69 | 10.1421 | 50.2558 | 77.0992 | 53541.1449 | [6 empty] | 4 | 53284.7712 | 52.7237 | 58.82 | 32 | 2.4032
2010-03-11 | 3 | 11 | 70 | 10 | 50 | 86.7 | 60208.3333 | 301041.6667 | 70 | 9.8282 | 49.6907 | 82.7804 | 57486.42 | [6 empty] | 5 | 47693.193 | 57.9221 | 67.22 | 52.484 | 2.5473
2010-03-12 | 3 | 12 | 71 | 9.9 | 49.82 | 84.9 | 58958.3333 | 294791.6667 | 71 | 9.6818 | 49.4273 | 82.9341 | 57593.1586 | [6 empty] | 6 | 42561.9233 | 63.6645 | 69.224 | 58.766 | 2.2175
2010-03-13 | 3 | 13 | 72 | 9.7 | 49.46 | 80.1 | 55625 | 278125 | 72 | 9.8248 | 49.6847 | 78.6699 | 54631.8681 | [6 empty] | 7 | 39187.22 | 69.0972 | 73.4 | 63.806 | 1.9615
2010-03-14 | 3 | 14 | 73 | 9.7 | 49.46 | 77.3 | 53680.5556 | 268402.7778 | 73 | 9.987 | 49.9765 | 78.6829 | 54640.9168 | [6 empty] | 8 | 37579.2157 | 71.3306 | 75.146 | 67.37 | 1.5781
2010-03-15 | 3 | 15 | 74 | 10.1 | 50.18 | 73.6 | 51111.1111 | 255555.5556 | 74 | 9.8803 | 49.7845 | 82.4039 | 57224.8963 | [6 empty] | 9 | 35978.3585 | 70.2914 | 75.2 | 66.056 | 1.9114
2010-03-16 | 3 | 16 | 75 | 10.1 | 50.18 | 66.4 | 46111.1111 | 230555.5556 | 75 | 9.9327 | 49.8789 | 76.9469 | 53435.3152 | [6 empty] | 10 | 39929.627 | 65.6724 | 71.474 | 58.55 | 2.4048
2010-03-17 | 3 | 17 | 76 | 10.4 | 50.72 | 63.1 | 43819.4444 | 219097.2222 | 76 | 10.0052 | 50.0093 | 78.4007 | 54444.8995 | [6 empty] | 11 | 40845.975 | 59.6749 | 64.796 | 52.25 | 2.1655
2010-03-18 | 3 | 18 | 77 | 10.9 | 51.62 | 67.8 | 47083.3333 | 235416.6667 | 77 | 10.1961 | 50.3529 | 76.2584 | 52957.2147 | [6 empty] | 12 | 44616.8865 | 54.9476 | 59.54 | 49.694 | 2.0165
2010-03-19 | 3 | 19 | 78 | 10.9 | 51.62 | 61.8 | 42916.6667 | 214583.3333 | 78 | 10.2939 | 50.5291 | 74.9687 | 52061.6068 | [6 empty] | Grand Total | 44200.6394 | 59.7803 | 75.2 | 32 | 7.9867
2010-03-20 | 3 | 20 | 79 | 11.1 | 51.98 | 59.7 | 41458.3333 | 207291.6667 | 79 | 10.3597 | 50.6475 | 73.2941 | 50898.6604
2010-03-21 | 3 | 21 | 80 | 10.7 | 51.26 | 59.5 | 41319.4444 | 206597.2222 | 80 | 10.4248 | 50.7647 | 75.1231 | 52168.7876
2010-03-22 | 3 | 22 | 81 | 11.1 | 51.98 | 63.1 | 43819.4444 | 219097.2222 | 81 | 10.3439 | 50.6191 | 73.7596 | 51221.9635
2010-03-23 | 3 | 23 | 82 | 10 | 50 | 107.4 | 74583.3333 | 372916.6667 | 82 | 10.2248 | 50.4047 | 76.3466 | 53018.4691
2010-03-24 | 3 | 24 | 83 | 10.4 | 50.72 | 83.6 | 58055.5556 | 290277.7778 | 83 | 10.3273 | 50.5891 | 74.2116 | 51535.7988
2010-03-25 | 3 | 25 | 84 | 10.9 | 51.62 | 82.2 | 57083.3333 | 285416.6667 | 84 | 10.4152 | 50.7473 | 75.9396 | 52735.8639
2010-03-26 | 3 | 26 | 85 | 10.2 | 50.36 | 78.4 | 54444.4444 | 272222.2222 | 85 | 10.2733 | 50.492 | 77.4895 | 53812.1462
2010-03-27 | 3 | 27 | 86 | 10.3 | 50.54 | 69.4 | 48194.4444 | 240972.2222 | 86 | 10.3539 | 50.6371 | 75.4333 | 52384.2254
2010-03-28 | 3 | 28 | 87 | 10.5 | 50.9 | 68.4 | 47500 | 237500 | 87 | 10.4585 | 50.8253 | 78.0099 | 54173.5628
2010-03-29 | 3 | 29 | 88 | 10.8 | 51.44 | 67.2 | 46666.6667 | 233333.3333 | 88 | 10.6252 | 51.1253 | 76.8982 | 53401.5405
2010-03-30 | 3 | 30 | 89 | 11 | 51.8 | 75 | 52083.3333 | 260416.6667 | 89 | 10.3645 | 50.6562 | 79.96 | 55527.7525
2010-03-31 | 3 | 31 | 90 | 9.9 | 49.82 | 102.6 | 71250 | 356250 | 90 | 10.3691 | 50.6644 | 85.2534 | 59203.7315
2010-04-01 | 4 | 1 | 91 | 10.6 | 51.08 | 79.3 | 55069.4444 | 275347.2222 | 91 | 10.4661 | 50.8389 | 83.0306 | 57660.1217
2010-04-02 | 4 | 2 | 92 | 11.5 | 52.7 | 72.7 | 50486.1111 | 252430.5556 | 92 | 10.8155 | 51.4678 | 80.9726 | 56230.9887
2010-04-03 | 4 | 3 | 93 | 12.1 | 53.78 | 69.4 | 48194.4444 | 240972.2222 | 93 | 10.9045 | 51.6282 | 79.7275 | 55366.3039
2010-04-04 | 4 | 4 | 94 | 12.1 | 53.78 | 66.1 | 45902.7778 | 229513.8889 | 94 | 10.7455 | 51.3418 | 83.4004 | 57916.941
2010-04-05 | 4 | 5 | 95 | 11.8 | 53.24 | 65.9 | 45763.8889 | 228819.4444 | 95 | 10.6382 | 51.1487 | 82.4295 | 57242.7112
2010-04-06 | 4 | 6 | 96 | 11.9 | 53.42 | 72.7 | 50486.1111 | 252430.5556 | 96 | 10.4882 | 50.8787 | 79.4072 | 55143.8607
2010-04-07 | 4 | 7 | 97 | 12.3 | 54.14 | 66.4 | 46111.1111 | 230555.5556 | 97 | 10.7618 | 51.3713 | 77.7219 | 53973.5711
2010-04-08 | 4 | 8 | 98 | 12.7 | 54.86 | 67.3 | 46736.1111 | 233680.5556 | 98 | 10.9882 | 51.7787 | 80.8337 | 56134.4974
2010-04-09 | 4 | 9 | 99 | 12.2 | 53.96 | 66.1 | 45902.7778 | 229513.8889 | 99 | 10.9882 | 51.7787 | 79.6377 | 55303.9753
2010-04-10 | 4 | 10 | 100 | 11.8 | 53.24 | 61.5 | 42708.3333 | 213541.6667 | 100 | 11.0809 | 51.9456 | 80.5341 | 55926.477
2010-04-11 | 4 | 11 | 101 | 12.1 | 53.78 | 60.7 | 42152.7778 | 210763.8889 | 101 | 11.2136 | 52.1845 | 78.9616 | 54834.418
2010-04-12 | 4 | 12 | 102 | 12 | 53.6 | 59.8 | 41527.7778 | 207638.8889 | 102 | 11.2209 | 52.1976 | 78.6336 | 54606.685
2010-04-13 | 4 | 13 | 103 | 12.5 | 54.5 | 58.2 | 40416.6667 | 202083.3333 | 103 | 11.3836 | 52.4905 | 78.1472 | 54268.894
2010-04-14 | 4 | 14 | 104 | 12.6 | 54.68 | 57.6 | 40000 | 200000 | 104 | 11.6018 | 52.8833 | 76.2972 | 52984.1527
2010-04-15 | 4 | 15 | 105 | 12.4 | 54.32 | 57.1 | 39652.7778 | 198263.8889 | 105 | 11.6218 | 52.9193 | 77.4405 | 53778.1077
2010-04-16 | 4 | 16 | 106 | 12.8 | 55.04 | 71 | 49305.5556 | 246527.7778 | 106 | 11.5982 | 52.8767 | 77.8994 | 54096.8159
2010-04-17 | 4 | 17 | 107 | 12.6 | 54.68 | 65.1 | 45208.3333 | 226041.6667 | 107 | 11.7027 | 53.0649 | 78.2294 | 54325.9907
2010-04-18 | 4 | 18 | 108 | 12 | 53.6 | 60.2 | 41805.5556 | 209027.7778 | 108 | 11.7182 | 53.0927 | 74.0479 | 51422.1562
2010-04-19 | 4 | 19 | 109 | 12.4 | 54.32 | 61.2 | 42500 | 212500 | 109 | 12.09 | 53.762 | 73.8475 | 51282.9686
2010-04-20 | 4 | 20 | 110 | 12.5 | 54.5 | 55.7 | 38680.5556 | 193402.7778 | 110 | 11.8436 | 53.3185 | 77.0282 | 53491.7799
2010-04-21 | 4 | 21 | 111 | 12.9 | 55.22 | 55.2 | 38333.3333 | 191666.6667 | 111 | 11.8291 | 53.2924 | 74.7079 | 51880.4794
2010-04-22 | 4 | 22 | 112 | 13 | 55.4 | 54.7 | 37986.1111 | 189930.5556 | 112 | 12.0918 | 53.7653 | 74.5925 | 51800.3405
2010-04-23 | 4 | 23 | 113 | 12.8 | 55.04 | 54.3 | 37708.3333 | 188541.6667 | 113 | 12.0555 | 53.6998 | 73.9426 | 51349.0105
2010-04-24 | 4 | 24 | 114 | 12.8 | 55.04 | 53.6 | 37222.2222 | 186111.1111 | 114 | 11.8618 | 53.3513 | 75.5228 | 52446.3744
2010-04-25 | 4 | 25 | 115 | 12.7 | 54.86 | 54 | 37500 | 187500 | 115 | 12.0655 | 53.7178 | 70.0297 | 48631.7116
2010-04-26 | 4 | 26 | 116 | 13.1 | 55.58 | 54.3 | 37708.3333 | 188541.6667 | 116 | 12.3145 | 54.1662 | 72.0627 | 50043.5362
2010-04-27 | 4 | 27 | 117 | 13.2 | 55.76 | 53.2 | 36944.4444 | 184722.2222 | 117 | 12.4245 | 54.3642 | 75.2452 | 52253.6233
2010-04-28 | 4 | 28 | 118 | 13 | 55.4 | 52.6 | 36527.7778 | 182638.8889 | 118 | 12.4173 | 54.3511 | 73.6689 | 51158.9266
2010-04-29 | 4 | 29 | 119 | 13.2 | 55.76 | 51.5 | 35763.8889 | 178819.4444 | 119 | 12.4318 | 54.3773 | 72.6224 | 50432.1908
2010-04-30 | 4 | 30 | 120 | 13.6 | 56.48 | 51.6 | 35833.3333 | 179166.6667 | 120 | 12.5055 | 54.5098 | 71.4184 | 49596.1367
2010-05-01 | 5 | 1 | 121 | 14.1 | 57.38 | 52.4 | 36388.8889 | 181944.4444 | 121 | 12.7873 | 55.0171 | 71.8719 | 49911.027
2010-05-02 | 5 | 2 | 122 | 14.6 | 58.28 | 51.4 | 35694.4444 | 178472.2222 | 122 | 13.1109 | 55.5996 | 78.5149 | 54524.2073
2010-05-03 | 5 | 3 | 123 | 15.2 | 59.36 | 60.4 | 41944.4444 | 209722.2222 | 123 | 13.1052 | 55.5893 | 76.3238 | 53002.6141
2010-05-04 | 5 | 4 | 124 | 14.8 | 58.64 | 58.5 | 40625 | 203125 | 124 | 13.2052 | 55.7693 | 73.8546 | 51287.9339
2010-05-05 | 5 | 5 | 125 | 14.5 | 58.1 | 51.6 | 35833.3333 | 179166.6667 | 125 | 13.2212 | 55.7982 | 74.9499 | 52048.5555
2010-05-06 | 5 | 6 | 126 | 15.1 | 59.18 | 79 | 54861.1111 | 274305.5556 | 126 | 13.4194 | 56.1549 | 73.9968 | 51386.6957
2010-05-07 | 5 | 7 | 127 | 14.4 | 57.92 | 53.8 | 37361.1111 | 186805.5556 | 127 | 13.3764 | 56.0775 | 70.7852 | 49156.4218
2010-05-08 | 5 | 8 | 128 | 14.1 | 57.38 | 72.9 | 50625 | 253125 | 128 | 13.4524 | 56.2144 | 72.5639 | 50391.609
2010-05-09 | 5 | 9 | 129 | 13 | 55.4 | 69.2 | 48055.5556 | 240277.7778 | 129 | 13.5864 | 56.4555 | 75.2478 | 52255.4447
2010-05-10 | 5 | 10 | 130 | 13.3 | 55.94 | 57.5 | 39930.5556 | 199652.7778 | 130 | 13.6358 | 56.5444 | 73.466 | 51018.0342
2010-05-11 | 5 | 11 | 131 | 13.7 | 56.66 | 54.6 | 37916.6667 | 189583.3333 | 131 | 13.6445 | 56.5602 | 69.3614 | 48167.655
2010-05-12 | 5 | 12 | 132 | 13.6 | 56.48 | 59.5 | 41319.4444 | 206597.2222 | 132 | 13.747 | 56.7445 | 67.7038 | 47016.5368
2010-05-13 | 5 | 13 | 133 | 13.9 | 57.02 | 53.3 | 37013.8889 | 185069.4444 | 133 | 13.8745 | 56.9742 | 69.0981 | 47984.817
2010-05-14 | 5 | 14 | 134 | 14 | 57.2 | 72.5 | 50347.2222 | 251736.1111 | 134 | 13.8839 | 56.9911 | 71.9532 | 49967.528
2010-05-15 | 5 | 15 | 135 | 14.1 | 57.38 | 55.9 | 38819.4444 | 194097.2222 | 135 | 14.0115 | 57.2207 | 70.4739 | 48940.1756
2010-05-16 | 5 | 16 | 136 | 14.3 | 57.74 | 54.6 | 37916.6667 | 189583.3333 | 136 | 14.1615 | 57.4907 | 72.8511 | 50591.0299
2010-05-17 | 5 | 17 | 137 | 14.6 | 58.28 | 53.2 | 36944.4444 | 184722.2222 | 137 | 14.1724 | 57.5104 | 69.6487 | 48367.1812
2010-05-18 | 5 | 18 | 138 | 14.7 | 58.46 | 51.8 | 35972.2222 | 179861.1111 | 138 | 14.1606 | 57.4891 | 64.8279 | 45019.3666
2010-05-19 | 5 | 19 | 139 | 14.7 | 58.46 | 47 | 32638.8889 | 163194.4444 | 139 | 14.5661 | 58.2189 | 69.3665 | 48171.1553
2010-05-20 | 5 | 20 | 140 | 14.9 | 58.82 | 50 | 34722.2222 | 173611.1111 | 140 | 14.6006 | 58.2811 | 71.138 | 49401.3693
2010-05-21 | 5 | 21 | 141 | 15.2 | 59.36 | 50.4 | 35000 | 175000 | 141 | 14.7033 | 58.466 | 65.9454 | 45795.3917
2010-05-22 | 5 | 22 | 142 | 15.4 | 59.72 | 50 | 34722.2222 | 173611.1111 | 142 | 14.9203 | 58.8565 | 66.7656 | 46364.997
2010-05-23 | 5 | 23 | 143 | 15.1 | 59.18 | 49.4 | 34305.5556 | 171527.7778 | 143 | 15.0442 | 59.0796 | 63.5204 | 44111.3945
2010-05-24 | 5 | 24 | 144 | 16 | 60.8 | 50.2 | 34861.1111 | 174305.5556 | 144 | 15.1327 | 59.2389 | 63.986 | 44434.738
2010-05-25 | 5 | 25 | 145 | 16.5 | 61.7 | 48.4 | 33611.1111 | 168055.5556 | 145 | 15.1655 | 59.2978 | 60.4423 | 41973.8484
2010-05-26 | 5 | 26 | 146 | 16.8 | 62.24 | 49.2 | 34166.6667 | 170833.3333 | 146 | 15.5215 | 59.9387 | 61.1321 | 42452.8717
2010-05-27 | 5 | 27 | 147 | 16.9 | 62.42 | 48 | 33333.3333 | 166666.6667 | 147 | 15.76 | 60.368 | 59.0709 | 41021.4806
2010-05-28 | 5 | 28 | 148 | 16.9 | 62.42 | 46.3 | 32152.7778 | 160763.8889 | 148 | 15.9085 | 60.6353 | 59.0872 | 41032.7668
2010-05-29 | 5 | 29 | 149 | 16.9 | 62.42 | 44.9 | 31180.5556 | 155902.7778 | 149 | 16.0533 | 60.896 | 63.7903 | 44298.8537
2010-05-30 | 5 | 30 | 150 | 16.7 | 62.06 | 43.5 | 30208.3333 | 151041.6667 | 150 | 16.3297 | 61.3935 | 65.6927 | 45619.9164
2010-05-31 | 5 | 31 | 151 | 16.7 | 62.06 | 44.4 | 30833.3333 | 154166.6667 | 151 | 16.6706 | 62.0071 | 61.5799 | 42763.8175
2010-06-01 | 6 | 1 | 152 | 17.5 | 63.5 | 57.3 | 39791.6667 | 198958.3333 | 152 | 16.5494 | 61.7889 | 61.2698 | 42548.4525
2010-06-02 | 6 | 2 | 153 | 17.3 | 63.14 | 45.9 | 31875 | 159375 | 153 | 16.2945 | 61.3302 | 62.5171 | 43414.6716
2010-06-03 | 6 | 3 | 154 | 17.7 | 63.86 | 59.1 | 41041.6667 | 205208.3333 | 154 | 16.3209 | 61.3776 | 61.462 | 42681.9686
2010-06-04 | 6 | 4 | 155 | 17.6 | 63.68 | 48.4 | 33611.1111 | 168055.5556 | 155 | 16.25 | 61.25 | 59.3359 | 41205.4686
2010-06-05 | 6 | 5 | 156 | 18.4 | 65.12 | 66.3 | 46041.6667 | 230208.3333 | 156 | 16.4182 | 61.5527 | 61.4871 | 42699.3554
2010-06-06 | 6 | 6 | 157 | 17.7 | 63.86 | 75.8 | 52638.8889 | 263194.4444 | 157 | 16.6373 | 61.9471 | 70.8198 | 49180.3991
2010-06-07 | 6 | 7 | 158 | 16.1 | 60.98 | 61.2 | 42500 | 212500 | 158 | 16.4645 | 61.6362 | 66.1912 | 45966.1325
2010-06-08 | 6 | 8 | 159 | 17 | 62.6 | 52.7 | 36597.2222 | 182986.1111 | 159 | 16.6573 | 61.9831 | 60.8694 | 42270.4244
2010-06-09 | 6 | 9 | 160 | 16.7 | 62.06 | 53.2 | 36944.4444 | 184722.2222 | 160 | 16.6827 | 62.0289 | 59.5417 | 41348.3841
2010-06-10 | 6 | 10 | 161 | 16.8 | 62.24 | 52.1 | 36180.5556 | 180902.7778 | 161 | 16.9227 | 62.4609 | 62.6734 | 43523.1883
2010-06-11 | 6 | 11 | 162 | 17.2 | 62.96 | 50.9 | 35347.2222 | 176736.1111 | 162 | 17.1709 | 62.9076 | 62.1863 | 43184.8992
2010-06-12 | 6 | 12 | 163 | 17.2 | 62.96 | 66 | 45833.3333 | 229166.6667 | 163 | 17.2736 | 63.0925 | 62.4379 | 43359.6711
2010-06-13 | 6 | 13 | 164 | 17.7 | 63.86 | 63.1 | 43819.4444 | 219097.2222 | 164 | 17.2591 | 63.0664 | 65.1128 | 45217.2081
2010-06-14 | 6 | 14 | 165 | 17.4 | 63.32 | 60.7 | 42152.7778 | 210763.8889 | 165 | 17.1173 | 62.8111 | 61.9918 | 43049.8948
2010-06-15 | 6 | 15 | 166 | 17.8 | 64.04 | 53.2 | 36944.4444 | 184722.2222 | 166 | 17.1 | 62.78 | 58.3603 | 40528.0021
2010-06-16 | 6 | 16 | 167 | 17.8 | 64.04 | 74.6 | 51805.5556 | 259027.7778 | 167 | 17.2773 | 63.0991 | 65.0474 | 45171.7955
2010-06-17 | 6 | 17 | 168 | 17.7 | 63.86 | 71.3 | 49513.8889 | 247569.4444 | 168 | 17.6564 | 63.7815 | 61.6723 | 42828.0002
2010-06-18 | 6 | 18 | 169 | 17.6 | 63.68 | 56.3 | 39097.2222 | 195486.1111 | 169 | 17.7945 | 64.0302 | 59.8143 | 41537.6836
2010-06-19 | 6 | 19 | 170 | 18.1 | 64.58 | 60.6 | 42083.3333 | 210416.6667 | 170 | 18.1567 | 64.682 | 58.7445 | 40794.7702
2010-06-20 | 6 | 20 | 171 | 18.4 | 65.12 | 55.4 | 38472.2222 | 192361.1111 | 171 | 18.0345 | 64.4622 | 59.1496 | 41076.087
2010-06-21 | 6 | 21 | 172 | 18.5 | 65.3 | 54.1 | 37569.4444 | 187847.2222 | 172 | 18.2161 | 64.7889 | 57.7767 | 40122.7256
2010-06-22 | 6 | 22 | 173 | 18.6 | 65.48 | 62.6 | 43472.2222 | 217361.1111 | 173 | 18.3073 | 64.9531 | 59.9101 | 41604.2373
2010-06-23 | 6 | 23 | 174 | 19 | 66.2 | 76.2 | 52916.6667 | 264583.3333 | 174 | 18.4891 | 65.2804 | 58.8897 | 40895.5946
2010-06-24 | 6 | 24 | 175 | 19.1 | 66.38 | 61.7 | 42847.2222 | 214236.1111 | 175 | 18.7579 | 65.7642 | 61.3481 | 42602.8134
2010-06-25 | 6 | 25 | 176 | 19 | 66.2 | 56.2 | 39027.7778 | 195138.8889 | 176 | 18.7873 | 65.8171 | 61.9185 | 42998.9355
2010-06-26 | 6 | 26 | 177 | 18.5 | 65.3 | 52.7 | 36597.2222 | 182986.1111 | 177 | 18.7085 | 65.6753 | 58.5462 | 40657.0535
2010-06-27 | 6 | 27 | 178 | 18.5 | 65.3 | 52.2 | 36250 | 181250 | 178 | 18.7482 | 65.7467 | 58.1287 | 40367.1605
2010-06-28 | 6 | 28 | 179 | 19.7 | 67.46 | 81.7 | 56736.1111 | 283680.5556 | 179 | 18.9594 | 66.1269 | 63.0366 | 43775.3879
2010-06-29 | 6 | 29 | 180 | 19.6 | 67.28 | 60.9 | 42291.6667 | 211458.3333 | 180 | 19.0064 | 66.2115 | 61.4302 | 42659.8521
2010-06-30 | 6 | 30 | 181 | 18.6 | 65.48 | 54 | 37500 | 187500 | 181 | 18.8942 | 66.0096 | 59.1151 | 41052.177
2010-07-01 | 7 | 1 | 182 | 18.4 | 65.12 | 48.8 | 33888.8889 | 169444.4444 | 182 | 19.1736 | 66.5125 | 60.9872 | 42352.1931
2010-07-02 | 7 | 2 | 183 | 18.6 | 65.48 | 50.9 | 35347.2222 | 176736.1111 | 183 | 19.4867 | 67.076 | 62.9793 | 43735.6221
2010-07-03 | 7 | 3 | 184 | 18.5 | 65.3 | 47.5 | 32986.1111 | 164930.5556 | 184 | 19.4273 | 66.9691 | 62.0128 | 43064.4159
2010-07-04 | 7 | 4 | 185 | 18.9 | 66.02 | 45.4 | 31527.7778 | 157638.8889 | 185 | 19.4448 | 67.0007 | 56.4812 | 39223.0895
2010-07-05 | 7 | 5 | 186 | 19.3 | 66.74 | 46.8 | 32500 | 162500 | 186 | 19.4767 | 67.058 | 54.4903 | 37840.5183
2010-07-06 | 7 | 6 | 187 | 19.9 | 67.82 | 49 | 34027.7778 | 170138.8889 | 187 | 19.6842 | 67.4316 | 55.43 | 38493.0526
2010-07-07 | 7 | 7 | 188 | 20.2 | 68.36 | 47.4 | 32916.6667 | 164583.3333 | 188 | 19.7961 | 67.6329 | 54.5083 | 37852.9812
2010-07-08 | 7 | 8 | 189 | 20.6 | 69.08 | 48.5 | 33680.5556 | 168402.7778 | 189 | 20.0024 | 68.0044 | 57.8543 | 40176.5644
2010-07-09 | 7 | 9 | 190 | 20.9 | 69.62 | 58.2 | 40416.6667 | 202083.3333 | 190 | 20.1436 | 68.2585 | 60.1461 | 41768.1492
2010-07-10 | 7 | 10 | 191 | 21.4 | 70.52 | 60.2 | 41805.5556 | 209027.7778 | 191 | 20.3958 | 68.7124 | 57.2235 | 39738.5523
2010-07-11 | 7 | 11 | 192 | 20.5 | 68.9 | 51.1 | 35486.1111 | 177430.5556 | 192 | 20.3152 | 68.5673 | 57.1102 | 39659.8291
2010-07-12 | 7 | 12 | 193 | 20.3 | 68.54 | 49.9 | 34652.7778 | 173263.8889 | 193 | 20.3915 | 68.7047 | 55.417 | 38484.0279
2010-07-13 | 7 | 13 | 194 | 20.7 | 69.26 | 48.9 | 33958.3333 | 169791.6667 | 194 | 20.3579 | 68.6442 | 57.1467 | 39685.1895
2010-07-14 | 7 | 14 | 195 | 21 | 69.8 | 48.8 | 33888.8889 | 169444.4444 | 195 | 20.5488 | 68.9878 | 55.6261 | 38629.203
2010-07-15 | 7 | 15 | 196 | 21.2 | 70.16 | 47 | 32638.8889 | 163194.4444 | 196 | 20.6897 | 69.2415 | 52.5038 | 36460.974
2010-07-16 | 7 | 16 | 197 | 21.3 | 70.34 | 54.2 | 37638.8889 | 188194.4444 | 197 | 20.6442 | 69.1596 | 54.0691 | 37548.0053
2010-07-17 | 7 | 17 | 198 | 21.3 | 70.34 | 47.1 | 32708.3333 | 163541.6667 | 198 | 20.9258 | 69.6664 | 57.4616 | 39903.8729
2010-07-18 | 7 | 18 | 199 | 21.1 | 69.98 | 46.2 | 32083.3333 | 160416.6667 | 199 | 21.0155 | 69.8278 | 57.2645 | 39766.9966
2010-07-19 | 7 | 19 | 200 | 21.1 | 69.98 | 47.1 | 32708.3333 | 163541.6667 | 200 | 21.0036 | 69.8065 | 53.381 | 37070.1047
2010-07-20 | 7 | 20 | 201 | 21.4 | 70.52 | 46.8 | 32500 | 162500 | 201 | 21.0373 | 69.8671 | 51.7399 | 35930.5132
2010-07-21 | 7 | 21 | 202 | 21.6 | 70.88 | 46.9 | 32569.4444 | 162847.2222 | 202 | 21.0127 | 69.8229 | 49.8174 | 34595.39
2010-07-22 | 7 | 22 | 203 | 21.3 | 70.34 | 45.6 | 31666.6667 | 158333.3333 | 203 | 21.1027 | 69.9849 | 51.585 | 35822.9159
2010-07-23 | 7 | 23 | 204 | 21.1 | 69.98 | 88.8 | 61666.6667 | 308333.3333 | 204 | 21.2364 | 70.2255 | 58.117 | 40359.0534
2010-07-24 | 7 | 24 | 205 | 21.3 | 70.34 | 73.3 | 50902.7778 | 254513.8889 | 205 | 21.3573 | 70.4431 | 56.3391 | 39124.3634
2010-07-25 | 7 | 25 | 206 | 21.3 | 70.34 | 86.4 | 60000 | 300000 | 206 | 21.29 | 70.322 | 57.9417 | 40237.3055
2010-07-26 | 7 | 26 | 207 | 21.1 | 69.98 | 62.1 | 43125 | 215625 | 207 | 21.2718 | 70.2893 | 54.0898 | 37562.3518
2010-07-27 | 7 | 27 | 208 | 21.2 | 70.16 | 55.5 | 38541.6667 | 192708.3333 | 208 | 21.2673 | 70.2811 | 59.6703 | 41437.7103
2010-07-28 | 7 | 28 | 209 | 21.4 | 70.52 | 54 | 37500 | 187500 | 209 | 21.2945 | 70.3302 | 61.9887 | 43047.7073
2010-07-29 | 7 | 29 | 210 | 21.6 | 70.88 | 50.8 | 35277.7778 | 176388.8889 | 210 | 21.3918 | 70.5053 | 59.3824 | 41237.7868
2010-07-30 | 7 | 30 | 211 | 21.2 | 70.16 | 49.4 | 34305.5556 | 171527.7778 | 211 | 21.4127 | 70.5429 | 55.364 | 38447.2002
2010-07-31 | 7 | 31 | 212 | 21 | 69.8 | 47.1 | 32708.3333 | 163541.6667 | 212 | 21.3909 | 70.5036 | 53.3864 | 37073.8647
2010-08-01 | 8 | 1 | 213 | 21.1 | 69.98 | 56.8 | 39444.4444 | 197222.2222 | 213 | 21.4609 | 70.6296 | 52.7128 | 36606.1318
2010-08-02 | 8 | 2 | 214 | 21.3 | 70.34 | 52.2 | 36250 | 181250 | 214 | 21.5118 | 70.7213 | 51.4293 | 35714.8205
2010-08-03 | 8 | 3 | 215 | 21.8 | 71.24 | 56.3 | 39097.2222 | 195486.1111 | 215 | 21.6236 | 70.9225 | 54.2232 | 37654.982
2010-08-04 | 8 | 4 | 216 | 22.4 | 72.32 | 51.6 | 35833.3333 | 179166.6667 | 216 | 21.7155 | 71.0878 | 53.2598 | 36985.9779
2010-08-05 | 8 | 5 | 217 | 22.4 | 72.32 | 62.7 | 43541.6667 | 217708.3333 | 217 | 21.7345 | 71.1222 | 53.9364 | 37455.8659
2010-08-06 | 8 | 6 | 218 | 22.1 | 71.78 | 50.7 | 35208.3333 | 176041.6667 | 218 | 21.7609 | 71.1696 | 52.2993 | 36318.9854
2010-08-07 | 8 | 7 | 219 | 21.5 | 70.7 | 47 | 32638.8889 | 163194.4444 | 219 | 21.7418 | 71.1353 | 51.1633 | 35530.086
2010-08-08 | 8 | 8 | 220 | 21.5 | 70.7 | 48 | 33333.3333 | 166666.6667 | 220 | 21.7555 | 71.1598 | 51.8148 | 35982.4894
2010-08-09 | 8 | 9 | 221 | 21.5 | 70.7 | 58.2 | 40416.6667 | 202083.3333 | 221 | 21.8036 | 71.2465 | 56.3661 | 39143.0963
2010-08-10 | 8 | 10 | 222 | 22.6 | 72.68 | 55.7 | 38680.5556 | 193402.7778 | 222 | 21.8227 | 71.2809 | 53.6194 | 37235.6768
2010-08-11 | 8 | 11 | 223 | 22.7 | 72.86 | 50.3 | 34930.5556 | 174652.7778 | 223 | 21.8336 | 71.3005 | 53.0987 | 36874.1243
2010-08-12 | 8 | 12 | 224 | 22.2 | 71.96 | 49.3 | 34236.1111 | 171180.5556 | 224 | 21.7945 | 71.2302 | 53.4122 | 37091.8316
2010-08-13 | 8 | 13 | 225 | 22.1 | 71.78 | 48.3 | 33541.6667 | 167708.3333 | 225 | 21.9545 | 71.5182 | 55.1116 | 38271.9529
2010-08-14 | 8 | 14 | 226 | 22.1 | 71.78 | 46.9 | 32569.4444 | 162847.2222 | 226 | 21.9064 | 71.4315 | 55.0476 | 38227.5074
2010-08-15 | 8 | 15 | 227 | 21.9 | 71.42 | 59.2 | 41111.1111 | 205555.5556 | 227 | 21.9355 | 71.4838 | 55.1238 | 38280.4193
2010-08-16 | 8 | 16 | 228 | 21.9 | 71.42 | 72.4 | 50277.7778 | 251388.8889 | 228 | 21.8864 | 71.3955 | 56.6406 | 39333.779
2010-08-17 | 8 | 17 | 229 | 21.9 | 71.42 | 52.6 | 36527.7778 | 182638.8889 | 229 | 21.8873 | 71.3971 | 55.9811 | 38875.7462
2010-08-18 | 8 | 18 | 230 | 22 | 71.6 | 49.3 | 34236.1111 | 171180.5556 | 230 | 21.9245 | 71.4642 | 53.8971 | 37428.5155
2010-08-19 | 8 | 19 | 231 | 22.4 | 72.32 | 47 | 32638.8889 | 163194.4444 | 231 | 22.1109 | 71.7996 | 53.1981 | 36943.1397
2010-08-20 | 8 | 20 | 232 | 22.2 | 71.96 | 52 | 36111.1111 | 180555.5556 | 232 | 22.1291 | 71.8324 | 51.2859 | 35615.2389
2010-08-21 | 8 | 21 | 233 | 22 | 71.6 | 44.9 | 31180.5556 | 155902.7778 | 233 | 22.16 | 71.888 | 51.7628 | 35946.3743
2010-08-22 | 8 | 22 | 234 | 21.3 | 70.34 | 95.2 | 66111.1111 | 330555.5556 | 234 | 21.9736 | 71.5525 | 61.5087 | 42714.3751
2010-08-23 | 8 | 23 | 235 | 20.2 | 68.36 | 123.1 | 85486.1111 | 427430.5556 | 235 | 21.77 | 71.186 | 59.8911 | 41591.0659
2010-08-24 | 8 | 24 | 236 | 20.3 | 68.54 | 94.2 | 65416.6667 | 327083.3333 | 236 | 21.7782 | 71.2007 | 53.2442 | 36975.1609
2010-08-25 | 8 | 25 | 237 | 20.4 | 68.72 | 73.5 | 51041.6667 | 255208.3333 | 237 | 21.7891 | 71.2204 | 53.3544 | 37051.6913
2010-08-26 | 8 | 26 | 238 | 20.6 | 69.08 | 66.4 | 46111.1111 | 230555.5556 | 238 | 21.9855 | 71.5738 | 52.9482 | 36769.5997
2010-08-27 | 8 | 27 | 239 | 20.7 | 69.26 | 60.7 | 42152.7778 | 210763.8889 | 239 | 21.8645 | 71.3562 | 51.4647 | 35739.3862
2010-08-28 | 8 | 28 | 240 | 20.3 | 68.54 | 57.7 | 40069.4444 | 200347.2222 | 240 | 21.8636 | 71.3545 | 59.3593 | 41221.7442
2010-08-29 | 8 | 29 | 241 | 20.8 | 69.44 | 56.7 | 39375 | 196875 | 241 | 21.8355 | 71.3038 | 57.2009 | 39722.8151
2010-08-30 | 8 | 30 | 242 | 21.1 | 69.98 | 57.4 | 39861.1111 | 199305.5556 | 242 | 21.9455 | 71.5018 | 53.4693 | 37131.4747
2010-08-31 | 8 | 31 | 243 | 21.6 | 70.88 | 56.2 | 39027.7778 | 195138.8889 | 243 | 21.9164 | 71.4495 | 49.9971 | 34720.2124
2010-09-01 | 9 | 1 | 244 | 21.8 | 71.24 | 56.3 | 39097.2222 | 195486.1111 | 244 | 21.8927 | 71.4069 | 49.4771 | 34359.1301
2010-09-02 | 9 | 2 | 245 | 21.7 | 71.06 | 55.4 | 38472.2222 | 192361.1111 | 245 | 21.9773 | 71.5591 | 56.4743 | 39218.2693
2010-09-03 | 9 | 3 | 246 | 21.8 | 71.24 | 55.2 | 38333.3333 | 191666.6667 | 246 | 21.9809 | 71.5656 | 55.2672 | 38379.9753
2010-09-04 | 9 | 4 | 247 | 21.4 | 70.52 | 53.1 | 36875 | 184375 | 247 | 22.02 | 71.636 | 50.9652 | 35392.504
2010-09-05 | 9 | 5 | 248 | 21 | 69.8 | 50.7 | 35208.3333 | 176041.6667 | 248 | 21.9527 | 71.5149 | 54.7781 | 38040.3165
2010-09-06 | 9 | 6 | 249 | 20.6 | 69.08 | 50.5 | 35069.4444 | 175347.2222 | 249 | 21.8491 | 71.3284 | 49.4096 | 34312.2132
2010-09-07 | 9 | 7 | 250 | 21 | 69.8 | 51.4 | 35694.4444 | 178472.2222 | 250 | 21.7264 | 71.1075 | 53.5836 | 37210.8025
2010-09-08 | 9 | 8 | 251 | 21.2 | 70.16 | 59.4 | 41250 | 206250 | 251 | 21.6 | 70.88 | 55.7559 | 38719.3994
2010-09-09 | 9 | 9 | 252 | 20.6 | 69.08 | 54.3 | 37708.3333 | 188541.6667 | 252 | 21.5627 | 70.8129 | 53.4474 | 37116.2225
2010-09-10 | 9 | 10 | 253 | 20.2 | 68.36 | 58 | 40277.7778 | 201388.8889 | 253 | 21.5109 | 70.7196 | 53.8664 | 37407.2301
2010-09-11 | 9 | 11 | 254 | 20.5 | 68.9 | 49.6 | 34444.4444 | 172222.2222 | 254 | 21.6255 | 70.9258 | 53.9922 | 37494.6161
2010-09-12 | 9 | 12 | 255 | 20.3 | 68.54 | 49.6 | 34444.4444 | 172222.2222 | 255 | 21.5291 | 70.7524 | 51.2082 | 35561.2713
2010-09-13 | 9 | 13 | 256 | 20.2 | 68.36 | 51.6 | 35833.3333 | 179166.6667 | 256 | 21.32 | 70.376 | 50.9584 | 35387.7587
2010-09-14 | 9 | 14 | 257 | 20.2 | 68.36 | 50 | 34722.2222 | 173611.1111 | 257 | 21.3418 | 70.4153 | 49.4616 | 34348.3058
2010-09-15 | 9 | 15 | 258 | 20 | 68 | 49.6 | 34444.4444 | 172222.2222 | 258 | 21.1418 | 70.0553 | 50.4768 | 35053.358
2010-09-16 | 9 | 16 | 259 | 19.9 | 67.82 | 67.7 | 47013.8889 | 235069.4444 | 259 | 21.0445 | 69.8802 | 50.7312 | 35229.9772
2010-09-17 | 9 | 17 | 260 | 19 | 66.2 | 52.1 | 36180.5556 | 180902.7778 | 260 | 20.9455 | 69.7018 | 47.561 | 33028.4958
2010-09-18 | 9 | 18 | 261 | 19.5 | 67.1 | 47.7 | 33125 | 165625 | 261 | 21.15 | 70.07 | 48.0249 | 33350.6025
2010-09-19 | 9 | 19 | 262 | 19.9 | 67.82 | 47.4 | 32916.6667 | 164583.3333 | 262 | 21.1527 | 70.0749 | 54.1082 | 37575.1111
2010-09-20 | 9 | 20 | 263 | 20 | 68 | 48.9 | 33958.3333 | 169791.6667 | 263 | 21.0845 | 69.9522 | 52.6155 | 36538.5092
2010-09-21 | 9 | 21 | 264 | 19.6 | 67.28 | 48.7 | 33819.4444 | 169097.2222 | 264 | 21.0209 | 69.8376 | 51.8745 | 36023.9632
2010-09-22 | 9 | 22 | 265 | 20.1 | 68.18 | 49.9 | 34652.7778 | 173263.8889 | 265 | 20.9336 | 69.6805 | 49.4797 | 34360.8888
2010-09-23 | 9 | 23 | 266 | 20.4 | 68.72 | 47.7 | 33125 | 165625 | 266 | 20.9227 | 69.6609 | 50.2967 | 34928.2339
2010-09-24 | 9 | 24 | 267 | 20.9 | 69.62 | 47.6 | 33055.5556 | 165277.7778 | 267 | 20.8764 | 69.5775 | 48.9671 | 34004.8992
2010-09-25 | 9 | 25 | 268 | 20.6 | 69.08 | 45 | 31250 | 156250 | 268 | 20.8327 | 69.4989 | 48.9154 | 33969.0561
2010-09-26 | 9 | 26 | 269 | 20 | 68 | 45.8 | 31805.5556 | 159027.7778 | 269 | 20.8855 | 69.5938 | 48.4379 | 33637.4632
2010-09-27 | 9 | 27 | 270 | 19.7 | 67.46 | 69.7 | 48402.7778 | 242013.8889 | 270 | 20.8964 | 69.6135 | 48.9776 | 34012.2161
2010-09-28 | 9 | 28 | 271 | 19.7 | 67.46 | 64.2 | 44583.3333 | 222916.6667 | 271 | 20.8509 | 69.5316 | 48.3776 | 33595.5292
2010-09-29 | 9 | 29 | 272 | 20 | 68 | 53.1 | 36875 | 184375 | 272 | 20.7727 | 69.3909 | 53.302 | 37015.312
2010-09-30 | 9 | 30 | 273 | 19.6 | 67.28 | 95.2 | 66111.1111 | 330555.5556 | 273 | 20.5555 | 68.9998 | 55.2563 | 38372.4193
2010-10-01 | 10 | 1 | 274 | 18.4 | 65.12 | 115.3 | 80069.4444 | 400347.2222 | 274 | 20.21 | 68.378 | 63.4395 | 44055.1787
2010-10-02 | 10 | 2 | 275 | 18.4 | 65.12 | 77.7 | 53958.3333 | 269791.6667 | 275 | 20.0264 | 68.0475 | 58.6617 | 40737.2916
2010-10-03 | 10 | 3 | 276 | 18.3 | 64.94 | 63.2 | 43888.8889 | 219444.4444 | 276 | 19.9855 | 67.9738 | 54.8694 | 38103.7614
2010-10-04 | 10 | 4 | 277 | 18.3 | 64.94 | 63.5 | 44097.2222 | 220486.1111 | 277 | 19.9227 | 67.8609 | 54.7734 | 38037.0847
2010-10-05 | 10 | 5 | 278 | 18.3 | 64.94 | 75.9 | 52708.3333 | 263541.6667 | 278 | 19.85 | 67.73 | 51.8751 | 36024.3555
2010-10-06 | 10 | 6 | 279 | 17.8 | 64.04 | 69.7 | 48402.7778 | 242013.8889 | 279 | 19.8064 | 67.6515 | 52.6202 | 36541.8136
2010-10-07 | 10 | 7 | 280 | 18.5 | 65.3 | 78 | 54166.6667 | 270833.3333 | 280 | 19.8873 | 67.7971 | 59.5889 | 41381.1647
2010-10-08 | 10 | 8 | 281 | 18.3 | 64.94 | 62.4 | 43333.3333 | 216666.6667 | 281 | 19.6827 | 67.4289 | 55.9009 | 38820.0677
2010-10-09 | 10 | 9 | 282 | 18.3 | 64.94 | 57.8 | 40138.8889 | 200694.4444 | 282 | 19.6318 | 67.3373 | 56.5673 | 39282.842
2010-10-10 | 10 | 10 | 283 | 18.1 | 64.58 | 55.4 | 38472.2222 | 192361.1111 | 283 | 19.5545 | 67.1982 | 53.709 | 37297.8858
2010-10-11 | 10 | 11 | 284 | 18.3 | 64.94 | 55.5 | 38541.6667 | 192708.3333 | 284 | 19.5564 | 67.2015 | 51.9671 | 36088.2762
2010-10-12 | 10 | 12 | 285 | 18.2 | 64.76 | 53.5 | 37152.7778 | 185763.8889 | 285 | 19.2155 | 66.5878 | 50.1339 | 34815.1973
2010-10-13 | 10 | 13 | 286 | 17.9 | 64.22 | 52.4 | 36388.8889 | 181944.4444 | 286 | 19.1636 | 66.4945 | 50.7898 | 35270.663
2010-10-14 | 10 | 14 | 287 | 18.4 | 65.12 | 55.5 | 38541.6667 | 192708.3333 | 287 | 19.35 | 66.83 | 52.0335 | 36134.3436
2010-10-15 | 10 | 15 | 288 | 17.5 | 63.5 | 97.2 | 67500 | 337500 | 288 | 19.0955 | 66.3718 | 59.2746 | 41162.8839
2010-10-16 | 10 | 16 | 289 | 16 | 60.8 | 82 | 56944.4444 | 284722.2222 | 289 | 18.8382 | 65.9087 | 59.1667 | 41088.0019
2010-10-17 | 10 | 17 | 290 | 17 | 62.6 | 62.2 | 43194.4444 | 215972.2222 | 290 | 18.4836 | 65.2705 | 61.2723 | 42550.1968
2010-10-18 | 10 | 18 | 291 | 17.1 | 62.78 | 60.5 | 42013.8889 | 210069.4444 | 291 | 18.4045 | 65.1282 | 56.4808 | 39222.7526
2010-10-19 | 10 | 19 | 292 | 16.9 | 62.42 | 56.2 | 39027.7778 | 195138.8889 | 292 | 18.4736 | 65.2525 | 51.5437 | 35794.2307
2010-10-20 | 10 | 20 | 293 | 17.2 | 62.96 | 54.9 | 38125 | 190625 | 293 | 18.3582 | 65.0447 | 57.9076 | 40213.5784
2010-10-21 | 10 | 21 | 294 | 17.2 | 62.96 | 60.9 | 42291.6667 | 211458.3333 | 294 | 18.2645 | 64.8762 | 56.1115 | 38966.3097
2010-10-22 | 10 | 22 | 295 | 17 | 62.6 | 53.9 | 37430.5556 | 187152.7778 | 295 | 18.0945 | 64.5702 | 58.318 | 40498.6031
2010-10-23 | 10 | 23 | 296 | 16.2 | 61.16 | 51.6 | 35833.3333 | 179166.6667 | 296 | 18.0536 | 64.4965 | 59.4955 | 41316.3462
2010-10-24 | 10 | 24 | 297 | 17.4 | 63.32 | 54.9 | 38125 | 190625 | 297 | 17.8827 | 64.1889 | 61.8571 | 42956.3489
2010-10-25 | 10 | 25 | 298 | 17.4 | 63.32 | 69.5 | 48263.8889 | 241319.4444 | 298 | 17.8282 | 64.0907 | 57.8444 | 40169.6904
2010-10-26 | 10 | 26 | 299 | 17.3 | 63.14 | 64.7 | 44930.5556 | 224652.7778 | 299 | 17.5718 | 63.6293 | 59.1481 | 41075.0819
2010-10-27 | 10 | 27 | 300 | 17.9 | 64.22 | 77.4 | 53750 | 268750 | 300 | 17.4418 | 63.3953 | 66.3544 | 46079.4335
2010-10-28 | 10 | 28 | 301 | 17.3 | 63.14 | 59.1 | 41041.6667 | 205208.3333 | 301 | 17.2891 | 63.1204 | 61.1708 | 42479.7108
2010-10-29 | 10 | 29 | 302 | 16.9 | 62.42 | 66 | 45833.3333 | 229166.6667 | 302 | 17.1827 | 62.9289 | 65.161 | 45250.6875
2010-10-30 | 10 | 30 | 303 | 16.4 | 61.52 | 56.8 | 39444.4444 | 197222.2222 | 303 | 17.0182 | 62.6327 | 65.0286 | 45158.7607
2010-10-31 | 10 | 31 | 304 | 16.6 | 61.88 | 56.2 | 39027.7778 | 195138.8889 | 304 | 17.02 | 62.636 | 66.036 | 45858.3054
2010-11-01 | 11 | 1 | 305 | 16.1 | 60.98 | 55.2 | 38333.3333 | 191666.6667 | 305 | 16.7764 | 62.1975 | 66.4176 | 46123.3544
2010-11-02 | 11 | 2 | 306 | 16.3 | 61.34 | 54.3 | 37708.3333 | 188541.6667 | 306 | 16.69 | 62.042 | 65.8008 | 45694.9696
2010-11-03 | 11 | 3 | 307 | 16.2 | 61.16 | 53.5 | 37152.7778 | 185763.8889 | 307 | 16.7136 | 62.0845 | 61.0764 | 42414.1605
2010-11-04 | 11 | 4 | 308 | 16.4 | 61.52 | 61.9 | 42986.1111 | 214930.5556 | 308 | 16.6 | 61.88 | 61.417 | 42650.6763
2010-11-05 | 11 | 5 | 309 | 15.6 | 60.08 | 62.7 | 43541.6667 | 217708.3333 | 309 | 16.5155 | 61.7278 | 61.3116 | 42577.4898
2010-11-06 | 11 | 6 | 310 | 15.7 | 60.26 | 55.3 | 38402.7778 | 192013.8889 | 310 | 16.5018 | 61.7033 | 61.964 | 43030.5337
2010-11-07 | 11 | 7 | 311 | 15.9 | 60.62 | 53.1 | 36875 | 184375 | 311 | 16.3309 | 61.3956 | 59.7322 | 41480.6781
2010-11-08 | 11 | 8 | 312 | 15.9 | 60.62 | 54.8 | 38055.5556 | 190277.7778 | 312 | 16.1527 | 61.0749 | 55.9636 | 38863.5929
2010-11-09 | 11 | 9 | 313 | 15.7 | 60.26 | 55.2 | 38333.3333 | 191666.6667 | 313 | 16.1718 | 61.1093 | 55.1105 | 38271.1781
2010-11-10 | 11 | 10 | 314 | 15.9 | 60.62 | 53 | 36805.5556 | 184027.7778 | 314 | 15.97 | 60.746 | 55.3084 | 38408.607
2010-11-11 | 11 | 11 | 315 | 16.1 | 60.98 | 52.7 | 36597.2222 | 182986.1111 | 315 | 16.0545 | 60.8982 | 54.6843 | 37975.2271
2010-11-12 | 11 | 12 | 316 | 15.7 | 60.26 | 51.8 | 35972.2222 | 179861.1111 | 316 | 15.9682 | 60.7427 | 53.6271 | 37241.0297
2010-11-13 | 11 | 13 | 317 | 15.5 | 59.9 | 50.7 | 35208.3333 | 176041.6667 | 317 | 15.7409 | 60.3336 | 53.9619 | 37473.5565
2010-11-14 | 11 | 14 | 318 | 15.6 | 60.08 | 50.6 | 35138.8889 | 175694.4444 | 318 | 15.4782 | 59.8607 | 56.1521 | 38994.4842
2010-11-15 | 11 | 15 | 319 | 15.9 | 60.62 | 55.3 | 38402.7778 | 192013.8889 | 319 | 15.3973 | 59.7151 | 54.8054 | 38059.3025
2010-11-16 | 11 | 16 | 320 | 15.9 | 60.62 | 61.4 | 42638.8889 | 213194.4444 | 320 | 15.5018 | 59.9033 | 55.0459 | 38226.3488
2010-11-17 | 11 | 17 | 321 | 14.8 | 58.64 | 82.8 | 57500 | 287500 | 321 | 15.2091 | 59.3764 | 59.5805 | 41375.3404
2010-11-18 | 11 | 18 | 322 | 14.7 | 58.46 | 60.6 | 42083.3333 | 210416.6667 | 322 | 15.0682 | 59.1227 | 56.9826 | 39571.2789
2010-11-19 | 11 | 19 | 323 | 15 | 59 | 66.1 | 45902.7778 | 229513.8889 | 323 | 14.8518 | 58.7333 | 57.4001 | 39861.1838
2010-11-20 | 11 | 20 | 324 | 15.1 | 59.18 | 56.3 | 39097.2222 | 195486.1111 | 324 | 14.9164 | 58.8495 | 54.7721 | 38036.2143
2010-11-21 | 11 | 21 | 325 | 15.1 | 59.18 | 54.3 | 37708.3333 | 188541.6667 | 325 | 14.8173 | 58.6711 | 54.6216 | 37931.6546
2010-11-22 | 11 | 22 | 326 | 15.3 | 59.54 | 69.5 | 48263.8889 | 241319.4444 | 326 | 14.8282 | 58.6907 | 55.7839 | 38738.8199
2010-11-23 | 11 | 23 | 327 | 15.2 | 59.36 | 73.7 | 51180.5556 | 255902.7778 | 327 | 14.3636 | 57.8545 | 60.3839 | 41933.2515
2010-11-24 | 11 | 24 | 328 | 14.8 | 58.64 | 60.9 | 42291.6667 | 211458.3333 | 328 | 14.4782 | 58.0607 | 56.2901 | 39090.3443
2010-11-25 | 11 | 25 | 329 | 14.9 | 58.82 | 55.5 | 38541.6667 | 192708.3333 | 329 | 14.4936 | 58.0885 | 55.9048 | 38822.7814
2010-11-26 | 11 | 26 | 330 | 14 | 57.2 | 75.3 | 52291.6667 | 261458.3333 | 330 | 14.4964 | 58.0935 | 61.1002 | 42430.6831
2010-11-27 | 11 | 27 | 331 | 13.7 | 56.66 | 58.8 | 40833.3333 | 204166.6667 | 331 | 13.8109 | 56.8596 | 70.8313 | 49188.4094
2010-11-28 | 11 | 28 | 332 | 14.2 | 57.56 | 55.7 | 38680.5556 | 193402.7778 | 332 | 13.8991 | 57.0184 | 66.6711 | 46299.3939
2010-11-29 | 11 | 29 | 333 | 14.5 | 58.1 | 55.9 | 38819.4444 | 194097.2222 | 333 | 14.1027 | 57.3849 | 62.1004 | 43125.2733
2010-11-30 | 11 | 30 | 334 | 14.7 | 58.46 | 61.6 | 42777.7778 | 213888.8889 | 334 | 14.1773 | 57.5191 | 60.5422 | 42043.1961
2010-12-01 | 12 | 1 | 335 | 14 | 57.2 | 94 | 65277.7778 | 326388.8889 | 335 | 14.0055 | 57.2098 | 60.306 | 41879.1716
2010-12-02 | 12 | 2 | 336 | 12.1 | 53.78 | 102.6 | 71250 | 356250 | 336 | 13.7882 | 56.8187 | 66.9011 | 46459.0848
2010-12-03 | 12 | 3 | 337 | 13.3 | 55.94 | 82.9 | 57569.4444 | 287847.2222 | 337 | 13.8391 | 56.9104 | 68.2191 | 47374.3483
2010-12-04 | 12 | 4 | 338 | 13.1 | 55.58 | 72.1 | 50069.4444 | 250347.2222 | 338 | 13.7682 | 56.7827 | 62.3774 | 43317.6546
2010-12-05 | 12 | 5 | 339 | 13.1 | 55.58 | 70.1 | 48680.5556 | 243402.7778 | 339 | 13.6864 | 56.6355 | 61.1699 | 42479.0776
2010-12-06 | 12 | 6 | 340 | 13 | 55.4 | 70.4 | 48888.8889 | 244444.4444 | 340 | 13.7173 | 56.6911 | 67.2189 | 46679.8005
2010-12-07 | 12 | 7 | 341 | 13 | 55.4 | 70.3 | 48819.4444 | 244097.2222 | 341 | 13.5473 | 56.3851 | 59.1216 | 41056.6472
2010-12-08 | 12 | 8 | 342 | 12.7 | 54.86 | 67.6 | 46944.4444 | 234722.2222 | 342 | 13.3664 | 56.0595 | 59.1032 | 41043.8703
2010-12-09 | 12 | 9 | 343 | 12.2 | 53.96 | 67.1 | 46597.2222 | 232986.1111 | 343 | 13.3755 | 56.0758 | 60.0538 | 41704.0313
2010-12-10 | 12 | 10 | 344 | 12.3 | 54.14 | 65.9 | 45763.8889 | 228819.4444 | 344 | 13.2455 | 55.8418 | 60.0197 | 41680.3317
2010-12-11 | 12 | 11 | 345 | 12.8 | 55.04 | 66.3 | 46041.6667 | 230208.3333 | 345 | 13.1809 | 55.7256 | 63.2221 | 43904.2524
2010-12-12 | 12 | 12 | 346 | 12.9 | 55.22 | 79.5 | 55208.3333 | 276041.6667 | 346 | 13.1655 | 55.6978 | 60.3382 | 41901.5557
2010-12-13 | 12 | 13 | 347 | 12.1 | 53.78 | 92.5 | 64236.1111 | 321180.5556 | 347 | 13.1082 | 55.5947 | 59.3369 | 41206.2057
2010-12-14 | 12 | 14 | 348 | 11.7 | 53.06 | 76.1 | 52847.2222 | 264236.1111 | 348 | 13.0818 | 55.5473 | 60.1479 | 41769.3777
2010-12-15 | 12 | 15 | 349 | 11.8 | 53.24 | 71.2 | 49444.4444 | 247222.2222 | 349 | 12.8645 | 55.1562 | 62.8434 | 43641.2475
2010-12-16 | 12 | 16 | 350 | 12.2 | 53.96 | 70.4 | 48888.8889 | 244444.4444 | 350 | 12.8106 | 55.0591 | 61.1526 | 42467.1166
2010-12-17 | 12 | 17 | 351 | 12.4 | 54.32 | 68 | 47222.2222 | 236111.1111 | 351 | 12.6112 | 54.7002 | 60.5493 | 42048.1258
2010-12-18 | 12 | 18 | 352 | 12.5 | 54.5 | 66.1 | 45902.7778 | 229513.8889 | 352 | 12.6342 | 54.7416 | 60.471 | 41993.7581
2010-12-19 | 12 | 19 | 353 | 11.7 | 53.06 | 63.6 | 44166.6667 | 220833.3333 | 353 | 12.2539 | 54.0571 | 68.1697 | 47340.0435
2010-12-20 | 12 | 20 | 354 | 12 | 53.6 | 64 | 44444.4444 | 222222.2222 | 354 | 12.3812 | 54.2862 | 61.7576 | 42887.2192
2010-12-21 | 12 | 21 | 355 | 11.8 | 53.24 | 63.2 | 43888.8889 | 219444.4444 | 355 | 12.3652 | 54.2573 | 66.3907 | 46104.6391
2010-12-22 | 12 | 22 | 356 | 11.9 | 53.42 | 61.9 | 42986.1111 | 214930.5556 | 356 | 12.1682 | 53.9027 | 70.2599 | 48791.6174
2010-12-23 | 12 | 23 | 357 | 11.6 | 52.88 | 61.1 | 42430.5556 | 212152.7778 | 357 | 12.0876 | 53.7576 | 73.7447 | 51211.6099
2010-12-24 | 12 | 24 | 358 | 11.9 | 53.42 | 59.3 | 41180.5556 | 205902.7778 | 358 | 12.19 | 53.942 | 68.8055 | 47781.5839
2010-12-25 | 12 | 25 | 359 | 11.5 | 52.7 | 55.6 | 38611.1111 | 193055.5556 | 359 | 12.1876 | 53.9376 | 64.8712 | 45049.4544
2010-12-26 | 12 | 26 | 360 | 11.5 | 52.7 | 56.2 | 39027.7778 | 195138.8889 | 360 | 11.817 | 53.2705 | 64.7602 | 44972.3586
2010-12-27 | 12 | 27 | 361 | 10.8 | 51.44 | 58.8 | 40833.3333 | 204166.6667 | 361 | 11.8148 | 53.2667 | 63.741 | 44264.6057
2010-12-28 | 12 | 28 | 362 | 10.5 | 50.9 | 58.2 | 40416.6667 | 202083.3333 | 362 | 11.9094 | 53.4369 | 69.3125 | 48133.6739
2010-12-29 | 12 | 29 | 363 | 11.3 | 52.34 | 56.4 | 39166.6667 | 195833.3333 | 363 | 11.8152 | 53.2673 | 64.9253 | 45087.0451
2010-12-30 | 12 | 30 | 364 | 11.5 | 52.7 | 57.5 | 39930.5556 | 199652.7778 | 364 | 11.6885 | 53.0393 | 67.1702 | 46645.9606
2010-12-31 | 12 | 31 | 365 | 11.7 | 53.06 | 63.2 | 43888.8889 | 219444.4444 | 365 | 11.6873 | 53.0371 | 68.3261 | 47448.6479
2011-01-01 | 1 | 1 | 1 | 11.2 | 52.16 | 92.1 | 63958.3333 | 319791.6667
2011-01-02 | 1 | 2 | 2 | 10.3 | 50.54 | 95.3 | 66180.5556 | 330902.7778
2011-01-03 | 1 | 3 | 3 | 10 | 50 | 75.9 | 52708.3333 | 263541.6667
2011-01-04 | 1 | 4 | 4 | 10.9 | 51.62 | 71.2 | 49444.4444 | 247222.2222
2011-01-05 | 1 | 5 | 5 | 10.7 | 51.26 | 70.3 | 48819.4444 | 244097.2222
2011-01-06 | 1 | 6 | 6 | 11.1 | 51.98 | 66.8 | 46388.8889 | 231944.4444
2011-01-07 | 1 | 7 | 7 | 11 | 51.8 | 65.5 | 45486.1111 | 227430.5556
2011-01-08 | 1 | 8 | 8 | 11.1 | 51.98 | 62 | 43055.5556 | 215277.7778
2011-01-09 | 1 | 9 | 9 | 10.4 | 50.72 | 60 | 41666.6667 | 208333.3333
2011-01-10 | 1 | 10 | 10 | 10.5 | 50.9 | 59.3 | 41180.5556 | 205902.7778
2011-01-11 | 1 | 11 | 11 | 10.3 | 50.54 | 59.4 | 41250 | 206250
2011-01-12 | 1 | 12 | 12 | 10.5 | 50.9 | 60 | 41666.6667 | 208333.3333
2011-01-13 | 1 | 13 | 13 | 10.6 | 51.08 | 58.1 | 40347.2222 | 201736.1111
2011-01-14 | 1 | 14 | 14 | 10.4 | 50.72 | 56.8 | 39444.4444 | 197222.2222
2011-01-15 | 1 | 15 | 15 | 10.4 | 50.72 | 56.3 | 39097.2222 | 195486.1111
2011-01-16 | 1 | 16 | 16 | 10.3 | 50.54 | 55.1 | 38263.8889 | 191319.4444
2011-01-17 | 1 | 17 | 17 | 10 | 50 | 56 | 38888.8889 | 194444.4444
2011-01-18 | 1 | 18 | 18 | 10.9 | 51.62 | 57.6 | 40000 | 200000
2011-01-19 | 1 | 19 | 19 | 10.8 | 51.44 | 57.2 | 39722.2222 | 198611.1111
2011-01-20 | 1 | 20 | 20 | 10.3 | 50.54 | 56.3 | 39097.2222 | 195486.1111
2011-01-21 | 1 | 21 | 21 | 10.2 | 50.36 | 56.8 | 39444.4444 | 197222.2222
2011-01-22 | 1 | 22 | 22 | 9.9 | 49.82 | 55.3 | 38402.7778 | 192013.8889
2011-01-23 | 1 | 23 | 23 | 10 | 50 | 53.2 | 36944.4444 | 184722.2222
2011-01-24 | 1 | 24 | 24 | 9.9 | 49.82 | 52.3 | 36319.4444 | 181597.2222
2011-01-25 | 1 | 25 | 25 | 10.1 | 50.18 | 54.5 | 37847.2222 | 189236.1111
2011-01-26 | 1 | 26 | 26 | 10.6 | 51.08 | 55.6 | 38611.1111 | 193055.5556
2011-01-27 | 1 | 27 | 27 | 10.6 | 51.08 | 54.4 | 37777.7778 | 188888.8889
2011-01-28 | 1 | 28 | 28 | 10.2 | 50.36 | 53.9 | 37430.5556 | 187152.7778
2011-01-29 | 1 | 29 | 29 | 10.5 | 50.9 | 52.5 | 36458.3333 | 182291.6667
2011-01-30 | 1 | 30 | 30 | 10.1 | 50.18 | 51.7 | 35902.7778 | 179513.8889
2011-01-31 | 1 | 31 | 31 | 10 | 50 | 52.2 | 36250 | 181250
2011-02-01 | 2 | 1 | 32 | 9.9 | 49.82 | 52.7 | 36597.2222 | 182986.1111
2011-02-02 | 2 | 2 | 33 | 10.2 | 50.36 | 54.6 | 37916.6667 | 189583.3333
2011-02-03 | 2 | 3 | 34 | 10.1 | 50.18 | 51.9 | 36041.6667 | 180208.3333
2011-02-04 | 2 | 4 | 35 | 10 | 50 | 51.8 | 35972.2222 | 179861.1111
2011-02-05 | 2 | 5 | 36 | 10 | 50 | 51.2 | 35555.5556 | 177777.7778
2011-02-06 | 2 | 6 | 37 | 10.2 | 50.36 | 54.7 | 37986.1111 | 189930.5556
2011-02-07 | 2 | 7 | 38 | 10.3 | 50.54 | 56.9 | 39513.8889 | 197569.4444
2011-02-08 | 2 | 8 | 39 | 10 | 50 | 56.4 | 39166.6667 | 195833.3333
2011-02-09 | 2 | 9 | 40 | 9.7 | 49.46 | 55.8 | 38750 | 193750
2011-02-10 | 2 | 10 | 41 | 9.4 | 48.92 | 53.3 | 37013.8889 | 185069.4444
2011-02-11 | 2 | 11 | 42 | 9.3 | 48.74 | 51 | 35416.6667 | 177083.3333
2011-02-12 | 2 | 12 | 43 | 9.9 | 49.82 | 52.2 | 36250 | 181250
2011-02-13 | 2 | 13 | 44 | 9.9 | 49.82 | 52.7 | 36597.2222 | 182986.1111
2011-02-14 | 2 | 14 | 45 | 10 | 50 | 82.1 | 57013.8889 | 285069.4444
2011-02-15 | 2 | 15 | 46 | 8.9 | 48.02 | 69.2 | 48055.5556 | 240277.7778
2011-02-16 | 2 | 16 | 47 | 9.6 | 49.28 | 63.4 | 44027.7778 | 220138.8889
2011-02-17 | 2 | 17 | 48 | 10.1 | 50.18 | 71 | 49305.5556 | 246527.7778
2011-02-18 | 2 | 18 | 49 | 9.2 | 48.56 | 115.6 | 80277.7778 | 401388.8889
2011-02-19 | 2 | 19 | 50 | 7.9 | 46.22 | 106.9 | 74236.1111 | 371180.5556
2011-02-20 | 2 | 20 | 51 | 8.9 | 48.02 | 87.5 | 60763.8889 | 303819.4444
2011-02-21 | 2 | 21 | 52 | 9.2 | 48.56 | 80.8 | 56111.1111 | 280555.5556
2011-02-22 | 2 | 22 | 53 | 9.3 | 48.74 | 77.2 | 53611.1111 | 268055.5556
2011-02-23 | 2 | 23 | 54 | 9.5 | 49.1 | 68.9 | 47847.2222 | 239236.1111
2011-02-24 | 2 | 24 | 55 | 9.3 | 48.74 | 66.9 | 46458.3333 | 232291.6667
2011-02-25 | 2 | 25 | 56 | 9.9 | 49.82 | 66 | 45833.3333 | 229166.6667
2011-02-26 | 2 | 26 | 57 | 9.3 | 48.74 | 71.9 | 49930.5556 | 249652.7778
2011-02-27 | 2 | 27 | 58 | 10 | 50 | 77.7 | 53958.3333 | 269791.6667
2011-02-28 | 2 | 28 | 59 | 9.2 | 48.56 | 101.5 | 70486.1111 | 352430.5556
2011-03-01 | 3 | 1 | 60 | 8.7 | 47.66 | 95.3 | 66180.5556 | 330902.7778
2011-03-02 | 3 | 2 | 61 | 9.2 | 48.56 | 82.1 | 57013.8889 | 285069.4444
2011-03-03 | 3 | 3 | 62 | 9 | 48.2 | 73.5 | 51041.6667 | 255208.3333
2011-03-04 | 3 | 4 | 63 | 9.3 | 48.74 | 71.5 | 49652.7778 | 248263.8889
2011-03-05 | 3 | 5 | 64 | 9.7 | 49.46 | 89.5 | 62152.7778 | 310763.8889
2011-03-06 | 3 | 6 | 65 | 8.9 | 48.02 | 115.4 | 80138.8889 | 400694.4444
2011-03-07 | 3 | 7 | 66 | 8.4 | 47.12 | 107.1 | 74375 | 371875
2011-03-08 | 3 | 8 | 67 | 9.2 | 48.56 | 92.6 | 64305.5556 | 321527.7778
2011-03-09 | 3 | 9 | 68 | 9.4 | 48.92 | 88.4 | 61388.8889 | 306944.4444
2011-03-10 | 3 | 10 | 69 | 9.1 | 48.38 | 107.8 | 74861.1111 | 374305.5556
2011-03-11 | 3 | 11 | 70 | 7.3 | 45.14 | 123 | 85416.6667 | 427083.3333
2011-03-12 | 3 | 12 | 71 | 7.1 | 44.78 | 116.4 | 80833.3333 | 404166.6667
2011-03-13 | 3 | 13 | 72 | 7.9 | 46.22 | 114 | 79166.6667 | 395833.3333
2011-03-14 | 3 | 14 | 73 | 8.6 | 47.48 | 110.7 | 76875 | 384375
2011-03-15 | 3 | 15 | 74 | 9.3 | 48.74 | 102.6 | 71250 | 356250
2011-03-16 | 3 | 16 | 75 | 9.3 | 48.74 | 105.7 | 73402.7778 | 367013.8889
2011-03-17 | 3 | 17 | 76 | 9.5 | 49.1 | 104.2 | 72361.1111 | 361805.5556
2011-03-18 | 3 | 18 | 77 | 10.1 | 50.18 | 103.4 | 71805.5556 | 359027.7778
2011-03-19 | 3 | 19 | 78 | 9.8 | 49.64 | 93.8 | 65138.8889 | 325694.4444
2011-03-20 | 3 | 20 | 79 | 9.8 | 49.64 | 89.1 | 61875 | 309375
2011-03-21 | 3 | 21 | 80 | 9.8 | 49.64 | 102.4 | 71111.1111 | 355555.5556
2011-03-22 | 3 | 22 | 81 | 9.9 | 49.82 | 93.6 | 65000 | 325000
2011-03-23 | 3 | 23 | 82 | 9.9 | 49.82 | 91.3 | 63402.7778 | 317013.8889
2011-03-24 | 3 | 24 | 83 | 9.8 | 49.64 | 91.1 | 63263.8889 | 316319.4444
2011-03-25 | 3 | 25 | 84 | 9.8 | 49.64 | 83.4 | 57916.6667 | 289583.3333
2011-03-26 | 3 | 26 | 85 | 9.6 | 49.28 | 80.2 | 55694.4444 | 278472.2222
2011-03-27 | 3 | 27 | 86 | 9.8 | 49.64 | 79.3 | 55069.4444 | 275347.2222
2011-03-28 | 3 | 28 | 87 | 9.8 | 49.64 | 77.4 | 53750 | 268750
2011-03-29 | 3 | 29 | 88 | 10.2 | 50.36 | 75.6 | 52500 | 262500
2011-03-30 | 3 | 30 | 89 | 10.3 | 50.54 | 73.7 | 51180.5556 | 255902.7778
2011-03-31 | 3 | 31 | 90 | 10.4 | 50.72 | 75.2 | 52222.2222 | 261111.1111
2011-04-01 | 4 | 1 | 91 | 10.2 | 50.36 | 74.3 | 51597.2222 | 257986.1111
2011-04-02 | 4 | 2 | 92 | 10.4 | 50.72 | 72.2 | 50138.8889 | 250694.4444
2011-04-03 | 4 | 3 | 93 | 10.5 | 50.9 | 69.5 | 48263.8889 | 241319.4444
2011-04-04 | 4 | 4 | 94 | 10.6 | 51.08 | 91.9 | 63819.4444 | 319097.2222
2011-04-05 | 4 | 5 | 95 | 10.2 | 50.36 | 104.8 | 72777.7778 | 363888.8889
2011-04-06 | 4 | 6 | 96 | 9.9 | 49.82 | 91.6 | 63611.1111 | 318055.5556
2011-04-07 | 4 | 7 | 97 | 10.3 | 50.54 | 85.1 | 59097.2222 | 295486.1111
2011-04-08 | 4 | 8 | 98 | 10.6 | 51.08 | 78.1 | 54236.1111 | 271180.5556
2011-04-09 | 4 | 9 | 99 | 10.8 | 51.44 | 74.1 | 51458.3333 | 257291.6667
2011-04-10 | 4 | 10 | 100 | 10.9 | 51.62 | 72.8 | 50555.5556 | 252777.7778
2011-04-11 | 4 | 11 | 101 | 11.8 | 53.24 | 72.9 | 50625 | 253125
2011-04-12 | 4 | 12 | 102 | 11.8 | 53.24 | 70.2 | 48750 | 243750
2011-04-13 | 4 | 13 | 103 | 11.2 | 52.16 | 81.8 | 56805.5556 | 284027.7778
2011-04-14 | 4 | 14 | 104 | 11.3 | 52.34 | 78.2 | 54305.5556 | 271527.7778
2011-04-15 | 4 | 15 | 105 | 11.5 | 52.7 | 71.8 | 49861.1111 | 249305.5556
2011-04-16 | 4 | 16 | 106 | 11.1 | 51.98 | 79.8 | 55416.6667 | 277083.3333
2011-04-17 | 4 | 17 | 107 | 10.5 | 50.9 | 105 | 72916.6667 | 364583.3333
2011-04-18 | 4 | 18 | 108 | 10.5 | 50.9 | 86.7 | 60208.3333 | 301041.6667
2011-04-19 | 4 | 19 | 109 | 10.9 | 51.62 | 82 | 56944.4444 | 284722.2222
2011-04-20 | 4 | 20 | 110 | 10.1 | 50.18 | 110.1 | 76458.3333 | 382291.6667
2011-04-21 | 4 | 21 | 111 | 10.3 | 50.54 | 96.9 | 67291.6667 | 336458.3333
2011-04-22 | 4 | 22 | 112 | 11 | 51.8 | 84 | 58333.3333 | 291666.6667
2011-04-23 | 4 | 23 | 113 | 10.7 | 51.26 | 100.8 | 70000 | 350000
2011-04-24 | 4 | 24 | 114 | 11 | 51.8 | 87.5 | 60763.8889 | 303819.4444
2011-04-25 | 4 | 25 | 115 | 11.3 | 52.34 | 83.5 | 57986.1111 | 289930.5556
2011-04-26 | 4 | 26 | 116 | 12.1 | 53.78 | 107.2 | 74444.4444 | 372222.2222
2011-04-27 | 4 | 27 | 117 | 12.7 | 54.86 | 119.6 | 83055.5556 | 415277.7778
2011-04-28 | 4 | 28 | 118 | 13.2 | 55.76 | 122 | 84722.2222 | 423611.1111
2011-04-29 | 4 | 29 | 119 | 11.7 | 53.06 | 117.2 | 81388.8889 | 406944.4444
2011-04-30 | 4 | 30 | 120 | 11.6 | 52.88 | 111.8 | 77638.8889 | 388194.4444
2011-05-01 | 5 | 1 | 121 | 12 | 53.6 | 106.8 | 74166.6667 | 370833.3333
2011-05-02 | 5 | 2 | 122 | 12.2 | 53.96 | 103.1 | 71597.2222 | 357986.1111
2011-05-03 | 5 | 3 | 123 | 12.1 | 53.78 | 109.1 | 75763.8889 | 378819.4444
2011-05-04 | 5 | 4 | 124 | 12 | 53.6 | 116.8 | 81111.1111 | 405555.5556
2011-05-05 | 5 | 5 | 125 | 11.9 | 53.42 | 108.4 | 75277.7778 | 376388.8889
2011-05-06 | 5 | 6 | 126 | 11.9 | 53.42 | 100 | 69444.4444 | 347222.2222
2011-05-07 | 5 | 7 | 127 | 12.3 | 54.14 | 93.5 | 64930.5556 | 324652.7778
2011-05-08 | 5 | 8 | 128 | 12.6 | 54.68 | 89.3 | 62013.8889 | 310069.4444
2011-05-09 | 5 | 9 | 129 | 13 | 55.4 | 87.2 | 60555.5556 | 302777.7778
2011-05-10 | 5 | 10 | 130 | 13.1 | 55.58 | 83.4 | 57916.6667 | 289583.3333
2011-05-11 | 5 | 11 | 131 | 13.2 | 55.76 | 80 | 55555.5556 | 277777.7778
2011-05-12 | 5 | 12 | 132 | 13.3 | 55.94 | 79.2 | 55000 | 275000
2011-05-13 | 5 | 13 | 133 | 13.7 | 56.66 | 76.9 | 53402.7778 | 267013.8889
2011-05-14 | 5 | 14 | 134 | 13.6 | 56.48 | 75.7 | 52569.4444 | 262847.2222
2011-05-15 | 5 | 15 | 135 | 13.9 | 57.02 | 94.6 | 65694.4444 | 328472.2222
2011-05-16 | 5 | 16 | 136 | 13.7 | 56.66 | 101.8 | 70694.4444 | 353472.2222
2011-05-17 | 5 | 17 | 137 | 13.2 | 55.76 | 90.4 | 62777.7778 | 313888.8889
2011-05-18 | 5 | 18 | 138 | 13.8 | 56.84 | 80.2 | 55694.4444 | 278472.2222
2011-05-19 | 5 | 19 | 139 | 14.4 | 57.92 | 84.3 | 58541.6667 | 292708.3333
2011-05-20 | 5 | 20 | 140 | 14.1 | 57.38 | 80.7 | 56041.6667 | 280208.3333
2011-05-21 | 5 | 21 | 141 | 14.3 | 57.74 | 74 | 51388.8889 | 256944.4444
2011-05-22 | 5 | 22 | 142 | 14.5 | 58.1 | 71.1 | 49375 | 246875
2011-05-23 | 5 | 23 | 143 | 14.8 | 58.64 | 72.1 | 50069.4444 | 250347.2222
2011-05-24 | 5 | 24 | 144 | 15.1 | 59.18 | 73.5 | 51041.6667 | 255208.3333
2011-05-25 | 5 | 25 | 145 | 15.3 | 59.54 | 67.8 | 47083.3333 | 235416.6667
2011-05-26 | 5 | 26 | 146 | 15.5 | 59.9 | 71.1 | 49375 | 246875
2011-05-27 | 5 | 27 | 147 | 15.8 | 60.44 | 69.8 | 48472.2222 | 242361.1111
2011-05-28 | 5 | 28 | 148 | 16.1 | 60.98 | 82.5 | 57291.6667 | 286458.3333
2011-05-29 | 5 | 29 | 149 | 16.1 | 60.98 | 65.5 | 45486.1111 | 227430.5556
2011-05-30 | 5 | 30 | 150 | 16.4 | 61.52 | 67.1 | 46597.2222 | 232986.1111
2011-05-31 | 5 | 31 | 151 | 16.5 | 61.7 | 69.8 | 48472.2222 | 242361.1111
2011-06-01 | 6 | 1 | 152 | 17.2 | 62.96 | 64.1 | 44513.8889 | 222569.4444
2011-06-02 | 6 | 2 | 153 | 16.2 | 61.16 | 61.4 | 42638.8889 | 213194.4444
2011-06-03 | 6 | 3 | 154 | 16.1 | 60.98 | 60.1 | 41736.1111 | 208680.5556
2011-06-04 | 6 | 4 | 155 | 15.9 | 60.62 | 57.3 | 39791.6667 | 198958.3333
2011-06-05 | 6 | 5 | 156 | 16.2 | 61.16 | 56.9 | 39513.8889 | 197569.4444
2011-06-06 | 6 | 6 | 157 | 16.3 | 61.34 | 59.1 | 41041.6667 | 205208.3333
2011-06-07 | 6 | 7 | 158 | 16.9 | 62.42 | 58.7 | 40763.8889 | 203819.4444
2011-06-08 | 6 | 8 | 159 | 17.5 | 63.5 | 58 | 40277.7778 | 201388.8889
2011-06-09 | 6 | 9 | 160 | 17.6 | 63.68 | 56.7 | 39375 | 196875
2011-06-10 | 6 | 10 | 161 | 17.9 | 64.22 | 55.6 | 38611.1111 | 193055.5556
2011-06-11 | 6 | 11 | 162 | 17.4 | 63.32 | 67.9 | 47152.7778 | 235763.8889
2011-06-12 | 6 | 12 | 163 | 17.6 | 63.68 | 62.9 | 43680.5556 | 218402.7778
2011-06-13 | 6 | 13 | 164 | 17.3 | 63.14 | 59.7 | 41458.3333 | 207291.6667
2011-06-14 | 6 | 14 | 165 | 17.4 | 63.32 | 56.4 | 39166.6667 | 195833.3333
2011-06-15 | 6 | 15 | 166 | 17.3 | 63.14 | 53.6 | 37222.2222 | 186111.1111
2011-06-16 | 6 | 16 | 167 | 17.7 | 63.86 | 53.9 | 37430.5556 | 187152.7778
2011-06-17 | 6 | 17 | 168 | 17.7 | 63.86 | 54 | 37500 | 187500
2011-06-18 | 6 | 18 | 169 | 18.1 | 64.58 | 50.9 | 35347.2222 | 176736.1111
2011-06-19 | 6 | 19 | 170 | 18 | 64.4 | 50.1 | 34791.6667 | 173958.3333
2011-06-20 | 6 | 20 | 171 | 18.2 | 64.76 | 48 | 33333.3333 | 166666.6667
2011-06-21 | 6 | 21 | 172 | 18.6 | 65.48 | 50.2 | 34861.1111 | 174305.5556
2011-06-22 | 6 | 22 | 173 | 18.9 | 66.02 | 83.2 | 57777.7778 | 288888.8889
2011-06-23 | 6 | 23 | 174 | 19 | 66.2 | 77.2 | 53611.1111 | 268055.5556
2011-06-24 | 6 | 24 | 175 | 19 | 66.2 | 70.6 | 49027.7778 | 245138.8889
2011-06-25 | 6 | 25 | 176 | 19.2 | 66.56 | 73.1 | 50763.8889 | 253819.4444
2011-06-26 | 6 | 26 | 177 | 18.6 | 65.48 | 58.3 | 40486.1111 | 202430.5556
2011-06-27 | 6 | 27 | 178 | 18.4 | 65.12 | 59.4 | 41250 | 206250
2011-06-28 | 6 | 28 | 179 | 18.8 | 65.84 | 58.8 | 40833.3333 | 204166.6667
2011-06-29 | 6 | 29 | 180 | 19.4 | 66.92 | 56.8 | 39444.4444 | 197222.2222
2011-06-30 | 6 | 30 | 181 | 18.9 | 66.02 | 54 | 37500 | 187500
2011-07-01 | 7 | 1 | 182 | 19 | 66.2 | 50.3 | 34930.5556 | 174652.7778
2011-07-02 | 7 | 2 | 183 | 19.2 | 66.56 | 47.9 | 33263.8889 | 166319.4444
2011-07-03 | 7 | 3 | 184 | 19.5 | 67.1 | 50.3 | 34930.5556 | 174652.7778
2011-07-04 | 7 | 4 | 185 | 19.4 | 66.92 | 46.6 | 32361.1111 | 161805.5556
2011-07-05 | 7 | 5 | 186 | 19.6 | 67.28 | 48 | 33333.3333 | 166666.6667
2011-07-06 | 7 | 6 | 187 | 20 | 68 | 50 | 34722.2222 | 173611.1111
2011-07-07 | 7 | 7 | 188 | 20 | 68 | 49.4 | 34305.5556 | 171527.7778
2011-07-08 | 7 | 8 | 189 | 20 | 68 | 55.5 | 38541.6667 | 192708.3333
2011-07-09 | 7 | 9 | 190 | 20.2 | 68.36 | 49.6 | 34444.4444 | 172222.2222
2011-07-10 | 7 | 10 | 191 | 20.2 | 68.36 | 49.6 | 34444.4444 | 172222.2222
2011-07-11 | 7 | 11 | 192 | 20.5 | 68.9 | 52.1 | 36180.5556 | 180902.7778
2011-07-12 | 7 | 12 | 193 | 21.1 | 69.98 | 47.5 | 32986.1111 | 164930.5556
2011-07-13 | 7 | 13 | 194 | 20.6 | 69.08 | 42.4 | 29444.4444 | 147222.2222
2011-07-14 | 7 | 14 | 195 | 20.6 | 69.08 | 46.7 | 32430.5556 | 162152.7778
2011-07-15 | 7 | 15 | 196 | 20.5 | 68.9 | 46.6 | 32361.1111 | 161805.5556
2011-07-16 | 7 | 16 | 197 | 20.2 | 68.36 | 45.9 | 31875 | 159375
2011-07-17 | 7 | 17 | 198 | 20.8 | 69.44 | 43.8 | 30416.6667 | 152083.3333
2011-07-18 | 7 | 18 | 199 | 21.7 | 71.06 | 60.8 | 42222.2222 | 211111.1111
2011-07-19 | 7 | 19 | 200 | 21.6 | 70.88 | 49.3 | 34236.1111 | 171180.5556
2011-07-20 | 7 | 20 | 201 | 21.6 | 70.88 | 46.4 | 32222.2222 | 161111.1111
2011-07-21 | 7 | 21 | 202 | 21.9 | 71.42 | 46.4 | 32222.2222 | 161111.1111
2011-07-22 | 7 | 22 | 203 | 22.3 | 72.14 | 46 | 31944.4444 | 159722.2222
2011-07-23 | 7 | 23 | 204 | 22 | 71.6 | 44.1 | 30625 | 153125
2011-07-24 | 7 | 24 | 205 | 21.7 | 71.06 | 43.1 | 29930.5556 | 149652.7778
2011-07-25 | 7 | 25 | 206 | 21.7 | 71.06 | 45.4 | 31527.7778 | 157638.8889
2011-07-26 | 7 | 26 | 207 | 21.9 | 71.42 | 49.1 | 34097.2222 | 170486.1111
2011-07-27 | 7 | 27 | 208 | 21.7 | 71.06 | 45.1 | 31319.4444 | 156597.2222
2011-07-28 | 7 | 28 | 209 | 21.7 | 71.06 | 44.9 | 31180.5556 | 155902.7778
2011-07-29 | 7 | 29 | 210 | 22 | 71.6 | 64 | 44444.4444 | 222222.2222
2011-07-30 | 7 | 30 | 211 | 22.6 | 72.68 | 48.1 | 33402.7778 | 167013.8889
2011-07-31 | 7 | 31 | 212 | 22.3 | 72.14 | 44.6 | 30972.2222 | 154861.1111
2011-08-01 | 8 | 1 | 213 | 22 | 71.6 | 47.4 | 32916.6667 | 164583.3333
2011-08-02 | 8 | 2 | 214 | 22.3 | 72.14 | 47.3 | 32847.2222 | 164236.1111
2011-08-03 | 8 | 3 | 215 | 22 | 71.6 | 63.9 | 44375 | 221875
2011-08-04 | 8 | 4 | 216 | 22.1 | 71.78 | 52.1 | 36180.5556 | 180902.7778
2011-08-05 | 8 | 5 | 217 | 22.2 | 71.96 | 46.3 | 32152.7778 | 160763.8889
2011-08-06 | 8 | 6 | 218 | 22 | 71.6 | 51.4 | 35694.4444 | 178472.2222
2011-08-07 | 8 | 7 | 219 | 22.4 | 72.32 | 56.7 | 39375 | 196875
2011-08-08 | 8 | 8 | 220 | 22.8 | 73.04 | 53.6 | 37222.2222 | 186111.1111
2011-08-09 | 8 | 9 | 221 | 22.5 | 72.5 | 74.1 | 51458.3333 | 257291.6667
2011-08-10 | 8 | 10 | 222 | 22 | 71.6 | 81.8 | 56805.5556 | 284027.7778
2011-08-11 | 8 | 11 | 223 | 21.5 | 70.7 | 62.8 | 43611.1111 | 218055.5556
2011-08-12 | 8 | 12 | 224 | 21.3 | 70.34 | 51.5 | 35763.8889 | 178819.4444
2011-08-13 | 8 | 13 | 225 | 21.5 | 70.7 | 47.6 | 33055.5556 | 165277.7778
2011-08-14 | 8 | 14 | 226 | 21.6 | 70.88 | 57 | 39583.3333 | 197916.6667
2011-08-15 | 8 | 15 | 227 | 22 | 71.6 | 72.4 | 50277.7778 | 251388.8889
2011-08-16 | 8 | 16 | 228 | 21.9 | 71.42 | 73.6 | 51111.1111 | 255555.5556
2011-08-17 | 8 | 17 | 229 | 22.2 | 71.96 | 53.7 | 37291.6667 | 186458.3333
2011-08-18 | 8 | 18 | 230 | 21.8 | 71.24 | 52.3 | 36319.4444 | 181597.2222
2011-08-19 | 8 | 19 | 231 | 22 | 71.6 | 52.3 | 36319.4444 | 181597.2222
2011-08-20 | 8 | 20 | 232 | 22.2 | 71.96 | 49.3 | 34236.1111 | 171180.5556
2011-08-21 | 8 | 21 | 233 | 22.3 | 72.14 | 53.6 | 37222.2222 | 186111.1111
2011-08-22 | 8 | 22 | 234 | 21.8 | 71.24 | 60.8 | 42222.2222 | 211111.1111
2011-08-23 | 8 | 23 | 235 | 21.9 | 71.42 | 53.2 | 36944.4444 | 184722.2222
2011-08-24 | 8 | 24 | 236 | 21.8 | 71.24 | 52.7 | 36597.2222 | 182986.1111
2011-08-25 | 8 | 25 | 237 | 21.8 | 71.24 | 65.7 | 45625 | 228125
2011-08-26 | 8 | 26 | 238 | 22 | 71.6 | 50.1 | 34791.6667 | 173958.3333
2011-08-27 | 8 | 27 | 239 | 22.1 | 71.78 | 51.2 | 35555.5556 | 177777.7778
2011-08-28 | 8 | 28 | 240 | 21.9 | 71.42 | 94.6 | 65694.4444 | 328472.2222
2011-08-29 | 8 | 29 | 241 | 20.9 | 69.62 | 67.7 | 47013.8889 | 235069.4444
2011-08-30 | 8 | 30 | 242 | 21.2 | 70.16 | 57.2 | 39722.2222 | 198611.1111
2011-08-31 | 8 | 31 | 243 | 21.7 | 71.06 | 53.6 | 37222.2222 | 186111.1111
2011-09-01 | 9 | 1 | 244 | 21.6 | 70.88 | 51.4 | 35694.4444 | 178472.2222
2011-09-02 | 9 | 2 | 245 | 21.8 | 71.24 | 51.8 | 35972.2222 | 179861.1111
2011-09-03 | 9 | 3 | 246 | 22.1 | 71.78 | 49.6 | 34444.4444 | 172222.2222
2011-09-04 | 9 | 4 | 247 | 22.1 | 71.78 | 49.6 | 34444.4444 | 172222.2222
2011-09-05 | 9 | 5 | 248 | 22 | 71.6 | 72 | 50000 | 250000
2011-09-06 | 9 | 6 | 249 | 21.4 | 70.52 | 59.5 | 41319.4444 | 206597.2222
2011-09-07 | 9 | 7 | 250 | 20.8 | 69.44 | 97.8 | 67916.6667 | 339583.3333
2011-09-08 | 9 | 8 | 251 | 20 | 68 | 116.2 | 80694.4444 | 403472.2222
2011-09-09 | 9 | 9 | 252 | 20.4 | 68.72 | 84.6 | 58750 | 293750
2011-09-10 | 9 | 10 | 253 | 20.3 | 68.54 | 65.3 | 45347.2222 | 226736.1111
2011-09-11 | 9 | 11 | 254 | 20.7 | 69.26 | 59.7 | 41458.3333 | 207291.6667
2011-09-12 | 9 | 12 | 255 | 20.9 | 69.62 | 59.8 | 41527.7778 | 207638.8889
2011-09-13 | 9 | 13 | 256 | 21.3 | 70.34 | 58.1 | 40347.2222 | 201736.1111
2011-09-14 | 9 | 14 | 257 | 21.1 | 69.98 | 56.1 | 38958.3333 | 194791.6667
2011-09-15 | 9 | 15 | 258 | 20.7 | 69.26 | 63.2 | 43888.8889 | 219444.4444
2011-09-16 | 9 | 16 | 259 | 20 | 68 | 53.1 | 36875 | 184375
2011-09-17 | 9 | 17 | 260 | 20.1 | 68.18 | 50.9 | 35347.2222 | 176736.1111
2011-09-18 | 9 | 18 | 261 | 20.1 | 68.18 | 50.6 | 35138.8889 | 175694.4444
2011-09-19 | 9 | 19 | 262 | 20 | 68 | 51 | 35416.6667 | 177083.3333
2011-09-20 | 9 | 20 | 263 | 20.2 | 68.36 | 58.9 | 40902.7778 | 204513.8889
2011-09-21 | 9 | 21 | 264 | 20.3 | 68.54 | 51.8 | 35972.2222 | 179861.1111
2011-09-22 | 9 | 22 | 265 | 20.9 | 69.62 | 58.9 | 40902.7778 | 204513.8889
2011-09-23 | 9 | 23 | 266 | 20.7 | 69.26 | 58.1 | 40347.2222 | 201736.1111
2011-09-24 | 9 | 24 | 267 | 20.4 | 68.72 | 57.8 | 40138.8889 | 200694.4444
2011-09-25 | 9 | 25 | 268 | 20.8 | 69.44 | 52.2 | 36250 | 181250
2011-09-26 | 9 | 26 | 269 | 21 | 69.8 | 52.5 | 36458.3333 | 182291.6667
2011-09-27 | 9 | 27 | 270 | 21 | 69.8 | 52.5 | 36458.3333 | 182291.6667
2011-09-28 | 9 | 28 | 271 | 21.1 | 69.98 | 52.3 | 36319.4444 | 181597.2222
2011-09-29 | 9 | 29 | 272 | 20.3 | 68.54 | 106.1 | 73680.5556 | 368402.7778
2011-09-30 | 9 | 30 | 273 | 20 | 68 | 67.2 | 46666.6667 | 233333.3333
2011-10-01 | 10 | 1 | 274 | 19.7 | 67.46 | 56.3 | 39097.2222 | 195486.1111
2011-10-02 | 10 | 2 | 275 | 18.9 | 66.02 | 69.6 | 48333.3333 | 241666.6667
2011-10-03 | 10 | 3 | 276 | 18.7 | 65.66 | 72.2 | 50138.8889 | 250694.4444
2011-10-04 | 10 | 4 | 277 | 19.4 | 66.92 | 59.4 | 41250 | 206250
2011-10-05 | 10 | 5 | 278 | 19.4 | 66.92 | 56.8 | 39444.4444 | 197222.2222
2011-10-06 | 10 | 6 | 279 | 18.9 | 66.02 | 55.9 | 38819.4444 | 194097.2222
2011-10-07 | 10 | 7 | 280 | 19 | 66.2 | 54.1 | 37569.4444 | 187847.2222
2011-10-08 | 10 | 8 | 281 | 19.2 | 66.56 | 52.4 | 36388.8889 | 181944.4444
2011-10-09 | 10 | 9 | 282 | 19.7 | 67.46 | 51.7 | 35902.7778 | 179513.8889
2011-10-10 | 10 | 10 | 283 | 20 | 68 | 52.8 | 36666.6667 | 183333.3333
2011-10-11 | 10 | 11 | 284 | 20 | 68 | 52.6 | 36527.7778 | 182638.8889
2011-10-12 | 10 | 12 | 285 | 19.9 | 67.82 | 52.5 | 36458.3333 | 182291.6667
2011-10-13 | 10 | 13 | 286 | 19.2 | 66.56 | 62.1 | 43125 | 215625
2011-10-14 | 10 | 14 | 287 | 19.8 | 67.64 | 63.8 | 44305.5556 | 221527.7778
2011-10-15 | 10 | 15 | 288 | 19 | 66.2 | 67.5 | 46875 | 234375
2011-10-16 | 10 | 16 | 289 | 18.2 | 64.76 | 63 | 43750 | 218750
2011-10-17 | 10 | 17 | 290 | 18 | 64.4 | 57.6 | 40000 | 200000
2011-10-18 | 10 | 18 | 291 | 18.6 | 65.48 | 54.3 | 37708.3333 | 188541.6667
2011-10-19 | 10 | 19 | 292 | 18.5 | 65.3 | 55.4 | 38472.2222 | 192361.1111
2011-10-20 | 10 | 20 | 293 | 18 | 64.4 | 83.1 | 57708.3333 | 288541.6667
2011-10-21 | 10 | 21 | 294 | 18 | 64.4 | 58.5 | 40625 | 203125
2011-10-22 | 10 | 22 | 295 | 18 | 64.4 | 54.2 | 37638.8889 | 188194.4444
2011-10-23 | 10 | 23 | 296 | 18.1 | 64.58 | 53.5 | 37152.7778 | 185763.8889
2011-10-24 | 10 | 24 | 297 | 18 | 64.4 | 60.6 | 42083.3333 | 210416.6667
2011-10-25 | 10 | 25 | 298 | 17.9 | 64.22 | 55.2 | 38333.3333 | 191666.6667
2011-10-26 | 10 | 26 | 299 | 17.6 | 63.68 | 68.5 | 47569.4444 | 237847.2222
2011-10-27 | 10 | 27 | 300 | 16.7 | 62.06 | 95.1 | 66041.6667 | 330208.3333
2011-10-28 | 10 | 28 | 301 | 16.3 | 61.34 | 69.1 | 47986.1111 | 239930.5556
2011-10-29 | 10 | 29 | 302 | 16.8 | 62.24 | 58.9 | 40902.7778 | 204513.8889
2011-10-30 | 10 | 30 | 303 | 17 | 62.6 | 56.3 | 39097.2222 | 195486.1111
2011-10-31 | 10 | 31 | 304 | 17.3 | 63.14 | 54.3 | 37708.3333 | 188541.6667
2011-11-01 | 11 | 1 | 305 | 17 | 62.6 | 54.9 | 38125 | 190625
2011-11-02 | 11 | 2 | 306 | 17.3 | 63.14 | 53.9 | 37430.5556 | 187152.7778
2011-11-03 | 11 | 3 | 307 | 17.2 | 62.96 | 53.3 | 37013.8889 | 185069.4444
2011-11-04 | 11 | 4 | 308 | 17 | 62.6 | 51.6 | 35833.3333 | 179166.6667
2011-11-05 | 11 | 5 | 309 | 16.7 | 62.06 | 49.3 | 34236.1111 | 171180.5556
2011-11-06 | 11 | 6 | 310 | 16.6 | 61.88 | 49.4 | 34305.5556 | 171527.7778
2011-11-07 | 11 | 7 | 311 | 16.9 | 62.42 | 49.1 | 34097.2222 | 170486.1111
2011-11-08 | 11 | 8 | 312 | 17.5 | 63.5 | 50.7 | 35208.3333 | 176041.6667
2011-11-09 | 11 | 9 | 313 | 17.1 | 62.78 | 48.5 | 33680.5556 | 168402.7778
2011-11-10 | 11 | 10 | 314 | 17.1 | 62.78 | 48.6 | 33750 | 168750
2011-11-11 | 11 | 11 | 315 | 16.4 | 61.52 | 54.1 | 37569.4444 | 187847.2222
2011-11-12 | 11 | 12 | 316 | 16 | 60.8 | 49.1 | 34097.2222 | 170486.1111
2011-11-13 | 11 | 13 | 317 | 16.1 | 60.98 | 48.6 | 33750 | 168750
2011-11-14 | 11 | 14 | 318 | 16.7 | 62.06 | 63.6 | 44166.6667 | 220833.3333
2011-11-15 | 11 | 15 | 319 | 15.9 | 60.62 | 75.4 | 52361.1111 | 261805.5556
2011-11-16 | 11 | 16 | 320 | 16.4 | 61.52 | 56.5 | 39236.1111 | 196180.5556
2011-11-17 | 11 | 17 | 321 | 16.1 | 60.98 | 51.8 | 35972.2222 | 179861.1111
2011-11-18 | 11 | 18 | 322 | 15.6 | 60.08 | 49.9 | 34652.7778 | 173263.8889
2011-11-19 | 11 | 19 | 323 | 15.6 | 60.08 | 48.3 | 33541.6667 | 167708.3333
2011-11-20 | 11 | 20 | 324 | 16 | 60.8 | 47.6 | 33055.5556 | 165277.7778
2011-11-21 | 11 | 21 | 325 | 15.7 | 60.26 | 46.4 | 32222.2222 | 161111.1111
2011-11-22 | 11 | 22 | 326 | 15.6 | 60.08 | 54.6 | 37916.6667 | 189583.3333
2011-11-23 | 11 | 23 | 327 | 12.5 | 54.5 | 106.8 | 74166.6667 | 370833.3333
2011-11-24 | 11 | 24 | 328 | 14.2 | 57.56 | 64.5 | 44791.6667 | 223958.3333
2011-11-25 | 11 | 25 | 329 | 14.9 | 58.82 | 56.7 | 39375 | 196875
2011-11-26 | 11 | 26 | 330 | 15.6 | 60.08 | 54.3 | 37708.3333 | 188541.6667
2011-11-27 | 11 | 27 | 331 | 15.6 | 60.08 | 53.8 | 37361.1111 | 186805.5556
2011-11-28 | 11 | 28 | 332 | 16 | 60.8 | 61.3 | 42569.4444 | 212847.2222
2011-11-29 | 11 | 29 | 333 | 15.8 | 60.44 | 65.4 | 45416.6667 | 227083.3333
2011-11-30 | 11 | 30 | 334 | 15.4 | 59.72 | 69.7 | 48402.7778 | 242013.8889
2011-12-01 | 12 | 1 | 335 | 14.9 | 58.82 | 57.9 | 40208.3333 | 201041.6667
2011-12-02 | 12 | 2 | 336 | 15 | 59 | 56.8 | 39444.4444 | 197222.2222
2011-12-03 | 12 | 3 | 337 | 14.9 | 58.82 | 53.9 | 37430.5556 | 187152.7778
2011-12-04 | 12 | 4 | 338 | 14.9 | 58.82 | 53.6 | 37222.2222 | 186111.1111
2011-12-05 | 12 | 5 | 339 | 15.3 | 59.54 | 57.1 | 39652.7778 | 198263.8889
2011-12-06 | 12 | 6 | 340 | 14.9 | 58.82 | 67.7 | 47013.8889 | 235069.4444
2011-12-07 | 12 | 7 | 341 | 14.9 | 58.82 | 58.7 | 40763.8889 | 203819.4444
2011-12-08 | 12 | 8 | 342 | 14.5 | 58.1 | 56.1 | 38958.3333 | 194791.6667
2011-12-09 | 12 | 9 | 343 | 14.3 | 57.74 | 54.2 | 37638.8889 | 188194.4444
2011-12-10 | 12 | 10 | 344 | 14.1 | 57.38 | 52 | 36111.1111 | 180555.5556
2011-12-11 | 12 | 11 | 345 | 14.1 | 57.38 | 51.6 | 35833.3333 | 179166.6667
2011-12-12 | 12 | 12 | 346 | 14.1 | 57.38 | 51.5 | 35763.8889 | 178819.4444
2011-12-13 | 12 | 13 | 347 | 14.1 | 57.38 | 51.4 | 35694.4444 | 178472.2222
2011-12-14 | 12 | 14 | 348 | 14.6 | 58.28 | 51.3 | 35625 | 178125
2011-12-15 | 12 | 15 | 349 | 14.2 | 57.56 | 66.6 | 46250 | 231250
2011-12-16 | 12 | 16 | 350 | 13.7 | 56.66 | 60 | 41666.6667 | 208333.3333
2011-12-17 | 12 | 17 | 351 | 13.4 | 56.12 | 53.6 | 37222.2222 | 186111.1111
2011-12-18 | 12 | 18 | 352 | 13 | 55.4 | 50.6 | 35138.8889 | 175694.4444
2011-12-19 | 12 | 19 | 353 | 13.3 | 55.94 | 52.4 | 36388.8889 | 181944.4444
2011-12-20 | 12 | 20 | 354 | 13.6 | 56.48 | 51.6 | 35833.3333 | 179166.6667
2011-12-21 | 12 | 21 | 355 | 13.5 | 56.3 | 70 | 48611.1111 | 243055.5556
2011-12-22 | 12 | 22 | 356 | 13.1 | 55.58 | 59 | 40972.2222 | 204861.1111
2011-12-23 | 12 | 23 | 357 | 12.2 | 53.96 | 87.8 | 60972.2222 | 304861.1111
2011-12-24 | 12 | 24 | 358 | 12.8 | 55.04 | 62.4 | 43333.3333 | 216666.6667
2011-12-25 | 12 | 25 | 359 | 12.7 | 54.86 | 57.5 | 39930.5556 | 199652.7778
2011-12-26 | 12 | 26 | 360 | 12.5 | 54.5 | 59.3 | 41180.5556 | 205902.7778
2011-12-27 | 12 | 27 | 361 | 12.9 | 55.22 | 67.4 | 46805.5556 | 234027.7778
2011-12-28 | 12 | 28 | 362 | 12.7 | 54.86 | 64.2 | 44583.3333 | 222916.6667
2011-12-29 | 12 | 29 | 363 | 12.5 | 54.5 | 58.5 | 40625 | 203125
2011-12-30 | 12 | 30 | 364 | 12.8 | 55.04 | 57.3 | 39791.6667 | 198958.3333
2011-12-31 | 12 | 31 | 365 | 13 | 55.4 | 57.6 | 40000 | 200000
2012-01-01 | 1 | 1 | 1 | 13.2 | 55.76 | 55.3 | 38402.7778 | 192013.8889
2012-01-02 | 1 | 2 | 2 | 12.5 | 54.5 | 55.3 | 38402.7778 | 192013.8889
2012-01-03 | 1 | 3 | 3 | 12.2 | 53.96 | 54.1 | 37569.4444 | 187847.2222
2012-01-04 | 1 | 4 | 4 | 12.1 | 53.78 | 54.2 | 37638.8889 | 188194.4444
2012-01-05 | 1 | 5 | 5 | 12.2 | 53.96 | 53.4 | 37083.3333 | 185416.6667
2012-01-06 | 1 | 6 | 6 | 12.6 | 54.68 | 55.2 | 38333.3333 | 191666.6667
2012-01-07 | 1 | 7 | 7 | 12.9 | 55.22 | 53.6 | 37222.2222 | 186111.1111
2012-01-08 | 1 | 8 | 8 | 12.4 | 54.32 | 52.2 | 36250 | 181250
2012-01-09 | 1 | 9 | 9 | 12.1 | 53.78 | 52.9 | 36736.1111 | 183680.5556
2012-01-10 | 1 | 10 | 10 | 12.4 | 54.32 | 52.1 | 36180.5556 | 180902.7778
2012-01-11 | 1 | 11 | 11 | 12.4 | 54.32 | 51.8 | 35972.2222 | 179861.1111
2012-01-12 | 1 | 12 | 12 | 10.9 | 51.62 | 87 | 60416.6667 | 302083.3333
2012-01-13 | 1 | 13 | 13 | 10.9 | 51.62 | 92 | 63888.8889 | 319444.4444
2012-01-14 | 1 | 14 | 14 | 10.6 | 51.08 | 70 | 48611.1111 | 243055.5556
2012-01-15 | 1 | 15 | 15 | 11.2 | 52.16 | 62 | 43055.5556 | 215277.7778
2012-01-16 | 1 | 16 | 16 | 11.1 | 51.98 | 62.2 | 43194.4444 | 215972.2222
2012-01-17 | 1 | 17 | 17 | 11.4 | 52.52 | 92.1 | 63958.3333 | 319791.6667
2012-01-18 | 1 | 18 | 18 | 9.8 | 49.64 | 88 | 61111.1111 | 305555.5556
2012-01-19 | 1 | 19 | 19 | 10.7 | 51.26 | 70.3 | 48819.4444 | 244097.2222
2012-01-20 | 1 | 20 | 20 | 11 | 51.8 | 63.5 | 44097.2222 | 220486.1111
2012-01-21 | 1 | 21 | 21 | 11.1 | 51.98 | 60.6 | 42083.3333 | 210416.6667
2012-01-22 | 1 | 22 | 22 | 11.2 | 52.16 | 59 | 40972.2222 | 204861.1111
2012-01-23 | 1 | 23 | 23 | 11.6 | 52.88 | 65.1 | 45208.3333 | 226041.6667
2012-01-24 | 1 | 24 | 24 | 11.4 | 52.52 | 64.1 | 44513.8889 | 222569.4444
2012-01-25 | 1 | 25 | 25 | 11.6 | 52.88 | 60.6 | 42083.3333 | 210416.6667
2012-01-26 | 1 | 26 | 26 | 11.6 | 52.88 | 63.7 | 44236.1111 | 221180.5556
2012-01-27 | 1 | 27 | 27 | 10.1 | 50.18 | 113.8 | 79027.7778 | 395138.8889
2012-01-28 | 1 | 28 | 28 | 10.3 | 50.54 | 90.7 | 62986.1111 | 314930.5556
2012-01-29 | 1 | 29 | 29 | 10.8 | 51.44 | 75.3 | 52291.6667 | 261458.3333
2012-01-30 | 1 | 30 | 30 | 11 | 51.8 | 74.9 | 52013.8889 | 260069.4444
2012-01-31 | 1 | 31 | 31 | 11.6 | 52.88 | 77 | 53472.2222 | 267361.1111
2012-02-01 | 2 | 1 | 32 | 11.5 | 52.7 | 82.3 | 57152.7778 | 285763.8889
2012-02-02 | 2 | 2 | 33 | 11.6 | 52.88 | 72 | 50000 | 250000
2012-02-03 | 2 | 3 | 34 | 11.3 | 52.34 | 67.5 | 46875 | 234375
2012-02-04 | 2 | 4 | 35 | 11.1 | 51.98 | 66.3 | 46041.6667 | 230208.3333
2012-02-05 | 2 | 5 | 36 | 11.2 | 52.16 | 64.9 | 45069.4444 | 225347.2222
2012-02-06 | 2 | 6 | 37 | 11.4 | 52.52 | 64.6 | 44861.1111 | 224305.5556
2012-02-07 | 2 | 7 | 38 | 11.4 | 52.52 | 62.4 | 43333.3333 | 216666.6667
2012-02-08 | 2 | 8 | 39 | 11.7 | 53.06 | 61.2 | 42500 | 212500
2012-02-09 | 2 | 9 | 40 | 11.4 | 52.52 | 60.3 | 41875 | 209375
2012-02-10 | 2 | 10 | 41 | 11.2 | 52.16 | 59.7 | 41458.3333 | 207291.6667
2012-02-11 | 2 | 11 | 42 | 11.1 | 51.98 | 59 | 40972.2222 | 204861.1111
2012-02-12 | 2 | 12 | 43 | 10.8 | 51.44 | 58.2 | 40416.6667 | 202083.3333
2012-02-13 | 2 | 13 | 44 | 10.9 | 51.62 | 59.2 | 41111.1111 | 205555.5556
2012-02-14 | 2 | 14 | 45 | 11.5 | 52.7 | 57.8 | 40138.8889 | 200694.4444
2012-02-15 | 2 | 15 | 46 | 11.2 | 52.16 | 57.2 | 39722.2222 | 198611.1111
2012-02-16 | 2 | 16 | 47 | 11.4 | 52.52 | 61.2 | 42500 | 212500
2012-02-17 | 2 | 17 | 48 | 11.2 | 52.16 | 60 | 41666.6667 | 208333.3333
2012-02-18 | 2 | 18 | 49 | 11 | 51.8 | 58.6 | 40694.4444 | 203472.2222
2012-02-19 | 2 | 19 | 50 | 11 | 51.8 | 57.8 | 40138.8889 | 200694.4444
2012-02-20 | 2 | 20 | 51 | 11.2 | 52.16 | 57.5 | 39930.5556 | 199652.7778
2012-02-21 | 2 | 21 | 52 | 11 | 51.8 | 57 | 39583.3333 | 197916.6667
2012-02-22 | 2 | 22 | 53 | 11.4 | 52.52 | 56.9 | 39513.8889 | 197569.4444
2012-02-23 | 2 | 23 | 54 | 11.3 | 52.34 | 59.7 | 41458.3333 | 207291.6667
2012-02-24 | 2 | 24 | 55 | 11.1 | 51.98 | 62.6 | 43472.2222 | 217361.1111
2012-02-25 | 2 | 25 | 56 | 10.3 | 50.54 | 59.2 | 41111.1111 | 205555.5556
2012-02-26 | 2 | 26 | 57 | 10.2 | 50.36 | 59.2 | 41111.1111 | 205555.5556
2012-02-27 | 2 | 27 | 58 | 11.1 | 51.98 | 59.1 | 41041.6667 | 205208.3333
2012-02-28 | 2 | 28 | 59 | 11.1 | 51.98 | 58.6 | 40694.4444 | 203472.2222
2012-02-29 | 2 | 29 | 60 | 10.9 | 51.62 | 63.3 | 43958.3333 | 219791.6667
2012-03-01 | 3 | 1 | 61 | 10.1 | 50.18 | 86.2 | 59861.1111 | 299305.5556
2012-03-02 | 3 | 2 | 62 | 10.6 | 51.08 | 74 | 51388.8889 | 256944.4444
2012-03-03 | 3 | 3 | 63 | 10.5 | 50.9 | 72.1 | 50069.4444 | 250347.2222
2012-03-04 | 3 | 4 | 64 | 10.8 | 51.44 | 64 | 44444.4444 | 222222.2222
2012-03-05 | 3 | 5 | 65 | 10.6 | 51.08 | 62.4 | 43333.3333 | 216666.6667
2012-03-06 | 3 | 6 | 66 | 10.9 | 51.62 | 60.2 | 41805.5556 | 209027.7778
2012-03-07 | 3 | 7 | 67 | 11.9 | 53.42 | 59.8 | 41527.7778 | 207638.8889
2012-03-08 | 3 | 8 | 68 | 11.8 | 53.24 | 72.5 | 50347.2222 | 251736.1111
2012-03-09 | 3 | 9 | 69 | 10.6 | 51.08 | 81.2 | 56388.8889 | 281944.4444
2012-03-10 | 3 | 10 | 70 | 10.1 | 50.18 | 66.4 | 46111.1111 | 230555.5556
2012-03-11 | 3 | 11 | 71 | 11 | 51.8 | 63.6 | 44166.6667 | 220833.3333
2012-03-12 | 3 | 12 | 72 | 11.4 | 52.52 | 62.3 | 43263.8889 | 216319.4444
2012-03-13 | 3 | 13 | 73 | 12 | 53.6 | 61.3 | 42569.4444 | 212847.2222
2012-03-14 | 3 | 14 | 74 | 12 | 53.6 | 59.2 | 41111.1111 | 205555.5556
2012-03-15 | 3 | 15 | 75 | 11.8 | 53.24 | 59.1 | 41041.6667 | 205208.3333
2012-03-16 | 3 | 16 | 76 | 12.1 | 53.78 | 72.3 | 50208.3333 | 251041.6667
2012-03-17 | 3 | 17 | 77 | 12 | 53.6 | 59.6 | 41388.8889 | 206944.4444
2012-03-18 | 3 | 18 | 78 | 12.4 | 54.32 | 58.5 | 40625 | 203125
2012-03-19 | 3 | 19 | 79 | 13 | 55.4 | 57.9 | 40208.3333 | 201041.6667
2012-03-20 | 3 | 20 | 80 | 13.1 | 55.58 | 56.4 | 39166.6667 | 195833.3333
2012-03-21 | 3 | 21 | 81 | 13.8 | 56.84 | 55.6 | 38611.1111 | 193055.5556
2012-03-22 | 3 | 22 | 82 | 13.9 | 57.02 | 54.7 | 37986.1111 | 189930.5556
2012-03-23 | 3 | 23 | 83 | 13.4 | 56.12 | 53.7 | 37291.6667 | 186458.3333
2012-03-24 | 3 | 24 | 84 | 13.3 | 55.94 | 54.8 | 38055.5556 | 190277.7778
2012-03-25 | 3 | 25 | 85 | 13 | 55.4 | 54.6 | 37916.6667 | 189583.3333
2012-03-26 | 3 | 26 | 86 | 13.1 | 55.58 | 53.6 | 37222.2222 | 186111.1111
2012-03-27 | 3 | 27 | 87 | 12.4 | 54.32 | 53 | 36805.5556 | 184027.7778
2012-03-28 | 3 | 28 | 88 | 12.9 | 55.22 | 54.4 | 37777.7778 | 188888.8889
2012-03-29 | 3 | 29 | 89 | 12.8 | 55.04 | 56.7 | 39375 | 196875
2012-03-30 | 3 | 30 | 90 | 12.9 | 55.22 | 52.6 | 36527.7778 | 182638.8889
2012-03-31 | 3 | 31 | 91 | 13 | 55.4 | 53.2 | 36944.4444 | 184722.2222
2012-04-01 | 4 | 1 | 92 | 13 | 55.4 | 56 | 38888.8889 | 194444.4444
2012-04-02 | 4 | 2 | 93 | 12.8 | 55.04 | 54.6 | 37916.6667 | 189583.3333
2012-04-03 | 4 | 3 | 94 | 13 | 55.4 | 52.2 | 36250 | 181250
2012-04-04 | 4 | 4 | 95 | 13 | 55.4 | 53.8 | 37361.1111 | 186805.5556
2012-04-05 | 4 | 5 | 96 | 12.7 | 54.86 | 50.5 | 35069.4444 | 175347.2222
2012-04-06 | 4 | 6 | 97 | 12.7 | 54.86 | 51.2 | 35555.5556 | 177777.7778
2012-04-07 | 4 | 7 | 98 | 13 | 55.4 | 50.9 | 35347.2222 | 176736.1111
2012-04-08 | 4 | 8 | 99 | 12.7 | 54.86 | 49.9 | 34652.7778 | 173263.8889
2012-04-09 | 4 | 9 | 100 | 12.8 | 55.04 | 50.3 | 34930.5556 | 174652.7778
2012-04-10 | 4 | 10 | 101 | 13.1 | 55.58 | 50.9 | 35347.2222 | 176736.1111
2012-04-11 | 4 | 11 | 102 | 13 | 55.4 | 52 | 36111.1111 | 180555.5556
2012-04-12 | 4 | 12 | 103 | 13.3 | 55.94 | 49.4 | 34305.5556 | 171527.7778
2012-04-13 | 4 | 13 | 104 | 13.3 | 55.94 | 49 | 34027.7778 | 170138.8889
2012-04-14 | 4 | 14 | 105 | 13.7 | 56.66 | 48 | 33333.3333 | 166666.6667
2012-04-15 | 4 | 15 | 106 | 14.1 | 57.38 | 47.1 | 32708.3333 | 163541.6667
2012-04-16 | 4 | 16 | 107 | 14.8 | 58.64 | 47.9 | 33263.8889 | 166319.4444
2012-04-17 | 4 | 17 | 108 | 14.3 | 57.74 | 48.3 | 33541.6667 | 167708.3333
2012-04-18 | 4 | 18 | 109 | 14.4 | 57.92 | 47.8 | 33194.4444 | 165972.2222
2012-04-19 | 4 | 19 | 110 | 14.4 | 57.92 | 47 | 32638.8889 | 163194.4444
2012-04-20 | 4 | 20 | 111 | 14.9 | 58.82 | 46.9 | 32569.4444 | 162847.2222
2012-04-21 | 4 | 21 | 112 | 14.9 | 58.82 | 59 | 40972.2222 | 204861.1111
2012-04-22 | 4 | 22 | 113 | 13.5 | 56.3 | 54.1 | 37569.4444 | 187847.2222
2012-04-23 | 4 | 23 | 114 | 12 | 53.6 | 106.3 | 73819.4444 | 369097.2222
2012-04-24 | 4 | 24 | 115 | 12.7 | 54.86 | 63.8 | 44305.5556 | 221527.7778
2012-04-25 | 4 | 25 | 116 | 13.4 | 56.12 | 56.3 | 39097.2222 | 195486.1111
2012-04-26 | 4 | 26 | 117 | 13.6 | 56.48 | 62.7 | 43541.6667 | 217708.3333
2012-04-27 | 4 | 27 | 118 | 13.2 | 55.76 | 54.8 | 38055.5556 | 190277.7778
2012-04-28 | 4 | 28 | 119 | 13.5 | 56.3 | 51.7 | 35902.7778 | 179513.8889
2012-04-29 | 4 | 29 | 120 | 13.7 | 56.66 | 52 | 36111.1111 | 180555.5556
2012-04-30 | 4 | 30 | 121 | 13.8 | 56.84 | 52.9 | 36736.1111 | 183680.5556
2012-05-01 | 5 | 1 | 122 | 14 | 57.2 | 71.75 | 49826.3889 | 249131.9444
2012-05-02 | 5 | 2 | 123 | 14.6167 | 58.31 | 52.36 | 36361.1111 | 181805.5556
2012-05-03 | 5 | 3 | 124 | 14.8667 | 58.76 | 53.15 | 36909.7222 | 184548.6111
2012-05-04 | 5 | 4 | 125 | 15.1333 | 59.24 | 79.33 | 55090.2778 | 275451.3889
2012-05-05 | 5 | 5 | 126 | 15.1333 | 59.24 | 55.07 | 38243.0556 | 191215.2778
2012-05-06 | 5 | 6 | 127 | 14.85 | 58.73 | 53.3 | 37013.8889 | 185069.4444
2012-05-07 | 5 | 7 | 128 | 14.9667 | 58.94 | 56.54 | 39263.8889 | 196319.4444
2012-05-08 | 5 | 8 | 129 | 15.15 | 59.27 | 118.71 | 82437.5 | 412187.5
2012-05-09 | 5 | 9 | 130 | 14.8333 | 58.7 | 83.84 | 58222.2222 | 291111.1111
2012-05-10 | 5 | 10 | 131 | 14.55 | 58.19 | 69.15 | 48020.8333 | 240104.1667
2012-05-11 | 5 | 11 | 132 | 14.7167 | 58.49 | 61.59 | 42770.8333 | 213854.1667
2012-05-12 | 5 | 12 | 133 | 15.2 | 59.36 | 58.73 | 40784.7222 | 203923.6111
2012-05-13 | 5 | 13 | 134 | 15.2833 | 59.51 | 56.06 | 38930.5556 | 194652.7778
2012-05-14 | 5 | 14 | 135 | 15.5167 | 59.93 | 56.01 | 38895.8333 | 194479.1667
2012-05-15 | 5 | 15 | 136 | 15.7167 | 60.29 | 55.66 | 38652.7778 | 193263.8889
2012-05-16 | 5 | 16 | 137 | 16.0667 | 60.92 | 53.55 | 37187.5 | 185937.5
2012-05-17 | 5 | 17 | 138 | 15.4667 | 59.84 | 51.84 | 36000 | 180000
2012-05-18 | 5 | 18 | 139 | 15.4667 | 59.84 | 51.53 | 35784.7222 | 178923.6111
2012-05-19 | 5 | 19 | 140 | 14.4167 | 57.95 | 49.65 | 34479.1667 | 172395.8333
2012-05-20 | 5 | 20 | 141 | 16.3167 | 61.37 | 49.84 | 34611.1111 | 173055.5556
2012-05-21 | 5 | 21 | 142 | 16.6333 | 61.94 | 51.15 | 35520.8333 | 177604.1667
2012-05-22 | 5 | 22 | 143 | 17.1167 | 62.81 | 49.61 | 34451.3889 | 172256.9444
2012-05-23 | 5 | 23 | 144 | 17.1 | 62.78 | 48.37 | 33590.2778 | 167951.3889
2012-05-24 | 5 | 24 | 145 | 17.25 | 63.05 | 49 | 34027.7778 | 170138.8889
2012-05-25 | 5 | 25 | 146 | 17.5667 | 63.62 | 47.66 | 33097.2222 | 165486.1111
2012-05-26 | 5 | 26 | 147 | 17.65 | 63.77 | 44.41 | 30840.2778 | 154201.3889
2012-05-27 | 5 | 27 | 148 | 17.2833 | 63.11 | 43.94 | 30513.8889 | 152569.4444
2012-05-28 | 5 | 28 | 149 | 17.5167 | 63.53 | 49.54 | 34402.7778 | 172013.8889
2012-05-29 | 5 | 29 | 150 | 18.2167 | 64.79 | 64.35 | 44687.5 | 223437.5
2012-05-30 | 5 | 30 | 151 | 19.5667 | 67.22 | 52.97 | 36784.7222 | 183923.6111
2012-05-31 | 5 | 31 | 152 | 18.1833 | 64.73 | 47.85 | 33229.1667 | 166145.8333
2012-06-01 | 6 | 1 | 153 | 17.53 | 63.554 | 47.7 | 33125 | 165625
2012-06-02 | 6 | 2 | 154 | 17.37 | 63.266 | 55.9 | 38819.4444 | 194097.2222
2012-06-03 | 6 | 3 | 155 | 17.35 | 63.23 | 49.7 | 34513.8889 | 172569.4444
2012-06-04 | 6 | 4 | 156 | 17.62 | 63.716 | 53.2 | 36944.4444 | 184722.2222
2012-06-05 | 6 | 5 | 157 | 17.42 | 63.356 | 48.9 | 33958.3333 | 169791.6667
2012-06-06 | 6 | 6 | 158 | 17.53 | 63.554 | 46.4 | 32222.2222 | 161111.1111
2012-06-07 | 6 | 7 | 159 | 17.88 | 64.184 | 46.4 | 32222.2222 | 161111.1111
2012-06-08 | 6 | 8 | 160 | 18.2 | 64.76 | 45.7 | 31736.1111 | 158680.5556
2012-06-09 | 6 | 9 | 161 | 18.1 | 64.58 | 50.3 | 34930.5556 | 174652.7778
2012-06-10 | 6 | 10 | 162 | 18.65 | 65.57 | 46.4 | 32222.2222 | 161111.1111
2012-06-11 | 6 | 11 | 163 | 19 | 66.2 | 46.6 | 32361.1111 | 161805.5556
2012-06-12 | 6 | 12 | 164 | 19.01 | 66.218 | 57.6 | 40000 | 200000
2012-06-13 | 6 | 13 | 165 | 18.67 | 65.606 | 47.1 | 32708.3333 | 163541.6667
2012-06-14 | 6 | 14 | 166 | 18.57 | 65.426 | 46.6 | 32361.1111 | 161805.5556
2012-06-15 | 6 | 15 | 167 | 18.87 | 65.966 | 46 | 31944.4444 | 159722.2222
2012-06-16 | 6 | 16 | 168 | 19.12 | 66.416 | 44.1 | 30625 | 153125
2012-06-17 | 6 | 17 | 169 | 19.5 | 67.1 | 43.5 | 30208.3333 | 151041.6667
2012-06-18 | 6 | 18 | 170 | 19.78 | 67.604 | 45.6 | 31666.6667 | 158333.3333
2012-06-19 | 6 | 19 | 171 | 19.48 | 67.064 | 52.9 | 36736.1111 | 183680.5556
2012-06-20 | 6 | 20 | 172 | 20.25 | 68.45 | 46.7 | 32430.5556 | 162152.7778
2012-06-21 | 6 | 21 | 173 | 20.65 | 69.17 | 46.8 | 32500 | 162500
2012-06-22 | 6 | 22 | 174 | 20.5 | 68.9 | 45 | 31250 | 156250
2012-06-23 | 6 | 23 | 175 | 20.33 | 68.594 | 42.1 | 29236.1111 | 146180.5556
2012-06-24 | 6 | 24 | 176 | 19.98 | 67.964 | 42.4 | 29444.4444 | 147222.2222
2012-06-25 | 6 | 25 | 177 | 19.8 | 67.64 | 44.9 | 31180.5556 | 155902.7778
2012-06-26 | 6 | 26 | 178 | 19.95 | 67.91 | 45 | 31250 | 156250
2012-06-27 | 6 | 27 | 179 | 20 | 68 | 44.2 | 30694.4444 | 153472.2222
2012-06-28 | 6 | 28 | 180 | 19.87 | 67.766 | 43.7 | 30347.2222 | 151736.1111
2012-06-29 | 6 | 29 | 181 | 20.42 | 68.756 | 49.7 | 34513.8889 | 172569.4444
2012-06-30 | 6 | 30 | 182 | 20.68 | 69.224 | 41.5 | 28819.4444 | 144097.2222
2012-07-01 | 7 | 1 | 183 | 20.72 | 69.296 | 41.5012 | 28820.2496 | 144101.248
2012-07-02 | 7 | 2 | 184 | 20.72 | 69.296 | 42.9894 | 29853.7326 | 149268.6632
2012-07-03 | 7 | 3 | 185 | 20.95 | 69.71 | 43.1983 | 29998.8426 | 149994.213
2012-07-04 | 7 | 4 | 186 | 20.97 | 69.746 | 42.4128 | 29453.3515 | 147266.7573
2012-07-05 | 7 | 5 | 187 | 21.12 | 70.016 | 43.6869 | 30338.1559 | 151690.7793
2012-07-06 | 7 | 6 | 188 | 21.03 | 69.854 | 44.0614 | 30598.2287 | 152991.1433
2012-07-07 | 7 | 7 | 189 | 21.43 | 70.574 | 46.9167 | 32581.0185 | 162905.0926
2012-07-08 | 7 | 8 | 190 | 21.35 | 70.43 | 44.0333 | 30578.7037 | 152893.5185
2012-07-09 | 7 | 9 | 191 | 21.17 | 70.106 | 43.7104 | 30354.4235 | 151772.1174
2012-07-10 | 7 | 10 | 192 | 21.17 | 70.106 | 44.2496 | 30728.9151 | 153644.5753
2012-07-11 | 7 | 11 | 193 | 21.42 | 70.556 | 42.683 | 29640.9626 | 148204.8129
2012-07-12 | 7 | 12 | 194 | 21.4 | 70.52 | 42.6714 | 29632.9509 | 148164.7544
2012-07-13 | 7 | 13 | 195 | 21.85 | 71.33 | 41.8114 | 29035.6783 | 145178.3917
2012-07-14 | 7 | 14 | 196 | 22.27 | 72.086 | 41.2887 | 28672.7053 | 143363.5266
2012-07-15 | 7 | 15 | 197 | 22.1 | 71.78 | 47.5767 | 33039.4022 | 165197.0109
2012-07-16 | 7 | 16 | 198 | 22.42 | 72.356 | 45.6293 | 31687.0471 | 158435.2355
2012-07-17 | 7 | 17 | 199 | 22.95 | 73.31 | 43.9576 | 30526.1404 | 152630.7019
2012-07-18 | 7 | 18 | 200 | 22.65 | 72.77 | 43.2718 | 30049.8521 | 150249.2605
2012-07-19 | 7 | 19 | 201 | 22.17 | 71.906 | 43.6156 | 30288.6285 | 151443.1424
2012-07-20 | 7 | 20 | 202 | 21.98 | 71.564 | 42.8991 | 29791.0628 | 148955.314
2012-07-21 | 7 | 21 | 203 | 21.93 | 71.474 | 40.9582 | 28443.1864 | 142215.932
2012-07-22 | 7 | 22 | 204 | 22.05 | 71.69 | 41.9668 | 29143.6192 | 145718.0958
2012-07-23 | 7 | 23 | 205 | 22.47 | 72.446 | 41.9234 | 29113.4762 | 145567.3813
2012-07-24 | 7 | 24 | 206 | 22.97 | 73.346 | 55.0601 | 38236.2076 | 191181.0378
2012-07-25 | 7 | 25 | 207 | 22.63 | 72.734 | 43.699 | 30346.5542 | 151732.7708
2012-07-26 | 7 | 26 | 208 | 22.33 | 72.194 | 53.0706 | 36854.5872 | 184272.9361
2012-07-27 | 7 | 27 | 209 | 22.98 | 73.364 | 66.7492 | 46353.6131 | 231768.0656
2012-07-28 | 7 | 28 | 210 | 22.58 | 72.644 | 54.8909 | 38118.6594 | 190593.2971
2012-07-29 | 7 | 29 | 211 | 22.4 | 72.32 | 47.8635 | 33238.5266 | 166192.6328
2012-07-30 | 7 | 30 | 212 | 22.37 | 72.266 | 49.2911 | 34229.9215 | 171149.6075
2012-07-31 | 7 | 31 | 213 | 23 | 73.4 | 52.4257 | 36406.7532 | 182033.7661
2012-08-01 | 8 | 1 | 214 | 22.97 | 73.346 | 52.9908 | 36799.1647 | 183995.8233
2012-08-02 | 8 | 2 | 215 | 23.08 | 73.544 | 49.1116 | 34105.3122 | 170526.5612
2012-08-03 | 8 | 3 | 216 | 23.13 | 73.634 | 48.8595 | 33930.2033 | 169651.0165
2012-08-04 | 8 | 4 | 217 | 23.52 | 74.336 | 50.7174 | 35220.4106 | 176102.0531
2012-08-05 | 8 | 5 | 218 | 23.82 | 74.876 | 48.0458 | 33365.1138 | 166825.5691
2012-08-06 | 8 | 6 | 219 | 23.06 | 73.508 | 48.3267 | 33560.1852 | 167800.9259
2012-08-07 | 8 | 7 | 220 | 23.3 | 73.94 | 50.7774 | 35262.0773 | 176310.3865
2012-08-08 | 8 | 8 | 221 | 23.12 | 73.616 | 49.7332 | 34536.9364 | 172684.682
2012-08-09 | 8 | 9 | 222 | 23.5 | 74.3 | 46.8454 | 32531.5374 | 162657.6872
2012-08-10 | 8 | 10 | 223 | 23.12 | 73.616 | 64.8898 | 45062.349 | 225311.7452
2012-08-11 | 8 | 11 | 224 | 23.2 | 73.76 | 48.8154 | 33899.5572 | 169497.7858
2012-08-12 | 8 | 12 | 225 | 23.06 | 73.508 | 45.4788 | 31582.4779 | 157912.3893
2012-08-13 | 8 | 13 | 226 | 22.9 | 73.22 | 47.3969 | 32914.5028 | 164572.5141
2012-08-14 | 8 | 14 | 227 | 23.08 | 73.544 | 56.3235 | 39113.5266 | 195567.6328
2012-08-15 | 8 | 15 | 228 | 22.82 | 73.076 | 55.1641 | 38308.4219 | 191542.1094
2012-08-16 | 8 | 16 | 229 | 22.85 | 73.13 | 49.1208 | 34111.6647 | 170558.3233
2012-08-17 | 8 | 17 | 230 | 22.9 | 73.22 | 45.2356 | 31413.597 | 157067.9851
2012-08-18 | 8 | 18 | 231 | 22.65 | 72.77 | 45.2259 | 31406.8539 | 157034.2693
2012-08-19 | 8 | 19 | 232 | 22.38 | 72.284 | 45.202 | 31390.2979 | 156951.4895
2012-08-20 | 8 | 20 | 233 | 22.37 | 72.266 | 45.0545 | 31287.8788 | 156439.3939
2012-08-21 | 8 | 21 | 234 | 22.25 | 72.05 | 48.2078 | 33477.6717 | 167388.3584
2012-08-22 | 8 | 22 | 235 | 22.3 | 72.14 | 47.1277 | 32727.5564 | 163637.7818
2012-08-23 | 8 | 23 | 236 | 23.45 | 74.21 | 48.663 | 33793.7802 | 168968.901
2012-08-24 | 8 | 24 | 237 | 23 | 73.4 | 48.4741 | 33662.5961 | 168312.9804
2012-08-25 | 8 | 25 | 238 | 23.88 | 74.984 | 46.3951 | 32218.8506 | 161094.2532
2012-08-26 | 8 | 26 | 239 | 22.97 | 73.346 | 46.4178 | 32234.6015 | 161173.0073
2012-08-27 | 8 | 27 | 240 | 23.4 | 74.12 | 53.7588 | 37332.5282 | 186662.6409
2012-08-28 | 8 | 28 | 241 | 23 | 73.4 | 80.4997 | 55902.5765 | 279512.8824
2012-08-29 | 8 | 29 | 242 | 22.88 | 73.184 | 52.8964 | 36733.595 | 183667.975
2012-08-30 | 8 | 30 | 243 | 22.47 | 72.446 | 49.423 | 34321.558 | 171607.7899
2012-08-31 | 8 | 31 | 244 | 22.82 | 73.076 | 49.8897 | 34645.632 | 173228.1602
2012-09-01 | 9 | 1 | 245 | 23.33 | 73.994 | 48.2221 | 33487.5548 | 167437.7742
2012-09-02 | 9 | 2 | 246 | 23.03 | 73.454 | 46.3828 | 32210.2456 | 161051.2278
2012-09-03 | 9 | 3 | 247 | 22.93 | 73.274 | 42.5295 | 29534.37 | 147671.8498
2012-09-04 | 9 | 4 | 248 | 22.88 | 73.184 | 51.1402 | 35514.0336 | 177570.1678
2012-09-05 | 9 | 5 | 249 | 23.25 | 73.85 | 48.6631 | 33793.8368 | 168969.184
2012-09-06 | 9 | 6 | 250 | 23.17 | 73.706 | 50.5556 | 35108.0415 | 175540.2073
2012-09-07 | 9 | 7 | 251 | 23.28 | 73.904 | 43.7038 | 30349.8893 | 151749.4465
2012-09-08 | 9 | 8 | 252 | 22.92 | 73.256 | 51.1916 | 35549.7203 | 177748.6015
2012-09-09 | 9 | 9 | 253 | 22.25 | 72.05 | 44.7429 | 31071.4573 | 155357.2866
2012-09-10 | 9 | 10 | 254 | 21.95 | 71.51 | 45.9328 | 31897.7456 | 159488.7278
2012-09-11 | 9 | 11 | 255 | 21.9 | 71.42 | 47.4414 | 32945.409 | 164727.0448
2012-09-12 | 9 | 12 | 256 | 22.17 | 71.906 | 46.5161 | 32302.8382 | 161514.1908
2012-09-13 | 9 | 13 | 257 | 22.63 | 72.734 | 46.7524 | 32466.9384 | 162334.692
2012-09-14 | 9 | 14 | 258 | 22.57 | 72.626 | 56.9873 | 39574.527 | 197872.6349
2012-09-15 | 9 | 15 | 259 | 21.87 | 71.366 | 50.5825 | 35126.7613 | 175633.8064
2012-09-16 | 9 | 16 | 260 | 21.82 | 71.276 | 44.4656 | 30878.8748 | 154394.374
2012-09-17 | 9 | 17 | 261 | 22.05 | 71.69 | 49.5841 | 34433.4239 | 172167.1196
2012-09-18 | 9 | 18 | 262 | 21.93 | 71.474 | 74.0485 | 51422.5543 | 257112.7717
2012-09-19 | 9 | 19 | 263 | 21.25 | 70.25 | 55.8978 | 38817.907 | 194089.5351
2012-09-20 | 9 | 20 | 264 | 20.9 | 69.62 | 51.8417 | 36001.2077 | 180006.0386
2012-09-21 | 9 | 21 | 265 | 21.08 | 69.944 | 44.496 | 30900.0101 | 154500.0503
2012-09-22 | 9 | 22 | 266 | 21.15 | 70.07 | 58.8192 | 40846.6687 | 204233.3434
2012-09-23 | 9 | 23 | 267 | 20.58 | 69.044 | 46.3962 | 32219.5552 | 161097.7758
2012-09-24 | 9 | 24 | 268 | 20.3 | 68.54 | 46.1837 | 32072.0004 | 160360.0019
2012-09-25 | 9 | 25 | 269 | 20.83 | 69.494 | 44.0443 | 30586.3527 | 152931.7633
2012-09-26 | 9 | 26 | 270 | 21.03 | 69.854 | 43.9027 | 30487.973 | 152439.8651
2012-09-27 | 9 | 27 | 271 | 20.9 | 69.62 | 42.9986 | 29860.155 | 149300.775
2012-09-28 | 9 | 28 | 272 | 20.45 | 68.81 | 52.6001 | 36527.8281 | 182639.1405
2012-09-29 | 9 | 29 | 273 | 20.07 | 68.126 | 42.8917 | 29785.93 | 148929.6498
2012-09-30 | 9 | 30 | 274 | 19.97 | 67.946 | 62.4207 | 43347.6751 | 216738.3756
2012-10-01 | 10 | 1 | 275 | 19.53 | 67.154 | 50.1288 | 34811.6948 | 174058.4742
2012-10-02 | 10 | 2 | 276 | 20.08 | 68.144 | 46.1264 | 32032.1941 | 160160.9704
2012-10-03 | 10 | 3 | 277 | 20.72 | 69.296 | 51.4026 | 35696.256 | 178481.2802
2012-10-04 | 10 | 4 | 278 | 20.73 | 69.314 | 45.3206 | 31472.6248 | 157363.124
2012-10-05 | 10 | 5 | 279 | 20.82 | 69.476 | 44.1212 | 30639.7444 | 153198.7218
2012-10-06 | 10 | 6 | 280 | 20.08 | 68.144 | 64.2456 | 44615.0174 | 223075.0868
2012-10-07 | 10 | 7 | 281 | 19.02 | 66.236 | 49.7636 | 34558.0633 | 172790.3164
2012-10-08 | 10 | 8 | 282 | 19.13 | 66.434 | 50.5542 | 35107.1084 | 175535.5421
2012-10-09 | 10 | 9 | 283 | 19.27 | 66.686 | 45.4186 | 31540.7105 | 157703.5527
2012-10-10 | 10 | 10 | 284 | 19.13 | 66.434 | 45.5052 | 31600.8571 | 158004.2855
2012-10-11 | 10 | 11 | 285 | 19.02 | 66.236 | 46.9706 | 32618.4581 | 163092.2907
2012-10-12 | 10 | 12 | 286 | 18.37 | 65.066 | 62.3879 | 43324.9421 | 216624.7106
2012-10-13 | 10 | 13 | 287 | 17.83 | 64.094 | 49.2384 | 34193.3374 | 170966.6868
2012-10-14 | 10 | 14 | 288 | 17.45 | 63.41 | 82.5051 | 57295.1892 | 286475.9461
2012-10-15 | 10 | 15 | 289 | 18.55 | 65.39 | 55.0204 | 38208.5875 | 191042.9375
2012-10-16 | 10 | 16 | 290 | 18.4 | 65.12 | 50.9194 | 35360.7253 | 176803.6265
2012-10-17 | 10 | 17 | 291 | 18.75 | 65.75 | 49.0188 | 34040.8112 | 170204.056
2012-10-18 | 10 | 18 | 292 | 18.6 | 65.48 | 47.3769 | 32900.6139 | 164503.0696
2012-10-19 | 10 | 19 | 293 | 18.1 | 64.58 | 78.7944 | 54718.3642 | 273591.821
2012-10-20 | 10 | 20 | 294 | 18.12 | 64.616 | 53.0895 | 36867.7033 | 184338.5165
2012-10-21 | 10 | 21 | 295 | 18.2 | 64.76 | 48.8855 | 33948.2521 | 169741.2607
2012-10-22 | 10 | 22 | 296 | 18.28 | 64.904 | 49.4159 | 34316.5761 | 171582.8804
2012-10-23 | 10 | 23 | 297 | 18.5 | 65.3 | 60.4278 | 41963.7178 | 209818.589
2012-10-24 | 10 | 24 | 298 | 18.07 | 64.526 | 54.4018 | 37779.0358 | 188895.1791
2012-10-25 | 10 | 25 | 299 | 18.38 | 65.084 | 49.9235 | 34669.0821 | 173345.4106
2012-10-26 | 10 | 26 | 300 | 18.75 | 65.75 | 49.7542 | 34551.5529 | 172757.7643
2012-10-27 | 10 | 27 | 301 | 18.8 | 65.84 | 48.8013 | 33889.7947 | 169448.9734
2012-10-28 | 10 | 28 | 302 | 18.35 | 65.03 | 48.2443 | 33503.0193 | 167515.0966
2012-10-29 | 10 | 29 | 303 | 18.2 | 64.76 | 60.963 | 42335.407 | 211677.0351
2012-10-30 | 10 | 30 | 304 | 17.57 | 63.626 | 79.9615 | 55528.8345 | 277644.1727
2012-10-31 | 10 | 31 | 305 | 17.45 | 63.41 | 55.4687 | 38519.9275 | 192599.6377
2012-11-01 | 11 | 1 | 306 | 17.08 | 62.744 | 60.7383 | 42179.3981 | 210896.9907
2012-11-02 | 11 | 2 | 307 | 16.9 | 62.42 | 55.8102 | 38757.0891 | 193785.4456
2012-11-03 | 11 | 3 | 308 | 16.65 | 61.97 | 52.1062 | 36184.8329 | 180924.1647
2012-11-04 | 11 | 4 | 309 | 16.52 | 61.736 | 48.8223 | 33904.3692 | 169521.8461
2012-11-05 | 11 | 5 | 310 | 16.8 | 62.24 | 51.0398 | 35444.2935 | 177221.4674
2012-11-06 | 11 | 6 | 311 | 16.47 | 61.646 | 51.4204 | 35708.5849 | 178542.9247
2012-11-07 | 11 | 7 | 312 | 16.07 | 60.926 | 48.4526 | 33647.6449 | 168238.2246
2012-11-08 | 11 | 8 | 313 | 16.38 | 61.484 | 45.764 | 31780.5266 | 158902.6331
2012-11-09 | 11 | 9 | 314 | 16.22 | 61.196 | 45.8961 | 31872.2826 | 159361.413
2012-11-10 | 11 | 10 | 315 | 16.83 | 62.294 | 46.0462 | 31976.5143 | 159882.5714
2012-11-11 | 11 | 11 | 316 | 17.15 | 62.87 | 47.7383 | 33151.6204 | 165758.1019
2012-11-12 | 11 | 12 | 317 | 17.15 | 62.87 | 50.2042 | 34864.0298 | 174320.149
2012-11-13 | 11 | 13 | 318 | 15.58 | 60.044 | 75.7083 | 52575.1812 | 262875.9058
2012-11-14 | 11 | 14 | 319 | 15.8 | 60.44 | 53.4224 | 37098.8829 | 185494.4143
2012-11-15 | 11 | 15 | 320 | 16.02 | 60.836 | 51.7459 | 35934.682 | 179673.4098
2012-11-16 | 11 | 16 | 321 | 15.8 | 60.44 | 47.3092 | 32853.6451 | 164268.2257
2012-11-17 | 11 | 17 | 322 | 15.6 | 60.08 | 48.01 | 33340.2778 | 166701.3889
2012-11-18 | 11 | 18 | 323 | 15.5 | 59.9 | 48.7146 | 33829.5862 | 169147.9308
2012-11-19 | 11 | 19 | 324 | 15.75 | 60.35 | 45.5201 | 31611.1496 | 158055.7478
2012-11-20 | 11 | 20 | 325 | 15.9 | 60.62 | 44.4829 | 30890.9018 | 154454.5089
2012-11-21 | 11 | 21 | 326 | 15.92 | 60.656 | 44.6468 | 31004.7261 | 155023.6304
2012-11-22 | 11 | 22 | 327 | 15.95 | 60.71 | 42.8162 | 29733.4968 | 148667.4838
2012-11-23 | 11 | 23 | 328 | 16.05 | 60.89 | 43.4487 | 30172.7053 | 150863.5266
2012-11-24 | 11 | 24 | 329 | 16 | 60.8 | 44.0981 | 30623.6592 | 153118.2958
2012-11-25 | 11 | 25 | 330 | 15.75 | 60.35 | 45.476 | 31580.5845 | 157902.9225
2012-11-26 | 11 | 26 | 331 | 15.5 | 59.9 | 48.1821 | 33459.7927 | 167298.9634
2012-11-27 | 11 | 27 | 332 | 15.33 | 59.594 | 45.4858 | 31587.3531 | 157936.7656
2012-11-28 | 11 | 28 | 333 | 15.17 | 59.306 | 44.1581 | 30665.3583 | 153326.7915
2012-11-29 | 11 | 29 | 334 | 15 | 59 | 45.2243 | 31405.794 | 157028.9698
2012-11-30 | 11 | 30 | 335 | 14.95 | 58.91 | 43.5539 | 30245.7658 | 151228.8288
2012-12-01 | 12 | 1 | 336 | 14.95 | 58.91 | 44.2049 | 30697.8202 | 153489.1011
2012-12-02 | 12 | 2 | 337 | 14.92 | 58.856 | 54.4743 | 37829.3579 | 189146.7895
2012-12-03 | 12 | 3 | 338 | 14.88 | 58.784 | 47.1566 | 32747.6349 | 163738.1743
2012-12-04 | 12 | 4 | 339 | 15.05 | 59.09 | 56.841 | 39472.9456 | 197364.728
2012-12-05 | 12 | 5 | 340 | 14.97 | 58.946 | 67.7022 | 47015.3986 | 235076.9928
2012-12-06 | 12 | 6 | 341 | 14.93 | 58.874 | 49.0739 | 34079.0684 | 170395.342
2012-12-07 | 12 | 7 | 342 | 14.85 | 58.73 | 49.1814 | 34153.7436 | 170768.7182
2012-12-08 | 12 | 8 | 343 | 14.8 | 58.64 | 50.7873 | 35268.9714 | 176344.8571
2012-12-09 | 12 | 9 | 344 | 14.75 | 58.55 | 47.151 | 32743.7601 | 163718.8003
2012-12-10 | 12 | 10 | 345 | 14.25 | 57.65 | 104.3087 | 72436.5942 | 362182.971
2012-12-11 | 12 | 11 | 346 | 13.5 | 56.3 | 76.4978 | 53123.44 | 265617.2001
2012-12-12 | 12 | 12 | 347 | 13.8 | 56.84 | 59.4557 | 41288.6977 | 206443.4883
2012-12-13 | 12 | 13 | 348 | 13.83 | 56.894 | 55.4212 | 38486.9421 | 192434.7104
2012-12-14 | 12 | 14 | 349 | 13.75 | 56.75 | 53.0986 | 36873.9936 | 184369.9678
2012-12-15 | 12 | 15 | 350 | 13.67 | 56.606 | 49.0027 | 34029.6803 | 170148.4014
2012-12-16 | 12 | 16 | 351 | 13.83 | 56.894 | 50.3995 | 34999.6477 | 174998.2387
2012-12-17 | 12 | 17 | 352 | 13.97 | 57.146 | 57.6044 | 40003.0248 | 200015.1242
2012-12-18 | 12 | 18 | 353 | 13.4 | 56.12 | 107.962 | 74973.6312 | 374868.1562
2012-12-19 | 12 | 19 | 354 | 13.7 | 56.66 | 74.2628 | 51571.3567 | 257856.7834
2012-12-20 | 12 | 20 | 355 | 13.08 | 55.544 | 61.6943 | 42843.2953 | 214216.4765
2012-12-21 | 12 | 21 | 356 | 11.87 | 53.366 | 100.7502 | 69965.4287 | 349827.1437
2012-12-22 | 12 | 22 | 357 | 12.1 | 53.78 | 76.6374 | 53220.4187 | 266102.0937
2012-12-23 | 12 | 23 | 358 | 12.27 | 54.086 | 70.7282 | 49116.8017 | 245584.0085
2012-12-24 | 12 | 24 | 359 | 12.7 | 54.86 | 69.5224 | 48279.4343 | 241397.1714
2012-12-25 | 12 | 25 | 360 | 11.67 | 53.006 | 62.8562 | 43650.1107 | 218250.5535
2012-12-26 | 12 | 26 | 361 | 12.45 | 54.41 | 61.2228 | 42515.8011 | 212579.0056
2012-12-27 | 12 | 27 | 362 | 12.43 | 54.374 | 59.7697 | 41506.7548 | 207533.7738
2012-12-28 | 12 | 28 | 363 | 12.32 | 54.176 | 59.1532 | 41078.6328 | 205393.1638
2012-12-29 | 12 | 29 | 364 | 12.27 | 54.086 | 58.4204 | 40569.6961 | 202848.4803
2012-12-30 | 12 | 30 | 365 | 12.23 | 54.014 | 58.0037 | 40280.3442 | 201401.721
2012-12-31 | 12 | 31 |  | 12.62 | 54.716 | 59.6363 | 41414.108 | 207070.5399
2013-01-01 | 1 | 1 | 1 | 12.88 | 55.184 | 58.6824 | 40751.6606 | 203758.3031
2013-01-02 | 1 | 2 | 2 | 11.77 | 53.186 | 58.39 | 40548.6431 | 202743.2157
2013-01-03 | 1 | 3 | 3 | 11.8 | 53.24 | 57.3229 | 39807.5684 | 199037.8422
2013-01-04 | 1 | 4 | 4 | 12.03 | 53.654 | 57.5607 | 39972.7254 | 199863.6272
2013-01-05 | 1 | 5 | 5 | 11.93 | 53.474 | 54.3285 | 37728.1099 | 188640.5495
2013-01-06 | 1 | 6 | 6 | 12.2 | 53.96 | 58.205 | 40420.1466 | 202100.7332
2013-01-07 | 1 | 7 | 7 | 12.53 | 54.554 | 59.4842 | 41308.4907 | 206542.4537
2013-01-08 | 1 | 8 | 8 | 12.12 | 53.816 | 57.9364 | 40233.595 | 201167.975
2013-01-09 | 1 | 9 | 9 | 12.17 | 53.906 | 60.4915 | 42008.0012 | 210040.006
2013-01-10 | 1 | 10 | 10 | 11.25 | 52.25 | 66.8614 | 46431.531 | 232157.6551
2013-01-11 | 1 | 11 | 11 | 11.37 | 52.466 | 76.2243 | 52933.5246 | 264667.6228
2013-01-12 | 1 | 12 | 12 | 10.47 | 50.846 | 96.5867 | 67074.0741 | 335370.3704
2013-01-13 | 1 | 13 | 13 | 10.82 | 51.476 | 100.8594 | 70041.2641 | 350206.3205
2013-01-14 | 1 | 14 | 14 | 11.08 | 51.944 | 91.2601 | 63375.0968 | 316875.4839
2013-01-15 | 1 | 15 | 15 | 11.17 | 52.106 | 74.9094 | 52020.4238 | 260102.1191
2013-01-16 | 1 | 16 | 16 | 10.92 | 51.656 | 69.2883 | 48116.8981 | 240584.4907
2013-01-17 | 1 | 17 | 17 | 10.98 | 51.764 | 64.9549 | 45107.5886 | 225537.9428
2013-01-18 | 1 | 18 | 18 | 11.13 | 52.034 | 61.7075 | 42852.4027 | 214262.0137
2013-01-19 | 1 | 19 | 19 | 11 | 51.8 | 60.1345 | 41760.0644 | 208800.322
2013-01-20 | 1 | 20 | 20 | 11.28 | 52.304 | 58.8924 | 40897.4896 | 204487.448
2013-01-21 | 1 | 21 | 21 | 10.88 | 51.584 | 58.7615 | 40806.6201 | 204033.1003
2013-01-22 | 1 | 22 | 22 | 10.35 | 50.63 | 57.1841 | 39711.2017 | 198556.0084
2013-01-23 | 1 | 23 | 23 | 10.48 | 50.864 | 55.2898 | 38395.6761 | 191978.3804
2013-01-24 | 1 | 24 | 24 | 10.07 | 50.126 | 54.8485 | 38089.221 | 190446.1051
2013-01-25 | 1 | 25 | 25 | 10.38 | 50.684 | 54.647 | 37949.3204 | 189746.6019
2013-01-26 | 1 | 26 | 26 | 10.03 | 50.054 | 54.0272 | 37518.8708 | 187594.3539
2013-01-27 | 1 | 27 | 27 | 10.58 | 51.044 | 54.7475 | 38019.0626 | 190095.3131
2013-01-28 | 1 | 28 | 28 | 10.88 | 51.584 | 58.3767 | 40539.3637 | 202696.8185
2013-01-29 | 1 | 29 | 29 | 11.13 | 52.034 | 79.6798 | 55333.1824 | 276665.9118
2013-01-30 | 1 | 30 | 30 | 10.17 | 50.306 | 91.3587 | 63443.5386 | 317217.6932
2013-01-31 | 1 | 31 | 31 | 9.68 | 49.424 | 112.6237 | 78210.8998 | 391054.499
2013-02-01 | 2 | 1 | 32 | 9.43 | 48.974 | 79.5242 | 55225.1706 | 276125.853
2013-02-02 | 2 | 2 | 33 | 9.8 | 49.64 | 69.198 | 48054.1969 | 240270.9843
2013-02-03 | 2 | 3 | 34 | 10.1 | 50.18 | 66.8312 | 46410.5777 | 232052.8885
2013-02-04 | 2 | 4 | 35 | 9.83 | 49.694 | 64.6588 | 44901.9133 | 224509.5665
2013-02-05 | 2 | 5 | 36 | 10.27 | 50.486 | 62.8547 | 43649.0688 | 218245.3441
2013-02-06 | 2 | 6 | 37 | 10.3 | 50.54 | 61.2387 | 42526.872 | 212634.3599
2013-02-07 | 2 | 7 | 38 | 10.12 | 50.216 | 59.4628 | 41293.5852 | 206467.926
2013-02-08 | 2 | 8 | 39 | 10.12 | 50.216 | 69.4183 | 48207.1504 | 241035.7518
2013-02-09 | 2 | 9 | 40 | 9.95 | 49.91 | 57.1548 | 39690.8522 | 198454.2611
2013-02-10 | 2 | 10 | 41 | 10.05 | 50.09 | 58.4339 | 40579.0748 | 202895.3741
2013-02-11 | 2 | 11 | 42 | 10 | 50 | 78.7823 | 54709.9436 | 273549.7182
2013-02-12 | 2 | 12 | 43 | 9.52 | 49.136 | 68.6507 | 47674.1011 | 238370.5057
2013-02-13 | 2 | 13 | 44 | 9.93 | 49.874 | 66.0432 | 45863.3327 | 229316.6635
2013-02-14 | 2 | 14 | 45 | 10.25 | 50.45 | 65.1117 | 45216.4477 | 226082.2387
2013-02-15 | 2 | 15 | 46 | 10.1 | 50.18 | 70.5154 | 48969.0248 | 244845.1242
2013-02-16 | 2 | 16 | 47 | 10.1 | 50.18 | 66.1888 | 45964.4223 | 229822.1115
2013-02-17 | 2 | 17 | 48 | 9.58 | 49.244 | 62.6908 | 43535.2883 | 217676.4417
2013-02-18 | 2 | 18 | 49 | 9.87 | 49.766 | 63.5527 | 44133.7973 | 220668.9864
2013-02-19 | 2 | 19 | 50 | 9.72 | 49.496 | 75.4135 | 52370.4892 | 261852.4458
2013-02-20 | 2 | 20 | 51 | 9.77 | 49.586 | 63.2006 | 43889.3142 | 219446.571
2013-02-21 | 2 | 21 | 52 | 9.42 | 48.956 | 60.0732 | 41717.4997 | 208587.4984
2013-02-22 | 2 | 22 | 53 | 10.03 | 50.054 | 59.8851 | 41586.8559 | 207934.2794
2013-02-23 | 2 | 23 | 54 | 10.25 | 50.45 | 61.3006 | 42569.8569 | 212849.2845
2013-02-24 | 2 | 24 | 55 | 10.22 | 50.396 | 61.6342 | 42801.5529 | 214007.7644
2013-02-25 | 2 | 25 | 56 | 10.03 | 50.054 | 63.0629 | 43793.6705 | 218968.3524
2013-02-26 | 2 | 26 | 57 | 10 | 50 | 63.1684 | 43866.9713 | 219334.8567
2013-02-27 | 2 | 27 | 58 | 9.25 | 48.65 | 106.9878 | 74297.086 | 371485.4299
2013-02-28 | 2 | 28 | 59 | 8.48 | 47.264 | 105.799 | 73471.5332 | 367357.666
2013-03-01 | 3 | 1 | 60 | 9.4 | 48.92 | 85.7525 | 59550.3724 | 297751.8619
2013-03-02 | 3 | 2 | 61 | 9.28 | 48.704 | 78.6106 | 54590.7101 | 272953.5503
2013-03-03 | 3 | 3 | 62 | 9.4 | 48.92 | 75.811 | 52646.5054 | 263232.5269
2013-03-04 | 3 | 4 | 63 | 9.43 | 48.974 | 73.4863 | 51032.1558 | 255160.779
2013-03-05 | 3 | 5 | 64 | 9.7 | 49.46 | 70.098 | 48679.1969 | 243395.9843
2013-03-06 | 3 | 6 | 65 | 9.93 | 49.874 | 61.732 | 42869.4499 | 214347.2493
2013-03-07 | 3 | 7 | 66 | 9.77 | 49.586 | 187.8117 | 130424.8188 | 652124.0941
2013-03-08 | 3 | 8 | 67 | 9.81 | 49.658 | 120.8056 | 83892.7469 | 419463.7347
2013-03-09 | 3 | 9 | 68 | 9.92 | 49.856 | 67.7749 | 47065.8716 | 235329.3579
2013-03-10 | 3 | 10 | 69 | 9.93 | 49.874 | 68.7561 | 47747.2643 | 238736.3216
2013-03-11 | 3 | 11 | 70 | 10.15 | 50.27 | 71.3354 | 49538.4461 | 247692.2303
2013-03-12 | 3 | 12 | 71 | 10.35 | 50.63 | 88.9807 | 61792.1196 | 308960.5978
2013-03-13 | 3 | 13 | 72 | 9.42 | 48.956 | 80.348 | 55797.2021 | 278986.0105
2013-03-14 | 3 | 14 | 73 | 9.38 | 48.884 | 73.2588 | 50874.1445 | 254370.7226
2013-03-15 | 3 | 15 | 74 | 9.25 | 48.65 | 69.9974 | 48609.3268 | 243046.6339
2013-03-16 | 3 | 16 | 75 | 9.53 | 49.154 | 66.6848 | 46308.8768 | 231544.3841
2013-03-17 | 3 | 17 | 76 | 9.83 | 49.694 | 65.8201 | 45708.3837 | 228541.9183
2013-03-18 | 3 | 18 | 77 | 9.73 | 49.514 | 67.8283 | 47103.0093 | 235515.0463
2013-03-19 | 3 | 19 | 78 | 9.63 | 49.334 | 79.697 | 55345.1087 | 276725.5435
2013-03-20 | 3 | 20 | 79 | 9.1 | 48.38 | 69.9457 | 48573.3696 | 242866.8478
2013-03-21 | 3 | 21 | 80 | 9.43 | 48.974 | 67.5733 | 46925.9259 | 234629.6296
2013-03-22 | 3 | 22 | 81 | 9.32 | 48.776 | 65.538 | 45512.5302 | 227562.651
2013-03-23 | 3 | 23 | 82 | 9.37 | 48.866 | 68.432 | 47522.2424 | 237611.2118
2013-03-24 | 3 | 24 | 83 | 9.52 | 49.136 | 68.1256 | 47309.4304 | 236547.1518
2013-03-25 | 3 | 25 | 84 | 9.65 | 49.37 | 70.1581 | 48720.9138 | 243604.5692
2013-03-26 | 3 | 26 | 85 | 9.8 | 49.64 | 69.0611 | 47959.0882 | 239795.4408
2013-03-27 | 3 | 27 | 86 | 10.13 | 50.234 | 67.5451 | 46906.3296 | 234531.6481
2013-03-28 | 3 | 28 | 87 | 10.37 | 50.666 | 67.4135 | 46814.9155 | 234074.5773
2013-03-29 | 3 | 29 | 88 | 10.23 | 50.414 | 65.4053 | 45420.3402 | 227101.7009
2013-03-30 | 3 | 30 | 89 | 10.23 | 50.414 | 62.5024 | 43404.4174 | 217022.0872
2013-03-31 | 3 | 31 | 90 | 10.32 | 50.576 | 70.0497 | 48645.6304 | 243228.1521
2013-04-01 | 4 | 1 | 91 | 10.1 | 50.18 | 76.0743 | 52829.3579 | 264146.7895
2013-04-02 | 4 | 2 | 92 | 10 | 50 | 69.1494 | 48020.4024 | 240102.0121
2013-04-03 | 4 | 3 | 93 | 10 | 50 | 70.5929 | 49022.8462 | 245114.2311
2013-04-04 | 4 | 4 | 94 | 10.02 | 50.036 | 67.2117 | 46674.7685 | 233373.8426
2013-04-05 | 4 | 5 | 95 | 10.2 | 50.36 | 65.4578 | 45456.7733 | 227283.8667
2013-04-06 | 4 | 6 | 96 | 10.33 | 50.594 | 63.1542 | 43857.0916 | 219285.4582
2013-04-07 | 4 | 7 | 97 | 10.28 | 50.504 | 62.1406 | 43153.1804 | 215765.9018
2013-04-08 | 4 | 8 | 98 | 10.98 | 51.764 | 62.1294 | 43145.4308 | 215727.1538
2013-04-09 | 4 | 9 | 99 | 11.03 | 51.854 | 60.5285 | 42033.6462 | 210168.2308
2013-04-10 | 4 | 10 | 100 | 11.2 | 52.16 | 103.5242 | 71891.8076 | 359459.0378
2013-04-11 | 4 | 11 | 101 | 10.48 | 50.864 | 96.5141 | 67023.7017 | 335118.5085
2013-04-12 | 4 | 12 | 102 | 9.58 | 49.244 | 107.2572 | 74484.1486 | 372420.7428
2013-04-13 | 4 | 13 | 103 | 9.7 | 49.46 | 103.4609 | 71847.8764 | 359239.382
2013-04-14 | 4 | 14 | 104 | 10.08 | 50.144 | 94.9695 | 65951.0366 | 329755.1832
2013-04-15 | 4 | 15 | 105 | 10.5 | 50.9 | 82.4075 | 57227.4557 | 286137.2786
2013-04-16 | 4 | 16 | 106 | 10.97 | 51.746 | 84.868 | 58936.091 | 294680.4549
2013-04-17 | 4 | 17 | 107 | 11.5 | 52.7 | 78.4486 | 54478.2105 | 272391.0527
2013-04-18 | 4 | 18 | 108 | 11.28 | 52.304 | 78.6685 | 54630.8877 | 273154.4384
2013-04-19 | 4 | 19 | 109 | 12.05 | 53.69 | 84.5538 | 58717.9389 | 293589.6946
2013-04-20 | 4 | 20 | 110 | 11.07 | 51.926 | 83.3305 | 57868.4078 | 289342.039
2013-04-21 | 4 | 21 | 111 | 9.28 | 48.704 | 76.5579 | 53165.2199 | 265826.0995
2013-04-22 | 4 | 22 | 112 | 11.38 | 52.484 | 75.123 | 52168.7299 | 260843.6494
2013-04-23 | 4 | 23 | 113 | 11.67 | 53.006 | 75.9336 | 52731.6828 | 263658.4138
2013-04-24 | 4 | 24 | 114 | 11.77 | 53.186 | 76.2708 | 52965.8278 | 264829.1392
2013-04-25 | 4 | 25 | 115 | 11.9 | 53.42 | 72.8655 | 50601.0293 | 253005.1466
2013-04-26 | 4 | 26 | 116 | 12.13 | 53.834 | 70.6775 | 49081.6075 | 245408.0375
2013-04-27 | 4 | 27 | 117 | 12.42 | 54.356 | 69.532 | 48286.1111 | 241430.5556
2013-04-28 | 4 | 28 | 118 | 12.2 | 53.96 | 65.631 | 45577.1073 | 227885.5364
2013-04-29 | 4 | 29 | 119 | 12.65 | 54.77 | 72.9807 | 50681.0755 | 253405.3773
2013-04-30 | 4 | 30 | 120 | 12.68 | 54.824 | 65.6507 | 45590.7859 | 227953.9295
2013-05-01 | 5 | 1 | 121 | 13.1 | 55.58 | 66.2039 | 45974.9322 | 229874.6612
2013-05-02 | 5 | 2 | 122 | 12.98 | 55.364 | 68.3787 | 47485.1748 | 237425.8739
2013-05-03 | 5 | 3 | 123 | 13.62 | 56.516 | 68.8296 | 47798.3395 | 238991.6977
2013-05-04 | 5 | 4 | 124 | 14.12 | 57.416 | 64.9295 | 45089.9306 | 225449.6528
2013-05-05 | 5 | 5 | 125 | 14.03 | 57.254 | 62.8388 | 43638.0798 | 218190.3991
2013-05-06 | 5 | 6 | 126 | 13.97 | 57.146 | 63.3749 | 44010.3258 | 220051.6289
2013-05-07 | 5 | 7 | 127 | 14.4 | 57.92 | 63.3788 | 44013.0586 | 220065.2929
2013-05-08 | 5 | 8 | 128 | 14.8 | 58.64 | 69.759 | 48443.7166 | 242218.5832
2013-05-09 | 5 | 9 | 129 | 15.03 | 59.054 | 61.0598 | 42402.6382 | 212013.191
2013-05-10 | 5 | 10 | 130 | 14.52 | 58.136 | 64.2133 | 44592.5926 | 222962.963
2013-05-11 | 5 | 11 | 131 | 14.93 | 58.874 | 76.0683 | 52825.2033 | 264126.0163
2013-05-12 | 5 | 12 | 132 | 14.23 | 57.614 | 59.0139 | 40981.8801 | 204909.4003
2013-05-13 | 5 | 13 | 133 | 13.45 | 56.21 | 59.9277 | 41616.4659 | 208082.3293
2013-05-14 | 5 | 14 | 134 | 13.93 | 57.074 | 62.7995 | 43610.7639 | 218053.8194
2013-05-15 | 5 | 15 | 135 | 14.15 | 57.47 | 62.9914 | 43743.9986 | 218719.9931
2013-05-16 | 5 | 16 | 136 | 14.42 | 57.956 | 60.121 | 41750.6976 | 208753.4881
2013-05-17 | 5 | 17 | 137 | 14.55 | 58.19 | 55.3751 | 38454.9458 | 192274.729
2013-05-18 | 5 | 18 | 138 | 14.27 | 57.686 | 55.5922 | 38605.7099 | 193028.5494
2013-05-19 | 5 | 19 | 139 | 14.88 | 58.784 | 50.833 | 35300.6835 | 176503.4177
2013-05-20 | 5 | 20 | 140 | 15.3 | 59.54 | 52.4826 | 36446.2251 | 182231.1254
2013-05-21 | 5 | 21 | 141 | 15.47 | 59.846 | 58.844 | 40863.8889 | 204319.4444
2013-05-22 | 5 | 22 | 142 | 15.75 | 60.35 | 69.0528 | 47953.3543 | 239766.7715
2013-05-23 | 5 | 23 | 143 | 16.25 | 61.25 | 64.5673 | 44838.3997 | 224191.9986
2013-05-24 | 5 | 24 | 144 | 15.12 | 59.216 | 81.4866 | 56587.9065 | 282939.5325
2013-05-25 | 5 | 25 | 145 | 14.13 | 57.434 | 55.3454 | 38434.3047 | 192171.5235
2013-05-26 | 5 | 26 | 146 | 14.62 | 58.316 | 49.9693 | 34700.8896 | 173504.4481
2013-05-27 | 5 | 27 | 147 | 14.9 | 58.82 | 49.344 | 34266.6818 | 171333.4088
2013-05-28 | 5 | 28 | 148 | 14.88 | 58.784 | 57.0179 | 39595.788 | 197978.9402
2013-05-29 | 5 | 29 | 149 | 15.4 | 59.72 | 105.8131 | 73481.2973 | 367406.4867
2013-05-30 | 5 | 30 | 150 | 16.52 | 61.736 | 83.4419 | 57945.7465 | 289728.7326
2013-05-31 | 5 | 31 | 151 | 16.3 | 61.34 | 68.9422 | 47876.5355 | 239382.6773
2013-06-01 | 6 | 1 | 152 | 16.45 | 61.61 | 64.045 | 44475.6944 | 222378.4722
2013-06-02 | 6 | 2 | 153 | 16.72 | 62.096 | 57.5102 | 39937.6248 | 199688.1238
2013-06-03 | 6 | 3 | 154 | 16 | 60.8 | 58.952 | 40938.8889 | 204694.4444
2013-06-04 | 6 | 4 | 155 | 16.17 | 61.106 | 59.8306 | 41549.0196 | 207745.098
2013-06-05 | 6 | 5 | 156 | 16.28 | 61.304 | 59.164 | 41086.1423 | 205430.7116
2013-06-06 | 6 | 6 | 157 | 16.18 | 61.124 | 94.2627 | 65460.174 | 327300.8701
2013-06-07 | 6 | 7 | 158 | 15.35 | 59.63 | 106.0531 | 73647.9912 | 368239.9561
2013-06-08 | 6 | 8 | 159 | 15.2 | 59.36 | 91.9757 | 63872.0182 | 319360.091
2013-06-09 | 6 | 9 | 160 | 15.4 | 59.72 | 76.9913 | 53466.1506 | 267330.7529
2013-06-10 | 6 | 10 | 161 | 15.85 | 60.53 | 85.8977 | 59651.1905 | 298255.9524
2013-06-11 | 6 | 11 | 162 | 16.13 | 61.034 | 86.0488 | 59756.1275 | 298780.6373
2013-06-12 | 6 | 12 | 163 | 15.97 | 60.746 | 77.5855 | 53878.8082 | 269394.0412
2013-06-13 | 6 | 13 | 164 | 16.05 | 60.89 | 97.7315 | 67869.1077 | 339345.5387
2013-06-14 | 6 | 14 | 165 | 15.77 | 60.386 | 101.5965 | 70553.1471 | 352765.7354
2013-06-15 | 6 | 15 | 166 | 15.93 | 60.674 | 85.407 | 59310.3903 | 296551.9515
2013-06-16 | 6 | 16 | 167 | 15.85 | 60.53 | 73.8391 | 51277.157 | 256385.7852
2013-06-17 | 6 | 17 | 168 | 16.13 | 61.034 | 82.3149 | 57163.1206 | 285815.6028
2013-06-18 | 6 | 18 | 169 | 16.58 | 61.844 | 78.1724 | 54286.4138 | 271432.0691
2013-06-19 | 6 | 19 | 170 | 16.68 | 62.024 | 66.6219 | 46265.2207 | 231326.1035
2013-06-20 | 6 | 20 | 171 | 16.37 | 61.466 | 63.7905 | 44298.9544 | 221494.7719
2013-06-21 | 6 | 21 | 172 | 16.75 | 62.15 | 67.8497 | 47117.8256 | 235589.128
2013-06-22 | 6 | 22 | 173 | 17.2 | 62.96 | 65.3698 | 45395.7169 | 226978.5847
2013-06-23 | 6 | 23 | 174 | 17.87 | 64.166 | 66.9369 | 46483.9744 | 232419.8718
2013-06-24 | 6 | 24 | 175 | 18.12 | 64.616 | 62.3557 | 43302.5956 | 216512.9781
2013-06-25 | 6 | 25 | 176 | 17.88 | 64.184 | 65.08 | 45194.4444 | 225972.2222
2013-06-26 | 6 | 26 | 177 | 18.63 | 65.534 | 88.2675 | 61296.8929 | 306484.4645
2013-06-27 | 6 | 27 | 178 | 18.65 | 65.57 | 80.5094 | 55909.3174 | 279546.5869
2013-06-28 | 6 | 28 | 179 | 18.5 | 65.3 | 103.2383 | 71693.287 | 358466.4352
2013-06-29 | 6 | 29 | 180 | 18 | 64.4 | 83.2174 | 57789.872 | 288949.3602
2013-06-30 | 6 | 30 | 181 | 18.12 | 64.616 | 72.9022 | 50626.5015 | 253132.5075
2013-07-01 | 7 | 1 | 182 | 18.18 | 64.724 | 88.3665 | 61365.6214 | 306828.1071
2013-07-02 | 7 | 2 | 183 | 18.72 | 65.696 | 89.875 | 62413.1944 | 312065.9722
2013-07-03 | 7 | 3 | 184 | 18.63 | 65.534 | 85.0933 | 59092.5926 | 295462.963
2013-07-04 | 7 | 4 | 185 | 18.57 | 65.426 | 69.6006 | 48333.7542 | 241668.771
2013-07-05 | 7 | 5 | 186 | 18.45 | 65.21 | 73.8429 | 51279.7619 | 256398.8095
2013-07-06 | 7 | 6 | 187 | 19.78 | 67.604 | 80.9721 | 56230.6287 | 281153.1433
2013-07-07 | 7 | 7 | 188 | 19.22 | 66.596 | 72.1823 | 50126.6114 | 250633.0571
2013-07-08 | 7 | 8 | 189 | 18.82 | 65.876 | 74.9903 | 52076.5873 | 260382.9365
2013-07-09 | 7 | 9 | 190 | 18.67 | 65.606 | 75.7392 | 52596.6995 | 262983.4976
2013-07-10 | 7 | 10 | 191 | 19.72 | 67.496 | 74.2179 | 51540.2422 | 257701.2108
2013-07-11 | 7 | 11 | 192 | 19.85 | 67.73 | 71.7904 | 49854.4134 | 249272.0671
2013-07-12 | 7 | 12 | 193 | 19.28 | 66.704 | 65.0297 | 45159.4982 | 225797.491
2013-07-13 | 7 | 13 | 194 | 18.85 | 65.93 | 63.1429 | 43849.2063 | 219246.0317
2013-07-14 | 7 | 14 | 195 | 19.5 | 67.1 | 59.1573 | 41081.4607 | 205407.3034
2013-07-15 | 7 | 15 | 196 | 20 | 68 | 54.5416 | 37876.1001 | 189380.5006
2013-07-16 | 7 | 16 | 197 | 19.95 | 67.91 | 60.5894 | 42075.9912 | 210379.9559
2013-07-17 | 7 | 17 | 198 | 20.32 | 68.576 | 62.6588 | 43513.0719 | 217565.3595
2013-07-18 | 7 | 18 | 199 | 20.58 | 69.044 | 58.9953 | 40968.9542 | 204844.7712
2013-07-19 | 7 | 19 | 200 | 21.02 | 69.836 | 60.0947 | 41732.4561 | 208662.2807
2013-07-20 | 7 | 20 | 201 | 20.72 | 69.296 | 71.4193 | 49596.7287 | 247983.6435
2013-07-21 | 7 | 21 | 202 | 20.28 | 68.504 | 57.3451 | 39823.0014 | 199115.0068
2013-07-22 | 7 | 22 | 203 | 20.4 | 68.72 | 58.3256 | 40503.858 | 202519.2901
2013-07-23 | 7 | 23 | 204 | 20.67 | 69.206 | 73.946 | 51351.3608 | 256756.8042
2013-07-24 | 7 | 24 | 205 | 20.33 | 68.594 | 62.1081 | 43130.6525 | 215653.2623
2013-07-25 | 7 | 25 | 206 | 20.17 | 68.306 | 60.2117 | 41813.6777 | 209068.3886
2013-07-26 | 7 | 26 | 207 | 20.4 | 68.72 | 58.4859 | 40615.1961 | 203075.9804
2013-07-27 | 7 | 27 | 208 | 20.52 | 68.936 | 59.084 | 41030.5258 | 205152.6292
2013-07-28 | 7 | 28 | 209 | 20.48 | 68.864 | 83.708 | 58130.5727 | 290652.8635
2013-07-29 | 7 | 29 | 210 | 20 | 68 | 75.7974 | 52637.0804 | 263185.4022
2013-07-30 | 7 | 30 | 211 | 20.17 | 68.306 | 63.8256 | 44323.3529 | 221616.7644
2013-07-31 | 7 | 31 | 212 | 20.12 | 68.216 | 60.5317 | 42035.8868 | 210179.4341
2013-08-01 | 8 | 1 | 213 | 20.4 | 68.72 | 63.2957 | 43955.3725 | 219776.8626
2013-08-02 | 8 | 2 | 214 | 20.42 | 68.756 | 58.5014 | 40625.9384 | 203129.6922
2013-08-03 | 8 | 3 | 215 | 20.35 | 68.63 | 58.3209 | 40500.6595 | 202503.2976
2013-08-04 | 8 | 4 | 216 | 20.28 | 68.504 | 54.631 | 37938.1926 | 189690.9629
2013-08-05 | 8 | 5 | 217 | 19.97 | 67.946 | 54.1494 | 37603.7721 | 188018.8605
2013-08-06 | 8 | 6 | 218 | 20.17 | 68.306 | 56.1297 | 38978.9683 | 194894.8413
2013-08-07 | 8 | 7 | 219 | 20.5 | 68.9 | 50.8451 | 35309.1192 | 176545.5958
2013-08-08 | 8 | 8 | 220 | 20.78 | 69.404 | 55.5887 | 38603.2864 | 193016.4319
2013-08-09 | 8 | 9 | 221 | 21.03 | 69.854 | 67.5915 | 46938.5684 | 234692.8419
2013-08-10 | 8 | 10 | 222 | 20.9 | 69.62 | 53.6667 | 37268.5185 | 186342.5926
2013-08-11 | 8 | 11 | 223 | 20.55 | 68.99 | 51.052 | 35452.7668 | 177263.8338
2013-08-12 | 8 | 12 | 224 | 20.33 | 68.594 | 53.6496 | 37256.6732 | 186283.3659
2013-08-13 | 8 | 13 | 225 | 20.57 | 69.026 | 67.8878 | 47144.3318 | 235721.6592
2013-08-14 | 8 | 14 | 226 | 20.27 | 68.486 | 56.147 | 38990.9478 | 194954.7391
2013-08-15 | 8 | 15 | 227 | 20.07 | 68.126 | 53.1537 | 36912.3094 | 184561.5468
2013-08-16 | 8 | 16 | 228 | 20.28 | 68.504 | 51.5115 | 35771.9017 | 178859.5085
2013-08-17 | 8 | 17 | 229 | 20.28 | 68.504 | 52.8 | 36666.6667 | 183333.3333
2013-08-18 | 8 | 18 | 230 | 20.45 | 68.81 | 51.0323 | 35439.0681 | 177195.3405
2013-08-19 | 8 | 19 | 231 | 20.7 | 69.26 | 49.4268 | 34324.1393 | 171620.6964
2013-08-20 | 8 | 20 | 232 | 21.08 | 69.944 | 52.9354 | 36760.6622 | 183803.3109
2013-08-21 | 8 | 21 | 233 | 21.12 | 70.016 | 53.7071 | 37296.59 | 186482.9498
2013-08-22 | 8 | 22 | 234 | 21.53 | 70.754 | 54.0308 | 37521.3675 | 187606.8376
2013-08-23 | 8 | 23 | 235 | 21.85 | 71.33 | 58.6966 | 40761.5428 | 203807.714
2013-08-24 | 8 | 24 | 236 | 21.22 | 70.196 | 48.9813 | 34014.8148 | 170074.0741
2013-08-25 | 8 | 25 | 237 | 20.87 | 69.566 | 53.6 | 37222.2222 | 186111.1111
2013-08-26 | 8 | 26 | 238 | 21 | 69.8 | 68.3991 | 47499.3979 | 237496.9894
2013-08-27 | 8 | 27 | 239 | 21 | 69.8 | 69.7748 | 48454.6899 | 242273.4495
2013-08-28 | 8 | 28 | 240 | 21.53 | 70.754 | 57.7888 | 40131.1437 | 200655.7183
2013-08-29 | 8 | 29 | 241 | 21.73 | 71.114 | 57.5712 | 39980.0254 | 199900.1269
2013-08-30 | 8 | 30 | 242 | 21.67 | 71.006 | 71.4093 | 49589.7845 | 247948.9223
2013-08-31 | 8 | 31 | 243 | 21.97 | 71.546 | 57.8153 | 40149.4985 | 200747.4923
2013-09-01 | 9 | 1 | 244 | 21.67 | 71.006 | 50.8821 | 35334.8214 | 176674.1071
2013-09-02 | 9 | 2 | 245 | 21.3 | 70.34 | 88.7271 | 61616.0152 | 308080.0759
2013-09-03 | 9 | 3 | 246 | 20.98 | 69.764 | 64.1295 | 44534.3708 | 222671.8538
2013-09-04 | 9 | 4 | 247 | 21.03 | 69.854 | 51.7127 | 35911.6188 | 179558.0938
2013-09-05 | 9 | 5 | 248 | 20.97 | 69.746 | 55.538 | 38568.0209 | 192840.1046
2013-09-06 | 9 | 6 | 249 | 20.57 | 69.026 | 46.4027 | 32224.0706 | 161120.3528
2013-09-07 | 9 | 7 | 250 | 20.58 | 69.044 | 59.4509 | 41285.3751 | 206426.8756
2013-09-08 | 9 | 8 | 251 | 20.68 | 69.224 | 67.6926 | 47008.7764 | 235043.8821
2013-09-09 | 9 | 9 | 252 | 20.22 | 68.396 | 54.9021 | 38126.4408 | 190632.2038
2013-09-10 | 9 | 10 | 253 | 20.93 | 69.674 | 61.6116 | 42785.804 | 213929.0201
2013-09-11 | 9 | 11 | 254 | 22.08 | 71.744 | 57.5581 | 39970.8886 | 199854.4431
2013-09-12 | 9 | 12 | 255 | 21.7 | 71.06 | 70.3292 | 48839.7436 | 244198.7179
2013-09-13 | 9 | 13 | 256 | 20.85 | 69.53 | 63.6489 | 44200.6173 | 221003.0864
2013-09-14 | 9 | 14 | 257 | 20.2 | 68.36 | 57.7022 | 40070.9963 | 200354.9814
2013-09-15 | 9 | 15 | 258 | 19.92 | 67.856 | 50.1356 | 34816.358 | 174081.7901
2013-09-16 | 9 | 16 | 259 | 19.95 | 67.91 | 54.4488 | 37811.6531 | 189058.2656
2013-09-17 | 9 | 17 | 260 | 19.5 | 67.1 | 54.8922 | 38119.5747 | 190597.8733
2013-09-18 | 9 | 18 | 261 | 19.95 | 67.91 | 54.1 | 37569.4444 | 187847.2222
2013-09-19 | 9 | 19 | 262 | 20.1 | 68.18 | 54.7691 | 38034.098 | 190170.49
2013-09-20 | 9 | 20 | 263 | 20.32 | 68.576 | 53.4881 | 37144.4918 | 185722.459
2013-09-21 | 9 | 21 | 264 | 20.62 | 69.116 | 65.4059 | 45420.7516 | 227103.7582
2013-09-22 | 9 | 22 | 265 | 19.1 | 66.38 | 58.0383 | 40304.4094 | 201522.0469
2013-09-23 | 9 | 23 | 266 | 19 | 66.2 | 57.1403 | 39680.7681 | 198403.8407
2013-09-24 | 9 | 24 | 267 | 18.92 | 66.056 | 53.8736 | 37412.2405 | 187061.2027
2013-09-25 | 9 | 25 | 268 | 19.58 | 67.244 | 53.3422 | 37043.1858 | 185215.9288
2013-09-26 | 9 | 26 | 269 | 19.65 | 67.37 | 52.1301 | 36201.4886 | 181007.4428
2013-09-27 | 9 | 27 | 270 | 19.55 | 67.19 | 50.9361 | 35372.29 | 176861.4499
2013-09-28 | 9 | 28 | 271 | 19.62 | 67.316 | 48.8475 | 33921.8964 | 169609.4822
2013-09-29 | 9 | 29 | 272 | 19.85 | 67.73 | 49.3243 | 34252.9705 | 171264.8523
2013-09-30 | 9 | 30 | 273 | 19.88 | 67.784 | 47.5402 | 33014.0485 | 165070.2427
2013-10-01 | 10 | 1 | 274 | 20.05 | 68.09 | 50.3902 | 34993.1917 | 174965.9586
2013-10-02 | 10 | 2 | 275 | 20.22 | 68.396 | 51.0511 | 35452.152 | 177260.7601
2013-10-03 | 10 | 3 | 276 | 20.03 | 68.054 | 50.6981 | 35207.0231 | 176035.1153
2013-10-04 | 10 | 4 | 277 | 19.38 | 66.884 | 65.017 | 45150.6944 | 225753.4722
2013-10-05 | 10 | 5 | 278 | 19.48 | 67.064 | 58.1627 | 40390.7599 | 201953.7997
2013-10-06 | 10 | 6 | 279 | 19.2 | 66.56 | 84.6067 | 58754.6741 | 293773.3707
2013-10-07 | 10 | 7 | 280 | 19.13 | 66.434 | 85.9483 | 59686.2908 | 298431.4538
2013-10-08 | 10 | 8 | 281 | 18.75 | 65.75 | 75.2163 | 52233.5112 | 261167.5561
2013-10-09 | 10 | 9 | 282 | 18.68 | 65.624 | 62.6147 | 43482.445 | 217412.225
2013-10-10 | 10 | 10 | 283 | 18.6 | 65.48 | 59.0184 | 40985.0146 | 204925.0731
2013-10-11 | 10 | 11 | 284 | 19 | 66.2 | 57.508 | 39936.0941 | 199680.4703
2013-10-12 | 10 | 12 | 285 | 18.83 | 65.894 | 53.8442 | 37391.786 | 186958.9298
2013-10-13 | 10 | 13 | 286 | 18.92 | 66.056 | 50.9994 | 35416.2508 | 177081.2542
2013-10-14 | 10 | 14 | 287 | 19.38 | 66.884 | 57.5542 | 39968.1856 | 199840.9278
2013-10-15 | 10 | 15 | 288 | 19 | 66.2 | 55.7018 | 38681.7739 | 193408.8694
2013-10-16 | 10 | 16 | 289 | 19.03 | 66.254 | 52.2807 | 36306.0732 | 181530.3658
2013-10-17 | 10 | 17 | 290 | 19 | 66.2 | 65.2116 | 45285.8527 | 226429.2636
2013-10-18 | 10 | 18 | 291 | 17.98 | 64.364 | 74.218 | 51540.3005 | 257701.5027
2013-10-19 | 10 | 19 | 292 | 18.05 | 64.49 | 59.1836 | 41099.7208 | 205498.6038
2013-10-20 | 10 | 20 | 293 | 17.88 | 64.184 | 56.3202 | 39111.2479 | 195556.2397
2013-10-21 | 10 | 21 | 294 | 18.35 | 65.03 | 52.6984 | 36596.09 | 182980.4499
2013-10-22 | 10 | 22 | 295 | 18.25 | 64.85 | 64.6236 | 44877.4906 | 224387.4532
2013-10-23 | 10 | 23 | 296 | 17.9 | 64.22 | 60.8617 | 42265.0665 | 211325.3325
2013-10-24 | 10 | 24 | 297 | 17.42 | 63.356 | 64.0341 | 44468.1308 | 222340.654
2013-10-25 | 10 | 25 | 298 | 16.98 | 62.564 | 68.5923 | 47633.5544 | 238167.7719
2013-10-26 | 10 | 26 | 299 | 17.08 | 62.744 | 61.5081 | 42713.9607 | 213569.8034
2013-10-27 | 10 | 27 | 300 | 17.13 | 62.834 | 57.361 | 39834.0404 | 199170.2021
2013-10-28 | 10 | 28 | 301 | 17.05 | 62.69 | 57.9011 | 40209.1149 | 201045.5743
2013-10-29 | 10 | 29 | 302 | 16.92 | 62.456 | 58.2809 | 40472.8357 | 202364.1783
2013-10-30 | 10 | 30 | 303 | 16.93 | 62.474 | 58.3124 | 40494.7557 | 202473.7786
2013-10-31 | 10 | 31 | 304 | 16.75 | 62.15 | 77.8594 | 54069.0271 | 270345.1356
2013-11-01 | 11 | 1 | 305 | 16.43 | 61.574 | 101.361 | 70389.5591 | 351947.7955
2013-11-02 | 11 | 2 | 306 | 16.43 | 61.574 | 71.8186 | 49874.0171 | 249370.0853
2013-11-03 | 11 | 3 | 307 | 16.28 | 61.304 | 63.0317 | 43771.9928 | 218859.9641
2013-11-04 | 11 | 4 | 308 | 16.3 | 61.34 | 64.2693 | 44631.4287 | 223157.1434
2013-11-05 | 11 | 5 | 309 | 16.33 | 61.394 | 64.4139 | 44731.8516 | 223659.2579
2013-11-06 | 11 | 6 | 310 | 16.33 | 61.394 | 63.826 | 44323.6263 | 221618.1317
2013-11-07 | 11 | 7 | 311 | 15.9 | 60.62 | 84.2943 | 58537.6999 | 292688.4993
2013-11-08 | 11 | 8 | 312 | 15.35 | 59.63 | 79.6938 | 55342.8941 | 276714.4707
2013-11-09 | 11 | 9 | 313 | 15.28 | 59.504 | 65.3816 | 45403.9 | 227019.5001
2013-11-10 | 11 | 10 | 314 | 15.63 | 60.134 | 73.0875 | 50755.1812 | 253775.9058
2013-11-11 | 11 | 11 | 315 | 15.38 | 59.684 | 74.2821 | 51584.7781 | 257923.8906
2013-11-12 | 11 | 12 | 316 | 15.25 | 59.45 | 69.7295 | 48423.2605 | 242116.3027
2013-11-13 | 11 | 13 | 317 | 15.15 | 59.27 | 63.7727 | 44286.566 | 221432.83
2013-11-14 | 11 | 14 | 318 | 15 | 59 | 65.2178 | 45290.1235 | 226450.6176
2013-11-15 | 11 | 15 | 319 | 14.87 | 58.766 | 65.2809 | 45333.9837 | 226669.9183
2013-11-16 | 11 | 16 | 320 | 15.22 | 59.396 | 64.1263 | 44532.167 | 222660.8352
2013-11-17 | 11 | 17 | 321 | 14.98 | 58.964 | 62.1997 | 43194.2048 | 215971.0239
2013-11-18 | 11 | 18 | 322 | 15.1 | 59.18 | 73.24 | 50861.1155 | 254305.5777
2013-11-19 | 11 | 19 | 323 | 14.55 | 58.19 | 65.6799 | 45611.0499 | 228055.2495
2013-11-20 | 11 | 20 | 324 | 14.45 | 58.01 | 62.2105 | 43201.7277 | 216008.6386
2013-11-21 | 11 | 21 | 325 | 14.32 | 57.776 | 63.7704 | 44284.9991 | 221424.9954
2013-11-22 | 11 | 22 | 326 | 14.7 | 58.46 | 65.0573 | 45178.6489 | 225893.2443
2013-11-23 | 11 | 23 | 327 | 14.5 | 58.1 | 58.4362 | 40580.7239 | 202903.6197
2013-11-24 | 11 | 24 | 328 | 13.42 | 56.156 | 56.429 | 39186.7926 | 195933.963
2013-11-25 | 11 | 25 | 329 | 13.25 | 55.85 | 58.5008 | 40625.553 | 203127.7648
2013-11-26 | 11 | 26 | 330 | 13.68 | 56.624 | 62.5522 | 43439.023 | 217195.1152
2013-11-27 | 11 | 27 | 331 | 11.25 | 52.25 | 148.539 | 103152.115 | 515760.5751
2013-11-28 | 11 | 28 | 332 | 12.07 | 53.726 | 87.1086 | 60492.1129 | 302460.5644
2013-11-29 | 11 | 29 | 333 | 12.93 | 55.274 | 74.3091 | 51603.5227 | 258017.6133
2013-11-30 | 11 | 30 | 334 | 12.52 | 54.536 | 74.0715 | 51438.5261 | 257192.6305
2013-12-01 | 12 | 1 | 335 | 12.53 | 54.554 | 66.0061 | 45837.568 | 229187.8399
2013-12-02 | 12 | 2 | 336 | 13.58 | 56.444 | 69.7071 | 48407.6846 | 242038.4232
2013-12-03 | 12 | 3 | 337 | 13.5 | 56.3 | 69.2255 | 48073.2944 | 240366.4721
2013-12-04 | 12 | 4 | 338 | 13.15 | 55.67 | 69.93 | 48562.5218 | 242812.6089
2013-12-05 | 12 | 5 | 339 | 13.2 | 55.76 | 67.822 | 47098.6375 | 235493.1873
2013-12-06 | 12 | 6 | 340 | 12.7 | 54.86 | 94.3014 | 65487.0844 | 327435.4222
2013-12-07 | 12 | 7 | 341 | 12.12 | 53.816 | 69.5292 | 48284.1836 | 241420.918
2013-12-08 | 12 | 8 | 342 | 12.15 | 53.87 | 67.2492 | 46700.7989 | 233503.9943
2013-12-09 | 12 | 9 | 343 | 12.45 | 54.41 | 69.2411 | 48084.071 | 240420.355
2013-12-10 | 12 | 10 | 344 | 12.72 | 54.896 | 60.8727 | 42272.7273 | 211363.6364
2013-12-11 | 12 | 11 | 345 | 12.2 | 53.96 | 58.44 | 40583.3044 | 202916.5219
2013-12-12 | 12 | 12 | 346 | 12 | 53.6 | 56.1082 | 38964.0318 | 194820.1592
2013-12-13 | 12 | 13 | 347 | 11.88 | 53.384 | 55.6494 | 38645.3993 | 193226.9965
2013-12-14 | 12 | 14 | 348 | 11.62 | 52.916 | 54.2449 | 37670.0523 | 188350.2616
2013-12-15 | 12 | 15 | 349 | 11.4 | 52.52 | 54.902 | 38126.3985 | 190631.9927
2013-12-16 | 12 | 16 | 350 | 11.38 | 52.484 | 52.5908 | 36521.412 | 182607.0602
2013-12-17 | 12 | 17 | 351 | 11.55 | 52.79 | 53.0796 | 36860.802 | 184304.0102
2013-12-18 | 12 | 18 | 352 | 11.83 | 53.294 | 54.5769 | 37900.6559 | 189503.2793
2013-12-19 | 12 | 19 | 353 | 11.48 | 52.664 | 55.1448 | 38295.0108 | 191475.0541
2013-12-20 | 12 | 20 | 354 | 11.45 | 52.61 | 62.5174 | 43414.8584 | 217074.2919
2013-12-21 | 12 | 21 | 355 | 11.33 | 52.394 | 104.8978 | 72845.679 | 364228.3951
2013-12-22 | 12 | 22 | 356 | 10.38 | 50.684 | 110.6698 | 76854.0268 | 384270.1342
2013-12-23 | 12 | 23 | 357 | 11.07 | 51.926 | 88.8967 | 61733.8073 | 308669.0363
2013-12-24 | 12 | 24 | 358 | 11.37 | 52.466 | 82.0732 | 56995.2749 | 284976.3746
2013-12-25 | 12 | 25 | 359 | 10.82 | 51.476 | 67.3082 | 46741.7723 | 233708.8617
2013-12-26 | 12 | 26 | 360 | 10.92 | 51.656 | 69.6848 | 48392.1958 | 241960.9788
2013-12-27 | 12 | 27 | 361 | 11.02 | 51.836 | 67.9083 | 47158.5648 | 235792.8241
2013-12-28 | 12 | 28 | 362 | 11.13 | 52.034 | 69.007 | 47921.4944 | 239607.4718
2013-12-29 | 12 | 29 | 363 | 10.98 | 51.764 | 85.0322 | 59050.1645 | 295250.8224
2013-12-30 | 12 | 30 | 364 | 10.27 | 50.486 | 77.7076 | 53963.582 | 269817.9102
2013-12-31 | 12 | 31 | 365 | 10.83 | 51.494 | 69.5938 | 48329.0138 | 241645.0691
2014-01-01 | 1 | 1 | 1 | 10.43 | 50.774 | 61.3006 | 42569.8925 | 212849.4624
2014-01-02 | 1 | 2 | 2 | 10.77 | 51.386 | 63.1673 | 43866.2132 | 219331.0658
2014-01-03 | 1 | 3 | 3 | 10.18 | 50.324 | 62.4952 | 43399.4355 | 216997.1777
2014-01-04 | 1 | 4 | 4 | 10.75 | 51.35 | 63.4229 | 44043.6921 | 220218.4606
2014-01-05 | 1 | 5 | 5 | 11.33 | 52.394 | 64.1742 | 44565.3907 | 222826.9537
2014-01-06 | 1 | 6 | 6 | 9.85 | 49.73 | 106.2481 | 73783.3738 | 368916.8689
2014-01-07 | 1 | 7 | 7 | 9.12 | 48.416 | 75.9898 | 52770.7248 | 263853.6241
2014-01-08 | 1 | 8 | 8 | 9.75 | 49.55 | 69.5598 | 48305.4086 | 241527.0429
2014-01-09 | 1 | 9 | 9 | 9.83 | 49.694 | 67.2895 | 46728.8012 | 233644.0058
2014-01-10 | 1 | 10 | 10 | 10.47 | 50.846 | 73.1234 | 50780.1299 | 253900.6496
2014-01-11 | 1 | 11 | 11 | 10.97 | 51.746 | 82.3676 | 57199.6997 | 285998.4985
2014-01-12 | 1 | 12 | 12 | 9.83 | 49.694 | 72.1868 | 50129.7348 | 250648.6742
2014-01-13 | 1 | 13 | 13 | 10.85 | 51.53 | 70.1429 | 48710.3535 | 243551.7677
2014-01-14 | 1 | 14 | 14 | 10.42 | 50.756 | 90.5776 | 62901.0943 | 314505.4714
2014-01-15 | 1 | 15 | 15 | 10.3 | 50.54 | 78.4509 | 54479.8218 | 272399.109
2014-01-16 | 1 | 16 | 16 | 10.18 | 50.324 | 71.8252 | 49878.6232 | 249393.1159
2014-01-17 | 1 | 17 | 17 | 10.22 | 50.396 | 69.9341 | 48565.3531 | 242826.7657
2014-01-18 | 1 | 18 | 18 | 10.42 | 50.756 | 66.9165 | 46469.7571 | 232348.7855
2014-01-19 | 1 | 19 | 19 | 10.45 | 50.81 | 66.2435 | 46002.4434 | 230012.2171
2014-01-20 | 1 | 20 | 20 | 9.75 | 49.55 | 66.4408 | 46139.4558 | 230697.2789
2014-01-21 | 1 | 21 | 21 | 10 | 50 | 66.2523 | 46008.5594 | 230042.7972
2014-01-22 | 1 | 22 | 22 | 9.63 | 49.334 | 60.7005 | 42153.1267 | 210765.6337
2014-01-23 | 1 | 23 | 23 | 9.48 | 49.064 | 59.7967 | 41525.5062 | 207627.5312
2014-01-24 | 1 | 24 | 24 | 9.55 | 49.19 | 60.2031 | 41807.7428 | 209038.7139
2014-01-25 | 1 | 25 | 25 | 10.02 | 50.036 | 62.1826 | 43182.3799 | 215911.8997
2014-01-26 | 1 | 26 | 26 | 9.5 | 49.1 | 59.5498 | 41353.9939 | 206769.9696
2014-01-27 | 1 | 27 | 27 | 9.58 | 49.244 | 58.8623 | 40876.6103 | 204383.0515
2014-01-28 | 1 | 28 | 28 | 9.18 | 48.524 | 56.8837 | 39502.5779 | 197512.8893
2014-01-29 | 1 | 29 | 29 | 9.23 | 48.614 | 58.5578 | 40665.1476 | 203325.7378
2014-01-30 | 1 | 30 | 30 | 9.55 | 49.19 | 58.2776 | 40470.5598 | 202352.7992
2014-01-31 | 1 | 31 | 31 | 9.72 | 49.496 | 59.1298 | 41062.3385 | 205311.6925
2014-02-01 | 2 | 1 | 32 | 10.05 | 50.09 | 62.5058 | 43406.789 | 217033.945
2014-02-02 | 2 | 2 | 33 | 9.72 | 49.496 | 60.4408 | 41972.7587 | 209863.7935
2014-02-03 | 2 | 3 | 34 | 9.9 | 49.82 | 59.7222 | 41473.7654 | 207368.8272
2014-02-04 | 2 | 4 | 35 | 9.92 | 49.856 | 58.5188 | 40638.089 | 203190.445
2014-02-05 | 2 | 5 | 36 | 9.75 | 49.55 | 58.4819 | 40612.4132 | 203062.066
2014-02-06 | 2 | 6 | 37 | 9.47 | 49.046 | 58.2068 | 40421.415 | 202107.075
2014-02-07 | 2 | 7 | 38 | 9.4 | 48.92 | 56.4988 | 39235.2941 | 196176.4706
2014-02-08 | 2 | 8 | 39 | 9.77 | 49.586 | 57.0943 | 39648.7969 | 198243.9844
2014-02-09 | 2 | 9 | 40 | 9.48 | 49.064 | 56.0711 | 38938.2946 | 194691.4732
2014-02-10 | 2 | 10 | 41 | 9.68 | 49.424 | 53.4565 | 37122.5649 | 185612.8247
2014-02-11 | 2 | 11 | 42 | 9.78 | 49.604 | 53.7735 | 37342.7367 | 186713.6835
2014-02-12 | 2 | 12 | 43 | 9.22 | 48.596 | 54.535 | 37871.5531 | 189357.7656
2014-02-13 | 2 | 13 | 44 | 9.33 | 48.794 | 57.4614 | 39903.7447 | 199518.7236
2014-02-14 | 2 | 14 | 45 | 9.55 | 49.19 | 57.0232 | 39599.4278 | 197997.1388
2014-02-15 | 2 | 15 | 46 | 9.63 | 49.334 | 53.3228 | 37029.7158 | 185148.5788
2014-02-16 | 2 | 16 | 47 | 9.16 | 48.488 | 50.2521 | 34897.2923 | 174486.4613
2014-02-17 | 2 | 17 | 48 | 9.17 | 48.506 | 48.9606 | 34000.4085 | 170002.0425
2014-02-18 | 2 | 18 | 49 | 9.08 | 48.344 | 55.3942 | 38468.1848 | 192340.9238
2014-02-19 | 2 | 19 | 50 | 9.53 | 49.154 | 59.1241 | 41058.3848 | 205291.9239
2014-02-20 | 2 | 20 | 51 | 9.73 | 49.514 | 73.6873 | 51171.7623 | 255858.8113
2014-02-21 | 2 | 21 | 52 | 7.75 | 45.95 | 117.9992 | 81943.9103 | 409719.5513
2014-02-22 | 2 | 22 | 53 | 7.65 | 45.77 | 107.6519 | 74758.2442 | 373791.221
2014-02-23 | 2 | 23 | 54 | 8.75 | 47.75 | 102.7735 | 71370.4649 | 356852.3243
2014-02-24 | 2 | 24 | 55 | 8.45 | 47.21 | 95.1802 | 66097.3669 | 330486.8345
2014-02-25 | 2 | 25 | 56 | 8.3 | 46.94 | 88.8587 | 61707.4022 | 308537.0112
2014-02-26 | 2 | 26 | 57 | 8.63 | 47.534 | 70.2517 | 48785.9335 | 243929.6673
2014-02-27 | 2 | 27 | 58 | 8.93 | 48.074 | 68.9728 | 47897.8052 | 239489.0261
2014-02-28 | 2 | 28 | 59 | 8.58 | 47.444 | 62.2115 | 43202.4433 | 216012.2164
2014-03-01 | 3 | 1 | 60 | 8.88 | 47.984 | 62.4677 | 43380.353 | 216901.765
2014-03-02 | 3 | 2 | 61 | 8.8 | 47.84 | 62.9927 | 43744.9332 | 218724.6662
2014-03-03 | 3 | 3 | 62 | 8.88 | 47.984 | 57.8542 | 40176.5395 | 200882.6975
2014-03-04 | 3 | 4 | 63 | 8.67 | 47.606 | 58.2043 | 40419.686 | 202098.43
2014-03-05 | 3 | 5 | 64 | 8.92 | 48.056 | 60.5231 | 42029.9564 | 210149.7821
2014-03-06 | 3 | 6 | 65 | 8.93 | 48.074 | 61.7441 | 42877.8506 | 214389.2528
2014-03-07 | 3 | 7 | 66 | 9.17 | 48.506 | 63.0411 | 43778.5285 | 218892.6426
2014-03-08 | 3 | 8 | 67 | 9.27 | 48.686 | 60.7006 | 42153.1657 | 210765.8287
2014-03-09 | 3 | 9 | 68 | 9.55 | 49.19 | 61.849 | 42950.7168 | 214753.5842
2014-03-10 | 3 | 10 | 69 | 9.33 | 48.794 | 59.7139 | 41467.9983 | 207339.9914
2014-03-11 | 3 | 11 | 70 | 9.67 | 49.406 | 77.0589 | 53513.1173 | 267565.5864
2014-03-12 | 3 | 12 | 71 | 8.47 | 47.246 | 99.3901 | 69020.9096 | 345104.5482
2014-03-13 | 3 | 13 | 72 | 8.43 | 47.174 | 79.333 | 55092.354 | 275461.7698
2014-03-14 | 3 | 14 | 73 | 8.47 | 47.246 | 84.3757 | 58594.2518 | 292971.2588
2014-03-15 | 3 | 15 | 74 | 8.45 | 47.21 | 111.2511 | 77257.7336 | 386288.6679
2014-03-16 | 3 | 16 | 75 | 8.13 | 46.634 | 87.2409 | 60583.9262 | 302919.6308
2014-03-17 | 3 | 17 | 76 | 8.52 | 47.336 | 81.1607 | 56361.5928 | 281807.964
2014-03-18 | 3 | 18 | 77 | 8.87 | 47.966 | 80.0571 | 55595.1842 | 277975.9209
2014-03-19 | 3 | 19 | 78 | 9.18 | 48.524 | 81.3011 | 56459.1225 | 282295.6124
2014-03-20 | 3 | 20 | 79 | 9.03 | 48.254 | 93.3311 | 64813.2901 | 324066.4504
2014-03-21 | 3 | 21 | 80 | 8.73 | 47.714 | 87.2608 | 60597.8079 | 302989.0395
2014-03-22 | 3 | 22 | 81 | 8.95 | 48.11 | 81.5074 | 56602.3516 | 283011.7582
2014-03-23 | 3 | 23 | 82 | 8.85 | 47.93 | 80.4663 | 55879.4038 | 279397.019
2014-03-24 | 3 | 24 | 83 | 8.92 | 48.056 | 76.3242 | 53002.8999 | 265014.4994
2014-03-25 | 3 | 25 | 84 | 9.17 | 48.506 | 75.2635 | 52266.2988 | 261331.4942
2014-03-26 | 3 | 26 | 85 | 9.07 | 48.326 | 70.5469 | 48990.9172 | 244954.5862
2014-03-27 | 3 | 27 | 86 | 9.25 | 48.65 | 67.2717 | 46716.4352 | 233582.1759
2014-03-28 | 3 | 28 | 87 | 9.4 | 48.92 | 95.3877 | 66241.4717 | 331207.3587
2014-03-29 | 3 | 29 | 88 | 8.67 | 47.606 | 91.7668 | 63726.9319 | 318634.6597
2014-03-30 | 3 | 30 | 89 | 7.03 | 44.654 | 117.4996 | 81596.9697 | 407984.8485
2014-03-31 | 3 | 31 | 90 | 8.3 | 46.94 | 118.702 | 82431.928 | 412159.6399
2014-04-01 | 4 | 1 | 91 | 8.77 | 47.786 | 112.4689 | 78103.4279 | 390517.1395
2014-04-02 | 4 | 2 | 92 | 9.2 | 48.56 | 109.3873 | 75963.4081 | 379817.0406
2014-04-03 | 4 | 3 | 93 | 9.55 | 49.19 | 105.2414 | 73084.3385 | 365421.6923
2014-04-04 | 4 | 4 | 94 | 9.55 | 49.19 | 107.6315 | 74744.0898 | 373720.4492
2014-04-05 | 4 | 5 | 95 | 9.32 | 48.776 | 101.2199 | 70291.609 | 351458.0452
2014-04-06 | 4 | 6 | 96 | 8 | 46.4 | 94.6157 | 65705.3571 | 328526.7857
2014-04-07 | 4 | 7 | 97 | 9.92 | 49.856 | 105.0715 | 72966.3399 | 364831.6993
2014-04-08 | 4 | 8 | 98 | 8.97 | 48.146 | 118.6502 | 82395.9443 | 411979.7213
2014-04-09 | 4 | 9 | 99 | 9.42 | 48.956 | 113.885 | 79086.8056 | 395434.0278
2014-04-10 | 4 | 10 | 100 | 9.77 | 49.586 | 104.3921 | 72494.4801 | 362472.4003
2014-04-11 | 4 | 11 | 101 | 10.53 | 50.954 | 104.475 | 72552.0833 | 362760.4167
2014-04-12 | 4 | 12 | 102 | 10.52 | 50.936 | 94.5901 | 65687.5743 | 328437.8714
2014-04-13 | 4 | 13 | 103 | 11.08 | 51.944 | 93.2812 | 64778.606 | 323893.0301
2014-04-14 | 4 | 14 | 104 | 11.38 | 52.484 | 87.898 | 61040.305 | 305201.5251
2014-04-15 | 4 | 15 | 105 | 11.22 | 52.196 | 114.4058 | 79448.4619 | 397242.3095
2014-04-16 | 4 | 16 | 106 | 10.13 | 50.234 | 109.0176 | 75706.6814 | 378533.4068
2014-04-17 | 4 | 17 | 107 | 10.47 | 50.846 | 102.7578 | 71359.5679 | 356797.8395
2014-04-18 | 4 | 18 | 108 | 10.62 | 51.116 | 99.025 | 68767.3611 | 343836.8056
2014-04-19 | 4 | 19 | 109 | 10.98 | 51.764 | 93.7494 | 65103.7533 | 325518.7665
2014-04-20 | 4 | 20 | 110 | 10.88 | 51.584 | 85.2415 | 59195.4607 | 295977.3035
2014-04-21 | 4 | 21 | 111 | 11.25 | 52.25 | 86.6552 | 60177.2533 | 300886.2665
2014-04-22 | 4 | 22 | 112 | 11.47 | 52.646 | 85.701 | 59514.5697 | 297572.8486
2014-04-23 | 4 | 23 | 113 | 11.5 | 52.7 | 89.7818 | 62348.4848 | 311742.4242
2014-04-24 | 4 | 24 | 114 | 10.95 | 51.71 | 83.9094 | 58270.4403 | 291352.2013
2014-04-25 | 4 | 25 | 115 | 11.1 | 51.98 | 80.399 | 55832.6283 | 279163.1416
2014-04-26 | 4 | 26 | 116 | 11.33 | 52.394 | 87.3069 | 60629.817 | 303149.0848
2014-04-27 | 4 | 27 | 117 | 10.98 | 51.764 | 76.48 | 53111.1111 | 265555.5556
2014-04-28 | 4 | 28 | 118 | 11.57 | 52.826 | 75.6685 | 52547.5364 | 262737.6819
2014-04-29 | 4 | 29 | 119 | 11.88 | 53.384 | 89.807 | 62365.948 | 311829.7402
2014-04-30 | 4 | 30 | 120 | 11.47 | 52.646 | 98.8432 | 68641.1411 | 343205.7057
2014-05-01 | 5 | 1 | 121 | 11.53 | 52.754 | 99.3742 | 69009.8906 | 345049.4529
2014-05-02 | 5 | 2 | 122 | 11.68 | 53.024 | 91.7707 | 63729.6456 | 318648.228
2014-05-03 | 5 | 3 | 123 | 11.52 | 52.736 | 82.8137 | 57509.5267 | 287547.6334
2014-05-04 | 5 | 4 | 124 | 11.75 | 53.15 | 77.3593 | 53721.7262 | 268608.631
2014-05-05 | 5 | 5 | 125 | 11.9 | 53.42 | 73.8351 | 51274.3414 | 256371.7068
2014-05-06 | 5 | 6 | 126 | 12.22 | 53.996 | 75.4962 | 52427.9251 | 262139.6254
2014-05-07 | 5 | 7 | 127 | 12.18 | 53.924 | 78.997 | 54859.0278 | 274295.1389
2014-05-08 | 5 | 8 | 128 | 12.87 | 55.166 | 82.543 | 57321.5278 | 286607.6389
2014-05-09 | 5 | 9 | 129 | 13.57 | 56.426 | 83.5181 | 57998.6702 | 289993.3511
2014-05-10 | 5 | 10 | 130 | 14 | 57.2 | 91.0624 | 63237.7919 | 316188.9597
2014-05-11 | 5 | 11 | 131 | 13.72 | 56.696 | 69.5447 | 48294.9561 | 241474.7807
2014-05-12 | 5 | 12 | 132 | 13.75 | 56.75 | 66.6726 | 46300.4345 | 231502.1726
2014-05-13 | 5 | 13 | 133 | 14.08 | 57.344 | 74.4079 | 51672.1286 | 258360.6429
2014-05-14 | 5 | 14 | 134 | 15.28 | 59.504 | 100.1994 | 69582.9296 | 347914.6479
2014-05-15 | 5 | 15 | 135 | 14.5 | 58.1 | 80.8361 | 56136.1489 | 280680.7445
2014-05-16 | 5 | 16 | 136 | 14.5 | 58.1 | 107.7022 | 74793.1846 | 373965.9229
2014-05-17 | 5 | 17 | 137 | 13.12 | 55.616 | 100.0831 | 69502.1701 | 347510.8507
2014-05-18 | 5 | 18 | 138 | 13.03 | 55.454 | 89.7564 | 62330.8504 | 311654.252
2014-05-19 | 5 | 19 | 139 | 13.25 | 55.85 | 90.3532 | 62745.2532 | 313726.2658
2014-05-20 | 5 | 20 | 140 | 13.68 | 56.624 | 89.1839 | 61933.2298 | 309666.1491
2014-05-21 | 5 | 21 | 141 | 14.03 | 57.254 | 75.98 | 52763.8889 | 263819.4444
2014-05-22 | 5 | 22 | 142 | 14.32 | 57.776 | 78.1491 | 54270.1827 | 271350.9137
2014-05-23 | 5 | 23 | 143 | 14.2 | 57.56 | 78.6453 | 54614.8245 | 273074.1223
2014-05-24 | 5 | 24 | 144 | 13.98 | 57.164 | 71.3965 | 49580.9204 | 247904.602
2014-05-25 | 5 | 25 | 145 | 14.05 | 57.29 | 65.3534 | 45384.3075 | 226921.5374
2014-05-26 | 5 | 26 | 146 | 14.32 | 57.776 | 64.284 | 44641.686 | 223208.4298
2014-05-27 | 5 | 27 | 147 | 14.93 | 58.874 | 69.8392 | 48499.4695 | 242497.3476
2014-05-28 | 5 | 28 | 148 | 14.8 | 58.64 | 61.2338 | 42523.4857 | 212617.4286
2014-05-29 | 5 | 29 | 149 | 14.73 | 58.514 | 65.1062 | 45212.6284 | 226063.1418
2014-05-30 | 5 | 30 | 150 | 15.03 | 59.054 | 66.7618 | 46362.3457 | 231811.7284
2014-05-31 | 5 | 31 | 151 | 15.13 | 59.234 | 62.7341 | 43565.3482 | 217826.7409
2014-06-01 | 6 | 1 | 152 | 15.2 | 59.36 | 59.6734 | 41439.8872 | 207199.4358
2014-06-02 | 6 | 2 | 153 | 15.48 | 59.864 | 60.0689 | 41714.5156 | 208572.5779
2014-06-03 | 6 | 3 | 154 | 16.32 | 61.376 | 61.6729 | 42828.373 | 214141.8651
2014-06-04 | 6 | 4 | 155 | 15.88 | 60.584 | 57.448 | 39894.4444 | 199472.2222
2014-06-05 | 6 | 5 | 156 | 15.75 | 60.35 | 61.4907 | 42701.89 | 213509.4502
2014-06-06 | 6 | 6 | 157 | 16.18 | 61.124 | 61.779 | 42902.0655 | 214510.3276
2014-06-07 | 6 | 7 | 158 | 16.28 | 61.304 | 60.6962 | 42150.1214 | 210750.6072
2014-06-08 | 6 | 8 | 159 | 16.55 | 61.79 | 55.5355 | 38566.3487 | 192831.7436
2014-06-09 | 6 | 9 | 160 | 16.52 | 61.736 | 62.0928 | 43120.01 | 215600.0499
2014-06-10 | 6 | 10 | 161 | 17.05 | 62.69 | 54.9353 | 38149.4901 | 190747.4503
2014-06-11 | 6 | 11 | 162 | 17 | 62.6 | 59.4086 | 41255.9393 | 206279.6966
2014-06-12 | 6 | 12 | 163 | 16.85 | 62.33 | 55.7308 | 38701.9231 | 193509.6154
2014-06-13 | 6 | 13 | 164 | 17.2 | 62.96 | 67.0232 | 46543.886 | 232719.4301
2014-06-14 | 6 | 14 | 165 | 17.08 | 62.744 | 57.0867 | 39643.5743 | 198217.8715
2014-06-15 | 6 | 15 | 166 | 16.72 | 62.096 | 53.303 | 37015.9933 | 185079.9663
2014-06-16 | 6 | 16 | 167 | 16.97 | 62.546 | 58.6387 | 40721.3391 | 203606.6956
2014-06-17 | 6 | 17 | 168 | 17.85 | 64.13 | 55.8673 | 38796.725 | 193983.6248
2014-06-18 | 6 | 18 | 169 | 18.08 | 64.544 | 63.7826 | 44293.4783 | 221467.3913
2014-06-19 | 6 | 19 | 170 | 17.68 | 63.824 | 59.0658 | 41017.9068 | 205089.5341
2014-06-20 | 6 | 20 | 171 | 17.63 | 63.734 | 55.9742 | 38870.9908 | 194354.9542
2014-06-21 | 6 | 21 | 172 | 17.43 | 63.374 | 52.0884 | 36172.4806 | 180862.4031
2014-06-22 | 6 | 22 | 173 | 17.53 | 63.554 | 49.5602 | 34416.8245 | 172084.1225
2014-06-23 | 6 | 23 | 174 | 17.83 | 64.094 | 50.3295 | 34951.0417 | 174755.2083
2014-06-24 | 6 | 24 | 175 | 18.83 | 65.894 | 94.2 | 65416.6667 | 327083.3333
2014-06-25 | 6 | 25 | 176 | 19.5 | 67.1 | 116.1 | 80625 | 403125
2014-06-26 | 6 | 26 | 177 | 18.97 | 66.146 | 70.8 | 49166.6667 | 245833.3333
2014-06-27 | 6 | 27 | 178 | 18.63 | 65.534 | 65.7127 | 45633.8508 | 228169.2538
2014-06-28 | 6 | 28 | 179 | 18.68 | 65.624 | 55.8719 | 38799.9376 | 193999.6879
2014-06-29 | 6 | 29 | 180 | 19.07 | 66.326 | 55.4937 | 38537.3264 | 192686.6319
2014-06-30 | 6 | 30 | 181 | 17.55 | 63.59 | 54.5508 | 37882.533 | 189412.6648
2014-07-01 | 7 | 1 | 182 | 19.62 | 67.316 | 61.0741 | 42412.5352 | 212062.6758
2014-07-02 | 7 | 2 | 183 | 20.28 | 68.504 | 59.2844 | 41169.7282 | 205848.641
2014-07-03 | 7 | 3 | 184 | 20.18 | 68.324 | 64.3963 | 44719.6342 | 223598.1712
2014-07-04 | 7 | 4 | 185 | 19.75 | 67.55 | 60.1385 | 41762.8802 | 208814.401
2014-07-05 | 7 | 5 | 186 | 19.03 | 66.254 | 49.583 | 34432.6241 | 172163.1206
2014-07-06 | 7 | 6 | 187 | 18.97 | 66.146 | 49.656 | 34483.3333 | 172416.6667
2014-07-07 | 7 | 7 | 188 | 19.27 | 66.686 | 59.5228 | 41335.3074 | 206676.5369
2014-07-08 | 7 | 8 | 189 | 20 | 68 | 65.6341 | 45579.221 | 227896.1049
2014-07-09 | 7 | 9 | 190 | 20.37 | 68.666 | 69.1511 | 48021.5882 | 240107.9408
2014-07-10 | 7 | 10 | 191 | 20.2 | 68.36 | 62.64 | 43500 | 217500
2014-07-11 | 7 | 11 | 192 | 19.68 | 67.424 | 55.3561 | 38441.7148 | 192208.5742
2014-07-12 | 7 | 12 | 193 | 20.03 | 68.054 | 53.5102 | 37159.8896 | 185799.4478
2014-07-13 | 7 | 13 | 194 | 20 | 68 | 51.3572 | 35664.7337 | 178323.6684
2014-07-14 | 7 | 14 | 195 | 20.1 | 68.18 | 58.0153 | 40288.4288 | 201442.1438
2014-07-15 | 7 | 15 | 196 | 20.57 | 69.026 | 59.56 | 41361.1111 | 206805.5556
2014-07-16 | 7 | 16 | 197 | 20.45 | 68.81 | 55.4102 | 38479.2781 | 192396.3904
2014-07-17 | 7 | 17 | 198 | 20.05 | 68.09 | 57.8174 | 40150.9662 | 200754.8309
2014-07-18 | 7 | 18 | 199 | 20.12 | 68.216 | 53.4687 | 37131.0164 | 185655.0819
2014-07-19 | 7 | 19 | 200 | 20.03 | 68.054 | 52.1672 | 36227.1973 | 181135.9867
2014-07-20 | 7 | 20 | 201 | 19.85 | 67.73 | 51.6572 | 35873.0878 | 179365.4388
2014-07-21 | 7 | 21 | 202 | 19.9 | 67.82 | 51.1467 | 35518.5565 | 177592.7823
2014-07-22 | 7 | 22 | 203 | 20.6 | 69.08 | 51.7066 | 35907.3666 | 179536.8331
2014-07-23 | 7 | 23 | 204 | 21.42 | 70.556 | 64.9213 | 45084.2082 | 225421.0411
2014-07-24 | 7 | 24 | 205 | 21 | 69.8 | 55.5919 | 38605.4805 | 193027.4024
2014-07-25 | 7 | 25 | 206 | 20.55 | 68.99 | 50.7551 | 35246.5921 | 176232.9604
2014-07-26 | 7 | 26 | 207 | 20.55 | 68.99 | 45.9053 | 31878.655 | 159393.2749
2014-07-27 | 7 | 27 | 208 | 20.77 | 69.386 | 64.7624 | 44973.9104 | 224869.5519
2014-07-28 | 7 | 28 | 209 | 20.58 | 69.044 | 93.6478 | 65033.1617 | 325165.8084
2014-07-29 | 7 | 29 | 210 | 19.87 | 67.766 | 77.3486 | 53714.2742 | 268571.3712
2014-07-30 | 7 | 30 | 211 | 19.88 | 67.784 | 70.7773 | 49150.9062 | 245754.5311
2014-07-31 | 7 | 31 | 212 | 19.77 | 67.586 | 73.7293 | 51200.91 | 256004.5498
2014-08-01 | 8 | 1 | 213 | 20.02 | 68.036 | 64.4564 | 44761.4179 | 223807.0893
2014-08-02 | 8 | 2 | 214 | 20.2 | 68.36 | 56.6842 | 39364.0351 | 196820.1754
2014-08-03 | 8 | 3 | 215 | 20.5 | 68.9 | 73.3696 | 50951.1203 | 254755.6016
2014-08-04 | 8 | 4 | 216 | 20.52 | 68.936 | 83.3191 | 57860.4668 | 289302.3339
2014-08-05 | 8 | 5 | 217 | 20.58 | 69.044 | 62.91 | 43687.5 | 218437.5
2014-08-06 | 8 | 6 | 218 | 20.8 | 69.44 | 60.5669 | 42060.3175 | 210301.5873
2014-08-07 | 8 | 7 | 219 | 20.47 | 68.846 | 57.5467 | 39962.963 | 199814.8148
2014-08-08 | 8 | 8 | 220 | 20.43 | 68.774 | 55.2258 | 38351.227 | 191756.135
2014-08-09 | 8 | 9 | 221 | 20.5 | 68.9 | 51.865 | 36017.3801 | 180086.9004
2014-08-10 | 8 | 10 | 222 | 20.52 | 68.936 | 49.6383 | 34471.0402 | 172355.2009
2014-08-11 | 8 | 11 | 223 | 20.78 | 69.404 | 51.7715 | 35952.4386 | 179762.1932
2014-08-12 | 8 | 12 | 224 | 20.82 | 69.476 | 67.138 | 46623.5888 | 233117.9441
2014-08-13 | 8 | 13 | 225 | 20.27 | 68.486 | 90.6545 | 62954.5455 | 314772.7273
2014-08-14 | 8 | 14 | 226 | 20.07 | 68.126 | 69.1414 | 48014.8596 | 240074.2981
2014-08-15 | 8 | 15 | 227 | 19.65 | 67.37 | 60.9677 | 42338.656 | 211693.2801
2014-08-16 | 8 | 16 | 228 | 19.87 | 67.766 | 60.2934 | 41870.4313 | 209352.1564
2014-08-17 | 8 | 17 | 229 | 19.8 | 67.64 | 63.6317 | 44188.7059 | 220943.5296
2014-08-18 | 8 | 18 | 230 | 19.78 | 67.604 | 57.8455 | 40170.4545 | 200852.2727
2014-08-19 | 8 | 19 | 231 | 20.08 | 68.144 | 58.7422 | 40793.2099 | 203966.0494
2014-08-20 | 8 | 20 | 232 | 20.55 | 68.99 | 63.2107 | 43896.3294 | 219481.6468
2014-08-21 | 8 | 21 | 233 | 20.62 | 69.116 | 68.3908 | 47493.5973 | 237467.9866
2014-08-22 | 8 | 22 | 234 | 20.52 | 68.936 | 88.8092 | 61673.0324 | 308365.162
2014-08-23 | 8 | 23 | 235 | 20.29 | 68.522 | 73.2321 | 50855.6134 | 254278.0671
2014-08-24 | 8 | 24 | 236 | 20.33 | 68.594 | 59.7862 | 41518.2292 | 207591.1458
2014-08-25 | 8 | 25 | 237 | 20.45 | 68.81 | 63.8964 | 44372.48 | 221862.4002
2014-08-26 | 8 | 26 | 238 | 20.87 | 69.566 | 62.5996 | 43471.9329 | 217359.6644
2014-08-27 | 8 | 27 | 239 | 21 | 69.8 | 55.7778 | 38734.5679 | 193672.8395
2014-08-28 | 8 | 28 | 240 | 20.68 | 69.224 | 57.514 | 39940.2971 | 199701.4853
2014-08-29 | 8 | 29 | 241 | 20.5 | 68.9 | 55.2275 | 38352.4306 | 191762.1528
2014-08-30 | 8 | 30 | 242 | 20.78 | 69.404 | 51.2241 | 35572.2897 | 177861.4487
2014-08-31 | 8 | 31 | 243 | 20.6 | 69.08 | 54.2301 | 37659.7704 | 188298.8522
2014-09-01 | 9 | 1 | 244 | 20.97 | 69.746 | 49.3761 | 34288.926 | 171444.6298
2014-09-02 | 9 | 2 | 245 | 21.37 | 70.466 | 66.8489 | 46422.8395 | 232114.1975
2014-09-03 | 9 | 3 | 246 | 21.45 | 70.61 | 67.7675 | 47060.7663 | 235303.8316
2014-09-04 | 9 | 4 | 247 | 21.2 | 70.16 | 59.977 | 41650.6708 | 208253.3538
2014-09-05 | 9 | 5 | 248 | 21.67 | 71.006 | 56.5338 | 39259.6139 | 196298.0695
2014-09-06 | 9 | 6 | 249 | 21.58 | 70.844 | 52.2644 | 36294.7049 | 181473.5243
2014-09-07 | 9 | 7 | 250 | 20.85 | 69.53 | 50.5943 | 35134.9344 | 175674.6721
2014-09-08 | 9 | 8 | 251 | 20.7 | 69.26 | 49.461 | 34347.8974 | 171739.4869
2014-09-09 | 9 | 9 | 252 | 20.93 | 69.674 | 52.4825 | 36446.1552 | 182230.7759
2014-09-10 | 9 | 10 | 253 | 20.97 | 69.746 | 54.0814 | 37556.5302 | 187782.6511
2014-09-11 | 9 | 11 | 254 | 20.93 | 69.674 | 57.9139 | 40217.9851 | 201089.9255
2014-09-12 | 9 | 12 | 255 | 20.15 | 68.27 | 53.1291 | 36895.2064 | 184476.032
2014-09-13 | 9 | 13 | 256 | 19.47 | 67.046 | 61.6924 | 42841.9657 | 214209.8283
2014-09-14 | 9 | 14 | 257 | 19.13 | 66.434 | 52.1531 | 36217.3997 | 181086.9985
2014-09-15 | 9 | 15 | 258 | 19.62 | 67.316 | 50.7041 | 35211.1786 | 176055.8931
2014-09-16 | 9 | 16 | 259 | 19.81 | 67.658 | 61.8017 | 42917.8241 | 214589.1204
2014-09-17 | 9 | 17 | 260 | 19.72 | 67.496 | 53.6059 | 37226.3299 | 186131.6497
2014-09-18 | 9 | 18 | 261 | 19.52 | 67.136 | 53.3746 | 37065.7066 | 185328.5331
2014-09-19 | 9 | 19 | 262 | 19.12 | 66.416 | 52.3031 | 36321.6146 | 181608.0729
2014-09-20 | 9 | 20 | 263 | 19.5 | 67.1 | 51.0047 | 35419.9074 | 177099.537
2014-09-21 | 9 | 21 | 264 | 19.6 | 67.28 | 59.897 | 41595.1485 | 207975.7427
2014-09-22 | 9 | 22 | 265 | 19.68 | 67.424 | 57.5659 | 39976.3214 | 199881.6069
2014-09-23 | 9 | 23 | 266 | 19.33 | 66.794 | 54.1234 | 37585.6964 | 187928.4819
2014-09-24 | 9 | 24 | 267 | 19.35 | 66.83 | 52.6602 | 36569.5798 | 182847.8988
2014-09-25 | 9 | 25 | 268 | 19.82 | 67.676 | 52.8923 | 36730.7581 | 183653.7905
2014-09-26 | 9 | 26 | 269 | 19.63 | 67.334 | 51.5344 | 35787.8086 | 178939.0432
2014-09-27 | 9 | 27 | 270 | 19.78 | 67.604 | 50.064 | 34766.686 | 173833.4298
2014-09-28 | 9 | 28 | 271 | 19.8 | 67.64 | 48.6155 | 33760.7542 | 168803.7712
2014-09-29 | 9 | 29 | 272 | 20.17 | 68.306 | 48.519 | 33693.7785 | 168468.8924
2014-09-30 | 9 | 30 | 273 | 20.17 | 68.306 | 56.0204 | 38903.0671 | 194515.3356
2014-10-01 | 10 | 1 | 274 | 20.33 | 68.594 | 55.6324 | 38633.5841 | 193167.9205
2014-10-02 | 10 | 2 | 275 | 19.95 | 67.91 | 50.069 | 34770.11 | 173850.5498
2014-10-03 | 10 | 3 | 276 | 19.95 | 67.91 | 50.1685 | 34839.2168 | 174196.0841
2014-10-04 | 10 | 4 | 277 | 19.52 | 67.136 | 62.2086 | 43200.4244 | 216002.1219
2014-10-05 | 10 | 5 | 278 | 18.37 | 65.066 | 47.0323 | 32661.3137 | 163306.5683
2014-10-06 | 10 | 6 | 279 | 18.48 | 65.264 | 48.8492 | 33923.0806 | 169615.4032
2014-10-07 | 10 | 7 | 280 | 19 | 66.2 | 53.2322 | 36966.8055 | 184834.0273
2014-10-08 | 10 | 8 | 281 | 18.37 | 65.066 | 67.4294 | 46825.9747 | 234129.8736
2014-10-09 | 10 | 9 | 282 | 18.17 | 64.706 | 50.3415 | 34959.352 | 174796.7599
2014-10-10 | 10 | 10 | 283 | 18 | 64.4 | 50.871 | 35327.092 | 176635.46
2014-10-11 | 10 | 11 | 284 | 18.13 | 64.634 | 47.3448 | 32878.311 | 164391.555
2014-10-12 | 10 | 12 | 285 | 17.93 | 64.274 | 46.8803 | 32555.7485 | 162778.7423
2014-10-13 | 10 | 13 | 286 | 18.33 | 64.994 | 48.2403 | 33500.1929 | 167500.9645
2014-10-14 | 10 | 14 | 287 | 18.85 | 65.93 | 49.7412 | 34542.5148 | 172712.5742
2014-10-15 | 10 | 15 | 288 | 19.22 | 66.596 | 60.4003 | 41944.6856 | 209723.4279
2014-10-16 | 10 | 16 | 289 | 19.05 | 66.29 | 90.6356 | 62941.3612 | 314706.8062
2014-10-17 | 10 | 17 | 290 | 18.37 | 65.066 | 68.2084 | 47366.9586 | 236834.7928
2014-10-18 | 10 | 18 | 291 | 18.25 | 64.85 | 63.1294 | 43839.8438 | 219199.2188
2014-10-19 | 10 | 19 | 292 | 17.17 | 62.906 | 53.5681 | 37200.0386 | 186000.1929
2014-10-20 | 10 | 20 | 293 | 17.22 | 62.996 | 56.0372 | 38914.7377 | 194573.6883
2014-10-21 | 10 | 21 | 294 | 17.53 | 63.554 | 65.7662 | 45671.0069 | 228355.0347
2014-10-22 | 10 | 22 | 295 | 17.37 | 63.266 | 56.3424 | 39126.6879 | 195633.4394
2014-10-23 | 10 | 23 | 296 | 17.07 | 62.726 | 55.58 | 38597.2222 | 192986.1111
2014-10-24 | 10 | 24 | 297 | 17.12 | 62.816 | 55.0728 | 38245.0328 | 191225.164
2014-10-25 | 10 | 25 | 298 | 17.13 | 62.834 | 53.63 | 37243.0556 | 186215.2778
2014-10-26 | 10 | 26 | 299 | 16.75 | 62.15 | 65.7464 | 45657.2189 | 228286.0944
2014-10-27 | 10 | 27 | 300 | 16.2 | 61.16 | 55.842 | 38779.1676 | 193895.8382
2014-10-28 | 10 | 28 | 301 | 17.2 | 62.96 | 55.9745 | 38871.1699 | 194355.8497
2014-10-29 | 10 | 29 | 302 | 17.4 | 63.32 | 65.9764 | 45816.921 | 229084.6049
2014-10-30 | 10 | 30 | 303 | 17 | 62.6 | 53.0528 | 36842.2234 | 184211.1171
2014-10-31 | 10 | 31 | 304 | 17.02 | 62.636 | 49.2506 | 34201.7897 | 171008.9486
2014-11-01 | 11 | 1 | 305 | 16.78 | 62.204 | 50.3039 | 34933.2399 | 174666.1994
2014-11-02 | 11 | 2 | 306 | 15.97 | 60.746 | 47.1362 | 32733.4587 | 163667.2936
2014-11-03 | 11 | 3 | 307 | 16.08 | 60.944 | 48.829 | 33909.0471 | 169545.2353
2014-11-04 | 11 | 4 | 308 | 16.77 | 62.186 | 48.3065 | 33546.1722 | 167730.8612
2014-11-05 | 11 | 5 | 309 | 16.97 | 62.546 | 48.7778 | 33873.505 | 169367.5251
2014-11-06 | 11 | 6 | 310 | 16.48 | 61.664 | 59.8 | 41527.7778 | 207638.8889
2014-11-07 | 11 | 7 | 311 | 15.02 | 59.036 | 56.0576 | 38928.9159 | 194644.5795
2014-11-08 | 11 | 8 | 312 | 15.62 | 60.116 | 49.4351 | 34329.9093 | 171649.5467
2014-11-09 | 11 | 9 | 313 | 15.8 | 60.44 | 48.2567 | 33511.5741 | 167557.8704
2014-11-10 | 11 | 10 | 314 | 15.95 | 60.71 | 48.9731 | 34009.0756 | 170045.3781
2014-11-11 | 11 | 11 | 315 | 16.07 | 60.926 | 49.1186 | 34110.1466 | 170550.733
2014-11-12 | 11 | 12 | 316 | 16.15 | 61.07 | 47.1427 | 32737.9707 | 163689.8536
2014-11-13 | 11 | 13 | 317 | 15.38 | 59.684 | 46.7228 | 32446.3735 | 162231.8673
2014-11-14 | 11 | 14 | 318 | 15.18 | 59.324 | 48.0609 | 33375.6269 | 166878.1346
2014-11-15 | 11 | 15 | 319 | 14.83 | 58.694 | 46.0466 | 31976.8036 | 159884.0181
2014-11-16 | 11 | 16 | 320 | 15 | 59 | 45.8823 | 31862.7025 | 159313.5127
2014-11-17 | 11 | 17 | 321 | 14.38 | 57.884 | 74.4414 | 51695.409 | 258477.0448
2014-11-18 | 11 | 18 | 322 | 13.17 | 55.706 | 56.9945 | 39579.5235 | 197897.6177
2014-11-19 | 11 | 19 | 323 | 13.35 | 56.03 | 51.0394 | 35444.0104 | 177220.0521
2014-11-20 | 11 | 20 | 324 | 14.02 | 57.236 | 49.3997 | 34305.3144 | 171526.5721
2014-11-21 | 11 | 21 | 325 | 13.63 | 56.534 | 48.1957 | 33469.2323 | 167346.1613
2014-11-22 | 11 | 22 | 326 | 13.85 | 56.93 | 48.8573 | 33928.6954 | 169643.4768
2014-11-23 | 11 | 23 | 327 | 13.87 | 56.966 | 53.2993 | 37013.4039 | 185067.0197
2014-11-24 | 11 | 24 | 328 | 14.87 | 58.766 | 54.5782 | 37901.5554 | 189507.777
2014-11-25 | 11 | 25 | 329 | 14.42 | 57.956 | 50.9452 | 35378.5998 | 176892.9988
2014-11-26 | 11 | 26 | 330 | 14.3 | 57.74 | 53.2983 | 37012.7339 | 185063.6694
2014-11-27 | 11 | 27 | 331 | 13.27 | 55.886 | 54.5508 | 37882.4979 | 189412.4894
2014-11-28 | 11 | 28 | 332 | 13.17 | 55.706 | 50.7767 | 35261.5853 | 176307.9266
2014-11-29 | 11 | 29 | 333 | 12.88 | 55.184 | 49.9251 | 34670.2353 | 173351.1767
2014-11-30 | 11 | 30 | 334 | 13.03 | 55.454 | 55.1127 | 38272.7141 | 191363.5706
2014-12-01 | 12 | 1 | 335 | 13.3 | 55.94 | 52.8519 | 36702.691 | 183513.4549
2014-12-02 | 12 | 2 | 336 | 13.52 | 56.336 | 51.3859 | 35684.6547 | 178423.2735
2014-12-03 | 12 | 3 | 337 | 13.42 | 56.156 | 55.5185 | 38554.5428 | 192772.7141
2014-12-04 | 12 | 4 | 338 | 13.42 | 56.156 | 51.8209 | 35986.728 | 179933.6398
2014-12-05 | 12 | 5 | 339 | 13.7 | 56.66 | 50.542 | 35098.6208 | 175493.1038
2014-12-06 | 12 | 6 | 340 | 12.82 | 55.076 | 78.3307 | 54396.3156 | 271981.5779
2014-12-07 | 12 | 7 | 341 | 12.67 | 54.806 | 56.5636 | 39280.303 | 196401.5152
2014-12-08 | 12 | 8 | 342 | 12.97 | 55.346 | 55.9084 | 38825.2797 | 194126.3985
2014-12-09 | 12 | 9 | 343 | 13.47 | 56.246 | 55.9605 | 38861.4487 | 194307.2434
2014-12-10 | 12 | 10 | 344 | 13.05 | 55.49 | 57.569 | 39978.4433 | 199892.2164
2014-12-11 | 12 | 11 | 345 | 12.68 | 54.824 | 57.9346 | 40232.3495 | 201161.7477
2014-12-12 | 12 | 12 | 346 | 13.03 | 55.454 | 56.6388 | 39332.48 | 196662.4
2014-12-13 | 12 | 13 | 347 | 12.93 | 55.274 | 54.6277 | 37935.9086 | 189679.5428
2014-12-14 | 12 | 14 | 348 | 13.03 | 55.454 | 66.8322 | 46411.2172 | 232056.086
2014-12-15 | 12 | 15 | 349 | 12.93 | 55.274 | 70.1277 | 48699.8108 | 243499.0541
2014-12-16 | 12 | 16 | 350 | 12.83 | 55.094 | 86.573 | 60120.1292 | 300600.6462
2014-12-17 | 12 | 17 | 351 | 11.78 | 53.204 | 103.1352 | 71621.6555 | 358108.2774
2014-12-18 | 12 | 18 | 352 | 12.12 | 53.816 | 79.2695 | 55048.2735 | 275241.3677
2014-12-19 | 12 | 19 | 353 | 12 | 53.6 | 69.4758 | 48247.0583 | 241235.2913
2014-12-20 | 12 | 20 | 354 | 12.13 | 53.834 | 63.3145 | 43968.4124 | 219842.0621
2014-12-21 | 12 | 21 | 355 | 12.33 | 54.194 | 59.9111 | 41604.9383 | 208024.6914
2014-12-22 | 12 | 22 | 356 | 12.83 | 55.094 | 60.5667 | 42060.1852 | 210300.9259
2014-12-23 | 12 | 23 | 357 | 12.55 | 54.59 | 72.2574 | 50178.7712 | 250893.8561
2014-12-24 | 12 | 24 | 358 | 12.05 | 53.69 | 90.1203 | 62583.5262 | 312917.6312
2014-12-25 | 12 | 25 | 359 | 11.88 | 53.384 | 80.3594 | 55805.1215 | 279025.6076
2014-12-26 | 12 | 26 | 360 | 12 | 53.6 | 69.9581 | 48581.983 | 242909.9151
2014-12-27 | 12 | 27 | 361 | 12.2 | 53.96 | 65.1322 | 45230.6898 | 226153.449
2014-12-28 | 12 | 28 | 362 | 12.17 | 53.906 | 76.0697 | 52826.1478 | 264130.7388
2014-12-29 | 12 | 29 | 363 | 11.92 | 53.456 | 65.6142 | 45565.4417 | 227827.2087
2014-12-30 | 12 | 30 | 364 | 11.8 | 53.24 | 63.0685 | 43797.5984 | 218987.9919
2014-12-31 | 12 | 31 | 365 | 11.92 | 53.456 | 60.3231 | 41891.0673 | 209455.3367
2015-01-01 | 1 | 1 | 1 | 12 | 53.6 | 56.5874 | 39296.8268 | 196484.1339
2015-01-02 | 1 | 2 | 2 | 12.07 | 53.726 | 55.9668 | 38865.8372 | 194329.186
2015-01-03 | 1 | 3 | 3 | 12.08 | 53.744 | 66.8588 | 46429.7357 | 232148.6786
2015-01-04 | 1 | 4 | 4 | 10.18 | 50.324 | 92.4631 | 64210.4552 | 321052.2762
2015-01-05 | 1 | 5 | 5 | 10.75 | 51.35 | 74.2065 | 51532.2627 | 257661.3137
2015-01-06 | 1 | 6 | 6 | 10.58 | 51.044 | 60.9912 | 42355.0347 | 211775.1736
2015-01-07 | 1 | 7 | 7 | 10.88 | 51.584 | 59.8706 | 41576.8229 | 207884.1146
2015-01-08 | 1 | 8 | 8 | 9.47 | 49.046 | 58.6417 | 40723.4279 | 203617.1393
2015-01-09 | 1 | 9 | 9 | 11.02 | 51.836 | 58.5996 | 40694.1551 | 203470.7755
2015-01-10 | 1 | 10 | 10 | 10.7 | 51.26 | 55.011 | 38202.1123 | 191010.5613
2015-01-11 | 1 | 11 | 11 | 11.25 | 52.25 | 56.5694 | 39284.2882 | 196421.441
2015-01-12 | 1 | 12 | 12 | 11.3 | 52.34 | 61.069 | 42408.9988 | 212044.9942
2015-01-13 | 1 | 13 | 13 | 10.68 | 51.224 | 56.2715 | 39077.4016 | 195387.0081
2015-01-14 | 1 | 14 | 14 | 10.5 | 50.9 | 54.1008 | 37569.9749 | 187849.8746
2015-01-15 | 1 | 15 | 15 | 10.95 | 51.71 | 55.6069 | 38615.8854 | 193079.4271
2015-01-16 | 1 | 16 | 16 | 11.18 | 52.124 | 51.2681 | 35602.8646 | 178014.3229
2015-01-17 | 1 | 17 | 17 | 10.82 | 51.476 | 52.6285 | 36547.5502 | 182737.7508
2015-01-18 | 1 | 18 | 18 | 10.9 | 51.62 | 55.5539 | 38579.1117 | 192895.5586
2015-01-19 | 1 | 19 | 19 | 11.17 | 52.106 | 56.1635 | 39002.3963 | 195011.9816
2015-01-20 | 1 | 20 | 20 | 11.17 | 52.106 | 55.2353 | 38357.8345 | 191789.1725
2015-01-21 | 1 | 21 | 21 | 10.65 | 51.17 | 54.739 | 38013.1769 | 190065.8844
2015-01-22 | 1 | 22 | 22 | 11.1 | 51.98 | 54.2924 | 37703.0695 | 188515.3473
2015-01-23 | 1 | 23 | 23 | 10.95 | 51.71 | 52.0363 | 36136.2847 | 180681.4236
2015-01-24 | 1 | 24 | 24 | 10.98 | 51.764 | 51.6139 | 35842.9784 | 179214.892
2015-01-25 | 1 | 25 | 25 | 10.97 | 51.746 | 50.7857 | 35267.8434 | 176339.2168
2015-01-26 | 1 | 26 | 26 | 10.75 | 51.35 | 52.8598 | 36708.1887 | 183540.9433
2015-01-27 | 1 | 27 | 27 | 10.37 | 50.666 | 48.8341 | 33912.5675 | 169562.8376
2015-01-28 | 1 | 28 | 28 | 10.2 | 50.36 | 52.0049 | 36114.4869 | 180572.4344
2015-01-29 | 1 | 29 | 29 | 10.53 | 50.954 | 50.6537 | 35176.1671 | 175880.8353
2015-01-30 | 1 | 30 | 30 | 10.43 | 50.774 | 51.3917 | 35688.7056 | 178443.5282
2015-01-31 | 1 | 31 | 31 | 10.37 | 50.666 | 48.3832 | 33599.4487 | 167997.2434
2015-02-01 | 2 | 1 | 32 | 10.43 | 50.774 | 49.2335 | 34189.9595 | 170949.7975
2015-02-02 | 2 | 2 | 33 | 10.27 | 50.486 | 49.5467 | 34407.4074 | 172037.037
2015-02-03 | 2 | 3 | 34 | 9.97 | 49.946 | 51.1332 | 35509.1628 | 177545.814
2015-02-04 | 2 | 4 | 35 | 10.25 | 50.45 | 51.8793 | 36027.2955 | 180136.4776
2015-02-05 | 2 | 5 | 36 | 10.72 | 51.296 | 50.5481 | 35102.8164 | 175514.0818
2015-02-06 | 2 | 6 | 37 | 10.07 | 50.126 | 49.7455 | 34545.4765 | 172727.3823
2015-02-07 | 2 | 7 | 38 | 10.42 | 50.756 | 49.7914 | 34577.3534 | 172886.767
2015-02-08 | 2 | 8 | 39 | 10.5 | 50.9 | 49.5394 | 34402.3438 | 172011.7188
2015-02-09 | 2 | 9 | 40 | 10.08 | 50.144 | 51.0411 | 35445.216 | 177226.0802
2015-02-10 | 2 | 10 | 41 | 10.48 | 50.864 | 51.9365 | 36066.9906 | 180334.9529
2015-02-11 | 2 | 11 | 42 | 10.2 | 50.36 | 51.5957 | 35830.3434 | 179151.7168
2015-02-12 | 2 | 12 | 43 | 10.42 | 50.756 | 49.4855 | 34364.9209 | 171824.6046
2015-02-13 | 2 | 13 | 44 | 9.63 | 49.334 | 47.7933 | 33189.8148 | 165949.0741
2015-02-14 | 2 | 14 | 45 | 10.02 | 50.036 | 48.6217 | 33765.0945 | 168825.4726
2015-02-15 | 2 | 15 | 46 | 9.72 | 49.496 | 47.1487 | 32742.159 | 163710.7951
2015-02-16 | 2 | 16 | 47 | 9.33 | 48.794 | 47.0975 | 32706.5972 | 163532.9861
2015-02-17 | 2 | 17 | 48 | 9.42 | 48.956 | 48.7469 | 33851.9965 | 169259.9826
2015-02-18 | 2 | 18 | 49 | 9.97 | 49.946 | 48.7892 | 33881.414 | 169407.0698
2015-02-19 | 2 | 19 | 50 | 9.57 | 49.226 | 47.0582 | 32679.2795 | 163396.3977
2015-02-20 | 2 | 20 | 51 | 8.93 | 48.074 | 46.4174 | 32234.3268 | 161171.6339
2015-02-21 | 2 | 21 | 52 | 9.13 | 48.434 | 47.1256 | 32726.1285 | 163630.6424
2015-02-22 | 2 | 22 | 53 | 9.6 | 49.28 | 49.0845 | 34086.468 | 170432.3399
2015-02-23 | 2 | 23 | 54 | 9.62 | 49.316 | 47.3247 | 32864.3904 | 164321.9522
2015-02-24 | 2 | 24 | 55 | 9.42 | 48.956 | 48.2844 | 33530.8492 | 167654.2459
2015-02-25 | 2 | 25 | 56 | 9.88 | 49.784 | 50.532 | 35091.6763 | 175458.3816
2015-02-26 | 2 | 26 | 57 | 9.92 | 49.856 | 47.1053 | 32712.0467 | 163560.2334
2015-02-27 | 2 | 27 | 58 | 9.85 | 49.73 | 46.2365 | 32108.6998 | 160543.4992
2015-02-28 | 2 | 28 | 59 | 9.65 | 49.37 | 47.3015 | 32848.2832 | 164241.4159
2015-03-01 | 3 | 1 | 60 | 10.1 | 50.18 | 46.8268 | 32518.615 | 162593.0748
2015-03-02 | 3 | 2 | 61 | 9.88 | 49.784 | 52.3041 | 36322.2878 | 181611.4388
2015-03-03 | 3 | 3 | 62 | 10.13 | 50.234 | 47.0722 | 32689.0432 | 163445.216
2015-03-04 | 3 | 4 | 63 | 9.7 | 49.46 | 53.4394 | 37110.6771 | 185553.3854
2015-03-05 | 3 | 5 | 64 | 9.38 | 48.884 | 51.4167 | 35706.0667 | 178530.3337
2015-03-06 | 3 | 6 | 65 | 9.28 | 48.704 | 48.9842 | 34016.8306 | 170084.1532
2015-03-07 | 3 | 7 | 66 | 9.72 | 49.496 | 48.3051 | 33545.2353 | 167726.1767
2015-03-08 | 3 | 8 | 67 | 9.73 | 49.514 | 48.9341 | 33982.0214 | 169910.1069
2015-03-09 | 3 | 9 | 68 | 10.42 | 50.756 | 57.2058 | 39726.2731 | 198631.3657
2015-03-10 | 3 | 10 | 69 | 10.25 | 50.45 | 59.4775 | 41303.7849 | 206518.9245
2015-03-11 | 3 | 11 | 70 | 10.17 | 50.306 | 92.5847 | 64294.9467 | 321474.7333
2015-03-12 | 3 | 12 | 71 | 8.87 | 47.966 | 79.0003 | 54861.3104 | 274306.5519
2015-03-13 | 3 | 13 | 72 | 9.32 | 48.776 | 75.3037 | 52294.2331 | 261471.1655
2015-03-14 | 3 | 14 | 73 | 9.32 | 48.776 | 78.9544 | 54829.4265 | 274147.1325
2015-03-15 | 3 | 15 | 74 | 9 | 48.2 | 84.9325 | 58980.899 | 294904.4952
2015-03-16 | 3 | 16 | 75 | 9.75 | 49.55 | 82.293 | 57147.9071 | 285739.5356
2015-03-17 | 3 | 17 | 76 | 9.22 | 48.596 | 101.1988 | 70276.9157 | 351384.5785
2015-03-18 | 3 | 18 | 77 | 9.12 | 48.416 | 86.4324 | 60022.4746 | 300112.3728
2015-03-19 | 3 | 19 | 78 | 9.72 | 49.496 | 74.7288 | 51894.9653 | 259474.8264
2015-03-20 | 3 | 20 | 79 | 9.55 | 49.19 | 70.9211 | 49250.7975 | 246253.9877
2015-03-21 | 3 | 21 | 80 | 9.57 | 49.226 | 70.7822 | 49154.3005 | 245771.5026
2015-03-22 | 3 | 22 | 81 | 8.93 | 48.074 | 66.5205 | 46194.7942 | 230973.9708
2015-03-23 | 3 | 23 | 82 | 9.02 | 48.236 | 64.753 | 44967.3321 | 224836.6603
2015-03-24 | 3 | 24 | 83 | 9.4 | 48.92 | 63.1731 | 43870.2248 | 219351.1238
2015-03-25 | 3 | 25 | 84 | 9.65 | 49.37 | 70.8421 | 49195.8985 | 245979.4926
2015-03-26 | 3 | 26 | 85 | 9.43 | 48.974 | 91.5348 | 63565.7995 | 317828.9974
2015-03-27 | 3 | 27 | 86 | 8.88 | 47.984 | 89.5203 | 62166.8425 | 310834.2124
2015-03-28 | 3 | 28 | 87 | 9.13 | 48.434 | 80.1527 | 55661.5784 | 278307.8918
2015-03-29 | 3 | 29 | 88 | 9.58 | 49.244 | 74.47 | 51715.2728 | 258576.364
2015-03-30 | 3 | 30 | 89 | 9.52 | 49.136 | 76.0361 | 52802.8356 | 264014.1778
2015-03-31 | 3 | 31 | 90 | 9.68 | 49.424 | 76.1936 | 52912.2009 | 264561.0047
2015-04-01 | 4 | 1 | 91 | 9.82 | 49.676 | 74.7932 | 51939.721 | 259698.6051
2015-04-02 | 4 | 2 | 92 | 10.22 | 50.396 | 80.2237 | 55710.9375 | 278554.6875
2015-04-03 | 4 | 3 | 93 | 9.93 | 49.874 | 107.8904 | 74923.8716 | 374619.3579
2015-04-04 | 4 | 4 | 94 | 9.38 | 48.884 | 114.7094 | 79659.3084 | 398296.5422
2015-04-05 | 4 | 5 | 95 | 9.25 | 48.65 | 94.983 | 65960.3965 | 329801.9827
2015-04-06 | 4 | 6 | 96 | 9.47 | 49.046 | 90.8341 | 63079.2342 | 315396.1709
2015-04-07 | 4 | 7 | 97 | 10 | 50 | 88.6047 | 61531.0571 | 307655.2855
2015-04-08 | 4 | 8 | 98 | 10.13 | 50.234 | 96.8464 | 67254.4367 | 336272.1836
2015-04-09 | 4 | 9 | 99 | 9.37 | 48.866 | 103.5467 | 71907.4493 | 359537.2466
2015-04-10 | 4 | 10 | 100 | 9.88 | 49.784 | 107.403 | 74585.407 | 372927.0351
2015-04-11 | 4 | 11 | 101 | 10.1 | 50.18 | 92.649 | 64339.5544 | 321697.772
2015-04-12 | 4 | 12 | 102 | 10.4 | 50.72 | 89.391 | 62077.1123 | 310385.5613
2015-04-13 | 4 | 13 | 103 | 11 | 51.8 | 88.1021 | 61182.0258 | 305910.129
2015-04-14 | 4 | 14 | 104 | 11.55 | 52.79 | 96.0839 | 66724.9384 | 333624.6918
2015-04-14 | 4 | 14 | 105 | 11.55 | 52.79 | 96.0839 | 66724.9384 | 333624.6918
2015-04-15 | 4 | 15 | 106 | 11 | 51.8 | 86.0593 | 59763.3781 | 298816.8903
2015-04-16 | 4 | 16 | 107 | 11.37 | 52.466 | 80.7671 | 56088.2523 | 280441.2616
2015-04-17 | 4 | 17 | 108 | 11.78 | 53.204 | 79.7439 | 55377.7065 | 276888.5325
2015-04-18 | 4 | 18 | 109 | 12.18 | 53.924 | 75.3971 | 52359.0856 | 261795.4282
2015-04-19 | 4 | 19 | 110 | 11.8 | 53.24 | 74.0438 | 51419.3191 | 257096.5953
2015-04-20 | 4 | 20 | 111 | 11.75 | 53.15 | 77.6258 | 53906.8287 | 269534.1435
2015-04-21 | 4 | 21 | 112 | 11.92 | 53.456 | 94.7987 | 65832.4171 | 329162.0853
2015-04-22 | 4 | 22 | 113 | 11.95 | 53.51 | 80.5058 | 55906.8287 | 279534.1435
2015-04-23 | 4 | 23 | 114 | 11.35 | 52.43 | 76.7219 | 53279.1281 | 266395.6404
2015-04-24 | 4 | 24 | 115 | 11.57 | 52.826 | 73.0656 | 50740.0174 | 253700.0868
2015-04-25 | 4 | 25 | 116 | 11.48 | 52.664 | 70.1619 | 48723.5725 | 243617.8627
2015-04-26 | 4 | 26 | 117 | 12 | 53.6 | 68.3327 | 47453.2697 | 237266.3484
2015-04-27 | 4 | 27 | 118 | 12.23 | 54.014 | 68.3123 | 47439.0669 | 237195.3343
2015-04-28 | 4 | 28 | 119 | 12.5 | 54.5 | 67.1923 | 46661.3174 | 233306.5869
2015-04-29 | 4 | 29 | 120 | 12.93 | 55.274 | 67.0987 | 46596.3059 | 232981.5297
2015-04-30 | 4 | 30 | 121 | 12.93 | 55.274 | 65.2732 | 45328.6073 | 226643.0363
2015-05-01 | 5 | 1 | 122 | 13 | 55.4 | 63.5999 | 44166.5702 | 220832.8511
2015-05-02 | 5 | 2 | 123 | 13.07 | 55.526 | 60.8416 | 42251.1205 | 211255.6027
2015-05-03 | 5 | 3 | 124 | 13.43 | 56.174 | 60.448 | 41977.7681 | 209888.8407
2015-05-04 | 5 | 4 | 125 | 13.58 | 56.444 | 61.6339 | 42801.3117 | 214006.5586
2015-05-05 | 5 | 5 | 126 | 14 | 57.2 | 61.269 | 42547.9011 | 212739.5055
2015-05-06 | 5 | 6 | 127 | 14.18 | 57.524 | 60.4381 | 41970.9201 | 209854.6007
2015-05-07 | 5 | 7 | 128 | 14.45 | 58.01 | 60.0549 | 41704.8129 | 208524.0644
2015-05-08 | 5 | 8 | 129 | 14.62 | 58.316 | 58.5239 | 40641.5895 | 203207.9475
2015-05-09 | 5 | 9 | 130 | 15 | 59 | 57.3428 | 39821.3735 | 199106.8673
2015-05-10 | 5 | 10 | 131 | 15.03 | 59.054 | 71.2282 | 49464.0239 | 247320.1196
2015-05-11 | 5 | 11 | 132 | 15.83 | 60.494 | 76.2136 | 52926.1188 | 264630.5941
2015-05-12 | 5 | 12 | 133 | 16.58 | 61.844 | 87.2859 | 60615.2103 | 303076.0513
2015-05-13 | 5 | 13 | 134 | 14.83 | 58.694 | 66.9149 | 46468.6535 | 232343.2677
2015-05-14 | 5 | 14 | 135 | 14.67 | 58.406 | 60.1747 | 41788.0015 | 208940.0077
2015-05-15 | 5 | 15 | 136 | 14.82 | 58.676 | 59.0561 | 41011.1883 | 205055.9414
2015-05-16 | 5 | 16 | 137 | 15.17 | 59.306 | 62.5806 | 43458.7674 | 217293.8368
2015-05-17 | 5 | 17 | 138 | 15.22 | 59.396 | 56.7308 | 39396.412 | 196982.0602
2015-05-18 | 5 | 18 | 139 | 15.33 | 59.594 | 69.2626 | 48099.0066 | 240495.0328
2015-05-19 | 5 | 19 | 140 | 16.42 | 61.556 | 104.8692 | 72825.8584 | 364129.2921
2015-05-20 | 5 | 20 | 141 | 15 | 59 | 77.6534 | 53925.9742 | 269629.8708
2015-05-21 | 5 | 21 | 142 | 15.23 | 59.414 | 66.6236 | 46266.3885 | 231331.9425
2015-05-22 | 5 | 22 | 143 | 15.17 | 59.306 | 62.9234 | 43696.8218 | 218484.1091
2015-05-23 | 5 | 23 | 144 | 14.9 | 58.82 | 59.1419 | 41070.7342 | 205353.671
2015-05-24 | 5 | 24 | 145 | 15.07 | 59.126 | 57.3462 | 39823.7661 | 199118.8304
2015-05-25 | 5 | 25 | 146 | 15.53 | 59.954 | 57.6375 | 40026.0357 | 200130.1783
2015-05-26 | 5 | 26 | 147 | 16.37 | 61.466 | 58.2132 | 40425.8586 | 202129.2928
2015-05-27 | 5 | 27 | 148 | 17.18 | 62.924 | 56.6336 | 39328.8962 | 196644.481
2015-05-28 | 5 | 28 | 149 | 17.3 | 63.14 | 55.6609 | 38653.413 | 193267.0651
2015-05-29 | 5 | 29 | 150 | 16.8 | 62.24 | 54.5396 | 37874.7398 | 189373.6988
2015-05-30 | 5 | 30 | 151 | 17.17 | 62.906 | 63.1644 | 43864.1526 | 219320.7631
2015-05-31 | 5 | 31 | 152 | 17.58 | 63.644 | 83.9284 | 58283.6202 | 291418.1008
2015-06-01 | 6 | 1 | 153 | 16.33 | 61.394 | 96.7646 | 67197.6303 | 335988.1516
2015-06-02 | 6 | 2 | 154 | 16.08 | 60.944 | 78.4075 | 54449.6419 | 272248.2097
2015-06-03 | 6 | 3 | 155 | 16.55 | 61.79 | 67.4958 | 46872.0644 | 234360.3219
2015-06-04 | 6 | 4 | 156 | 16.6 | 61.88 | 61.8614 | 42959.335 | 214796.6751
2015-06-05 | 6 | 5 | 157 | 17.1 | 62.78 | 59.4307 | 41271.3374 | 206356.687
2015-06-06 | 6 | 6 | 158 | 17.18 | 62.924 | 59.6273 | 41407.8765 | 207039.3824
2015-06-07 | 6 | 7 | 159 | 16.82 | 62.276 | 55.0346 | 38218.4755 | 191092.3775
2015-06-08 | 6 | 8 | 160 | 17.25 | 63.05 | 67.3309 | 46757.5565 | 233787.7824
2015-06-09 | 6 | 9 | 161 | 17.8 | 64.04 | 90.5966 | 62914.3373 | 314571.6865
2015-06-10 | 6 | 10 | 162 | 17.42 | 63.356 | 77.6545 | 53926.7195 | 269633.5974
2015-06-11 | 6 | 11 | 163 | 18.35 | 65.03 | 83.4576 | 57956.6382 | 289783.1908
2015-06-12 | 6 | 12 | 164 | 17.73 | 63.914 | 78.1147 | 54246.3207 | 271231.6035
2015-06-13 | 6 | 13 | 165 | 18.17 | 64.706 | 81.3976 | 56526.1404 | 282630.702
2015-06-14 | 6 | 14 | 166 | 17.43 | 63.374 | 71.2876 | 49505.3107 | 247526.5537
2015-06-15 | 6 | 15 | 167 | 17.75 | 63.95 | 104.8481 | 72811.1979 | 364055.9896
2015-06-16 | 6 | 16 | 168 | 18.33 | 64.994 | 92.7366 | 64400.4453 | 322002.2265
2015-06-17 | 6 | 17 | 169 | 17.9 | 64.22 | 86.2982 | 59929.3043 | 299646.5215
2015-06-18 | 6 | 18 | 170 | 18.2 | 64.76 | 78.2016 | 54306.6624 | 271533.3122
2015-06-19 | 6 | 19 | 171 | 18.23 | 64.814 | 67.9879 | 47213.8485 | 236069.2423
2015-06-20 | 6 | 20 | 172 | 17.67 | 63.806 | 63.1473 | 43852.2657 | 219261.3286
2015-06-21 | 6 | 21 | 173 | 18.13 | 64.634 | 70.7914 | 49160.6992 | 245803.4958
2015-06-22 | 6 | 22 | 174 | 18.17 | 64.706 | 66.8459 | 46420.7477 | 232103.7384
2015-06-23 | 6 | 23 | 175 | 18.73 | 65.714 | 65.4246 | 45433.7511 | 227168.7553
2015-06-24 | 6 | 24 | 176 | 18.53 | 65.354 | 62.5551 | 43441.0613 | 217205.3063
2015-06-25 | 6 | 25 | 177 | 18.33 | 64.994 | 59.6966 | 41456.0007 | 207280.0035
2015-06-26 | 6 | 26 | 178 | 18.88 | 65.984 | 58.4669 | 40601.9971 | 203009.9857
2015-06-27 | 6 | 27 | 179 | 18.57 | 65.426 | 71.0206 | 49319.8785 | 246599.3924
2015-06-28 | 6 | 28 | 180 | 18.08 | 64.544 | 105.349 | 73158.9988 | 365794.9942
2015-06-29 | 6 | 29 | 181 | 17.97 | 64.346 | 87.0716 | 60466.387 | 302331.9348
2015-06-30 | 6 | 30 | 182 | 18.17 | 64.706 | 83.0901 | 57701.4419 | 288507.2095
2015-07-01 | 7 | 1 | 183 | 18.85 | 65.93 | 113.03 | 78493.0748 | 392465.3741
2015-07-02 | 7 | 2 | 184 | 18.12 | 64.616 | 109.7565 | 76219.7984 | 381098.992
2015-07-03 | 7 | 3 | 185 | 17.67 | 63.806 | 95.2995 | 66180.218 | 330901.0899
2015-07-04 | 7 | 4 | 186 | 18.17 | 64.706 | 83.4078 | 57922.0679 | 289610.3395
2015-07-05 | 7 | 5 | 187 | 18.28 | 64.904 | 75.0149 | 52093.6535 | 260468.2677
2015-07-06 | 7 | 6 | 188 | 18.33 | 64.994 | 77.6724 | 53939.1879 | 269695.9394
2015-07-07 | 7 | 7 | 189 | 19.13 | 66.434 | 75.581 | 52486.7863 | 262433.9313
2015-07-08 | 7 | 8 | 190 | 19.83 | 67.694 | 84.4668 | 58657.5039 | 293287.5193
2015-07-09 | 7 | 9 | 191 | 19.03 | 66.254 | 81.4607 | 56569.9267 | 282849.6335
2015-07-10 | 7 | 10 | 192 | 19.18 | 66.524 | 80.7768 | 56094.9815 | 280474.9073
2015-07-11 | 7 | 11 | 193 | 18.72 | 65.696 | 73.9097 | 51326.1478 | 256630.7388
2015-07-12 | 7 | 12 | 194 | 19 | 66.2 | 73.1748 | 50815.8275 | 254079.1377
2015-07-13 | 7 | 13 | 195 | 19.25 | 66.65 | 70.942 | 49265.2874 | 246326.4371
2015-07-14 | 7 | 14 | 196 | 19.62 | 67.316 | 72.7904 | 50548.904 | 252744.5199
2015-07-15 | 7 | 15 | 197 | 19.33 | 66.794 | 70.1797 | 48735.87 | 243679.3499
2015-07-16 | 7 | 16 | 198 | 19.15 | 66.47 | 64.0301 | 44465.3213 | 222326.6064
2015-07-17 | 7 | 17 | 199 | 19.2 | 66.56 | 63.1601 | 43861.2076 | 219306.0378
2015-07-18 | 7 | 18 | 200 | 19.72 | 67.496 | 59.9487 | 41631.0282 | 208155.1408
2015-07-19 | 7 | 19 | 201 | 20.22 | 68.396 | 59.7254 | 41475.9838 | 207379.919
2015-07-20 | 7 | 20 | 202 | 20.02 | 68.036 | 58.7182 | 40776.5239 | 203882.6196
2015-07-21 | 7 | 21 | 203 | 20.17 | 68.306 | 62.2053 | 43198.1578 | 215990.789
2015-07-22 | 7 | 22 | 204 | 20.02 | 68.036 | 59.8401 | 41555.6135 | 207778.0677
2015-07-23 | 7 | 23 | 205 | 20.08 | 68.144 | 57.2666 | 39768.4542 | 198842.2709
2015-07-24 | 7 | 24 | 206 | 20.03 | 68.054 | 56.6508 | 39340.832 | 196704.1599
2015-07-25 | 7 | 25 | 207 | 20.33 | 68.594 | 55.0297 | 38215.0849 | 191075.4244
2015-07-26 | 7 | 26 | 208 | 20.7 | 69.26 | 83.3447 | 57878.2793 | 289391.3966
2015-07-27 | 7 | 27 | 209 | 20.25 | 68.45 | 73.1623 | 50807.1771 | 254035.8853
2015-07-28 | 7 | 28 | 210 | 21 | 69.8 | 66.6886 | 46311.5355 | 231557.6775
2015-07-29 | 7 | 29 | 211 | 21.02 | 69.836 | 60.1894 | 41798.2253 | 208991.1265
2015-07-30 | 7 | 30 | 212 | 21.37 | 70.466 | 63.3423 | 43987.6931 | 219938.4657
2015-07-31 | 7 | 31 | 213 | 21.4 | 70.52 | 55.7649 | 38725.6149 | 193628.0746
2015-08-01 | 8 | 1 | 214 | 21.42 | 70.556 | 54.7072 | 37991.1265 | 189955.6327
2015-08-02 | 8 | 2 | 215 | 21.23 | 70.214 | 55.0819 | 38251.303 | 191256.515
2015-08-03 | 8 | 3 | 216 | 21.18 | 70.124 | 56.1787 | 39012.9726 | 195064.863
2015-08-04 | 8 | 4 | 217 | 21.17 | 70.106 | 54.7686 | 38033.7577 | 190168.7886
2015-08-05 | 8 | 5 | 218 | 21 | 69.8 | 51.1293 | 35506.4622 | 177532.311
2015-08-06 | 8 | 6 | 219 | 21.18 | 70.124 | 53.8897 | 37423.375 | 187116.8749
2015-08-07 | 8 | 7 | 220 | 21.1 | 69.98 | 53.7301 | 37312.5965 | 186562.9823
2015-08-08 | 8 | 8 | 221 | 21.13 | 70.034 | 52.086 | 36170.814 | 180854.0702
2015-08-09 | 8 | 9 | 222 | 20.97 | 69.746 | 50.4754 | 35052.3727 | 175261.8634
2015-08-10 | 8 | 10 | 223 | 21.47 | 70.646 | 52.0437 | 36141.4448 | 180707.2242
2015-08-11 | 8 | 11 | 224 | 21.32 | 70.376 | 63.4061 | 44032.0216 | 220160.108
2015-08-12 | 8 | 12 | 225 | 21.5 | 70.7 | 51.6276 | 35852.4971 | 179262.4855
2015-08-13 | 8 | 13 | 226 | 21.2 | 70.16 | 51.0767 | 35469.9556 | 177349.7782
2015-08-14 | 8 | 14 | 227 | 22.13 | 71.834 | 48.7665 | 33865.6443 | 169328.2215
2015-08-15 | 8 | 15 | 228 | 22 | 71.6 | 53.4693 | 37131.4622 | 185657.311
2015-08-16 | 8 | 16 | 229 | 22.08 | 71.744 | 48.7061 | 33823.6883 | 169118.4414
2015-08-17 | 8 | 17 | 230 | 22.08 | 71.744 | 51.2764 | 35608.6375 | 178043.1874
2015-08-18 | 8 | 18 | 231 | 22.53 | 72.554 | 57.2795 | 39777.4402 | 198887.201
2015-08-19 | 8 | 19 | 232 | 22.98 | 73.364 | 52.122 | 36195.843 | 180979.2149
2015-08-20 | 8 | 20 | 233 | 22.77 | 72.986 | 55.2576 | 38373.3603 | 191866.8017
2015-08-21 | 8 | 21 | 234 | 22.42 | 72.356 | 51.9046 | 36044.8365 | 180224.1827
2015-08-22 | 8 | 22 | 235 | 21.97 | 71.546 | 47.5092 | 32992.4769 | 164962.3843
2015-08-23 | 8 | 23 | 236 | 22.05 | 71.69 | 47.0078 | 32644.2901 | 163221.4506
2015-08-24 | 8 | 24 | 237 | 22.28 | 72.104 | 48.4887 | 33672.6948 | 168363.4742
2015-08-25 | 8 | 25 | 238 | 22 | 71.6 | 48.7447 | 33850.5015 | 169252.5077
2015-08-26 | 8 | 26 | 239 | 21.92 | 71.456 | 49.4321 | 34327.8356 | 171639.1782
2015-08-27 | 8 | 27 | 240 | 21.73 | 71.114 | 50.2285 | 34880.8835 | 174404.4174
2015-08-28 | 8 | 28 | 241 | 21.92 | 71.456 | 48.5687 | 33728.2504 | 168641.2519
2015-08-29 | 8 | 29 | 242 | 21.82 | 71.276 | 47.7682 | 33172.3573 | 165861.7863
2015-08-30 | 8 | 30 | 243 | 22.08 | 71.744 | 48.3056 | 33545.5247 | 167727.6235
2015-08-31 | 8 | 31 | 244 | 22.33 | 72.194 | 50.1997 | 34860.87 | 174304.3499
2015-09-01 | 9 | 1 | 245 | 22.5 | 72.5 | 48.7891 | 33881.3175 | 169406.5876
2015-09-02 | 9 | 2 | 246 | 22.72 | 72.896 | 49.6646 | 34489.294 | 172446.4699
2015-09-03 | 9 | 3 | 247 | 22.97 | 73.346 | 47.9397 | 33291.4738 | 166457.3688
2015-09-04 | 9 | 4 | 248 | 22.78 | 73.004 | 47.3715 | 32896.8943 | 164484.4715
2015-09-05 | 9 | 5 | 249 | 23.08 | 73.544 | 45.9367 | 31900.463 | 159502.3148
2015-09-06 | 9 | 6 | 250 | 22.88 | 73.184 | 45.6934 | 31731.5297 | 158657.6485
2015-09-07 | 9 | 7 | 251 | 22.95 | 73.31 | 46.498 | 32290.2691 | 161451.3455
2015-09-08 | 9 | 8 | 252 | 23.32 | 73.976 | 47.3665 | 32893.3859 | 164466.9293
2015-09-09 | 9 | 9 | 253 | 23.32 | 73.976 | 61.7085 | 42853.1539 | 214265.7697
2015-09-10 | 9 | 10 | 254 | 23.42 | 74.156 | 55.8453 | 38781.4911 | 193907.4556
2015-09-11 | 9 | 11 | 255 | 23.17 | 73.706 | 47.3156 | 32858.0247 | 164290.1235
2015-09-12 | 9 | 12 | 256 | 22.78 | 73.004 | 52.2836 | 36308.0633 | 181540.3164
2015-09-13 | 9 | 13 | 257 | 22.18 | 71.924 | 51.5775 | 35817.7083 | 179088.5417
2015-09-14 | 9 | 14 | 258 | 21.27 | 70.286 | 57.1835 | 39710.7446 | 198553.723
2015-09-15 | 9 | 15 | 259 | 21.67 | 71.006 | 47.9242 | 33280.7195 | 166403.5976
2015-09-16 | 9 | 16 | 260 | 21.58 | 70.844 | 46.5851 | 32350.7765 | 161753.8827
2015-09-17 | 9 | 17 | 261 | 22.5 | 72.5 | 46.5953 | 32357.871 | 161789.3551
2015-09-18 | 9 | 18 | 262 | 22.77 | 72.986 | 46.0338 | 31967.9302 | 159839.6508
2015-09-19 | 9 | 19 | 263 | 22.8 | 73.04 | 51.855 | 36010.4167 | 180052.0833
2015-09-20 | 9 | 20 | 264 | 22.17 | 71.906 | 55.8984 | 38818.3353 | 194091.6763
2015-09-21 | 9 | 21 | 265 | 21.78 | 71.204 | 48.1053 | 33406.4429 | 167032.2145
2015-09-22 | 9 | 22 | 266 | 21.83 | 71.294 | 47.4533 | 32953.7037 | 164768.5185
2015-09-23 | 9 | 23 | 267 | 21.88 | 71.384 | 46.3631 | 32196.6146 | 160983.0729
2015-09-24 | 9 | 24 | 268 | 21.83 | 71.294 | 45.8088 | 31811.6319 | 159058.1597
2015-09-25 | 9 | 25 | 269 | 22.13 | 71.834 | 45.35 | 31493.0556 | 157465.2778
2015-09-26 | 9 | 26 | 270 | 22.02 | 71.636 | 43.2812 | 30056.3754 | 150281.8769
2015-09-27 | 9 | 27 | 271 | 21.72 | 71.096 | 43.9474 | 30519.049 | 152595.245
2015-09-28 | 9 | 28 | 272 | 22.05 | 71.69 | 44.8942 | 31176.5126 | 155882.5628
2015-09-29 | 9 | 29 | 273 | 22.27 | 72.086 | 61.4549 | 42677.0351 | 213385.1755
2015-09-30 | 9 | 30 | 274 | 21.08 | 69.944 | 108.7197 | 75499.77 | 377498.8498
2015-10-01 | 10 | 1 | 275 | 20.42 | 68.756 | 75.6862 | 52559.861 | 262799.3051
2015-10-02 | 10 | 2 | 276 | 20 | 68 | 58.2135 | 40426.0706 | 202130.353
2015-10-03 | 10 | 3 | 277 | 19.95 | 67.91 | 49.514 | 34384.6933 | 171923.4664
2015-10-04 | 10 | 4 | 278 | 20.03 | 68.054 | 48.9441 | 33988.9564 | 169944.782
2015-10-05 | 10 | 5 | 279 | 20.15 | 68.27 | 50.9094 | 35353.7268 | 176768.6339
2015-10-06 | 10 | 6 | 280 | 20.63 | 69.134 | 50.3172 | 34942.4865 | 174712.4327
2015-10-07 | 10 | 7 | 281 | 20.62 | 69.116 | 48.6788 | 33804.7357 | 169023.6786
2015-10-08 | 10 | 8 | 282 | 20.93 | 69.674 | 47.619 | 33068.731 | 165343.6549
2015-10-09 | 10 | 9 | 283 | 19.8 | 67.64 | 88.539 | 61485.436 | 307427.1798
2015-10-10 | 10 | 10 | 284 | 19.43 | 66.974 | 60.5746 | 42065.6829 | 210328.4144
2015-10-11 | 10 | 11 | 285 | 19.5 | 67.1 | 51.3836 | 35683.0633 | 178415.3164
2015-10-12 | 10 | 12 | 286 | 20.08 | 68.144 | 51.1897 | 35548.4182 | 177742.091
2015-10-13 | 10 | 13 | 287 | 20.13 | 68.234 | 61.1968 | 42497.7847 | 212488.9236
2015-10-14 | 10 | 14 | 288 | 19.58 | 67.244 | 53.0315 | 36827.4494 | 184137.2469
2015-10-15 | 10 | 15 | 289 | 19.5 | 67.1 | 51.2263 | 35573.7847 | 177868.9236
2015-10-16 | 10 | 16 | 290 | 19.23 | 66.614 | 74.7417 | 51903.9834 | 259519.9171
2015-10-17 | 10 | 17 | 291 | 18.27 | 64.886 | 60.6488 | 42117.2357 | 210586.1786
2015-10-18 | 10 | 18 | 292 | 18.6 | 65.48 | 54.8381 | 38082.0312 | 190410.1562
2015-10-19 | 10 | 19 | 293 | 18.33 | 64.994 | 54.9593 | 38166.1844 | 190830.9221
2015-10-20 | 10 | 20 | 294 | 18.75 | 65.75 | 54.4848 | 37836.6609 | 189183.3044
2015-10-21 | 10 | 21 | 295 | 19.1 | 66.38 | 52.1431 | 36210.4552 | 181052.2762
2015-10-22 | 10 | 22 | 296 | 19.4 | 66.92 | 53.2985 | 37012.8279 | 185064.1397
2015-10-23 | 10 | 23 | 297 | 19.02 | 66.236 | 52.9086 | 36742.0882 | 183710.4408
2015-10-24 | 10 | 24 | 298 | 18.38 | 65.084 | 52.3883 | 36380.7957 | 181903.9786
2015-10-25 | 10 | 25 | 299 | 17.33 | 63.194 | 84.1323 | 58425.2002 | 292126.0008
2015-10-26 | 10 | 26 | 300 | 18.17 | 64.706 | 56.6524 | 39341.9541 | 196709.7705
2015-10-27 | 10 | 27 | 301 | 18.33 | 64.994 | 54.7077 | 37991.4784 | 189957.392
2015-10-28 | 10 | 28 | 302 | 17.75 | 63.95 | 77.4468 | 53782.4751 | 268912.3755
2015-10-29 | 10 | 29 | 303 | 17.27 | 63.086 | 80.3978 | 55831.8185 | 279159.0927
2015-10-30 | 10 | 30 | 304 | 17.65 | 63.77 | 55.778 | 38734.7546 | 193673.7731
2015-10-31 | 10 | 31 | 305 | 17.33 | 63.194 | 51.6312 | 35854.9865 | 179274.9325
2015-11-01 | 11 | 1 | 306 | 17.52 | 63.536 | 57.0793 | 39638.3969 | 198191.9846
2015-11-02 | 11 | 2 | 307 | 17.92 | 64.256 | 53.0476 | 36838.5922 | 184192.9612
2015-11-03 | 11 | 3 | 308 | 18.22 | 64.796 | 48.8872 | 33949.4302 | 169747.151
2015-11-04 | 11 | 4 | 309 | 18.2 | 64.76 | 46.9 | 32569.4444 | 162847.2222
2015-11-05 | 11 | 5 | 310 | 17.65 | 63.77 | 52.8889 | 36728.3951 | 183641.9753
2015-11-06 | 11 | 6 | 311 | 17.23 | 63.014 | 48.3923 | 33605.7692 | 168028.8462
2015-11-07 | 11 | 7 | 312 | 16.67 | 62.006 | 43.23 | 30020.8333 | 150104.1667
2015-11-08 | 11 | 8 | 313 | 16.2 | 61.16 | 50.375 | 34982.6389 | 174913.1944
2015-11-09 | 11 | 9 | 314 | 17 | 62.6 | 53.0556 | 36844.1358 | 184220.679
2015-11-10 | 11 | 10 | 315 | 16.75 | 62.15 | 56.1889 | 39020.0617 | 195100.3086
2015-11-11 | 11 | 11 | 316 | 16.45 | 61.61 | 46.65 | 32395.8333 | 161979.1667
2015-11-12 | 11 | 12 | 317 | 16.53 | 61.754 | 57.5544 | 39968.316 | 199841.5799
2015-11-13 | 11 | 13 | 318 | 15.42 | 59.756 | 51.0971 | 35484.0856 | 177420.4282
2015-11-14 | 11 | 14 | 319 | 15.42 | 59.756 | 46.8717 | 32549.8167 | 162749.0837
2015-11-15 | 11 | 15 | 320 | 15.58 | 60.044 | 46.4522 | 32258.4394 | 161292.1972
2015-11-16 | 11 | 16 | 321 | 15.83 | 60.494 | 47.7923 | 33189.0914 | 165945.4572
2015-11-17 | 11 | 17 | 322 | 15.45 | 59.81 | 47.972 | 33313.858 | 166569.2898
2015-11-18 | 11 | 18 | 323 | 15.02 | 59.036 | 48.0731 | 33384.1146 | 166920.5729
2015-11-19 | 11 | 19 | 324 | 15.87 | 60.566 | 47.5435 | 33016.3002 | 165081.5008
2015-11-20 | 11 | 20 | 325 | 15.58 | 60.044 | 47.61 | 33062.5 | 165312.5
2015-11-21 | 11 | 21 | 326 | 15.28 | 59.504 | 44.6063 | 30976.5625 | 154882.8125
2015-11-22 | 11 | 22 | 327 | 15 | 59 | 48.0923 | 33397.4359 | 166987.1795
2015-11-23 | 11 | 23 | 328 | 14.68 | 58.424 | 49.0173 | 34039.797 | 170198.985
2015-11-24 | 11 | 24 | 329 | 14.38 | 57.884 | 45.9489 | 31908.9331 | 159544.6654
2015-11-25 | 11 | 25 | 330 | 14.58 | 58.244 | 46.68 | 32416.6862 | 162083.431
2015-11-26 | 11 | 26 | 331 | 14.27 | 57.686 | 45.2243 | 31405.7861 | 157028.9303
2015-11-27 | 11 | 27 | 332 | 14.6 | 58.28 | 44.1821 | 30682.0348 | 153410.1739
2015-11-28 | 11 | 28 | 333 | 14.5 | 58.1 | 46.0129 | 31953.394 | 159766.9699
2015-11-29 | 11 | 29 | 334 | 14.08 | 57.344 | 44.0047 | 30558.8484 | 152794.242
2015-11-30 | 11 | 30 | 335 | 14.05 | 57.29 | 45.0295 | 31270.4942 | 156352.4711
2015-12-01 | 12 | 1 | 336 | 14.75 | 58.55 | 52.1583 | 36221.0115 | 181105.0575
2015-12-02 | 12 | 2 | 337 | 13.87 | 56.966 | 94.4974 | 65623.179 | 328115.895
2015-12-03 | 12 | 3 | 338 | 13.25 | 55.85 | 73.4064 | 50976.6757 | 254883.3784
2015-12-04 | 12 | 4 | 339 | 13.3 | 55.94 | 58.4847 | 40614.3993 | 203071.9965
2015-12-05 | 12 | 5 | 340 | 13.92 | 57.056 | 53.9102 | 37437.6135 | 187188.0676
2015-12-06 | 12 | 6 | 341 | 13.78 | 56.804 | 52.8361 | 36691.733 | 183458.665
2015-12-07 | 12 | 7 | 342 | 13.9 | 57.02 | 52.9301 | 36757.0376 | 183785.1878
2015-12-08 | 12 | 8 | 343 | 13.8 | 56.84 | 51.9984 | 36109.9767 | 180549.8836
2015-12-09 | 12 | 9 | 344 | 14 | 57.2 | 50.8295 | 35298.2313 | 176491.1563
2015-12-10 | 12 | 10 | 345 | 14.17 | 57.506 | 51.0174 | 35428.7676 | 177143.8379
2015-12-11 | 12 | 11 | 346 | 14.3 | 57.74 | 48.894 | 33954.1676 | 169770.8382
2015-12-12 | 12 | 12 | 347 | 14.32 | 57.776 | 47.275 | 32829.8367 | 164149.1835
2015-12-13 | 12 | 13 | 348 | 14.68 | 58.424 | 47.4622 | 32959.8362 | 164799.1808
2015-12-14 | 12 | 14 | 349 | 14.72 | 58.496 | 58.8515 | 40869.1077 | 204345.5387
2015-12-15 | 12 | 15 | 350 | 14.9167 | 58.85 | 54.0825 | 37557.2819 | 187786.4093
2015-12-16 | 12 | 16 | 351 | 14.1833 | 57.53 | 47.4308 | 32938.0571 | 164690.2857
2015-12-17 | 12 | 17 | 352 | 14.0667 | 57.32 | 71.0537 | 49342.8777 | 246714.3885
2015-12-18 | 12 | 18 | 353 | 13.4333 | 56.18 | 55.2845 | 38392.041 | 191960.2049
2015-12-19 | 12 | 19 | 354 | 13.2333 | 55.82 | 50.1392 | 34818.8747 | 174094.3737
2015-12-20 | 12 | 20 | 355 | 13.4167 | 56.15 | 48.8949 | 33954.8196 | 169774.0981
2015-12-21 | 12 | 21 | 356 | 13.75 | 56.75 | 49.5745 | 34426.7024 | 172133.5122
2015-12-22 | 12 | 22 | 357 | 13.5833 | 56.45 | 82.2005 | 57083.6774 | 285418.3868
2015-12-23 | 12 | 23 | 358 | 13.3 | 55.94 | 70.8725 | 49217.0297 | 246085.1487
2015-12-24 | 12 | 24 | 359 | 14.0333 | 57.26 | 59.9284 | 41616.972 | 208084.8601
2015-12-25 | 12 | 25 | 360 | 13.8167 | 56.87 | 52.2266 | 36268.4989 | 181342.4947
2015-12-26 | 12 | 26 | 361 | 13.4833 | 56.27 | 52.0188 | 36124.1565 | 180620.7823
2015-12-27 | 12 | 27 | 362 | 13.2833 | 55.91 | 89.9102 | 62437.6227 | 312188.1135
2015-12-28 | 12 | 28 | 363 | 12.7167 | 54.89 | 66.0576 | 45873.3314 | 229366.6569
2015-12-29 | 12 | 29 | 364 | 12.7833 | 55.01 | 77.9195 | 54110.7963 | 270553.9817
2015-12-30 | 12 | 30 | 365 | 12.25 | 54.05 | 95.2026 | 66112.9244 | 330564.622
2015-12-31 | 12 | 31 |  | 11.9 | 53.42 | 91.2625 | 63376.7057 | 316883.5283
2016-01-01 | 1 | 1 | 1 | 12.15 | 53.87 | 73.3984 | 50971.095 | 254855.4752
2016-01-02 | 1 | 2 | 2 | 11.95 | 53.51 | 65.4726 | 45467.0738 | 227335.3692
2016-01-03 | 1 | 3 | 3 | 12.1667 | 53.9 | 63.3226 | 43973.9938 | 219869.9691
2016-01-04 | 1 | 4 | 4 | 11.9667 | 53.54 | 62.3088 | 43269.9831 | 216349.9155
2016-01-05 | 1 | 5 | 5 | 11.9167 | 53.45 | 60.5022 | 42015.4288 | 210077.1439
2016-01-06 | 1 | 6 | 6 | 12.05 | 53.69 | 60.5243 | 42030.7434 | 210153.7169
2016-01-07 | 1 | 7 | 7 | 12.4167 | 54.35 | 58.4806 | 40611.5623 | 203057.8115
2016-01-08 | 1 | 8 | 8 | 12.05 | 53.69 | 56.862 | 39487.4666 | 197437.333
2016-01-09 | 1 | 9 | 9 | 12.1833 | 53.93 | 61.4532 | 42675.8473 | 213379.2365
2016-01-10 | 1 | 10 | 10 | 11.55 | 52.79 | 90.1977 | 62637.267 | 313186.3352
2016-01-11 | 1 | 11 | 11 | 11.0167 | 51.83 | 74.3596 | 51638.6227 | 258193.1137
2016-01-12 | 1 | 12 | 12 | 10.8333 | 51.5 | 65.9478 | 45797.0908 | 228985.4539
2016-01-13 | 1 | 13 | 13 | 11.25 | 52.25 | 62.9022 | 43682.0823 | 218410.4117
2016-01-14 | 1 | 14 | 14 | 11.2833 | 52.31 | 62.8934 | 43676.0042 | 218380.0211
2016-01-15 | 1 | 15 | 15 | 11.6833 | 53.03 | 62.0838 | 43113.7214 | 215568.6072
2016-01-16 | 1 | 16 | 16 | 11.7 | 53.06 | 73.9474 | 51352.3417 | 256761.7087
2016-01-17 | 1 | 17 | 17 | 11.2 | 52.16 | 63.9319 | 44397.1317 | 221985.6586
2016-01-18 | 1 | 18 | 18 | 11.4167 | 52.55 | 62.793 | 43606.2811 | 218031.4053
2016-01-19 | 1 | 19 | 19 | 10.75 | 51.35 | 62.4933 | 43398.1449 | 216990.7245
2016-01-20 | 1 | 20 | 20 | 10.8 | 51.44 | 61.8678 | 42963.7827 | 214818.9133
2016-01-21 | 1 | 21 | 21 | 11.15 | 52.07 | 62.0574 | 43095.4273 | 215477.1363
2016-01-22 | 1 | 22 | 22 | 10.85 | 51.53 | 59.7653 | 41503.6508 | 207518.2542
2016-01-23 | 1 | 23 | 23 | 10.7667 | 51.38 | 58.3605 | 40528.0939 | 202640.4694
2016-01-24 | 1 | 24 | 24 | 10.8167 | 51.47 | 57.8281 | 40158.4079 | 200792.0394
2016-01-25 | 1 | 25 | 25 | 11.1333 | 52.04 | 57.9701 | 40257.0372 | 201285.1858
2016-01-26 | 1 | 26 | 26 | 11.3 | 52.34 | 70.9121 | 49244.5165 | 246222.5825
2016-01-27 | 1 | 27 | 27 | 11.1167 | 52.01 | 67.9734 | 47203.7395 | 236018.6973
2016-01-28 | 1 | 28 | 28 | 11.2667 | 52.28 | 64.1702 | 44562.6132 | 222813.066
2016-01-29 | 1 | 29 | 29 | 10.6833 | 51.23 | 62.4462 | 43365.4262 | 216827.131
2016-01-30 | 1 | 30 | 30 | 10.7833 | 51.41 | 60.2347 | 41829.6296 | 209148.1481
2016-01-31 | 1 | 31 | 31 | 11.0833 | 51.95 | 66.7272 | 46338.3526 | 231691.7629
2016-02-01 | 2 | 1 | 32 | 11.15 | 52.07 | 78.4037 | 54446.9983 | 272234.9914
2016-02-02 | 2 | 2 | 33 | 10.9667 | 51.74 | 67.4735 | 46856.6176 | 234283.0882
2016-02-03 | 2 | 3 | 34 | 10.55 | 50.99 | 91.9219 | 63834.6308 | 319173.154
2016-02-04 | 2 | 4 | 35 | 10.3 | 50.54 | 82.6289 | 57381.1696 | 286905.8478
2016-02-05 | 2 | 5 | 36 | 10.8833 | 51.59 | 70.3606 | 48861.5216 | 244307.6081
2016-02-06 | 2 | 6 | 37 | 10.95 | 51.71 | 67.2116 | 46674.704 | 233373.52
2016-02-07 | 2 | 7 | 38 | 11.0167 | 51.83 | 66.2239 | 45988.8518 | 229944.2591
2016-02-08 | 2 | 8 | 39 | 11 | 51.8 | 64.8977 | 45067.8717 | 225339.3587
2016-02-09 | 2 | 9 | 40 | 10.9 | 51.62 | 64.675 | 44913.1944 | 224565.9722
2016-02-10 | 2 | 10 | 41 | 10.7667 | 51.38 | 65.2033 | 45280.0605 | 226400.3023
2016-02-11 | 2 | 11 | 42 | 10.1833 | 50.33 | 60.2737 | 41856.76 | 209283.8
2016-02-12 | 2 | 12 | 43 | 9.9833 | 49.97 | 60.6426 | 42112.9125 | 210564.5624
2016-02-13 | 2 | 13 | 44 | 10 | 50 | 57.0169 | 39595.0357 | 197975.1786
2016-02-14 | 2 | 14 | 45 | 9.6167 | 49.31 | 55.6954 | 38677.378 | 193386.8901
2016-02-15 | 2 | 15 | 46 | 9.7 | 49.46 | 58.2585 | 40457.3045 | 202286.5226
2016-02-16 | 2 | 16 | 47 | 9.4667 | 49.04 | 92.698 | 64373.6091 | 321868.0453
2016-02-17 | 2 | 17 | 48 | 8.4 | 47.12 | 93.9072 | 65213.301 | 326066.5052
2016-02-18 | 2 | 18 | 49 | 9.45 | 49.01 | 87.0985 | 60485.0349 | 302425.1743
2016-02-19 | 2 | 19 | 50 | 9.8667 | 49.76 | 82.9416 | 57598.3539 | 287991.7695
2016-02-20 | 2 | 20 | 51 | 9.9167 | 49.85 | 96.6605 | 67125.3748 | 335626.8741
2016-02-21 | 2 | 21 | 52 | 9.6 | 49.28 | 103.5463 | 71907.1295 | 359535.6475
2016-02-22 | 2 | 22 | 53 | 10.1333 | 50.24 | 95.23 | 66131.9645 | 330659.8227
2016-02-23 | 2 | 23 | 54 | 9.8667 | 49.76 | 90.6532 | 62953.5779 | 314767.8895
2016-02-24 | 2 | 24 | 55 | 9.6667 | 49.4 | 101.6831 | 70613.2298 | 353066.1488
2016-02-25 | 2 | 25 | 56 | 8.45 | 47.21 | 111.8629 | 77682.5986 | 388412.9931
2016-02-26 | 2 | 26 | 57 | 8.9167 | 48.05 | 111.4587 | 77401.9091 | 387009.5456
2016-02-27 | 2 | 27 | 58 | 9.6167 | 49.31 | 103.2157 | 71677.6005 | 358388.0024
2016-02-28 | 2 | 28 | 59 | 10.05 | 50.09 | 98.2173 | 68206.4919 | 341032.4596
2016-02-29 | 2 | 29 | 60 | 10.1667 | 50.3 | 100.9263 | 70087.7193 | 350438.5965
2016-03-01 | 3 | 1 | 61 | 10.6667 | 51.2 | 93.7902 | 65132.0671 | 325660.3357
2016-03-02 | 3 | 2 | 62 | 9.65 | 49.37 | 91.2963 | 63400.1895 | 317000.9474
2016-03-03 | 3 | 3 | 63 | 9.6167 | 49.31 | 87.6737 | 60884.5339 | 304422.6695
2016-03-04 | 3 | 4 | 64 | 9.9167 | 49.85 | 82.7325 | 57453.098 | 287265.4899
2016-03-05 | 3 | 5 | 65 | 9.9667 | 49.94 | 78.0571 | 54206.3003 | 271031.5017
2016-03-06 | 3 | 6 | 66 | 10.1 | 50.18 | 76.7097 | 53270.6377 | 266353.1886
2016-03-07 | 3 | 7 | 67 | 10.0833 | 50.15 | 76.2699 | 52965.1966 | 264825.9828
2016-03-08 | 3 | 8 | 68 | 10.6167 | 51.11 | 73.1867 | 50824.1034 | 254120.5169
2016-03-09 | 3 | 9 | 69 | 11.1833 | 52.13 | 72.1184 | 50082.2096 | 250411.048
2016-03-10 | 3 | 10 | 70 | 11 | 51.8 | 85.6233 | 59460.6481 | 297303.2407
2016-03-11 | 3 | 11 | 71 | 10.7 | 51.26 | 89.79 | 62354.1813 | 311770.9065
2016-03-12 | 3 | 12 | 72 | 10.5833 | 51.05 | 80.2864 | 55754.4685 | 278772.3426
2016-03-13 | 3 | 13 | 73 | 10.9167 | 51.65 | 77.8393 | 54055.0759 | 270275.3796
2016-03-14 | 3 | 14 | 74 | 10.4333 | 50.78 | 89.4597 | 62124.7744 | 310623.872
2016-03-15 | 3 | 15 | 75 | 10.9 | 51.62 | 83.3553 | 57885.6488 | 289428.244
2016-03-16 | 3 | 16 | 76 | 11.1667 | 52.1 | 82.0839 | 57002.7072 | 285013.5358
2016-03-17 | 3 | 17 | 77 | 11.4167 | 52.55 | 86.7858 | 60267.9132 | 301339.5662
2016-03-18 | 3 | 18 | 78 | 10.6333 | 51.14 | 86.9764 | 60400.2748 | 302001.3742
2016-03-19 | 3 | 19 | 79 | 10.9667 | 51.74 | 77.9931 | 54161.8421 | 270809.2105
2016-03-20 | 3 | 20 | 80 | 10.3833 | 50.69 | 76.1548 | 52885.2841 | 264426.4203
2016-03-21 | 3 | 21 | 81 | 10.6333 | 51.14 | 75.3291 | 52311.8847 | 261559.4233
2016-03-22 | 3 | 22 | 82 | 10.5833 | 51.05 | 72.5575 | 50387.1356 | 251935.6782
2016-03-23 | 3 | 23 | 83 | 11.2 | 52.16 | 71.3758 | 49566.5489 | 247832.7444
2016-03-24 | 3 | 24 | 84 | 11.1667 | 52.1 | 71.6023 | 49723.8361 | 248619.1804
2016-03-25 | 3 | 25 | 85 | 11.4667 | 52.64 | 76.0782 | 52832.1064 | 264160.532
2016-03-26 | 3 | 26 | 86 | 11.1333 | 52.04 | 68.2818 | 47417.9472 | 237089.736
2016-03-27 | 3 | 27 | 87 | 11.4833 | 52.67 | 66.7307 | 46340.7664 | 231703.832
2016-03-28 | 3 | 28 | 88 | 11.7667 | 53.18 | 75.6986 | 52568.4622 | 262842.311
2016-03-29 | 3 | 29 | 89 | 11.3 | 52.34 | 71.3931 | 49578.5305 | 247892.6527
2016-03-30 | 3 | 30 | 90 | 11.55 | 52.79 | 67.9368 | 47178.3239 | 235891.6197
2016-03-31 | 3 | 31 | 91 | 11.9667 | 53.54 | 67.751 | 47049.3207 | 235246.6036
2016-04-01 | 4 | 1 | 92 | 12.17 | 53.906 | 76.4085 | 53061.4814 | 265307.4068
2016-04-02 | 4 | 2 | 93 | 12 | 53.6 | 69.5856 | 48323.3636 | 241616.8179
2016-04-03 | 4 | 3 | 94 | 10.73 | 51.314 | 80.9662 | 56226.5576 | 281132.788
2016-04-04 | 4 | 4 | 95 | 10.35 | 50.63 | 77.5917 | 53883.1522 | 269415.7609
2016-04-05 | 4 | 5 | 96 | 10.75 | 51.35 | 73.4053 | 50975.885 | 254879.425
2016-04-06 | 4 | 6 | 97 | 10.83 | 51.494 | 72.7759 | 50538.822 | 252694.1098
2016-04-07 | 4 | 7 | 98 | 11.02 | 51.836 | 79.1861 | 54990.3509 | 274951.7544
2016-04-08 | 4 | 8 | 99 | 11.15 | 52.07 | 79.3484 | 55103.0816 | 275515.408
2016-04-09 | 4 | 9 | 100 | 10.97 | 51.746 | 71.229 | 49464.5597 | 247322.7986
2016-04-10 | 4 | 10 | 101 | 11 | 51.8 | 68.5257 | 47587.2582 | 237936.2912
2016-04-11 | 4 | 11 | 102 | 11.08 | 51.944 | 79.2008 | 55000.5399 | 275002.6993
2016-04-12 | 4 | 12 | 103 | 11 | 51.8 | 90.4817 | 62834.5381 | 314172.6904
2016-04-13 | 4 | 13 | 104 | 11.13 | 52.034 | 75.2098 | 52229.0343 | 261145.1717
2016-04-14 | 4 | 14 | 105 | 11.38 | 52.484 | 70.9558 | 49274.8388 | 246374.194
2016-04-15 | 4 | 15 | 106 | 11.67 | 53.006 | 69.5811 | 48320.215 | 241601.0748
2016-04-16 | 4 | 16 | 107 | 11.75 | 53.15 | 66.7552 | 46357.7944 | 231788.9718
2016-04-17 | 4 | 17 | 108 | 12.42 | 54.356 | 66.7989 | 46388.1416 | 231940.7082
2016-04-18 | 4 | 18 | 109 | 12.35 | 54.23 | 65.7495 | 45659.3799 | 228296.8995
2016-04-19 | 4 | 19 | 110 | 12.62 | 54.716 | 64.384 | 44711.0854 | 223555.4269
2016-04-20 | 4 | 20 | 111 | 12.38 | 54.284 | 63.9851 | 44434.1017 | 222170.5083
2016-04-21 | 4 | 21 | 112 | 12.55 | 54.59 | 61.7531 | 42884.0932 | 214420.4661
2016-04-22 | 4 | 22 | 113 | 13.02 | 55.436 | 59.8428 | 41557.4835 | 207787.4174
2016-04-23 | 4 | 23 | 114 | 12.68 | 54.824 | 59.497 | 41317.3847 | 206586.9233
2016-04-24 | 4 | 24 | 115 | 12.55 | 54.59 | 58.8977 | 40901.2084 | 204506.0421
2016-04-25 | 4 | 25 | 116 | 12.72 | 54.896 | 58.76 | 40805.5358 | 204027.6789
2016-04-26 | 4 | 26 | 117 | 12.63 | 54.734 | 81.1424 | 56348.8591 | 281744.2956
2016-04-27 | 4 | 27 | 118 | 12.23 | 54.014 | 59.6799 | 41444.3754 | 207221.877
2016-04-28 | 4 | 28 | 119 | 12.68 | 54.824 | 58.3949 | 40552.017 | 202760.0849
2016-04-29 | 4 | 29 | 120 | 12.85 | 55.13 | 58.1458 | 40379.0591 | 201895.2954
2016-04-30 | 4 | 30 | 121 | 13 | 55.4 | 55.8244 | 38766.9329 | 193834.6645
2016-05-01 | 5 | 1 | 122 | 13 | 55.4 | 63.958 | 44415.264 | 222076.3202
2016-05-02 | 5 | 2 | 123 | 12.65 | 54.77 | 78.2989 | 54374.2649 | 271871.3244
2016-05-03 | 5 | 3 | 124 | 12.68 | 54.824 | 71.4923 | 49647.4321 | 248237.1606
2016-05-04 | 5 | 4 | 125 | 13.03 | 55.454 | 66.1575 | 45942.7402 | 229713.7008
2016-05-05 | 5 | 5 | 126 | 13.15 | 55.67 | 59.8782 | 41582.0831 | 207910.4157
2016-05-06 | 5 | 6 | 127 | 13.33 | 55.994 | 58.9155 | 40913.5269 | 204567.6346
2016-05-07 | 5 | 7 | 128 | 13.47 | 56.246 | 60.1444 | 41766.9591 | 208834.7953
2016-05-08 | 5 | 8 | 129 | 13.53 | 56.354 | 57.2989 | 39790.8853 | 198954.4265
2016-05-09 | 5 | 9 | 130 | 13.13 | 55.634 | 57.7981 | 40137.5638 | 200687.819
2016-05-10 | 5 | 10 | 131 | 13.38 | 56.084 | 57.4593 | 39902.3194 | 199511.5968
2016-05-11 | 5 | 11 | 132 | 13.97 | 57.146 | 56.6384 | 39332.2384 | 196661.192
2016-05-12 | 5 | 12 | 133 | 14.1 | 57.38 | 56.0698 | 38937.3374 | 194686.6868
2016-05-13 | 5 | 13 | 134 | 14.35 | 57.83 | 55.639 | 38638.2233 | 193191.1166
2016-05-14 | 5 | 14 | 135 | 14.27 | 57.686 | 53.1963 | 36941.8942 | 184709.4711
2016-05-15 | 5 | 15 | 136 | 13.7 | 56.66 | 52.5406 | 36486.5528 | 182432.764
2016-05-16 | 5 | 16 | 137 | 13.38 | 56.084 | 53.5618 | 37195.6929 | 185978.4644
2016-05-17 | 5 | 17 | 138 | 14.25 | 57.65 | 53.3343 | 37037.7405 | 185188.7024
2016-05-18 | 5 | 18 | 139 | 14.2 | 57.56 | 53.1155 | 36885.7851 | 184428.9256
2016-05-19 | 5 | 19 | 140 | 14.3 | 57.74 | 50.7645 | 35253.1441 | 176265.7205
2016-05-20 | 5 | 20 | 141 | 14.47 | 58.046 | 52.1026 | 36182.3727 | 180911.8635
2016-05-21 | 5 | 21 | 142 | 14.63 | 58.334 | 50.6386 | 35165.692 | 175828.46
2016-05-22 | 5 | 22 | 143 | 14.5 | 58.1 | 51.1172 | 35498.0215 | 177490.1075
2016-05-23 | 5 | 23 | 144 | 14.92 | 58.856 | 51.0753 | 35468.9589 | 177344.7944
2016-05-24 | 5 | 24 | 145 | 15.05 | 59.09 | 52.3579 | 36359.6414 | 181798.2072
2016-05-25 | 5 | 25 | 146 | 15.27 | 59.486 | 49.5766 | 34428.1653 | 172140.8266
2016-05-26 | 5 | 26 | 147 | 16.03 | 60.854 | 48.7022 | 33820.9723 | 169104.8616
2016-05-27 | 5 | 27 | 148 | 15.9 | 60.62 | 48.6705 | 33798.9813 | 168994.9067
2016-05-28 | 5 | 28 | 149 | 16.33 | 61.394 | 47.1183 | 32721.0132 | 163605.0661
2016-05-29 | 5 | 29 | 150 | 16.6 | 61.88 | 66.7359 | 46344.3645 | 231721.8223
2016-05-30 | 5 | 30 | 151 | 17.9 | 64.22 | 57.4474 | 39894.0239 | 199470.1193
2016-05-31 | 5 | 31 | 152 | 17.13 | 62.834 | 58.1622 | 40390.3864 | 201951.9321
2016-06-01 | 6 | 1 | 153 | 16.9 | 62.42 | 50.47 | 35048.5769 | 175242.8845
2016-06-02 | 6 | 2 | 154 | 17.15 | 62.87 | 54.663 | 37960.4073 | 189802.0366
2016-06-03 | 6 | 3 | 155 | 17.17 | 62.906 | 49.7295 | 34534.4032 | 172672.0161
2016-06-04 | 6 | 4 | 156 | 16.93 | 62.474 | 48.1337 | 33426.2019 | 167131.0094
2016-06-05 | 6 | 5 | 157 | 17.23 | 63.014 | 71.611 | 49729.8292 | 248649.1461
2016-06-06 | 6 | 6 | 158 | 17.37 | 63.266 | 53.827 | 37379.8626 | 186899.3129
2016-06-07 | 6 | 7 | 159 | 17.15 | 62.87 | 51.8203 | 35986.3457 | 179931.7284
2016-06-08 | 6 | 8 | 160 | 16.92 | 62.456 | 48.4499 | 33645.7844 | 168228.9218
2016-06-09 | 6 | 9 | 161 | 16.5 | 61.7 | 48.3053 | 33545.3782 | 167726.8909
2016-06-10 | 6 | 10 | 162 | 16.65 | 61.97 | 47.0919 | 32702.6826 | 163513.413
2016-06-11 | 6 | 11 | 163 | 16.27 | 61.286 | 59.2782 | 41165.4227 | 205827.1137
2016-06-12 | 6 | 12 | 164 | 16.23 | 61.214 | 52.8271 | 36685.4776 | 183427.3879
2016-06-13 | 6 | 13 | 165 | 15.98 | 60.764 | 47.9615 | 33306.5631 | 166532.8157
2016-06-14 | 6 | 14 | 166 | 16.33 | 61.394 | 46.7577 | 32470.6042 | 162353.021
2016-06-15 | 6 | 15 | 167 | 16.68 | 62.024 | 46.7255 | 32448.2475 | 162241.2374
2016-06-16 | 6 | 16 | 168 | 17.17 | 62.906 | 46.916 | 32580.5359 | 162902.6796
2016-06-17 | 6 | 17 | 169 | 16.53 | 61.754 | 45.8629 | 31849.2399 | 159246.1997
2016-06-18 | 6 | 18 | 170 | 17.6 | 63.68 | 43.9891 | 30547.9754 | 152739.8768
2016-06-19 | 6 | 19 | 171 | 17.53 | 63.554 | 43.5855 | 30267.724 | 151338.6201
2016-06-20 | 6 | 20 | 172 | 18.22 | 64.796 | 45.6531 | 31703.5759 | 158517.8796
2016-06-21 | 6 | 21 | 173 | 18.37 | 65.066 | 47.9345 | 33287.8234 | 166439.1169
2016-06-22 | 6 | 22 | 174 | 18 | 64.4 | 44.8442 | 31141.7743 | 155708.8713
2016-06-23 | 6 | 23 | 175 | 18.12 | 64.616 | 43.6926 | 30342.0945 | 151710.4723
2016-06-24 | 6 | 24 | 176 | 18.22 | 64.796 | 44.1801 | 30680.6146 | 153403.0731
2016-06-25 | 6 | 25 | 177 | 18.83 | 65.894 | 42.5382 | 29540.3836 | 147701.9178
2016-06-26 | 6 | 26 | 178 | 19.2 | 66.56 | 43.9773 | 30539.7972 | 152698.986
2016-06-27 | 6 | 27 | 179 | 18.95 | 66.11 | 44.3014 | 30764.8704 | 153824.3522
2016-06-28 | 6 | 28 | 180 | 19.17 | 66.506 | 45.3946 | 31523.9988 | 157619.9941
2016-06-29 | 6 | 29 | 181 | 19.33 | 66.794 | 43.1396 | 29958.0694 | 149790.3472
2016-06-30 | 6 | 30 | 182 | 19.22 | 66.596 | 42.961 | 29834.0504 | 149170.2518
2016-07-01 | 7 | 1 | 183 | 19.22 | 66.596 | 43.0207 | 29875.4789 | 149377.3946
2016-07-02 | 7 | 2 | 184 | 19.33 | 66.794 | 41.6596 | 28930.2517 | 144651.2585
2016-07-03 | 7 | 3 | 185 | 19.22 | 66.596 | 40.8326 | 28355.9921 | 141779.9605
2016-07-04 | 7 | 4 | 186 | 19.42 | 66.956 | 40.985 | 28461.8275 | 142309.1376
2016-07-05 | 7 | 5 | 187 | 19.38 | 66.884 | 42.3972 | 29442.4827 | 147212.4137
2016-07-06 | 7 | 6 | 188 | 19.97 | 67.946 | 42.9786 | 29846.2688 | 149231.3439
2016-07-07 | 7 | 7 | 189 | 20.48 | 68.864 | 42.8831 | 29779.9537 | 148899.7687
2016-07-08 | 7 | 8 | 190 | 20.48 | 68.864 | 51.4555 | 35732.9755 | 178664.8777
2016-07-09 | 7 | 9 | 191 | 20.97 | 69.746 | 44.8084 | 31116.9104 | 155584.5522
2016-07-10 | 7 | 10 | 192 | 20 | 68 | 46.2325 | 32105.8979 | 160529.4896
2016-07-11 | 7 | 11 | 193 | 19.97 | 67.946 | 45.6377 | 31692.8646 | 158464.3229
2016-07-12 | 7 | 12 | 194 | 20.08 | 68.144 | 43.0208 | 29875.5665 | 149377.8325
2016-07-13 | 7 | 13 | 195 | 20.62 | 69.116 | 46.1429 | 32043.6578 | 160218.289
2016-07-14 | 7 | 14 | 196 | 21.13 | 70.034 | 41.3491 | 28714.6626 | 143573.3129
2016-07-15 | 7 | 15 | 197 | 21.17 | 70.106 | 46.6063 | 32365.5108 | 161827.5538
2016-07-16 | 7 | 16 | 198 | 21.13 | 70.034 | 41.4937 | 28815.0606 | 144075.3029
2016-07-17 | 7 | 17 | 199 | 20.73 | 69.314 | 43.2913 | 30063.3929 | 150316.9643
2016-07-18 | 7 | 18 | 200 | 20.8 | 69.44 | 46.2344 | 32107.2292 | 160536.1462
2016-07-19 | 7 | 19 | 201 | 21.03 | 69.854 | 42.8092 | 29728.6023 | 148643.0114
2016-07-20 | 7 | 20 | 202 | 20.78 | 69.404 | 42.9292 | 29811.9712 | 149059.8559
2016-07-21 | 7 | 21 | 203 | 20.85 | 69.53 | 41.5673 | 28866.184 | 144330.92
2016-07-22 | 7 | 22 | 204 | 21.42 | 70.556 | 42.0956 | 29233.0313 | 146165.1566
2016-07-23 | 7 | 23 | 205 | 21.85 | 71.33 | 40.476 | 28108.3373 | 140541.6863
2016-07-24 | 7 | 24 | 206 | 21.32 | 70.376 | 41.8748 | 29079.7507 | 145398.7534
2016-07-25 | 7 | 25 | 207 | 21.78 | 71.204 | 55.7047 | 38683.8322 | 193419.1608
2016-07-26 | 7 | 26 | 208 | 22.02 | 71.636 | 56.9283 | 39533.5411 | 197667.7056
2016-07-27 | 7 | 27 | 209 | 21.48 | 70.664 | 44.9135 | 31189.9161 | 155949.5805
2016-07-28 | 7 | 28 | 210 | 21.85 | 71.33 | 42.9344 | 29815.5306 | 149077.6528
2016-07-29 | 7 | 29 | 211 | 21.82 | 71.276 | 40.9499 | 28437.4009 | 142187.0047
2016-07-30 | 7 | 30 | 212 | 21.75 | 71.15 | 41.4918 | 28813.7226 | 144068.6131
2016-07-31 | 7 | 31 | 213 | 21.53 | 70.754 | 41.6039 | 28891.5749 | 144457.8743
2016-08-01 | 8 | 1 | 214 | 21.25 | 70.25 | 49.177 | 34150.6826 | 170753.4132
2016-08-02 | 8 | 2 | 215 | 21.67 | 71.006 | 45.51 | 31604.1863 | 158020.9314
2016-08-03 | 8 | 3 | 216 | 21.83 | 71.294 | 44.0548 | 30593.5765 | 152967.8826
2016-08-04 | 8 | 4 | 217 | 21.77 | 71.186 | 42.3623 | 29418.2983 | 147091.4917
2016-08-05 | 8 | 5 | 218 | 22.3 | 72.14 | 43.0808 | 29917.2328 | 149586.1638
2016-08-06 | 8 | 6 | 219 | 22.37 | 72.266 | 44.4766 | 30886.5017 | 154432.5087
2016-08-07 | 8 | 7 | 220 | 22.05 | 71.69 | 40.377 | 28039.5563 | 140197.7817
2016-08-08 | 8 | 8 | 221 | 21.98 | 71.564 | 41.1146 | 28551.8174 | 142759.0868
2016-08-09 | 8 | 9 | 222 | 22.07 | 71.726 | 41.8075 | 29032.9639 | 145164.8194
2016-08-10 | 8 | 10 | 223 | 22.48 | 72.464 | 59.69 | 41451.3742 | 207256.8709
2016-08-11 | 8 | 11 | 224 | 22.75 | 72.95 | 45.6654 | 31712.1159 | 158560.5794
2016-08-12 | 8 | 12 | 225 | 23.12 | 73.616 | 59.2277 | 41130.3358 | 205651.6792
2016-08-13 | 8 | 13 | 226 | 23.97 | 75.146 | 70.156 | 48719.4582 | 243597.2911
2016-08-14 | 8 | 14 | 227 | 23.43 | 74.174 | 53.6778 | 37276.2509 | 186381.2544
2016-08-15 | 8 | 15 | 228 | 22.8 | 73.04 | 54.0865 | 37560.0845 | 187800.4227
2016-08-16 | 8 | 16 | 229 | 22.92 | 73.256 | 59.2437 | 41141.4931 | 205707.4653
2016-08-17 | 8 | 17 | 230 | 23.03 | 73.454 | 56.5598 | 39277.6204 | 196388.102
2016-08-18 | 8 | 18 | 231 | 23 | 73.4 | 49.4506 | 34340.7242 | 171703.621
2016-08-19 | 8 | 19 | 232 | 22.83 | 73.094 | 45.3278 | 31477.648 | 157388.2402
2016-08-20 | 8 | 20 | 233 | 22.85 | 73.13 | 41.8053 | 29031.4919 | 145157.4595
2016-08-21 | 8 | 21 | 234 | 22.47 | 72.446 | 58.6548 | 40732.5143 | 203662.5714
2016-08-22 | 8 | 22 | 235 | 22.1 | 71.78 | 52.417 | 36400.726 | 182003.6301
2016-08-23 | 8 | 23 | 236 | 21.95 | 71.51 | 46.2847 | 32142.1689 | 160710.8444
2016-08-24 | 8 | 24 | 237 | 22.17 | 71.906 | 45.253 | 31425.6969 | 157128.4845
2016-08-25 | 8 | 25 | 238 | 22.52 | 72.536 | 44.6347 | 30996.3042 | 154981.5208
2016-08-26 | 8 | 26 | 239 | 22.72 | 72.896 | 46.8929 | 32564.5224 | 162822.6121
2016-08-27 | 8 | 27 | 240 | 22.73 | 72.914 | 43.1725 | 29980.9052 | 149904.5261
2016-08-28 | 8 | 28 | 241 | 22.87 | 73.166 | 43.2079 | 30005.4619 | 150027.3096
2016-08-29 | 8 | 29 | 242 | 22.93 | 73.274 | 44.4166 | 30844.8584 | 154224.2918
2016-08-30 | 8 | 30 | 243 | 22.8 | 73.04 | 38.9494 | 27048.2182 | 135241.0911
2016-08-31 | 8 | 31 | 244 | 22.87 | 73.166 | 44.9241 | 31197.3079 | 155986.5397
2016-09-01 | 9 | 1 | 245 | 22.47 | 72.446 | 43.5626 | 30251.7975 | 151258.9875
2016-09-02 | 9 | 2 | 246 | 22.48 | 72.464 | 42.5444 | 29544.7531 | 147723.7654
2016-09-03 | 9 | 3 | 247 | 22.25 | 72.05 | 41.0692 | 28520.2879 | 142601.4395
2016-09-04 | 9 | 4 | 248 | 21.98 | 71.564 | 42.009 | 29172.9305 | 145864.6524
2016-09-05 | 9 | 5 | 249 | 22.17 | 71.906 | 42.0056 | 29170.5465 | 145852.7326
2016-09-06 | 9 | 6 | 250 | 22.22 | 71.996 | 43.5526 | 30244.8625 | 151224.3124
2016-09-07 | 9 | 7 | 251 | 22.42 | 72.356 | 43.4287 | 30158.8284 | 150794.1419
2016-09-08 | 9 | 8 | 252 | 23.23 | 73.814 | 58.0356 | 40302.4854 | 201512.4269
2016-09-09 | 9 | 9 | 253 | 23.63 | 74.534 | 50.7761 | 35261.1726 | 176305.8629
2016-09-10 | 9 | 10 | 254 | 23.15 | 73.67 | 51.2026 | 35557.3753 | 177786.8764
2016-09-11 | 9 | 11 | 255 | 22.85 | 73.13 | 49.7062 | 34518.1804 | 172590.902
2016-09-12 | 9 | 12 | 256 | 22.28 | 72.104 | 43.9359 | 30511.06 | 152555.3002
2016-09-13 | 9 | 13 | 257 | 22.07 | 71.726 | 44.3482 | 30797.3649 | 153986.8246
2016-09-14 | 9 | 14 | 258 | 22.4 | 72.32 | 43.7828 | 30404.7355 | 152023.6773
2016-09-15 | 9 | 15 | 259 | 21.62 | 70.916 | 42.3835 | 29432.9876 | 147164.9381
2016-09-16 | 9 | 16 | 260 | 22.03 | 71.654 | 41.4615 | 28792.6879 | 143963.4395
2016-09-17 | 9 | 17 | 261 | 21.93 | 71.474 | 41.3986 | 28749.0355 | 143745.1775
2016-09-18 | 9 | 18 | 262 | 21.75 | 71.15 | 88.6243 | 61544.6669 | 307723.3346
2016-09-19 | 9 | 19 | 263 | 21.6 | 70.88 | 84.2754 | 58524.5977 | 292622.9883
2016-09-20 | 9 | 20 | 264 | 21.78 | 71.204 | 58.0157 | 40288.6941 | 201443.4707
2016-09-21 | 9 | 21 | 265 | 21.75 | 71.15 | 49.836 | 34608.3148 | 173041.5741
2016-09-22 | 9 | 22 | 266 | 21.93 | 71.474 | 46.1167 | 32025.463 | 160127.3148
2016-09-23 | 9 | 23 | 267 | 21.77 | 71.186 | 44.87 | 31159.7528 | 155798.7641
2016-09-24 | 9 | 24 | 268 | 21.57 | 70.826 | 42.491 | 29507.6409 | 147538.2047
2016-09-25 | 9 | 25 | 269 | 21 | 69.8 | 42.5727 | 29564.3755 | 147821.8775
2016-09-26 | 9 | 26 | 270 | 21.07 | 69.926 | 44.1892 | 30686.9729 | 153434.8645
2016-09-27 | 9 | 27 | 271 | 21.3 | 70.34 | 39.9542 | 27745.947 | 138729.7349
2016-09-28 | 9 | 28 | 272 | 20.92 | 69.656 | 44.2415 | 30723.2922 | 153616.4611
2016-09-29 | 9 | 29 | 273 | 20.77 | 69.386 | 43.5213 | 30223.1429 | 151115.7147
2016-09-30 | 9 | 30 | 274 | 20.58 | 69.044 | 41.4899 | 28812.4283 | 144062.1415
2016-10-01 | 10 | 1 | 275 | 20.45 | 68.81 | 48.341 | 33570.1292 | 167850.6459
2016-10-02 | 10 | 2 | 276 | 20.4 | 68.72 | 57.4488 | 39894.9789 | 199474.8944
2016-10-03 | 10 | 3 | 277 | 20.13 | 68.234 | 56.8429 | 39474.2063 | 197371.0317
2016-10-04 | 10 | 4 | 278 | 20.53 | 68.954 | 45.43 | 31548.6111 | 157743.0556
2016-10-05 | 10 | 5 | 279 | 20.82 | 69.476 | 45.4661 | 31573.6616 | 157868.3082
2016-10-06 | 10 | 6 | 280 | 20.77 | 69.386 | 44.2823 | 30751.6038 | 153758.0188
2016-10-07 | 10 | 7 | 281 | 20.83 | 69.494 | 42.8134 | 29731.5606 | 148657.803
2016-10-08 | 10 | 8 | 282 | 20.42 | 68.756 | 71.6941 | 49787.5817 | 248937.9085
2016-10-09 | 10 | 9 | 283 | 19.85 | 67.73 | 46.8906 | 32562.9195 | 162814.5973
2016-10-10 | 10 | 10 | 284 | 19.48 | 67.064 | 44.1476 | 30658.0882 | 153290.4412
2016-10-11 | 10 | 11 | 285 | 19.4 | 66.92 | 44.6183 | 30984.8998 | 154924.4991
2016-10-12 | 10 | 12 | 286 | 19.83 | 67.694 | 42.9893 | 29853.6779 | 149268.3895
2016-10-13 | 10 | 13 | 287 | 19.98 | 67.964 | 46.1772 | 32067.4897 | 160337.4486
2016-10-14 | 10 | 14 | 288 | 19.25 | 66.65 | 41.3918 | 28744.3279 | 143721.6397
2016-10-15 | 10 | 15 | 289 | 19.22 | 66.596 | 40.7839 | 28322.1343 | 141610.6713
2016-10-16 | 10 | 16 | 290 | 19.62 | 67.316 | 45.0173 | 31262.0173 | 156310.0863
2016-10-17 | 10 | 17 | 291 | 20.03 | 68.054 | 44.5416 | 30931.6445 | 154658.2224
2016-10-18 | 10 | 18 | 292 | 20.7 | 69.26 | 44.8329 | 31133.9547 | 155669.7734
2016-10-19 | 10 | 19 | 293 | 20.12 | 68.216 | 52.6976 | 36595.5396 | 182977.6982
2016-10-20 | 10 | 20 | 294 | 19.28 | 66.704 | 64.4663 | 44768.2311 | 223841.1553
2016-10-21 | 10 | 21 | 295 | 16.77 | 62.186 | 105.6505 | 73368.3867 | 366841.9336
2016-10-22 | 10 | 22 | 296 | 16.8 | 62.24 | 121.0322 | 84050.1526 | 420250.763
2016-10-23 | 10 | 23 | 297 | 16.63 | 61.934 | 89.2562 | 61983.4593 | 309917.2966
2016-10-24 | 10 | 24 | 298 | 17.48 | 63.464 | 79.4762 | 55191.7794 | 275958.8971
2016-10-25 | 10 | 25 | 299 | 16.97 | 62.546 | 67.4841 | 46863.9462 | 234319.731
2016-10-26 | 10 | 26 | 300 | 17.13 | 62.834 | 56.9863 | 39573.8098 | 197869.0491
2016-10-27 | 10 | 27 | 301 | 17.02 | 62.636 | 73.3465 | 50935.0811 | 254675.4057
2016-10-28 | 10 | 28 | 302 | 15.52 | 59.936 | 65.8887 | 45756.0541 | 228780.2707
2016-10-29 | 10 | 29 | 303 | 16.63 | 61.934 | 53.598 | 37220.8344 | 186104.1718
2016-10-30 | 10 | 30 | 304 | 17.05 | 62.69 | 60.4738 | 41995.6723 | 209978.3615
2016-10-31 | 10 | 31 | 305 | 16.8 | 62.24 | 57.2965 | 39789.2685 | 198946.3426
2016-11-01 | 11 | 1 | 306 | 16.68 | 62.024 | 56.9332 | 39536.9344 | 197684.6719
2016-11-02 | 11 | 2 | 307 | 16.98 | 62.564 | 56.794 | 39440.2932 | 197201.4658
2016-11-03 | 11 | 3 | 308 | 16.38 | 61.484 | 89.5832 | 62210.5889 | 311052.9444
2016-11-04 | 11 | 4 | 309 | 16.03 | 60.854 | 76.467 | 53102.0563 | 265510.2813
2016-11-05 | 11 | 5 | 310 | 16.38 | 61.484 | 66.7271 | 46338.2587 | 231691.2934
2016-11-06 | 11 | 6 | 311 | 16.58 | 61.844 | 59.7704 | 41507.1912 | 207535.9558
2016-11-07 | 11 | 7 | 312 | 16.05 | 60.89 | 58.4402 | 40583.4665 | 202917.3324
2016-11-08 | 11 | 8 | 313 | 16.93 | 62.474 | 56.4116 | 39174.7071 | 195873.5353
2016-11-09 | 11 | 9 | 314 | 16.63 | 61.934 | 56.6344 | 39329.4367 | 196647.1834
2016-11-10 | 11 | 10 | 315 | 16.6 | 61.88 | 55.1459 | 38295.7735 | 191478.8674
2016-11-11 | 11 | 11 | 316 | 16.32 | 61.376 | 54.5412 | 37875.8442 | 189379.2212
2016-11-12 | 11 | 12 | 317 | 15.92 | 60.656 | 52.3584 | 36360.0222 | 181800.1109
2016-11-13 | 11 | 13 | 318 | 16.28 | 61.304 | 53.1875 | 36935.738 | 184678.6899
2016-11-14 | 11 | 14 | 319 | 16.25 | 61.25 | 52.4936 | 36453.8694 | 182269.347
2016-11-15 | 11 | 15 | 320 | 16 | 60.8 | 52.5694 | 36506.5457 | 182532.7285
2016-11-16 | 11 | 16 | 321 | 16.18 | 61.124 | 52.0259 | 36129.0753 | 180645.3765
2016-11-17 | 11 | 17 | 322 | 16.13 | 61.034 | 51.2696 | 35603.9177 | 178019.5887
2016-11-18 | 11 | 18 | 323 | 16.05 | 60.89 | 50.292 | 34924.9979 | 174624.9896
2016-11-19 | 11 | 19 | 324 | 16.22 | 61.196 | 53.6197 | 37235.9162 | 186179.5811
2016-11-20 | 11 | 20 | 325 | 15.15 | 59.27 | 63.8553 | 44343.9518 | 221719.7591
2016-11-21 | 11 | 21 | 326 | 14.28 | 57.704 | 60.262 | 41848.6411 | 209243.2057
2016-11-22 | 11 | 22 | 327 | 14.57 | 58.226 | 66.5335 | 46203.8233 | 231019.1164
2016-11-23 | 11 | 23 | 328 | 14.38 | 57.884 | 60.8175 | 42234.4055 | 211172.0273
2016-11-24 | 11 | 24 | 329 | 15.02 | 59.036 | 62.3499 | 43298.5073 | 216492.5365
2016-11-25 | 11 | 25 | 330 | 14.7 | 58.46 | 78.3381 | 54401.438 | 272007.1899
2016-11-26 | 11 | 26 | 331 | 14.02 | 57.236 | 98.3241 | 68280.6424 | 341403.2121
2016-11-27 | 11 | 27 | 332 | 12.58 | 54.644 | 125.7143 | 87301.6316 | 436508.1578
2016-11-28 | 11 | 28 | 333 | 13.43 | 56.174 | 100.3192 | 69666.0888 | 348330.4441
2016-11-29 | 11 | 29 | 334 | 15.47 | 59.846 | 79.0196 | 54874.7115 | 274373.5575
2016-11-30 | 11 | 30 | 335 | 15.08 | 59.144 | 64.3002 | 44652.9335 | 223264.6674
2016-12-01 | 12 | 1 | 336 | 14.25 | 57.65 | 83.1117 | 57716.4335 | 288582.1673
2016-12-02 | 12 | 2 | 337 | 14.38 | 57.884 | 81.1728 | 56370.0004 | 281850.002
2016-12-03 | 12 | 3 | 338 | 14.18 | 57.524 | 73.7208 | 51195.0126 | 255975.0629
2016-12-04 | 12 | 4 | 339 | 12.4 | 54.32 | 68.1855 | 47351.0231 | 236755.1154
2016-12-05 | 12 | 5 | 340 | 14.33 | 57.794 | 72.4941 | 50343.0923 | 251715.4613
2016-12-06 | 12 | 6 | 341 | 14.35 | 57.83 | 67.5166 | 46886.5321 | 234432.6603
2016-12-07 | 12 | 7 | 342 | 13.73 | 56.714 | 80.5736 | 55953.8645 | 279769.3224
2016-12-08 | 12 | 8 | 343 | 13.78 | 56.804 | 67.9782 | 47207.0586 | 236035.2928
2016-12-09 | 12 | 9 | 344 | 13.52 | 56.336 | 64.3066 | 44657.3813 | 223286.9064
2016-12-10 | 12 | 10 | 345 | 13.55 | 56.39 | 62.9636 | 43724.7298 | 218623.649
2016-12-11 | 12 | 11 | 346 | 13.42 | 56.156 | 62.2984 | 43262.772 | 216313.8598
2016-12-12 | 12 | 12 | 347 | 13.8 | 56.84 | 69.7849 | 48461.7062 | 242308.5311
2016-12-13 | 12 | 13 | 348 | 13.17 | 55.706 | 67.6008 | 46944.9805 | 234724.9025
2016-12-14 | 12 | 14 | 349 | 13.43 | 56.174 | 64.4058 | 44726.2239 | 223631.1197
2016-12-15 | 12 | 15 | 350 | 12.77 | 54.986 | 62.2185 | 43207.326 | 216036.6302
2016-12-16 | 12 | 16 | 351 | 12.17 | 53.906 | 60.7553 | 42191.1524 | 210955.762
2016-12-17 | 12 | 17 | 352 | 13.07 | 55.526 | 60.9276 | 42310.8238 | 211554.1188
2016-12-18 | 12 | 18 | 353 | 10.48 | 50.864 | 113.726 | 78976.386 | 394881.9299
2016-12-19 | 12 | 19 | 354 | 11.63 | 52.934 | 86.0555 | 59760.7429 | 298803.7147
2016-12-20 | 12 | 20 | 355 | 12 | 53.6 | 74.7524 | 51911.371 | 259556.8549
2016-12-21 | 12 | 21 | 356 | 12.25 | 54.05 | 69.9738 | 48592.885 | 242964.425
2016-12-22 | 12 | 22 | 357 | 12.4 | 54.32 | 69.0872 | 47977.193 | 239885.9649
2016-12-23 | 12 | 23 | 358 | 12.97 | 55.346 | 68.2759 | 47413.8149 | 237069.0746
2016-12-24 | 12 | 24 | 359 | 12.68 | 54.824 | 74.4757 | 51719.239 | 258596.1952
2016-12-25 | 12 | 25 | 360 | 12.5 | 54.5 | 76.2484 | 52950.2955 | 264751.4773
2016-12-26 | 12 | 26 | 361 | 11.83 | 53.294 | 78.8938 | 54787.3872 | 273936.9359
2016-12-27 | 12 | 27 | 362 | 12.57 | 54.626 | 95.1431 | 66071.5819 | 330357.9097
2016-12-28 | 12 | 28 | 363 | 12.08 | 53.744 | 78.1477 | 54269.2285 | 271346.1426
2016-12-29 | 12 | 29 | 364 | 12.87 | 55.166 | 77.0596 | 53513.6274 | 267568.1369
2016-12-30 | 12 | 30 | 365 | 12.15 | 53.87 | 72.5208 | 50361.6858 | 251808.4288
2016-12-31 | 12 | 31 |  | 11.77 | 53.186 | 71.4202 | 49597.3783 | 247986.8914
2017-01-01 | 1 | 1 | 1 | 12.25 | 54.05 | 72.056 | 50038.9103 | 250194.5516
2017-01-02 | 1 | 2 | 2 | 11.97 | 53.546 | 67.9644 | 47197.5319 | 235987.6597
2017-01-03 | 1 | 3 | 3 | 12.13 | 53.834 | 89.5012 | 62153.6074 | 310768.037
2017-01-04 | 1 | 4 | 4 | 11.08 | 51.944 | 103.9432 | 72182.7774 | 360913.8869
2017-01-05 | 1 | 5 | 5 | 11.1 | 51.98 | 84.7998 | 58888.7426 | 294443.7129
2017-01-06 | 1 | 6 | 6 | 11.73 | 53.114 | 74.3768 | 51650.5735 | 258252.8675
2017-01-07 | 1 | 7 | 7 | 11.4 | 52.52 | 70.7617 | 49140.0398 | 245700.199
2017-01-08 | 1 | 8 | 8 | 11.42 | 52.556 | 68.067 | 47268.7456 | 236343.7281
2017-01-09 | 1 | 9 | 9 | 11.18 | 52.124 | 69.0155 | 47927.4325 | 239637.1625
2017-01-10 | 1 | 10 | 10 | 11.05 | 51.89 | 67.2644 | 46711.3969 | 233556.9846
2017-01-11 | 1 | 11 | 11 | 11.15 | 52.07 | 85.8275 | 59602.4585 | 298012.2927
2017-01-12 | 1 | 12 | 12 | 11.7 | 53.06 | 95.7252 | 66475.8412 | 332379.2058
2017-01-13 | 1 | 13 | 13 | 11.05 | 51.89 | 86.8031 | 60279.9341 | 301399.6707
2017-01-14 | 1 | 14 | 14 | 11.5 | 52.7 | 75.7574 | 52609.2928 | 263046.4639
2017-01-15 | 1 | 15 | 15 | 11.77 | 53.186 | 71.7959 | 49858.2338 | 249291.1692
2017-01-16 | 1 | 16 | 16 | 11.28 | 52.304 | 71.5735 | 49703.8499 | 248519.2495
2017-01-17 | 1 | 17 | 17 | 11.32 | 52.376 | 90.5627 | 62890.7401 | 314453.7005
2017-01-18 | 1 | 18 | 18 | 10.22 | 50.396 | 108.9908 | 75688.0289 | 378440.1446
2017-01-19 | 1 | 19 | 19 | 10.88 | 51.584 | 99.3276 | 68977.4804 | 344887.4018
2017-01-20 | 1 | 20 | 20 | 10.67 | 51.206 | 92.8478 | 64477.6083 | 322388.0415
2017-01-21 | 1 | 21 | 21 | 11.26 | 52.268 | 79.9996 | 55555.2617 | 277776.3086
2017-01-22 | 1 | 22 | 22 | 11.85 | 53.33 | 77.1498 | 53576.2426 | 267881.2129
2017-01-23 | 1 | 23 | 23 | 11.68 | 53.024 | 75.7856 | 52628.8575 | 263144.2874
2017-01-24 | 1 | 24 | 24 | 10.83 | 51.494 | 104.7873 | 72768.9688 | 363844.8438
2017-01-25 | 1 | 25 | 25 | 10.8 | 51.44 | 87.2869 | 60615.883 | 303079.415
2017-01-26 | 1 | 26 | 26 | 11.07 | 51.926 | 87.9949 | 61107.5411 | 305537.7054
2017-01-27 | 1 | 27 | 27 | 10.93 | 51.674 | 81.6844 | 56725.2741 | 283626.3704
2017-01-28 | 1 | 28 | 28 | 10.95 | 51.71 | 77.6355 | 53913.5523 | 269567.7615
2017-01-29 | 1 | 29 | 29 | 10.77 | 51.386 | 75.0106 | 52090.6845 | 260453.4227
2017-01-30 | 1 | 30 | 30 | 11.38 | 52.484 | 73.3545 | 50940.6301 | 254703.1505
2017-01-31 | 1 | 31 | 31 | 10.67 | 51.206 | 71.4971 | 49650.7367 | 248253.6836
2017-02-01 | 2 | 1 | 32 | 11 | 51.8 | 71.9393 | 49957.8652 | 249789.3258
2017-02-02 | 2 | 2 | 33 | 11.15 | 52.07 | 71.0307 | 49326.8668 | 246634.334
2017-02-03 | 2 | 3 | 34 | 10.63 | 51.134 | 66.6376 | 46276.1142 | 231380.571
2017-02-04 | 2 | 4 | 35 | 10.52 | 50.936 | 66.2493 | 46006.4789 | 230032.3943
2017-02-05 | 2 | 5 | 36 | 10.4 | 50.72 | 65.7653 | 45670.315 | 228351.5752
2017-02-06 | 2 | 6 | 37 | 10.38 | 50.684 | 64.8309 | 45021.4877 | 225107.4387
2017-02-07 | 2 | 7 | 38 | 10.98 | 51.764 | 85.6893 | 59506.4432 | 297532.216
2017-02-08 | 2 | 8 | 39 | 9.58 | 49.244 | 93.33 | 64812.4854 | 324062.4272
2017-02-09 | 2 | 9 | 40 | 10 | 50 | 75.3963 | 52358.5645 | 261792.8224
2017-02-10 | 2 | 10 | 41 | 10.03 | 50.054 | 72.0972 | 50067.473 | 250337.365
2017-02-11 | 2 | 11 | 42 | 10.52 | 50.936 | 71.6006 | 49722.6107 | 248613.0536
2017-02-12 | 2 | 12 | 43 | 10.32 | 50.576 | 73.2393 | 50860.6221 | 254303.1103
2017-02-13 | 2 | 13 | 44 | 10.08 | 50.144 | 76.7666 | 53310.1366 | 266550.6828
2017-02-14 | 2 | 14 | 45 | 10.2 | 50.36 | 78.9374 | 54817.6523 | 274088.2616
2017-02-15 | 2 | 15 | 46 | 10.18 | 50.324 | 97.1019 | 67431.9006 | 337159.503
2017-02-16 | 2 | 16 | 47 | 9.47 | 49.046 | 83.7891 | 58186.8898 | 290934.4491
2017-02-17 | 2 | 17 | 48 | 10.17 | 50.306 | 77.618 | 53901.3859 | 269506.9297
2017-02-18 | 2 | 18 | 49 | 10.1 | 50.18 | 89.971 | 62479.8733 | 312399.3665
2017-02-19 | 2 | 19 | 50 | 10.05 | 50.09 | 110.5594 | 76777.3815 | 383886.9075
2017-02-20 | 2 | 20 | 51 | 9.93 | 49.874 | 105.7308 | 73424.134 | 367120.6701
2017-02-21 | 2 | 21 | 52 | 10.38 | 50.684 | 94.3409 | 65514.4894 | 327572.4469
2017-02-22 | 2 | 22 | 53 | 10.8 | 51.44 | 92.7049 | 64378.4281 | 321892.1407
2017-02-23 | 2 | 23 | 54 | 11.2 | 52.16 | 91.1763 | 63316.904 | 316584.5202
2017-02-24 | 2 | 24 | 55 | 10.9 | 51.62 | 102.6862 | 71309.8608 | 356549.3041
2017-02-25 | 2 | 25 | 56 | 11.08 | 51.944 | 108.2919 | 75202.7369 | 376013.6845
2017-02-26 | 2 | 26 | 57 | 10.8 | 51.44 | 110.748 | 76908.3275 | 384541.6373
2017-02-27 | 2 | 27 | 58 | 10.67 | 51.206 | 101.241 | 70306.2331 | 351531.1653
2017-02-28 | 2 | 28 | 59 | 11 | 51.8 | 92.6054 | 64309.2802 | 321546.4008
2017-03-01 | 3 | 1 | 60 | 11.68 | 53.024 | 87.157 | 60525.7032 | 302628.5161
2017-03-02 | 3 | 2 | 61 | 11.1 | 51.98 | 83.9429 | 58293.7131 | 291468.5657
2017-03-03 | 3 | 3 | 62 | 10.38 | 50.684 | 79.0971 | 54928.5561 | 274642.7805
2017-03-04 | 3 | 4 | 63 | 10.13 | 50.234 | 76.4269 | 53074.2224 | 265371.1119
2017-03-05 | 3 | 5 | 64 | 10.55 | 50.99 | 71.9034 | 49932.9451 | 249664.7257
2017-03-06 | 3 | 6 | 65 | 10.37 | 50.666 | 75.5839 | 52488.793 | 262443.9648
2017-03-07 | 3 | 7 | 66 | 11.15 | 52.07 | 84.7879 | 58880.4567 | 294402.2835
2017-03-08 | 3 | 8 | 67 | 10.92 | 51.656 | 103.9984 | 72221.1302 | 361105.6509
2017-03-09 | 3 | 9 | 68 | 10.72 | 51.296 | 83.7825 | 58182.2707 | 290911.3536
2017-03-10 | 3 | 10 | 69 | 10.48 | 50.864 | 76.6094 | 53200.9775 | 266004.8877
2017-03-11 | 3 | 11 | 70 | 9.72 | 49.496 | 72.8249 | 50572.8679 | 252864.3395
2017-03-12 | 3 | 12 | 71 | 9.95 | 49.91 | 71.5503 | 49687.7263 | 248438.6314
2017-03-13 | 3 | 13 | 72 | 10 | 50 | 70.4643 | 48933.5457 | 244667.7283
2017-03-14 | 3 | 14 | 73 | 10.17 | 50.306 | 69.3028 | 48126.9701 | 240634.8503
2017-03-15 | 3 | 15 | 74 | 9.87 | 49.766 | 70.221 | 48764.5969 | 243822.9846
2017-03-16 | 3 | 16 | 75 | 9.75 | 49.55 | 69.8758 | 48524.8822 | 242624.4111
2017-03-17 | 3 | 17 | 76 | 9.92 | 49.856 | 72.7358 | 50510.9962 | 252554.9809
2017-03-18 | 3 | 18 | 77 | 10.03 | 50.054 | 72.6809 | 50472.879 | 252364.395
2017-03-19 | 3 | 19 | 78 | 10.03 | 50.054 | 78.3965 | 54442.0481 | 272210.2406
2017-03-20 | 3 | 20 | 79 | 10.17 | 50.306 | 77.5408 | 53847.7456 | 269238.728
2017-03-21 | 3 | 21 | 80 | 10.8 | 51.44 | 88.632 | 61549.9689 | 307749.8443
2017-03-22 | 3 | 22 | 81 | 9.87 | 49.766 | 86.7072 | 60213.3528 | 301066.7641
2017-03-23 | 3 | 23 | 82 | 10.08 | 50.144 | 80.8594 | 56152.3815 | 280761.9075
2017-03-24 | 3 | 24 | 83 | 10.42 | 50.756 | 86.8162 | 60289.043 | 301445.215
2017-03-25 | 3 | 25 | 84 | 10.35 | 50.63 | 101.3543 | 70384.9415 | 351924.7076
2017-03-26 | 3 | 26 | 85 | 9.8 | 49.64 | 110.8326 | 76967.0915 | 384835.4574
2017-03-27 | 3 | 27 | 86 | 10.05 | 50.09 | 113.4932 | 78814.7074 | 394073.5369
2017-03-28 | 3 | 28 | 87 | 10.28 | 50.504 | 109.6112 | 76118.9122 | 380594.5612
2017-03-29 | 3 | 29 | 88 | 10.48 | 50.864 | 102.3899 | 71104.066 | 355520.3301
2017-03-30 | 3 | 30 | 89 | 10.28 | 50.504 | 90.2334 | 62662.1022 | 313310.511
2017-03-31 | 3 | 31 | 90 | 9.63 | 49.334 | 98.8951 | 68677.1821 | 343385.9106
2017-04-01 | 4 | 1 | 91 | 9.75 | 49.55 | 110.9283 | 77033.5448 | 385167.724
2017-04-02 | 4 | 2 | 92 | 10.38 | 50.684 | 107.3904 | 74576.633 | 372883.1649
2017-04-03 | 4 | 3 | 93 | 10.75 | 51.35 | 101.1138 | 70217.945 | 351089.7251
2017-04-04 | 4 | 4 | 94 | 10.88 | 51.584 | 105.9337 | 73565.0862 | 367825.431
2017-04-05 | 4 | 5 | 95 | 10.72 | 51.296 | 105.1015 | 72987.1859 | 364935.9296
2017-04-06 | 4 | 6 | 96 | 10.77 | 51.386 | 108.2142 | 75148.7269 | 375743.6343
2017-04-07 | 4 | 7 | 97 | 9.77 | 49.586 | 106.1406 | 73708.7296 | 368543.648
2017-04-08 | 4 | 8 | 98 | 10.1 | 50.18 | 108.6101 | 75423.702 | 377118.5102
2017-04-09 | 4 | 9 | 99 | 10.7 | 51.26 | 109.7305 | 76201.7493 | 381008.7466
2017-04-10 | 4 | 10 | 100 | 11.62 | 52.916 | 106.3294 | 73839.8467 | 369199.2337
2017-04-11 | 4 | 11 | 101 | 11.75 | 53.15 | 101.8854 | 70753.7286 | 353768.6431
2017-04-12 | 4 | 12 | 102 | 12.13 | 53.834 | 104.1516 | 72327.4687 | 361637.3435
2017-04-13 | 4 | 13 | 103 | 11.5 | 52.7 | 99.327 | 68977.0594 | 344885.2969
2017-04-14 | 4 | 14 | 104 | 11.83 | 53.294 | 93.2191 | 64735.4955 | 323677.4777
2017-04-15 | 4 | 15 | 105 | 11.97 | 53.546 | 90.8999 | 63124.9521 | 315624.7604
2017-04-16 | 4 | 16 | 106 | 12.6 | 54.68 | 86.409 | 60006.2739 | 300031.3697
2017-04-17 | 4 | 17 | 107 | 13 | 55.4 | 87.6652 | 60878.6044 | 304393.0219
2017-04-18 | 4 | 18 | 108 | 12.48 | 54.464 | 83.0172 | 57650.8142 | 288254.0709
2017-04-19 | 4 | 19 | 109 | 13.17 | 55.706 | 89.6163 | 62233.5327 | 311167.6635
2017-04-20 | 4 | 20 | 110 | 12.72 | 54.896 | 90.3481 | 62741.7625 | 313708.8123
2017-04-21 | 4 | 21 | 111 | 13.08 | 55.544 | 104.3702 | 72479.3103 | 362396.5517
2017-04-22 | 4 | 22 | 112 | 12.27 | 54.086 | 99.6064 | 69171.0911 | 345855.4555
2017-04-23 | 4 | 23 | 113 | 12.75 | 54.95 | 96.1645 | 66780.9217 | 333904.6085
2017-04-24 | 4 | 24 | 114 | 12.55 | 54.59 | 91.3598 | 63444.3294 | 317221.6471
2017-04-25 | 4 | 25 | 115 | 13 | 55.4 | 87.6225 | 60848.9523 | 304244.7616
2017-04-26 | 4 | 26 | 116 | 13.03 | 55.454 | 83.0426 | 57668.4921 | 288342.4606
2017-04-27 | 4 | 27 | 117 | 13.67 | 56.606 | 78.393 | 54439.5686 | 272197.8428
2017-04-28 | 4 | 28 | 118 | 14.1 | 57.38 | 81.8085 | 56811.4481 | 284057.2405
2017-04-29 | 4 | 29 | 119 | 13.97 | 57.146 | 74.761 | 51917.3346 | 259586.673
2017-04-30 | 4 | 30 | 120 | 13.25 | 55.85 | 73.5366 | 51067.097 | 255335.4851
2017-05-01 | 5 | 1 | 121 | 13.77 | 56.786 | 79.3647 | 55114.3532 | 275571.7658
2017-05-02 | 5 | 2 | 122 | 14.92 | 58.856 | 99.2402 | 68916.8325 | 344584.1624
2017-05-03 | 5 | 3 | 123 | 13.45 | 56.21 | 88.0897 | 61173.4155 | 305867.0775
2017-05-04 | 5 | 4 | 124 | 13.33 | 55.994 | 78.4395 | 54471.8854 | 272359.427
2017-05-05 | 5 | 5 | 125 | 12.98 | 55.364 | 103.1787 | 71651.8861 | 358259.4305
2017-05-06 | 5 | 6 | 126 | 13.75 | 56.75 | 105.497 | 73261.7904 | 366308.9521
2017-05-07 | 5 | 7 | 127 | 13.13 | 55.634 | 105.6257 | 73351.1794 | 366755.897
2017-05-08 | 5 | 8 | 128 | 12.82 | 55.076 | 106.4987 | 73957.4506 | 369787.2528
2017-05-09 | 5 | 9 | 129 | 12.92 | 55.256 | 99.5944 | 69162.7543 | 345813.7715
2017-05-10 | 5 | 10 | 130 | 13.07 | 55.526 | 92.1941 | 64023.6557 | 320118.2786
2017-05-11 | 5 | 11 | 131 | 13.25 | 55.85 | 83.6764 | 58108.6148 | 290543.0739
2017-05-12 | 5 | 12 | 132 | 13.62 | 56.516 | 79.6327 | 55300.4937 | 276502.4685
2017-05-13 | 5 | 13 | 133 | 13.53 | 56.354 | 83.7116 | 58133.0258 | 290665.1288
2017-05-14 | 5 | 14 | 134 | 13.5 | 56.3 | 79.3222 | 55084.8659 | 275424.3295
2017-05-15 | 5 | 15 | 135 | 13.92 | 57.056 | 77.3051 | 53684.1317 | 268420.6584
2017-05-16 | 5 | 16 | 136 | 14.17 | 57.506 | 73.5613 | 51084.2014 | 255421.0069
2017-05-17 | 5 | 17 | 137 | 14.37 | 57.866 | 72.3435 | 50238.5706 | 251192.853
2017-05-18 | 5 | 18 | 138 | 14.33 | 57.794 | 72.755 | 50524.3392 | 252621.6959
2017-05-19 | 5 | 19 | 139 | 16.12 | 61.016 | 79.5232 | 55224.4732 | 276122.3659
2017-05-20 | 5 | 20 | 140 | 14.83 | 58.694 | 71.1025 | 49376.7241 | 246883.6207
2017-05-21 | 5 | 21 | 141 | 15 | 59 | 71.6941 | 49787.5958 | 248937.9789
2017-05-22 | 5 | 22 | 142 | 15.05 | 59.09 | 93.9388 | 65235.2461 | 326176.2303
2017-05-23 | 5 | 23 | 143 | 14.97 | 58.946 | 72.2866 | 50199.0421 | 250995.2107
2017-05-24 | 5 | 24 | 144 | 15.12 | 59.216 | 69.2479 | 48088.789 | 240443.945
2017-05-25 | 5 | 25 | 145 | 14.98 | 58.964 | 80.3567 | 55803.2968 | 279016.484
2017-05-26 | 5 | 26 | 146 | 15.2 | 59.36 | 74.8087 | 51950.4789 | 259752.3946
2017-05-27 | 5 | 27 | 147 | 14.97 | 58.946 | 79.4017 | 55140.0383 | 275700.1916
2017-05-28 | 5 | 28 | 148 | 15.17 | 59.306 | 67.6114 | 46952.3467 | 234761.7337
2017-05-29 | 5 | 29 | 149 | 16.28 | 61.304 | 87.3136 | 60634.4349 | 303172.1743
2017-05-30 | 5 | 30 | 150 | 15.9 | 60.62 | 89.419 | 62096.5013 | 310482.5067
2017-05-31 | 5 | 31 | 151 | 15.92 | 60.656 | 75.9844 | 52766.9391 | 263834.6954
2017-06-01 | 6 | 1 | 152 | 15.7 | 60.26 | 64.5851 | 44850.7785 | 224253.8927
2017-06-02 | 6 | 2 | 153 | 15.63 | 60.134 | 75.4605 | 52403.1433 | 262015.7164
2017-06-03 | 6 | 3 | 154 | 15.8 | 60.44 | 65.3759 | 45399.9042 | 226999.5211
2017-06-04 | 6 | 4 | 155 | 15.38 | 59.684 | 78.7121 | 54661.159 | 273305.795
2017-06-05 | 6 | 5 | 156 | 15.67 | 60.206 | 86.6835 | 60196.887 | 300984.4349
2017-06-06 | 6 | 6 | 157 | 16.13 | 61.034 | 105.0848 | 72975.5747 | 364877.8736
2017-06-07 | 6 | 7 | 158 | 15.45 | 59.81 | 101.9606 | 70805.9896 | 354029.9479
2017-06-08 | 6 | 8 | 159 | 15.73 | 60.314 | 90.8528 | 63092.2241 | 315461.1207
2017-06-09 | 6 | 9 | 160 | 15.77 | 60.386 | 78.9969 | 54858.9559 | 274294.7797
2017-06-10 | 6 | 10 | 161 | 16 | 60.8 | 70.3594 | 48860.6786 | 244303.3929
2017-06-11 | 6 | 11 | 162 | 16.38 | 61.484 | 68.1237 | 47308.1418 | 236540.7088
2017-06-12 | 6 | 12 | 163 | 17.3 | 63.14 | 67.7841 | 47072.3104 | 235361.552
2017-06-13 | 6 | 13 | 164 | 17.28 | 63.104 | 67.7059 | 47018.0077 | 235090.0383
2017-06-14 | 6 | 14 | 165 | 17.17 | 62.906 | 63.5966 | 44164.272 | 220821.3602
2017-06-15 | 6 | 15 | 166 | 17.05 | 62.69 | 71.6149 | 49732.567 | 248662.8352
2017-06-16 | 6 | 16 | 167 | 17.8 | 64.04 | 70.6842 | 49086.2777 | 245431.3885
2017-06-17 | 6 | 17 | 168 | 18.33 | 64.994 | 62.3225 | 43279.5431 | 216397.7157
2017-06-18 | 6 | 18 | 169 | 18.32 | 64.976 | 69.1988 | 48054.7242 | 240273.6209
2017-06-19 | 6 | 19 | 170 | 19.37 | 66.866 | 79.6812 | 55334.1922 | 276670.9612
2017-06-20 | 6 | 20 | 171 | 18.82 | 65.876 | 76.8042 | 53336.2532 | 266681.2661
2017-06-21 | 6 | 21 | 172 | 18.72 | 65.696 | 68.1722 | 47341.8237 | 236709.1186
2017-06-22 | 6 | 22 | 173 | 18.1 | 64.58 | 62.5864 | 43462.766 | 217313.8298
2017-06-23 | 6 | 23 | 174 | 18.78 | 65.804 | 59.2981 | 41179.2342 | 205896.171
2017-06-24 | 6 | 24 | 175 | 19.47 | 67.046 | 75.7893 | 52631.4815 | 263157.4074
2017-06-25 | 6 | 25 | 176 | 18.65 | 65.57 | 58.9033 | 40905.0763 | 204525.3815
2017-06-26 | 6 | 26 | 177 | 18.57 | 65.426 | 69.2687 | 48103.2681 | 240516.3404
2017-06-27 | 6 | 27 | 178 | 18.37 | 65.066 | 75.2569 | 52261.7227 | 261308.6137
2017-06-28 | 6 | 28 | 179 | 18.67 | 65.606 | 64.8542 | 45037.6056 | 225188.0282
2017-06-29 | 6 | 29 | 180 | 18.67 | 65.606 | 60.3942 | 41940.4455 | 209702.2277
2017-06-30 | 6 | 30 | 181 | 19 | 66.2 | 77.9341 | 54120.8931 | 270604.4656
2017-07-01 | 7 | 1 | 182 | 19.75 | 67.55 | 95.496 | 66316.6783 | 331583.3916
2017-07-02 | 7 | 2 | 183 | 19.32 | 66.776 | 94.4189 | 65568.699 | 327843.495
2017-07-03 | 7 | 3 | 184 | 18.77 | 65.786 | 91.1154 | 63274.6141 | 316373.0704
2017-07-04 | 7 | 4 | 185 | 19.07 | 66.326 | 74.0378 | 51415.1429 | 257075.7143
2017-07-05 | 7 | 5 | 186 | 18.88 | 65.984 | 67.4881 | 46866.7118 | 234333.5589
2017-07-06 | 7 | 6 | 187 | 19 | 66.2 | 66.6746 | 46301.78 | 231508.9001
2017-07-07 | 7 | 7 | 188 | 19.5 | 67.1 | 63.5944 | 44162.7762 | 220813.8811
2017-07-08 | 7 | 8 | 189 | 19.7 | 67.46 | 84.7959 | 58886.0703 | 294430.3515
2017-07-09 | 7 | 9 | 190 | 19.38 | 66.884 | 77.4843 | 53808.574 | 269042.8702
2017-07-10 | 7 | 10 | 191 | 19.55 | 67.19 | 66.2208 | 45986.6736 | 229933.3682
2017-07-11 | 7 | 11 | 192 | 20.07 | 68.126 | 81.8824 | 56862.7852 | 284313.9259
2017-07-12 | 7 | 12 | 193 | 20.07 | 68.126 | 65.3536 | 45384.4697 | 226922.3485
2017-07-13 | 7 | 13 | 194 | 20.17 | 68.306 | 87.7227 | 60918.5717 | 304592.8583
2017-07-14 | 7 | 14 | 195 | 20.27 | 68.486 | 83.8817 | 58251.201 | 291256.005
2017-07-15 | 7 | 15 | 196 | 19.67 | 67.406 | 71.4772 | 49636.9728 | 248184.8642
2017-07-16 | 7 | 16 | 197 | 19.62 | 67.316 | 64.0355 | 44469.0719 | 222345.3593
2017-07-17 | 7 | 17 | 198 | 19.98 | 67.964 | 63.8045 | 44308.6723 | 221543.3614
2017-07-18 | 7 | 18 | 199 | 20.07 | 68.126 | 60.4363 | 41969.6663 | 209848.3314
2017-07-19 | 7 | 19 | 200 | 20.07 | 68.126 | 60.049 | 41700.6655 | 208503.3275
2017-07-20 | 7 | 20 | 201 | 20.28 | 68.504 | 57.9563 | 40247.4441 | 201237.2203
2017-07-21 | 7 | 21 | 202 | 20.53 | 68.954 | 57.4665 | 39907.2627 | 199536.3137
2017-07-22 | 7 | 22 | 203 | 20.45 | 68.81 | 54.5813 | 37903.6458 | 189518.2292
2017-07-23 | 7 | 23 | 204 | 20.07 | 68.126 | 55.1831 | 38321.5664 | 191607.8318
2017-07-24 | 7 | 24 | 205 | 20.55 | 68.99 | 70.6897 | 49090.0367 | 245450.1833
2017-07-25 | 7 | 25 | 206 | 20.6 | 69.08 | 67.2018 | 46667.9205 | 233339.6026
2017-07-26 | 7 | 26 | 207 | 20.2 | 68.36 | 58.5017 | 40626.1574 | 203130.787
2017-07-27 | 7 | 27 | 208 | 20.15 | 68.27 | 71.625 | 49739.5833 | 248697.9167
2017-07-28 | 7 | 28 | 209 | 20.25 | 68.45 | 60.4768 | 41997.7816 | 209988.9082
2017-07-29 | 7 | 29 | 210 | 20.23 | 68.414 | 54.5515 | 37882.9572 | 189414.7859
2017-07-30 | 7 | 30 | 211 | 20.42 | 68.756 | 53.4362 | 37108.4587 | 185542.2936
2017-07-31 | 7 | 31 | 212 | 20.5 | 68.9 | 54.0499 | 37534.6258 | 187673.1289
2017-08-01 | 8 | 1 | 213 | 21.17 | 70.106 | 54.0997 | 37569.2515 | 187846.2577
2017-08-02 | 8 | 2 | 214 | 21.17 | 70.106 | 53.0199 | 36819.3666 | 184096.8332
2017-08-03 | 8 | 3 | 215 | 21.15 | 70.07 | 56.4342 | 39190.4021 | 195952.0104
2017-08-04 | 8 | 4 | 216 | 21.45 | 70.61 | 58.4547 | 40593.5729 | 202967.8647
2017-08-05 | 8 | 5 | 217 | 21.17 | 70.106 | 56.9434 | 39544.0456 | 197720.2282
2017-08-06 | 8 | 6 | 218 | 20.83 | 69.494 | 51.6379 | 35859.6625 | 179298.3126
2017-08-07 | 8 | 7 | 219 | 21 | 69.8 | 52.6318 | 36549.8894 | 182749.4472
2017-08-08 | 8 | 8 | 220 | 21.15 | 70.07 | 52.4257 | 36406.7686 | 182033.8431
2017-08-09 | 8 | 9 | 221 | 21.35 | 70.43 | 51.2635 | 35599.6449 | 177998.2247
2017-08-10 | 8 | 10 | 222 | 21.33 | 70.394 | 49.3779 | 34290.1782 | 171450.8911
2017-08-11 | 8 | 11 | 223 | 21.57 | 70.826 | 49.5772 | 34428.6105 | 172143.0526
2017-08-12 | 8 | 12 | 224 | 21.33 | 70.394 | 53.3362 | 37039.0197 | 185195.0987
2017-08-13 | 8 | 13 | 225 | 21.8 | 71.24 | 49.5599 | 34416.5682 | 172082.8408
2017-08-14 | 8 | 14 | 226 | 21.67 | 71.006 | 49.916 | 34663.8869 | 173319.4347
2017-08-15 | 8 | 15 | 227 | 21.83 | 71.294 | 48.9412 | 33986.9223 | 169934.6114
2017-08-16 | 8 | 16 | 228 | 21.97 | 71.546 | 48.5107 | 33687.9643 | 168439.8214
2017-08-17 | 8 | 17 | 229 | 21.33 | 70.394 | 47.2954 | 32844.0299 | 164220.1497
2017-08-18 | 8 | 18 | 230 | 22.08 | 71.744 | 55.4749 | 38524.2439 | 192621.2193
2017-08-19 | 8 | 19 | 231 | 23.08 | 73.544 | 51.1794 | 35541.2524 | 177706.2618
2017-08-20 | 8 | 20 | 232 | 22.28 | 72.104 | 47.821 | 33209.0022 | 166045.011
2017-08-21 | 8 | 21 | 233 | 22.28 | 72.104 | 47.4943 | 32982.1554 | 164910.7771
2017-08-22 | 8 | 22 | 234 | 22.4 | 72.32 | 63.164 | 43863.8869 | 219319.4346
2017-08-23 | 8 | 23 | 235 | 22.53 | 72.554 | 56.1305 | 38979.5306 | 194897.6531
2017-08-24 | 8 | 24 | 236 | 22.05 | 71.69 | 49.8131 | 34592.4062 | 172962.0312
2017-08-25 | 8 | 25 | 237 | 21.97 | 71.546 | 48.8353 | 33913.4044 | 169567.0222
2017-08-26 | 8 | 26 | 238 | 21.95 | 71.51 | 46.1133 | 32023.112 | 160115.5599
2017-08-27 | 8 | 27 | 239 | 21.45 | 70.61 | 45.8761 | 31858.4258 | 159292.129
2017-08-28 | 8 | 28 | 240 | 21.48 | 70.664 | 46.6138 | 32370.7151 | 161853.5757
2017-08-29 | 8 | 29 | 241 | 21.32 | 70.376 | 46.0206 | 31958.7346 | 159793.6732
2017-08-30 | 8 | 30 | 242 | 21.57 | 70.826 | 46.3089 | 32158.9782 | 160794.8909
2017-08-31 | 8 | 31 | 243 | 21.6 | 70.88 | 46.6248 | 32378.3255 | 161891.6275
2017-09-01 | 9 | 1 | 244 | 21.03 | 69.854 | 45.2465 | 31421.1944 | 157105.9718
2017-09-02 | 9 | 2 | 245 | 21.07 | 69.926 | 43.8362 | 30441.8298 | 152209.1492
2017-09-03 | 9 | 3 | 246 | 20.88 | 69.584 | 61.7295 | 42867.7019 | 214338.5097
2017-09-04 | 9 | 4 | 247 | 20.83 | 69.494 | 50.0172 | 34734.1903 | 173670.9515
2017-09-05 | 9 | 5 | 248 | 21 | 69.8 | 79.4571 | 55178.5085 | 275892.5423
2017-09-06 | 9 | 6 | 249 | 20.98 | 69.764 | 57.6969 | 40067.2835 | 200336.4176
2017-09-07 | 9 | 7 | 250 | 21.02 | 69.836 | 51.8964 | 36039.1377 | 180195.6887
2017-09-08 | 9 | 8 | 251 | 20.88 | 69.584 | 50.4988 | 35068.6125 | 175343.0624
2017-09-09 | 9 | 9 | 252 | 20.53 | 68.954 | 48.8453 | 33920.3749 | 169601.8746
2017-09-10 | 9 | 10 | 253 | 20.55 | 68.99 | 47.3014 | 32848.2003 | 164241.0016
2017-09-11 | 9 | 11 | 254 | 20.67 | 69.206 | 46.6454 | 32392.6458 | 161963.229
2017-09-12 | 9 | 12 | 255 | 20.88 | 69.584 | 45.3927 | 31522.6905 | 157613.4523
2017-09-13 | 9 | 13 | 256 | 20.62 | 69.116 | 45.7315 | 31757.9796 | 158789.8978
2017-09-14 | 9 | 14 | 257 | 21.63 | 70.934 | 43.0221 | 29876.4832 | 149382.4159
2017-09-15 | 9 | 15 | 258 | 21 | 69.8 | 45.7085 | 31742.0161 | 158710.0804
2017-09-16 | 9 | 16 | 259 | 21.62 | 70.916 | 45.6177 | 31678.9415 | 158394.7073
2017-09-17 | 9 | 17 | 260 | 21.42 | 70.556 | 44.9798 | 31235.9669 | 156179.8347
2017-09-18 | 9 | 18 | 261 | 22.1 | 71.78 | 46.1112 | 32021.6911 | 160108.4555
2017-09-19 | 9 | 19 | 262 | 21.98 | 71.564 | 45.3761 | 31511.1502 | 157555.7512
2017-09-20 | 9 | 20 | 263 | 22.03 | 71.654 | 42.0219 | 29181.9047 | 145909.5233
2017-09-21 | 9 | 21 | 264 | 21.97 | 71.546 | 46.0509 | 31979.7998 | 159898.9988
2017-09-22 | 9 | 22 | 265 | 21.9 | 71.42 | 43.9773 | 30539.7948 | 152698.9739
2017-09-23 | 9 | 23 | 266 | 21.75 | 71.15 | 40.9746 | 28454.5693 | 142272.8466
2017-09-24 | 9 | 24 | 267 | 22.1 | 71.78 | 41.9534 | 29134.334 | 145671.6702
2017-09-25 | 9 | 25 | 268 | 22.13 | 71.834 | 42.7865 | 29712.8693 | 148564.3464
2017-09-26 | 9 | 26 | 269 | 22.22 | 71.996 | 42.9169 | 29803.427 | 149017.1351
2017-09-27 | 9 | 27 | 270 | 22.55 | 72.59 | 42.0667 | 29213.0115 | 146065.0575
2017-09-28 | 9 | 28 | 271 | 21.87 | 71.366 | 39.7729 | 27620.0912 | 138100.4558
2017-09-29 | 9 | 29 | 272 | 21.17 | 70.106 | 45.7071 | 31741.054 | 158705.2698
2017-09-30 | 9 | 30 | 273 | 20.98 | 69.764 | 45.4315 | 31549.6435 | 157748.2176
2017-10-01 | 10 | 1 | 274 | 20.43 | 68.774 | 40.5155 | 28135.796 | 140678.9799
2017-10-02 | 10 | 2 | 275 | 20.47 | 68.846 | 41.515 | 28829.8756 | 144149.378
2017-10-03 | 10 | 3 | 276 | 21.03 | 69.854 | 43.5202 | 30222.3389 | 151111.6947
2017-10-04 | 10 | 4 | 277 | 21.08 | 69.944 | 44.8239 | 31127.7036 | 155638.518
2017-10-05 | 10 | 5 | 278 | 21.27 | 70.286 | 56.4404 | 39194.7494 | 195973.7469
2017-10-06 | 10 | 6 | 279 | 20.95 | 69.71 | 41.6661 | 28934.8103 | 144674.0513
2017-10-07 | 10 | 7 | 280 | 21.25 | 70.25 | 40.4802 | 28111.2279 | 140556.1395
2017-10-08 | 10 | 8 | 281 | 21.3 | 70.34 | 49.9832 | 34710.5427 | 173552.7135
2017-10-09 | 10 | 9 | 282 | 21.15 | 70.07 | 76.691 | 53257.6331 | 266288.1653
2017-10-10 | 10 | 10 | 283 | 21.2 | 70.16 | 48.8127 | 33897.7397 | 169488.6983
2017-10-11 | 10 | 11 | 284 | 21.03 | 69.854 | 50.5195 | 35083.0112 | 175415.0562
2017-10-12 | 10 | 12 | 285 | 20.22 | 68.396 | 58.2022 | 40418.1711 | 202090.8553
2017-10-13 | 10 | 13 | 286 | 20.02 | 68.036 | 44.4921 | 30897.2927 | 154486.4637
2017-10-14 | 10 | 14 | 287 | 20.43 | 68.774 | 43.9026 | 30487.913 | 152439.5648
2017-10-15 | 10 | 15 | 288 | 21 | 69.8 | 54.37 | 37756.9493 | 188784.7466
2017-10-16 | 10 | 16 | 289 | 19.7 | 67.46 | 55.439 | 38499.3056 | 192496.5278
2017-10-17 | 10 | 17 | 290 | 19.12 | 66.416 | 46.707 | 32435.4167 | 162177.0833
2017-10-18 | 10 | 18 | 291 | 19.47 | 67.046 | 45.465 | 31572.9167 | 157864.5833
2017-10-19 | 10 | 19 | 292 | 19.88 | 67.784 | 44.724 | 31058.3333 | 155291.6667
2017-10-20 | 10 | 20 | 293 | 19.72 | 67.496 | 42.985 | 29850.6944 | 149253.4722
2017-10-21 | 10 | 21 | 294 | 19.2 | 66.56 | 41.458 | 28790.2778 | 143951.3889
2017-10-22 | 10 | 22 | 295 | 19.58 | 67.244 | 41.851 | 29063.1944 | 145315.9722
2017-10-23 | 10 | 23 | 296 | 19.8 | 67.64 | 42.006 | 29170.8333 | 145854.1667
2017-10-24 | 10 | 24 | 297 | 19.92 | 67.856 | 60.631 | 42104.8611 | 210524.3056
2017-10-25 | 10 | 25 | 298 | 19.17 | 66.506 | 45.159 | 31360.4167 | 156802.0833
2017-10-26 | 10 | 26 | 299 | 18.53 | 65.354 | 42.955 | 29829.8611 | 149149.3056
2017-10-27 | 10 | 27 | 300 | 18.7 | 65.66 | 42.47 | 29493.0556 | 147465.2778
2017-10-28 | 10 | 28 | 301 | 18.92 | 66.056 | 42.061 | 29209.0278 | 146045.1389
2017-10-29 | 10 | 29 | 302 | 17.42 | 63.356 | 100.347 | 69685.4167 | 348427.0833
2017-10-30 | 10 | 30 | 303 | 15.2 | 59.36 | 122.084 | 84780.5556 | 423902.7778
2017-10-31 | 10 | 31 | 304 | 16.25 | 61.25 | 85.614 | 59454.1667 | 297270.8333
2017-11-01 | 11 | 1 | 305 | 16.33 | 61.394 | 83.192 | 57772.2222 | 288861.1111
2017-11-02 | 11 | 2 | 306 | 15.67 | 60.206 | 116.027 | 80574.3056 | 402871.5278
2017-11-03 | 11 | 3 | 307 | 16.8 | 62.24 | 90.521 | 62861.8056 | 314309.0278
2017-11-04 | 11 | 4 | 308 | 16.83 | 62.294 | 80.419 | 55846.5278 | 279232.6389
2017-11-05 | 11 | 5 | 309 | 16.25 | 61.25 | 95.627 | 66407.6389 | 332038.1944
2017-11-06 | 11 | 6 | 310 | 16.33 | 61.394 | 94.351 | 65521.5278 | 327607.6389
2017-11-07 | 11 | 7 | 311 | 15.93 | 60.674 | 80.134 | 55648.6111 | 278243.0556
2017-11-08 | 11 | 8 | 312 | 15.83 | 60.494 | 67.879 | 47138.1944 | 235690.9722
2017-11-09 | 11 | 9 | 313 | 15.83 | 60.494 | 56.03 | 38909.7222 | 194548.6111
2017-11-10 | 11 | 10 | 314 | 14.42 | 57.956 | 52.637 | 36553.4722 | 182767.3611
2017-11-11 | 11 | 11 | 315 | 14.6 | 58.28 | 49.605 | 34447.9167 | 172239.5833
2017-11-12 | 11 | 12 | 316 | 14.68 | 58.424 | 48.825 | 33906.25 | 169531.25
2017-11-13 | 11 | 13 | 317 | 14.83 | 58.694 | 48.382 | 33598.6111 | 167993.0556
2017-11-14 | 11 | 14 | 318 | 15.03 | 59.054 | 47.332 | 32869.4444 | 164347.2222
2017-11-15 | 11 | 15 | 319 | 14.8 | 58.64 | 51.355 | 35663.1944 | 178315.9722
2017-11-16 | 11 | 16 | 320 | 15.25 | 59.45 | 58.616 | 40705.5556 | 203527.7778
2017-11-17 | 11 | 17 | 321 | 14.92 | 58.856 | 56.197 | 39025.6944 | 195128.4722
2017-11-18 | 11 | 18 | 322 | 14.97 | 58.946 | 62.892 | 43675 | 218375
2017-11-19 | 11 | 19 | 323 | 14.13 | 57.434 | 81.589 | 56659.0278 | 283295.1389
2017-11-20 | 11 | 20 | 324 | 13.75 | 56.75 | 72.08 | 50055.5556 | 250277.7778
2017-11-21 | 11 | 21 | 325 | 14.33 | 57.794 | 67.502 | 46876.3889 | 234381.9444
2017-11-22 | 11 | 22 | 326 | 14.6 | 58.28 | 68.094 | 47287.5 | 236437.5
2017-11-23 | 11 | 23 | 327 | 13.97 | 57.146 | 61.295 | 42565.9722 | 212829.8611
2017-11-24 | 11 | 24 | 328 | 14.08 | 57.344 | 59.192 | 41105.5556 | 205527.7778
2017-11-25 | 11 | 25 | 329 | 14.32 | 57.776 | 58.771 | 40813.1944 | 204065.9722
2017-11-26 | 11 | 26 | 330 | 14.22 | 57.596 | 60.5 | 42013.8889 | 210069.4444
2017-11-27 | 11 | 27 | 331 | 13.22 | 55.796 | 57.51 | 39937.5 | 199687.5
2017-11-28 | 11 | 28 | 332 | 13.82 | 56.876 | 56.1 | 38958.3333 | 194791.6667
2017-11-29 | 11 | 29 | 333 | 14.53 | 58.154 | 54.99 | 38187.5 | 190937.5
2017-11-30 | 11 | 30 | 334 | 14.12 | 57.416 | 57.787 | 40129.8611 | 200649.3056
2017-12-01 | 12 | 1 | 335 | 14.33 | 57.794 | 55.466 | 38518.0556 | 192590.2778
2017-12-02 | 12 | 2 | 336 | 14.33 | 57.794 | 52.819 | 36679.8611 | 183399.3056
2017-12-03 | 12 | 3 | 337 | 14.03 | 57.254 | 52.568 | 36505.5556 | 182527.7778
2017-12-04 | 12 | 4 | 338 | 14.12 | 57.416 | 52.112 | 36188.8889 | 180944.4444
2017-12-05 | 12 | 5 | 339 | 14.27 | 57.686 | 58.861 | 40875.6944 | 204378.4722
2017-12-06 | 12 | 6 | 340 | 13.53 | 56.354 | 55.612 | 38619.4444 | 193097.2222
2017-12-07 | 12 | 7 | 341 | 13.55 | 56.39 | 52.543 | 36488.1944 | 182440.9722
2017-12-08 | 12 | 8 | 342 | 13.23 | 55.814 | 51.589 | 35825.6944 | 179128.4722
2017-12-09 | 12 | 9 | 343 | 13.02 | 55.436 | 51.447 | 35727.0833 | 178635.4167
2017-12-10 | 12 | 10 | 344 | 13.05 | 55.49 | 51.504 | 35766.6667 | 178833.3333
2017-12-11 | 12 | 11 | 345 | 13.05 | 55.49 | 51.872 | 36022.2222 | 180111.1111
2017-12-12 | 12 | 12 | 346 | 12.77 | 54.986 | 54.919 | 38138.1944 | 190690.9722
2017-12-13 | 12 | 13 | 347 | 11.33 | 52.394 | 53.334 | 37037.5 | 185187.5
2017-12-14 | 12 | 14 | 348 | 11.57 | 52.826 | 52.948 | 36769.4444 | 183847.2222
2017-12-15 | 12 | 15 | 349 | 11.87 | 53.366 | 51.426 | 35712.5 | 178562.5
2017-12-16 | 12 | 16 | 350 | 11.82 | 53.276 | 50.831 | 35299.3056 | 176496.5278
2017-12-17 | 12 | 17 | 351 | 11.8 | 53.24 | 50.448 | 35033.3333 | 175166.6667
2017-12-18 | 12 | 18 | 352 | 12.23 | 54.014 | 53.745 | 37322.9167 | 186614.5833
2017-12-19 | 12 | 19 | 353 | 12.65 | 54.77 | 66.084 | 45891.6667 | 229458.3333
2017-12-20 | 12 | 20 | 354 | 11.98 | 53.564 | 58.764 | 40808.3333 | 204041.6667
2017-12-21 | 12 | 21 | 355 | 11.83 | 53.294 | 54.844 | 38086.1111 | 190430.5556
2017-12-22 | 12 | 22 | 356 | 11.7 | 53.06 | 53.318 | 37026.3889 | 185131.9444
2017-12-23 | 12 | 23 | 357 | 10.78 | 51.404 | 80.219 | 55707.6389 | 278538.1944
2017-12-24 | 12 | 24 | 358 | 11.33 | 52.394 | 67.852 | 47119.4444 | 235597.2222
2017-12-25 | 12 | 25 | 359 | 11.33 | 52.394 | 60.649 | 42117.3611 | 210586.8056
2017-12-26 | 12 | 26 | 360 | 10.03 | 50.054 | 58.264 | 40461.1111 | 202305.5556
2017-12-27 | 12 | 27 | 361 | 10.13 | 50.234 | 56.565 | 39281.25 | 196406.25
2017-12-28 | 12 | 28 | 362 | 10.02 | 50.036 | 54.802 | 38056.9444 | 190284.7222
2017-12-29 | 12 | 29 | 363 | 10.45 | 50.81 | 55.264 | 38377.7778 | 191888.8889
2017-12-30 | 12 | 30 | 364 | 10.28 | 50.504 | 54.31 | 37715.2778 | 188576.3889
2017-12-31 | 12 | 31 | 365 | 9.83 | 49.694 | 53.472 | 37133.3333 | 185666.6667
2018-01-01 | 1 | 1 | 1 | 9.33 | 48.794 | 52.47 | 36437.5 | 182187.5
2018-01-02 | 1 | 2 | 2 | 9.7 | 49.46 | 53.002 | 36806.9444 | 184034.7222
2018-01-03 | 1 | 3 | 3 | 10 | 50 | 52.713 | 36606.25 | 183031.25
2018-01-04 | 1 | 4 | 4 | 10.05 | 50.09 | 52.188 | 36241.6667 | 181208.3333
2018-01-05 | 1 | 5 | 5 | 9.08 | 48.344 | 51.612 | 35841.6667 | 179208.3333
2018-01-06 | 1 | 6 | 6 | 8.55 | 47.39 | 50.938 | 35373.6111 | 176868.0556
2018-01-07 | 1 | 7 | 7 | 9.25 | 48.65 | 51.488 | 35755.5556 | 178777.7778
2018-01-08 | 1 | 8 | 8 | 10.23 | 50.414 | 52.914 | 36745.8333 | 183729.1667
2018-01-09 | 1 | 9 | 9 | 10.57 | 51.026 | 54.591 | 37910.4167 | 189552.0833
2018-01-10 | 1 | 10 | 10 | 10.63 | 51.134 | 56.711 | 39382.6389 | 196913.1944
2018-01-11 | 1 | 11 | 11 | 11.17 | 52.106 | 97.657 | 67817.3611 | 339086.8056
2018-01-12 | 1 | 12 | 12 | 9.3 | 48.74 | 133.946 | 93018.0556 | 465090.2778
2018-01-13 | 1 | 13 | 13 | 8.28 | 46.904 | 99.984 | 69433.3333 | 347166.6667
2018-01-14 | 1 | 14 | 14 | 8.58 | 47.444 | 100.456 | 69761.1111 | 348805.5556
2018-01-15 | 1 | 15 | 15 | 9 | 48.2 | 91.926 | 63837.5 | 319187.5
2018-01-16 | 1 | 16 | 16 | 9.75 | 49.55 | 92.06 | 63930.5556 | 319652.7778
2018-01-17 | 1 | 17 | 17 | 9.92 | 49.856 | 82.182 | 57070.8333 | 285354.1667
2018-01-18 | 1 | 18 | 18 | 9.52 | 49.136 | 76.155 | 52885.4167 | 264427.0833
2018-01-19 | 1 | 19 | 19 | 10.18 | 50.324 | 73.314 | 50912.5 | 254562.5
2018-01-20 | 1 | 20 | 20 | 10.48 | 50.864 | 75.614 | 52509.7222 | 262548.6111
2018-01-21 | 1 | 21 | 21 | 10.5 | 50.9 | 75.36 | 52333.3333 | 261666.6667
2018-01-22 | 1 | 22 | 22 | 10.67 | 51.206 | 85.871 | 59632.6389 | 298163.1944
2018-01-23 | 1 | 23 | 23 | 10.15 | 50.27 | 120.189 | 83464.5833 | 417322.9167
2018-01-24 | 1 | 24 | 24 | 9.52 | 49.136 | 100.164 | 69558.3333 | 347791.6667
2018-01-25 | 1 | 25 | 25 | 9.63 | 49.334 | 85.323 | 59252.0833 | 296260.4167
2018-01-26 | 1 | 26 | 26 | 10 | 50 | 79.274 | 55051.3889 | 275256.9444
2018-01-27 | 1 | 27 | 27 | 10.27 | 50.486 | 83.88 | 58250 | 291250
2018-01-28 | 1 | 28 | 28 | 10.25 | 50.45 | 83.476 | 57969.4444 | 289847.2222
2018-01-29 | 1 | 29 | 29 | 10.37 | 50.666 | 78.607 | 54588.1944 | 272940.9722
2018-01-30 | 1 | 30 | 30 | 9.83 | 49.694 | 75.108 | 52158.3333 | 260791.6667
2018-01-31 | 1 | 31 | 31 | 9.45 | 49.01 | 73.502 | 51043.0556 | 255215.2778
2018-02-01 | 2 | 1 | 32 | 10.17 | 50.306 | 75.906 | 52712.5 | 263562.5
2018-02-02 | 2 | 2 | 33 | 9.25 | 48.65 | 72.992 | 50688.8889 | 253444.4444
2018-02-03 | 2 | 3 | 34 | 9.17 | 48.506 | 71.099 | 49374.3056 | 246871.5278
2018-02-04 | 2 | 4 | 35 | 9.7 | 49.46 | 71.935 | 49954.8611 | 249774.3056
2018-02-05 | 2 | 5 | 36 | 9.63 | 49.334 | 70.988 | 49297.2222 | 246486.1111
2018-02-06 | 2 | 6 | 37 | 9.65 | 49.37 | 68.667 | 47685.4167 | 238427.0833
2018-02-07 | 2 | 7 | 38 | 9.35 | 48.83 | 67.796 | 47080.5556 | 235402.7778
2018-02-08 | 2 | 8 | 39 | 9.08 | 48.344 | 67.034 | 46551.3889 | 232756.9444
2018-02-09 | 2 | 9 | 40 | 8.98 | 48.164 | 65.98 | 45819.4444 | 229097.2222
2018-02-10 | 2 | 10 | 41 | 9.83 | 49.694 | 67.16 | 46638.8889 | 233194.4444
2018-02-11 | 2 | 11 | 42 | 10.08 | 50.144 | 78.642 | 54612.5 | 273062.5
2018-02-12 | 2 | 12 | 43 | 9.28 | 48.704 | 83.368 | 57894.4444 | 289472.2222
2018-02-13 | 2 | 13 | 44 | 9.48 | 49.064 | 71.832 | 49883.3333 | 249416.6667
2018-02-14 | 2 | 14 | 45 | 10.23 | 50.414 | 79.778 | 55401.3889 | 277006.9444
2018-02-15 | 2 | 15 | 46 | 10.17 | 50.306 | 99.925 | 69392.3611 | 346961.8056
2018-02-16 | 2 | 16 | 47 | 9.27 | 48.686 | 108.002 | 75001.3889 | 375006.9444
2018-02-17 | 2 | 17 | 48 | 9.37 | 48.866 | 90.928 | 63144.4444 | 315722.2222
2018-02-18 | 2 | 18 | 49 | 9.72 | 49.496 | 81.194 | 56384.7222 | 281923.6111
2018-02-19 | 2 | 19 | 50 | 10.37 | 50.666 | 90.152 | 62605.5556 | 313027.7778
2018-02-20 | 2 | 20 | 51 | 10.32 | 50.576 | 111.491 | 77424.3056 | 387121.5278
2018-02-21 | 2 | 21 | 52 | 11.38 | 52.484 | 102.072 | 70883.3333 | 354416.6667
2018-02-22 | 2 | 22 | 53 | 9.98 | 49.964 | 97.911 | 67993.75 | 339968.75
2018-02-23 | 2 | 23 | 54 | 9.72 | 49.496 | 95.384 | 66238.8889 | 331194.4444
2018-02-24 | 2 | 24 | 55 | 9.67 | 49.406 | 88.411 | 61396.5278 | 306982.6389
2018-02-25 | 2 | 25 | 56 | 9.62 | 49.316 | 102.342 | 71070.8333 | 355354.1667
2018-02-26 | 2 | 26 | 57 | 9.88 | 49.784 | 94.239 | 65443.75 | 327218.75
2018-02-27 | 2 | 27 | 58 | 10.17 | 50.306 | 84.037 | 58359.0278 | 291795.1389
2018-02-28 | 2 | 28 | 59 | 10.63 | 51.134 | 81.512 | 56605.5556 | 283027.7778
2018-03-01 | 3 | 1 | 60 | 11.1 | 51.98 | 83.649 | 58089.5833 | 290447.9167
2018-03-02 | 3 | 2 | 61 | 10.57 | 51.026 | 93.8454 | 65170.428 | 325852.1402
2018-03-03 | 3 | 3 | 62 | 9.82 | 49.676 | 91.8707 | 63799.1157 | 318995.5786
2018-03-04 | 3 | 4 | 63 | 10.45 | 50.81 | 88.8947 | 61732.4106 | 308662.0531
2018-03-05 | 3 | 5 | 64 | 10.13 | 50.234 | 87.6027 | 60835.2102 | 304176.0511
2018-03-06 | 3 | 6 | 65 | 10.27 | 50.486 | 94.899 | 65902.0969 | 329510.4847
2018-03-07 | 3 | 7 | 66 | 10.38 | 50.684 | 105.6762 | 73386.2528 | 366931.2638
2018-03-08 | 3 | 8 | 67 | 10.12 | 50.216 | 94.8759 | 65886.0341 | 329430.1703
2018-03-09 | 3 | 9 | 68 | 10.08 | 50.144 | 90.8338 | 63078.9961 | 315394.9805
2018-03-10 | 3 | 10 | 69 | 10.67 | 51.206 | 92.0483 | 63922.4489 | 319612.2443
2018-03-11 | 3 | 11 | 70 | 10.13 | 50.234 | 85.4098 | 59312.3921 | 296561.9603
2018-03-12 | 3 | 12 | 71 | 10.35 | 50.63 | 83.823 | 58210.3913 | 291051.9565
2018-03-13 | 3 | 13 | 72 | 10.55 | 50.99 | 86.9394 | 60374.588 | 301872.9402
2018-03-14 | 3 | 14 | 73 | 10.25 | 50.45 | 89.6167 | 62233.8368 | 311169.184
2018-03-15 | 3 | 15 | 74 | 9.63 | 49.334 | 92.0012 | 63889.7104 | 319448.5522
2018-03-16 | 3 | 16 | 75 | 10 | 50 | 85.1553 | 59135.6404 | 295678.2018
2018-03-17 | 3 | 17 | 76 | 9.92 | 49.856 | 80.341 | 55792.3951 | 278961.9755
2018-03-18 | 3 | 18 | 77 | 9.9 | 49.82 | 78.4862 | 54504.3253 | 272521.6263
2018-03-19 | 3 | 19 | 78 | 10.42 | 50.756 | 78.4437 | 54474.814 | 272374.0701
2018-03-20 | 3 | 20 | 79 | 10.13 | 50.234 | 76.7748 | 53315.8141 | 266579.0703
2018-03-21 | 3 | 21 | 80 | 10.68 | 51.224 | 73.1018 | 50765.1577 | 253825.7886
2018-03-22 | 3 | 22 | 81 | 10.5 | 50.9 | 75.1263 | 52171.0653 | 260855.3265
2018-03-23 | 3 | 23 | 82 | 10.67 | 51.206 | 77.5311 | 53841.0093 | 269205.0464
2018-03-24 | 3 | 24 | 83 | 10.55 | 50.99 | 75.8402 | 52666.8384 | 263334.1918
2018-03-25 | 3 | 25 | 84 | 10.5 | 50.9 | 75.2987 | 52290.7504 | 261453.7519
2018-03-26 | 3 | 26 | 85 | 10.42 | 50.756 | 76.5804 | 53180.8638 | 265904.3188
2018-03-27 | 3 | 27 | 86 | 10.37 | 50.666 | 83.0072 | 57643.8873 | 288219.4367
2018-03-28 | 3 | 28 | 87 | 10.33 | 50.594 | 99.11 | 68826.4226 | 344132.1129
2018-03-29 | 3 | 29 | 88 | 10.55 | 50.99 | 94.5237 | 65641.4282 | 328207.1412
2018-03-30 | 3 | 30 | 89 | 10.08 | 50.144 | 101.8297 | 70715.042 | 353575.2098
2018-03-31 | 3 | 31 | 90 | 10.08 | 50.144 | 109.4102 | 75979.2715 | 379896.3573
2018-04-01 | 4 | 1 | 91 | 10.2 | 50.36 | 101.2471 | 70310.4518 | 351552.2589
2018-04-02 | 4 | 2 | 92 | 10.83 | 51.494 | 95.5526 | 66355.9685 | 331779.8426
2018-04-03 | 4 | 3 | 93 | 10.7 | 51.26 | 90.3885 | 62769.8024 | 313849.0118
2018-04-04 | 4 | 4 | 94 | 10.22 | 50.396 | 95.2708 | 66160.2827 | 330801.4133
2018-04-05 | 4 | 5 | 95 | 10.22 | 50.396 | 89.7062 | 62295.9522 | 311479.7608
2018-04-06 | 4 | 6 | 96 | 10.48 | 50.864 | 87.2978 | 60623.4416 | 303117.2082
2018-04-07 | 4 | 7 | 97 | 10.15 | 50.27 | 82.2061 | 57087.5494 | 285437.7472
2018-04-08 | 4 | 8 | 98 | 10.37 | 50.666 | 80.1272 | 55643.8951 | 278219.4756
2018-04-09 | 4 | 9 | 99 | 10.48 | 50.864 | 78.4337 | 54467.8458 | 272339.2288
2018-04-10 | 4 | 10 | 100 | 10.22 | 50.396 | 75.7377 | 52595.6308 | 262978.1539
2018-04-11 | 4 | 11 | 101 | 10.6 | 51.08 | 74.8124 | 51953.0882 | 259765.4408
2018-04-12 | 4 | 12 | 102 | 10.67 | 51.206 | 77.1812 | 53598.0415 | 267990.2076
2018-04-13 | 4 | 13 | 103 | 10.65 | 51.17 | 73.4225 | 50987.8533 | 254939.2664
2018-04-14 | 4 | 14 | 104 | 10.67 | 51.206 | 70.4751 | 48941.0692 | 244705.3461
2018-04-15 | 4 | 15 | 105 | 10.62 | 51.116 | 72.1522 | 50105.725 | 250528.6251
2018-04-16 | 4 | 16 | 106 | 10.41 | 50.738 | 88.3254 | 61337.0742 | 306685.3708
2018-04-17 | 4 | 17 | 107 | 10.12 | 50.216 | 95.7388 | 66485.2449 | 332426.2244
2018-04-18 | 4 | 18 | 108 | 10 | 50 | 84.8007 | 58889.3786 | 294446.8931
2018-04-19 | 4 | 19 | 109 | 10.75 | 51.35 | 78.4013 | 54445.3216 | 272226.6082
2018-04-20 | 4 | 20 | 110 | 10.42 | 50.756 | 74.9492 | 52048.0515 | 260240.2573
2018-04-21 | 4 | 21 | 111 | 10.82 | 51.476 | 72.0262 | 50018.1706 | 250090.8529
2018-04-22 | 4 | 22 | 112 | 11.03 | 51.854 | 69.2931 | 48120.2381 | 240601.1905
2018-04-23 | 4 | 23 | 113 | 11.27 | 52.286 | 68.056 | 47261.0992 | 236305.4962
2018-04-24 | 4 | 24 | 114 | 11.83 | 53.294 | 68.5432 | 47599.4432 | 237997.2162
2018-04-25 | 4 | 25 | 115 | 11.75 | 53.15 | 71.2028 | 49446.3831 | 247231.9156
2018-04-26 | 4 | 26 | 116 | 11.42 | 52.556 | 68.8117 | 47785.9225 | 238929.6125
2018-04-27 | 4 | 27 | 117 | 11.25 | 52.25 | 65.2158 | 45288.7163 | 226443.5814
2018-04-28 | 4 | 28 | 118 | 11.43 | 52.574 | 80.1671 | 55671.6174 | 278358.0868
2018-04-29 | 4 | 29 | 119 | 11.05 | 51.89 | 81.0319 | 56272.1529 | 281360.7644
2018-04-30 | 4 | 30 | 120 | 10.93 | 51.674 | 76.4602 | 53097.3639 | 265486.8197
2018-05-01 | 5 | 1 | 121 | 11.38 | 52.484 | 69.6685 | 48380.8856 | 241904.428
2018-05-02 | 5 | 2 | 122 | 12.32 | 54.176 | 69.9719 | 48591.5903 | 242957.9515
2018-05-03 | 5 | 3 | 123 | 12.85 | 55.13 | 68.2148 | 47371.3797 | 236856.8986
2018-05-04 | 5 | 4 | 124 | 13.1 | 55.58 | 78.5363 | 54539.1282 | 272695.6408
2018-05-05 | 5 | 5 | 125 | 13.22 | 55.796 | 73.4616 | 51015.0019 | 255075.0097
2018-05-06 | 5 | 6 | 126 | 13 | 55.4 | 66.183 | 45960.4225 | 229802.1123
2018-05-07 | 5 | 7 | 127 | 12.93 | 55.274 | 65.6767 | 45608.8234 | 228044.1171
2018-05-08 | 5 | 8 | 128 | 12.72 | 54.896 | 62.8822 | 43668.1927 | 218340.9635
2018-05-09 | 5 | 9 | 129 | 13.3 | 55.94 | 62.1395 | 43152.4161 | 215762.0807
2018-05-10 | 5 | 10 | 130 | 13.57 | 56.426 | 62.7617 | 43584.5164 | 217922.5821
2018-05-11 | 5 | 11 | 131 | 13.17 | 55.706 | 59.4056 | 41253.8793 | 206269.3966
2018-05-12 | 5 | 12 | 132 | 13 | 55.4 | 58.9462 | 40934.8478 | 204674.2389
2018-05-13 | 5 | 13 | 133 | 13 | 55.4 | 58.1995 | 40416.2941 | 202081.4703
2018-05-14 | 5 | 14 | 134 | 13.52 | 56.336 | 58.5208 | 40639.4294 | 203197.1469
2018-05-15 | 5 | 15 | 135 | 14.03 | 57.254 | 69.5259 | 48281.8859 | 241409.4295
2018-05-16 | 5 | 16 | 136 | 14.25 | 57.65 | 63.5433 | 44127.2958 | 220636.4792
2018-05-17 | 5 | 17 | 137 | 14.13 | 57.434 | 59.364 | 41224.9758 | 206124.8791
2018-05-18 | 5 | 18 | 138 | 14.17 | 57.506 | 55.9718 | 38869.313 | 194346.5649
2018-05-19 | 5 | 19 | 139 | 14.37 | 57.866 | 73.6343 | 51134.951 | 255674.7548
2018-05-20 | 5 | 20 | 140 | 14.33 | 57.794 | 69.5047 | 48267.1234 | 241335.6171
2018-05-21 | 5 | 21 | 141 | 14.48 | 58.064 | 64.1041 | 44516.7243 | 222583.6217
2018-05-22 | 5 | 22 | 142 | 14.78 | 58.604 | 67.5893 | 46937.037 | 234685.1852
2018-05-23 | 5 | 23 | 143 | 14.95 | 58.91 | 65.5233 | 45502.3132 | 227511.5659
2018-05-24 | 5 | 24 | 144 | 14.8 | 58.64 | 60.6998 | 42152.6333 | 210763.1665
2018-05-25 | 5 | 25 | 145 | 15.17 | 59.306 | 58.7515 | 40799.6662 | 203998.331
2018-05-26 | 5 | 26 | 146 | 15.28 | 59.504 | 55.6324 | 38633.6389 | 193168.1946
2018-05-27 | 5 | 27 | 147 | 15.53 | 59.954 | 54.5021 | 37848.6977 | 189243.4887
2018-05-28 | 5 | 28 | 148 | 15.4 | 59.72 | 54.6401 | 37944.5014 | 189722.5072
2018-05-29 | 5 | 29 | 149 | 15.95 | 60.71 | 57.0442 | 39614.0305 | 198070.1525
2018-05-30 | 5 | 30 | 150 | 16.13 | 61.034 | 54.7761 | 38038.9247 | 190194.6235
2018-05-31 | 5 | 31 | 151 | 16.4 | 61.52 | 53.7496 | 37326.1398 | 186630.699
2018-06-01 | 6 | 1 | 152 | 16.6 | 61.88 | 53.2196 | 36958.0489 | 184790.2446
2018-06-02 | 6 | 2 | 153 | 16.3 | 61.34 | 54.3223 | 37723.7996 | 188618.9979
2018-06-03 | 6 | 3 | 154 | 16.1 | 60.98 | 51.6851 | 35892.4484 | 179462.242
2018-06-04 | 6 | 4 | 155 | 16 | 60.8 | 55.1617 | 38306.7417 | 191533.7083
2018-06-05 | 6 | 5 | 156 | 16 | 60.8 | 56.3286 | 39117.0838 | 195585.419
2018-06-06 | 6 | 6 | 157 | 16.1 | 60.98 | 53.8513 | 37396.7111 | 186983.5557
2018-06-07 | 6 | 7 | 158 | 16.3 | 61.34 | 51.4583 | 35734.9576 | 178674.7882
2018-06-08 | 6 | 8 | 159 | 16.9 | 62.42 | 51.9198 | 36055.3986 | 180276.9931
2018-06-09 | 6 | 9 | 160 | 16.8 | 62.24 | 50.9029 | 35349.2647 | 176746.3235
2018-06-10 | 6 | 10 | 161 | 17 | 62.6 | 50.2749 | 34913.1464 | 174565.7318
2018-06-11 | 6 | 11 | 162 | 17.3 | 63.14 | 50.6124 | 35147.5079 | 175737.5394
2018-06-12 | 6 | 12 | 163 | 17.5 | 63.5 | 50.1631 | 34835.4552 | 174177.2762
2018-06-13 | 6 | 13 | 164 | 17.6 | 63.68 | 51.1309 | 35507.537 | 177537.6849
2018-06-14 | 6 | 14 | 165 | 17.6 | 63.68 | 49.6306 | 34465.7266 | 172328.6329
2018-06-15 | 6 | 15 | 166 | 17.8 | 64.04 | 49.7505 | 34548.9706 | 172744.8528
2018-06-16 | 6 | 16 | 167 | 17.3 | 63.14 | 48.1834 | 33460.688 | 167303.4402
2018-06-17 | 6 | 17 | 168 | 18 | 64.4 | 47.7777 | 33178.936 | 165894.68
2018-06-18 | 6 | 18 | 169 | 18.78 | 65.804 | 51.8044 | 35975.2689 | 179876.3444
2018-06-19 | 6 | 19 | 170 | 19.33 | 66.794 | 51.574 | 35815.2848 | 179076.4239
2018-06-20 | 6 | 20 | 171 | 17.95 | 64.31 | 47.9063 | 33268.2565 | 166341.2823
2018-06-21 | 6 | 21 | 172 | 18.22 | 64.796 | 46.6726 | 32411.5277 | 162057.6384
2018-06-22 | 6 | 22 | 173 | 17.93 | 64.274 | 45.7526 | 31772.6071 | 158863.0355
2018-06-23 | 6 | 23 | 174 | 18.1 | 64.58 | 45.525 | 31614.5833 | 158072.9167
2018-06-24 | 6 | 24 | 175 | 18.32 | 64.976 | 45.9537 | 31912.296 | 159561.4802
2018-06-25 | 6 | 25 | 176 | 18.75 | 65.75 | 48.0192 | 33346.6655 | 166733.3275
2018-06-26 | 6 | 26 | 177 | 18.75 | 65.75 | 47.0677 | 32685.9335 | 163429.6674
2018-06-27 | 6 | 27 | 178 | 18.58 | 65.444 | 51.6493 | 35867.5919 | 179337.9597
2018-06-28 | 6 | 28 | 179 | 19.47 | 67.046 | 53.1849 | 36933.991 | 184669.9548
2018-06-29 | 6 | 29 | 180 | 19.53 | 67.154 | 51.0011 | 35417.3961 | 177086.9806
2018-06-30 | 6 | 30 | 181 | 20.03 | 68.054 | 48.2119 | 33480.4523 | 167402.2616
2018-07-01 | 7 | 1 | 182 | 20.32 | 68.576 | 48.2486 | 33505.9496 | 167529.748
2018-07-02 | 7 | 2 | 183 | 20.88 | 69.584 | 46.4552 | 32260.5331 | 161302.6653
2018-07-03 | 7 | 3 | 184 | 21.5 | 70.7 | 48.897 | 33956.2515 | 169781.2574
2018-07-04 | 7 | 4 | 185 | 20.85 | 69.53 | 49.3625 | 34279.5017 | 171397.5086
2018-07-05 | 7 | 5 | 186 | 21.42 | 70.556 | 51.7383 | 35929.3818 | 179646.9092
2018-07-06 | 7 | 6 | 187 | 21.05 | 69.89 | 55.4589 | 38513.0974 | 192565.4872
2018-07-07 | 7 | 7 | 188 | 20.45 | 68.81 | 45.4831 | 31585.4953 | 157927.4766
2018-07-08 | 7 | 8 | 189 | 20.42 | 68.756 | 44.5116 | 30910.837 | 154554.185
2018-07-09 | 7 | 9 | 190 | 20.58 | 69.044 | 46.3394 | 32180.1391 | 160900.6954
2018-07-10 | 7 | 10 | 191 | 20.85 | 69.53 | 47.0094 | 32645.4054 | 163227.0269
2018-07-11 | 7 | 11 | 192 | 21.25 | 70.25 | 46.5566 | 32330.9666 | 161654.8329
2018-07-12 | 7 | 12 | 193 | 21.2 | 70.16 | 46.0066 | 31949.0447 | 159745.2236
2018-07-13 | 7 | 13 | 194 | 21.2 | 70.16 | 45.478 | 31581.925 | 157909.6251
2018-07-14 | 7 | 14 | 195 | 21.83 | 71.294 | 43.0147 | 29871.3178 | 149356.5889
2018-07-15 | 7 | 15 | 196 | 21.48 | 70.664 | 41.5237 | 28835.9071 | 144179.5357
2018-07-16 | 7 | 16 | 197 | 21.6 | 70.88 | 49.8453 | 34614.7671 | 173073.8355
2018-07-17 | 7 | 17 | 198 | 22.6 | 72.68 | 66.3606 | 46083.7704 | 230418.852
2018-07-18 | 7 | 18 | 199 | 22 | 71.6 | 51.9102 | 36048.7755 | 180243.8777
2018-07-19 | 7 | 19 | 200 | 21.7 | 71.06 | 44.345 | 30795.151 | 153975.7549
2018-07-20 | 7 | 20 | 201 | 21.3 | 70.34 | 43.7042 | 30350.1446 | 151750.7232
2018-07-21 | 7 | 21 | 202 | 21.7 | 71.06 | 41.657 | 28928.4446 | 144642.223
2018-07-22 | 7 | 22 | 203 | 21.6 | 70.88 | 46.7914 | 32494.0058 | 162470.0292
2018-07-23 | 7 | 23 | 204 | 22.1 | 71.78 | 49.9347 | 34676.8945 | 173384.4723
2018-07-24 | 7 | 24 | 205 | 22.7 | 72.86 | 59.4124 | 41258.6254 | 206293.1271
2018-07-25 | 7 | 25 | 206 | 22.7 | 72.86 | 72.4524 | 50314.1511 | 251570.7556
2018-07-26 | 7 | 26 | 207 | 22.2 | 71.96 | 67.9575 | 47192.7374 | 235963.6872
2018-07-27 | 7 | 27 | 208 | 22.2 | 71.96 | 71.8522 | 49897.3641 | 249486.8206
2018-07-28 | 7 | 28 | 209 | 22 | 71.6 | 52.6343 | 36551.6205 | 182758.1027
2018-07-29 | 7 | 29 | 210 | 22 | 71.6 | 47.6593 | 33096.7473 | 165483.7365
2018-07-30 | 7 | 30 | 211 | 21.8 | 71.24 | 48.0093 | 33339.7616 | 166698.8079
2018-07-31 | 7 | 31 | 212 | 22 | 71.6 | 47.2134 | 32787.0953 | 163935.4764
2018-08-01 | 8 | 1 | 213 | 22.1 | 71.78 | 47.4279 | 32936.0724 | 164680.362
2018-08-02 | 8 | 2 | 214 | 22.2 | 71.96 | 47.1217 | 32723.4363 | 163617.1814
2018-08-03 | 8 | 3 | 215 | 22.4 | 72.32 | 45.7609 | 31778.3711 | 158891.8554
2018-08-04 | 8 | 4 | 216 | 22.4 | 72.32 | 44.7909 | 31104.8024 | 155524.012
2018-08-05 | 8 | 5 | 217 | 22.7 | 72.86 | 44.1814 | 30681.5573 | 153407.7867
2018-08-06 | 8 | 6 | 218 | 22.8 | 73.04 | 50.0597 | 34763.6461 | 173818.2304
2018-08-07 | 8 | 7 | 219 | 23.1 | 73.58 | 47.2943 | 32843.2429 | 164216.2144
2018-08-08 | 8 | 8 | 220 | 22.7 | 72.86 | 52.4917 | 36452.5791 | 182262.8954
2018-08-09 | 8 | 9 | 221 | 22.9 | 73.22 | 66.9259 | 46476.3466 | 232381.7328
2018-08-10 | 8 | 10 | 222 | 22.8 | 73.04 | 56.6445 | 39336.452 | 196682.2602
2018-08-11 | 8 | 11 | 223 | 22.4 | 72.32 | 44.0359 | 30580.4581 | 152902.2904
2018-08-12 | 8 | 12 | 224 | 22.3 | 72.14 | 43.8985 | 30485.0906 | 152425.4529
2018-08-13 | 8 | 13 | 225 | 22.7 | 72.86 | 44.0776 | 30609.4782 | 153047.3912
2018-08-14 | 8 | 14 | 226 | 22.9 | 73.22 | 61.0616 | 42403.8796 | 212019.3981
2018-08-15 | 8 | 15 | 227 | 22.9 | 73.22 | 60.1284 | 41755.8149 | 208779.0745
2018-08-16 | 8 | 16 | 228 | 22.9 | 73.22 | 48.3923 | 33605.7542 | 168028.7712
2018-08-17 | 8 | 17 | 229 | 23 | 73.4 | 62.0463 | 43087.7229 | 215438.6144
2018-08-18 | 8 | 18 | 230 | 23 | 73.4 | 52.8314 | 36688.4781 | 183442.3905
2018-08-19 | 8 | 19 | 231 | 22.5 | 72.5 | 50.6615 | 35181.6091 | 175908.0453
2018-08-20 | 8 | 20 | 232 | 22.5 | 72.5 | 47.2966 | 32844.8377 | 164224.1883
2018-08-21 | 8 | 21 | 233 | 22.6 | 72.68 | 46.9431 | 32599.3641 | 162996.8207
2018-08-22 | 8 | 22 | 234 | 22.7 | 72.86 | 48.1066 | 33407.3813 | 167036.9064
2018-08-23 | 8 | 23 | 235 | 22.4 | 72.32 | 49.245 | 34197.8947 | 170989.4734
2018-08-24 | 8 | 24 | 236 | 22.3 | 72.14 | 46.1113 | 32021.7075 | 160108.5373
2018-08-25 | 8 | 25 | 237 | 22.7 | 72.86 | 44.7339 | 31065.2316 | 155326.158
2018-08-26 | 8 | 26 | 238 | 22.7 | 72.86 | 44.7701 | 31090.3263 | 155451.6317
2018-08-27 | 8 | 27 | 239 | 23 | 73.4 | 46.5015 | 32292.6801 | 161463.4005
2018-08-28 | 8 | 28 | 240 | 23.4 | 74.12 | 47.6658 | 33101.2284 | 165506.1422
2018-08-29 | 8 | 29 | 241 | 23.6 | 74.48 | 50.2118 | 34869.2982 | 174346.4912
2018-08-30 | 8 | 30 | 242 | 23.9 | 75.02 | 53.2412 | 36973.0278 | 184865.139
2018-08-31 | 8 | 31 | 243 | 23.1 | 73.58 | 45.8072 | 31810.568 | 159052.8401
2018-09-01 | 9 | 1 | 244 | 23 | 73.4 | 43.6119 | 30286.074 | 151430.3701
2018-09-02 | 9 | 2 | 245 | 23.3 | 73.94 | 43.7518 | 30383.1819 | 151915.9096
2018-09-03 | 9 | 3 | 246 | 23.2 | 73.76 | 55.0894 | 38256.4991 | 191282.4955
2018-09-04 | 9 | 4 | 247 | 24 | 75.2 | 54.0945 | 37565.6539 | 187828.2696
2018-09-05 | 9 | 5 | 248 | 23.9 | 75.02 | 46.9085 | 32575.3164 | 162876.582
2018-09-06 | 9 | 6 | 249 | 23.6 | 74.48 | 45.1775 | 31373.2933 | 156866.4666
2018-09-07 | 9 | 7 | 250 | 23.6 | 74.48 | 45.2025 | 31390.591 | 156952.9548
2018-09-08 | 9 | 8 | 251 | 22.9 | 73.22 | 43.2256 | 30017.7762 | 150088.8811
2018-09-09 | 9 | 9 | 252 | 22 | 71.6 | 41.947 | 29129.8733 | 145649.3665
2018-09-10 | 9 | 10 | 253 | 21.1 | 69.98 | 57.3685 | 39839.2274 | 199196.1368
2018-09-11 | 9 | 11 | 254 | 20.6 | 69.08 | 71.1418 | 49404.0404 | 247020.202
2018-09-12 | 9 | 12 | 255 | 21.8 | 71.24 | 47.5333 | 33009.2269 | 165046.1344
2018-09-13 | 9 | 13 | 256 | 22.4 | 72.32 | 46.151 | 32049.2709 | 160246.3543
2018-09-14 | 9 | 14 | 257 | 23 | 73.4 | 46.0057 | 31948.3808 | 159741.9038
2018-09-15 | 9 | 15 | 258 | 22.9 | 73.22 | 44.411 | 30840.9683 | 154204.8417
2018-09-16 | 9 | 16 | 259 | 23 | 73.4 | 45.0722 | 31300.1732 | 156500.8662
2018-09-17 | 9 | 17 | 260 | 23 | 73.4 | 44.7559 | 31080.5085 | 155402.5424
2018-09-18 | 9 | 18 | 261 | 23 | 73.4 | 48.8601 | 33930.6242 | 169653.1211
2018-09-19 | 9 | 19 | 262 | 23 | 73.4 | 46.6998 | 32430.4097 | 162152.0483
2018-09-20 | 9 | 20 | 263 | 22.72 | 72.896 | 44.7627 | 31085.2034 | 155426.0168
2018-09-21 | 9 | 21 | 264 | 22.92 | 73.256 | 45.654 | 31704.1377 | 158520.6887
2018-09-22 | 9 | 22 | 265 | 22.68 | 72.824 | 44.3424 | 30793.3063 | 153966.5316
2018-09-23 | 9 | 23 | 266 | 22 | 71.6 | 42.5111 | 29521.5834 | 147607.9172
2018-09-24 | 9 | 24 | 267 | 21.97 | 71.546 | 42.678 | 29637.5291 | 148187.6457
2018-09-25 | 9 | 25 | 268 | 20.8 | 69.44 | 63.4603 | 44069.6772 | 220348.3861
2018-09-26 | 9 | 26 | 269 | 21.38 | 70.484 | 60.9846 | 42350.4459 | 211752.2296
2018-09-27 | 9 | 27 | 270 | 21.43 | 70.574 | 51.6264 | 35851.6542 | 179258.2711
2018-09-28 | 9 | 28 | 271 | 21.32 | 70.376 | 53.5129 | 37161.7152 | 185808.5761
2018-09-29 | 9 | 29 | 272 | 21.13 | 70.034 | 44.2861 | 30754.2438 | 153771.2191
2018-09-30 | 9 | 30 | 273 | 21 | 69.8 | 44.1918 | 30688.7539 | 153443.7693
2018-10-01 | 10 | 1 | 274 | 20.97 | 69.746 | 44.4177 | 30845.6448 | 154228.2241
2018-10-02 | 10 | 2 | 275 | 20.85 | 69.53 | 69.4455 | 48226.0445 | 241130.2225
2018-10-03 | 10 | 3 | 276 | 20.92 | 69.656 | 54.5649 | 37892.2647 | 189461.3233
2018-10-04 | 10 | 4 | 277 | 20.8 | 69.44 | 54.3066 | 37712.9501 | 188564.7507
2018-10-05 | 10 | 5 | 278 | 20.6 | 69.08 | 47.824 | 33211.1304 | 166055.652
2018-10-06 | 10 | 6 | 279 | 21.03 | 69.854 | 47.4409 | 32945.0602 | 164725.301
2018-10-07 | 10 | 7 | 280 | 21.17 | 70.106 | 50.9628 | 35390.8179 | 176954.0895
2018-10-08 | 10 | 8 | 281 | 21.03 | 69.854 | 48.8013 | 33889.7575 | 169448.7877
2018-10-09 | 10 | 9 | 282 | 21.72 | 71.096 | 47.5294 | 33006.553 | 165032.765
2018-10-10 | 10 | 10 | 283 | 21.93 | 71.474 | 47.3651 | 32892.443 | 164462.2149
2018-10-11 | 10 | 11 | 284 | 21.85 | 71.33 | 62.6039 | 43474.9158 | 217374.5788
2018-10-12 | 10 | 12 | 285 | 20.02 | 68.036 | 50.9286 | 35367.0908 | 176835.4539
2018-10-13 | 10 | 13 | 286 | 20 | 68 | 52.7495 | 36631.6186 | 183158.0932
2018-10-14 | 10 | 14 | 287 | 20 | 68 | 46.6186 | 32374.056 | 161870.28
2018-10-15 | 10 | 15 | 288 | 20 | 68 | 48.1757 | 33455.3202 | 167276.6008
2018-10-16 | 10 | 16 | 289 | 19.75 | 67.55 | 50.137 | 34817.3611 | 174086.8056
2018-10-17 | 10 | 17 | 290 | 19.25 | 66.65 | 50.006 | 34726.3889 | 173631.9444
2018-10-18 | 10 | 18 | 291 | 18.12 | 64.616 | 47.031 | 32660.4167 | 163302.0833
2018-10-19 | 10 | 19 | 292 | 18.6 | 65.48 | 45.558 | 31637.5 | 158187.5
2018-10-20 | 10 | 20 | 293 | 18.92 | 66.056 | 45.026 | 31268.0556 | 156340.2778
2018-10-21 | 10 | 21 | 294 | 18.08 | 64.544 | 44.992 | 31244.4444 | 156222.2222
2018-10-22 | 10 | 22 | 295 | 18.27 | 64.886 | 44.537 | 30928.4722 | 154642.3611
2018-10-23 | 10 | 23 | 296 | 18.47 | 65.246 | 54.805 | 38059.0278 | 190295.1389
2018-10-24 | 10 | 24 | 297 | 15.95 | 60.71 | 82.598 | 57359.7222 | 286798.6111
2018-10-25 | 10 | 25 | 298 | 16.83 | 62.294 | 57.459 | 39902.0833 | 199510.4167
2018-10-26 | 10 | 26 | 299 | 17.47 | 63.446 | 50.431 | 35021.5278 | 175107.6389
2018-10-27 | 10 | 27 | 300 | 16.98 | 62.564 | 82.064 | 56988.8889 | 284944.4444
2018-10-28 | 10 | 28 | 301 | 14.75 | 58.55 | 88.565 | 61503.4722 | 307517.3611
2018-10-29 | 10 | 29 | 302 | 16.67 | 62.006 | 69.23 | 48076.3889 | 240381.9444
2018-10-30 | 10 | 30 | 303 | 17.12 | 62.816 | 62.552 | 43438.8889 | 217194.4444
2018-10-31 | 10 | 31 | 304 | 16.8 | 62.24 | 55.237 | 38359.0278 | 191795.1389
2018-11-01 | 11 | 1 | 305 | 17.17 | 62.906 | 70.682 | 49084.7222 | 245423.6111
2018-11-02 | 11 | 2 | 306 | 16.67 | 62.006 | 69.803 | 48474.3056 | 242371.5278
2018-11-03 | 11 | 3 | 307 | 16.62 | 61.916 | 72.651 | 50452.0833 | 252260.4167
2018-11-04 | 11 | 4 | 308 | 15.5 | 59.9 | 59.238 | 41137.5 | 205687.5
2018-11-05 | 11 | 5 | 309 | 16.05 | 60.89 | 62.533 | 43425.6944 | 217128.4722
2018-11-06 | 11 | 6 | 310 | 16.1 | 60.98 | 76.592 | 53188.8889 | 265944.4444
2018-11-07 | 11 | 7 | 311 | 16.08 | 60.944 | 63.893 | 44370.1389 | 221850.6944
2018-11-08 | 11 | 8 | 312 | 15.83 | 60.494 | 56.923 | 39529.8611 | 197649.3056
2018-11-09 | 11 | 9 | 313 | 15.92 | 60.656 | 76.791 | 53327.0833 | 266635.4167
2018-11-10 | 11 | 10 | 314 | 13.97 | 57.146 | 73.802 | 51251.3889 | 256256.9444
2018-11-11 | 11 | 11 | 315 | 14.75 | 58.55 | 59.378 | 41234.7222 | 206173.6111
2018-11-12 | 11 | 12 | 316 | 15.25 | 59.45 | 56.855 | 39482.6389 | 197413.1944
2018-11-13 | 11 | 13 | 317 | 14.75 | 58.55 | 72.425 | 50295.1389 | 251475.6944
2018-11-14 | 11 | 14 | 318 | 14.22 | 57.596 | 60.582 | 42070.8333 | 210354.1667
2018-11-15 | 11 | 15 | 319 | 14.48 | 58.064 | 57.474 | 39912.5 | 199562.5
2018-11-16 | 11 | 16 | 320 | 14.28 | 57.704 | 62.382 | 43320.8333 | 216604.1667
2018-11-17 | 11 | 17 | 321 | 14.13 | 57.434 | 75.607 | 52504.8611 | 262524.3056
2018-11-18 | 11 | 18 | 322 | 14.83 | 58.694 | 70.792 | 49161.1111 | 245805.5556
2018-11-19 | 11 | 19 | 323 | 14.4 | 57.92 | 71.113 | 49384.0278 | 246920.1389
2018-11-20 | 11 | 20 | 324 | 12.95 | 55.31 | 69.356 | 48163.8889 | 240819.4444
2018-11-21 | 11 | 21 | 325 | 13.33 | 55.994 | 65.709 | 45631.25 | 228156.25
2018-11-22 | 11 | 22 | 326 | 12.98 | 55.364 | 59.051 | 41007.6389 | 205038.1944
2018-11-23 | 11 | 23 | 327 | 12.94 | 55.292 | 56.469 | 39214.5833 | 196072.9167
2018-11-24 | 11 | 24 | 328 | 13.63 | 56.534 | 66.97 | 46506.9444 | 232534.7222
2018-11-25 | 11 | 25 | 329 | 13.22 | 55.796 | 79.633 | 55300.6944 | 276503.4722
2018-11-26 | 11 | 26 | 330 | 13.2 | 55.76 | 90.24 | 62666.6667 | 313333.3333
2018-11-27 | 11 | 27 | 331 | 11.42 | 52.556 | 95.819 | 66540.9722 | 332704.8611
2018-11-28 | 11 | 28 | 332 | 12.12 | 53.816 | 99.886 | 69365.2778 | 346826.3889
2018-11-29 | 11 | 29 | 333 | 12.67 | 54.806 | 93.529 | 64950.6944 | 324753.4722
2018-11-30 | 11 | 30 | 334 | 13.03 | 55.454 | 82.25 | 57118.0556 | 285590.2778
2018-12-01 | 12 | 1 | 335 | 13 | 55.4 | 82.664 | 57405.57 | 287027.85
2018-12-02 | 12 | 2 | 336 | 11.62 | 52.916 | 116.2567 | 80733.843 | 403669.2149
2018-12-03 | 12 | 3 | 337 | 12.43 | 54.374 | 99.8295 | 69326.0324 | 346630.1621
2018-12-04 | 12 | 4 | 338 | 12.5 | 54.5 | 87.1285 | 60505.9005 | 302529.5023
2018-12-05 | 12 | 5 | 339 | 12.25 | 54.05 | 78.227 | 54324.2882 | 271621.4411
2018-12-06 | 12 | 6 | 340 | 13.12 | 55.616 | 73.8246 | 51267.0871 | 256335.4355
2018-12-07 | 12 | 7 | 341 | 12.42 | 54.356 | 70.6461 | 49059.7783 | 245298.8915
2018-12-08 | 12 | 8 | 342 | 12.25 | 54.05 | 68.2157 | 47372.0108 | 236860.0539
2018-12-09 | 12 | 9 | 343 | 12.33 | 54.194 | 67.1147 | 46607.4267 | 233037.1337
2018-12-10 | 12 | 10 | 344 | 12.53 | 54.554 | 66.3378 | 46067.8927 | 230339.4635
2018-12-11 | 12 | 11 | 345 | 12.37 | 54.266 | 65.8572 | 45734.1412 | 228670.706
2018-12-12 | 12 | 12 | 346 | 12.25 | 54.05 | 63.9458 | 44406.7835 | 222033.9177
2018-12-13 | 12 | 13 | 347 | 12.43 | 54.374 | 62.5784 | 43457.2355 | 217286.1775
2018-12-14 | 12 | 14 | 348 | 12.68 | 54.824 | 62.2589 | 43235.342 | 216176.7098
2018-12-15 | 12 | 15 | 349 | 12.48 | 54.464 | 60.5623 | 42057.1653 | 210285.8263
2018-12-16 | 12 | 16 | 350 | 12.45 | 54.41 | 62.542 | 43431.938 | 217159.6901
2018-12-17 | 12 | 17 | 351 | 12.26 | 54.068 | 62.996 | 43747.2452 | 218736.2261
2018-12-18 | 12 | 18 | 352 | 11.16 | 52.088 | 60.0597 | 41708.1124 | 208540.562
2018-12-19 | 12 | 19 | 353 | 11.8 | 53.24 | 59.3744 | 41232.2387 | 206161.1934
2018-12-20 | 12 | 20 | 354 | 12.1 | 53.78 | 64.2699 | 44631.8695 | 223159.3475
2018-12-21 | 12 | 21 | 355 | 11.95 | 53.51 | 88.3663 | 61365.5118 | 306827.5589
2018-12-22 | 12 | 22 | 356 | 10.82 | 51.476 | 99.3617 | 69001.2139 | 345006.0697
2018-12-23 | 12 | 23 | 357 | 11.23 | 52.214 | 78.2784 | 54359.9964 | 271799.9818
2018-12-24 | 12 | 24 | 358 | 11.32 | 52.376 | 75.0688 | 52131.083 | 260655.4152
2018-12-25 | 12 | 25 | 359 | 10.87 | 51.566 | 67.8775 | 47137.1211 | 235685.6054
2018-12-26 | 12 | 26 | 360 | 11.2 | 52.16 | 68.3887 | 47492.1544 | 237460.772
2018-12-27 | 12 | 27 | 361 | 11.27 | 52.286 | 64.8325 | 45022.5454 | 225112.727
2018-12-28 | 12 | 28 | 362 | 11.7 | 53.06 | 79.5746 | 55260.1102 | 276300.5513
2018-12-29 | 12 | 29 | 363 | 11.37 | 52.466 | 67.3211 | 46750.7802 | 233753.9009
2018-12-30 | 12 | 30 | 364 | 11.13 | 52.034 | 65.9166 | 45775.4109 | 228877.0545
2018-12-31 | 12 | 31 | 365 | 11.52 | 52.736 | 75.3506 | 52326.8067 | 261634.0335
2019-01-01 | 1 | 1 | 1 | 10.63 | 51.134 | 75.288 | 52283.3333 | 261416.6667
2019-01-02 | 1 | 2 | 2 | 10.98 | 51.764 | 67.404 | 46808.3333 | 234041.6667
2019-01-03 | 1 | 3 | 3 | 11.25 | 52.25 | 67.476 | 46858.3333 | 234291.6667
2019-01-04 | 1 | 4 | 4 | 11.5 | 52.7 | 65.251 | 45313.1944 | 226565.9722
2019-01-05 | 1 | 5 | 5 | 11.72 | 53.096 | 62.508 | 43408.3333 | 217041.6667
2019-01-06 | 1 | 6 | 6 | 11.12 | 52.016 | 66.347 | 46074.3056 | 230371.5278
2019-01-07 | 1 | 7 | 7 | 10.58 | 51.044 | 61.735 | 42871.5278 | 214357.6389
2019-01-08 | 1 | 8 | 8 | 11.15 | 52.07 | 73.045 | 50725.6944 | 253628.4722
2019-01-09 | 1 | 9 | 9 | 9.87 | 49.766 | 103.424 | 71822.2222 | 359111.1111
2019-01-10 | 1 | 10 | 10 | 9.95 | 49.91 | 76.732 | 53286.1111 | 266430.5556
2019-01-11 | 1 | 11 | 11 | 9.97 | 49.946 | 68.975 | 47899.3056 | 239496.5278
2019-01-12 | 1 | 12 | 12 | 10.42 | 50.756 | 66 | 45833.3333 | 229166.6667
2019-01-13 | 1 | 13 | 13 | 10.42 | 50.756 | 64.583 | 44849.3056 | 224246.5278
2019-01-14 | 1 | 14 | 14 | 10.58 | 51.044 | 64.382 | 44709.7222 | 223548.6111
2019-01-15 | 1 | 15 | 15 | 10.82 | 51.476 | 63.271 | 43938.1944 | 219690.9722
2019-01-16 | 1 | 16 | 16 | 10.83 | 51.494 | 62.161 | 43167.3611 | 215836.8056
2019-01-17 | 1 | 17 | 17 | 10.33 | 50.594 | 61.56 | 42750 | 213750
2019-01-18 | 1 | 18 | 18 | 10.72 | 51.296 | 60.23 | 41826.3889 | 209131.9444
2019-01-19 | 1 | 19 | 19 | 10.35 | 50.63 | 61.493 | 42703.4722 | 213517.3611
2019-01-20 | 1 | 20 | 20 | 9.38 | 48.884 | 58.564 | 40669.4444 | 203347.2222
2019-01-21 | 1 | 21 | 21 | 8.78 | 47.804 | 58.564 | 40669.4444 | 203347.2222
2019-01-22 | 1 | 22 | 22 | 9.87 | 49.766 | 58.252 | 40452.7778 | 202263.8889
2019-01-23 | 1 | 23 | 23 | 10.38 | 50.684 | 70.181 | 48736.8056 | 243684.0278
2019-01-24 | 1 | 24 | 24 | 8.72 | 47.696 | 118.536 | 82316.6667 | 411583.3333
2019-01-25 | 1 | 25 | 25 | 9.48 | 49.064 | 87.377 | 60678.4722 | 303392.3611
2019-01-26 | 1 | 26 | 26 | 9.42 | 48.956 | 76.676 | 53247.2222 | 266236.1111
2019-01-27 | 1 | 27 | 27 | 9.65 | 49.37 | 73.693 | 51175.6944 | 255878.4722
2019-01-28 | 1 | 28 | 28 | 9.6 | 49.28 | 67.789 | 47075.6944 | 235378.4722
2019-01-29 | 1 | 29 | 29 | 9.97 | 49.946 | 65.898 | 45762.5 | 228812.5
2019-01-30 | 1 | 30 | 30 | 9.33 | 48.794 | 63.753 | 44272.9167 | 221364.5833
2019-01-31 | 1 | 31 | 31 | 9.02 | 48.236 | 62.768 | 43588.8889 | 217944.4444
2019-02-01 | 2 | 1 | 32 | 8.92 | 48.056 | 61.6542 | 42815.446 | 214077.23
2019-02-02 | 2 | 2 | 33 | 9.27 | 48.686 | 61.5622 | 42751.5283 | 213757.6417
2019-02-03 | 2 | 3 | 34 | 10.15 | 50.27 | 65.6512 | 45591.0837 | 227955.4186
2019-02-04 | 2 | 4 | 35 | 10.92 | 51.656 | 91.0263 | 63212.7297 | 316063.6485
2019-02-05 | 2 | 5 | 36 | 10.12 | 50.216 | 96.5835 | 67071.8942 | 335359.4711
2019-02-06 | 2 | 6 | 37 | 9.78 | 49.604 | 97.4057 | 67642.837 | 338214.1851
2019-02-07 | 2 | 7 | 38 | 9.48 | 49.064 | 97.0544 | 67398.9034 | 336994.5172
2019-02-08 | 2 | 8 | 39 | 9.27 | 48.686 | 96.3474 | 66907.9063 | 334539.5313
2019-02-09 | 2 | 9 | 40 | 8.7 | 47.66 | 76.5343 | 53148.8311 | 265744.1554
2019-02-10 | 2 | 10 | 41 | 9.52 | 49.136 | 75.6427 | 52529.662 | 262648.3102
2019-02-11 | 2 | 11 | 42 | 9.93 | 49.874 | 73.8531 | 51286.8954 | 256434.4769
2019-02-12 | 2 | 12 | 43 | 9.52 | 49.136 | 71.4586 | 49624.0483 | 248120.2413
2019-02-13 | 2 | 13 | 44 | 9.75 | 49.55 | 74.8907 | 52007.4455 | 260037.2275
2019-02-14 | 2 | 14 | 45 | 9.58 | 49.244 | 71.6181 | 49734.8246 | 248674.123
2019-02-15 | 2 | 15 | 46 | 9.65 | 49.37 | 91.373 | 63453.5 | 317267.4999
2019-02-16 | 2 | 16 | 47 | 8.77 | 47.786 | 77.4324 | 53772.4949 | 268862.4745
2019-02-17 | 2 | 17 | 48 | 9.35 | 48.83 | 71.5935 | 49717.6928 | 248588.4639
2019-02-18 | 2 | 18 | 49 | 9.18 | 48.524 | 69.8101 | 48479.2485 | 242396.2423
2019-02-19 | 2 | 19 | 50 | 9.52 | 49.136 | 67.8928 | 47147.759 | 235738.7949
2019-02-20 | 2 | 20 | 51 | 9.45 | 49.01 | 66.5318 | 46202.6111 | 231013.0557
2019-02-21 | 2 | 21 | 52 | 9.58 | 49.244 | 74.1444 | 51489.1702 | 257445.8511
2019-02-22 | 2 | 22 | 53 | 9.67 | 49.406 | 68.336 | 47455.5847 | 237277.9237
2019-02-23 | 2 | 23 | 54 | 9.83 | 49.694 | 67.9493 | 47187.0001 | 235935.0007
2019-02-24 | 2 | 24 | 55 | 9.92 | 49.856 | 95.4913 | 66313.37 | 331566.8499
2019-02-25 | 2 | 25 | 56 | 8.4 | 47.12 | 84.004 | 58336.0778 | 291680.389
2019-02-26 | 2 | 26 | 57 | 8.77 | 47.786 | 72.1349 | 50093.7128 | 250468.5639
2019-02-27 | 2 | 27 | 58 | 9.25 | 48.65 | 71.9591 | 49971.5948 | 249857.9742
2019-02-28 | 2 | 28 | 59 | 9.25 | 48.65 | 63.7276 | 44255.2869 | 221276.4344
2019-03-01 | 3 | 1 | 60 | 9.97 | 49.946 | 67.5676 | 46921.9349 | 234609.6743
2019-03-02 | 3 | 2 | 61 | 10.02 | 50.036 | 66.1247 | 45919.9011 | 229599.5053
2019-03-03 | 3 | 3 | 62 | 9.9 | 49.82 | 65.02 | 45152.7778 | 225763.8889
2019-03-04 | 3 | 4 | 63 | 9.82 | 49.676 | 66.1509 | 45938.1226 | 229690.613
2019-03-05 | 3 | 5 | 64 | 9.17 | 48.506 | 63.3483 | 43991.883 | 219959.415
2019-03-06 | 3 | 6 | 65 | 8.92 | 48.056 | 61.4 | 42638.8889 | 213194.4444
2019-03-07 | 3 | 7 | 66 | 9.35 | 48.83 | 60.497 | 42011.7787 | 210058.8935
2019-03-08 | 3 | 8 | 67 | 9.47 | 49.046 | 58.7362 | 40789.0193 | 203945.0967
2019-03-09 | 3 | 9 | 68 | 10.07 | 50.126 | 58.1401 | 40375.0768 | 201875.3842
2019-03-10 | 3 | 10 | 69 | 9.7 | 49.46 | 79.9326 | 55508.7267 | 277543.6337
2019-03-11 | 3 | 11 | 70 | 9.07 | 48.326 | 74.9948 | 52079.7389 | 260398.6945
2019-03-12 | 3 | 12 | 71 | 9.43 | 48.974 | 66.2409 | 46000.5943 | 230002.9714
2019-03-13 | 3 | 13 | 72 | 9.7 | 49.46 | 68.7779 | 47762.4627 | 238812.3133
2019-03-14 | 3 | 14 | 73 | 10.05 | 50.09 | 74.6685 | 51853.113 | 259265.5651
2019-03-15 | 3 | 15 | 74 | 9.98 | 49.964 | 89.8341 | 62384.8192 | 311924.0958
2019-03-16 | 3 | 16 | 75 | 9.63 | 49.334 | 77.8447 | 54058.8387 | 270294.1937
2019-03-17 | 3 | 17 | 76 | 9.35 | 48.83 | 77.2735 | 53662.1648 | 268310.8238
2019-03-18 | 3 | 18 | 77 | 9.72 | 49.496 | 73.5062 | 51045.974 | 255229.8702
2019-03-19 | 3 | 19 | 78 | 10 | 50 | 70.5789 | 49013.0969 | 245065.4845
2019-03-20 | 3 | 20 | 79 | 10.38 | 50.684 | 68.9092 | 47853.588 | 239267.9398
2019-03-21 | 3 | 21 | 80 | 10.43 | 50.774 | 72.917 | 50636.7833 | 253183.9167
2019-03-22 | 3 | 22 | 81 | 10.08 | 50.144 | 88.718 | 61609.7126 | 308048.5629
2019-03-23 | 3 | 23 | 82 | 9.67 | 49.406 | 82.596 | 57358.314 | 286791.5702
2019-03-24 | 3 | 24 | 83 | 9.92 | 49.856 | 78.5369 | 54539.4965 | 272697.4826
2019-03-25 | 3 | 25 | 84 | 10.05 | 50.09 | 74.4301 | 51687.5965 | 258437.9823
2019-03-26 | 3 | 26 | 85 | 10.05 | 50.09 | 71.7622 | 49834.8765 | 249174.3827
2019-03-27 | 3 | 27 | 86 | 10.18 | 50.324 | 68.6578 | 47679.0606 | 238395.3029
2019-03-28 | 3 | 28 | 87 | 10.6 | 51.08 | 68.4178 | 47512.3767 | 237561.8836
2019-03-29 | 3 | 29 | 88 | 11.03 | 51.854 | 67.7577 | 47053.9567 | 235269.7835
2019-03-30 | 3 | 30 | 89 | 11.07 | 51.926 | 66.8906 | 46451.7747 | 232258.8735
2019-03-31 | 3 | 31 | 90 | 10.75 | 51.35 | 71.025 | 49322.9047 | 246614.5233
2019-04-01 | 4 | 1 | 91 | 10.22 | 50.396 | 71.2075 | 49449.6528 | 247248.2639
2019-04-02 | 4 | 2 | 92 | 10.6 | 51.08 | 68.2341 | 47384.7897 | 236923.9487
2019-04-03 | 4 | 3 | 93 | 10.7 | 51.26 | 65.9949 | 45829.7781 | 229148.8904
2019-04-04 | 4 | 4 | 94 | 10.72 | 51.296 | 63.7557 | 44274.7664 | 221373.8321
2019-04-05 | 4 | 5 | 95 | 10.63 | 51.134 | 80.9711 | 56229.9393 | 281149.6967
2019-04-06 | 4 | 6 | 96 | 10.25 | 50.45 | 75.4361 | 52386.1629 | 261930.8147
2019-04-07 | 4 | 7 | 97 | 11.08 | 51.944 | 69.467 | 48240.9645 | 241204.8227
2019-04-08 | 4 | 8 | 98 | 11.62 | 52.916 | 81.9651 | 56920.1749 | 284600.8747
2019-04-09 | 4 | 9 | 99 | 11.75 | 53.15 | 73.4873 | 51032.83 | 255164.1501
2019-04-10 | 4 | 10 | 100 | 11.55 | 52.79 | 67.1508 | 46632.4971 | 233162.4856
2019-04-11 | 4 | 11 | 101 | 11.22 | 52.196 | 65.6296 | 45576.0995 | 227880.4977
2019-04-12 | 4 | 12 | 102 | 11.68 | 53.024 | 64.2478 | 44616.5123 | 223082.5617
2019-04-13 | 4 | 13 | 103 | 12.27 | 54.086 | 59.5001 | 41319.5409 | 206597.7045
2019-04-14 | 4 | 14 | 104 | 12 | 53.6 | 68.7831 | 47766.059 | 238830.2951
2019-04-15 | 4 | 15 | 105 | 11.57 | 52.826 | 86.5636 | 60113.6055 | 300568.0274
2019-04-16 | 4 | 16 | 106 | 11.4 | 52.52 | 73.8658 | 51295.7176 | 256478.588
2019-04-17 | 4 | 17 | 107 | 11.65 | 52.97 | 67.3739 | 46787.4228 | 233937.1142
2019-04-18 | 4 | 18 | 108 | 12.4 | 54.32 | 66.3242 | 46058.4973 | 230292.4865
2019-04-19 | 4 | 19 | 109 | 12.78 | 55.004 | 70.2925 | 48814.2252 | 244071.1262
2019-04-20 | 4 | 20 | 110 | 12.67 | 54.806 | 94.0758 | 65330.4398 | 326652.1991
2019-04-21 | 4 | 21 | 111 | 12.43 | 54.374 | 79.0606 | 54903.1636 | 274515.8179
2019-04-22 | 4 | 22 | 112 | 12.37 | 54.266 | 73.7512 | 51216.1458 | 256080.7292
2019-04-23 | 4 | 23 | 113 | 12.52 | 54.536 | 71.9553 | 49968.9531 | 249844.7656
2019-04-24 | 4 | 24 | 114 | 12.48 | 54.464 | 68.319 | 47443.7693 | 237218.8465
2019-04-25 | 4 | 25 | 115 | 12.57 | 54.626 | 66.5012 | 46181.3765 | 230906.8826
2019-04-26 | 4 | 26 | 116 | 12.83 | 55.094 | 79.5399 | 55236.0147 | 276180.0733
2019-04-27 | 4 | 27 | 117 | 12.32 | 54.176 | 81.023 | 56265.9626 | 281329.8129
2019-04-28 | 4 | 28 | 118 | 12.23 | 54.014 | 73.1499 | 50798.5629 | 253992.8144
2019-04-29 | 4 | 29 | 119 | 12.22 | 53.996 | 69.391 | 48188.1752 | 240940.8758
2019-04-30 | 4 | 30 | 120 | 12.62 | 54.716 | 68.4661 | 47545.8975 | 237729.4873
2019-05-01 | 5 | 1 | 121 | 12.8 | 55.04 | 72.5606 | 50389.3199 | 251946.5996
2019-05-02 | 5 | 2 | 122 | 13.1 | 55.58 | 74.3932 | 51661.9167 | 258309.5835
2019-05-03 | 5 | 3 | 123 | 13 | 55.4 | 79.4852 | 55198.0364 | 275990.182
2019-05-04 | 5 | 4 | 124 | 13 | 55.4 | 70.0347 | 48635.2011 | 243176.0057
2019-05-05 | 5 | 5 | 125 | 13.03 | 55.454 | 69.7742 | 48454.2872 | 242271.436
2019-05-06 | 5 | 6 | 126 | 13.37 | 56.066 | 79.2444 | 55030.8163 | 275154.0814
2019-05-07 | 5 | 7 | 127 | 13.37 | 56.066 | 78.5989 | 54582.5665 | 272912.8326
2019-05-08 | 5 | 8 | 128 | 13.28 | 55.904 | 70.9056 | 49239.9851 | 246199.9254
2019-05-09 | 5 | 9 | 129 | 13.28 | 55.904 | 67.4488 | 46839.4681 | 234197.3403
2019-05-10 | 5 | 10 | 130 | 13.85 | 56.93 | 95.487 | 66310.3823 | 331551.9116
2019-05-11 | 5 | 11 | 131 | 13.33 | 55.994 | 80.2741 | 55745.883 | 278729.415
2019-05-12 | 5 | 12 | 132 | 13.18 | 55.724 | 85.8786 | 59637.9037 | 298189.5183
2019-05-13 | 5 | 13 | 133 | 13 | 55.4 | 91.4152 | 63482.7929 | 317413.9647
2019-05-14 | 5 | 14 | 134 | 12.25 | 54.05 | 105.1569 | 73025.5908 | 365127.9539
2019-05-15 | 5 | 15 | 135 | 12.72 | 54.896 | 107.3809 | 74570.0762 | 372850.381
2019-05-16 | 5 | 16 | 136 | 13.23 | 55.814 | 101.0864 | 70198.922 | 350994.6099
2019-05-17 | 5 | 17 | 137 | 13.48 | 56.264 | 96.3506 | 66910.1474 | 334550.737
2019-05-18 | 5 | 18 | 138 | 13.35 | 56.03 | 82.7437 | 57460.9169 | 287304.5844
2019-05-19 | 5 | 19 | 139 | 14.08 | 57.344 | 87.1691 | 60534.0779 | 302670.3895
2019-05-20 | 5 | 20 | 140 | 15.15 | 59.27 | 102.2422 | 71001.559 | 355007.7948
2019-05-21 | 5 | 21 | 141 | 14 | 57.2 | 92.1436 | 63988.6188 | 319943.0941
2019-05-22 | 5 | 22 | 142 | 14.05 | 57.29 | 78.9694 | 54839.8438 | 274199.2188
2019-05-23 | 5 | 23 | 143 | 14.35 | 57.83 | 75.9251 | 52725.7909 | 263628.9545
2019-05-24 | 5 | 24 | 144 | 14.5 | 58.1 | 71.9546 | 49968.4606 | 249842.3032
2019-05-25 | 5 | 25 | 145 | 14.5 | 58.1 | 74.1431 | 51488.2813 | 257441.4062
2019-05-26 | 5 | 26 | 146 | 15.52 | 59.936 | 81.7574 | 56775.9934 | 283879.9672
2019-05-27 | 5 | 27 | 147 | 15 | 59 | 68.0944 | 47287.7604 | 236438.8021
2019-05-28 | 5 | 28 | 148 | 14.9 | 58.82 | 75.503 | 52432.6292 | 262163.1462
2019-05-29 | 5 | 29 | 149 | 14.25 | 57.65 | 68.3319 | 47452.7299 | 237263.6494
2019-05-30 | 5 | 30 | 150 | 15.08 | 59.144 | 66.6738 | 46301.2784 | 231506.3918
2019-05-31 | 5 | 31 | 151 | 14.92 | 58.856 | 64.3761 | 44705.6421 | 223528.2103
2019-06-01 | 6 | 1 | 152 | 14.87 | 58.766 | 66.6743 | 46301.6148 | 231508.0738
2019-06-02 | 6 | 2 | 153 | 15.57 | 60.026 | 81.6098 | 56673.4429 | 283367.2145
2019-06-03 | 6 | 3 | 154 | 15.18 | 59.324 | 77.235 | 53635.4287 | 268177.1434
2019-06-04 | 6 | 4 | 155 | 15.17 | 59.306 | 66.2014 | 45973.1867 | 229865.9336
2019-06-05 | 6 | 5 | 156 | 15.28 | 59.504 | 73.1242 | 50780.6977 | 253903.4886
2019-06-06 | 6 | 6 | 157 | 16.17 | 61.106 | 97.1842 | 67489.0046 | 337445.0231
2019-06-07 | 6 | 7 | 158 | 16.08 | 60.944 | 77.594 | 53884.7415 | 269423.7076
2019-06-08 | 6 | 8 | 159 | 16 | 60.8 | 65.2307 | 45299.1157 | 226495.5786
2019-06-09 | 6 | 9 | 160 | 15.97 | 60.746 | 63.3251 | 43975.7909 | 219878.9545
2019-06-10 | 6 | 10 | 161 | 16.03 | 60.854 | 80.434 | 55856.93 | 279284.6501
2019-06-11 | 6 | 11 | 162 | 16.97 | 62.546 | 79.8771 | 55470.2408 | 277351.2042
2019-06-12 | 6 | 12 | 163 | 16.3 | 61.34 | 67.5353 | 46899.5467 | 234497.7334
2019-06-13 | 6 | 13 | 164 | 16 | 60.8 | 71.8179 | 49873.5532 | 249367.7662
2019-06-14 | 6 | 14 | 165 | 16.05 | 60.89 | 68.911 | 47854.8418 | 239274.2091
2019-06-15 | 6 | 15 | 166 | 16.28 | 61.304 | 63.021 | 43764.5516 | 218822.7582
2019-06-16 | 6 | 16 | 167 | 16.28 | 61.304 | 89.8961 | 62427.8219 | 312139.1095
2019-06-17 | 6 | 17 | 168 | 16.47 | 61.646 | 74.2648 | 51572.749 | 257863.7452
2019-06-18 | 6 | 18 | 169 | 16.8 | 62.24 | 65.9831 | 45821.5664 | 229107.8318
2019-06-19 | 6 | 19 | 170 | 16.9833 | 62.57 | 65.8667 | 45740.7407 | 228703.7037
2019-06-20 | 6 | 20 | 171 | 17.8 | 64.04 | 93.2145 | 64732.3013 | 323661.5066
2019-06-21 | 6 | 21 | 172 | 17.5667 | 63.62 | 92.606 | 64309.7029 | 321548.5147
2019-06-22 | 6 | 22 | 173 | 17.05 | 62.69 | 79.2235 | 55016.3484 | 275081.7419
2019-06-23 | 6 | 23 | 174 | 17 | 62.6 | 68.2683 | 47408.5166 | 237042.5829
2019-06-24 | 6 | 24 | 175 | 16.9667 | 62.54 | 66.3678 | 46088.7828 | 230443.914
2019-06-25 | 6 | 25 | 176 | 17.65 | 63.77 | 67.8618 | 47126.2539 | 235631.2693
2019-06-26 | 6 | 26 | 177 | 17.7333 | 63.92 | 64.438 | 44748.6015 | 223743.0073
2019-06-27 | 6 | 27 | 178 | 17.9 | 64.22 | 62.0425 | 43085.0694 | 215425.3472
2019-06-28 | 6 | 28 | 179 | 18.0833 | 64.55 | 60.3707 | 41924.0934 | 209620.4668
2019-06-29 | 6 | 29 | 180 | 18.35 | 65.03 | 58.1334 | 40370.4186 | 201852.093
2019-06-30 | 6 | 30 | 181 | 18.1667 | 64.7 | 59.1639 | 41086.034 | 205430.1698
2019-07-01 | 7 | 1 | 182 | 18 | 64.4 | 57.4044 | 39864.1493 | 199320.7465
2019-07-02 | 7 | 2 | 183 | 18.5333 | 65.36 | 57.1383 | 39679.3499 | 198396.7496
2019-07-03 | 7 | 3 | 184 | 18.7 | 65.66 | 55.9881 | 38880.5941 | 194402.9707
2019-07-04 | 7 | 4 | 185 | 19.1833 | 66.53 | 53.4487 | 37117.1875 | 185585.9375
2019-07-05 | 7 | 5 | 186 | 19.0833 | 66.35 | 52.2764 | 36303.0418 | 181515.2089
2019-07-06 | 7 | 6 | 187 | 19.2167 | 66.59 | 56.0423 | 38918.2581 | 194591.2905
2019-07-07 | 7 | 7 | 188 | 19.5667 | 67.22 | 53.077 | 36859.0374 | 184295.1871
2019-07-08 | 7 | 8 | 189 | 19.1167 | 66.41 | 52.72 | 36611.1111 | 183055.5556
2019-07-09 | 7 | 9 | 190 | 19.35 | 66.83 | 52.1332 | 36203.6073 | 181018.0363
2019-07-10 | 7 | 10 | 191 | 19.6833 | 67.43 | 51.8367 | 35997.7334 | 179988.6671
2019-07-11 | 7 | 11 | 192 | 20.0167 | 68.03 | 51.7322 | 35925.1543 | 179625.7716
2019-07-12 | 7 | 12 | 193 | 20.2167 | 68.39 | 51.8474 | 36005.1601 | 180025.8005
2019-07-13 | 7 | 13 | 194 | 20.1167 | 68.21 | 49.8743 | 34634.9344 | 173174.6721
2019-07-14 | 7 | 14 | 195 | 20.1167 | 68.21 | 49.4047 | 34308.7867 | 171543.9333
2019-07-15 | 7 | 15 | 196 | 20.1167 | 68.21 | 49.6295 | 34464.9087 | 172324.5437
2019-07-16 | 7 | 16 | 197 | 20.4167 | 68.75 | 53.6316 | 37244.1647 | 186220.8237
2019-07-17 | 7 | 17 | 198 | 21.6333 | 70.94 | 79.4136 | 55148.341 | 275741.7052
2019-07-18 | 7 | 18 | 199 | 21.62 | 70.916 | 69.2601 | 48097.3183 | 240486.5917
2019-07-19 | 7 | 19 | 200 | 21.45 | 70.61 | 63.1089 | 43825.6526 | 219128.2629
2019-07-20 | 7 | 20 | 201 | 21.57 | 70.826 | 53.9585 | 37471.1767 | 187355.8836
2019-07-21 | 7 | 21 | 202 | 21.1 | 69.98 | 51.4888 | 35756.1142 | 178780.5709
2019-07-22 | 7 | 22 | 203 | 21 | 69.8 | 70.9644 | 49280.8088 | 246404.0439
2019-07-23 | 7 | 23 | 204 | 21.07 | 69.926 | 60.8648 | 42267.2245 | 211336.1226
2019-07-24 | 7 | 24 | 205 | 20.88 | 69.584 | 53.347 | 37046.5517 | 185232.7586
2019-07-25 | 7 | 25 | 206 | 20.97 | 69.746 | 52.0536 | 36148.3049 | 180741.5246
2019-07-26 | 7 | 26 | 207 | 21.05 | 69.89 | 51.1679 | 35533.2755 | 177666.3773
2019-07-27 | 7 | 27 | 208 | 20.68 | 69.224 | 48.7849 | 33878.424 | 169392.12
2019-07-28 | 7 | 28 | 209 | 21.22 | 70.196 | 48.6322 | 33772.3765 | 168861.8827
2019-07-29 | 7 | 29 | 210 | 21.23 | 70.214 | 50.5818 | 35126.2539 | 175631.2693
2019-07-30 | 7 | 30 | 211 | 21.9 | 71.42 | 65.1532 | 45245.2739 | 226226.3696
2019-07-31 | 7 | 31 | 212 | 22.2 | 71.96 | 56.1142 | 38968.2195 | 194841.0976
2019-08-01 | 8 | 1 | 213 | 21.65 | 70.97 | 49.3589 | 34277.0062 | 171385.0309
2019-08-02 | 8 | 2 | 214 | 21.45 | 70.61 | 48.4683 | 33658.5166 | 168292.5829
2019-08-03 | 8 | 3 | 215 | 21.75 | 71.15 | 46.5181 | 32304.2052 | 161521.0262
2019-08-04 | 8 | 4 | 216 | 21.63 | 70.934 | 46.4786 | 32276.8133 | 161384.0664
2019-08-05 | 8 | 5 | 217 | 21.45 | 70.61 | 47.4766 | 32969.8592 | 164849.2959
2019-08-06 | 8 | 6 | 218 | 21.72 | 71.096 | 55.0979 | 38262.4421 | 191312.2106
2019-08-07 | 8 | 7 | 219 | 22.1 | 71.78 | 53.1756 | 36927.5174 | 184637.5868
2019-08-08 | 8 | 8 | 220 | 22.08 | 71.744 | 59.4153 | 41260.6096 | 206303.0478
2019-08-09 | 8 | 9 | 221 | 21.9 | 71.42 | 60.1597 | 41777.5849 | 208887.9244
2019-08-10 | 8 | 10 | 222 | 21.38 | 70.484 | 56.4184 | 39179.4528 | 195897.2641
2019-08-11 | 8 | 11 | 223 | 21.47 | 70.646 | 49.979 | 34707.6729 | 173538.3643
2019-08-12 | 8 | 12 | 224 | 21.57 | 70.826 | 55.9608 | 38861.6755 | 194308.3773
2019-08-13 | 8 | 13 | 225 | 22 | 71.6 | 50.5484 | 35103.0898 | 175515.4491
2019-08-14 | 8 | 14 | 226 | 22.02 | 71.636 | 50.3877 | 34991.4676 | 174957.3379
2019-08-15 | 8 | 15 | 227 | 21.97 | 71.546 | 48.2755 | 33524.6754 | 167623.3772
2019-08-16 | 8 | 16 | 228 | 22.03 | 71.654 | 61.815 | 42927.1001 | 214635.5004
2019-08-17 | 8 | 17 | 229 | 22.37 | 72.266 | 82.8484 | 57533.6083 | 287668.0413
2019-08-18 | 8 | 18 | 230 | 21.98 | 71.564 | 75.9078 | 52713.7743 | 263568.8717
2019-08-19 | 8 | 19 | 231 | 22.23 | 72.014 | 79.5999 | 55277.73 | 276388.6498
2019-08-20 | 8 | 20 | 232 | 22.25 | 72.05 | 63.3248 | 43975.5498 | 219877.7488
2019-08-21 | 8 | 21 | 233 | 22.58 | 72.644 | 68.4244 | 47516.9753 | 237584.8765
2019-08-22 | 8 | 22 | 234 | 22.25 | 72.05 | 64.3443 | 44683.5394 | 223417.6969
2019-08-23 | 8 | 23 | 235 | 21.83 | 71.294 | 55.6024 | 38612.7634 | 193063.817
2019-08-24 | 8 | 24 | 236 | 21.88 | 71.384 | 49.8762 | 34636.2365 | 173181.1825
2019-08-25 | 8 | 25 | 237 | 21.42 | 70.556 | 51.0226 | 35432.3399 | 177161.6995
2019-08-26 | 8 | 26 | 238 | 21.62 | 70.916 | 50.2384 | 34887.7982 | 174438.9912
2019-08-27 | 8 | 27 | 239 | 21.4 | 70.52 | 49.9415 | 34681.6165 | 173408.0826
2019-08-28 | 8 | 28 | 240 | 21.68 | 71.024 | 67.9336 | 47176.1188 | 235880.5941
2019-08-29 | 8 | 29 | 241 | 21.88 | 71.384 | 66.584 | 46238.9082 | 231194.5409
2019-08-30 | 8 | 30 | 242 | 21.73 | 71.114 | 52.5701 | 36506.9927 | 182534.9633
2019-08-31 | 8 | 31 | 243 | 21.53 | 70.754 | 50.9612 | 35389.7087 | 176948.5436
2019-09-01 | 9 | 1 | 244 | 21.08 | 69.944 | 53.5751 | 37204.9093 | 186024.5467
2019-09-02 | 9 | 2 | 245 | 20.98 | 69.764 | 83.6038 | 58058.2079 | 290291.0397
2019-09-03 | 9 | 3 | 246 | 21.18 | 70.124 | 68.197 | 47359.0374 | 236795.1871
2019-09-04 | 9 | 4 | 247 | 21.53 | 70.754 | 64.4184 | 44735.0019 | 223675.0096
2019-09-05 | 9 | 5 | 248 | 21.3 | 70.34 | 56.4762 | 39219.6181 | 196098.0903
2019-09-06 | 9 | 6 | 249 | 21.28 | 70.304 | 51.9963 | 36108.5552 | 180542.7758
2019-09-07 | 9 | 7 | 250 | 21.17 | 70.106 | 50.8585 | 35318.3835 | 176591.9174
2019-09-08 | 9 | 8 | 251 | 20.97 | 69.746 | 51.0335 | 35439.9113 | 177199.5563
2019-09-09 | 9 | 9 | 252 | 20.97 | 69.746 | 51.0202 | 35430.7002 | 177153.5011
2019-09-10 | 9 | 10 | 253 | 21.2 | 70.16 | 48.6858 | 33809.5583 | 169047.7913
2019-09-11 | 9 | 11 | 254 | 21.63 | 70.934 | 55.7901 | 38743.152 | 193715.76
2019-09-12 | 9 | 12 | 255 | 21.5 | 70.7 | 50.4056 | 35003.858 | 175019.2901
2019-09-13 | 9 | 13 | 256 | 21.05 | 69.89 | 49.306 | 34240.3096 | 171201.5482
2019-09-14 | 9 | 14 | 257 | 21.07 | 69.926 | 48.6967 | 33817.1296 | 169085.6482
2019-09-15 | 9 | 15 | 258 | 21.03 | 69.854 | 50.2978 | 34929.0606 | 174645.3028
2019-09-16 | 9 | 16 | 259 | 21.13 | 70.034 | 47.7787 | 33179.667 | 165898.3349
2019-09-17 | 9 | 17 | 260 | 21 | 69.8 | 47.1564 | 32747.5133 | 163737.5665
2019-09-18 | 9 | 18 | 261 | 20.97 | 69.746 | 48.6511 | 33785.4949 | 168927.4745
2019-09-19 | 9 | 19 | 262 | 21.13 | 70.034 | 48.2326 | 33494.8881 | 167474.4406
2019-09-20 | 9 | 20 | 263 | 21.08 | 69.944 | 48.1525 | 33439.2108 | 167196.0541
2019-09-21 | 9 | 21 | 264 | 21.37 | 70.466 | 47.4665 | 32962.8508 | 164814.2541
2019-09-22 | 9 | 22 | 265 | 21.3 | 70.34 | 47.769 | 33172.8994 | 165864.4968
2019-09-23 | 9 | 23 | 266 | 21.93 | 71.474 | 58.8458 | 40865.148 | 204325.7401
2019-09-24 | 9 | 24 | 267 | 21.27 | 70.286 | 61.93 | 43006.9444 | 215034.7222
2019-09-25 | 9 | 25 | 268 | 21.25 | 70.25 | 53.5924 | 37216.9174 | 186084.5872
2019-09-26 | 9 | 26 | 269 | 21.12 | 70.016 | 53.2893 | 37006.4398 | 185032.1992
2019-09-27 | 9 | 27 | 270 | 20.7 | 69.26 | 49.4469 | 34338.1106 | 171690.5532
2019-09-28 | 9 | 28 | 271 | 21.03 | 69.854 | 56.2829 | 39085.3448 | 195426.7241
2019-09-29 | 9 | 29 | 272 | 21.18 | 70.124 | 54.6215 | 37931.6128 | 189658.0642
2019-09-30 | 9 | 30 | 273 | 20.45 | 68.81 | 51.4505 | 35729.4799 | 178647.3996
2019-10-01 | 10 | 1 | 274 | 21.18 | 70.124 | 51.0271 | 35435.4705 | 177177.3526
2019-10-02 | 10 | 2 | 275 | 21.35 | 70.43 | 64.3556 | 44691.4113 | 223457.0567
2019-10-03 | 10 | 3 | 276 | 20.35 | 68.63 | 59.9202 | 41611.2845 | 208056.4224
2019-10-04 | 10 | 4 | 277 | 19.95 | 67.91 | 53.8121 | 37369.5085 | 186847.5426
2019-10-05 | 10 | 5 | 278 | 19.72 | 67.496 | 49.1324 | 34119.6881 | 170598.4407
2019-10-06 | 10 | 6 | 279 | 19.72 | 67.496 | 49.2482 | 34200.1136 | 171000.5679
2019-10-07 | 10 | 7 | 280 | 19.25 | 66.65 | 91.1111 | 63271.6156 | 316358.078
2019-10-08 | 10 | 8 | 281 | 19.47 | 67.046 | 68.3791 | 47485.4685 | 237427.3423
2019-10-09 | 10 | 9 | 282 | 19.07 | 66.326 | 60.3567 | 41914.395 | 209571.9749
2019-10-10 | 10 | 10 | 283 | 19.35 | 66.83 | 52.8848 | 36725.5674 | 183627.8372
2019-10-11 | 10 | 11 | 284 | 19.42 | 66.956 | 52.4755 | 36441.3197 | 182206.5984
2019-10-12 | 10 | 12 | 285 | 19.22 | 66.596 | 50.9072 | 35352.251 | 176761.2548
2019-10-13 | 10 | 13 | 286 | 19.07 | 66.326 | 49.5006 | 34375.431 | 171877.1552
2019-10-14 | 10 | 14 | 287 | 19.02 | 66.236 | 50.3843 | 34989.0805 | 174945.4023
2019-10-15 | 10 | 15 | 288 | 18.92 | 66.056 | 49.0347 | 34051.8844 | 170259.4222
2019-10-16 | 10 | 16 | 289 | 19.1 | 66.38 | 64.4999 | 44791.5709 | 223957.8547
2019-10-17 | 10 | 17 | 290 | 17.08 | 62.744 | 95.3539 | 66218.0077 | 331090.0383
2019-10-18 | 10 | 18 | 291 | 17.63 | 63.734 | 80.8847 | 56169.9013 | 280849.5066
2019-10-19 | 10 | 19 | 292 | 17.73 | 63.914 | 62.5053 | 43406.463 | 217032.3149
2019-10-20 | 10 | 20 | 293 | 18.03 | 64.454 | 58.3568 | 40525.5605 | 202627.8027
2019-10-21 | 10 | 21 | 294 | 18.08 | 64.544 | 62.2367 | 43219.9138 | 216099.5688
2019-10-22 | 10 | 22 | 295 | 17.97 | 64.346 | 71.8704 | 49909.9973 | 249549.9865
2019-10-23 | 10 | 23 | 296 | 17.9 | 64.22 | 67.796 | 47080.5845 | 235402.9225
2019-10-24 | 10 | 24 | 297 | 17.83 | 64.094 | 56.9122 | 39522.3283 | 197611.6416
2019-10-25 | 10 | 25 | 298 | 18 | 64.4 | 54.0061 | 37504.2497 | 187521.2486
2019-10-26 | 10 | 26 | 299 | 18 | 64.4 | 52.9887 | 36797.6894 | 183988.4468
2019-10-27 | 10 | 27 | 300 | 17.25 | 63.05 | 89.2103 | 61951.5868 | 309757.9338
2019-10-28 | 10 | 28 | 301 | 17.63 | 63.734 | 69.3503 | 48159.9151 | 240799.5756
2019-10-29 | 10 | 29 | 302 | 17.73 | 63.914 | 59.3071 | 41185.478 | 205927.3898
2019-10-30 | 10 | 30 | 303 | 18.08 | 64.544 | 56.1234 | 38974.5791 | 194872.8953
2019-10-31 | 10 | 31 | 304 | 18 | 64.4 | 89.9933 | 62495.3189 | 312476.5945
2019-11-01 | 11 | 1 | 305 | 17.02 | 62.636 | 103.7646 | 72058.7384 | 360293.6921
2019-11-02 | 11 | 2 | 306 | 16.97 | 62.546 | 88.1303 | 61201.6284 | 306008.1418
2019-11-03 | 11 | 3 | 307 | 16.87 | 62.366 | 74.5789 | 51790.921 | 258954.6048
2019-11-04 | 11 | 4 | 308 | 16.38 | 61.484 | 69.3363 | 48150.1869 | 240750.9343
2019-11-05 | 11 | 5 | 309 | 16.75 | 62.15 | 72.7982 | 50554.3112 | 252771.556
2019-11-06 | 11 | 6 | 310 | 16.43 | 61.574 | 65.9693 | 45812.0029 | 229060.0147
2019-11-07 | 11 | 7 | 311 | 16.58 | 61.844 | 66.4173 | 46123.1026 | 230615.5128
2019-11-08 | 11 | 8 | 312 | 15.78 | 60.404 | 62.7757 | 43594.2659 | 217971.3296
2019-11-09 | 11 | 9 | 313 | 15.58 | 60.044 | 60.5255 | 42031.5989 | 210157.9945
2019-11-10 | 11 | 10 | 314 | 15.82 | 60.476 | 59.4289 | 41270.0884 | 206350.4421
2019-11-11 | 11 | 11 | 315 | 15.82 | 60.476 | 62.2421 | 43223.6994 | 216118.4968
2019-11-12 | 11 | 12 | 316 | 15.03 | 59.054 | 60.6938 | 42148.4435 | 210742.2173
2019-11-13 | 11 | 13 | 317 | 14.92 | 58.856 | 58.2454 | 40448.1761 | 202240.8804
2019-11-14 | 11 | 14 | 318 | 15 | 59 | 58.4302 | 40576.5262 | 202882.6308
2019-11-15 | 11 | 15 | 319 | 15.2 | 59.36 | 59.5657 | 41365.0519 | 206825.2595
2019-11-16 | 11 | 16 | 320 | 15.1 | 59.18 | 57.3625 | 39835.0574 | 199175.287
2019-11-17 | 11 | 17 | 321 | 15 | 59 | 57.3611 | 39834.1209 | 199170.6047
2019-11-18 | 11 | 18 | 322 | 15 | 59 | 58.2323 | 40439.1269 | 202195.6346
2019-11-19 | 11 | 19 | 323 | 15 | 59 | 56.2442 | 39058.4973 | 195292.4865
2019-11-20 | 11 | 20 | 324 | 14.8 | 58.64 | 56.542 | 39265.2951 | 196326.4756
2019-11-21 | 11 | 21 | 325 | 14.7 | 58.46 | 55.0848 | 38253.3099 | 191266.5494
2019-11-22 | 11 | 22 | 326 | 15.1 | 59.18 | 56.0109 | 38896.4874 | 194482.4369
2019-11-23 | 11 | 23 | 327 | 14.5 | 58.1 | 53.5402 | 37180.6997 | 185903.4987
2019-11-24 | 11 | 24 | 328 | 14.6 | 58.28 | 53.2925 | 37008.695 | 185043.4749
2019-11-25 | 11 | 25 | 329 | 14.7 | 58.46 | 52.9224 | 36751.6762 | 183758.3812
2019-11-26 | 11 | 26 | 330 | 14.9 | 58.82 | 52.5834 | 36516.2438 | 182581.2188
2019-11-27 | 11 | 27 | 331 | 15.2 | 59.36 | 58.819 | 40846.5494 | 204232.747
2019-11-28 | 11 | 28 | 332 | 14 | 57.2 | 59.9237 | 41613.6582 | 208068.291
2019-11-29 | 11 | 29 | 333 | 13.8 | 56.84 | 52.8894 | 36728.7633 | 183643.8163
2019-11-30 | 11 | 30 | 334 | 13.7 | 56.66 | 52.441 | 36417.3875 | 182086.9377
2019-12-01 | 12 | 1 | 335 | 13.4 | 56.12 | 52.0592 | 36152.2011 | 180761.0054
2019-12-02 | 12 | 2 | 336 | 13.3 | 55.94 | 54.7722 | 38036.2761 | 190181.3804
2019-12-03 | 12 | 3 | 337 | 13.3 | 55.94 | 54.7572 | 38025.828 | 190129.1398
2019-12-04 | 12 | 4 | 338 | 13.9 | 57.02 | 57.5372 | 39956.4176 | 199782.0881
2019-12-05 | 12 | 5 | 339 | 13.6 | 56.48 | 60.205 | 41809.0038 | 209045.0192
2019-12-06 | 12 | 6 | 340 | 13.3 | 55.94 | 59.5354 | 41344.0613 | 206720.3065
2019-12-07 | 12 | 7 | 341 | 13.2 | 55.76 | 58.1443 | 40378.0172 | 201890.0862
2019-12-08 | 12 | 8 | 342 | 13.2 | 55.76 | 57.0981 | 39651.4359 | 198257.1793
2019-12-09 | 12 | 9 | 343 | 13.3 | 55.94 | 81.2764 | 56441.9653 | 282209.8266
2019-12-10 | 12 | 10 | 344 | 12 | 53.6 | 99.9495 | 69409.387 | 347046.9349
2019-12-11 | 12 | 11 | 345 | 12.4 | 54.32 | 79.9114 | 55494.0134 | 277470.067
2019-12-12 | 12 | 12 | 346 | 12.5 | 54.5 | 69.0897 | 47978.9255 | 239894.6277
2019-12-13 | 12 | 13 | 347 | 13 | 55.4 | 64.5866 | 44851.8036 | 224259.0181
2019-12-14 | 12 | 14 | 348 | 13.1 | 55.58 | 85.2272 | 59185.571 | 295927.8549
2019-12-15 | 12 | 15 | 349 | 11.2 | 52.16 | 97.4531 | 67675.733 | 338378.6651
2019-12-16 | 12 | 16 | 350 | 12.1 | 53.78 | 82.7938 | 57495.7079 | 287478.5397
2019-12-17 | 12 | 17 | 351 | 12.4 | 54.32 | 74.6017 | 51806.7612 | 259033.8059
2019-12-18 | 12 | 18 | 352 | 12.2 | 53.96 | 69.4552 | 48232.7818 | 241163.9091
2019-12-19 | 12 | 19 | 353 | 11.8 | 53.24 | 64.9083 | 45075.1833 | 225375.9163
2019-12-20 | 12 | 20 | 354 | 12 | 53.6 | 62.9619 | 43723.5725 | 218617.8627
2019-12-21 | 12 | 21 | 355 | 12.1 | 53.78 | 61.1375 | 42456.5972 | 212282.9861
2019-12-22 | 12 | 22 | 356 | 12.3 | 54.14 | 61.8735 | 42967.689 | 214838.4452
2019-12-23 | 12 | 23 | 357 | 12.6 | 54.68 | 66.1743 | 45954.3789 | 229771.8943
2019-12-24 | 12 | 24 | 358 | 12.3 | 54.14 | 64.6356 | 44885.8025 | 224429.0123
2019-12-25 | 12 | 25 | 359 | 12.8 | 55.04 | 59.5718 | 41369.3094 | 206846.5471
2019-12-26 | 12 | 26 | 360 | 12.9 | 55.22 | 60.4894 | 42006.5104 | 210032.5521
2019-12-27 | 12 | 27 | 361 | 12.8 | 55.04 | 64.2888 | 44644.9653 | 223224.8264
2019-12-28 | 12 | 28 | 362 | 12.7 | 54.86 | 61.4183 | 42651.6204 | 213258.1019
2019-12-29 | 12 | 29 | 363 | 12.3 | 54.14 | 68.8991 | 47846.5953 | 239232.9765
2019-12-30 | 12 | 30 | 364 | 11.12 | 52.016 | 99.5876 | 69158.0826 | 345790.4128
2019-12-31 | 12 | 31 | 365 | 11.25 | 52.25 | 95.1101 | 66048.6593 | 330243.2967
2020-01-01 | 1 | 1 | 1 | 11.32 | 52.376 | 76.9549 | 53440.924 | 267204.62
2020-01-02 | 1 | 2 | 2 | 11.8 | 53.24 | 77.9671 | 54143.8079 | 270719.0394
2020-01-03 | 1 | 3 | 3 | 11.83 | 53.294 | 70.7004 | 49097.5116 | 245487.5579
2020-01-04 | 1 | 4 | 4 | 10.92 | 51.656 | 89.935 | 62454.8611 | 312274.3056
2020-01-05 | 1 | 5 | 5 | 10.57 | 51.026 | 78.43 | 54465.2778 | 272326.3889
2020-01-06 | 1 | 6 | 6 | 10.95 | 51.71 | 74.8428 | 51974.1995 | 259870.9973
2020-01-07 | 1 | 7 | 7 | 11.08 | 51.944 | 70.4708 | 48938.0305 | 244690.1524
2020-01-08 | 1 | 8 | 8 | 10.97 | 51.746 | 68.4679 | 47547.1644 | 237735.8218
2020-01-09 | 1 | 9 | 9 | 10.47 | 50.846 | 65.6999 | 45624.9035 | 228124.5177
2020-01-10 | 1 | 10 | 10 | 10.88 | 51.584 | 75.073 | 52134.0181 | 260670.0907
2020-01-11 | 1 | 11 | 11 | 11.07 | 51.926 | 77.883 | 54085.407 | 270427.0351
2020-01-12 | 1 | 12 | 12 | 11.42 | 52.556 | 75.0978 | 52151.2828 | 260756.414
2020-01-13 | 1 | 13 | 13 | 10.98 | 51.764 | 68.694 | 47704.1377 | 238520.6887
2020-01-14 | 1 | 14 | 14 | 11.53 | 52.754 | 66.732 | 46341.6763 | 231708.3816
2020-01-15 | 1 | 15 | 15 | 11.33 | 52.394 | 64.0303 | 44465.5189 | 222327.5945
2020-01-16 | 1 | 16 | 16 | 10.72 | 51.296 | 74.7091 | 51881.3175 | 259406.5876
2020-01-17 | 1 | 17 | 17 | 10.48 | 50.864 | 65.3764 | 45400.2701 | 227001.3503
2020-01-18 | 1 | 18 | 18 | 10.12 | 50.216 | 64.5944 | 44857.2531 | 224286.2654
2020-01-19 | 1 | 19 | 19 | 10.52 | 50.936 | 64.937 | 45095.1485 | 225475.7427
2020-01-20 | 1 | 20 | 20 | 10.27 | 50.486 | 63.9057 | 44378.9545 | 221894.7724
2020-01-21 | 1 | 21 | 21 | 10.35 | 50.63 | 62.186 | 43184.7029 | 215923.5147
2020-01-22 | 1 | 22 | 22 | 10.45 | 50.81 | 62.4172 | 43345.245 | 216726.2249
2020-01-23 | 1 | 23 | 23 | 10.7 | 51.26 | 60.6334 | 42106.5297 | 210532.6485
2020-01-24 | 1 | 24 | 24 | 11.33 | 52.394 | 62.7917 | 43605.3241 | 218026.6204
2020-01-25 | 1 | 25 | 25 | 10.38 | 50.684 | 87.2895 | 60617.718 | 303088.5899
2020-01-26 | 1 | 26 | 26 | 9.22 | 48.596 | 93.0044 | 64586.4198 | 322932.0988
2020-01-27 | 1 | 27 | 27 | 10.2 | 50.36 | 90.7333 | 63009.2593 | 315046.2963
2020-01-28 | 1 | 28 | 28 | 10.33 | 50.594 | 81.9511 | 56910.4938 | 284552.4691
2020-01-29 | 1 | 29 | 29 | 10.03 | 50.054 | 74.7506 | 51910.1563 | 259550.7812
2020-01-30 | 1 | 30 | 30 | 10 | 50 | 70.1871 | 48741.0301 | 243705.1505
2020-01-31 | 1 | 31 | 31 | 10.08 | 50.144 | 67.831 | 47104.89 | 235524.4502
2020-02-01 | 2 | 1 | 32 | 10.12 | 50.216 | 65.2638 | 45322.0968 | 226610.4842
2020-02-02 | 2 | 2 | 33 | 10.38 | 50.684 | 66.6214 | 46264.8534 | 231324.267
2020-02-03 | 2 | 3 | 34 | 10.47 | 50.846 | 66.6393 | 46277.2955 | 231386.4776
2020-02-04 | 2 | 4 | 35 | 10.72 | 51.296 | 65.3013 | 45348.1385 | 226740.6925
2020-02-05 | 2 | 5 | 36 | 10.57 | 51.026 | 63.6842 | 44225.1157 | 221125.5787
2020-02-06 | 2 | 6 | 37 | 10.33 | 50.594 | 67.2885 | 46728.1057 | 233640.5285
2020-02-07 | 2 | 7 | 38 | 9.65 | 49.37 | 74.4979 | 51734.6644 | 258673.3218
2020-02-08 | 2 | 8 | 39 | 9.67 | 49.406 | 65.8671 | 45741.0301 | 228705.1505
2020-02-09 | 2 | 9 | 40 | 9.85 | 49.73 | 66.1234 | 45919.0297 | 229595.1485
2020-02-10 | 2 | 10 | 41 | 10.37 | 50.666 | 84.0731 | 58384.0664 | 291920.3318
2020-02-11 | 2 | 11 | 42 | 9.95 | 49.91 | 79.598 | 55276.3792 | 276381.8962
2020-02-12 | 2 | 12 | 43 | 9.97 | 49.946 | 77.3514 | 53716.2657 | 268581.3286
2020-02-13 | 2 | 13 | 44 | 9.87 | 49.766 | 85.0113 | 59035.6385 | 295178.1925
2020-02-14 | 2 | 14 | 45 | 9.57 | 49.226 | 71.9045 | 49933.6902 | 249668.451
2020-02-15 | 2 | 15 | 46 | 9.63 | 49.334 | 68.5565 | 47608.6998 | 238043.4992
2020-02-16 | 2 | 16 | 47 | 9.92 | 49.856 | 67.9206 | 47167.1007 | 235835.5035
2020-02-17 | 2 | 17 | 48 | 9.98 | 49.964 | 65.7419 | 45654.0799 | 228270.3993
2020-02-18 | 2 | 18 | 49 | 10.03 | 50.054 | 76.0245 | 52794.8013 | 263974.0066
2020-02-19 | 2 | 19 | 50 | 9.37 | 48.866 | 72.1913 | 50132.8361 | 250664.1807
2020-02-20 | 2 | 20 | 51 | 9.65 | 49.37 | 69.3514 | 48160.6867 | 240803.4336
2020-02-21 | 2 | 21 | 52 | 9.73 | 49.514 | 67.2593 | 46707.8224 | 233539.1122
2020-02-22 | 2 | 22 | 53 | 9.92 | 49.856 | 66.1757 | 45955.3434 | 229776.7168
2020-02-23 | 2 | 23 | 54 | 10.27 | 50.486 | 68.1843 | 47350.2122 | 236751.061
2020-02-24 | 2 | 24 | 55 | 10.1 | 50.18 | 74.7202 | 51889.0336 | 259445.1678
2020-02-25 | 2 | 25 | 56 | 10.28 | 50.504 | 76.9494 | 53437.1142 | 267185.571
2020-02-26 | 2 | 26 | 57 | 10 | 50 | 77.3234 | 53696.8075 | 268484.0374
2020-02-27 | 2 | 27 | 58 | 9.08 | 48.344 | 98.9694 | 68728.7809 | 343643.9043
2020-02-28 | 2 | 28 | 59 | 8.92 | 48.056 | 85.0007 | 59028.2627 | 295141.3136
2020-02-29 | 2 | 29 | 60 | 9.03 | 48.254 | 75.2407 | 52250.4823 | 261252.4113
2020-03-01 | 3 | 1 | 61 | 9.5 | 49.1 | 72.0877 | 50060.9086 | 250304.5428
2020-03-02 | 3 | 2 | 62 | 9.95 | 49.91 | 79.3175 | 55081.5972 | 275407.9861
2020-03-03 | 3 | 3 | 63 | 10.15 | 50.27 | 88.4773 | 61442.5637 | 307212.8183
2020-03-04 | 3 | 4 | 64 | 9.7 | 49.46 | 89.8325 | 62383.6806 | 311918.4028
2020-03-05 | 3 | 5 | 65 | 9.77 | 49.586 | 80.1259 | 55642.988 | 278214.9402
2020-03-06 | 3 | 6 | 66 | 10.03 | 50.054 | 75.798 | 52637.4904 | 263187.4518
2020-03-07 | 3 | 7 | 67 | 10 | 50 | 71.0412 | 49334.1532 | 246670.7658
2020-03-08 | 3 | 8 | 68 | 10.03 | 50.054 | 70.4717 | 48938.7077 | 244693.5386
2020-03-09 | 3 | 9 | 69 | 10.42 | 50.756 | 69.6356 | 48358.0729 | 241790.3646
2020-03-10 | 3 | 10 | 70 | 10.8 | 51.44 | 74.653 | 51842.3515 | 259211.7573
2020-03-11 | 3 | 11 | 71 | 10.38 | 50.684 | 68.6004 | 47639.1782 | 238195.8912
2020-03-12 | 3 | 12 | 72 | 11.07 | 51.926 | 67.516 | 46886.14 | 234430.7002
2020-03-13 | 3 | 13 | 73 | 11 | 51.8 | 68.1959 | 47358.2658 | 236791.3291
2020-03-14 | 3 | 14 | 74 | 10.67 | 51.206 | 63.3453 | 43989.7762 | 219948.8812
2020-03-15 | 3 | 15 | 75 | 10.37 | 50.666 | 62.7656 | 43587.1914 | 217935.9568
2020-03-16 | 3 | 16 | 76 | 10.13 | 50.234 | 62.1934 | 43189.8503 | 215949.2514
2020-03-17 | 3 | 17 | 77 | 10.37 | 50.666 | 62.2653 | 43239.8245 | 216199.1223
2020-03-18 | 3 | 18 | 78 | 10.52 | 50.936 | 60.4335 | 41967.689 | 209838.4452
2020-03-19 | 3 | 19 | 79 | 10.73 | 51.314 | 64.1191 | 44527.1508 | 222635.7542
2020-03-20 | 3 | 20 | 80 | 11.05 | 51.89 | 71.6317 | 49744.213 | 248721.0648
2020-03-21 | 3 | 21 | 81 | 10.7 | 51.26 | 59.6093 | 41395.3511 | 206976.7554
2020-03-22 | 3 | 22 | 82 | 10.43 | 50.774 | 59.2173 | 41123.1192 | 205615.5961
2020-03-23 | 3 | 23 | 83 | 10.07 | 50.126 | 67.735 | 47038.1944 | 235190.9722
2020-03-24 | 3 | 24 | 84 | 10.03 | 50.054 | 75.9869 | 52768.7114 | 263843.5571
2020-03-25 | 3 | 25 | 85 | 10.17 | 50.306 | 72.7881 | 50547.309 | 252736.5451
2020-03-26 | 3 | 26 | 86 | 10.7 | 51.26 | 69.689 | 48395.1582 | 241975.7909
2020-03-27 | 3 | 27 | 87 | 10.75 | 51.35 | 72.4856 | 50337.1914 | 251685.9568
2020-03-28 | 3 | 28 | 88 | 10.67 | 51.206 | 76.6685 | 53242.0428 | 266210.2141
2020-03-29 | 3 | 29 | 89 | 10.4 | 50.72 | 87.7748 | 60954.7164 | 304773.5822
2020-03-30 | 3 | 30 | 90 | 10.55 | 50.99 | 95.1748 | 66093.6053 | 330468.0266
2020-03-31 | 3 | 31 | 91 | 10.5 | 50.9 | 92.066 | 63934.7512 | 319673.7558
2020-04-01 | 4 | 1 | 92 | 10.67 | 51.206 | 83.4528 | 57953.3661 | 289766.8306
2020-04-02 | 4 | 2 | 93 | 10.92 | 51.656 | 72.6947 | 50482.3978 | 252411.9888
2020-04-03 | 4 | 3 | 94 | 11 | 51.8 | 71.7253 | 49809.2689 | 249046.3445
2020-04-04 | 4 | 4 | 95 | 11.33 | 52.394 | 67.1933 | 46662.037 | 233310.1852
2020-04-05 | 4 | 5 | 96 | 10.82 | 51.476 | 65.7215 | 45639.9016 | 228199.5081
2020-04-06 | 4 | 6 | 97 | 11.05 | 51.89 | 65.835 | 45718.75 | 228593.75
2020-04-07 | 4 | 7 | 98 | 11.38 | 52.484 | 65.356 | 45386.0918 | 226930.4591
2020-04-08 | 4 | 8 | 99 | 11.27 | 52.286 | 66.9549 | 46496.4313 | 232482.1566
2020-04-09 | 4 | 9 | 100 | 11.18 | 52.124 | 65.5093 | 45492.5733 | 227462.8665
2020-04-10 | 4 | 10 | 101 | 10.67 | 51.206 | 79.586 | 55268.0845 | 276340.4225
2020-04-11 | 4 | 11 | 102 | 10.57 | 51.026 | 66.9503 | 46493.2485 | 232466.2423
2020-04-12 | 4 | 12 | 103 | 11.02 | 51.836 | 62.6437 | 43502.5559 | 217512.7797
2020-04-13 | 4 | 13 | 104 | 11.78 | 53.204 | 67.8303 | 47104.4078 | 235522.039
2020-04-14 | 4 | 14 | 105 | 11.43 | 52.574 | 61.4765 | 42691.985 | 213459.9248
2020-04-15 | 4 | 15 | 106 | 11.4 | 52.52 | 60.8673 | 42268.988 | 211344.9398
2020-04-16 | 4 | 16 | 107 | 10.97 | 51.746 | 63.0172 | 43761.9117 | 218809.5583
2020-04-17 | 4 | 17 | 108 | 11.12 | 52.016 | 60.9485 | 42325.3762 | 211626.8808
2020-04-18 | 4 | 18 | 109 | 11.03 | 51.854 | 63.5624 | 44140.5285 | 220702.6427
2020-04-19 | 4 | 19 | 110 | 11.1 | 51.98 | 68.1369 | 47317.2743 | 236586.3715
2020-04-20 | 4 | 20 | 111 | 11.03 | 51.854 | 62.5058 | 43406.7805 | 217033.9024
2020-04-21 | 4 | 21 | 112 | 11.12 | 52.016 | 62.7909 | 43604.7936 | 218023.968
2020-04-22 | 4 | 22 | 113 | 10.93 | 51.674 | 61.9285 | 43005.8835 | 215029.4174
2020-04-23 | 4 | 23 | 114 | 11.07 | 51.926 | 58.7293 | 40784.24 | 203921.1998
2020-04-24 | 4 | 24 | 115 | 11.58 | 52.844 | 58.472 | 40605.5652 | 203027.826
2020-04-25 | 4 | 25 | 116 | 11.92 | 53.456 | 56.589 | 39297.936 | 196489.6798
2020-04-26 | 4 | 26 | 117 | 11.9 | 53.42 | 72.0786 | 50054.591 | 250272.9552
2020-04-27 | 4 | 27 | 118 | 11.2 | 52.16 | 76.5402 | 53152.9225 | 265764.6123
2020-04-28 | 4 | 28 | 119 | 11.4 | 52.52 | 64.8872 | 45060.5228 | 225302.6138
2020-04-29 | 4 | 29 | 120 | 11.93 | 53.474 | 62.0014 | 43056.5201 | 215282.6003
2020-04-30 | 4 | 30 | 121 | 12.25 | 54.05 | 70.2212 | 48764.7087 | 243823.5436
2020-05-01 | 5 | 1 | 122 | 12.42 | 54.356 | 106.101 | 73681.2307 | 368406.1535
2020-05-02 | 5 | 2 | 123 | 12.08 | 53.744 | 91.1278 | 63283.2272 | 316416.1362
2020-05-03 | 5 | 3 | 124 | 12.18 | 53.924 | 82.7113 | 57438.3681 | 287191.8403
2020-05-04 | 5 | 4 | 125 | 12.13 | 53.834 | 74.2393 | 51555.0733 | 257775.3665
2020-05-05 | 5 | 5 | 126 | 12.02 | 53.636 | 68.9526 | 47883.777 | 239418.885
2020-05-06 | 5 | 6 | 127 | 12.07 | 53.726 | 66.407 | 46115.9819 | 230579.9093
2020-05-07 | 5 | 7 | 128 | 11.9 | 53.42 | 66.6753 | 46302.2762 | 231511.3812
2020-05-08 | 5 | 8 | 129 | 12.05 | 53.69 | 63.0329 | 43772.8588 | 218864.294
2020-05-09 | 5 | 9 | 130 | 11.62 | 52.916 | 62.5263 | 43421.0552 | 217105.2758
2020-05-10 | 5 | 10 | 131 | 11.83 | 53.294 | 61.569 | 42756.2693 | 213781.3465
2020-05-11 | 5 | 11 | 132 | 12.02 | 53.636 | 61.4559 | 42677.7103 | 213388.5513
2020-05-12 | 5 | 12 | 133 | 12.08 | 53.744 | 60.132 | 41758.343 | 208791.7149
2020-05-13 | 5 | 13 | 134 | 12.18 | 53.924 | 58.673 | 40745.1292 | 203725.6462
2020-05-14 | 5 | 14 | 135 | 12.35 | 54.23 | 57.2919 | 39786.0725 | 198930.3626
2020-05-15 | 5 | 15 | 136 | 12.97 | 55.346 | 71.691 | 49785.3974 | 248926.9869
2020-05-16 | 5 | 16 | 137 | 13.83 | 56.894 | 69.3274 | 48144.0008 | 240720.0039
2020-05-17 | 5 | 17 | 138 | 13.18 | 55.724 | 62.3824 | 43321.0841 | 216605.4205
2020-05-18 | 5 | 18 | 139 | 13.43 | 56.174 | 76.3102 | 52993.2002 | 264966.0011
2020-05-19 | 5 | 19 | 140 | 13.18 | 55.724 | 62.0181 | 43068.1424 | 215340.7118
2020-05-20 | 5 | 20 | 141 | 13.47 | 56.246 | 58.6372 | 40720.245 | 203601.2249
2020-05-21 | 5 | 21 | 142 | 13.78 | 56.804 | 57.21 | 39729.1667 | 198645.8333
2020-05-22 | 5 | 22 | 143 | 14.08 | 57.344 | 56.6262 | 39323.7365 | 196618.6825
2020-05-23 | 5 | 23 | 144 | 14.92 | 58.856 | 66.7738 | 46370.6597 | 231853.2986
2020-05-24 | 5 | 24 | 145 | 14.82 | 58.676 | 56.0115 | 38896.8461 | 194484.2303
2020-05-25 | 5 | 25 | 146 | 15.13 | 59.234 | 70.8276 | 49185.8121 | 245929.0606
2020-05-26 | 5 | 26 | 147 | 15.28 | 59.504 | 59.4734 | 41300.9742 | 206504.8708
2020-05-27 | 5 | 27 | 148 | 16.48 | 61.664 | 55.9087 | 38825.4726 | 194127.3631
2020-05-28 | 5 | 28 | 149 | 15.83 | 60.494 | 55.3657 | 38448.3989 | 192241.9946
2020-05-29 | 5 | 29 | 150 | 16.25 | 61.25 | 65.3215 | 45362.1238 | 226810.6192
2020-05-30 | 5 | 30 | 151 | 16.87 | 62.366 | 63.8106 | 44312.934 | 221564.6701
2020-05-31 | 5 | 31 | 152 | 15.63 | 60.134 | 54.4294 | 37798.2253 | 188991.1265
2020-06-01 | 6 | 1 | 153 | 15.28 | 59.504 | 56.4822 | 39223.7654 | 196118.8272
2020-06-02 | 6 | 2 | 154 | 15.73 | 60.314 | 52.9911 | 36799.3403 | 183996.7015
2020-06-03 | 6 | 3 | 155 | 15.58 | 60.044 | 62.7156 | 43552.4691 | 217762.3457
2020-06-04 | 6 | 4 | 156 | 15.87 | 60.566 | 53.1715 | 36924.6721 | 184623.3603
2020-06-05 | 6 | 5 | 157 | 16.5 | 61.7 | 52.014 | 36120.8044 | 180604.022
2020-06-06 | 6 | 6 | 158 | 16.57 | 61.826 | 50.5869 | 35129.8058 | 175649.0292
2020-06-07 | 6 | 7 | 159 | 16.5 | 61.7 | 50.094 | 34787.5193 | 173937.5965
2020-06-08 | 6 | 8 | 160 | 16.38 | 61.484 | 51.2685 | 35603.1567 | 178015.7833
2020-06-09 | 6 | 9 | 161 | 17.12 | 62.816 | 50.604 | 35141.6977 | 175708.4883
2020-06-10 | 6 | 10 | 162 | 17.78 | 64.004 | 50.0318 | 34744.3094 | 173721.5471
2020-06-11 | 6 | 11 | 163 | 17.67 | 63.806 | 49.7826 | 34571.277 | 172856.385
2020-06-12 | 6 | 12 | 164 | 17.75 | 63.95 | 49.4894 | 34367.6215 | 171838.1076
2020-06-13 | 6 | 13 | 165 | 17 | 62.6 | 47.5298 | 33006.7998 | 165033.9989
2020-06-14 | 6 | 14 | 166 | 16.89 | 62.402 | 47.4219 | 32931.8576 | 164659.2882
2020-06-15 | 6 | 15 | 167 | 17.05 | 62.69 | 48.2061 | 33476.466 | 167382.3302
2020-06-16 | 6 | 16 | 168 | 17.42 | 63.356 | 46.7958 | 32497.0583 | 162485.2913
2020-06-17 | 6 | 17 | 169 | 17.55 | 63.59 | 46.1545 | 32051.7458 | 160258.7288
2020-06-18 | 6 | 18 | 170 | 18 | 64.4 | 44.8889 | 31172.8225 | 155864.1127
2020-06-19 | 6 | 19 | 171 | 17.97 | 64.346 | 45.082 | 31306.9618 | 156534.8088
2020-06-20 | 6 | 20 | 172 | 18.45 | 65.21 | 48.3547 | 33579.6682 | 167898.341
2020-06-21 | 6 | 21 | 173 | 18.92 | 66.056 | 45.1927 | 31383.8252 | 156919.1261
2020-06-22 | 6 | 22 | 174 | 19.13 | 66.434 | 47.3384 | 32873.8908 | 164369.4541
2020-06-23 | 6 | 23 | 175 | 19.35 | 66.83 | 46.6447 | 32392.1682 | 161960.841
2020-06-24 | 6 | 24 | 176 | 19.3 | 66.74 | 46.7036 | 32433.0633 | 162165.3164
2020-06-25 | 6 | 25 | 177 | 19.08 | 66.344 | 46.031 | 31965.9529 | 159829.7647
2020-06-26 | 6 | 26 | 178 | 19.17 | 66.506 | 45.2008 | 31389.4194 | 156947.0968
2020-06-27 | 6 | 27 | 179 | 19.13 | 66.434 | 55.8601 | 38791.7149 | 193958.5744
2020-06-28 | 6 | 28 | 180 | 19.33 | 66.794 | 55.3487 | 38436.5837 | 192182.9186
2020-06-29 | 6 | 29 | 181 | 19.75 | 67.55 | 49.5924 | 34439.1879 | 172195.9394
2020-06-30 | 6 | 30 | 182 | 19.57 | 67.226 | 53.6181 | 37234.809 | 186174.0451
2020-07-01 | 7 | 1 | 183 | 20.03 | 68.054 | 49.2486 | 34200.4244 | 171002.1219
2020-07-02 | 7 | 2 | 184 | 19.75 | 67.55 | 44.4448 | 30864.4387 | 154322.1933
2020-07-03 | 7 | 3 | 185 | 20.33 | 68.594 | 43.3751 | 30121.576 | 150607.88
2020-07-04 | 7 | 4 | 186 | 19.92 | 67.856 | 42.8596 | 29763.5995 | 148817.9977
2020-07-05 | 7 | 5 | 187 | 19.83 | 67.694 | 40.8272 | 28352.1894 | 141760.9472
2020-07-06 | 7 | 6 | 188 | 20.22 | 68.396 | 44.219 | 30707.6582 | 153538.2909
2020-07-07 | 7 | 7 | 189 | 20.33 | 68.594 | 44.3641 | 30808.4008 | 154042.0042
2020-07-08 | 7 | 8 | 190 | 20.47 | 68.846 | 53.0046 | 36808.7384 | 184043.6921
2020-07-09 | 7 | 9 | 191 | 21.58 | 70.844 | 47.7544 | 33162.7604 | 165813.8021
2020-07-10 | 7 | 10 | 192 | 21.25 | 70.25 | 46.4351 | 32246.6242 | 161233.1211
2020-07-11 | 7 | 11 | 193 | 22 | 71.6 | 68.209 | 47367.3804 | 236836.902
2020-07-12 | 7 | 12 | 194 | 21.82 | 71.276 | 80.8713 | 56160.5903 | 280802.9514
2020-07-13 | 7 | 13 | 195 | 20.9 | 69.62 | 64.0166 | 44455.9703 | 222279.8515
2020-07-14 | 7 | 14 | 196 | 21.03 | 69.854 | 51.7816 | 35959.4425 | 179797.2126
2020-07-15 | 7 | 15 | 197 | 20.95 | 69.71 | 46.7858 | 32490.1138 | 162450.5691
2020-07-16 | 7 | 16 | 198 | 20.8 | 69.44 | 59.9693 | 41645.3511 | 208226.7554
2020-07-17 | 7 | 17 | 199 | 21.1 | 69.98 | 78.4295 | 54464.9354 | 272324.6772
2020-07-18 | 7 | 18 | 200 | 20.9 | 69.62 | 61.5708 | 42757.4749 | 213787.3746
2020-07-19 | 7 | 19 | 201 | 21.27 | 70.286 | 51.0935 | 35481.6262 | 177408.1308
2020-07-20 | 7 | 20 | 202 | 21.35 | 70.43 | 51.0403 | 35444.6856 | 177223.4278
2020-07-21 | 7 | 21 | 203 | 21.53 | 70.754 | 48.735 | 33843.75 | 169218.75
2020-07-22 | 7 | 22 | 204 | 21.68 | 71.024 | 57.6351 | 40024.402 | 200122.01
2020-07-23 | 7 | 23 | 205 | 22.07 | 71.726 | 62.5148 | 43413.0498 | 217065.2489
2020-07-24 | 7 | 24 | 206 | 21.88 | 71.384 | 49.2986 | 34235.1466 | 171175.733
2020-07-25 | 7 | 25 | 207 | 21.85 | 71.33 | 47.3359 | 32872.1547 | 164360.7735
2020-07-26 | 7 | 26 | 208 | 21.67 | 71.006 | 46.3212 | 32167.4865 | 160837.4325
2020-07-27 | 7 | 27 | 209 | 21.9 | 71.42 | 59.0515 | 41008.0054 | 205040.027
2020-07-28 | 7 | 28 | 210 | 22.95 | 73.31 | 67.9542 | 47190.3935 | 235951.9676
2020-07-29 | 7 | 29 | 211 | 22.33 | 72.194 | 61.2993 | 42568.9622 | 212844.811
2020-07-30 | 7 | 30 | 212 | 21.92 | 71.456 | 49.7864 | 34573.8812 | 172869.4059
2020-07-31 | 7 | 31 | 213 | 21.7 | 71.06 | 47.2079 | 32783.2755 | 163916.3773
2020-08-01 | 8 | 1 | 214 | 21.95 | 71.51 | 45.5523 | 31633.5359 | 158167.6794
2020-08-02 | 8 | 2 | 215 | 21.93 | 71.474 | 46.1477 | 32047.0197 | 160235.0984
2020-08-03 | 8 | 3 | 216 | 21.95 | 71.51 | 45.3906 | 31521.2674 | 157606.3368
2020-08-04 | 8 | 4 | 217 | 22.15 | 71.87 | 70.7917 | 49160.8796 | 245804.3982
2020-08-05 | 8 | 5 | 218 | 21.83 | 71.294 | 57.4448 | 39892.2164 | 199461.0822
2020-08-06 | 8 | 6 | 219 | 21.48 | 70.664 | 50.9101 | 35354.2631 | 176771.3156
2020-08-07 | 8 | 7 | 220 | 21.42 | 70.556 | 48.3309 | 33563.1269 | 167815.6347
2020-08-08 | 8 | 8 | 221 | 21.93 | 71.474 | 46.9872 | 32629.9672 | 163149.836
2020-08-09 | 8 | 9 | 222 | 21.98 | 71.564 | 47.4391 | 32943.8175 | 164719.0876
2020-08-10 | 8 | 10 | 223 | 22.13 | 71.834 | 47.9471 | 33296.5856 | 166482.9282
2020-08-11 | 8 | 11 | 224 | 22.62 | 72.716 | 54.8646 | 38100.4051 | 190502.0255
2020-08-12 | 8 | 12 | 225 | 22.88 | 73.184 | 51.2653 | 35600.9356 | 178004.6778
2020-08-13 | 8 | 13 | 226 | 22.27 | 72.086 | 46.3404 | 32180.8449 | 160904.2245
2020-08-14 | 8 | 14 | 227 | 22.33 | 72.194 | 44.5276 | 30921.9232 | 154609.6161
2020-08-15 | 8 | 15 | 228 | 22.28 | 72.104 | 43.8042 | 30419.5602 | 152097.8009
2020-08-16 | 8 | 16 | 229 | 22.03 | 71.654 | 43.7993 | 30416.1844 | 152080.9221
2020-08-17 | 8 | 17 | 230 | 22.07 | 71.726 | 45.104 | 31322.2415 | 156611.2076
2020-08-18 | 8 | 18 | 231 | 22.05 | 71.69 | 44.3135 | 30773.2446 | 153866.223
2020-08-19 | 8 | 19 | 232 | 22.17 | 71.906 | 45.6051 | 31670.2353 | 158351.1767
2020-08-20 | 8 | 20 | 233 | 22.27 | 72.086 | 43.8133 | 30425.9259 | 152129.6296
2020-08-21 | 8 | 21 | 234 | 22.07 | 71.726 | 43.3736 | 30120.5633 | 150602.8164
2020-08-22 | 8 | 22 | 235 | 22.1 | 71.78 | 42.542 | 29543.0652 | 147715.326
2020-08-23 | 8 | 23 | 236 | 22.23 | 72.014 | 42.2629 | 29349.2477 | 146746.2384
2020-08-24 | 8 | 24 | 237 | 22.62 | 72.716 | 43.3948 | 30135.272 | 150676.36
2020-08-25 | 8 | 25 | 238 | 22.7 | 72.86 | 54.0354 | 37524.5949 | 187622.9745
2020-08-26 | 8 | 26 | 239 | 22.25 | 72.05 | 43.5974 | 30275.9747 | 151379.8733
2020-08-27 | 8 | 27 | 240 | 21.67 | 71.006 | 75.9765 | 52761.4776 | 263807.3881
2020-08-28 | 8 | 28 | 241 | 21.67 | 71.006 | 56.918 | 39526.3919 | 197631.9595
2020-08-29 | 8 | 29 | 242 | 21.82 | 71.276 | 53.7278 | 37311.005 | 186555.0251
2020-08-30 | 8 | 30 | 243 | 21.63 | 70.934 | 48.0516 | 33369.1647 | 166845.8237
2020-08-31 | 8 | 31 | 244 | 21.65 | 70.97 | 48.8434 | 33919.0297 | 169595.1485
2020-09-01 | 9 | 1 | 245 | 21.93 | 71.474 | 46.6758 | 32413.7731 | 162068.8657
2020-09-02 | 9 | 2 | 246 | 21.97 | 71.546 | 47.6342 | 33079.2824 | 165396.412
2020-09-03 | 9 | 3 | 247 | 21.98 | 71.564 | 46.159 | 32054.8322 | 160274.1609
2020-09-04 | 9 | 4 | 248 | 22 | 71.6 | 44.4243 | 30850.2122 | 154251.061
2020-09-05 | 9 | 5 | 249 | 21.83 | 71.294 | 43.3623 | 30112.7025 | 150563.5127
2020-09-06 | 9 | 6 | 250 | 21.7 | 71.06 | 42.415 | 29454.8611 | 147274.3056
2020-09-07 | 9 | 7 | 251 | 21.62 | 70.916 | 42.1733 | 29286.9888 | 146434.9441
2020-09-08 | 9 | 8 | 252 | 22.07 | 71.726 | 43.2302 | 30020.978 | 150104.89
2020-09-09 | 9 | 9 | 253 | 22.17 | 71.906 | 42.9544 | 29829.4271 | 149147.1354
2020-09-10 | 9 | 10 | 254 | 22.25 | 72.05 | 42.5847 | 29572.6755 | 147863.3777
2020-09-11 | 9 | 11 | 255 | 21.67 | 71.006 | 42.6376 | 29609.4232 | 148047.1161
2020-09-12 | 9 | 12 | 256 | 21.4 | 70.52 | 41.5767 | 28872.6852 | 144363.4259
2020-09-13 | 9 | 13 | 257 | 21.55 | 70.79 | 47.7193 | 33138.4066 | 165692.0332
2020-09-14 | 9 | 14 | 258 | 21.15 | 70.07 | 43.2346 | 30024.0162 | 150120.081
2020-09-15 | 9 | 15 | 259 | 20.92 | 69.656 | 41.6335 | 28912.1335 | 144560.6674
2020-09-16 | 9 | 16 | 260 | 21.23 | 70.214 | 42.269 | 29353.4433 | 146767.2164
2020-09-17 | 9 | 17 | 261 | 21.03 | 69.854 | 41.2984 | 28679.4464 | 143397.2319
2020-09-18 | 9 | 18 | 262 | 21 | 69.8 | 40.7024 | 28265.5768 | 141327.8839
2020-09-19 | 9 | 19 | 263 | 20.43 | 68.774 | 39.5119 | 27438.8503 | 137194.2515
2020-09-20 | 9 | 20 | 264 | 20 | 68 | 39.8894 | 27701.0031 | 138505.0154
2020-09-21 | 9 | 21 | 265 | 20 | 68 | 41.3463 | 28712.7218 | 143563.6092
2020-09-22 | 9 | 22 | 266 | 20.13 | 68.234 | 41.4788 | 28804.7505 | 144023.7527
2020-09-23 | 9 | 23 | 267 | 20.5 | 68.9 | 42.513 | 29522.8963 | 147614.4816
2020-09-24 | 9 | 24 | 268 | 20.48 | 68.864 | 40.3127 | 27994.9363 | 139974.6817
2020-09-25 | 9 | 25 | 269 | 20.78 | 69.404 | 41.6949 | 28954.8129 | 144774.0644
2020-09-26 | 9 | 26 | 270 | 21.03 | 69.854 | 41.0403 | 28500.1929 | 142500.9645
2020-09-27 | 9 | 27 | 271 | 21 | 69.8 | 41.7212 | 28973.0903 | 144865.4514
2020-09-28 | 9 | 28 | 272 | 21.28 | 70.304 | 42.9287 | 29811.5837 | 149057.9186
2020-09-29 | 9 | 29 | 273 | 20.92 | 69.656 | 52.9167 | 36747.7334 | 183738.667
2020-09-30 | 9 | 30 | 274 | 19.62 | 67.316 | 71.6209 | 49736.738 | 248683.6902
2020-10-01 | 10 | 1 | 275 | 19.75 | 67.55 | 47.3865 | 32907.2627 | 164536.3136
2020-10-02 | 10 | 2 | 276 | 20.08 | 68.144 | 47.503 | 32988.2257 | 164941.1284
2020-10-03 | 10 | 3 | 277 | 19.92 | 67.856 | 41.6798 | 28944.2723 | 144721.3614
2020-10-04 | 10 | 4 | 278 | 19.92 | 67.856 | 39.6393 | 27527.2988 | 137636.4942
2020-10-05 | 10 | 5 | 279 | 20 | 68 | 40.9145 | 28412.8553 | 142064.2767
2020-10-06 | 10 | 6 | 280 | 19.98 | 67.964 | 42.798 | 29720.8352 | 148604.1762
2020-10-07 | 10 | 7 | 281 | 19.62 | 67.316 | 49.0448 | 34058.908 | 170294.5402
2020-10-08 | 10 | 8 | 282 | 18.68 | 65.624 | 45.3395 | 31485.7959 | 157428.9794
2020-10-09 | 10 | 9 | 283 | 19 | 66.2 | 42.7981 | 29720.9318 | 148604.659
2020-10-10 | 10 | 10 | 284 | 19.35 | 66.83 | 42.8592 | 29763.3142 | 148816.5709
2020-10-11 | 10 | 11 | 285 | 19.13 | 66.434 | 41.7378 | 28984.5902 | 144922.9511
2020-10-12 | 10 | 12 | 286 | 19.08 | 66.344 | 41.6384 | 28915.5798 | 144577.899
2020-10-13 | 10 | 13 | 287 | 19.03 | 66.254 | 48.2547 | 33510.1956 | 167550.978
2020-10-14 | 10 | 14 | 288 | 19.13 | 66.434 | 42.7092 | 29659.1435 | 148295.7176
2020-10-15 | 10 | 15 | 289 | 19.12 | 66.416 | 45.8113 | 31813.3979 | 159066.9894
2020-10-16 | 10 | 16 | 290 | 18.25 | 64.85 | 58.0297 | 40298.37 | 201491.8499
2020-10-17 | 10 | 17 | 291 | 18.25 | 64.85 | 41.5512 | 28854.9865 | 144274.9325
2020-10-18 | 10 | 18 | 292 | 18.48 | 65.264 | 42.7938 | 29717.8819 | 148589.4097
2020-10-19 | 10 | 19 | 293 | 18.42 | 65.156 | 53.8065 | 37365.6443 | 186828.2215
2020-10-20 | 10 | 20 | 294 | 18.32 | 64.976 | 58.6345 | 40718.4124 | 203592.0621
2020-10-21 | 10 | 21 | 295 | 18.53 | 65.354 | 47.4944 | 32982.2531 | 164911.2654
2020-10-22 | 10 | 22 | 296 | 18.67 | 65.606 | 44.5556 | 30941.4062 | 154707.0312
2020-10-23 | 10 | 23 | 297 | 18.92 | 66.056 | 43.0879 | 29922.1644 | 149610.8218
2020-10-24 | 10 | 24 | 298 | 18.77 | 65.786 | 46.4751 | 32274.402 | 161372.01
2020-10-25 | 10 | 25 | 299 | 17.88 | 64.184 | 42.2603 | 29347.4151 | 146737.0756
2020-10-26 | 10 | 26 | 300 | 16.95 | 62.51 | 67.058 | 46568.0459 | 232840.2295
2020-10-27 | 10 | 27 | 301 | 16.88 | 62.384 | 53.9712 | 37479.9865 | 187399.9325
2020-10-28 | 10 | 28 | 302 | 17.55 | 63.59 | 47.1497 | 32742.8627 | 163714.3133
2020-10-29 | 10 | 29 | 303 | 17.37 | 63.266 | 55.1313 | 38285.6385 | 191428.1925
2020-10-30 | 10 | 30 | 304 | 16.23 | 61.214 | 61.728 | 42866.657 | 214333.2851
2020-10-31 | 10 | 31 | 305 | 16.13 | 61.034 | 46.7941 | 32495.9008 | 162479.5042
2020-11-01 | 11 | 1 | 306 | 17 | 62.6 | 47.9424 | 33293.3318 | 166466.6592
2020-11-02 | 11 | 2 | 307 | 16 | 60.8 | 49.7769 | 34567.2743 | 172836.3715
2020-11-03 | 11 | 3 | 308 | 16.17 | 61.106 | 49.9411 | 34681.3272 | 173406.6358
2020-11-04 | 11 | 4 | 309 | 16.27 | 61.286 | 46.0883 | 32005.7388 | 160028.6941
2020-11-05 | 11 | 5 | 310 | 16.72 | 62.096 | 45.7096 | 31742.7662 | 158713.831
2020-11-06 | 11 | 6 | 311 | 17.05 | 62.69 | 44.4747 | 30885.2238 | 154426.1188
2020-11-07 | 11 | 7 | 312 | 17.08 | 62.744 | 43.2699 | 30048.5629 | 150242.8144
2020-11-08 | 11 | 8 | 313 | 17.17 | 62.906 | 42.9801 | 29847.3187 | 149236.5934
2020-11-09 | 11 | 9 | 314 | 17.03 | 62.654 | 43.2778 | 30054.0606 | 150270.3028
2020-11-10 | 11 | 10 | 315 | 17.3 | 63.14 | 42.7208 | 29667.2187 | 148336.0934
2020-11-11 | 11 | 11 | 316 | 17.67 | 63.806 | 56.8224 | 39460.0212 | 197300.1061
2020-11-12 | 11 | 12 | 317 | 16.92 | 62.456 | 44.6163 | 30983.5552 | 154917.7758
2020-11-13 | 11 | 13 | 318 | 16.25 | 61.25 | 43.8569 | 30456.2114 | 152281.0571
2020-11-14 | 11 | 14 | 319 | 15.92 | 60.656 | 39.6494 | 27534.3364 | 137671.6821
2020-11-15 | 11 | 15 | 320 | 15.77 | 60.386 | 48.4688 | 33658.8542 | 168294.2708
2020-11-16 | 11 | 16 | 321 | 15.18 | 59.324 | 47.8518 | 33230.4205 | 166152.1026
2020-11-17 | 11 | 17 | 322 | 15.2 | 59.36 | 46.9066 | 32574.0258 | 162870.1292
2020-11-18 | 11 | 18 | 323 | 14.77 | 58.586 | 44.2559 | 30733.2658 | 153666.3291
2020-11-19 | 11 | 19 | 324 | 15.17 | 59.306 | 42.3222 | 29390.4321 | 146952.1605
2020-11-20 | 11 | 20 | 325 | 15.25 | 59.45 | 43.9274 | 30505.1119 | 152525.5594
2020-11-21 | 11 | 21 | 326 | 15.5 | 59.9 | 42.9373 | 29817.5637 | 149087.8183
2020-11-22 | 11 | 22 | 327 | 15 | 59 | 43.2409 | 30028.4047 | 150142.0235
2020-11-23 | 11 | 23 | 328 | 14.55 | 58.19 | 50.0458 | 34754.0027 | 173770.0135
2020-11-24 | 11 | 24 | 329 | 14.32 | 57.776 | 49.5837 | 34433.1115 | 172165.5575
2020-11-25 | 11 | 25 | 330 | 14.53 | 58.154 | 52.834 | 36690.2488 | 183451.2442
2020-11-26 | 11 | 26 | 331 | 14.47 | 58.046 | 59.576 | 41372.2029 | 206861.0147
2020-11-27 | 11 | 27 | 332 | 15 | 59 | 47.2051 | 32781.3465 | 163906.7323
2020-11-28 | 11 | 28 | 333 | 14.92 | 58.856 | 45.6715 | 31716.3387 | 158581.6937
2020-11-29 | 11 | 29 | 334 | 14.9 | 58.82 | 44.7533 | 31078.7037 | 155393.5185
2020-11-30 | 11 | 30 | 335 | 14.52 | 58.136 | 49.5353 | 34399.4979 | 171997.4895
2020-12-01 | 12 | 1 | 336 | 14.27 | 57.686 | 52.0962 | 36177.9032 | 180889.5158
2020-12-02 | 12 | 2 | 337 | 14.18 | 57.524 | 51.5665 | 35810.0405 | 179050.2025
2020-12-03 | 12 | 3 | 338 | 14.05 | 57.29 | 47.6392 | 33082.7546 | 165413.7732
2020-12-04 | 12 | 4 | 339 | 14.38 | 57.884 | 46.5003 | 32291.9078 | 161459.539
2020-12-05 | 12 | 5 | 340 | 14.3 | 57.74 | 45.5975 | 31664.9306 | 158324.6528
2020-12-06 | 12 | 6 | 341 | 14.1 | 57.38 | 44.4844 | 30891.9753 | 154459.8765
2020-12-07 | 12 | 7 | 342 | 13.55 | 56.39 | 43.6895 | 30339.9301 | 151699.6503
2020-12-08 | 12 | 8 | 343 | 13.68 | 56.624 | 43.4883 | 30200.2315 | 151001.1574
2020-12-09 | 12 | 9 | 344 | 13.68 | 56.624 | 43.7964 | 30414.159 | 152070.7948
2020-12-10 | 12 | 10 | 345 | 13.42 | 56.156 | 45.2385 | 31415.6539 | 157078.2697
2020-12-11 | 12 | 11 | 346 | 14.05 | 57.29 | 44.3291 | 30784.0953 | 153920.4765
2020-12-12 | 12 | 12 | 347 | 14.5 | 58.1 | 41.5147 | 28829.62 | 144148.0999
2020-12-13 | 12 | 13 | 348 | 13.92 | 57.056 | 42.2317 | 29327.5463 | 146637.7315
2020-12-14 | 12 | 14 | 349 | 13.73 | 56.714 | 42.6504 | 29618.3449 | 148091.7245
2020-12-15 | 12 | 15 | 350 | 13.08 | 55.544 | 41.6447 | 28919.946 | 144599.7299
2020-12-16 | 12 | 16 | 351 | 12.95 | 55.31 | 41.5962 | 28886.2847 | 144431.4236
2020-12-17 | 12 | 17 | 352 | 12.83 | 55.094 | 41.7891 | 29020.2064 | 145101.032
2020-12-18 | 12 | 18 | 353 | 12.75 | 54.95 | 41.9065 | 29101.7072 | 145508.5359
2020-12-19 | 12 | 19 | 354 | 12.37 | 54.266 | 41.4484 | 28783.613 | 143918.0652
2020-12-20 | 12 | 20 | 355 | 12.68 | 54.824 | 42.5991 | 29582.7064 | 147913.532
2020-12-21 | 12 | 21 | 356 | 12.95 | 55.31 | 45.8711 | 31854.9383 | 159274.6914
2020-12-22 | 12 | 22 | 357 | 12.85 | 55.13 | 48.541 | 33709.0494 | 168545.2468
2020-12-23 | 12 | 23 | 358 | 12.48 | 54.464 | 45.5339 | 31620.7562 | 158103.7809
2020-12-24 | 12 | 24 | 359 | 12.75 | 54.95 | 60.791 | 42216.0012 | 211080.0058
2020-12-25 | 12 | 25 | 360 | 10.95 | 51.71 | 78.746 | 54684.7512 | 273423.7558
2020-12-26 | 12 | 26 | 361 | 11.08 | 51.944 | 64.0892 | 44506.414 | 222532.0698
2020-12-27 | 12 | 27 | 362 | 11.8 | 53.24 | 54.3429 | 37738.1366 | 188690.6829
2020-12-28 | 12 | 28 | 363 | 12.03 | 53.654 | 53.7896 | 37353.8773 | 186769.3866
2020-12-29 | 12 | 29 | 364 | 11.75 | 53.15 | 50.0822 | 34779.2728 | 173896.3638
2020-12-30 | 12 | 30 | 365 | 11.88 | 53.384 | 51.2099 | 35562.4035 | 177812.0177
2020-12-31 | 12 | 31 |  | 11.82 | 53.276 | 56.1219 | 38973.5243 | 194867.6215

## DOE2 Centrifugal Chiller Curves
Centrifugal Chiller Data and Curves
Centrifugal chiller |  |  |  |  | Leaving chilled water temp
| Cap | Z = a + bX + cX^2 + dY + eY^2 + fXY |  |  | 27 | 32 | 35 | 38 | 40 | 42 | 44 | 46 | 48 | 50
| a | -0.49737 | Condenser temp | 55 | 0.86323 | 0.90374 | 0.91375 | 0.91304 | 0.90661 | 0.89542 | 0.87946 | 0.85874 | 0.83325 | 0.80299
| b | -0.0095607 |  | 60 | 0.87468 | 0.93919 | 0.9636 | 0.97729 | 0.98047 | 0.97887 | 0.97251 | 0.96139 | 0.9455 | 0.92485
| c | -0.00059561 |  | 65 | 0.85693 | 0.94544 | 0.98426 | 1.0123 | 1.0251 | 1.0331 | 1.0364 | 1.0348 | 1.0286 | 1.0175
| d | 0.043521 |  | 70 | 0.80998 | 0.9225 | 0.97571 | 1.0182 | 1.0406 | 1.0582 | 1.071 | 1.0791 | 1.0824 | 1.081
| e | -0.00058394 |  | 75 | 0.73384 | 0.87036 | 0.93797 | 0.99487 | 1.0268 | 1.0541 | 1.0765 | 1.0942 | 1.1071 | 1.1152
| f | 0.00096007 |  | 80 | 0.6285 | 0.78902 | 0.87104 | 0.94233 | 0.98391 | 1.0207 | 1.0528 | 1.08 | 1.1026 | 1.1203
|  |  |  | 85 | 0.49397 | 0.67849 | 0.7749 | 0.8606 | 0.91178 | 0.95819 | 0.99983 | 1.0367 | 1.0688 | 1.0962
|  |  |  | 90 | 0.33023 | 0.53876 | 0.64957 | 0.74967 | 0.81045 | 0.86646 | 0.91771 | 0.96419 | 1.0059 | 1.0429
|  |  |  | 95 | 0.1373 | 0.36983 | 0.49505 | 0.60955 | 0.67992 | 0.74553 | 0.80638 | 0.86246 | 0.91378 | 0.96033
|  |  |  | -0.00058394 | 0.085764 | -2.0711
Centrifugal chiller | [5 empty] | Leaving chilled water temp
| EIR fCHWT & ECT |  |  |  |  | 27 | 32 | 35 | 38 | 40 | 42 | 44 | 46 | 48 | 50
| a | 1.1536 |  | Condenser temp | 55 | 0.93893 | 0.85021 | 0.80432 | 0.76394 | 0.74008 | 0.71866 | 0.69969 | 0.68317 | 0.6691 | 0.65747
| b | -0.030679 |  |  | 60 | 0.99028 | 0.89924 | 0.85196 | 0.81018 | 0.78539 | 0.76304 | 0.74314 | 0.72569 | 0.71069 | 0.69813
| c | 0.00030591 |  |  | 65 | 1.0443 | 0.95091 | 0.90223 | 0.85906 | 0.83334 | 0.81006 | 0.78923 | 0.77085 | 0.75492 | 0.74144
| d | 0.0067087 |  |  | 70 | 1.1009 | 1.0052 | 0.95515 | 0.91058 | 0.88393 | 0.85972 | 0.83796 | 0.81865 | 0.80179 | 0.78738
| e | 5.28e-05 |  |  | 75 | 1.1602 | 1.0622 | 1.0107 | 0.96474 | 0.93716 | 0.91202 | 0.88934 | 0.8691 | 0.8513 | 0.83596
| f | -9.297e-05 |  |  | 80 | 1.2221 | 1.1218 | 1.0689 | 1.0215 | 0.99303 | 0.96696 | 0.94335 | 0.92218 | 0.90345 | 0.88718
[5 empty] | 85 | 1.2866 | 1.184 | 1.1297 | 1.081 | 1.0515 | 1.0245 | 1 | 0.9779 | 0.95824 | 0.94104
| EIR = a + b*CHWT + c*CHWT^2 + d*CEWT + e*CEWT^2 + f*CHWT*CWET |  |  |  | 90 | 1.3538 | 1.2489 | 1.1932 | 1.1431 | 1.1127 | 1.0848 | 1.0593 | 1.0363 | 1.0157 | 0.99754
[5 empty] | 95 | 1.4237 | 1.3164 | 1.2593 | 1.2078 | 1.1765 | 1.1476 | 1.1212 | 1.0973 | 1.0757 | 1.0567
|  |  |  | 5.28e-05 | 0.002804 | 0.40472
Centrifugal chiller
| EIR fPLR & dT | [7 empty] | PLR
| a | 0.2797 |  |  |  | 0.2 | 0.3 | 0.4 | 0.5 | 0.6 | 0.7 | 0.8 | 0.9 | 1
| b | 0.57376 |  |  | 0 | 0.40472 | 0.47495 | 0.5503 | 0.6308 | 0.71644 | 0.80721 | 0.90312 | 1.0042 | 1.1104 |  | 0.2 | 3
| c | 0.2569 |  |  | 2 | 0.39228 | 0.4618 | 0.53645 | 0.61624 | 0.70117 | 0.79124 | 0.88644 | 0.98679 | 1.0923 |  | 0.3 | 4.5
| d | -0.0058072 |  |  | 4 | 0.38102 | 0.44982 | 0.52377 | 0.60286 | 0.68708 | 0.77644 | 0.87094 | 0.97058 | 1.0754 |  | 0.4 | 6
| e | 0.00014649 |  | dT | 6 | 0.37092 | 0.43902 | 0.51226 | 0.59064 | 0.67416 | 0.76281 | 0.85661 | 0.95554 | 1.0596 |  | 0.5 | 7.5
| f | -0.0035301 |  |  | 8 | 0.36199 | 0.42939 | 0.50193 | 0.5796 | 0.66241 | 0.75036 | 0.84345 | 0.94167 | 1.045 |  | 0.6 | 9
[5 empty] | 10 | 0.35424 | 0.42093 | 0.49276 | 0.56973 | 0.65183 | 0.73908 | 0.83146 | 0.92898 | 1.0316 |  | 0.7 | 10.5
[5 empty] | 12 | 0.34766 | 0.41365 | 0.48477 | 0.56103 | 0.64243 | 0.72897 | 0.82064 | 0.91745 | 1.0194 |  | 0.8 | 12
[5 empty] | 14 | 0.34225 | 0.40753 | 0.47795 | 0.5535 | 0.6342 | 0.72003 | 0.811 | 0.9071 | 1.0083 |  | 0.9 | 13.5
[5 empty] | 16 | 0.33801 | 0.40259 | 0.4723 | 0.54715 | 0.62713 | 0.71226 | 0.80252 | 0.89792 | 0.99846 |  | 1 | 15
[5 empty] | 18 | 0.33495 | 0.39882 | 0.46782 | 0.54196 | 0.62125 | 0.70566 | 0.79522 | 0.88992 | 0.98975
[5 empty] | 20 | 0.33306 | 0.39622 | 0.46452 | 0.53795 | 0.61653 | 0.70024 | 0.78909 | 0.88308 | 0.98221
EIR/PLR
[5 empty] | 4 | 1.9051 | 1.4994 | 1.3094 | 1.2057 | 1.1451 | 1.1092 | 1.0887 | 1.0784 | 1.0754
[5 empty] | 6 | 1.8546 | 1.4634 | 1.2807 | 1.1813 | 1.1236 | 1.0897 | 1.0708 | 1.0617 | 1.0596
[5 empty] | 8 | 1.81 | 1.4313 | 1.2548 | 1.1592 | 1.104 | 1.0719 | 1.0543 | 1.0463 | 1.045
[5 empty] | 14 | 1.7113 | 1.3584 | 1.1949 | 1.107 | 1.057 | 1.0286 | 1.0137 | 1.0079 | 1.0083

## WSHP Performance Data
WSHP Performance Data
Cooling
Y = m*X + b
| GPM | COP Coefficients
|  | m | b
| 3.6 | -0.061638 | 8.9366
| 4.5 | -0.06484 | 9.3456
| 5 | -0.066625 | 9.5677
| 5.6 | -0.067824 | 9.7239
| 5.9 | -0.068334 | 9.7941
| 6.2 | -0.068847 | 9.8548
| 6.7 | -0.070138 | 10.01
| GPM: | 3.6 |  |  |  | GPM: | 4.5 |  |  |  | GPM: | 5
| EWT | Total Capacity (MBH) | Power (kW) | COP | LWT (°F) | EWT | Total Capacity (MBH) | Power (kW) | COP | LWT (°F) | EWT | Total Capacity (MBH) | Power (kW) | COP | LWT (°F)
| 45 | 27.1 | 1.23 | 6.4574 | 62.2 | 45 | 27.2 | 1.18 | 6.7558 | 59 | 45 | 27.4 | 1.16 | 6.9228 | 57.4
| 55 | 26.2 | 1.39 | 5.5243 | 68.8 | 55 | 26.4 | 1.35 | 5.7314 | 68.8 | 55 | 26.4 | 1.32 | 5.8617 | 67.3
| 68 | 24.8 | 1.59 | 4.5714 | 84.6 | 68 | 25 | 1.54 | 4.7578 | 81.5 | 68 | 25.1 | 1.52 | 4.8397 | 80
| 75 | 24.2 | 1.72 | 4.1236 | 91.5 | 75 | 24.4 | 1.67 | 4.2822 | 88.4 | 75 | 24.5 | 1.65 | 4.3518 | 86.9
| 86 | 23 | 1.93 | 3.4927 | 102.3 | 86 | 23.2 | 1.88 | 3.6168 | 99.2 | 86 | 23.2 | 1.86 | 3.6557 | 96.6
| 95 | 22 | 2.14 | 3.013 | 111.1 | 95 | 22.2 | 2.09 | 3.1131 | 108.1 | 95 | 22.3 | 2.06 | 3.1727 | 106.6
| 105 | 20.9 | 2.39 | 2.5629 | 121 | 105 | 21.1 | 2.33 | 2.6541 | 118 | 105 | 21.2 | 2.3 | 2.7015 | 116.5
| 110 | 20.3 | 2.52 | 2.3609 | 125.9 | 110 | 20.4 | 2.47 | 2.4206 | 122.9 | 110 | 20.5 | 2.44 | 2.4624 | 121.4
| GPM: | 5.6 |  |  |  | GPM: | 5.9 |  |  |  | GPM: | 6.2
| EWT | Total Capacity (MBH) | Power (kW) | COP | LWT (°F) | EWT | Total Capacity (MBH) | Power (kW) | COP | LWT (°F) | EWT | Total Capacity (MBH) | Power (kW) | COP | LWT (°F)
| 45 | 27.4 | 1.14 | 7.0443 | 56.2 | 45 | 27.4 | 1.13 | 7.1066 | 55.7 | 45 | 27.5 | 1.13 | 7.1326 | 55.2
| 55 | 26.5 | 1.31 | 5.9288 | 66.1 | 55 | 26.5 | 1.3 | 5.9744 | 65.5 | 55 | 26.5 | 1.29 | 6.0207 | 65.1
| 68 | 25.2 | 1.5 | 4.9238 | 78.8 | 68 | 25.2 | 1.5 | 4.9238 | 78.3 | 68 | 25.2 | 1.49 | 4.9568 | 77.8
| 75 | 24.5 | 1.63 | 4.4052 | 85.2 | 75 | 24.6 | 1.62 | 4.4505 | 85.2 | 75 | 24.6 | 1.62 | 4.4505 | 84.8
| 86 | 23.3 | 1.84 | 3.7113 | 96.6 | 86 | 23.3 | 1.83 | 3.7316 | 96.1 | 86 | 23.4 | 1.82 | 3.7682 | 95.6
| 95 | 22.4 | 2.04 | 3.2182 | 105.5 | 95 | 22.4 | 2.03 | 3.234 | 105 | 95 | 22.4 | 2.02 | 3.25 | 104.5
| 105 | 21.2 | 2.28 | 2.7252 | 115.4 | 105 | 21.2 | 2.25 | 2.7615 | 115.4 | 105 | 21.3 | 2.27 | 2.7501 | 114.4
| 110 | 20.6 | 2.42 | 2.4948 | 120.3 | 110 | 20.6 | 2.41 | 2.5052 | 119.8 | 110 | 20.6 | 2.4 | 2.5156 | 119.4
| GPM: | 6.7
| EWT | Total Capacity (MBH) | Power (kW) | COP | LWT (°F)
| 45 | 27.5 | 1.11 | 7.2611 | 54.3
| 55 | 26.6 | 1.28 | 6.0906 | 64.2
| 68 | 25.3 | 1.48 | 5.0101 | 77
| 75 | 24.6 | 1.6 | 4.5062 | 84
| 86 | 23.4 | 1.81 | 3.789 | 94.8
| 95 | 22.5 | 2.01 | 3.2808 | 103.7
| 105 | 21.3 | 2.25 | 2.7745 | 113.6
| 110 | 20.7 | 2.38 | 2.5491 | 118.6

## GSHP Performance Data (hidden)
Job Name: Troy District Energy Plant Unit Tag: RTWD-1 Prepared By: Quantity: 1
Partload Information
Heat Hold Leaving at 1% interval
Load % | Htg cap. MBh | LWT Evap F | EWT Evap F | Flow Evap gpm | WPD Evap ft H2O | EWT Cond F | LWT Cond F | Flow Cond gpm | WPD Cond ft H2O | Power kW | Eff. COP (kW/kW) | EWT Evap F |  |  | EWT Cond F |  |  | Eff. COP (kW/kW)
100% | 905.86 | 30 | 37.74 | 200 | 24.9 | 71.01 | 80 | 200 | 15.3 | 48.61 | 5.458 | y = a*x^2+b*x+c |  |  | y = a*x^2+b*x+c |  |  | y = a*x^2+b*x+c
99% | 896.8 | 30 | 37.67 | 200 | 24.9 | 71.1 | 80 | 200 | 15.3 | 48.02 | 5.47 | a | b | c | a | b | c | a | b | c
98% | 887.7 | 30 | 37.59 | 200 | 24.9 | 71.19 | 80 | 200 | 15.3 | 47.43 | 5.482 | 0.23731 | 7.6215 | 29.9269 | 0.18222 | -9.196 | 80.0247 | -1.4493 | 3.1546 | 3.8346
97% | 878.7 | 30 | 37.52 | 200 | 24.9 | 71.28 | 80 | 200 | 15.3 | 46.84 | 5.495
96% | 869.6 | 30 | 37.44 | 200 | 24.9 | 71.37 | 80 | 200 | 15.3 | 46.25 | 5.508
95% | 860.6 | 30 | 37.37 | 200 | 24.9 | 71.45 | 80 | 200 | 15.3 | 45.66 | 5.521
94% | 851.5 | 30 | 37.3 | 200 | 24.9 | 71.54 | 80 | 200 | 15.3 | 45.07 | 5.534
93% | 842.4 | 30 | 37.22 | 200 | 24.9 | 71.63 | 80 | 200 | 15.3 | 44.47 | 5.548
92% | 833.4 | 30 | 37.15 | 200 | 24.9 | 71.72 | 80 | 200 | 15.3 | 43.89 | 5.562
91% | 824.3 | 30 | 37.08 | 200 | 24.9 | 71.81 | 80 | 200 | 15.3 | 43.29 | 5.577
90% | 815.3 | 30 | 37 | 200 | 24.9 | 71.9 | 80 | 200 | 15.3 | 42.73 | 5.588
89% | 806.2 | 30 | 36.92 | 200 | 24.9 | 71.99 | 80 | 200 | 15.3 | 42.28 | 5.585
88% | 797.2 | 30 | 36.84 | 200 | 24.9 | 72.08 | 80 | 200 | 15.3 | 41.87 | 5.576
87% | 788.1 | 30 | 36.76 | 200 | 24.9 | 72.17 | 80 | 200 | 15.3 | 41.46 | 5.568
86% | 779 | 30 | 36.68 | 200 | 24.9 | 72.25 | 80 | 200 | 15.3 | 41.04 | 5.559
85% | 770 | 30 | 36.6 | 200 | 24.9 | 72.34 | 80 | 200 | 15.3 | 40.63 | 5.55
84% | 760.9 | 30 | 36.52 | 200 | 24.9 | 72.43 | 80 | 200 | 15.3 | 40.22 | 5.542
83% | 751.9 | 30 | 36.44 | 200 | 24.8 | 72.52 | 80 | 200 | 15.3 | 39.8 | 5.533
82% | 742.8 | 30 | 36.36 | 200 | 24.8 | 72.61 | 80 | 200 | 15.3 | 39.39 | 5.524
81% | 733.7 | 30 | 36.28 | 200 | 24.8 | 72.7 | 80 | 200 | 15.3 | 38.97 | 5.515
80% | 724.7 | 30 | 36.2 | 200 | 24.8 | 72.79 | 80 | 200 | 15.3 | 38.56 | 5.505
79% | 715.6 | 30 | 36.12 | 200 | 24.8 | 72.88 | 80 | 200 | 15.3 | 38.15 | 5.495
78% | 706.6 | 30 | 36.04 | 200 | 24.8 | 72.96 | 80 | 200 | 15.3 | 37.79 | 5.477
77% | 697.5 | 30 | 35.96 | 200 | 24.8 | 73.05 | 80 | 200 | 15.3 | 37.42 | 5.459
76% | 688.5 | 30 | 35.88 | 200 | 24.8 | 73.14 | 80 | 200 | 15.3 | 37.07 | 5.44
75% | 679.4 | 30 | 35.8 | 200 | 24.8 | 73.23 | 80 | 200 | 15.3 | 36.71 | 5.421
74% | 670.3 | 30 | 35.71 | 200 | 24.8 | 73.32 | 80 | 200 | 15.3 | 36.35 | 5.402
73% | 661.3 | 30 | 35.63 | 200 | 24.8 | 73.41 | 80 | 200 | 15.3 | 35.99 | 5.382
72% | 652.2 | 30 | 35.55 | 200 | 24.8 | 73.5 | 80 | 200 | 15.3 | 35.62 | 5.363
71% | 643.2 | 30 | 35.47 | 200 | 24.8 | 73.58 | 80 | 200 | 15.3 | 35.3 | 5.337
70% | 634.1 | 30 | 35.39 | 200 | 24.8 | 73.67 | 80 | 200 | 15.3 | 34.88 | 5.325
69% | 625 | 30 | 35.31 | 200 | 24.8 | 73.76 | 80 | 200 | 15.3 | 34.47 | 5.31
68% | 616 | 30 | 35.23 | 200 | 24.8 | 73.85 | 80 | 200 | 15.3 | 34.11 | 5.289
67% | 606.9 | 30 | 35.14 | 200 | 24.8 | 73.94 | 80 | 200 | 15.3 | 33.75 | 5.267
66% | 597.9 | 30 | 35.06 | 200 | 24.7 | 74.03 | 80 | 200 | 15.3 | 33.39 | 5.246
65% | 588.8 | 30 | 34.98 | 200 | 24.7 | 74.12 | 80 | 200 | 15.2 | 33.02 | 5.223
64% | 579.7 | 30 | 34.9 | 200 | 24.7 | 74.21 | 80 | 200 | 15.2 | 32.62 | 5.205
63% | 570.7 | 30 | 34.82 | 200 | 24.7 | 74.3 | 80 | 200 | 15.2 | 32.25 | 5.182
62% | 561.6 | 30 | 34.74 | 200 | 24.7 | 74.38 | 80 | 200 | 15.2 | 31.87 | 5.161
61% | 552.6 | 30 | 34.66 | 200 | 24.7 | 74.47 | 80 | 200 | 15.2 | 31.49 | 5.14
60% | 543.5 | 30 | 34.58 | 200 | 24.7 | 74.56 | 80 | 200 | 15.2 | 31.11 | 5.118
59% | 534.5 | 30 | 34.43 | 200 | 24.7 | 74.65 | 80 | 200 | 15.2 | 32.48 | 4.82
58% | 525.4 | 30 | 34.35 | 200 | 24.7 | 74.74 | 80 | 200 | 15.2 | 32.06 | 4.8
57% | 516.3 | 30 | 34.27 | 200 | 24.7 | 74.83 | 80 | 200 | 15.2 | 31.68 | 4.774
56% | 507.3 | 30 | 34.19 | 200 | 24.7 | 74.91 | 80 | 200 | 15.2 | 31.31 | 4.745
55% | 498.2 | 30 | 34.11 | 200 | 24.7 | 75 | 80 | 200 | 15.2 | 30.94 | 4.716
54% | 489.2 | 30 | 34.03 | 200 | 24.7 | 75.09 | 80 | 200 | 15.2 | 30.58 | 4.686
53% | 480.1 | 30 | 33.94 | 200 | 24.7 | 75.18 | 80 | 200 | 15.2 | 30.2 | 4.656
52% | 471 | 30 | 33.86 | 200 | 24.7 | 75.27 | 80 | 200 | 15.2 | 29.81 | 4.627
51% | 462 | 30 | 33.78 | 200 | 24.6 | 75.36 | 80 | 200 | 15.2 | 29.43 | 4.598
50% | 452.9 | 30 | 33.7 | 200 | 24.6 | 75.45 | 80 | 200 | 15.2 | 29.04 | 4.568
49% | 443.9 | 30 | 33.62 | 200 | 24.6 | 75.54 | 80 | 200 | 15.2 | 28.66 | 4.537
48% | 434.8 | 30 | 33.64 | 200 | 24.6 | 75.67 | 80 | 200 | 15.2 | 25.38 | 5.017
47% | 425.8 | 30 | 33.6 | 200 | 24.6 | 75.77 | 80 | 200 | 15.2 | 23.93 | 5.212
46% | 416.7 | 30 | 33.53 | 200 | 24.6 | 75.86 | 80 | 200 | 15.2 | 23.31 | 5.237
45% | 407.6 | 30 | 33.45 | 200 | 24.6 | 75.95 | 80 | 200 | 15.2 | 22.68 | 5.264
44% | 398.6 | 30 | 33.38 | 200 | 24.6 | 76.04 | 80 | 200 | 15.2 | 22.06 | 5.293
43% | 389.5 | 30 | 33.31 | 200 | 24.6 | 76.13 | 80 | 200 | 15.2 | 21.49 | 5.31
42% | 380.5 | 30 | 33.23 | 200 | 24.6 | 76.22 | 80 | 200 | 15.2 | 21.06 | 5.292
41% | 371.4 | 30 | 33.15 | 200 | 24.6 | 76.31 | 80 | 200 | 15.2 | 20.63 | 5.273
40% | 362.3 | 30 | 33.07 | 200 | 24.6 | 76.4 | 80 | 200 | 15.2 | 20.2 | 5.254
39% | 353.3 | 30 | 32.99 | 200 | 24.6 | 76.49 | 80 | 200 | 15.2 | 19.77 | 5.235
38% | 344.2 | 30 | 32.91 | 200 | 24.6 | 76.58 | 80 | 200 | 15.2 | 19.34 | 5.212
37% | 335.2 | 30 | 32.83 | 200 | 24.6 | 76.66 | 80 | 200 | 15.2 | 18.97 | 5.177
36% | 326.1 | 30 | 32.75 | 200 | 24.6 | 76.75 | 80 | 200 | 15.2 | 18.59 | 5.139
35% | 317.1 | 30 | 32.67 | 200 | 24.6 | 76.84 | 80 | 200 | 15.2 | 18.21 | 5.101
34% | 308 | 30 | 32.59 | 200 | 24.6 | 76.93 | 80 | 200 | 15.2 | 17.83 | 5.06
33% | 298.9 | 30 | 32.51 | 200 | 24.6 | 77.02 | 80 | 200 | 15.2 | 17.43 | 5.024
32% | 289.9 | 30 | 32.43 | 200 | 24.5 | 77.11 | 80 | 200 | 15.2 | 17.03 | 4.987
31% | 280.8 | 30 | 32.34 | 200 | 24.5 | 77.2 | 80 | 200 | 15.2 | 16.62 | 4.947
30% | 271.8 | 30 | 32.26 | 200 | 24.5 | 77.29 | 80 | 200 | 15.2 | 16.23 | 4.906
29% | 262.7 | 30 | 32.18 | 200 | 24.5 | 77.38 | 80 | 200 | 15.2 | 15.85 | 4.854
28% | 253.6 | 30 | 32.1 | 200 | 24.5 | 77.46 | 80 | 200 | 15.2 | 15.61 | 4.76
27% | 244.6 | 30 | 32.01 | 200 | 24.5 | 77.55 | 80 | 200 | 15.2 | 15.36 | 4.664
26% | 235.5 | 30 | 31.92 | 200 | 24.5 | 77.64 | 80 | 200 | 15.2 | 15.11 | 4.564
25% | 226.5 | 30 | 31.84 | 200 | 24.5 | 77.73 | 80 | 200 | 15.2 | 14.87 | 4.462
24% | 217.4 | 30 | 31.75 | 200 | 24.5 | 77.82 | 80 | 200 | 15.2 | 14.62 | 4.356
23% | 208.3 | 30 | 31.67 | 200 | 24.5 | 77.91 | 80 | 200 | 15.2 | 14.37 | 4.245
22% | 199.3 | 30 | 31.58 | 200 | 24.5 | 78 | 80 | 200 | 15.1 | 14.13 | 4.132
21% | 190.2 | 30 | 31.49 | 200 | 24.5 | 78.08 | 80 | 200 | 15.1 | 13.88 | 4.014
20% | 181.2 | 30 | 31.41 | 200 | 24.5 | 78.17 | 80 | 200 | 15.1 | 13.63 | 3.893
19% | 172.1 | 30 | 31.32 | 200 | 24.5 | 78.26 | 80 | 200 | 15.1 | 13.38 | 3.766

## ASHP Performance Data
ASHP Performance Data
Cooling
| LG ARUM312BTE5 |  | Indoor 80/67
| OAT | Tc | Pi | EER | COP | A | B | C
| 45 | 312 | 10.84 | 28.7823 | 8.4331 | -0.0010846 | 0.064459 | 7.7969
| 50 | 312 | 11.06 | 28.2098 | 8.2654
| 55 | 312 | 11.3 | 27.6106 | 8.0898
| 60 | 312 | 11.73 | 26.5985 | 7.7933
| 65 | 312 | 11.97 | 26.0652 | 7.637
| 70 | 312 | 13 | 24 | 7.0319
| 75 | 312 | 13.94 | 22.3816 | 6.5578
| 80 | 312 | 15.96 | 19.5489 | 5.7278
| 85 | 312 | 17.02 | 18.3314 | 5.371
| 90 | 312 | 19.39 | 16.0908 | 4.7146
| 95 | 312 | 21.09 | 14.7937 | 4.3345
Heating
| LG ARUM312BTE5 |  | Indoor 70F
| OAT | Tc | Pi | EER | COP | A | B | C
| -21.6 | 176.7 | 24.52 | 7.2064 | 2.1114 | 0.00034926 | 0.017442 | 2.494
| -17.1 | 204.7 | 26.68 | 7.6724 | 2.248
| -12.6 | 235.5 | 28.85 | 8.1629 | 2.3917 | A | B | C | D
| -7 | 268.4 | 31.45 | 8.5342 | 2.5005 | 1.1781e-05 | -8.9096e-05 | 0.013602 | 2.5835
| -4 | 288.1 | 33.01 | 8.7277 | 2.5572
| 0 | 312.5 | 34.93 | 8.9465 | 2.6213
| 5 | 339.4 | 37.34 | 9.0894 | 2.6632
| 10 | 351 | 38.33 | 9.1573 | 2.6831
| 15 | 351 | 37.87 | 9.2686 | 2.7157
| 20 | 351 | 35.71 | 9.8292 | 2.8799
| 25 | 351 | 33.59 | 10.4495 | 3.0617
| 30 | 351 | 31.47 | 11.1535 | 3.2679
| 35 | 351 | 29.36 | 11.955 | 3.5028
| 40 | 351 | 27.24 | 12.8855 | 3.7754
| 47 | 351 | 24.49 | 14.3324 | 4.1993

## Check from PFD (hidden)
Building Cooling-Summer | [5 empty] | Btu/hr | GPM | 0F | 0F | Btu/hr | GPM | 0F | 0F | Btu/hr
Btu/hr | GPM | 0F | 0F | Btu/hr |  | 11348700 | 1520.2 | 85 | 70 | 11401500 | 1469.7 | 84 | 68 | 11757600
596299 | 119.8 | 82.5 | 72.5 | 599000 | Cooling | 11348700 | 1520.2 | 85 | 70 | 11401500 | 1469.7 | 84 | 68 | 11757600
414360 | 83.3 | 82.5 | 72.5 | 416500 |  | 22697400 |  |  |  | 22803000 | 2939.4 |  |  | 23515200
1900915 | 382 | 82.5 | 72.5 | 1910000 | [5 empty] | 1900.25
1900915 | 382 | 82.5 | 72.5 | 1910000 | [11 empty] | COP
1900915 | 382 | 82.5 | 72.5 | 1910000 |  | 13780200 | 1381.8 | 80 | 60 | 13818000 | 2442.2 | 35 | 25 | 12211000 | 11714200 | 0.85007 | 1.1764
2901811 | 583.1 | 82.5 | 72.5 | 2915500 | Heating | 13780200 | 1381.8 | 80 | 60 | 13818000 | 2442.2 | 35 | 25 | 12211000 | 11714200
1370760 | 275.4 | 82.5 | 72.5 | 1377000 |  | 27560400 |  |  |  | 27636000 | 4884.4 |  |  | 24422000
746640 | 150 | 82.5 | 72.5 | 750000
150158 | 30.2 | 82.5 | 72.5 | 151000
699868 | 140.6 | 82.5 | 72.5 | 703000 |  | 22697400 | 2939.3 | 84 | 68 | 23514400
501200 | 100.7 | 82.5 | 72.5 | 503500 | [9 empty] | 3265450.237
644400 | 129.5 | 82.5 | 72.5 | 647500
1109810 | 223 | 82.5 | 72.5 | 1115000
3929680 | 789.6 | 82.5 | 72.5 | 3948000
3929680 | 789.6 | 82.5 | 72.5 | 3948000
22697411 | 4560.8 |  |  | 22804000
11348705.5 | 2280.4
Building Heating Winter
571460 | 57.3 | 60 | 80 | -573000
387100 | 39.8 | 60 | 80 | -398000
2613130 | 262 | 60 | 80 | -2620000
2613130 | 262 | 60 | 80 | -2620000
2613130 | 262 | 60 | 80 | -2620000
2780940 | 278.9 | 60 | 80 | -2789000
1313670 | 131.7 | 60 | 80 | -1317000
3018850 | 302.7 | 60 | 80 | -3027000
385680 | 38.7 | 60 | 80 | -387000
539950 | 54.1 | 60 | 80 | -541000
617990 | 62 | 60 | 80 | -620000
794560 | 79.7 | 60 | 80 | -797000
1368400 | 137.2 | 60 | 80 | -1372000
3966190 | 397.7 | 60 | 80 | -3977000
3968190 | 397.7 | 60 | 80 | -3977000
27552370 | 2763.5 |  |  | -27635000
13776185 | 1381.75

## Gas Supply (hidden)
Effective Month/Year | SC1 Residential | SC2 Residential & Commercial | SC2 Industrial | SC3 Large General Service | SC12 Distributed Generation | SC13 Distributed Generation
2020-12-01 | 0.20516 | 0.20292 | 0.20292 | 0.18119 | 0.16396 | 0.20816
2020-11-01 | 0.23244 | 0.22947 | 0.22947 | 0.21316 | 0.21169 | 0.23614
2020-10-01 | 0.15099 | 0.14802 | 0.14802 | 0.1317 | 0.13021 | 0.15469
2020-09-01 | $0.158705 | 0.1558 | 0.1558 | $0.139865 | 0.13842 | 0.16234
2020-08-01 | $0.182435 | 0.1795 | 0.1795 | $0.163385 | 0.16193 | 0.1861
2020-07-01 | $0.165525 | 0.1626 | 0.1626 | $0.146525 | 0.14506 | 0.16919
2020-06-01 | 0.18357 | 0.18058 | 0.18058 | 0.16407 | 0.16257 | 0.18732
2020-05-01 | 0.1994 | 0.19648 | 0.19648 | 0.18044 | 0.17897 | 0.20306
2020-04-01 | 0.17269 | 0.16981 | 0.16981 | 0.15408 | 0.15266 | 0.17625
2020-03-01 | 0.21285 | 0.20997 | 0.20997 | 0.19417 | 0.19274 | 0.21643
2020-02-01 | 0.27448 | 0.27164 | 0.27164 | 0.25594 | 0.25451 | 0.27805
2020-01-01 | 0.28589 | 0.28299 | 0.28299 | 0.26713 | 0.26567 | 0.2895
AVERAGE | 0.21305 |  | 0.19915 | 0.19354
From https://www.nationalgridus.com/upstate-ny-home/Rates/Supply-Costs.aspx (expand Gas)

## Gas Delivery (hidden)
SC 1 - Residential Service Delivery Service Rate
First 3 Therms or less … $20.35
Next 47 Therms … $0.57392 per therm
Over 50 Therms … $0.09262 per therm
From https://www.nationalgridus.com/Upstate-NY-Home/Rates/Service-Rates [expand Gas Service Rates, Natural Gas Pricing (SC-1)]
SC 2 - Small General Service Delivery Service Rate
First 3 Therms or less … $24.27
Next 277 Therms … $0.35651 per therm
Next 4,720 Therms … $0.20578 per therm
Over 5,000 Therms … $0.06590 per therm
SC 3 - Large General Service Delivery Service Rate
First 5,000 Therms or less … $781.27
Over 5,000 Therms … $0.11436 per therm
SC 12 - Non-Residential Distributed Generation Service Delivery Service Rate
Annual consumption < 250,000 Therms
First 3 Therms or less … $148.27
Over 3 Therms (Apr to Oct) … $0.04491 per therm
Over 3 Therms (Nov to Mar) … $0.05660 per therm
SC 12 - Non-Residential Distributed Generation Service Delivery Service Rate
Annual consumption 250,000 Therms to 1,000,000 Therms
First 3 Therms or less … $466.54
Over 3 Therms (Apr to Oct) … $0.04016 per therm
Over 3 Therms (Nov to Mar) … $0.05044 per therm
SC 12 - Non-Residential Distributed Generation Service Delivery Service Rate
Annual consumption > 1,000,000 Therms, but < 2,500,000
First 100 Therms or less … $1,401.27
Next 499,900 Therms (Apr to Oct) … $0.03711 per therm
Next 499,900 Therms (Nov to Mar) … $0.04702 per therm
Over 500,000 Therms (Apr to Oct) … $0.03183 per therm
Over 500,000 Therms (Nov to Mar) … $0.04031 per therm
SC 12 - Non-Residential Distributed Generation Service Delivery Service Rate
Annual consumption > 2,500,000 Therms
First 3 Therms or less … $1,401.27
Over 3 Therms (Apr to Oct) … $0.00740 per therm
Over 3 Therms (Nov to Mar) … $0.00944 per therm
Demand charge per therms of MPDQ … 0.76195
From https://www.nationalgridus.com/Upstate-NY-Home/Rates/Service-Rates [expand Gas Service Rates, Natural Gas Pricing (SC-1) and select Rates for Natural Gas Service]

## Elec Supply (hidden)
SC1, Zone F, 12 Month Trailing Weighted Average Prices Ending September 30, 2020
0.05071
SC2, Zone F, 12 Month Trailing Weighted Average Prices Ending September 30, 2020
0.04929
SC1C, Zone F, 12 Month Trailing Weighted Average Prices Ending September 30, 2020
Off Peak | 0.03414
On Peak | 0.0518
Sh Peak | 0.04294
SC1 VTOU, Zone F, 12 Month Trailing Weighted Average Prices Ending September 30, 2020
Off Peak | 0.00619
On Peak | 0.0183
Super Peak | 0.1559
From https://www.nationalgridus.com/Upstate-NY-Home/Rates/Rate-Statements, Electric, 12 Month Trailing Average of Supply Rates
Load | Service | Voltage | Pricing | Electricity | Delivery
Area | Class | Delivery Level | Date | Supply | Adjustment
Capital | SC3 | Primary | 2020-12-09 | 0.03016 | 0
Capital | SC3 | Primary | 2020-12-10 | 0.03058 | 0
Capital | SC3 | Primary | 2020-12-11 | 0.03084 | 0
Capital | SC3 | Primary | 2020-12-12 | 0.03104 | 0
Capital | SC3 | Primary | 2020-12-13 | 0.03122 | 0
Capital | SC3 | Primary | 2020-12-14 | 0.03147 | 0
Capital | SC3 | Secondary | 2020-12-09 | 0.03101 | 0
Capital | SC3 | Secondary | 2020-12-10 | 0.03149 | 0
Capital | SC3 | Secondary | 2020-12-11 | 0.03181 | 0
Capital | SC3 | Secondary | 2020-12-12 | 0.03207 | 0
Capital | SC3 | Secondary | 2020-12-13 | 0.0323 | 0
Capital | SC3 | Secondary | 2020-12-14 | 0.03254 | 0
Capital | SC3 | Subtransmission | 2020-12-09 | 0.02916 | 0
Capital | SC3 | Subtransmission | 2020-12-10 | 0.02967 | 0
Capital | SC3 | Subtransmission | 2020-12-11 | 0.03005 | 0
Capital | SC3 | Subtransmission | 2020-12-12 | 0.03038 | 0
Capital | SC3 | Subtransmission | 2020-12-13 | 0.03071 | 0
Capital | SC3 | Subtransmission | 2020-12-14 | 0.03094 | 0
Capital | SC3 | Transmission | 2020-12-09 | 0.02865 | 0
Capital | SC3 | Transmission | 2020-12-10 | 0.02904 | 0
Capital | SC3 | Transmission | 2020-12-11 | 0.02929 | 0
Capital | SC3 | Transmission | 2020-12-12 | 0.02949 | 0
Capital | SC3 | Transmission | 2020-12-13 | 0.02969 | 0
Capital | SC3 | Transmission | 2020-12-14 | 0.02991 | 0
These prices are the actual prices given current market and weather conditions experienced since September 1, 1998. These prices are not a forecast of where we believe prices will be tomorrow or any time in the future.
SC3 = Large General Service
From https://www.nationalgridus.com/Upstate-NY-Business/Supply-Costs/ , Electric Supply Charge (can alternatively select Hourly Supply Charge)

## Elec Delivery (hidden)
Rates Components for SC-1 (Standard Service)
Load Zones A & B | All Load Zones | Which is it? Applicable to only Zones A & B or all Zones?
Basic Service Charge (per month) | 17
Delivery Charge (per kWh) | 0.06287
From https://www.nationalgridus.com/Upstate-NY-Home/Rates/Service-Rates [expand Electric Service Rates, Standard Service (SC-1)]
Rates Components for SC1-VTOU (Residential Voluntary Time of Use)
All Load Zones
Basic Service Charge (per month) | 17
Incremental Customer Charge (per month) | 3.36
On Peak/Super Peak Delivery Charge (per kWh) | 0.08056
Off Peak Delivery Charge (per kWh) | 0.01085
Charge varies by time of use hours and load zone. Time of use hours for supply are: On peak 7am - 11pm; off peak 11pm - 7am; and super peak 2pm - 6pm in June, July and August, excluding weekends and holidays.
From https://www.nationalgridus.com/Upstate-NY-Home/Rates/Service-Rates , Standard Service and Residential Voluntary Time of Use
Small General (SC-2) This service is for commercial or industrial customers whose monthly measured demand is less than 100kW. Customers can be served under the non-demand or demand pricing schedules. A business that uses greater than 2,000 kWh in each month for four consecutive months would be classified as a demand customer.
Non-Demand Pricing | All Load Zones
Basic Service Charge (per month) | 21.02
Delivery Charge (per kWh) | 0.06911
Demand Pricing | All Load Zones
Basic Service Charge (per month) | 52.52
Delivery Charge (per kW) | 12.8
Delivery Charge for Demand (per kWh) | 0
Large General (SC-3) This service is for commercial or industrial customers whose monthly measured demand exceeds 100kW in each of the previous 12 consecutive months.
Secondary Customers (<2.2kV) | All Load Zones
Customer Charge | 487.5
Minimum kW (first 40 kW) | 452.8
Per kW Charge (over 40 kW) | 11.32
RKVA Charge | 0.85
Primary Customers (2.2-15 kV)
Customer Charge | 436.7
Minimum kW (first 40 kW) | 403.2
Per kW Charge (over 40 kW) | 10.08
RKVA Charge | 0.85
Subtransmission Customers (22-50 kV)
Customer Charge | 823
Minimum kW (first 40 kW) | 120.8
Per kW Charge (over 40 kW) | 3.02
RKVA Charge | 0.85
Transmission Customers (>60 kV)
Customer Charge | 823
Minimum kW (first 40 kW) | 120.8
Per kW Charge (over 40 kW) | 3.02
RKVA Charge | 0.85
Large General, TOU (SC-3A)
Secondary Customers (<2.2kV)
Customer Charges - Distribution Delivery | 2166.67
Demand Charges - Distribution Delivery (per kW) | 10.95
RkVA Charges | 1.02
Primary Customers (2.2-15 kV)
Customer Charges - Distribution Delivery | 2166.67
Demand Charges - Distribution Delivery (per kW) | 10.95
RkVA Charges | 1.02
Subtransmission Customers (22-50 kV)
Customer Charges - Distribution Delivery | 2604
Demand Charges - Distribution Delivery (per kW) | 3.74
RkVA Charges | 1.02
Transmission Customers (>60 kV)
Customer Charges - Distribution Delivery | 5273.5
Demand Charges - Distribution Delivery (per kW) | 3.38
RkVA Charges | 1.02
From https://www.nationalgridus.com/Upstate-NY-Business/Rates/Service-Rates , Small General, Large General, Large General, TOU

## DPCache_Hrly Calcs - WWTP HX (hidden)
Date | Month | Day | Hour | Day of year | Hour of Year | Dry Bulb Temperature (°F) | Heating Load (MBH) | Cooling Load (MBH) | Mode (Heating/ Cooling) | Heat Load on Building Heat Pumps (MBH) | Heat Pump COP | Heat absorbed from Loop (MBH) | Heat absorbed from Bore Field (MBH) | Heat required from Loop Heat Pump (MBH) | Loop Heat Pump COP | Loop Heat Pump Electric Demand (kW) | Cooling Load on Building Heat Pumps (MBH) | Heat Pump COP2 | Heat rejected to Loop (MBH) | Heat Rejected to Bore Field (MBH) | Heat Rejection required from Loop Heat Pump | Loop Heat Pump COP2 | Loop Heat Pump Electric Demand (kW)2 | Loop Flow (GPM) | % Loop Design Flow | Loop No. Pumps Operating | Loop Pump 1 Speed | Loop Pump 2 Speed | Loop Pump 1 Demand (kW) | Loop Pump 2 Demand (kW) | Total Loop Pump Demand (kW) | Heat Abosrbed from Bore Field (MBH) | Heat Rejected to Bore Field (MBH)2 | Bore Field Flowrate (GPM) | % Bore Field Design Flow | Geo-Loop No. Pumps Operating | Geo-Loop Pump 1 Speed | Geo- Loop Pump 2 Speed | Geo- Loop Pump 1 Demand (kW) | Geo- Loop Pump 2 Demand (kW) | Total Geo-Loop Pump Demand (kW)
2007-01-01 01:00 | 1 | 1 | 1 | 1 | 1 | 35.96 | 866.1059 | 0 | Heating | 866.1059 | 4 | 692.8847 | 692.8847 | 0 | 6 | 0 | 0 | 4 | 0 | 0 | 0 | 6 | 0 | 138.5769 | 0.053299 | 1 | 0.5 | 0 | 8.2745 | 0 | 8.2745 | 707.0253 | 0 | 40.4708 | 0.031131 | 1 | 0.5 | 0 | 4.1373 | 0 | 4.1373
2007-01-01 02:00 | 1 | 1 | 2 | 1 | 2 | 35.96 | 977.5581 | 0 | Heating | 977.5581 | 4 | 782.0464 | 782.0464 | 0 | 6 | 0 | 0 | 4 | 0 | 0 | 0 | 6 | 0 | 156.4093 | 0.060157 | 1 | 0.5 | 0 | 8.2745 | 0 | 8.2745 | 798.0066 | 0 | 45.6787 | 0.035137 | 1 | 0.5 | 0 | 4.1373 | 0 | 4.1373
2007-01-01 03:00 | 1 | 1 | 3 | 1 | 3 | 35.96 | 1076.3702 | 0 | Heating | 1076.3702 | 4 | 861.0962 | 861.0962 | 0 | 6 | 0 | 0 | 4 | 0 | 0 | 0 | 6 | 0 | 172.2192 | 0.066238 | 1 | 0.5 | 0 | 8.2745 | 0 | 8.2745 | 878.6696 | 0 | 50.2959 | 0.038689 | 1 | 0.5 | 0 | 4.1373 | 0 | 4.1373
2007-01-01 04:00 | 1 | 1 | 4 | 1 | 4 | 37.4 | 1165.4565 | 0 | Heating | 1165.4565 | 4 | 932.3652 | 932.3652 | 0 | 6 | 0 | 0 | 4 | 0 | 0 | 0 | 6 | 0 | 186.473 | 0.07172 | 1 | 0.5 | 0 | 8.2745 | 0 | 8.2745 | 951.3931 | 0 | 54.4587 | 0.041891 | 1 | 0.5 | 0 | 4.1373 | 0 | 4.1373
2007-01-01 05:00 | 1 | 1 | 5 | 1 | 5 | 37.04 | 1279.2064 | 0 | Heating | 1279.2064 | 4 | 1023.3651 | 1023.3651 | 0 | 6 | 0 | 0 | 4 | 0 | 0 | 0 | 6 | 0 | 204.673 | 0.07872 | 1 | 0.5 | 0 | 8.2745 | 0 | 8.2745 | 1044.2501 | 0 | 59.7739 | 0.04598 | 1 | 0.5 | 0 | 4.1373 | 0 | 4.1373
2007-01-01 06:00 | 1 | 1 | 6 | 1 | 6 | 37.4 | 1551.9782 | 0 | Heating | 1551.9782 | 4 | 1241.5826 | 1241.5826 | 0 | 6 | 0 | 0 | 4 | 0 | 0 | 0 | 6 | 0 | 248.3165 | 0.095506 | 1 | 0.5 | 0 | 8.2745 | 0 | 8.2745 | 1266.921 | 0 | 72.5198 | 0.055784 | 1 | 0.5 | 0 | 4.1373 | 0 | 4.1373
2007-01-01 07:00 | 1 | 1 | 7 | 1 | 7 | 37.94 | 3591.3793 | 0 | Heating | 3591.3793 | 4 | 2873.1034 | 2873.1034 | 0 | 6 | 0 | 0 | 4 | 0 | 0 | 0 | 6 | 0 | 574.6207 | 0.22101 | 1 | 0.5 | 0 | 8.2745 | 0 | 8.2745 | 2931.7382 | 0 | 167.8156 | 0.12909 | 1 | 0.5 | 0 | 4.1373 | 0 | 4.1373
2007-01-01 08:00 | 1 | 1 | 8 | 1 | 8 | 37.94 | 3188.6641 | 0 | Heating | 3188.6641 | 4 | 2550.9313 | 2550.9313 | 0 | 6 | 0 | 0 | 4 | 0 | 0 | 0 | 6 | 0 | 510.1863 | 0.19623 | 1 | 0.5 | 0 | 8.2745 | 0 | 8.2745 | 2602.9911 | 0 | 148.9978 | 0.11461 | 1 | 0.5 | 0 | 4.1373 | 0 | 4.1373
2007-01-01 09:00 | 1 | 1 | 9 | 1 | 9 | 39.02 | 3120.0678 | 0 | Heating | 3120.0678 | 4 | 2496.0542 | 2496.0542 | 0 | 6 | 0 | 0 | 4 | 0 | 0 | 0 | 6 | 0 | 499.2108 | 0.192 | 1 | 0.5 | 0 | 8.2745 | 0 | 8.2745 | 2546.9941 | 0 | 145.7925 | 0.11215 | 1 | 0.5 | 0 | 4.1373 | 0 | 4.1373
2007-01-01 10:00 | 1 | 1 | 10 | 1 | 10 | 39.2 | 2769.6633 | 0 | Heating | 2769.6633 | 4 | 2215.7306 | 2215.7306 | 0 | 6 | 0 | 0 | 4 | 0 | 0 | 0 | 6 | 0 | 443.1461 | 0.17044 | 1 | 0.5 | 0 | 8.2745 | 0 | 8.2745 | 2260.9496 | 0 | 129.419 | 0.099553 | 1 | 0.5 | 0 | 4.1373 | 0 | 4.1373
2007-01-01 11:00 | 1 | 1 | 11 | 1 | 11 | 41 | 2558.7362 | 0 | Heating | 2558.7362 | 4 | 2046.989 | 2046.989 | 0 | 6 | 0 | 0 | 4 | 0 | 0 | 0 | 6 | 0 | 409.3978 | 0.15746 | 1 | 0.5 | 0 | 8.2745 | 0 | 8.2745 | 2088.7643 | 0 | 119.5629 | 0.091971 | 1 | 0.5 | 0 | 4.1373 | 0 | 4.1373
2007-01-01 12:00 | 1 | 1 | 12 | 1 | 12 | 44.6 | 2294.0256 | 0 | Heating | 2294.0256 | 4 | 1835.2205 | 1835.2205 | 0 | 6 | 0 | 0 | 4 | 0 | 0 | 0 | 6 | 0 | 367.0441 | 0.14117 | 1 | 0.5 | 0 | 8.2745 | 0 | 8.2745 | 1872.674 | 0 | 107.1937 | 0.082457 | 1 | 0.5 | 0 | 4.1373 | 0 | 4.1373
2007-01-01 13:00 | 1 | 1 | 13 | 1 | 13 | 44.96 | 2013.9877 | 0 | Heating | 2013.9877 | 4 | 1611.1902 | 1611.1902 | 0 | 6 | 0 | 0 | 4 | 0 | 0 | 0 | 6 | 0 | 322.238 | 0.12394 | 1 | 0.5 | 0 | 8.2745 | 0 | 8.2745 | 1644.0716 | 0 | 94.1083 | 0.072391 | 1 | 0.5 | 0 | 4.1373 | 0 | 4.1373
2007-01-01 14:00 | 1 | 1 | 14 | 1 | 14 | 44.96 | 1817.838 | 0 | Heating | 1817.838 | 4 | 1454.2704 | 1454.2704 | 0 | 6 | 0 | 0 | 4 | 0 | 0 | 0 | 6 | 0 | 290.8541 | 0.11187 | 1 | 0.5 | 0 | 8.2745 | 0 | 8.2745 | 1483.9494 | 0 | 84.9427 | 0.065341 | 1 | 0.5 | 0 | 4.1373 | 0 | 4.1373
2007-01-01 15:00 | 1 | 1 | 15 | 1 | 15 | 46.94 | 1685.3034 | 0 | Heating | 1685.3034 | 4 | 1348.2427 | 1348.2427 | 0 | 6 | 0 | 0 | 4 | 0 | 0 | 0 | 6 | 0 | 269.6485 | 0.10371 | 1 | 0.5 | 0 | 8.2745 | 0 | 8.2745 | 1375.7579 | 0 | 78.7497 | 0.060577 | 1 | 0.5 | 0 | 4.1373 | 0 | 4.1373
2007-01-01 16:00 | 1 | 1 | 16 | 1 | 16 | 46.04 | 1580.9489 | 0 | Heating | 1580.9489 | 4 | 1264.7591 | 1264.7591 | 0 | 6 | 0 | 0 | 4 | 0 | 0 | 0 | 6 | 0 | 252.9518 | 0.097289 | 1 | 0.5 | 0 | 8.2745 | 0 | 8.2745 | 1290.5705 | 0 | 73.8735 | 0.056826 | 1 | 0.5 | 0 | 4.1373 | 0 | 4.1373
2007-01-01 17:00 | 1 | 1 | 17 | 1 | 17 | 46.04 | 1523.4059 | 0 | Heating | 1523.4059 | 4 | 1218.7247 | 1218.7247 | 0 | 6 | 0 | 0 | 4 | 0 | 0 | 0 | 6 | 0 | 243.7449 | 0.093748 | 1 | 0.5 | 0 | 8.2745 | 0 | 8.2745 | 1243.5967 | 0 | 71.1847 | 0.054757 | 1 | 0.5 | 0 | 4.1373 | 0 | 4.1373
2007-01-01 18:00 | 1 | 1 | 18 | 1 | 18 | 44.6 | 1509.2936 | 0 | Heating | 1509.2936 | 4 | 1207.4349 | 1207.4349 | 0 | 6 | 0 | 0 | 4 | 0 | 0 | 0 | 6 | 0 | 241.487 | 0.09288 | 1 | 0.5 | 0 | 8.2745 | 0 | 8.2745 | 1232.0764 | 0 | 70.5253 | 0.05425 | 1 | 0.5 | 0 | 4.1373 | 0 | 4.1373
2007-01-01 19:00 | 1 | 1 | 19 | 1 | 19 | 41 | 1478.4586 | 0 | Heating | 1478.4586 | 4 | 1182.7669 | 1182.7669 | 0 | 6 | 0 | 0 | 4 | 0 | 0 | 0 | 6 | 0 | 236.5534 | 0.090982 | 1 | 0.5 | 0 | 8.2745 | 0 | 8.2745 | 1206.905 | 0 | 69.0844 | 0.053142 | 1 | 0.5 | 0 | 4.1373 | 0 | 4.1373
2007-01-01 20:00 | 1 | 1 | 20 | 1 | 20 | 41 | 1357.5382 | 0 | Heating | 1357.5382 | 4 | 1086.0306 | 1086.0306 | 0 | 6 | 0 | 0 | 4 | 0 | 0 | 0 | 6 | 0 | 217.2061 | 0.083541 | 1 | 0.5 | 0 | 8.2745 | 0 | 8.2745 | 1108.1945 | 0 | 63.4341 | 0.048795 | 1 | 0.5 | 0 | 4.1373 | 0 | 4.1373
2007-01-01 21:00 | 1 | 1 | 21 | 1 | 21 | 41 | 1226.0462 | 0 | Heating | 1226.0462 | 4 | 980.837 | 980.837 | 0 | 6 | 0 | 0 | 4 | 0 | 0 | 0 | 6 | 0 | 196.1674 | 0.075449 | 1 | 0.5 | 0 | 8.2745 | 0 | 8.2745 | 1000.8541 | 0 | 57.2899 | 0.044069 | 1 | 0.5 | 0 | 4.1373 | 0 | 4.1373
2007-01-01 22:00 | 1 | 1 | 22 | 1 | 22 | 42.98 | 776.4795 | 0 | Heating | 776.4795 | 4 | 621.1836 | 621.1836 | 0 | 6 | 0 | 0 | 4 | 0 | 0 | 0 | 6 | 0 | 124.2367 | 0.047783 | 1 | 0.5 | 0 | 8.2745 | 0 | 8.2745 | 633.8608 | 0 | 36.2828 | 0.02791 | 1 | 0.5 | 0 | 4.1373 | 0 | 4.1373
2007-01-01 23:00 | 1 | 1 | 23 | 1 | 23 | 42.98 | 715.2487 | 0 | Heating | 715.2487 | 4 | 572.1989 | 572.1989 | 0 | 6 | 0 | 0 | 4 | 0 | 0 | 0 | 6 | 0 | 114.4398 | 0.044015 | 1 | 0.5 | 0 | 8.2745 | 0 | 8.2745 | 583.8765 | 0 | 33.4217 | 0.025709 | 1 | 0.5 | 0 | 4.1373 | 0 | 4.1373
2007-01-02 | 1 | 2 | 0 | 2 | 24 | 42.98 | 605.4999 | 0 | Heating | 605.4999 | 4 | 484.4 | 484.4 | 0 | 6 | 0 | 0 | 4 | 0 | 0 | 0 | 6 | 0 | 96.88 | 0.037262 | 1 | 0.5 | 0 | 8.2745 | 0 | 8.2745 | 494.2857 | 0 | 28.2934 | 0.021764 | 1 | 0.5 | 0 | 4.1373 | 0 | 4.1373
2007-01-02 01:00 | 1 | 2 | 1 | 2 | 25 | 42.8 | 509.202 | 0 | Heating | 509.202 | 4 | 407.3616 | 407.3616 | 0 | 6 | 0 | 0 | 4 | 0 | 0 | 0 | 6 | 0 | 81.4723 | 0.031336 | 1 | 0.5 | 0 | 8.2745 | 0 | 8.2745 | 415.6751 | 0 | 23.7937 | 0.018303 | 1 | 0.5 | 0 | 4.1373 | 0 | 4.1373
2007-01-02 02:00 | 1 | 2 | 2 | 2 | 26 | 42.98 | 496.814 | 0 | Heating | 496.814 | 4 | 397.4512 | 397.4512 | 0 | 6 | 0 | 0 | 4 | 0 | 0 | 0 | 6 | 0 | 79.4902 | 0.030573 | 1 | 0.5 | 0 | 8.2745 | 0 | 8.2745 | 405.5625 | 0 | 23.2148 | 0.017858 | 1 | 0.5 | 0 | 4.1373 | 0 | 4.1373
2007-01-02 03:00 | 1 | 2 | 3 | 2 | 27 | 42.98 | 608.5818 | 0 | Heating | 608.5818 | 4 | 486.8655 | 486.8655 | 0 | 6 | 0 | 0 | 4 | 0 | 0 | 0 | 6 | 0 | 97.3731 | 0.037451 | 1 | 0.5 | 0 | 8.2745 | 0 | 8.2745 | 496.8015 | 0 | 28.4374 | 0.021875 | 1 | 0.5 | 0 | 4.1373 | 0 | 4.1373
2007-01-02 04:00 | 1 | 2 | 4 | 2 | 28 | 42.08 | 715.8541 | 0 | Heating | 715.8541 | 4 | 572.6833 | 572.6833 | 0 | 6 | 0 | 0 | 4 | 0 | 0 | 0 | 6 | 0 | 114.5367 | 0.044053 | 1 | 0.5 | 0 | 8.2745 | 0 | 8.2745 | 584.3707 | 0 | 33.45 | 0.025731 | 1 | 0.5 | 0 | 4.1373 | 0 | 4.1373
2007-01-02 05:00 | 1 | 2 | 5 | 2 | 29 | 42.08 | 807.4065 | 0 | Heating | 807.4065 | 4 | 645.9252 | 645.9252 | 0 | 6 | 0 | 0 | 4 | 0 | 0 | 0 | 6 | 0 | 129.185 | 0.049687 | 1 | 0.5 | 0 | 8.2745 | 0 | 8.2745 | 659.1074 | 0 | 37.728 | 0.029022 | 1 | 0.5 | 0 | 4.1373 | 0 | 4.1373
2007-01-02 06:00 | 1 | 2 | 6 | 2 | 30 | 37.94 | 1072.6691 | 0 | Heating | 1072.6691 | 4 | 858.1353 | 858.1353 | 0 | 6 | 0 | 0 | 4 | 0 | 0 | 0 | 6 | 0 | 171.6271 | 0.06601 | 1 | 0.5 | 0 | 8.2745 | 0 | 8.2745 | 875.6482 | 0 | 50.123 | 0.038556 | 1 | 0.5 | 0 | 4.1373 | 0 | 4.1373
2007-01-02 07:00 | 1 | 2 | 7 | 2 | 31 | 35.96 | 3075.8364 | 0 | Heating | 3075.8364 | 4 | 2460.6691 | 2460.6691 | 0 | 6 | 0 | 0 | 4 | 0 | 0 | 0 | 6 | 0 | 492.1338 | 0.18928 | 1 | 0.5 | 0 | 8.2745 | 0 | 8.2745 | 2510.8869 | 0 | 143.7256 | 0.11056 | 1 | 0.5 | 0 | 4.1373 | 0 | 4.1373
2007-01-02 08:00 | 1 | 2 | 8 | 2 | 32 | 35.96 | 2695.3607 | 0 | Heating | 2695.3607 | 4 | 2156.2885 | 2156.2885 | 0 | 6 | 0 | 0 | 4 | 0 | 0 | 0 | 6 | 0 | 431.2577 | 0.16587 | 1 | 0.5 | 0 | 8.2745 | 0 | 8.2745 | 2200.2944 | 0 | 125.947 | 0.096882 | 1 | 0.5 | 0 | 4.1373 | 0 | 4.1373
2007-01-02 09:00 | 1 | 2 | 9 | 2 | 33 | 35.96 | 2508.7009 | 0 | Heating | 2508.7009 | 4 | 2006.9607 | 2006.9607 | 0 | 6 | 0 | 0 | 4 | 0 | 0 | 0 | 6 | 0 | 401.3921 | 0.15438 | 1 | 0.5 | 0 | 8.2745 | 0 | 8.2745 | 2047.9191 | 0 | 117.2249 | 0.090173 | 1 | 0.5 | 0 | 4.1373 | 0 | 4.1373
2007-01-02 10:00 | 1 | 2 | 10 | 2 | 34 | 37.04 | 2125.674 | 0 | Heating | 2125.674 | 4 | 1700.5392 | 1700.5392 | 0 | 6 | 0 | 0 | 4 | 0 | 0 | 0 | 6 | 0 | 340.1078 | 0.13081 | 1 | 0.5 | 0 | 8.2745 | 0 | 8.2745 | 1735.2441 | 0 | 99.3271 | 0.076405 | 1 | 0.5 | 0 | 4.1373 | 0 | 4.1373
2007-01-02 11:00 | 1 | 2 | 11 | 2 | 35 | 37.04 | 1956.6254 | 0 | Heating | 1956.6254 | 4 | 1565.3004 | 1565.3004 | 0 | 6 | 0 | 0 | 4 | 0 | 0 | 0 | 6 | 0 | 313.0601 | 0.12041 | 1 | 0.5 | 0 | 8.2745 | 0 | 8.2745 | 1597.2453 | 0 | 91.4279 | 0.070329 | 1 | 0.5 | 0 | 4.1373 | 0 | 4.1373
2007-01-02 12:00 | 1 | 2 | 12 | 2 | 36 | 39.02 | 1780.3818 | 0 | Heating | 1780.3818 | 4 | 1424.3054 | 1424.3054 | 0 | 6 | 0 | 0 | 4 | 0 | 0 | 0 | 6 | 0 | 284.8611 | 0.10956 | 1 | 0.5 | 0 | 8.2745 | 0 | 8.2745 | 1453.3729 | 0 | 83.1925 | 0.063994 | 1 | 0.5 | 0 | 4.1373 | 0 | 4.1373
2007-01-02 13:00 | 1 | 2 | 13 | 2 | 37 | 39.02 | 1685.9636 | 0 | Heating | 1685.9636 | 4 | 1348.7709 | 1348.7709 | 0 | 6 | 0 | 0 | 4 | 0 | 0 | 0 | 6 | 0 | 269.7542 | 0.10375 | 1 | 0.5 | 0 | 8.2745 | 0 | 8.2745 | 1376.2969 | 0 | 78.7806 | 0.0606 | 1 | 0.5 | 0 | 4.1373 | 0 | 4.1373
2007-01-02 14:00 | 1 | 2 | 14 | 2 | 38 | 39.02 | 1609.9075 | 0 | Heating | 1609.9075 | 4 | 1287.926 | 1287.926 | 0 | 6 | 0 | 0 | 4 | 0 | 0 | 0 | 6 | 0 | 257.5852 | 0.099071 | 1 | 0.5 | 0 | 8.2745 | 0 | 8.2745 | 1314.2102 | 0 | 75.2267 | 0.057867 | 1 | 0.5 | 0 | 4.1373 | 0 | 4.1373
2007-01-02 15:00 | 1 | 2 | 15 | 2 | 39 | 39.92 | 1583.207 | 0 | Heating | 1583.207 | 4 | 1266.5656 | 1266.5656 | 0 | 6 | 0 | 0 | 4 | 0 | 0 | 0 | 6 | 0 | 253.3131 | 0.097428 | 1 | 0.5 | 0 | 8.2745 | 0 | 8.2745 | 1292.4139 | 0 | 73.979 | 0.056907 | 1 | 0.5 | 0 | 4.1373 | 0 | 4.1373
2007-01-02 16:00 | 1 | 2 | 16 | 2 | 40 | 39.02 | 1604.6837 | 0 | Heating | 1604.6837 | 4 | 1283.747 | 1283.747 | 0 | 6 | 0 | 0 | 4 | 0 | 0 | 0 | 6 | 0 | 256.7494 | 0.09875 | 1 | 0.5 | 0 | 8.2745 | 0 | 8.2745 | 1309.9459 | 0 | 74.9826 | 0.057679 | 1 | 0.5 | 0 | 4.1373 | 0 | 4.1373
2007-01-02 17:00 | 1 | 2 | 17 | 2 | 41 | 39.02 | 1674.6981 | 0 | Heating | 1674.6981 | 4 | 1339.7585 | 1339.7585 | 0 | 6 | 0 | 0 | 4 | 0 | 0 | 0 | 6 | 0 | 267.9517 | 0.10306 | 1 | 0.5 | 0 | 8.2745 | 0 | 8.2745 | 1367.1005 | 0 | 78.2542 | 0.060196 | 1 | 0.5 | 0 | 4.1373 | 0 | 4.1373
2007-01-02 18:00 | 1 | 2 | 18 | 2 | 42 | 35.96 | 1791.54 | 0 | Heating | 1791.54 | 4 | 1433.232 | 1433.232 | 0 | 6 | 0 | 0 | 4 | 0 | 0 | 0 | 6 | 0 | 286.6464 | 0.11025 | 1 | 0.5 | 0 | 8.2745 | 0 | 8.2745 | 1462.4816 | 0 | 83.7139 | 0.064395 | 1 | 0.5 | 0 | 4.1373 | 0 | 4.1373
2007-01-02 19:00 | 1 | 2 | 19 | 2 | 43 | 35.06 | 1923.1994 | 0 | Heating | 1923.1994 | 4 | 1538.5595 | 1538.5595 | 0 | 6 | 0 | 0 | 4 | 0 | 0 | 0 | 6 | 0 | 307.7119 | 0.11835 | 1 | 0.5 | 0 | 8.2745 | 0 | 8.2745 | 1569.9587 | 0 | 89.866 | 0.069128 | 1 | 0.5 | 0 | 4.1373 | 0 | 4.1373
2007-01-02 20:00 | 1 | 2 | 20 | 2 | 44 | 35.06 | 1902.8621 | 0 | Heating | 1902.8621 | 4 | 1522.2897 | 1522.2897 | 0 | 6 | 0 | 0 | 4 | 0 | 0 | 0 | 6 | 0 | 304.4579 | 0.1171 | 1 | 0.5 | 0 | 8.2745 | 0 | 8.2745 | 1553.3568 | 0 | 88.9157 | 0.068397 | 1 | 0.5 | 0 | 4.1373 | 0 | 4.1373
2007-01-02 21:00 | 1 | 2 | 21 | 2 | 45 | 30.02 | 2003.0268 | 0 | Heating | 2003.0268 | 4 | 1602.4215 | 1602.4215 | 0 | 6 | 0 | 0 | 4 | 0 | 0 | 0 | 6 | 0 | 320.4843 | 0.12326 | 1 | 0.5 | 0 | 8.2745 | 0 | 8.2745 | 1635.124 | 0 | 93.5961 | 0.071997 | 1 | 0.5 | 0 | 4.1373 | 0 | 4.1373
2007-01-02 22:00 | 1 | 2 | 22 | 2 | 46 | 28.94 | 1325.7306 | 0 | Heating | 1325.7306 | 4 | 1060.5845 | 1060.5845 | 0 | 6 | 0 | 0 | 4 | 0 | 0 | 0 | 6 | 0 | 212.1169 | 0.081583 | 1 | 0.5 | 0 | 8.2745 | 0 | 8.2745 | 1082.2291 | 0 | 61.9479 | 0.047652 | 1 | 0.5 | 0 | 4.1373 | 0 | 4.1373
2007-01-02 23:00 | 1 | 2 | 23 | 2 | 47 | 28.94 | 1261.2409 | 0 | Heating | 1261.2409 | 4 | 1008.9928 | 1008.9928 | 0 | 6 | 0 | 0 | 4 | 0 | 0 | 0 | 6 | 0 | 201.7986 | 0.077615 | 1 | 0.5 | 0 | 8.2745 | 0 | 8.2745 | 1029.5844 | 0 | 58.9344 | 0.045334 | 1 | 0.5 | 0 | 4.1373 | 0 | 4.1373
2007-01-03 | 1 | 3 | 0 | 3 | 48 | 26.06 | 1320.0504 | 0 | Heating | 1320.0504 | 4 | 1056.0403 | 1056.0403 | 0 | 6 | 0 | 0 | 4 | 0 | 0 | 0 | 6 | 0 | 211.2081 | 0.081234 | 1 | 0.5 | 0 | 8.2745 | 0 | 8.2745 | 1077.5921 | 0 | 61.6824 | 0.047448 | 1 | 0.5 | 0 | 4.1373 | 0 | 4.1373
2007-01-03 01:00 | 1 | 3 | 1 | 3 | 49 | 26.96 | 1345.9242 | 0 | Heating | 1345.9242 | 4 | 1076.7393 | 1076.7393 | 0 | 6 | 0 | 0 | 4 | 0 | 0 | 0 | 6 | 0 | 215.3479 | 0.082826 | 1 | 0.5 | 0 | 8.2745 | 0 | 8.2745 | 1098.7136 | 0 | 62.8914 | 0.048378 | 1 | 0.5 | 0 | 4.1373 | 0 | 4.1373
2007-01-03 02:00 | 1 | 3 | 2 | 3 | 50 | 26.96 | 1283.5178 | 0 | Heating | 1283.5178 | 4 | 1026.8142 | 1026.8142 | 0 | 6 | 0 | 0 | 4 | 0 | 0 | 0 | 6 | 0 | 205.3628 | 0.078986 | 1 | 0.5 | 0 | 8.2745 | 0 | 8.2745 | 1047.7696 | 0 | 59.9754 | 0.046135 | 1 | 0.5 | 0 | 4.1373 | 0 | 4.1373
2007-01-03 03:00 | 1 | 3 | 3 | 3 | 51 | 26.96 | 1382.2485 | 0 | Heating | 1382.2485 | 4 | 1105.7988 | 1105.7988 | 0 | 6 | 0 | 0 | 4 | 0 | 0 | 0 | 6 | 0 | 221.1598 | 0.085061 | 1 | 0.5 | 0 | 8.2745 | 0 | 8.2745 | 1128.3661 | 0 | 64.5888 | 0.049684 | 1 | 0.5 | 0 | 4.1373 | 0 | 4.1373
2007-01-03 04:00 | 1 | 3 | 4 | 3 | 52 | 28.04 | 1427.8479 | 0 | Heating | 1427.8479 | 4 | 1142.2783 | 1142.2783 | 0 | 6 | 0 | 0 | 4 | 0 | 0 | 0 | 6 | 0 | 228.4557 | 0.087868 | 1 | 0.5 | 0 | 8.2745 | 0 | 8.2745 | 1165.5901 | 0 | 66.7195 | 0.051323 | 1 | 0.5 | 0 | 4.1373 | 0 | 4.1373
2007-01-03 05:00 | 1 | 3 | 5 | 3 | 53 | 28.04 | 1511.9082 | 0 | Heating | 1511.9082 | 4 | 1209.5265 | 1209.5265 | 0 | 6 | 0 | 0 | 4 | 0 | 0 | 0 | 6 | 0 | 241.9053 | 0.093041 | 1 | 0.5 | 0 | 8.2745 | 0 | 8.2745 | 1234.2108 | 0 | 70.6474 | 0.054344 | 1 | 0.5 | 0 | 4.1373 | 0 | 4.1373
2007-01-03 06:00 | 1 | 3 | 6 | 3 | 54 | 28.94 | 1759.9916 | 0 | Heating | 1759.9916 | 4 | 1407.9933 | 1407.9933 | 0 | 6 | 0 | 0 | 4 | 0 | 0 | 0 | 6 | 0 | 281.5987 | 0.10831 | 1 | 0.5 | 0 | 8.2745 | 0 | 8.2745 | 1436.7278 | 0 | 82.2397 | 0.063261 | 1 | 0.5 | 0 | 4.1373 | 0 | 4.1373
2007-01-03 07:00 | 1 | 3 | 7 | 3 | 55 | 28.94 | 4284.0797 | 0 | Heating | 4284.0797 | 4 | 3427.2638 | 3200 | 227.2638 | 6 | 11.1012 | 0 | 4 | 0 | 0 | 0 | 6 | 0 | 685.4528 | 0.26364 | 1 | 0.52727 | 0 | 9.3496 | 0 | 9.3496 | 3265.3061 | 0 | 186.9093 | 0.14378 | 1 | 0.5 | 0 | 4.1373 | 0 | 4.1373
2007-01-03 08:00 | 1 | 3 | 8 | 3 | 56 | 28.94 | 3681.1001 | 0 | Heating | 3681.1001 | 4 | 2944.8801 | 2944.8801 | 0 | 6 | 0 | 0 | 4 | 0 | 0 | 0 | 6 | 0 | 588.976 | 0.22653 | 1 | 0.5 | 0 | 8.2745 | 0 | 8.2745 | 3004.9797 | 0 | 172.008 | 0.13231 | 1 | 0.5 | 0 | 4.1373 | 0 | 4.1373
2007-01-03 09:00 | 1 | 3 | 9 | 3 | 57 | 30.92 | 3295.7523 | 0 | Heating | 3295.7523 | 4 | 2636.6019 | 2636.6019 | 0 | 6 | 0 | 0 | 4 | 0 | 0 | 0 | 6 | 0 | 527.3204 | 0.20282 | 1 | 0.5 | 0 | 8.2745 | 0 | 8.2745 | 2690.4101 | 0 | 154.0017 | 0.11846 | 1 | 0.5 | 0 | 4.1373 | 0 | 4.1373
2007-01-03 10:00 | 1 | 3 | 10 | 3 | 58 | 33.98 | 2855.232 | 0 | Heating | 2855.232 | 4 | 2284.1856 | 2284.1856 | 0 | 6 | 0 | 0 | 4 | 0 | 0 | 0 | 6 | 0 | 456.8371 | 0.17571 | 1 | 0.5 | 0 | 8.2745 | 0 | 8.2745 | 2330.8016 | 0 | 133.4174 | 0.10263 | 1 | 0.5 | 0 | 4.1373 | 0 | 4.1373
2007-01-03 11:00 | 1 | 3 | 11 | 3 | 59 | 33.98 | 2557.9966 | 0 | Heating | 2557.9966 | 4 | 2046.3973 | 2046.3973 | 0 | 6 | 0 | 0 | 4 | 0 | 0 | 0 | 6 | 0 | 409.2795 | 0.15742 | 1 | 0.5 | 0 | 8.2745 | 0 | 8.2745 | 2088.1605 | 0 | 119.5284 | 0.091945 | 1 | 0.5 | 0 | 4.1373 | 0 | 4.1373
2007-01-03 12:00 | 1 | 3 | 12 | 3 | 60 | 39.02 | 2264.2235 | 0 | Heating | 2264.2235 | 4 | 1811.3788 | 1811.3788 | 0 | 6 | 0 | 0 | 4 | 0 | 0 | 0 | 6 | 0 | 362.2758 | 0.13934 | 1 | 0.5 | 0 | 8.2745 | 0 | 8.2745 | 1848.3458 | 0 | 105.8011 | 0.081385 | 1 | 0.5 | 0 | 4.1373 | 0 | 4.1373
2007-01-03 13:00 | 1 | 3 | 13 | 3 | 61 | 42.98 | 2038.368 | 0 | Heating | 2038.368 | 4 | 1630.6944 | 1630.6944 | 0 | 6 | 0 | 0 | 4 | 0 | 0 | 0 | 6 | 0 | 326.1389 | 0.12544 | 1 | 0.5 | 0 | 8.2745 | 0 | 8.2745 | 1663.9738 | 0 | 95.2475 | 0.073267 | 1 | 0.5 | 0 | 4.1373 | 0 | 4.1373
2007-01-03 14:00 | 1 | 3 | 14 | 3 | 62 | 42.98 | 1870.6838 | 0 | Heating | 1870.6838 | 4 | 1496.547 | 1496.547 | 0 | 6 | 0 | 0 | 4 | 0 | 0 | 0 | 6 | 0 | 299.3094 | 0.11512 | 1 | 0.5 | 0 | 8.2745 | 0 | 8.2745 | 1527.0888 | 0 | 87.4121 | 0.06724 | 1 | 0.5 | 0 | 4.1373 | 0 | 4.1373
2007-01-03 15:00 | 1 | 3 | 15 | 3 | 63 | 46.94 | 1767.6522 | 0 | Heating | 1767.6522 | 4 | 1414.1218 | 1414.1218 | 0 | 6 | 0 | 0 | 4 | 0 | 0 | 0 | 6 | 0 | 282.8244 | 0.10878 | 1 | 0.5 | 0 | 8.2745 | 0 | 8.2745 | 1442.9814 | 0 | 82.5977 | 0.063537 | 1 | 0.5 | 0 | 4.1373 | 0 | 4.1373
2007-01-03 16:00 | 1 | 3 | 16 | 3 | 64 | 44.96 | 1915.9605 | 0 | Heating | 1915.9605 | 4 | 1532.7684 | 1532.7684 | 0 | 6 | 0 | 0 | 4 | 0 | 0 | 0 | 6 | 0 | 306.5537 | 0.11791 | 1 | 0.5 | 0 | 8.2745 | 0 | 8.2745 | 1564.0494 | 0 | 89.5277 | 0.068867 | 1 | 0.5 | 0 | 4.1373 | 0 | 4.1373
2007-01-03 17:00 | 1 | 3 | 17 | 3 | 65 | 44.96 | 2073.9081 | 0 | Heating | 2073.9081 | 4 | 1659.1265 | 1659.1265 | 0 | 6 | 0 | 0 | 4 | 0 | 0 | 0 | 6 | 0 | 331.8253 | 0.12763 | 1 | 0.5 | 0 | 8.2745 | 0 | 8.2745 | 1692.9862 | 0 | 96.9082 | 0.074545 | 1 | 0.5 | 0 | 4.1373 | 0 | 4.1373
2007-01-03 18:00 | 1 | 3 | 18 | 3 | 66 | 42.98 | 2244.5886 | 0 | Heating | 2244.5886 | 4 | 1795.6709 | 1795.6709 | 0 | 6 | 0 | 0 | 4 | 0 | 0 | 0 | 6 | 0 | 359.1342 | 0.13813 | 1 | 0.5 | 0 | 8.2745 | 0 | 8.2745 | 1832.3172 | 0 | 104.8836 | 0.08068 | 1 | 0.5 | 0 | 4.1373 | 0 | 4.1373
2007-01-03 19:00 | 1 | 3 | 19 | 3 | 67 | 42.98 | 2431.6529 | 0 | Heating | 2431.6529 | 4 | 1945.3223 | 1945.3223 | 0 | 6 | 0 | 0 | 4 | 0 | 0 | 0 | 6 | 0 | 389.0645 | 0.14964 | 1 | 0.5 | 0 | 8.2745 | 0 | 8.2745 | 1985.0228 | 0 | 113.6247 | 0.087404 | 1 | 0.5 | 0 | 4.1373 | 0 | 4.1373
2007-01-03 20:00 | 1 | 3 | 20 | 3 | 68 | 42.98 | 2513.9927 | 0 | Heating | 2513.9927 | 4 | 2011.1942 | 2011.1942 | 0 | 6 | 0 | 0 | 4 | 0 | 0 | 0 | 6 | 0 | 402.2388 | 0.15471 | 1 | 0.5 | 0 | 8.2745 | 0 | 8.2745 | 2052.239 | 0 | 117.4722 | 0.090363 | 1 | 0.5 | 0 | 4.1373 | 0 | 4.1373
2007-01-03 21:00 | 1 | 3 | 21 | 3 | 69 | 41 | 2642.5149 | 0 | Heating | 2642.5149 | 4 | 2114.012 | 2114.012 | 0 | 6 | 0 | 0 | 4 | 0 | 0 | 0 | 6 | 0 | 422.8024 | 0.16262 | 1 | 0.5 | 0 | 8.2745 | 0 | 8.2745 | 2157.1551 | 0 | 123.4777 | 0.094983 | 1 | 0.5 | 0 | 4.1373 | 0 | 4.1373
2007-01-03 22:00 | 1 | 3 | 22 | 3 | 70 | 39.02 | 1654.0945 | 0 | Heating | 1654.0945 | 4 | 1323.2756 | 1323.2756 | 0 | 6 | 0 | 0 | 4 | 0 | 0 | 0 | 6 | 0 | 264.6551 | 0.10179 | 1 | 0.5 | 0 | 8.2745 | 0 | 8.2745 | 1350.2813 | 0 | 77.2914 | 0.059455 | 1 | 0.5 | 0 | 4.1373 | 0 | 4.1373
2007-01-03 23:00 | 1 | 3 | 23 | 3 | 71 | 39.02 | 1632.5322 | 0 | Heating | 1632.5322 | 4 | 1306.0258 | 1306.0258 | 0 | 6 | 0 | 0 | 4 | 0 | 0 | 0 | 6 | 0 | 261.2052 | 0.10046 | 1 | 0.5 | 0 | 8.2745 | 0 | 8.2745 | 1332.6793 | 0 | 76.2839 | 0.05868 | 1 | 0.5 | 0 | 4.1373 | 0 | 4.1373
2007-01-04 | 1 | 4 | 0 | 4 | 72 | 33.98 | 1699.8093 | 0 | Heating | 1699.8093 | 4 | 1359.8474 | 1359.8474 | 0 | 6 | 0 | 0 | 4 | 0 | 0 | 0 | 6 | 0 | 271.9695 | 0.1046 | 1 | 0.5 | 0 | 8.2745 | 0 | 8.2745 | 1387.5994 | 0 | 79.4276 | 0.061098 | 1 | 0.5 | 0 | 4.1373 | 0 | 4.1373
2007-01-04 01:00 | 1 | 4 | 1 | 4 | 73 | 33.98 | 1584.1632 | 0 | Heating | 1584.1632 | 4 | 1267.3305 | 1267.3305 | 0 | 6 | 0 | 0 | 4 | 0 | 0 | 0 | 6 | 0 | 253.4661 | 0.097487 | 1 | 0.5 | 0 | 8.2745 | 0 | 8.2745 | 1293.1944 | 0 | 74.0237 | 0.056941 | 1 | 0.5 | 0 | 4.1373 | 0 | 4.1373
2007-01-04 02:00 | 1 | 4 | 2 | 4 | 74 | 33.98 | 1788.2001 | 0 | Heating | 1788.2001 | 4 | 1430.5601 | 1430.5601 | 0 | 6 | 0 | 0 | 4 | 0 | 0 | 0 | 6 | 0 | 286.112 | 0.11004 | 1 | 0.5 | 0 | 8.2745 | 0 | 8.2745 | 1459.7552 | 0 | 83.5578 | 0.064275 | 1 | 0.5 | 0 | 4.1373 | 0 | 4.1373
2007-01-04 03:00 | 1 | 4 | 3 | 4 | 75 | 37.94 | 1802.6031 | 0 | Heating | 1802.6031 | 4 | 1442.0825 | 1442.0825 | 0 | 6 | 0 | 0 | 4 | 0 | 0 | 0 | 6 | 0 | 288.4165 | 0.11093 | 1 | 0.5 | 0 | 8.2745 | 0 | 8.2745 | 1471.5128 | 0 | 84.2308 | 0.064793 | 1 | 0.5 | 0 | 4.1373 | 0 | 4.1373
2007-01-04 04:00 | 1 | 4 | 4 | 4 | 76 | 37.94 | 1847.0602 | 0 | Heating | 1847.0602 | 4 | 1477.6481 | 1477.6481 | 0 | 6 | 0 | 0 | 4 | 0 | 0 | 0 | 6 | 0 | 295.5296 | 0.11367 | 1 | 0.5 | 0 | 8.2745 | 0 | 8.2745 | 1507.8042 | 0 | 86.3082 | 0.066391 | 1 | 0.5 | 0 | 4.1373 | 0 | 4.1373
2007-01-04 05:00 | 1 | 4 | 5 | 4 | 77 | 37.94 | 1922.0223 | 0 | Heating | 1922.0223 | 4 | 1537.6178 | 1537.6178 | 0 | 6 | 0 | 0 | 4 | 0 | 0 | 0 | 6 | 0 | 307.5236 | 0.11828 | 1 | 0.5 | 0 | 8.2745 | 0 | 8.2745 | 1568.9978 | 0 | 89.811 | 0.069085 | 1 | 0.5 | 0 | 4.1373 | 0 | 4.1373
2007-01-04 06:00 | 1 | 4 | 6 | 4 | 78 | 32 | 2169.7211 | 0 | Heating | 2169.7211 | 4 | 1735.7768 | 1735.7768 | 0 | 6 | 0 | 0 | 4 | 0 | 0 | 0 | 6 | 0 | 347.1554 | 0.13352 | 1 | 0.5 | 0 | 8.2745 | 0 | 8.2745 | 1771.2009 | 0 | 101.3853 | 0.077989 | 1 | 0.5 | 0 | 4.1373 | 0 | 4.1373
2007-01-04 07:00 | 1 | 4 | 7 | 4 | 79 | 32 | 4868.9632 | 0 | Heating | 4868.9632 | 4 | 3895.1706 | 3200 | 695.1706 | 6 | 33.9571 | 0 | 4 | 0 | 0 | 0 | 6 | 0 | 779.0341 | 0.29963 | 1 | 0.59926 | 0 | 12.5494 | 0 | 12.5494 | 3265.3061 | 0 | 186.9093 | 0.14378 | 1 | 0.5 | 0 | 4.1373 | 0 | 4.1373
2007-01-04 08:00 | 1 | 4 | 8 | 4 | 80 | 32 | 4331.381 | 0 | Heating | 4331.381 | 4 | 3465.1048 | 3200 | 265.1048 | 6 | 12.9496 | 0 | 4 | 0 | 0 | 0 | 6 | 0 | 693.021 | 0.26655 | 1 | 0.53309 | 0 | 9.5887 | 0 | 9.5887 | 3265.3061 | 0 | 186.9093 | 0.14378 | 1 | 0.5 | 0 | 4.1373 | 0 | 4.1373
2007-01-04 09:00 | 1 | 4 | 9 | 4 | 81 | 35.96 | 3751.5773 | 0 | Heating | 3751.5773 | 4 | 3001.2618 | 3001.2618 | 0 | 6 | 0 | 0 | 4 | 0 | 0 | 0 | 6 | 0 | 600.2524 | 0.23087 | 1 | 0.5 | 0 | 8.2745 | 0 | 8.2745 | 3062.5121 | 0 | 175.3012 | 0.13485 | 1 | 0.5 | 0 | 4.1373 | 0 | 4.1373
2007-01-04 10:00 | 1 | 4 | 10 | 4 | 82 | 39.92 | 3143.4145 | 0 | Heating | 3143.4145 | 4 | 2514.7316 | 2514.7316 | 0 | 6 | 0 | 0 | 4 | 0 | 0 | 0 | 6 | 0 | 502.9463 | 0.19344 | 1 | 0.5 | 0 | 8.2745 | 0 | 8.2745 | 2566.0526 | 0 | 146.8834 | 0.11299 | 1 | 0.5 | 0 | 4.1373 | 0 | 4.1373
2007-01-04 11:00 | 1 | 4 | 11 | 4 | 83 | 39.92 | 2758.2049 | 0 | Heating | 2758.2049 | 4 | 2206.5639 | 2206.5639 | 0 | 6 | 0 | 0 | 4 | 0 | 0 | 0 | 6 | 0 | 441.3128 | 0.16974 | 1 | 0.5 | 0 | 8.2745 | 0 | 8.2745 | 2251.5959 | 0 | 128.8836 | 0.099141 | 1 | 0.5 | 0 | 4.1373 | 0 | 4.1373
2007-01-04 12:00 | 1 | 4 | 12 | 4 | 84 | 44.06 | 2279.6932 | 0 | Heating | 2279.6932 | 4 | 1823.7545 | 1823.7545 | 0 | 6 | 0 | 0 | 4 | 0 | 0 | 0 | 6 | 0 | 364.7509 | 0.14029 | 1 | 0.5 | 0 | 8.2745 | 0 | 8.2745 | 1860.974 | 0 | 106.524 | 0.081942 | 1 | 0.5 | 0 | 4.1373 | 0 | 4.1373
2007-01-04 13:00 | 1 | 4 | 13 | 4 | 85 | 46.94 | 2076.4013 | 0 | Heating | 2076.4013 | 4 | 1661.121 | 1661.121 | 0 | 6 | 0 | 0 | 4 | 0 | 0 | 0 | 6 | 0 | 332.2242 | 0.12778 | 1 | 0.5 | 0 | 8.2745 | 0 | 8.2745 | 1695.0214 | 0 | 97.0247 | 0.074634 | 1 | 0.5 | 0 | 4.1373 | 0 | 4.1373
2007-01-04 14:00 | 1 | 4 | 14 | 4 | 86 | 46.94 | 1998.1281 | 0 | Heating | 1998.1281 | 4 | 1598.5025 | 1598.5025 | 0 | 6 | 0 | 0 | 4 | 0 | 0 | 0 | 6 | 0 | 319.7005 | 0.12296 | 1 | 0.5 | 0 | 8.2745 | 0 | 8.2745 | 1631.125 | 0 | 93.3672 | 0.071821 | 1 | 0.5 | 0 | 4.1373 | 0 | 4.1373
2007-01-04 15:00 | 1 | 4 | 15 | 4 | 87 | 50 | 1942.1889 | 0 | Heating | 1942.1889 | 4 | 1553.7511 | 1553.7511 | 0 | 6 | 0 | 0 | 4 | 0 | 0 | 0 | 6 | 0 | 310.7502 | 0.11952 | 1 | 0.5 | 0 | 8.2745 | 0 | 8.2745 | 1585.4603 | 0 | 90.7533 | 0.06981 | 1 | 0.5 | 0 | 4.1373 | 0 | 4.1373
2007-01-04 16:00 | 1 | 4 | 16 | 4 | 88 | 48.02 | 1960.7115 | 0 | Heating | 1960.7115 | 4 | 1568.5692 | 1568.5692 | 0 | 6 | 0 | 0 | 4 | 0 | 0 | 0 | 6 | 0 | 313.7138 | 0.12066 | 1 | 0.5 | 0 | 8.2745 | 0 | 8.2745 | 1600.5808 | 0 | 91.6188 | 0.070476 | 1 | 0.5 | 0 | 4.1373 | 0 | 4.1373
2007-01-04 17:00 | 1 | 4 | 17 | 4 | 89 | 48.02 | 2028.3265 | 0 | Heating | 2028.3265 | 4 | 1622.6612 | 1622.6612 | 0 | 6 | 0 | 0 | 4 | 0 | 0 | 0 | 6 | 0 | 324.5322 | 0.12482 | 1 | 0.5 | 0 | 8.2745 | 0 | 8.2745 | 1655.7768 | 0 | 94.7783 | 0.072906 | 1 | 0.5 | 0 | 4.1373 | 0 | 4.1373
2007-01-04 18:00 | 1 | 4 | 18 | 4 | 90 | 44.96 | 2115.9554 | 0 | Heating | 2115.9554 | 4 | 1692.7643 | 1692.7643 | 0 | 6 | 0 | 0 | 4 | 0 | 0 | 0 | 6 | 0 | 338.5529 | 0.13021 | 1 | 0.5 | 0 | 8.2745 | 0 | 8.2745 | 1727.3106 | 0 | 98.873 | 0.076056 | 1 | 0.5 | 0 | 4.1373 | 0 | 4.1373
2007-01-04 19:00 | 1 | 4 | 19 | 4 | 91 | 44.06 | 2197.9058 | 0 | Heating | 2197.9058 | 4 | 1758.3246 | 1758.3246 | 0 | 6 | 0 | 0 | 4 | 0 | 0 | 0 | 6 | 0 | 351.6649 | 0.13526 | 1 | 0.5 | 0 | 8.2745 | 0 | 8.2745 | 1794.2088 | 0 | 102.7023 | 0.079002 | 1 | 0.5 | 0 | 4.1373 | 0 | 4.1373
2007-01-04 20:00 | 1 | 4 | 20 | 4 | 92 | 44.06 | 2152.1467 | 0 | Heating | 2152.1467 | 4 | 1721.7174 | 1721.7174 | 0 | 6 | 0 | 0 | 4 | 0 | 0 | 0 | 6 | 0 | 344.3435 | 0.13244 | 1 | 0.5 | 0 | 8.2745 | 0 | 8.2745 | 1756.8544 | 0 | 100.5641 | 0.077357 | 1 | 0.5 | 0 | 4.1373 | 0 | 4.1373
2007-01-04 21:00 | 1 | 4 | 21 | 4 | 93 | 46.94 | 2217.8076 | 0 | Heating | 2217.8076 | 4 | 1774.2461 | 1774.2461 | 0 | 6 | 0 | 0 | 4 | 0 | 0 | 0 | 6 | 0 | 354.8492 | 0.13648 | 1 | 0.5 | 0 | 8.2745 | 0 | 8.2745 | 1810.4552 | 0 | 103.6322 | 0.079717 | 1 | 0.5 | 0 | 4.1373 | 0 | 4.1373
2007-01-04 22:00 | 1 | 4 | 22 | 4 | 94 | 48.02 | 1374.4843 | 0 | Heating | 1374.4843 | 4 | 1099.5874 | 1099.5874 | 0 | 6 | 0 | 0 | 4 | 0 | 0 | 0 | 6 | 0 | 219.9175 | 0.084584 | 1 | 0.5 | 0 | 8.2745 | 0 | 8.2745 | 1122.028 | 0 | 64.226 | 0.049405 | 1 | 0.5 | 0 | 4.1373 | 0 | 4.1373
2007-01-04 23:00 | 1 | 4 | 23 | 4 | 95 | 48.02 | 1270.8649 | 0 | Heating | 1270.8649 | 4 | 1016.6919 | 1016.6919 | 0 | 6 | 0 | 0 | 4 | 0 | 0 | 0 | 6 | 0 | 203.3384 | 0.078207 | 1 | 0.5 | 0 | 8.2745 | 0 | 8.2745 | 1037.4408 | 0 | 59.3841 | 0.04568 | 1 | 0.5 | 0 | 4.1373 | 0 | 4.1373
2007-01-05 | 1 | 5 | 0 | 5 | 96 | 50 | 1285.769 | 0 | Heating | 1285.769 | 4 | 1028.6152 | 1028.6152 | 0 | 6 | 0 | 0 | 4 | 0 | 0 | 0 | 6 | 0 | 205.723 | 0.079124 | 1 | 0.5 | 0 | 8.2745 | 0 | 8.2745 | 1049.6073 | 0 | 60.0806 | 0.046216 | 1 | 0.5 | 0 | 4.1373 | 0 | 4.1373
2007-01-05 01:00 | 1 | 5 | 1 | 5 | 97 | 50 | 1067.0902 | 0 | Heating | 1067.0902 | 4 | 853.6721 | 853.6721 | 0 | 6 | 0 | 0 | 4 | 0 | 0 | 0 | 6 | 0 | 170.7344 | 0.065667 | 1 | 0.5 | 0 | 8.2745 | 0 | 8.2745 | 871.094 | 0 | 49.8623 | 0.038356 | 1 | 0.5 | 0 | 4.1373 | 0 | 4.1373
2007-01-05 02:00 | 1 | 5 | 2 | 5 | 98 | 50 | 1128.311 | 0 | Heating | 1128.311 | 4 | 902.6488 | 902.6488 | 0 | 6 | 0 | 0 | 4 | 0 | 0 | 0 | 6 | 0 | 180.5298 | 0.069435 | 1 | 0.5 | 0 | 8.2745 | 0 | 8.2745 | 921.0702 | 0 | 52.723 | 0.040556 | 1 | 0.5 | 0 | 4.1373 | 0 | 4.1373
2007-01-05 03:00 | 1 | 5 | 3 | 5 | 99 | 50 | 1206.0137 | 0 | Heating | 1206.0137 | 4 | 964.811 | 964.811 | 0 | 6 | 0 | 0 | 4 | 0 | 0 | 0 | 6 | 0 | 192.9622 | 0.074216 | 1 | 0.5 | 0 | 8.2745 | 0 | 8.2745 | 984.501 | 0 | 56.3538 | 0.043349 | 1 | 0.5 | 0 | 4.1373 | 0 | 4.1373
2007-01-05 04:00 | 1 | 5 | 4 | 5 | 100 | 50 | 1319.1768 | 0 | Heating | 1319.1768 | 4 | 1055.3414 | 1055.3414 | 0 | 6 | 0 | 0 | 4 | 0 | 0 | 0 | 6 | 0 | 211.0683 | 0.08118 | 1 | 0.5 | 0 | 8.2745 | 0 | 8.2745 | 1076.879 | 0 | 61.6416 | 0.047417 | 1 | 0.5 | 0 | 4.1373 | 0 | 4.1373
2007-01-05 05:00 | 1 | 5 | 5 | 5 | 101 | 50 | 1383.7936 | 0 | Heating | 1383.7936 | 4 | 1107.0349 | 1107.0349 | 0 | 6 | 0 | 0 | 4 | 0 | 0 | 0 | 6 | 0 | 221.407 | 0.085157 | 1 | 0.5 | 0 | 8.2745 | 0 | 8.2745 | 1129.6274 | 0 | 64.661 | 0.049739 | 1 | 0.5 | 0 | 4.1373 | 0 | 4.1373
2007-01-05 06:00 | 1 | 5 | 6 | 5 | 102 | 50 | 1625.5077 | 0 | Heating | 1625.5077 | 4 | 1300.4062 | 1300.4062 | 0 | 6 | 0 | 0 | 4 | 0 | 0 | 0 | 6 | 0 | 260.0812 | 0.10003 | 1 | 0.5 | 0 | 8.2745 | 0 | 8.2745 | 1326.9451 | 0 | 75.9556 | 0.058427 | 1 | 0.5 | 0 | 4.1373 | 0 | 4.1373
2007-01-05 07:00 | 1 | 5 | 7 | 5 | 103 | 51.98 | 3975.4293 | 0 | Heating | 3975.4293 | 4 | 3180.3434 | 3180.3434 | 0 | 6 | 0 | 0 | 4 | 0 | 0 | 0 | 6 | 0 | 636.0687 | 0.24464 | 1 | 0.5 | 0 | 8.2745 | 0 | 8.2745 | 3245.2484 | 0 | 185.7612 | 0.14289 | 1 | 0.5 | 0 | 4.1373 | 0 | 4.1373
2007-01-05 08:00 | 1 | 5 | 8 | 5 | 104 | 51.98 | 3344.0313 | 0 | Heating | 3344.0313 | 4 | 2675.225 | 2675.225 | 0 | 6 | 0 | 0 | 4 | 0 | 0 | 0 | 6 | 0 | 535.045 | 0.20579 | 1 | 0.5 | 0 | 8.2745 | 0 | 8.2745 | 2729.8215 | 0 | 156.2577 | 0.1202 | 1 | 0.5 | 0 | 4.1373 | 0 | 4.1373
2007-01-05 09:00 | 1 | 5 | 9 | 5 | 105 | 53.06 | 3190.9959 | 0 | Heating | 3190.9959 | 4 | 2552.7967 | 2552.7967 | 0 | 6 | 0 | 0 | 4 | 0 | 0 | 0 | 6 | 0 | 510.5593 | 0.19637 | 1 | 0.5 | 0 | 8.2745 | 0 | 8.2745 | 2604.8946 | 0 | 149.1067 | 0.1147 | 1 | 0.5 | 0 | 4.1373 | 0 | 4.1373
2007-01-05 10:00 | 1 | 5 | 10 | 5 | 106 | 53.96 | 2811.8926 | 0 | Heating | 2811.8926 | 4 | 2249.5141 | 2249.5141 | 0 | 6 | 0 | 0 | 4 | 0 | 0 | 0 | 6 | 0 | 449.9028 | 0.17304 | 1 | 0.5 | 0 | 8.2745 | 0 | 8.2745 | 2295.4225 | 0 | 131.3922 | 0.10107 | 1 | 0.5 | 0 | 4.1373 | 0 | 4.1373
2007-01-05 11:00 | 1 | 5 | 11 | 5 | 107 | 53.96 | 2436.4831 | 0 | Heating | 2436.4831 | 4 | 1949.1865 | 1949.1865 | 0 | 6 | 0 | 0 | 4 | 0 | 0 | 0 | 6 | 0 | 389.8373 | 0.14994 | 1 | 0.5 | 0 | 8.2745 | 0 | 8.2745 | 1988.9658 | 0 | 113.8504 | 0.087577 | 1 | 0.5 | 0 | 4.1373 | 0 | 4.1373
2007-01-05 12:00 | 1 | 5 | 12 | 5 | 108 | 55.94 | 2092.0269 | 0 | Heating | 2092.0269 | 4 | 1673.6215 | 1673.6215 | 0 | 6 | 0 | 0 | 4 | 0 | 0 | 0 | 6 | 0 | 334.7243 | 0.12874 | 1 | 0.5 | 0 | 8.2745 | 0 | 8.2745 | 1707.7771 | 0 | 97.7548 | 0.075196 | 1 | 0.5 | 0 | 4.1373 | 0 | 4.1373
2007-01-05 13:00 | 1 | 5 | 13 | 5 | 109 | 57.02 | 1994.8123 | 0 | Heating | 1994.8123 | 4 | 1595.8498 | 1595.8498 | 0 | 6 | 0 | 0 | 4 | 0 | 0 | 0 | 6 | 0 | 319.17 | 0.12276 | 1 | 0.5 | 0 | 8.2745 | 0 | 8.2745 | 1628.4182 | 0 | 93.2123 | 0.071702 | 1 | 0.5 | 0 | 4.1373 | 0 | 4.1373
2007-01-05 14:00 | 1 | 5 | 14 | 5 | 110 | 57.02 | 1938.8072 | 0 | Heating | 1938.8072 | 4 | 1551.0458 | 1551.0458 | 0 | 6 | 0 | 0 | 4 | 0 | 0 | 0 | 6 | 0 | 310.2092 | 0.11931 | 1 | 0.5 | 0 | 8.2745 | 0 | 8.2745 | 1582.6998 | 0 | 90.5953 | 0.069689 | 1 | 0.5 | 0 | 4.1373 | 0 | 4.1373
2007-01-05 15:00 | 1 | 5 | 15 | 5 | 111 | 57.02 | 1944.3612 | 0 | Heating | 1944.3612 | 4 | 1555.4889 | 1555.4889 | 0 | 6 | 0 | 0 | 4 | 0 | 0 | 0 | 6 | 0 | 311.0978 | 0.11965 | 1 | 0.5 | 0 | 8.2745 | 0 | 8.2745 | 1587.2336 | 0 | 90.8548 | 0.069888 | 1 | 0.5 | 0 | 4.1373 | 0 | 4.1373
2007-01-05 16:00 | 1 | 5 | 16 | 5 | 112 | 57.02 | 2027.804 | 0 | Heating | 2027.804 | 4 | 1622.2432 | 1622.2432 | 0 | 6 | 0 | 0 | 4 | 0 | 0 | 0 | 6 | 0 | 324.4486 | 0.12479 | 1 | 0.5 | 0 | 8.2745 | 0 | 8.2745 | 1655.3502 | 0 | 94.7539 | 0.072888 | 1 | 0.5 | 0 | 4.1373 | 0 | 4.1373
2007-01-05 17:00 | 1 | 5 | 17 | 5 | 113 | 57.02 | 2273.8275 | 0 | Heating | 2273.8275 | 4 | 1819.062 | 1819.062 | 0 | 6 | 0 | 0 | 4 | 0 | 0 | 0 | 6 | 0 | 363.8124 | 0.13993 | 1 | 0.5 | 0 | 8.2745 | 0 | 8.2745 | 1856.1857 | 0 | 106.2499 | 0.081731 | 1 | 0.5 | 0 | 4.1373 | 0 | 4.1373
2007-01-05 18:00 | 1 | 5 | 18 | 5 | 114 | 55.4 | 2535.9404 | 0 | Heating | 2535.9404 | 4 | 2028.7523 | 2028.7523 | 0 | 6 | 0 | 0 | 4 | 0 | 0 | 0 | 6 | 0 | 405.7505 | 0.15606 | 1 | 0.5 | 0 | 8.2745 | 0 | 8.2745 | 2070.1554 | 0 | 118.4977 | 0.091152 | 1 | 0.5 | 0 | 4.1373 | 0 | 4.1373
2007-01-05 19:00 | 1 | 5 | 19 | 5 | 115 | 55.4 | 2744.5344 | 0 | Heating | 2744.5344 | 4 | 2195.6275 | 2195.6275 | 0 | 6 | 0 | 0 | 4 | 0 | 0 | 0 | 6 | 0 | 439.1255 | 0.16889 | 1 | 0.5 | 0 | 8.2745 | 0 | 8.2745 | 2240.4362 | 0 | 128.2448 | 0.09865 | 1 | 0.5 | 0 | 4.1373 | 0 | 4.1373
2007-01-05 20:00 | 1 | 5 | 20 | 5 | 116 | 55.94 | 2912.0628 | 0 | Heating | 2912.0628 | 4 | 2329.6503 | 2329.6503 | 0 | 6 | 0 | 0 | 4 | 0 | 0 | 0 | 6 | 0 | 465.9301 | 0.1792 | 1 | 0.5 | 0 | 8.2745 | 0 | 8.2745 | 2377.1942 | 0 | 136.0729 | 0.10467 | 1 | 0.5 | 0 | 4.1373 | 0 | 4.1373
2007-01-05 21:00 | 1 | 5 | 21 | 5 | 117 | 57.02 | 3028.7357 | 0 | Heating | 3028.7357 | 4 | 2422.9886 | 2422.9886 | 0 | 6 | 0 | 0 | 4 | 0 | 0 | 0 | 6 | 0 | 484.5977 | 0.18638 | 1 | 0.5 | 0 | 8.2745 | 0 | 8.2745 | 2472.4373 | 0 | 141.5247 | 0.10887 | 1 | 0.5 | 0 | 4.1373 | 0 | 4.1373
2007-01-05 22:00 | 1 | 5 | 22 | 5 | 118 | 57.02 | 3098.5212 | 0 | Heating | 3098.5212 | 4 | 2478.817 | 2478.817 | 0 | 6 | 0 | 0 | 4 | 0 | 0 | 0 | 6 | 0 | 495.7634 | 0.19068 | 1 | 0.5 | 0 | 8.2745 | 0 | 8.2745 | 2529.4051 | 0 | 144.7856 | 0.11137 | 1 | 0.5 | 0 | 4.1373 | 0 | 4.1373
2007-01-05 23:00 | 1 | 5 | 23 | 5 | 119 | 57.02 | 1871.6539 | 0 | Heating | 1871.6539 | 4 | 1497.3231 | 1497.3231 | 0 | 6 | 0 | 0 | 4 | 0 | 0 | 0 | 6 | 0 | 299.4646 | 0.11518 | 1 | 0.5 | 0 | 8.2745 | 0 | 8.2745 | 1527.8807 | 0 | 87.4574 | 0.067275 | 1 | 0.5 | 0 | 4.1373 | 0 | 4.1373
2007-01-06 | 1 | 6 | 0 | 6 | 120 | 57.2 | 1770.5644 | 0 | Heating | 1770.5644 | 4 | 1416.4515 | 1416.4515 | 0 | 6 | 0 | 0 | 4 | 0 | 0 | 0 | 6 | 0 | 283.2903 | 0.10896 | 1 | 0.5 | 0 | 8.2745 | 0 | 8.2745 | 1445.3587 | 0 | 82.7338 | 0.063641 | 1 | 0.5 | 0 | 4.1373 | 0 | 4.1373
2007-01-06 01:00 | 1 | 6 | 1 | 6 | 121 | 59 | 1583.4136 | 0 | Heating | 1583.4136 | 4 | 1266.7309 | 1266.7309 | 0 | 6 | 0 | 0 | 4 | 0 | 0 | 0 | 6 | 0 | 253.3462 | 0.097441 | 1 | 0.5 | 0 | 8.2745 | 0 | 8.2745 | 1292.5825 | 0 | 73.9887 | 0.056914 | 1 | 0.5 | 0 | 4.1373 | 0 | 4.1373
2007-01-06 02:00 | 1 | 6 | 2 | 6 | 122 | 59 | 1677.4647 | 0 | Heating | 1677.4647 | 4 | 1341.9717 | 1341.9717 | 0 | 6 | 0 | 0 | 4 | 0 | 0 | 0 | 6 | 0 | 268.3943 | 0.10323 | 1 | 0.5 | 0 | 8.2745 | 0 | 8.2745 | 1369.3589 | 0 | 78.3835 | 0.060295 | 1 | 0.5 | 0 | 4.1373 | 0 | 4.1373
2007-01-06 03:00 | 1 | 6 | 3 | 6 | 123 | 59 | 1756.1396 | 0 | Heating | 1756.1396 | 4 | 1404.9117 | 1404.9117 | 0 | 6 | 0 | 0 | 4 | 0 | 0 | 0 | 6 | 0 | 280.9823 | 0.10807 | 1 | 0.5 | 0 | 8.2745 | 0 | 8.2745 | 1433.5834 | 0 | 82.0597 | 0.063123 | 1 | 0.5 | 0 | 4.1373 | 0 | 4.1373
2007-01-06 04:00 | 1 | 6 | 4 | 6 | 124 | 59 | 1734.4354 | 0 | Heating | 1734.4354 | 4 | 1387.5483 | 1387.5483 | 0 | 6 | 0 | 0 | 4 | 0 | 0 | 0 | 6 | 0 | 277.5097 | 0.10673 | 1 | 0.5 | 0 | 8.2745 | 0 | 8.2745 | 1415.8657 | 0 | 81.0455 | 0.062343 | 1 | 0.5 | 0 | 4.1373 | 0 | 4.1373
2007-01-06 05:00 | 1 | 6 | 5 | 6 | 125 | 59 | 1640.3277 | 0 | Heating | 1640.3277 | 4 | 1312.2622 | 1312.2622 | 0 | 6 | 0 | 0 | 4 | 0 | 0 | 0 | 6 | 0 | 262.4524 | 0.10094 | 1 | 0.5 | 0 | 8.2745 | 0 | 8.2745 | 1339.0431 | 0 | 76.6481 | 0.05896 | 1 | 0.5 | 0 | 4.1373 | 0 | 4.1373
2007-01-06 06:00 | 1 | 6 | 6 | 6 | 126 | 60.08 | 1782.3577 | 0 | Heating | 1782.3577 | 4 | 1425.8861 | 1425.8861 | 0 | 6 | 0 | 0 | 4 | 0 | 0 | 0 | 6 | 0 | 285.1772 | 0.10968 | 1 | 0.5 | 0 | 8.2745 | 0 | 8.2745 | 1454.9858 | 0 | 83.2848 | 0.064065 | 1 | 0.5 | 0 | 4.1373 | 0 | 4.1373
2007-01-06 07:00 | 1 | 6 | 7 | 6 | 127 | 60.08 | 2057.68 | 0 | Heating | 2057.68 | 4 | 1646.144 | 1646.144 | 0 | 6 | 0 | 0 | 4 | 0 | 0 | 0 | 6 | 0 | 329.2288 | 0.12663 | 1 | 0.5 | 0 | 8.2745 | 0 | 8.2745 | 1679.7388 | 0 | 96.1499 | 0.073961 | 1 | 0.5 | 0 | 4.1373 | 0 | 4.1373
2007-01-06 08:00 | 1 | 6 | 8 | 6 | 128 | 60.08 | 2021.7522 | 0 | Heating | 2021.7522 | 4 | 1617.4018 | 1617.4018 | 0 | 6 | 0 | 0 | 4 | 0 | 0 | 0 | 6 | 0 | 323.4804 | 0.12442 | 1 | 0.5 | 0 | 8.2745 | 0 | 8.2745 | 1650.41 | 0 | 94.4711 | 0.07267 | 1 | 0.5 | 0 | 4.1373 | 0 | 4.1373
2007-01-06 09:00 | 1 | 6 | 9 | 6 | 129 | 60.8 | 4090.6356 | 0 | Heating | 4090.6356 | 4 | 3272.5084 | 3200 | 72.5084 | 6 | 3.5418 | 0 | 4 | 0 | 0 | 0 | 6 | 0 | 654.5017 | 0.25173 | 1 | 0.50346 | 0 | 8.4069 | 0 | 8.4069 | 3265.3061 | 0 | 186.9093 | 0.14378 | 1 | 0.5 | 0 | 4.1373 | 0 | 4.1373
2007-01-06 10:00 | 1 | 6 | 10 | 6 | 130 | 62.06 | 3365.1174 | 0 | Heating | 3365.1174 | 4 | 2692.094 | 2692.094 | 0 | 6 | 0 | 0 | 4 | 0 | 0 | 0 | 6 | 0 | 538.4188 | 0.20708 | 1 | 0.5 | 0 | 8.2745 | 0 | 8.2745 | 2747.0347 | 0 | 157.243 | 0.12096 | 1 | 0.5 | 0 | 4.1373 | 0 | 4.1373
2007-01-06 11:00 | 1 | 6 | 11 | 6 | 131 | 62.06 | 3071.2162 | 0 | Heating | 3071.2162 | 4 | 2456.973 | 2456.973 | 0 | 6 | 0 | 0 | 4 | 0 | 0 | 0 | 6 | 0 | 491.3946 | 0.189 | 1 | 0.5 | 0 | 8.2745 | 0 | 8.2745 | 2507.1153 | 0 | 143.5097 | 0.11039 | 1 | 0.5 | 0 | 4.1373 | 0 | 4.1373
2007-01-06 12:00 | 1 | 6 | 12 | 6 | 132 | 66.02 | 2968.9409 | 0 | Heating | 2968.9409 | 4 | 2375.1527 | 2375.1527 | 0 | 6 | 0 | 0 | 4 | 0 | 0 | 0 | 6 | 0 | 475.0305 | 0.1827 | 1 | 0.5 | 0 | 8.2745 | 0 | 8.2745 | 2423.6252 | 0 | 138.7307 | 0.10672 | 1 | 0.5 | 0 | 4.1373 | 0 | 4.1373
2007-01-06 13:00 | 1 | 6 | 13 | 6 | 133 | 69.98 | 2871.0879 | 0 | Heating | 2871.0879 | 4 | 2296.8703 | 2296.8703 | 0 | 6 | 0 | 0 | 4 | 0 | 0 | 0 | 6 | 0 | 459.3741 | 0.17668 | 1 | 0.5 | 0 | 8.2745 | 0 | 8.2745 | 2343.7453 | 0 | 134.1583 | 0.1032 | 1 | 0.5 | 0 | 4.1373 | 0 | 4.1373
2007-01-06 14:00 | 1 | 6 | 14 | 6 | 134 | 69.98 | 2774.7803 | 0 | Heating | 2774.7803 | 4 | 2219.8242 | 2219.8242 | 0 | 6 | 0 | 0 | 4 | 0 | 0 | 0 | 6 | 0 | 443.9648 | 0.17076 | 1 | 0.5 | 0 | 8.2745 | 0 | 8.2745 | 2265.1268 | 0 | 129.6581 | 0.099737 | 1 | 0.5 | 0 | 4.1373 | 0 | 4.1373
2007-01-06 15:00 | 1 | 6 | 15 | 6 | 135 | 57.92 | 2668.7657 | 0 | Heating | 2668.7657 | 4 | 2135.0126 | 2135.0126 | 0 | 6 | 0 | 0 | 4 | 0 | 0 | 0 | 6 | 0 | 427.0025 | 0.16423 | 1 | 0.5 | 0 | 8.2745 | 0 | 8.2745 | 2178.5843 | 0 | 124.7043 | 0.095926 | 1 | 0.5 | 0 | 4.1373 | 0 | 4.1373
2007-01-06 16:00 | 1 | 6 | 16 | 6 | 136 | 59 | 2689.9201 | 0 | Heating | 2689.9201 | 4 | 2151.9361 | 2151.9361 | 0 | 6 | 0 | 0 | 4 | 0 | 0 | 0 | 6 | 0 | 430.3872 | 0.16553 | 1 | 0.5 | 0 | 8.2745 | 0 | 8.2745 | 2195.8532 | 0 | 125.6928 | 0.096687 | 1 | 0.5 | 0 | 4.1373 | 0 | 4.1373
2007-01-06 17:00 | 1 | 6 | 17 | 6 | 137 | 59 | 2739.078 | 0 | Heating | 2739.078 | 4 | 2191.2624 | 2191.2624 | 0 | 6 | 0 | 0 | 4 | 0 | 0 | 0 | 6 | 0 | 438.2525 | 0.16856 | 1 | 0.5 | 0 | 8.2745 | 0 | 8.2745 | 2235.982 | 0 | 127.9898 | 0.098454 | 1 | 0.5 | 0 | 4.1373 | 0 | 4.1373
2007-01-06 18:00 | 1 | 6 | 18 | 6 | 138 | 55.94 | 3270.4949 | 0 | Heating | 3270.4949 | 4 | 2616.3959 | 2616.3959 | 0 | 6 | 0 | 0 | 4 | 0 | 0 | 0 | 6 | 0 | 523.2792 | 0.20126 | 1 | 0.5 | 0 | 8.2745 | 0 | 8.2745 | 2669.7918 | 0 | 152.8215 | 0.11756 | 1 | 0.5 | 0 | 4.1373 | 0 | 4.1373
2007-01-06 19:00 | 1 | 6 | 19 | 6 | 139 | 53.06 | 3427.403 | 0 | Heating | 3427.403 | 4 | 2741.9224 | 2741.9224 | 0 | 6 | 0 | 0 | 4 | 0 | 0 | 0 | 6 | 0 | 548.3845 | 0.21092 | 1 | 0.5 | 0 | 8.2745 | 0 | 8.2745 | 2797.88 | 0 | 160.1534 | 0.12319 | 1 | 0.5 | 0 | 4.1373 | 0 | 4.1373
2007-01-06 20:00 | 1 | 6 | 20 | 6 | 140 | 53.06 | 1960.9423 | 0 | Heating | 1960.9423 | 4 | 1568.7538 | 1568.7538 | 0 | 6 | 0 | 0 | 4 | 0 | 0 | 0 | 6 | 0 | 313.7508 | 0.12067 | 1 | 0.5 | 0 | 8.2745 | 0 | 8.2745 | 1600.7692 | 0 | 91.6296 | 0.070484 | 1 | 0.5 | 0 | 4.1373 | 0 | 4.1373
2007-01-06 21:00 | 1 | 6 | 21 | 6 | 141 | 46.94 | 1933.9653 | 0 | Heating | 1933.9653 | 4 | 1547.1723 | 1547.1723 | 0 | 6 | 0 | 0 | 4 | 0 | 0 | 0 | 6 | 0 | 309.4345 | 0.11901 | 1 | 0.5 | 0 | 8.2745 | 0 | 8.2745 | 1578.7472 | 0 | 90.369 | 0.069515 | 1 | 0.5 | 0 | 4.1373 | 0 | 4.1373
2007-01-06 22:00 | 1 | 6 | 22 | 6 | 142 | 44.96 | 1958.3348 | 0 | Heating | 1958.3348 | 4 | 1566.6679 | 1566.6679 | 0 | 6 | 0 | 0 | 4 | 0 | 0 | 0 | 6 | 0 | 313.3336 | 0.12051 | 1 | 0.5 | 0 | 8.2745 | 0 | 8.2745 | 1598.6407 | 0 | 91.5078 | 0.070391 | 1 | 0.5 | 0 | 4.1373 | 0 | 4.1373
2007-01-06 23:00 | 1 | 6 | 23 | 6 | 143 | 44.96 | 2002.2024 | 0 | Heating | 2002.2024 | 4 | 1601.762 | 1601.762 | 0 | 6 | 0 | 0 | 4 | 0 | 0 | 0 | 6 | 0 | 320.3524 | 0.12321 | 1 | 0.5 | 0 | 8.2745 | 0 | 8.2745 | 1634.451 | 0 | 93.5576 | 0.071967 | 1 | 0.5 | 0 | 4.1373 | 0 | 4.1373
2007-01-07 | 1 | 7 | 0 | 7 | 144 | 44.06 | 1959.7181 | 0 | Heating | 1959.7181 | 4 | 1567.7745 | 1567.7745 | 0 | 6 | 0 | 0 | 4 | 0 | 0 | 0 | 6 | 0 | 313.5549 | 0.1206 | 1 | 0.5 | 0 | 8.2745 | 0 | 8.2745 | 1599.7699 | 0 | 91.5724 | 0.07044 | 1 | 0.5 | 0 | 4.1373 | 0 | 4.1373
2007-01-07 01:00 | 1 | 7 | 1 | 7 | 145 | 44.06 | 1931.5317 | 0 | Heating | 1931.5317 | 4 | 1545.2253 | 1545.2253 | 0 | 6 | 0 | 0 | 4 | 0 | 0 | 0 | 6 | 0 | 309.0451 | 0.11886 | 1 | 0.5 | 0 | 8.2745 | 0 | 8.2745 | 1576.7606 | 0 | 90.2553 | 0.069427 | 1 | 0.5 | 0 | 4.1373 | 0 | 4.1373
2007-01-07 02:00 | 1 | 7 | 2 | 7 | 146 | 44.06 | 1758.1957 | 0 | Heating | 1758.1957 | 4 | 1406.5565 | 1406.5565 | 0 | 6 | 0 | 0 | 4 | 0 | 0 | 0 | 6 | 0 | 281.3113 | 0.1082 | 1 | 0.5 | 0 | 8.2745 | 0 | 8.2745 | 1435.2618 | 0 | 82.1558 | 0.063197 | 1 | 0.5 | 0 | 4.1373 | 0 | 4.1373
2007-01-07 03:00 | 1 | 7 | 3 | 7 | 147 | 41 | 1850.6883 | 0 | Heating | 1850.6883 | 4 | 1480.5506 | 1480.5506 | 0 | 6 | 0 | 0 | 4 | 0 | 0 | 0 | 6 | 0 | 296.1101 | 0.11389 | 1 | 0.5 | 0 | 8.2745 | 0 | 8.2745 | 1510.766 | 0 | 86.4777 | 0.066521 | 1 | 0.5 | 0 | 4.1373 | 0 | 4.1373
2007-01-07 04:00 | 1 | 7 | 4 | 7 | 148 | 41 | 1935.5921 | 0 | Heating | 1935.5921 | 4 | 1548.4737 | 1548.4737 | 0 | 6 | 0 | 0 | 4 | 0 | 0 | 0 | 6 | 0 | 309.6947 | 0.11911 | 1 | 0.5 | 0 | 8.2745 | 0 | 8.2745 | 1580.0752 | 0 | 90.4451 | 0.069573 | 1 | 0.5 | 0 | 4.1373 | 0 | 4.1373
2007-01-07 05:00 | 1 | 7 | 5 | 7 | 149 | 41 | 1998.8682 | 0 | Heating | 1998.8682 | 4 | 1599.0945 | 1599.0945 | 0 | 6 | 0 | 0 | 4 | 0 | 0 | 0 | 6 | 0 | 319.8189 | 0.12301 | 1 | 0.5 | 0 | 8.2745 | 0 | 8.2745 | 1631.7291 | 0 | 93.4018 | 0.071848 | 1 | 0.5 | 0 | 4.1373 | 0 | 4.1373
2007-01-07 06:00 | 1 | 7 | 6 | 7 | 150 | 39.92 | 2270.1636 | 0 | Heating | 2270.1636 | 4 | 1816.1309 | 1816.1309 | 0 | 6 | 0 | 0 | 4 | 0 | 0 | 0 | 6 | 0 | 363.2262 | 0.1397 | 1 | 0.5 | 0 | 8.2745 | 0 | 8.2745 | 1853.1947 | 0 | 106.0787 | 0.081599 | 1 | 0.5 | 0 | 4.1373 | 0 | 4.1373
2007-01-07 07:00 | 1 | 7 | 7 | 7 | 151 | 41 | 4934.9321 | 0 | Heating | 4934.9321 | 4 | 3947.9457 | 3200 | 747.9457 | 6 | 36.5351 | 0 | 4 | 0 | 0 | 0 | 6 | 0 | 789.5891 | 0.30369 | 1 | 0.60738 | 0 | 12.9439 | 0 | 12.9439 | 3265.3061 | 0 | 186.9093 | 0.14378 | 1 | 0.5 | 0 | 4.1373 | 0 | 4.1373
2007-01-07 08:00 | 1 | 7 | 8 | 7 | 152 | 41 | 4418.2446 | 0 | Heating | 4418.2446 | 4 | 3534.5957 | 3200 | 334.5957 | 6 | 16.3441 | 0 | 4 | 0 | 0 | 0 | 6 | 0 | 706.9191 | 0.27189 | 1 | 0.54378 | 0 | 10.0368 | 0 | 10.0368 | 3265.3061 | 0 | 186.9093 | 0.14378 | 1 | 0.5 | 0 | 4.1373 | 0 | 4.1373
2007-01-07 09:00 | 1 | 7 | 9 | 7 | 153 | 42.08 | 4058.7021 | 0 | Heating | 4058.7021 | 4 | 3246.9617 | 3200 | 46.9617 | 6 | 2.2939 | 0 | 4 | 0 | 0 | 0 | 6 | 0 | 649.3923 | 0.24977 | 1 | 0.5 | 0 | 8.2745 | 0 | 8.2745 | 3265.3061 | 0 | 186.9093 | 0.14378 | 1 | 0.5 | 0 | 4.1373 | 0 | 4.1373
2007-01-07 10:00 | 1 | 7 | 10 | 7 | 154 | 42.98 | 3574.5942 | 0 | Heating | 3574.5942 | 4 | 2859.6754 | 2859.6754 | 0 | 6 | 0 | 0 | 4 | 0 | 0 | 0 | 6 | 0 | 571.9351 | 0.21998 | 1 | 0.5 | 0 | 8.2745 | 0 | 8.2745 | 2918.0361 | 0 | 167.0313 | 0.12849 | 1 | 0.5 | 0 | 4.1373 | 0 | 4.1373
2007-01-07 11:00 | 1 | 7 | 11 | 7 | 155 | 42.98 | 3291.5426 | 0 | Heating | 3291.5426 | 4 | 2633.2341 | 2633.2341 | 0 | 6 | 0 | 0 | 4 | 0 | 0 | 0 | 6 | 0 | 526.6468 | 0.20256 | 1 | 0.5 | 0 | 8.2745 | 0 | 8.2745 | 2686.9736 | 0 | 153.805 | 0.11831 | 1 | 0.5 | 0 | 4.1373 | 0 | 4.1373
2007-01-07 12:00 | 1 | 7 | 12 | 7 | 156 | 44.96 | 2987.3487 | 0 | Heating | 2987.3487 | 4 | 2389.879 | 2389.879 | 0 | 6 | 0 | 0 | 4 | 0 | 0 | 0 | 6 | 0 | 477.9758 | 0.18384 | 1 | 0.5 | 0 | 8.2745 | 0 | 8.2745 | 2438.652 | 0 | 139.5908 | 0.10738 | 1 | 0.5 | 0 | 4.1373 | 0 | 4.1373
2007-01-07 13:00 | 1 | 7 | 13 | 7 | 157 | 46.04 | 2834.4 | 0 | Heating | 2834.4 | 4 | 2267.52 | 2267.52 | 0 | 6 | 0 | 0 | 4 | 0 | 0 | 0 | 6 | 0 | 453.504 | 0.17442 | 1 | 0.5 | 0 | 8.2745 | 0 | 8.2745 | 2313.7959 | 0 | 132.444 | 0.10188 | 1 | 0.5 | 0 | 4.1373 | 0 | 4.1373
2007-01-07 14:00 | 1 | 7 | 14 | 7 | 158 | 46.04 | 2695.5036 | 0 | Heating | 2695.5036 | 4 | 2156.4029 | 2156.4029 | 0 | 6 | 0 | 0 | 4 | 0 | 0 | 0 | 6 | 0 | 431.2806 | 0.16588 | 1 | 0.5 | 0 | 8.2745 | 0 | 8.2745 | 2200.4111 | 0 | 125.9537 | 0.096887 | 1 | 0.5 | 0 | 4.1373 | 0 | 4.1373
2007-01-07 15:00 | 1 | 7 | 15 | 7 | 159 | 46.04 | 2599.1064 | 0 | Heating | 2599.1064 | 4 | 2079.2852 | 2079.2852 | 0 | 6 | 0 | 0 | 4 | 0 | 0 | 0 | 6 | 0 | 415.857 | 0.15995 | 1 | 0.5 | 0 | 8.2745 | 0 | 8.2745 | 2121.7195 | 0 | 121.4493 | 0.093423 | 1 | 0.5 | 0 | 4.1373 | 0 | 4.1373
2007-01-07 16:00 | 1 | 7 | 16 | 7 | 160 | 44.96 | 2633.3425 | 0 | Heating | 2633.3425 | 4 | 2106.674 | 2106.674 | 0 | 6 | 0 | 0 | 4 | 0 | 0 | 0 | 6 | 0 | 421.3348 | 0.16205 | 1 | 0.5 | 0 | 8.2745 | 0 | 8.2745 | 2149.6674 | 0 | 123.0491 | 0.094653 | 1 | 0.5 | 0 | 4.1373 | 0 | 4.1373
2007-01-07 17:00 | 1 | 7 | 17 | 7 | 161 | 44.96 | 2664.6653 | 0 | Heating | 2664.6653 | 4 | 2131.7323 | 2131.7323 | 0 | 6 | 0 | 0 | 4 | 0 | 0 | 0 | 6 | 0 | 426.3465 | 0.16398 | 1 | 0.5 | 0 | 8.2745 | 0 | 8.2745 | 2175.237 | 0 | 124.5127 | 0.095779 | 1 | 0.5 | 0 | 4.1373 | 0 | 4.1373
2007-01-07 18:00 | 1 | 7 | 18 | 7 | 162 | 44.06 | 2752.4239 | 0 | Heating | 2752.4239 | 4 | 2201.9392 | 2201.9392 | 0 | 6 | 0 | 0 | 4 | 0 | 0 | 0 | 6 | 0 | 440.3878 | 0.16938 | 1 | 0.5 | 0 | 8.2745 | 0 | 8.2745 | 2246.8767 | 0 | 128.6134 | 0.098933 | 1 | 0.5 | 0 | 4.1373 | 0 | 4.1373
2007-01-07 19:00 | 1 | 7 | 19 | 7 | 163 | 42.98 | 2902.5955 | 0 | Heating | 2902.5955 | 4 | 2322.0764 | 2322.0764 | 0 | 6 | 0 | 0 | 4 | 0 | 0 | 0 | 6 | 0 | 464.4153 | 0.17862 | 1 | 0.5 | 0 | 8.2745 | 0 | 8.2745 | 2369.4657 | 0 | 135.6305 | 0.10433 | 1 | 0.5 | 0 | 4.1373 | 0 | 4.1373
2007-01-07 20:00 | 1 | 7 | 20 | 7 | 164 | 42.98 | 2896.1923 | 0 | Heating | 2896.1923 | 4 | 2316.9538 | 2316.9538 | 0 | 6 | 0 | 0 | 4 | 0 | 0 | 0 | 6 | 0 | 463.3908 | 0.17823 | 1 | 0.5 | 0 | 8.2745 | 0 | 8.2745 | 2364.2386 | 0 | 135.3313 | 0.1041 | 1 | 0.5 | 0 | 4.1373 | 0 | 4.1373
2007-01-07 21:00 | 1 | 7 | 21 | 7 | 165 | 44.06 | 2904.4244 | 0 | Heating | 2904.4244 | 4 | 2323.5395 | 2323.5395 | 0 | 6 | 0 | 0 | 4 | 0 | 0 | 0 | 6 | 0 | 464.7079 | 0.17873 | 1 | 0.5 | 0 | 8.2745 | 0 | 8.2745 | 2370.9587 | 0 | 135.716 | 0.1044 | 1 | 0.5 | 0 | 4.1373 | 0 | 4.1373
2007-01-07 22:00 | 1 | 7 | 22 | 7 | 166 | 44.96 | 1847.6996 | 0 | Heating | 1847.6996 | 4 | 1478.1597 | 1478.1597 | 0 | 6 | 0 | 0 | 4 | 0 | 0 | 0 | 6 | 0 | 295.6319 | 0.1137 | 1 | 0.5 | 0 | 8.2745 | 0 | 8.2745 | 1508.3262 | 0 | 86.3381 | 0.066414 | 1 | 0.5 | 0 | 4.1373 | 0 | 4.1373
2007-01-07 23:00 | 1 | 7 | 23 | 7 | 167 | 44.96 | 1864.4015 | 0 | Heating | 1864.4015 | 4 | 1491.5212 | 1491.5212 | 0 | 6 | 0 | 0 | 4 | 0 | 0 | 0 | 6 | 0 | 298.3042 | 0.11473 | 1 | 0.5 | 0 | 8.2745 | 0 | 8.2745 | 1521.9604 | 0 | 87.1185 | 0.067014 | 1 | 0.5 | 0 | 4.1373 | 0 | 4.1373
2007-01-08 | 1 | 8 | 0 | 8 | 168 | 42.08 | 1926.2355 | 0 | Heating | 1926.2355 | 4 | 1540.9884 | 1540.9884 | 0 | 6 | 0 | 0 | 4 | 0 | 0 | 0 | 6 | 0 | 308.1977 | 0.11854 | 1 | 0.5 | 0 | 8.2745 | 0 | 8.2745 | 1572.4372 | 0 | 90.0079 | 0.069237 | 1 | 0.5 | 0 | 4.1373 | 0 | 4.1373
2007-01-08 01:00 | 1 | 8 | 1 | 8 | 169 | 39.02 | 1863.4714 | 0 | Heating | 1863.4714 | 4 | 1490.7771 | 1490.7771 | 0 | 6 | 0 | 0 | 4 | 0 | 0 | 0 | 6 | 0 | 298.1554 | 0.11468 | 1 | 0.5 | 0 | 8.2745 | 0 | 8.2745 | 1521.2011 | 0 | 87.0751 | 0.066981 | 1 | 0.5 | 0 | 4.1373 | 0 | 4.1373
2007-01-08 02:00 | 1 | 8 | 2 | 8 | 170 | 39.02 | 1660.4864 | 0 | Heating | 1660.4864 | 4 | 1328.3891 | 1328.3891 | 0 | 6 | 0 | 0 | 4 | 0 | 0 | 0 | 6 | 0 | 265.6778 | 0.10218 | 1 | 0.5 | 0 | 8.2745 | 0 | 8.2745 | 1355.4991 | 0 | 77.5901 | 0.059685 | 1 | 0.5 | 0 | 4.1373 | 0 | 4.1373
2007-01-08 03:00 | 1 | 8 | 3 | 8 | 171 | 39.2 | 1792.2668 | 0 | Heating | 1792.2668 | 4 | 1433.8135 | 1433.8135 | 0 | 6 | 0 | 0 | 4 | 0 | 0 | 0 | 6 | 0 | 286.7627 | 0.11029 | 1 | 0.5 | 0 | 8.2745 | 0 | 8.2745 | 1463.075 | 0 | 83.7479 | 0.064421 | 1 | 0.5 | 0 | 4.1373 | 0 | 4.1373
2007-01-08 04:00 | 1 | 8 | 4 | 8 | 172 | 39.2 | 1889.6941 | 0 | Heating | 1889.6941 | 4 | 1511.7553 | 1511.7553 | 0 | 6 | 0 | 0 | 4 | 0 | 0 | 0 | 6 | 0 | 302.3511 | 0.11629 | 1 | 0.5 | 0 | 8.2745 | 0 | 8.2745 | 1542.6074 | 0 | 88.3004 | 0.067923 | 1 | 0.5 | 0 | 4.1373 | 0 | 4.1373
2007-01-08 05:00 | 1 | 8 | 5 | 8 | 173 | 39.02 | 1967.4473 | 0 | Heating | 1967.4473 | 4 | 1573.9578 | 1573.9578 | 0 | 6 | 0 | 0 | 4 | 0 | 0 | 0 | 6 | 0 | 314.7916 | 0.12107 | 1 | 0.5 | 0 | 8.2745 | 0 | 8.2745 | 1606.0794 | 0 | 91.9336 | 0.070718 | 1 | 0.5 | 0 | 4.1373 | 0 | 4.1373
2007-01-08 06:00 | 1 | 8 | 6 | 8 | 174 | 39.92 | 2113.0222 | 0 | Heating | 2113.0222 | 4 | 1690.4178 | 1690.4178 | 0 | 6 | 0 | 0 | 4 | 0 | 0 | 0 | 6 | 0 | 338.0836 | 0.13003 | 1 | 0.5 | 0 | 8.2745 | 0 | 8.2745 | 1724.9161 | 0 | 98.7359 | 0.075951 | 1 | 0.5 | 0 | 4.1373 | 0 | 4.1373
2007-01-08 07:00 | 1 | 8 | 7 | 8 | 175 | 41 | 4551.0754 | 0 | Heating | 4551.0754 | 4 | 3640.8603 | 3200 | 440.8603 | 6 | 21.5348 | 0 | 4 | 0 | 0 | 0 | 6 | 0 | 728.1721 | 0.28007 | 1 | 0.56013 | 0 | 10.7444 | 0 | 10.7444 | 3265.3061 | 0 | 186.9093 | 0.14378 | 1 | 0.5 | 0 | 4.1373 | 0 | 4.1373
2007-01-08 08:00 | 1 | 8 | 8 | 8 | 176 | 41 | 4228.6062 | 0 | Heating | 4228.6062 | 4 | 3382.885 | 3200 | 182.885 | 6 | 8.9334 | 0 | 4 | 0 | 0 | 0 | 6 | 0 | 676.577 | 0.26022 | 1 | 0.52044 | 0 | 9.0735 | 0 | 9.0735 | 3265.3061 | 0 | 186.9093 | 0.14378 | 1 | 0.5 | 0 | 4.1373 | 0 | 4.1373
2007-01-08 09:00 | 1 | 8 | 9 | 8 | 177 | 42.8 | 4175.9883 | 0 | Heating | 4175.9883 | 4 | 3340.7906 | 3200 | 140.7906 | 6 | 6.8772 | 0 | 4 | 0 | 0 | 0 | 6 | 0 | 668.1581 | 0.25698 | 1 | 0.51397 | 0 | 8.8159 | 0 | 8.8159 | 3265.3061 | 0 | 186.9093 | 0.14378 | 1 | 0.5 | 0 | 4.1373 | 0 | 4.1373
2007-01-08 10:00 | 1 | 8 | 10 | 8 | 178 | 44.6 | 3876.9133 | 0 | Heating | 3876.9133 | 4 | 3101.5306 | 3101.5306 | 0 | 6 | 0 | 0 | 4 | 0 | 0 | 0 | 6 | 0 | 620.3061 | 0.23858 | 1 | 0.5 | 0 | 8.2745 | 0 | 8.2745 | 3164.8272 | 0 | 181.1578 | 0.13935 | 1 | 0.5 | 0 | 4.1373 | 0 | 4.1373
2007-01-08 11:00 | 1 | 8 | 11 | 8 | 179 | 44.06 | 3576.5484 | 0 | Heating | 3576.5484 | 4 | 2861.2387 | 2861.2387 | 0 | 6 | 0 | 0 | 4 | 0 | 0 | 0 | 6 | 0 | 572.2477 | 0.2201 | 1 | 0.5 | 0 | 8.2745 | 0 | 8.2745 | 2919.6313 | 0 | 167.1226 | 0.12856 | 1 | 0.5 | 0 | 4.1373 | 0 | 4.1373
2007-01-08 12:00 | 1 | 8 | 12 | 8 | 180 | 44.6 | 3234.8888 | 0 | Heating | 3234.8888 | 4 | 2587.911 | 2587.911 | 0 | 6 | 0 | 0 | 4 | 0 | 0 | 0 | 6 | 0 | 517.5822 | 0.19907 | 1 | 0.5 | 0 | 8.2745 | 0 | 8.2745 | 2640.7255 | 0 | 151.1577 | 0.11628 | 1 | 0.5 | 0 | 4.1373 | 0 | 4.1373
2007-01-08 13:00 | 1 | 8 | 13 | 8 | 181 | 44.6 | 2987.8162 | 0 | Heating | 2987.8162 | 4 | 2390.253 | 2390.253 | 0 | 6 | 0 | 0 | 4 | 0 | 0 | 0 | 6 | 0 | 478.0506 | 0.18387 | 1 | 0.5 | 0 | 8.2745 | 0 | 8.2745 | 2439.0337 | 0 | 139.6127 | 0.10739 | 1 | 0.5 | 0 | 4.1373 | 0 | 4.1373
2007-01-08 14:00 | 1 | 8 | 14 | 8 | 182 | 44.06 | 2800.6886 | 0 | Heating | 2800.6886 | 4 | 2240.5509 | 2240.5509 | 0 | 6 | 0 | 0 | 4 | 0 | 0 | 0 | 6 | 0 | 448.1102 | 0.17235 | 1 | 0.5 | 0 | 8.2745 | 0 | 8.2745 | 2286.2764 | 0 | 130.8687 | 0.10067 | 1 | 0.5 | 0 | 4.1373 | 0 | 4.1373
2007-01-08 15:00 | 1 | 8 | 15 | 8 | 183 | 46.04 | 2730.8498 | 0 | Heating | 2730.8498 | 4 | 2184.6798 | 2184.6798 | 0 | 6 | 0 | 0 | 4 | 0 | 0 | 0 | 6 | 0 | 436.936 | 0.16805 | 1 | 0.5 | 0 | 8.2745 | 0 | 8.2745 | 2229.2651 | 0 | 127.6053 | 0.098158 | 1 | 0.5 | 0 | 4.1373 | 0 | 4.1373
2007-01-08 16:00 | 1 | 8 | 16 | 8 | 184 | 44.06 | 2827.0686 | 0 | Heating | 2827.0686 | 4 | 2261.6549 | 2261.6549 | 0 | 6 | 0 | 0 | 4 | 0 | 0 | 0 | 6 | 0 | 452.331 | 0.17397 | 1 | 0.5 | 0 | 8.2745 | 0 | 8.2745 | 2307.8111 | 0 | 132.1014 | 0.10162 | 1 | 0.5 | 0 | 4.1373 | 0 | 4.1373
2007-01-08 17:00 | 1 | 8 | 17 | 8 | 185 | 44.06 | 3047.1593 | 0 | Heating | 3047.1593 | 4 | 2437.7274 | 2437.7274 | 0 | 6 | 0 | 0 | 4 | 0 | 0 | 0 | 6 | 0 | 487.5455 | 0.18752 | 1 | 0.5 | 0 | 8.2745 | 0 | 8.2745 | 2487.477 | 0 | 142.3856 | 0.10953 | 1 | 0.5 | 0 | 4.1373 | 0 | 4.1373
2007-01-08 18:00 | 1 | 8 | 18 | 8 | 186 | 39.92 | 3261.8474 | 0 | Heating | 3261.8474 | 4 | 2609.4779 | 2609.4779 | 0 | 6 | 0 | 0 | 4 | 0 | 0 | 0 | 6 | 0 | 521.8956 | 0.20073 | 1 | 0.5 | 0 | 8.2745 | 0 | 8.2745 | 2662.7326 | 0 | 152.4174 | 0.11724 | 1 | 0.5 | 0 | 4.1373 | 0 | 4.1373
2007-01-08 19:00 | 1 | 8 | 19 | 8 | 187 | 39.02 | 3451.1786 | 0 | Heating | 3451.1786 | 4 | 2760.9429 | 2760.9429 | 0 | 6 | 0 | 0 | 4 | 0 | 0 | 0 | 6 | 0 | 552.1886 | 0.21238 | 1 | 0.5 | 0 | 8.2745 | 0 | 8.2745 | 2817.2887 | 0 | 161.2644 | 0.12405 | 1 | 0.5 | 0 | 4.1373 | 0 | 4.1373
2007-01-08 20:00 | 1 | 8 | 20 | 8 | 188 | 39.02 | 3535.0743 | 0 | Heating | 3535.0743 | 4 | 2828.0595 | 2828.0595 | 0 | 6 | 0 | 0 | 4 | 0 | 0 | 0 | 6 | 0 | 565.6119 | 0.21754 | 1 | 0.5 | 0 | 8.2745 | 0 | 8.2745 | 2885.775 | 0 | 165.1846 | 0.12707 | 1 | 0.5 | 0 | 4.1373 | 0 | 4.1373
2007-01-08 21:00 | 1 | 8 | 21 | 8 | 189 | 37.04 | 3632.2522 | 0 | Heating | 3632.2522 | 4 | 2905.8018 | 2905.8018 | 0 | 6 | 0 | 0 | 4 | 0 | 0 | 0 | 6 | 0 | 581.1604 | 0.22352 | 1 | 0.5 | 0 | 8.2745 | 0 | 8.2745 | 2965.1039 | 0 | 169.7255 | 0.13056 | 1 | 0.5 | 0 | 4.1373 | 0 | 4.1373
2007-01-08 22:00 | 1 | 8 | 22 | 8 | 190 | 37.04 | 2313.087 | 0 | Heating | 2313.087 | 4 | 1850.4696 | 1850.4696 | 0 | 6 | 0 | 0 | 4 | 0 | 0 | 0 | 6 | 0 | 370.0939 | 0.14234 | 1 | 0.5 | 0 | 8.2745 | 0 | 8.2745 | 1888.2343 | 0 | 108.0844 | 0.083142 | 1 | 0.5 | 0 | 4.1373 | 0 | 4.1373
2007-01-08 23:00 | 1 | 8 | 23 | 8 | 191 | 37.04 | 2573.0448 | 0 | Heating | 2573.0448 | 4 | 2058.4359 | 2058.4359 | 0 | 6 | 0 | 0 | 4 | 0 | 0 | 0 | 6 | 0 | 411.6872 | 0.15834 | 1 | 0.5 | 0 | 8.2745 | 0 | 8.2745 | 2100.4448 | 0 | 120.2315 | 0.092486 | 1 | 0.5 | 0 | 4.1373 | 0 | 4.1373
2007-01-09 | 1 | 9 | 0 | 9 | 192 | 35.96 | 2577.146 | 0 | Heating | 2577.146 | 4 | 2061.7168 | 2061.7168 | 0 | 6 | 0 | 0 | 4 | 0 | 0 | 0 | 6 | 0 | 412.3434 | 0.15859 | 1 | 0.5 | 0 | 8.2745 | 0 | 8.2745 | 2103.7926 | 0 | 120.4232 | 0.092633 | 1 | 0.5 | 0 | 4.1373 | 0 | 4.1373
2007-01-09 01:00 | 1 | 9 | 1 | 9 | 193 | 35.06 | 2616.3296 | 0 | Heating | 2616.3296 | 4 | 2093.0637 | 2093.0637 | 0 | 6 | 0 | 0 | 4 | 0 | 0 | 0 | 6 | 0 | 418.6127 | 0.161 | 1 | 0.5 | 0 | 8.2745 | 0 | 8.2745 | 2135.7792 | 0 | 122.2541 | 0.094042 | 1 | 0.5 | 0 | 4.1373 | 0 | 4.1373
2007-01-09 02:00 | 1 | 9 | 2 | 9 | 194 | 35.06 | 2549.5738 | 0 | Heating | 2549.5738 | 4 | 2039.659 | 2039.659 | 0 | 6 | 0 | 0 | 4 | 0 | 0 | 0 | 6 | 0 | 407.9318 | 0.1569 | 1 | 0.5 | 0 | 8.2745 | 0 | 8.2745 | 2081.2847 | 0 | 119.1348 | 0.091642 | 1 | 0.5 | 0 | 4.1373 | 0 | 4.1373
2007-01-09 03:00 | 1 | 9 | 3 | 9 | 195 | 33.08 | 2694.2898 | 0 | Heating | 2694.2898 | 4 | 2155.4319 | 2155.4319 | 0 | 6 | 0 | 0 | 4 | 0 | 0 | 0 | 6 | 0 | 431.0864 | 0.1658 | 1 | 0.5 | 0 | 8.2745 | 0 | 8.2745 | 2199.4203 | 0 | 125.897 | 0.096844 | 1 | 0.5 | 0 | 4.1373 | 0 | 4.1373
2007-01-09 04:00 | 1 | 9 | 4 | 9 | 196 | 32 | 2806.2846 | 0 | Heating | 2806.2846 | 4 | 2245.0277 | 2245.0277 | 0 | 6 | 0 | 0 | 4 | 0 | 0 | 0 | 6 | 0 | 449.0055 | 0.17269 | 1 | 0.5 | 0 | 8.2745 | 0 | 8.2745 | 2290.8446 | 0 | 131.1302 | 0.10087 | 1 | 0.5 | 0 | 4.1373 | 0 | 4.1373
2007-01-09 05:00 | 1 | 9 | 5 | 9 | 197 | 32 | 2965.2877 | 0 | Heating | 2965.2877 | 4 | 2372.2302 | 2372.2302 | 0 | 6 | 0 | 0 | 4 | 0 | 0 | 0 | 6 | 0 | 474.446 | 0.18248 | 1 | 0.5 | 0 | 8.2745 | 0 | 8.2745 | 2420.643 | 0 | 138.56 | 0.10658 | 1 | 0.5 | 0 | 4.1373 | 0 | 4.1373
2007-01-09 06:00 | 1 | 9 | 6 | 9 | 198 | 30.92 | 3247.0236 | 0 | Heating | 3247.0236 | 4 | 2597.6188 | 2597.6188 | 0 | 6 | 0 | 0 | 4 | 0 | 0 | 0 | 6 | 0 | 519.5238 | 0.19982 | 1 | 0.5 | 0 | 8.2745 | 0 | 8.2745 | 2650.6315 | 0 | 151.7248 | 0.11671 | 1 | 0.5 | 0 | 4.1373 | 0 | 4.1373
2007-01-09 07:00 | 1 | 9 | 7 | 9 | 199 | 30.92 | 6124.5029 | 0 | Heating | 6124.5029 | 4 | 4899.6023 | 3200 | 1699.6023 | 6 | 83.0208 | 0 | 4 | 0 | 0 | 0 | 6 | 0 | 979.9205 | 0.37689 | 1 | 0.75378 | 0 | 21.2707 | 0 | 21.2707 | 3265.3061 | 0 | 186.9093 | 0.14378 | 1 | 0.5 | 0 | 4.1373 | 0 | 4.1373
2007-01-09 08:00 | 1 | 9 | 8 | 9 | 200 | 30.92 | 5542.7426 | 0 | Heating | 5542.7426 | 4 | 4434.1941 | 3200 | 1234.1941 | 6 | 60.2869 | 0 | 4 | 0 | 0 | 0 | 6 | 0 | 886.8388 | 0.34109 | 1 | 0.68218 | 0 | 16.9078 | 0 | 16.9078 | 3265.3061 | 0 | 186.9093 | 0.14378 | 1 | 0.5 | 0 | 4.1373 | 0 | 4.1373
2007-01-09 09:00 | 1 | 9 | 9 | 9 | 201 | 35.06 | 4903.5025 | 0 | Heating | 4903.5025 | 4 | 3922.802 | 3200 | 722.802 | 6 | 35.3069 | 0 | 4 | 0 | 0 | 0 | 6 | 0 | 784.5604 | 0.30175 | 1 | 0.60351 | 0 | 12.7551 | 0 | 12.7551 | 3265.3061 | 0 | 186.9093 | 0.14378 | 1 | 0.5 | 0 | 4.1373 | 0 | 4.1373
2007-01-09 10:00 | 1 | 9 | 10 | 9 | 202 | 35.96 | 4211.2681 | 0 | Heating | 4211.2681 | 4 | 3369.0144 | 3200 | 169.0144 | 6 | 8.2559 | 0 | 4 | 0 | 0 | 0 | 6 | 0 | 673.8029 | 0.25915 | 1 | 0.51831 | 0 | 8.9881 | 0 | 8.9881 | 3265.3061 | 0 | 186.9093 | 0.14378 | 1 | 0.5 | 0 | 4.1373 | 0 | 4.1373
2007-01-09 11:00 | 1 | 9 | 11 | 9 | 203 | 35.96 | 3730.9184 | 0 | Heating | 3730.9184 | 4 | 2984.7347 | 2984.7347 | 0 | 6 | 0 | 0 | 4 | 0 | 0 | 0 | 6 | 0 | 596.9469 | 0.22959 | 1 | 0.5 | 0 | 8.2745 | 0 | 8.2745 | 3045.6476 | 0 | 174.3359 | 0.1341 | 1 | 0.5 | 0 | 4.1373 | 0 | 4.1373
2007-01-09 12:00 | 1 | 9 | 12 | 9 | 204 | 39.02 | 3265.0079 | 0 | Heating | 3265.0079 | 4 | 2612.0063 | 2612.0063 | 0 | 6 | 0 | 0 | 4 | 0 | 0 | 0 | 6 | 0 | 522.4013 | 0.20092 | 1 | 0.5 | 0 | 8.2745 | 0 | 8.2745 | 2665.3125 | 0 | 152.5651 | 0.11736 | 1 | 0.5 | 0 | 4.1373 | 0 | 4.1373
2007-01-09 13:00 | 1 | 9 | 13 | 9 | 205 | 39.02 | 2988.7158 | 0 | Heating | 2988.7158 | 4 | 2390.9727 | 2390.9727 | 0 | 6 | 0 | 0 | 4 | 0 | 0 | 0 | 6 | 0 | 478.1945 | 0.18392 | 1 | 0.5 | 0 | 8.2745 | 0 | 8.2745 | 2439.768 | 0 | 139.6547 | 0.10743 | 1 | 0.5 | 0 | 4.1373 | 0 | 4.1373
2007-01-09 14:00 | 1 | 9 | 14 | 9 | 206 | 39.02 | 2821.1145 | 0 | Heating | 2821.1145 | 4 | 2256.8916 | 2256.8916 | 0 | 6 | 0 | 0 | 4 | 0 | 0 | 0 | 6 | 0 | 451.3783 | 0.17361 | 1 | 0.5 | 0 | 8.2745 | 0 | 8.2745 | 2302.9506 | 0 | 131.8232 | 0.1014 | 1 | 0.5 | 0 | 4.1373 | 0 | 4.1373
2007-01-09 15:00 | 1 | 9 | 15 | 9 | 207 | 39.02 | 2743.6847 | 0 | Heating | 2743.6847 | 4 | 2194.9478 | 2194.9478 | 0 | 6 | 0 | 0 | 4 | 0 | 0 | 0 | 6 | 0 | 438.9896 | 0.16884 | 1 | 0.5 | 0 | 8.2745 | 0 | 8.2745 | 2239.7426 | 0 | 128.2051 | 0.098619 | 1 | 0.5 | 0 | 4.1373 | 0 | 4.1373
2007-01-09 16:00 | 1 | 9 | 16 | 9 | 208 | 37.94 | 2741.7298 | 0 | Heating | 2741.7298 | 4 | 2193.3838 | 2193.3838 | 0 | 6 | 0 | 0 | 4 | 0 | 0 | 0 | 6 | 0 | 438.6768 | 0.16872 | 1 | 0.5 | 0 | 8.2745 | 0 | 8.2745 | 2238.1468 | 0 | 128.1137 | 0.098549 | 1 | 0.5 | 0 | 4.1373 | 0 | 4.1373
2007-01-09 17:00 | 1 | 9 | 17 | 9 | 209 | 37.94 | 2873.0119 | 0 | Heating | 2873.0119 | 4 | 2298.4095 | 2298.4095 | 0 | 6 | 0 | 0 | 4 | 0 | 0 | 0 | 6 | 0 | 459.6819 | 0.1768 | 1 | 0.5 | 0 | 8.2745 | 0 | 8.2745 | 2345.3158 | 0 | 134.2482 | 0.10327 | 1 | 0.5 | 0 | 4.1373 | 0 | 4.1373
2007-01-09 18:00 | 1 | 9 | 18 | 9 | 210 | 33.98 | 3039.5369 | 0 | Heating | 3039.5369 | 4 | 2431.6295 | 2431.6295 | 0 | 6 | 0 | 0 | 4 | 0 | 0 | 0 | 6 | 0 | 486.3259 | 0.18705 | 1 | 0.5 | 0 | 8.2745 | 0 | 8.2745 | 2481.2546 | 0 | 142.0295 | 0.10925 | 1 | 0.5 | 0 | 4.1373 | 0 | 4.1373
2007-01-09 19:00 | 1 | 9 | 19 | 9 | 211 | 33.98 | 3176.6607 | 0 | Heating | 3176.6607 | 4 | 2541.3285 | 2541.3285 | 0 | 6 | 0 | 0 | 4 | 0 | 0 | 0 | 6 | 0 | 508.2657 | 0.19549 | 1 | 0.5 | 0 | 8.2745 | 0 | 8.2745 | 2593.1924 | 0 | 148.4369 | 0.11418 | 1 | 0.5 | 0 | 4.1373 | 0 | 4.1373
2007-01-09 20:00 | 1 | 9 | 20 | 9 | 212 | 33.98 | 3230.582 | 0 | Heating | 3230.582 | 4 | 2584.4656 | 2584.4656 | 0 | 6 | 0 | 0 | 4 | 0 | 0 | 0 | 6 | 0 | 516.8931 | 0.19881 | 1 | 0.5 | 0 | 8.2745 | 0 | 8.2745 | 2637.2098 | 0 | 150.9565 | 0.11612 | 1 | 0.5 | 0 | 4.1373 | 0 | 4.1373
2007-01-09 21:00 | 1 | 9 | 21 | 9 | 213 | 30.02 | 3317.807 | 0 | Heating | 3317.807 | 4 | 2654.2456 | 2654.2456 | 0 | 6 | 0 | 0 | 4 | 0 | 0 | 0 | 6 | 0 | 530.8491 | 0.20417 | 1 | 0.5 | 0 | 8.2745 | 0 | 8.2745 | 2708.4139 | 0 | 155.0323 | 0.11926 | 1 | 0.5 | 0 | 4.1373 | 0 | 4.1373
2007-01-09 22:00 | 1 | 9 | 22 | 9 | 214 | 30.92 | 2087.2555 | 0 | Heating | 2087.2555 | 4 | 1669.8044 | 1669.8044 | 0 | 6 | 0 | 0 | 4 | 0 | 0 | 0 | 6 | 0 | 333.9609 | 0.12845 | 1 | 0.5 | 0 | 8.2745 | 0 | 8.2745 | 1703.882 | 0 | 97.5319 | 0.075025 | 1 | 0.5 | 0 | 4.1373 | 0 | 4.1373
2007-01-09 23:00 | 1 | 9 | 23 | 9 | 215 | 30.92 | 2246.2564 | 0 | Heating | 2246.2564 | 4 | 1797.0052 | 1797.0052 | 0 | 6 | 0 | 0 | 4 | 0 | 0 | 0 | 6 | 0 | 359.401 | 0.13823 | 1 | 0.5 | 0 | 8.2745 | 0 | 8.2745 | 1833.6787 | 0 | 104.9616 | 0.08074 | 1 | 0.5 | 0 | 4.1373 | 0 | 4.1373
2007-01-10 | 1 | 10 | 0 | 10 | 216 | 30.2 | 2298.4212 | 0 | Heating | 2298.4212 | 4 | 1838.7369 | 1838.7369 | 0 | 6 | 0 | 0 | 4 | 0 | 0 | 0 | 6 | 0 | 367.7474 | 0.14144 | 1 | 0.5 | 0 | 8.2745 | 0 | 8.2745 | 1876.2622 | 0 | 107.3991 | 0.082615 | 1 | 0.5 | 0 | 4.1373 | 0 | 4.1373
2007-01-10 01:00 | 1 | 10 | 1 | 10 | 217 | 30.2 | 2348.1246 | 0 | Heating | 2348.1246 | 4 | 1878.4997 | 1878.4997 | 0 | 6 | 0 | 0 | 4 | 0 | 0 | 0 | 6 | 0 | 375.6999 | 0.1445 | 1 | 0.5 | 0 | 8.2745 | 0 | 8.2745 | 1916.8364 | 0 | 109.7216 | 0.084401 | 1 | 0.5 | 0 | 4.1373 | 0 | 4.1373
2007-01-10 02:00 | 1 | 10 | 2 | 10 | 218 | 28.94 | 2226.7458 | 0 | Heating | 2226.7458 | 4 | 1781.3966 | 1781.3966 | 0 | 6 | 0 | 0 | 4 | 0 | 0 | 0 | 6 | 0 | 356.2793 | 0.13703 | 1 | 0.5 | 0 | 8.2745 | 0 | 8.2745 | 1817.7517 | 0 | 104.0499 | 0.080038 | 1 | 0.5 | 0 | 4.1373 | 0 | 4.1373
2007-01-10 03:00 | 1 | 10 | 3 | 10 | 219 | 28.04 | 2316.7401 | 0 | Heating | 2316.7401 | 4 | 1853.3921 | 1853.3921 | 0 | 6 | 0 | 0 | 4 | 0 | 0 | 0 | 6 | 0 | 370.6784 | 0.14257 | 1 | 0.5 | 0 | 8.2745 | 0 | 8.2745 | 1891.2164 | 0 | 108.2551 | 0.083273 | 1 | 0.5 | 0 | 4.1373 | 0 | 4.1373
2007-01-10 04:00 | 1 | 10 | 4 | 10 | 220 | 28.04 | 2378.001 | 0 | Heating | 2378.001 | 4 | 1902.4008 | 1902.4008 | 0 | 6 | 0 | 0 | 4 | 0 | 0 | 0 | 6 | 0 | 380.4802 | 0.14634 | 1 | 0.5 | 0 | 8.2745 | 0 | 8.2745 | 1941.2253 | 0 | 111.1176 | 0.085475 | 1 | 0.5 | 0 | 4.1373 | 0 | 4.1373
2007-01-10 05:00 | 1 | 10 | 5 | 10 | 221 | 28.04 | 2492.2475 | 0 | Heating | 2492.2475 | 4 | 1993.798 | 1993.798 | 0 | 6 | 0 | 0 | 4 | 0 | 0 | 0 | 6 | 0 | 398.7596 | 0.15337 | 1 | 0.5 | 0 | 8.2745 | 0 | 8.2745 | 2034.4878 | 0 | 116.4561 | 0.089582 | 1 | 0.5 | 0 | 4.1373 | 0 | 4.1373
2007-01-10 06:00 | 1 | 10 | 6 | 10 | 222 | 28.4 | 2776.2449 | 0 | Heating | 2776.2449 | 4 | 2220.996 | 2220.996 | 0 | 6 | 0 | 0 | 4 | 0 | 0 | 0 | 6 | 0 | 444.1992 | 0.17085 | 1 | 0.5 | 0 | 8.2745 | 0 | 8.2745 | 2266.3224 | 0 | 129.7265 | 0.09979 | 1 | 0.5 | 0 | 4.1373 | 0 | 4.1373
2007-01-10 07:00 | 1 | 10 | 7 | 10 | 223 | 28.04 | 5531.5267 | 0 | Heating | 5531.5267 | 4 | 4425.2214 | 3200 | 1225.2214 | 6 | 59.8486 | 0 | 4 | 0 | 0 | 0 | 6 | 0 | 885.0443 | 0.3404 | 1 | 0.6808 | 0 | 16.8292 | 0 | 16.8292 | 3265.3061 | 0 | 186.9093 | 0.14378 | 1 | 0.5 | 0 | 4.1373 | 0 | 4.1373
2007-01-10 08:00 | 1 | 10 | 8 | 10 | 224 | 28.04 | 4936.1209 | 0 | Heating | 4936.1209 | 4 | 3948.8967 | 3200 | 748.8967 | 6 | 36.5815 | 0 | 4 | 0 | 0 | 0 | 6 | 0 | 789.7793 | 0.30376 | 1 | 0.60752 | 0 | 12.9511 | 0 | 12.9511 | 3265.3061 | 0 | 186.9093 | 0.14378 | 1 | 0.5 | 0 | 4.1373 | 0 | 4.1373
2007-01-10 09:00 | 1 | 10 | 9 | 10 | 225 | 26.06 | 4438.4597 | 0 | Heating | 4438.4597 | 4 | 3550.7678 | 3200 | 350.7678 | 6 | 17.134 | 0 | 4 | 0 | 0 | 0 | 6 | 0 | 710.1536 | 0.27314 | 1 | 0.54627 | 0 | 10.1427 | 0 | 10.1427 | 3265.3061 | 0 | 186.9093 | 0.14378 | 1 | 0.5 | 0 | 4.1373 | 0 | 4.1373
2007-01-10 10:00 | 1 | 10 | 10 | 10 | 226 | 26.96 | 3876.1056 | 0 | Heating | 3876.1056 | 4 | 3100.8844 | 3100.8844 | 0 | 6 | 0 | 0 | 4 | 0 | 0 | 0 | 6 | 0 | 620.1769 | 0.23853 | 1 | 0.5 | 0 | 8.2745 | 0 | 8.2745 | 3164.1678 | 0 | 181.1201 | 0.13932 | 1 | 0.5 | 0 | 4.1373 | 0 | 4.1373
2007-01-10 11:00 | 1 | 10 | 11 | 10 | 227 | 26.96 | 3546.2056 | 0 | Heating | 3546.2056 | 4 | 2836.9645 | 2836.9645 | 0 | 6 | 0 | 0 | 4 | 0 | 0 | 0 | 6 | 0 | 567.3929 | 0.21823 | 1 | 0.5 | 0 | 8.2745 | 0 | 8.2745 | 2894.8617 | 0 | 165.7047 | 0.12747 | 1 | 0.5 | 0 | 4.1373 | 0 | 4.1373
2007-01-10 12:00 | 1 | 10 | 12 | 10 | 228 | 28.04 | 3195.2121 | 0 | Heating | 3195.2121 | 4 | 2556.1697 | 2556.1697 | 0 | 6 | 0 | 0 | 4 | 0 | 0 | 0 | 6 | 0 | 511.2339 | 0.19663 | 1 | 0.5 | 0 | 8.2745 | 0 | 8.2745 | 2608.3364 | 0 | 149.3037 | 0.11485 | 1 | 0.5 | 0 | 4.1373 | 0 | 4.1373
2007-01-10 13:00 | 1 | 10 | 13 | 10 | 229 | 28.04 | 2967.4292 | 0 | Heating | 2967.4292 | 4 | 2373.9434 | 2373.9434 | 0 | 6 | 0 | 0 | 4 | 0 | 0 | 0 | 6 | 0 | 474.7887 | 0.18261 | 1 | 0.5 | 0 | 8.2745 | 0 | 8.2745 | 2422.3912 | 0 | 138.6601 | 0.10666 | 1 | 0.5 | 0 | 4.1373 | 0 | 4.1373
2007-01-10 14:00 | 1 | 10 | 14 | 10 | 230 | 28.04 | 2813.7314 | 0 | Heating | 2813.7314 | 4 | 2250.9851 | 2250.9851 | 0 | 6 | 0 | 0 | 4 | 0 | 0 | 0 | 6 | 0 | 450.197 | 0.17315 | 1 | 0.5 | 0 | 8.2745 | 0 | 8.2745 | 2296.9236 | 0 | 131.4782 | 0.10114 | 1 | 0.5 | 0 | 4.1373 | 0 | 4.1373
2007-01-10 15:00 | 1 | 10 | 15 | 10 | 231 | 28.04 | 2710.528 | 0 | Heating | 2710.528 | 4 | 2168.4224 | 2168.4224 | 0 | 6 | 0 | 0 | 4 | 0 | 0 | 0 | 6 | 0 | 433.6845 | 0.1668 | 1 | 0.5 | 0 | 8.2745 | 0 | 8.2745 | 2212.676 | 0 | 126.6558 | 0.097428 | 1 | 0.5 | 0 | 4.1373 | 0 | 4.1373
2007-01-10 16:00 | 1 | 10 | 16 | 10 | 232 | 26.06 | 2733.2251 | 0 | Heating | 2733.2251 | 4 | 2186.5801 | 2186.5801 | 0 | 6 | 0 | 0 | 4 | 0 | 0 | 0 | 6 | 0 | 437.316 | 0.1682 | 1 | 0.5 | 0 | 8.2745 | 0 | 8.2745 | 2231.2042 | 0 | 127.7163 | 0.098243 | 1 | 0.5 | 0 | 4.1373 | 0 | 4.1373
2007-01-10 17:00 | 1 | 10 | 17 | 10 | 233 | 26.06 | 2824.1505 | 0 | Heating | 2824.1505 | 4 | 2259.3204 | 2259.3204 | 0 | 6 | 0 | 0 | 4 | 0 | 0 | 0 | 6 | 0 | 451.8641 | 0.17379 | 1 | 0.5 | 0 | 8.2745 | 0 | 8.2745 | 2305.429 | 0 | 131.965 | 0.10151 | 1 | 0.5 | 0 | 4.1373 | 0 | 4.1373
2007-01-10 18:00 | 1 | 10 | 18 | 10 | 234 | 24.08 | 2944.208 | 0 | Heating | 2944.208 | 4 | 2355.3664 | 2355.3664 | 0 | 6 | 0 | 0 | 4 | 0 | 0 | 0 | 6 | 0 | 471.0733 | 0.18118 | 1 | 0.5 | 0 | 8.2745 | 0 | 8.2745 | 2403.4351 | 0 | 137.575 | 0.10583 | 1 | 0.5 | 0 | 4.1373 | 0 | 4.1373
2007-01-10 19:00 | 1 | 10 | 19 | 10 | 235 | 23 | 3128.619 | 0 | Heating | 3128.619 | 4 | 2502.8952 | 2502.8952 | 0 | 6 | 0 | 0 | 4 | 0 | 0 | 0 | 6 | 0 | 500.579 | 0.19253 | 1 | 0.5 | 0 | 8.2745 | 0 | 8.2745 | 2553.9747 | 0 | 146.192 | 0.11246 | 1 | 0.5 | 0 | 4.1373 | 0 | 4.1373
2007-01-10 20:00 | 1 | 10 | 20 | 10 | 236 | 23 | 3257.9631 | 0 | Heating | 3257.9631 | 4 | 2606.3705 | 2606.3705 | 0 | 6 | 0 | 0 | 4 | 0 | 0 | 0 | 6 | 0 | 521.2741 | 0.20049 | 1 | 0.5 | 0 | 8.2745 | 0 | 8.2745 | 2659.5617 | 0 | 152.2359 | 0.1171 | 1 | 0.5 | 0 | 4.1373 | 0 | 4.1373
2007-01-10 21:00 | 1 | 10 | 21 | 10 | 237 | 21.02 | 3443.1624 | 0 | Heating | 3443.1624 | 4 | 2754.53 | 2754.53 | 0 | 6 | 0 | 0 | 4 | 0 | 0 | 0 | 6 | 0 | 550.906 | 0.21189 | 1 | 0.5 | 0 | 8.2745 | 0 | 8.2745 | 2810.7449 | 0 | 160.8898 | 0.12376 | 1 | 0.5 | 0 | 4.1373 | 0 | 4.1373
2007-01-10 22:00 | 1 | 10 | 22 | 10 | 238 | 21.02 | 2219.3315 | 0 | Heating | 2219.3315 | 4 | 1775.4652 | 1775.4652 | 0 | 6 | 0 | 0 | 4 | 0 | 0 | 0 | 6 | 0 | 355.093 | 0.13657 | 1 | 0.5 | 0 | 8.2745 | 0 | 8.2745 | 1811.6992 | 0 | 103.7034 | 0.079772 | 1 | 0.5 | 0 | 4.1373 | 0 | 4.1373
2007-01-10 23:00 | 1 | 10 | 23 | 10 | 239 | 21.02 | 2372.6088 | 0 | Heating | 2372.6088 | 4 | 1898.0871 | 1898.0871 | 0 | 6 | 0 | 0 | 4 | 0 | 0 | 0 | 6 | 0 | 379.6174 | 0.14601 | 1 | 0.5 | 0 | 8.2745 | 0 | 8.2745 | 1936.8235 | 0 | 110.8657 | 0.085281 | 1 | 0.5 | 0 | 4.1373 | 0 | 4.1373
2007-01-11 | 1 | 11 | 0 | 11 | 240 | 19.04 | 2498.673 | 0 | Heating | 2498.673 | 4 | 1998.9384 | 1998.9384 | 0 | 6 | 0 | 0 | 4 | 0 | 0 | 0 | 6 | 0 | 399.7877 | 0.15376 | 1 | 0.5 | 0 | 8.2745 | 0 | 8.2745 | 2039.7331 | 0 | 116.7563 | 0.089813 | 1 | 0.5 | 0 | 4.1373 | 0 | 4.1373
2007-01-11 01:00 | 1 | 11 | 1 | 11 | 241 | 19.04 | 2297.4389 | 0 | Heating | 2297.4389 | 4 | 1837.9511 | 1837.9511 | 0 | 6 | 0 | 0 | 4 | 0 | 0 | 0 | 6 | 0 | 367.5902 | 0.14138 | 1 | 0.5 | 0 | 8.2745 | 0 | 8.2745 | 1875.4603 | 0 | 107.3532 | 0.082579 | 1 | 0.5 | 0 | 4.1373 | 0 | 4.1373
2007-01-11 02:00 | 1 | 11 | 2 | 11 | 242 | 19.04 | 2467.9701 | 0 | Heating | 2467.9701 | 4 | 1974.3761 | 1974.3761 | 0 | 6 | 0 | 0 | 4 | 0 | 0 | 0 | 6 | 0 | 394.8752 | 0.15188 | 1 | 0.5 | 0 | 8.2745 | 0 | 8.2745 | 2014.6695 | 0 | 115.3217 | 0.088709 | 1 | 0.5 | 0 | 4.1373 | 0 | 4.1373
2007-01-11 03:00 | 1 | 11 | 3 | 11 | 243 | 17.06 | 2490.3884 | 0 | Heating | 2490.3884 | 4 | 1992.3108 | 1992.3108 | 0 | 6 | 0 | 0 | 4 | 0 | 0 | 0 | 6 | 0 | 398.4622 | 0.15325 | 1 | 0.5 | 0 | 8.2745 | 0 | 8.2745 | 2032.9702 | 0 | 116.3692 | 0.089515 | 1 | 0.5 | 0 | 4.1373 | 0 | 4.1373
2007-01-11 04:00 | 1 | 11 | 4 | 11 | 244 | 14 | 2537.211 | 0 | Heating | 2537.211 | 4 | 2029.7688 | 2029.7688 | 0 | 6 | 0 | 0 | 4 | 0 | 0 | 0 | 6 | 0 | 405.9538 | 0.15614 | 1 | 0.5 | 0 | 8.2745 | 0 | 8.2745 | 2071.1926 | 0 | 118.5571 | 0.091198 | 1 | 0.5 | 0 | 4.1373 | 0 | 4.1373
2007-01-11 05:00 | 1 | 11 | 5 | 11 | 245 | 14 | 2590.5027 | 0 | Heating | 2590.5027 | 4 | 2072.4022 | 2072.4022 | 0 | 6 | 0 | 0 | 4 | 0 | 0 | 0 | 6 | 0 | 414.4804 | 0.15942 | 1 | 0.5 | 0 | 8.2745 | 0 | 8.2745 | 2114.6961 | 0 | 121.0473 | 0.093113 | 1 | 0.5 | 0 | 4.1373 | 0 | 4.1373
2007-01-11 06:00 | 1 | 11 | 6 | 11 | 246 | 14 | 2889.8473 | 0 | Heating | 2889.8473 | 4 | 2311.8779 | 2311.8779 | 0 | 6 | 0 | 0 | 4 | 0 | 0 | 0 | 6 | 0 | 462.3756 | 0.17784 | 1 | 0.5 | 0 | 8.2745 | 0 | 8.2745 | 2359.059 | 0 | 135.0349 | 0.10387 | 1 | 0.5 | 0 | 4.1373 | 0 | 4.1373
2007-01-11 07:00 | 1 | 11 | 7 | 11 | 247 | 17.96 | 5860.7306 | 0 | Heating | 5860.7306 | 4 | 4688.5845 | 3200 | 1488.5845 | 6 | 72.7132 | 0 | 4 | 0 | 0 | 0 | 6 | 0 | 937.7169 | 0.36066 | 1 | 0.72132 | 0 | 19.2224 | 0 | 19.2224 | 3265.3061 | 0 | 186.9093 | 0.14378 | 1 | 0.5 | 0 | 4.1373 | 0 | 4.1373
2007-01-11 08:00 | 1 | 11 | 8 | 11 | 248 | 19.04 | 5205.7335 | 0 | Heating | 5205.7335 | 4 | 4164.5868 | 3200 | 964.5868 | 6 | 47.1174 | 0 | 4 | 0 | 0 | 0 | 6 | 0 | 832.9174 | 0.32035 | 1 | 0.64071 | 0 | 14.6362 | 0 | 14.6362 | 3265.3061 | 0 | 186.9093 | 0.14378 | 1 | 0.5 | 0 | 4.1373 | 0 | 4.1373
2007-01-11 09:00 | 1 | 11 | 9 | 11 | 249 | 21.92 | 4627.2938 | 0 | Heating | 4627.2938 | 4 | 3701.8351 | 3200 | 501.8351 | 6 | 24.5132 | 0 | 4 | 0 | 0 | 0 | 6 | 0 | 740.367 | 0.28476 | 1 | 0.56951 | 0 | 11.1628 | 0 | 11.1628 | 3265.3061 | 0 | 186.9093 | 0.14378 | 1 | 0.5 | 0 | 4.1373 | 0 | 4.1373
2007-01-11 10:00 | 1 | 11 | 10 | 11 | 250 | 21.92 | 4015.0755 | 0 | Heating | 4015.0755 | 4 | 3212.0604 | 3200 | 12.0604 | 6 | 0.58912 | 0 | 4 | 0 | 0 | 0 | 6 | 0 | 642.4121 | 0.24708 | 1 | 0.5 | 0 | 8.2745 | 0 | 8.2745 | 3265.3061 | 0 | 186.9093 | 0.14378 | 1 | 0.5 | 0 | 4.1373 | 0 | 4.1373
2007-01-11 11:00 | 1 | 11 | 11 | 11 | 251 | 21.92 | 3585.9762 | 0 | Heating | 3585.9762 | 4 | 2868.781 | 2868.781 | 0 | 6 | 0 | 0 | 4 | 0 | 0 | 0 | 6 | 0 | 573.7562 | 0.22068 | 1 | 0.5 | 0 | 8.2745 | 0 | 8.2745 | 2927.3275 | 0 | 167.5631 | 0.12889 | 1 | 0.5 | 0 | 4.1373 | 0 | 4.1373
2007-01-11 12:00 | 1 | 11 | 12 | 11 | 252 | 28.04 | 3205.6679 | 0 | Heating | 3205.6679 | 4 | 2564.5343 | 2564.5343 | 0 | 6 | 0 | 0 | 4 | 0 | 0 | 0 | 6 | 0 | 512.9069 | 0.19727 | 1 | 0.5 | 0 | 8.2745 | 0 | 8.2745 | 2616.8717 | 0 | 149.7923 | 0.11522 | 1 | 0.5 | 0 | 4.1373 | 0 | 4.1373
2007-01-11 13:00 | 1 | 11 | 13 | 11 | 253 | 28.94 | 2932.7982 | 0 | Heating | 2932.7982 | 4 | 2346.2385 | 2346.2385 | 0 | 6 | 0 | 0 | 4 | 0 | 0 | 0 | 6 | 0 | 469.2477 | 0.18048 | 1 | 0.5 | 0 | 8.2745 | 0 | 8.2745 | 2394.1209 | 0 | 137.0418 | 0.10542 | 1 | 0.5 | 0 | 4.1373 | 0 | 4.1373
2007-01-11 14:00 | 1 | 11 | 14 | 11 | 254 | 28.94 | 2731.4742 | 0 | Heating | 2731.4742 | 4 | 2185.1793 | 2185.1793 | 0 | 6 | 0 | 0 | 4 | 0 | 0 | 0 | 6 | 0 | 437.0359 | 0.16809 | 1 | 0.5 | 0 | 8.2745 | 0 | 8.2745 | 2229.7748 | 0 | 127.6345 | 0.09818 | 1 | 0.5 | 0 | 4.1373 | 0 | 4.1373
2007-01-11 15:00 | 1 | 11 | 15 | 11 | 255 | 32 | 2463.9228 | 0 | Heating | 2463.9228 | 4 | 1971.1383 | 1971.1383 | 0 | 6 | 0 | 0 | 4 | 0 | 0 | 0 | 6 | 0 | 394.2277 | 0.15163 | 1 | 0.5 | 0 | 8.2745 | 0 | 8.2745 | 2011.3656 | 0 | 115.1325 | 0.088563 | 1 | 0.5 | 0 | 4.1373 | 0 | 4.1373
2007-01-11 16:00 | 1 | 11 | 16 | 11 | 256 | 33.08 | 2488.4842 | 0 | Heating | 2488.4842 | 4 | 1990.7874 | 1990.7874 | 0 | 6 | 0 | 0 | 4 | 0 | 0 | 0 | 6 | 0 | 398.1575 | 0.15314 | 1 | 0.5 | 0 | 8.2745 | 0 | 8.2745 | 2031.4157 | 0 | 116.2802 | 0.089446 | 1 | 0.5 | 0 | 4.1373 | 0 | 4.1373
2007-01-11 17:00 | 1 | 11 | 17 | 11 | 257 | 33.08 | 2663.4297 | 0 | Heating | 2663.4297 | 4 | 2130.7438 | 2130.7438 | 0 | 6 | 0 | 0 | 4 | 0 | 0 | 0 | 6 | 0 | 426.1488 | 0.1639 | 1 | 0.5 | 0 | 8.2745 | 0 | 8.2745 | 2174.2284 | 0 | 124.455 | 0.095735 | 1 | 0.5 | 0 | 4.1373 | 0 | 4.1373
2007-01-11 18:00 | 1 | 11 | 18 | 11 | 258 | 33.08 | 2868.8191 | 0 | Heating | 2868.8191 | 4 | 2295.0553 | 2295.0553 | 0 | 6 | 0 | 0 | 4 | 0 | 0 | 0 | 6 | 0 | 459.0111 | 0.17654 | 1 | 0.5 | 0 | 8.2745 | 0 | 8.2745 | 2341.8932 | 0 | 134.0523 | 0.10312 | 1 | 0.5 | 0 | 4.1373 | 0 | 4.1373
2007-01-11 19:00 | 1 | 11 | 19 | 11 | 259 | 33.98 | 3011.7837 | 0 | Heating | 3011.7837 | 4 | 2409.4269 | 2409.4269 | 0 | 6 | 0 | 0 | 4 | 0 | 0 | 0 | 6 | 0 | 481.8854 | 0.18534 | 1 | 0.5 | 0 | 8.2745 | 0 | 8.2745 | 2458.5989 | 0 | 140.7326 | 0.10826 | 1 | 0.5 | 0 | 4.1373 | 0 | 4.1373
2007-01-11 20:00 | 1 | 11 | 20 | 11 | 260 | 33.98 | 3056.3039 | 0 | Heating | 3056.3039 | 4 | 2445.0431 | 2445.0431 | 0 | 6 | 0 | 0 | 4 | 0 | 0 | 0 | 6 | 0 | 489.0086 | 0.18808 | 1 | 0.5 | 0 | 8.2745 | 0 | 8.2745 | 2494.942 | 0 | 142.8129 | 0.10986 | 1 | 0.5 | 0 | 4.1373 | 0 | 4.1373
2007-01-11 21:00 | 1 | 11 | 21 | 11 | 261 | 33.08 | 3158.3715 | 0 | Heating | 3158.3715 | 4 | 2526.6972 | 2526.6972 | 0 | 6 | 0 | 0 | 4 | 0 | 0 | 0 | 6 | 0 | 505.3394 | 0.19436 | 1 | 0.5 | 0 | 8.2745 | 0 | 8.2745 | 2578.2624 | 0 | 147.5823 | 0.11352 | 1 | 0.5 | 0 | 4.1373 | 0 | 4.1373
2007-01-11 22:00 | 1 | 11 | 22 | 11 | 262 | 33.98 | 2029.519 | 0 | Heating | 2029.519 | 4 | 1623.6152 | 1623.6152 | 0 | 6 | 0 | 0 | 4 | 0 | 0 | 0 | 6 | 0 | 324.723 | 0.12489 | 1 | 0.5 | 0 | 8.2745 | 0 | 8.2745 | 1656.7502 | 0 | 94.834 | 0.072949 | 1 | 0.5 | 0 | 4.1373 | 0 | 4.1373
2007-01-11 23:00 | 1 | 11 | 23 | 11 | 263 | 33.98 | 2182.4535 | 0 | Heating | 2182.4535 | 4 | 1745.9628 | 1745.9628 | 0 | 6 | 0 | 0 | 4 | 0 | 0 | 0 | 6 | 0 | 349.1926 | 0.1343 | 1 | 0.5 | 0 | 8.2745 | 0 | 8.2745 | 1781.5947 | 0 | 101.9802 | 0.078446 | 1 | 0.5 | 0 | 4.1373 | 0 | 4.1373
2007-01-12 | 1 | 12 | 0 | 12 | 264 | 33.08 | 2240.3978 | 0 | Heating | 2240.3978 | 4 | 1792.3183 | 1792.3183 | 0 | 6 | 0 | 0 | 4 | 0 | 0 | 0 | 6 | 0 | 358.4637 | 0.13787 | 1 | 0.5 | 0 | 8.2745 | 0 | 8.2745 | 1828.8962 | 0 | 104.6878 | 0.080529 | 1 | 0.5 | 0 | 4.1373 | 0 | 4.1373
2007-01-12 01:00 | 1 | 12 | 1 | 12 | 265 | 33.08 | 1947.5487 | 0 | Heating | 1947.5487 | 4 | 1558.039 | 1558.039 | 0 | 6 | 0 | 0 | 4 | 0 | 0 | 0 | 6 | 0 | 311.6078 | 0.11985 | 1 | 0.5 | 0 | 8.2745 | 0 | 8.2745 | 1589.8357 | 0 | 91.0038 | 0.070003 | 1 | 0.5 | 0 | 4.1373 | 0 | 4.1373
2007-01-12 02:00 | 1 | 12 | 2 | 12 | 266 | 33.08 | 2187.718 | 0 | Heating | 2187.718 | 4 | 1750.1744 | 1750.1744 | 0 | 6 | 0 | 0 | 4 | 0 | 0 | 0 | 6 | 0 | 350.0349 | 0.13463 | 1 | 0.5 | 0 | 8.2745 | 0 | 8.2745 | 1785.8922 | 0 | 102.2262 | 0.078636 | 1 | 0.5 | 0 | 4.1373 | 0 | 4.1373
2007-01-12 03:00 | 1 | 12 | 3 | 12 | 267 | 33.08 | 2203.9253 | 0 | Heating | 2203.9253 | 4 | 1763.1402 | 1763.1402 | 0 | 6 | 0 | 0 | 4 | 0 | 0 | 0 | 6 | 0 | 352.628 | 0.13563 | 1 | 0.5 | 0 | 8.2745 | 0 | 8.2745 | 1799.1227 | 0 | 102.9836 | 0.079218 | 1 | 0.5 | 0 | 4.1373 | 0 | 4.1373
2007-01-12 04:00 | 1 | 12 | 4 | 12 | 268 | 33.98 | 2228.528 | 0 | Heating | 2228.528 | 4 | 1782.8224 | 1782.8224 | 0 | 6 | 0 | 0 | 4 | 0 | 0 | 0 | 6 | 0 | 356.5645 | 0.13714 | 1 | 0.5 | 0 | 8.2745 | 0 | 8.2745 | 1819.2065 | 0 | 104.1332 | 0.080102 | 1 | 0.5 | 0 | 4.1373 | 0 | 4.1373
2007-01-12 05:00 | 1 | 12 | 5 | 12 | 269 | 33.98 | 2344.3121 | 0 | Heating | 2344.3121 | 4 | 1875.4497 | 1875.4497 | 0 | 6 | 0 | 0 | 4 | 0 | 0 | 0 | 6 | 0 | 375.0899 | 0.14427 | 1 | 0.5 | 0 | 8.2745 | 0 | 8.2745 | 1913.7242 | 0 | 109.5435 | 0.084264 | 1 | 0.5 | 0 | 4.1373 | 0 | 4.1373
2007-01-12 06:00 | 1 | 12 | 6 | 12 | 270 | 33.98 | 2646.0349 | 0 | Heating | 2646.0349 | 4 | 2116.8279 | 2116.8279 | 0 | 6 | 0 | 0 | 4 | 0 | 0 | 0 | 6 | 0 | 423.3656 | 0.16283 | 1 | 0.5 | 0 | 8.2745 | 0 | 8.2745 | 2160.0285 | 0 | 123.6422 | 0.095109 | 1 | 0.5 | 0 | 4.1373 | 0 | 4.1373
2007-01-12 07:00 | 1 | 12 | 7 | 12 | 271 | 33.98 | 5600.3296 | 0 | Heating | 5600.3296 | 4 | 4480.2637 | 3200 | 1280.2637 | 6 | 62.5373 | 0 | 4 | 0 | 0 | 0 | 6 | 0 | 896.0527 | 0.34464 | 1 | 0.68927 | 0 | 17.3145 | 0 | 17.3145 | 3265.3061 | 0 | 186.9093 | 0.14378 | 1 | 0.5 | 0 | 4.1373 | 0 | 4.1373
2007-01-12 08:00 | 1 | 12 | 8 | 12 | 272 | 33.98 | 5077.9581 | 0 | Heating | 5077.9581 | 4 | 4062.3665 | 3200 | 862.3665 | 6 | 42.1242 | 0 | 4 | 0 | 0 | 0 | 6 | 0 | 812.4733 | 0.31249 | 1 | 0.62498 | 0 | 13.8231 | 0 | 13.8231 | 3265.3061 | 0 | 186.9093 | 0.14378 | 1 | 0.5 | 0 | 4.1373 | 0 | 4.1373
2007-01-12 09:00 | 1 | 12 | 9 | 12 | 273 | 33.8 | 4637.706 | 0 | Heating | 4637.706 | 4 | 3710.1648 | 3200 | 510.1648 | 6 | 24.9201 | 0 | 4 | 0 | 0 | 0 | 6 | 0 | 742.033 | 0.2854 | 1 | 0.57079 | 0 | 11.2206 | 0 | 11.2206 | 3265.3061 | 0 | 186.9093 | 0.14378 | 1 | 0.5 | 0 | 4.1373 | 0 | 4.1373
2007-01-12 10:00 | 1 | 12 | 10 | 12 | 274 | 35.96 | 3907.0627 | 0 | Heating | 3907.0627 | 4 | 3125.6502 | 3125.6502 | 0 | 6 | 0 | 0 | 4 | 0 | 0 | 0 | 6 | 0 | 625.13 | 0.24043 | 1 | 0.5 | 0 | 8.2745 | 0 | 8.2745 | 3189.439 | 0 | 182.5666 | 0.14044 | 1 | 0.5 | 0 | 4.1373 | 0 | 4.1373
2007-01-12 11:00 | 1 | 12 | 11 | 12 | 275 | 35.96 | 3340.1953 | 0 | Heating | 3340.1953 | 4 | 2672.1562 | 2672.1562 | 0 | 6 | 0 | 0 | 4 | 0 | 0 | 0 | 6 | 0 | 534.4312 | 0.20555 | 1 | 0.5 | 0 | 8.2745 | 0 | 8.2745 | 2726.69 | 0 | 156.0784 | 0.12006 | 1 | 0.5 | 0 | 4.1373 | 0 | 4.1373
2007-01-12 12:00 | 1 | 12 | 12 | 12 | 276 | 37.94 | 2900.9097 | 0 | Heating | 2900.9097 | 4 | 2320.7278 | 2320.7278 | 0 | 6 | 0 | 0 | 4 | 0 | 0 | 0 | 6 | 0 | 464.1456 | 0.17852 | 1 | 0.5 | 0 | 8.2745 | 0 | 8.2745 | 2368.0895 | 0 | 135.5518 | 0.10427 | 1 | 0.5 | 0 | 4.1373 | 0 | 4.1373
2007-01-12 13:00 | 1 | 12 | 13 | 12 | 277 | 41 | 2696.1604 | 0 | Heating | 2696.1604 | 4 | 2156.9283 | 2156.9283 | 0 | 6 | 0 | 0 | 4 | 0 | 0 | 0 | 6 | 0 | 431.3857 | 0.16592 | 1 | 0.5 | 0 | 8.2745 | 0 | 8.2745 | 2200.9473 | 0 | 125.9844 | 0.096911 | 1 | 0.5 | 0 | 4.1373 | 0 | 4.1373
2007-01-12 14:00 | 1 | 12 | 14 | 12 | 278 | 41 | 2430.5136 | 0 | Heating | 2430.5136 | 4 | 1944.4109 | 1944.4109 | 0 | 6 | 0 | 0 | 4 | 0 | 0 | 0 | 6 | 0 | 388.8822 | 0.14957 | 1 | 0.5 | 0 | 8.2745 | 0 | 8.2745 | 1984.0927 | 0 | 113.5714 | 0.087363 | 1 | 0.5 | 0 | 4.1373 | 0 | 4.1373
2007-01-12 15:00 | 1 | 12 | 15 | 12 | 279 | 44.06 | 2330.3467 | 0 | Heating | 2330.3467 | 4 | 1864.2774 | 1864.2774 | 0 | 6 | 0 | 0 | 4 | 0 | 0 | 0 | 6 | 0 | 372.8555 | 0.14341 | 1 | 0.5 | 0 | 8.2745 | 0 | 8.2745 | 1902.3239 | 0 | 108.8909 | 0.083762 | 1 | 0.5 | 0 | 4.1373 | 0 | 4.1373
2007-01-12 16:00 | 1 | 12 | 16 | 12 | 280 | 44.06 | 2388.3196 | 0 | Heating | 2388.3196 | 4 | 1910.6556 | 1910.6556 | 0 | 6 | 0 | 0 | 4 | 0 | 0 | 0 | 6 | 0 | 382.1311 | 0.14697 | 1 | 0.5 | 0 | 8.2745 | 0 | 8.2745 | 1949.6486 | 0 | 111.5998 | 0.085846 | 1 | 0.5 | 0 | 4.1373 | 0 | 4.1373
2007-01-12 17:00 | 1 | 12 | 17 | 12 | 281 | 44.06 | 2523.6298 | 0 | Heating | 2523.6298 | 4 | 2018.9039 | 2018.9039 | 0 | 6 | 0 | 0 | 4 | 0 | 0 | 0 | 6 | 0 | 403.7808 | 0.1553 | 1 | 0.5 | 0 | 8.2745 | 0 | 8.2745 | 2060.106 | 0 | 117.9225 | 0.09071 | 1 | 0.5 | 0 | 4.1373 | 0 | 4.1373
2007-01-12 18:00 | 1 | 12 | 18 | 12 | 282 | 42.98 | 2691.218 | 0 | Heating | 2691.218 | 4 | 2152.9744 | 2152.9744 | 0 | 6 | 0 | 0 | 4 | 0 | 0 | 0 | 6 | 0 | 430.5949 | 0.16561 | 1 | 0.5 | 0 | 8.2745 | 0 | 8.2745 | 2196.9126 | 0 | 125.7534 | 0.096733 | 1 | 0.5 | 0 | 4.1373 | 0 | 4.1373
2007-01-12 19:00 | 1 | 12 | 19 | 12 | 283 | 44.06 | 2719.9574 | 0 | Heating | 2719.9574 | 4 | 2175.9659 | 2175.9659 | 0 | 6 | 0 | 0 | 4 | 0 | 0 | 0 | 6 | 0 | 435.1932 | 0.16738 | 1 | 0.5 | 0 | 8.2745 | 0 | 8.2745 | 2220.3734 | 0 | 127.0964 | 0.097766 | 1 | 0.5 | 0 | 4.1373 | 0 | 4.1373
2007-01-12 20:00 | 1 | 12 | 20 | 12 | 284 | 44.06 | 2800.8053 | 0 | Heating | 2800.8053 | 4 | 2240.6443 | 2240.6443 | 0 | 6 | 0 | 0 | 4 | 0 | 0 | 0 | 6 | 0 | 448.1289 | 0.17236 | 1 | 0.5 | 0 | 8.2745 | 0 | 8.2745 | 2286.3717 | 0 | 130.8742 | 0.10067 | 1 | 0.5 | 0 | 4.1373 | 0 | 4.1373
2007-01-12 21:00 | 1 | 12 | 21 | 12 | 285 | 44.96 | 2753.1961 | 0 | Heating | 2753.1961 | 4 | 2202.5568 | 2202.5568 | 0 | 6 | 0 | 0 | 4 | 0 | 0 | 0 | 6 | 0 | 440.5114 | 0.16943 | 1 | 0.5 | 0 | 8.2745 | 0 | 8.2745 | 2247.507 | 0 | 128.6495 | 0.098961 | 1 | 0.5 | 0 | 4.1373 | 0 | 4.1373
2007-01-12 22:00 | 1 | 12 | 22 | 12 | 286 | 44.96 | 2739.6631 | 0 | Heating | 2739.6631 | 4 | 2191.7305 | 2191.7305 | 0 | 6 | 0 | 0 | 4 | 0 | 0 | 0 | 6 | 0 | 438.3461 | 0.16859 | 1 | 0.5 | 0 | 8.2745 | 0 | 8.2745 | 2236.4597 | 0 | 128.0172 | 0.098475 | 1 | 0.5 | 0 | 4.1373 | 0 | 4.1373
2007-01-12 23:00 | 1 | 12 | 23 | 12 | 287 | 44.96 | 1666.5208 | 0 | Heating | 1666.5208 | 4 | 1333.2167 | 1333.2167 | 0 | 6 | 0 | 0 | 4 | 0 | 0 | 0 | 6 | 0 | 266.6433 | 0.10256 | 1 | 0.5 | 0 | 8.2745 | 0 | 8.2745 | 1360.4252 | 0 | 77.8721 | 0.059902 | 1 | 0.5 | 0 | 4.1373 | 0 | 4.1373
2007-01-13 | 1 | 13 | 0 | 13 | 288 | 44.06 | 1578.2918 | 0 | Heating | 1578.2918 | 4 | 1262.6334 | 1262.6334 | 0 | 6 | 0 | 0 | 4 | 0 | 0 | 0 | 6 | 0 | 252.5267 | 0.097126 | 1 | 0.5 | 0 | 8.2745 | 0 | 8.2745 | 1288.4015 | 0 | 73.7494 | 0.05673 | 1 | 0.5 | 0 | 4.1373 | 0 | 4.1373
2007-01-13 01:00 | 1 | 13 | 1 | 13 | 289 | 44.06 | 1334.8783 | 0 | Heating | 1334.8783 | 4 | 1067.9026 | 1067.9026 | 0 | 6 | 0 | 0 | 4 | 0 | 0 | 0 | 6 | 0 | 213.5805 | 0.082146 | 1 | 0.5 | 0 | 8.2745 | 0 | 8.2745 | 1089.6965 | 0 | 62.3753 | 0.047981 | 1 | 0.5 | 0 | 4.1373 | 0 | 4.1373
2007-01-13 02:00 | 1 | 13 | 2 | 13 | 290 | 44.06 | 1346.897 | 0 | Heating | 1346.897 | 4 | 1077.5176 | 1077.5176 | 0 | 6 | 0 | 0 | 4 | 0 | 0 | 0 | 6 | 0 | 215.5035 | 0.082886 | 1 | 0.5 | 0 | 8.2745 | 0 | 8.2745 | 1099.5077 | 0 | 62.9369 | 0.048413 | 1 | 0.5 | 0 | 4.1373 | 0 | 4.1373
2007-01-13 03:00 | 1 | 13 | 3 | 13 | 291 | 42.08 | 1371.8045 | 0 | Heating | 1371.8045 | 4 | 1097.4436 | 1097.4436 | 0 | 6 | 0 | 0 | 4 | 0 | 0 | 0 | 6 | 0 | 219.4887 | 0.084419 | 1 | 0.5 | 0 | 8.2745 | 0 | 8.2745 | 1119.8404 | 0 | 64.1008 | 0.049308 | 1 | 0.5 | 0 | 4.1373 | 0 | 4.1373
2007-01-13 04:00 | 1 | 13 | 4 | 13 | 292 | 42.08 | 1371.9637 | 0 | Heating | 1371.9637 | 4 | 1097.571 | 1097.571 | 0 | 6 | 0 | 0 | 4 | 0 | 0 | 0 | 6 | 0 | 219.5142 | 0.084429 | 1 | 0.5 | 0 | 8.2745 | 0 | 8.2745 | 1119.9704 | 0 | 64.1082 | 0.049314 | 1 | 0.5 | 0 | 4.1373 | 0 | 4.1373
2007-01-13 05:00 | 1 | 13 | 5 | 13 | 293 | 42.08 | 1363.2185 | 0 | Heating | 1363.2185 | 4 | 1090.5748 | 1090.5748 | 0 | 6 | 0 | 0 | 4 | 0 | 0 | 0 | 6 | 0 | 218.115 | 0.08389 | 1 | 0.5 | 0 | 8.2745 | 0 | 8.2745 | 1112.8314 | 0 | 63.6996 | 0.049 | 1 | 0.5 | 0 | 4.1373 | 0 | 4.1373
2007-01-13 06:00 | 1 | 13 | 6 | 13 | 294 | 44.06 | 1566.6924 | 0 | Heating | 1566.6924 | 4 | 1253.3539 | 1253.3539 | 0 | 6 | 0 | 0 | 4 | 0 | 0 | 0 | 6 | 0 | 250.6708 | 0.096412 | 1 | 0.5 | 0 | 8.2745 | 0 | 8.2745 | 1278.9326 | 0 | 73.2074 | 0.056313 | 1 | 0.5 | 0 | 4.1373 | 0 | 4.1373
2007-01-13 07:00 | 1 | 13 | 7 | 13 | 295 | 44.06 | 1847.1256 | 0 | Heating | 1847.1256 | 4 | 1477.7005 | 1477.7005 | 0 | 6 | 0 | 0 | 4 | 0 | 0 | 0 | 6 | 0 | 295.5401 | 0.11367 | 1 | 0.5 | 0 | 8.2745 | 0 | 8.2745 | 1507.8577 | 0 | 86.3113 | 0.066393 | 1 | 0.5 | 0 | 4.1373 | 0 | 4.1373
2007-01-13 08:00 | 1 | 13 | 8 | 13 | 296 | 44.06 | 1824.1016 | 0 | Heating | 1824.1016 | 4 | 1459.2813 | 1459.2813 | 0 | 6 | 0 | 0 | 4 | 0 | 0 | 0 | 6 | 0 | 291.8563 | 0.11225 | 1 | 0.5 | 0 | 8.2745 | 0 | 8.2745 | 1489.0626 | 0 | 85.2354 | 0.065566 | 1 | 0.5 | 0 | 4.1373 | 0 | 4.1373
2007-01-13 09:00 | 1 | 13 | 9 | 13 | 297 | 42.8 | 3709.0506 | 0 | Heating | 3709.0506 | 4 | 2967.2405 | 2967.2405 | 0 | 6 | 0 | 0 | 4 | 0 | 0 | 0 | 6 | 0 | 593.4481 | 0.22825 | 1 | 0.5 | 0 | 8.2745 | 0 | 8.2745 | 3027.7964 | 0 | 173.314 | 0.13332 | 1 | 0.5 | 0 | 4.1373 | 0 | 4.1373
2007-01-13 10:00 | 1 | 13 | 10 | 13 | 298 | 42.98 | 3160.4194 | 0 | Heating | 3160.4194 | 4 | 2528.3356 | 2528.3356 | 0 | 6 | 0 | 0 | 4 | 0 | 0 | 0 | 6 | 0 | 505.6671 | 0.19449 | 1 | 0.5 | 0 | 8.2745 | 0 | 8.2745 | 2579.9342 | 0 | 147.678 | 0.1136 | 1 | 0.5 | 0 | 4.1373 | 0 | 4.1373
2007-01-13 11:00 | 1 | 13 | 11 | 13 | 299 | 42.98 | 2824.5868 | 0 | Heating | 2824.5868 | 4 | 2259.6694 | 2259.6694 | 0 | 6 | 0 | 0 | 4 | 0 | 0 | 0 | 6 | 0 | 451.9339 | 0.17382 | 1 | 0.5 | 0 | 8.2745 | 0 | 8.2745 | 2305.7851 | 0 | 131.9854 | 0.10153 | 1 | 0.5 | 0 | 4.1373 | 0 | 4.1373
2007-01-13 12:00 | 1 | 13 | 12 | 13 | 300 | 42.8 | 2528.6957 | 0 | Heating | 2528.6957 | 4 | 2022.9566 | 2022.9566 | 0 | 6 | 0 | 0 | 4 | 0 | 0 | 0 | 6 | 0 | 404.5913 | 0.15561 | 1 | 0.5 | 0 | 8.2745 | 0 | 8.2745 | 2064.2414 | 0 | 118.1592 | 0.090892 | 1 | 0.5 | 0 | 4.1373 | 0 | 4.1373
2007-01-13 13:00 | 1 | 13 | 13 | 13 | 301 | 39.2 | 2315.3303 | 0 | Heating | 2315.3303 | 4 | 1852.2642 | 1852.2642 | 0 | 6 | 0 | 0 | 4 | 0 | 0 | 0 | 6 | 0 | 370.4528 | 0.14248 | 1 | 0.5 | 0 | 8.2745 | 0 | 8.2745 | 1890.0655 | 0 | 108.1892 | 0.083222 | 1 | 0.5 | 0 | 4.1373 | 0 | 4.1373
2007-01-13 14:00 | 1 | 13 | 14 | 13 | 302 | 37.04 | 2201.2879 | 0 | Heating | 2201.2879 | 4 | 1761.0303 | 1761.0303 | 0 | 6 | 0 | 0 | 4 | 0 | 0 | 0 | 6 | 0 | 352.2061 | 0.13546 | 1 | 0.5 | 0 | 8.2745 | 0 | 8.2745 | 1796.9697 | 0 | 102.8603 | 0.079123 | 1 | 0.5 | 0 | 4.1373 | 0 | 4.1373
2007-01-13 15:00 | 1 | 13 | 15 | 13 | 303 | 33.98 | 2125.3263 | 0 | Heating | 2125.3263 | 4 | 1700.2611 | 1700.2611 | 0 | 6 | 0 | 0 | 4 | 0 | 0 | 0 | 6 | 0 | 340.0522 | 0.13079 | 1 | 0.5 | 0 | 8.2745 | 0 | 8.2745 | 1734.9603 | 0 | 99.3108 | 0.076393 | 1 | 0.5 | 0 | 4.1373 | 0 | 4.1373
2007-01-13 16:00 | 1 | 13 | 16 | 13 | 304 | 33.8 | 2163.58 | 0 | Heating | 2163.58 | 4 | 1730.864 | 1730.864 | 0 | 6 | 0 | 0 | 4 | 0 | 0 | 0 | 6 | 0 | 346.1728 | 0.13314 | 1 | 0.5 | 0 | 8.2745 | 0 | 8.2745 | 1766.1877 | 0 | 101.0983 | 0.077768 | 1 | 0.5 | 0 | 4.1373 | 0 | 4.1373
2007-01-13 17:00 | 1 | 13 | 17 | 13 | 305 | 32 | 2233.7334 | 0 | Heating | 2233.7334 | 4 | 1786.9867 | 1786.9867 | 0 | 6 | 0 | 0 | 4 | 0 | 0 | 0 | 6 | 0 | 357.3973 | 0.13746 | 1 | 0.5 | 0 | 8.2745 | 0 | 8.2745 | 1823.4558 | 0 | 104.3764 | 0.08029 | 1 | 0.5 | 0 | 4.1373 | 0 | 4.1373
2007-01-13 18:00 | 1 | 13 | 18 | 13 | 306 | 30.2 | 2772.2885 | 0 | Heating | 2772.2885 | 4 | 2217.8308 | 2217.8308 | 0 | 6 | 0 | 0 | 4 | 0 | 0 | 0 | 6 | 0 | 443.5662 | 0.1706 | 1 | 0.5 | 0 | 8.2745 | 0 | 8.2745 | 2263.0926 | 0 | 129.5417 | 0.099647 | 1 | 0.5 | 0 | 4.1373 | 0 | 4.1373
2007-01-13 19:00 | 1 | 13 | 19 | 13 | 307 | 28.94 | 2943.2958 | 0 | Heating | 2943.2958 | 4 | 2354.6366 | 2354.6366 | 0 | 6 | 0 | 0 | 4 | 0 | 0 | 0 | 6 | 0 | 470.9273 | 0.18113 | 1 | 0.5 | 0 | 8.2745 | 0 | 8.2745 | 2402.6904 | 0 | 137.5324 | 0.10579 | 1 | 0.5 | 0 | 4.1373 | 0 | 4.1373
2007-01-13 20:00 | 1 | 13 | 20 | 13 | 308 | 28.94 | 1706.981 | 0 | Heating | 1706.981 | 4 | 1365.5848 | 1365.5848 | 0 | 6 | 0 | 0 | 4 | 0 | 0 | 0 | 6 | 0 | 273.117 | 0.10504 | 1 | 0.5 | 0 | 8.2745 | 0 | 8.2745 | 1393.4539 | 0 | 79.7627 | 0.061356 | 1 | 0.5 | 0 | 4.1373 | 0 | 4.1373
2007-01-13 21:00 | 1 | 13 | 21 | 13 | 309 | 28.04 | 1677.0344 | 0 | Heating | 1677.0344 | 4 | 1341.6275 | 1341.6275 | 0 | 6 | 0 | 0 | 4 | 0 | 0 | 0 | 6 | 0 | 268.3255 | 0.1032 | 1 | 0.5 | 0 | 8.2745 | 0 | 8.2745 | 1369.0077 | 0 | 78.3633 | 0.060279 | 1 | 0.5 | 0 | 4.1373 | 0 | 4.1373
2007-01-13 22:00 | 1 | 13 | 22 | 13 | 310 | 28.04 | 1641.9297 | 0 | Heating | 1641.9297 | 4 | 1313.5437 | 1313.5437 | 0 | 6 | 0 | 0 | 4 | 0 | 0 | 0 | 6 | 0 | 262.7087 | 0.10104 | 1 | 0.5 | 0 | 8.2745 | 0 | 8.2745 | 1340.3507 | 0 | 76.723 | 0.059018 | 1 | 0.5 | 0 | 4.1373 | 0 | 4.1373
2007-01-13 23:00 | 1 | 13 | 23 | 13 | 311 | 28.04 | 1773.6958 | 0 | Heating | 1773.6958 | 4 | 1418.9567 | 1418.9567 | 0 | 6 | 0 | 0 | 4 | 0 | 0 | 0 | 6 | 0 | 283.7913 | 0.10915 | 1 | 0.5 | 0 | 8.2745 | 0 | 8.2745 | 1447.915 | 0 | 82.8801 | 0.063754 | 1 | 0.5 | 0 | 4.1373 | 0 | 4.1373
2007-01-14 | 1 | 14 | 0 | 14 | 312 | 26.6 | 1846.7223 | 0 | Heating | 1846.7223 | 4 | 1477.3778 | 1477.3778 | 0 | 6 | 0 | 0 | 4 | 0 | 0 | 0 | 6 | 0 | 295.4756 | 0.11364 | 1 | 0.5 | 0 | 8.2745 | 0 | 8.2745 | 1507.5284 | 0 | 86.2924 | 0.066379 | 1 | 0.5 | 0 | 4.1373 | 0 | 4.1373
2007-01-14 01:00 | 1 | 14 | 1 | 14 | 313 | 26.6 | 1940.3581 | 0 | Heating | 1940.3581 | 4 | 1552.2865 | 1552.2865 | 0 | 6 | 0 | 0 | 4 | 0 | 0 | 0 | 6 | 0 | 310.4573 | 0.11941 | 1 | 0.5 | 0 | 8.2745 | 0 | 8.2745 | 1583.9658 | 0 | 90.6678 | 0.069744 | 1 | 0.5 | 0 | 4.1373 | 0 | 4.1373
2007-01-14 02:00 | 1 | 14 | 2 | 14 | 314 | 26.96 | 1878.6149 | 0 | Heating | 1878.6149 | 4 | 1502.8919 | 1502.8919 | 0 | 6 | 0 | 0 | 4 | 0 | 0 | 0 | 6 | 0 | 300.5784 | 0.11561 | 1 | 0.5 | 0 | 8.2745 | 0 | 8.2745 | 1533.5632 | 0 | 87.7827 | 0.067525 | 1 | 0.5 | 0 | 4.1373 | 0 | 4.1373
2007-01-14 03:00 | 1 | 14 | 3 | 14 | 315 | 26.6 | 1789.0505 | 0 | Heating | 1789.0505 | 4 | 1431.2404 | 1431.2404 | 0 | 6 | 0 | 0 | 4 | 0 | 0 | 0 | 6 | 0 | 286.2481 | 0.1101 | 1 | 0.5 | 0 | 8.2745 | 0 | 8.2745 | 1460.4494 | 0 | 83.5976 | 0.064306 | 1 | 0.5 | 0 | 4.1373 | 0 | 4.1373
2007-01-14 04:00 | 1 | 14 | 4 | 14 | 316 | 26.6 | 1691.709 | 0 | Heating | 1691.709 | 4 | 1353.3672 | 1353.3672 | 0 | 6 | 0 | 0 | 4 | 0 | 0 | 0 | 6 | 0 | 270.6734 | 0.10411 | 1 | 0.5 | 0 | 8.2745 | 0 | 8.2745 | 1380.9869 | 0 | 79.0491 | 0.060807 | 1 | 0.5 | 0 | 4.1373 | 0 | 4.1373
2007-01-14 05:00 | 1 | 14 | 5 | 14 | 317 | 26.06 | 1729.1265 | 0 | Heating | 1729.1265 | 4 | 1383.3012 | 1383.3012 | 0 | 6 | 0 | 0 | 4 | 0 | 0 | 0 | 6 | 0 | 276.6602 | 0.10641 | 1 | 0.5 | 0 | 8.2745 | 0 | 8.2745 | 1411.5318 | 0 | 80.7975 | 0.062152 | 1 | 0.5 | 0 | 4.1373 | 0 | 4.1373
2007-01-14 06:00 | 1 | 14 | 6 | 14 | 318 | 26.6 | 1980.5549 | 0 | Heating | 1980.5549 | 4 | 1584.4439 | 1584.4439 | 0 | 6 | 0 | 0 | 4 | 0 | 0 | 0 | 6 | 0 | 316.8888 | 0.12188 | 1 | 0.5 | 0 | 8.2745 | 0 | 8.2745 | 1616.7795 | 0 | 92.5461 | 0.071189 | 1 | 0.5 | 0 | 4.1373 | 0 | 4.1373
2007-01-14 07:00 | 1 | 14 | 7 | 14 | 319 | 26.6 | 4655.1991 | 0 | Heating | 4655.1991 | 4 | 3724.1593 | 3200 | 524.1593 | 6 | 25.6037 | 0 | 4 | 0 | 0 | 0 | 6 | 0 | 744.8319 | 0.28647 | 1 | 0.57295 | 0 | 11.3182 | 0 | 11.3182 | 3265.3061 | 0 | 186.9093 | 0.14378 | 1 | 0.5 | 0 | 4.1373 | 0 | 4.1373
2007-01-14 08:00 | 1 | 14 | 8 | 14 | 320 | 26.96 | 4041.6393 | 0 | Heating | 4041.6393 | 4 | 3233.3115 | 3200 | 33.3115 | 6 | 1.6272 | 0 | 4 | 0 | 0 | 0 | 6 | 0 | 646.6623 | 0.24872 | 1 | 0.5 | 0 | 8.2745 | 0 | 8.2745 | 3265.3061 | 0 | 186.9093 | 0.14378 | 1 | 0.5 | 0 | 4.1373 | 0 | 4.1373
2007-01-14 09:00 | 1 | 14 | 9 | 14 | 321 | 26.6 | 3677.4002 | 0 | Heating | 3677.4002 | 4 | 2941.9201 | 2941.9201 | 0 | 6 | 0 | 0 | 4 | 0 | 0 | 0 | 6 | 0 | 588.384 | 0.2263 | 1 | 0.5 | 0 | 8.2745 | 0 | 8.2745 | 3001.9593 | 0 | 171.8351 | 0.13218 | 1 | 0.5 | 0 | 4.1373 | 0 | 4.1373
2007-01-14 10:00 | 1 | 14 | 10 | 14 | 322 | 28.4 | 3172.29 | 0 | Heating | 3172.29 | 4 | 2537.832 | 2537.832 | 0 | 6 | 0 | 0 | 4 | 0 | 0 | 0 | 6 | 0 | 507.5664 | 0.19522 | 1 | 0.5 | 0 | 8.2745 | 0 | 8.2745 | 2589.6245 | 0 | 148.2327 | 0.11403 | 1 | 0.5 | 0 | 4.1373 | 0 | 4.1373
2007-01-14 11:00 | 1 | 14 | 11 | 14 | 323 | 28.04 | 2863.9722 | 0 | Heating | 2863.9722 | 4 | 2291.1777 | 2291.1777 | 0 | 6 | 0 | 0 | 4 | 0 | 0 | 0 | 6 | 0 | 458.2355 | 0.17624 | 1 | 0.5 | 0 | 8.2745 | 0 | 8.2745 | 2337.9365 | 0 | 133.8258 | 0.10294 | 1 | 0.5 | 0 | 4.1373 | 0 | 4.1373
2007-01-14 12:00 | 1 | 14 | 12 | 14 | 324 | 28.4 | 2513.3774 | 0 | Heating | 2513.3774 | 4 | 2010.7019 | 2010.7019 | 0 | 6 | 0 | 0 | 4 | 0 | 0 | 0 | 6 | 0 | 402.1404 | 0.15467 | 1 | 0.5 | 0 | 8.2745 | 0 | 8.2745 | 2051.7366 | 0 | 117.4434 | 0.090341 | 1 | 0.5 | 0 | 4.1373 | 0 | 4.1373
2007-01-14 13:00 | 1 | 14 | 13 | 14 | 325 | 30.2 | 2236.405 | 0 | Heating | 2236.405 | 4 | 1789.124 | 1789.124 | 0 | 6 | 0 | 0 | 4 | 0 | 0 | 0 | 6 | 0 | 357.8248 | 0.13762 | 1 | 0.5 | 0 | 8.2745 | 0 | 8.2745 | 1825.6368 | 0 | 104.5012 | 0.080386 | 1 | 0.5 | 0 | 4.1373 | 0 | 4.1373
2007-01-14 14:00 | 1 | 14 | 14 | 14 | 326 | 30.02 | 1964.7669 | 0 | Heating | 1964.7669 | 4 | 1571.8135 | 1571.8135 | 0 | 6 | 0 | 0 | 4 | 0 | 0 | 0 | 6 | 0 | 314.3627 | 0.12091 | 1 | 0.5 | 0 | 8.2745 | 0 | 8.2745 | 1603.8913 | 0 | 91.8083 | 0.070622 | 1 | 0.5 | 0 | 4.1373 | 0 | 4.1373
2007-01-14 15:00 | 1 | 14 | 15 | 14 | 327 | 30.2 | 1826.1357 | 0 | Heating | 1826.1357 | 4 | 1460.9085 | 1460.9085 | 0 | 6 | 0 | 0 | 4 | 0 | 0 | 0 | 6 | 0 | 292.1817 | 0.11238 | 1 | 0.5 | 0 | 8.2745 | 0 | 8.2745 | 1490.723 | 0 | 85.3305 | 0.065639 | 1 | 0.5 | 0 | 4.1373 | 0 | 4.1373
2007-01-14 16:00 | 1 | 14 | 16 | 14 | 328 | 32 | 1793.2627 | 0 | Heating | 1793.2627 | 4 | 1434.6101 | 1434.6101 | 0 | 6 | 0 | 0 | 4 | 0 | 0 | 0 | 6 | 0 | 286.922 | 0.11035 | 1 | 0.5 | 0 | 8.2745 | 0 | 8.2745 | 1463.8879 | 0 | 83.7944 | 0.064457 | 1 | 0.5 | 0 | 4.1373 | 0 | 4.1373
2007-01-14 17:00 | 1 | 14 | 17 | 14 | 329 | 32 | 1799.3726 | 0 | Heating | 1799.3726 | 4 | 1439.4981 | 1439.4981 | 0 | 6 | 0 | 0 | 4 | 0 | 0 | 0 | 6 | 0 | 287.8996 | 0.11073 | 1 | 0.5 | 0 | 8.2745 | 0 | 8.2745 | 1468.8756 | 0 | 84.0799 | 0.064677 | 1 | 0.5 | 0 | 4.1373 | 0 | 4.1373
2007-01-14 18:00 | 1 | 14 | 18 | 14 | 330 | 32 | 1873.2418 | 0 | Heating | 1873.2418 | 4 | 1498.5935 | 1498.5935 | 0 | 6 | 0 | 0 | 4 | 0 | 0 | 0 | 6 | 0 | 299.7187 | 0.11528 | 1 | 0.5 | 0 | 8.2745 | 0 | 8.2745 | 1529.177 | 0 | 87.5316 | 0.067332 | 1 | 0.5 | 0 | 4.1373 | 0 | 4.1373
2007-01-14 19:00 | 1 | 14 | 19 | 14 | 331 | 32 | 2082.1896 | 0 | Heating | 2082.1896 | 4 | 1665.7517 | 1665.7517 | 0 | 6 | 0 | 0 | 4 | 0 | 0 | 0 | 6 | 0 | 333.1503 | 0.12813 | 1 | 0.5 | 0 | 8.2745 | 0 | 8.2745 | 1699.7466 | 0 | 97.2952 | 0.074842 | 1 | 0.5 | 0 | 4.1373 | 0 | 4.1373
2007-01-14 20:00 | 1 | 14 | 20 | 14 | 332 | 30.92 | 2122.4735 | 0 | Heating | 2122.4735 | 4 | 1697.9788 | 1697.9788 | 0 | 6 | 0 | 0 | 4 | 0 | 0 | 0 | 6 | 0 | 339.5958 | 0.13061 | 1 | 0.5 | 0 | 8.2745 | 0 | 8.2745 | 1732.6314 | 0 | 99.1775 | 0.07629 | 1 | 0.5 | 0 | 4.1373 | 0 | 4.1373
2007-01-14 21:00 | 1 | 14 | 21 | 14 | 333 | 28.94 | 2172.0131 | 0 | Heating | 2172.0131 | 4 | 1737.6104 | 1737.6104 | 0 | 6 | 0 | 0 | 4 | 0 | 0 | 0 | 6 | 0 | 347.5221 | 0.13366 | 1 | 0.5 | 0 | 8.2745 | 0 | 8.2745 | 1773.0719 | 0 | 101.4924 | 0.078071 | 1 | 0.5 | 0 | 4.1373 | 0 | 4.1373
2007-01-14 22:00 | 1 | 14 | 22 | 14 | 334 | 28.94 | 1381.8588 | 0 | Heating | 1381.8588 | 4 | 1105.487 | 1105.487 | 0 | 6 | 0 | 0 | 4 | 0 | 0 | 0 | 6 | 0 | 221.0974 | 0.085037 | 1 | 0.5 | 0 | 8.2745 | 0 | 8.2745 | 1128.048 | 0 | 64.5706 | 0.04967 | 1 | 0.5 | 0 | 4.1373 | 0 | 4.1373
2007-01-14 23:00 | 1 | 14 | 23 | 14 | 335 | 28.94 | 1309.0327 | 0 | Heating | 1309.0327 | 4 | 1047.2262 | 1047.2262 | 0 | 6 | 0 | 0 | 4 | 0 | 0 | 0 | 6 | 0 | 209.4452 | 0.080556 | 1 | 0.5 | 0 | 8.2745 | 0 | 8.2745 | 1068.5981 | 0 | 61.1676 | 0.047052 | 1 | 0.5 | 0 | 4.1373 | 0 | 4.1373
2007-01-15 | 1 | 15 | 0 | 15 | 336 | 28.04 | 1369.1207 | 0 | Heating | 1369.1207 | 4 | 1095.2966 | 1095.2966 | 0 | 6 | 0 | 0 | 4 | 0 | 0 | 0 | 6 | 0 | 219.0593 | 0.084254 | 1 | 0.5 | 0 | 8.2745 | 0 | 8.2745 | 1117.6495 | 0 | 63.9754 | 0.049212 | 1 | 0.5 | 0 | 4.1373 | 0 | 4.1373
2007-01-15 01:00 | 1 | 15 | 1 | 15 | 337 | 28.04 | 1303.8329 | 0 | Heating | 1303.8329 | 4 | 1043.0663 | 1043.0663 | 0 | 6 | 0 | 0 | 4 | 0 | 0 | 0 | 6 | 0 | 208.6133 | 0.080236 | 1 | 0.5 | 0 | 8.2745 | 0 | 8.2745 | 1064.3534 | 0 | 60.9246 | 0.046865 | 1 | 0.5 | 0 | 4.1373 | 0 | 4.1373
2007-01-15 02:00 | 1 | 15 | 2 | 15 | 338 | 28.04 | 1164.7443 | 0 | Heating | 1164.7443 | 4 | 931.7955 | 931.7955 | 0 | 6 | 0 | 0 | 4 | 0 | 0 | 0 | 6 | 0 | 186.3591 | 0.071677 | 1 | 0.5 | 0 | 8.2745 | 0 | 8.2745 | 950.8117 | 0 | 54.4254 | 0.041866 | 1 | 0.5 | 0 | 4.1373 | 0 | 4.1373
2007-01-15 03:00 | 1 | 15 | 3 | 15 | 339 | 26.06 | 1233.151 | 0 | Heating | 1233.151 | 4 | 986.5208 | 986.5208 | 0 | 6 | 0 | 0 | 4 | 0 | 0 | 0 | 6 | 0 | 197.3042 | 0.075886 | 1 | 0.5 | 0 | 8.2745 | 0 | 8.2745 | 1006.6539 | 0 | 57.6219 | 0.044325 | 1 | 0.5 | 0 | 4.1373 | 0 | 4.1373
2007-01-15 04:00 | 1 | 15 | 4 | 15 | 340 | 26.6 | 1248.1837 | 0 | Heating | 1248.1837 | 4 | 998.5469 | 998.5469 | 0 | 6 | 0 | 0 | 4 | 0 | 0 | 0 | 6 | 0 | 199.7094 | 0.076811 | 1 | 0.5 | 0 | 8.2745 | 0 | 8.2745 | 1018.9254 | 0 | 58.3243 | 0.044865 | 1 | 0.5 | 0 | 4.1373 | 0 | 4.1373
2007-01-15 05:00 | 1 | 15 | 5 | 15 | 341 | 26.06 | 1282.6531 | 0 | Heating | 1282.6531 | 4 | 1026.1224 | 1026.1224 | 0 | 6 | 0 | 0 | 4 | 0 | 0 | 0 | 6 | 0 | 205.2245 | 0.078932 | 1 | 0.5 | 0 | 8.2745 | 0 | 8.2745 | 1047.0637 | 0 | 59.935 | 0.046104 | 1 | 0.5 | 0 | 4.1373 | 0 | 4.1373
2007-01-15 06:00 | 1 | 15 | 6 | 15 | 342 | 26.6 | 1501.4458 | 0 | Heating | 1501.4458 | 4 | 1201.1566 | 1201.1566 | 0 | 6 | 0 | 0 | 4 | 0 | 0 | 0 | 6 | 0 | 240.2313 | 0.092397 | 1 | 0.5 | 0 | 8.2745 | 0 | 8.2745 | 1225.67 | 0 | 70.1586 | 0.053968 | 1 | 0.5 | 0 | 4.1373 | 0 | 4.1373
2007-01-15 07:00 | 1 | 15 | 7 | 15 | 343 | 26.96 | 3909.0416 | 0 | Heating | 3909.0416 | 4 | 3127.2332 | 3127.2332 | 0 | 6 | 0 | 0 | 4 | 0 | 0 | 0 | 6 | 0 | 625.4466 | 0.24056 | 1 | 0.5 | 0 | 8.2745 | 0 | 8.2745 | 3191.0543 | 0 | 182.6591 | 0.14051 | 1 | 0.5 | 0 | 4.1373 | 0 | 4.1373
2007-01-15 08:00 | 1 | 15 | 8 | 15 | 344 | 26.96 | 3256.2256 | 0 | Heating | 3256.2256 | 4 | 2604.9805 | 2604.9805 | 0 | 6 | 0 | 0 | 4 | 0 | 0 | 0 | 6 | 0 | 520.9961 | 0.20038 | 1 | 0.5 | 0 | 8.2745 | 0 | 8.2745 | 2658.1434 | 0 | 152.1547 | 0.11704 | 1 | 0.5 | 0 | 4.1373 | 0 | 4.1373
2007-01-15 09:00 | 1 | 15 | 9 | 15 | 345 | 28.4 | 3002.472 | 0 | Heating | 3002.472 | 4 | 2401.9776 | 2401.9776 | 0 | 6 | 0 | 0 | 4 | 0 | 0 | 0 | 6 | 0 | 480.3955 | 0.18477 | 1 | 0.5 | 0 | 8.2745 | 0 | 8.2745 | 2450.9976 | 0 | 140.2975 | 0.10792 | 1 | 0.5 | 0 | 4.1373 | 0 | 4.1373
2007-01-15 10:00 | 1 | 15 | 10 | 15 | 346 | 28.4 | 2800.5494 | 0 | Heating | 2800.5494 | 4 | 2240.4395 | 2240.4395 | 0 | 6 | 0 | 0 | 4 | 0 | 0 | 0 | 6 | 0 | 448.0879 | 0.17234 | 1 | 0.5 | 0 | 8.2745 | 0 | 8.2745 | 2286.1628 | 0 | 130.8622 | 0.10066 | 1 | 0.5 | 0 | 4.1373 | 0 | 4.1373
2007-01-15 11:00 | 1 | 15 | 11 | 15 | 347 | 30.2 | 2766.0947 | 0 | Heating | 2766.0947 | 4 | 2212.8758 | 2212.8758 | 0 | 6 | 0 | 0 | 4 | 0 | 0 | 0 | 6 | 0 | 442.5752 | 0.17022 | 1 | 0.5 | 0 | 8.2745 | 0 | 8.2745 | 2258.0365 | 0 | 129.2522 | 0.099425 | 1 | 0.5 | 0 | 4.1373 | 0 | 4.1373
2007-01-15 12:00 | 1 | 15 | 12 | 15 | 348 | 33.8 | 2578.6601 | 0 | Heating | 2578.6601 | 4 | 2062.9281 | 2062.9281 | 0 | 6 | 0 | 0 | 4 | 0 | 0 | 0 | 6 | 0 | 412.5856 | 0.15869 | 1 | 0.5 | 0 | 8.2745 | 0 | 8.2745 | 2105.0286 | 0 | 120.4939 | 0.092688 | 1 | 0.5 | 0 | 4.1373 | 0 | 4.1373
2007-01-15 13:00 | 1 | 15 | 13 | 15 | 349 | 33.08 | 2499.5475 | 0 | Heating | 2499.5475 | 4 | 1999.638 | 1999.638 | 0 | 6 | 0 | 0 | 4 | 0 | 0 | 0 | 6 | 0 | 399.9276 | 0.15382 | 1 | 0.5 | 0 | 8.2745 | 0 | 8.2745 | 2040.4469 | 0 | 116.7972 | 0.089844 | 1 | 0.5 | 0 | 4.1373 | 0 | 4.1373
2007-01-15 14:00 | 1 | 15 | 14 | 15 | 350 | 33.08 | 2480.8622 | 0 | Heating | 2480.8622 | 4 | 1984.6897 | 1984.6897 | 0 | 6 | 0 | 0 | 4 | 0 | 0 | 0 | 6 | 0 | 396.9379 | 0.15267 | 1 | 0.5 | 0 | 8.2745 | 0 | 8.2745 | 2025.1936 | 0 | 115.9241 | 0.089172 | 1 | 0.5 | 0 | 4.1373 | 0 | 4.1373
2007-01-15 15:00 | 1 | 15 | 15 | 15 | 351 | 35.06 | 2528.7592 | 0 | Heating | 2528.7592 | 4 | 2023.0073 | 2023.0073 | 0 | 6 | 0 | 0 | 4 | 0 | 0 | 0 | 6 | 0 | 404.6015 | 0.15562 | 1 | 0.5 | 0 | 8.2745 | 0 | 8.2745 | 2064.2932 | 0 | 118.1622 | 0.090894 | 1 | 0.5 | 0 | 4.1373 | 0 | 4.1373
2007-01-15 16:00 | 1 | 15 | 16 | 15 | 352 | 35.06 | 2740.7963 | 0 | Heating | 2740.7963 | 4 | 2192.637 | 2192.637 | 0 | 6 | 0 | 0 | 4 | 0 | 0 | 0 | 6 | 0 | 438.5274 | 0.16866 | 1 | 0.5 | 0 | 8.2745 | 0 | 8.2745 | 2237.3847 | 0 | 128.0701 | 0.098515 | 1 | 0.5 | 0 | 4.1373 | 0 | 4.1373
2007-01-15 17:00 | 1 | 15 | 17 | 15 | 353 | 35.06 | 3008.0129 | 0 | Heating | 3008.0129 | 4 | 2406.4103 | 2406.4103 | 0 | 6 | 0 | 0 | 4 | 0 | 0 | 0 | 6 | 0 | 481.2821 | 0.18511 | 1 | 0.5 | 0 | 8.2745 | 0 | 8.2745 | 2455.5207 | 0 | 140.5564 | 0.10812 | 1 | 0.5 | 0 | 4.1373 | 0 | 4.1373
2007-01-15 18:00 | 1 | 15 | 18 | 15 | 354 | 35.96 | 3238.3209 | 0 | Heating | 3238.3209 | 4 | 2590.6567 | 2590.6567 | 0 | 6 | 0 | 0 | 4 | 0 | 0 | 0 | 6 | 0 | 518.1313 | 0.19928 | 1 | 0.5 | 0 | 8.2745 | 0 | 8.2745 | 2643.5273 | 0 | 151.3181 | 0.1164 | 1 | 0.5 | 0 | 4.1373 | 0 | 4.1373
2007-01-15 19:00 | 1 | 15 | 19 | 15 | 355 | 37.4 | 3466.3692 | 0 | Heating | 3466.3692 | 4 | 2773.0954 | 2773.0954 | 0 | 6 | 0 | 0 | 4 | 0 | 0 | 0 | 6 | 0 | 554.6191 | 0.21332 | 1 | 0.5 | 0 | 8.2745 | 0 | 8.2745 | 2829.6891 | 0 | 161.9742 | 0.1246 | 1 | 0.5 | 0 | 4.1373 | 0 | 4.1373
2007-01-15 20:00 | 1 | 15 | 20 | 15 | 356 | 37.04 | 3547.2912 | 0 | Heating | 3547.2912 | 4 | 2837.833 | 2837.833 | 0 | 6 | 0 | 0 | 4 | 0 | 0 | 0 | 6 | 0 | 567.5666 | 0.21829 | 1 | 0.5 | 0 | 8.2745 | 0 | 8.2745 | 2895.748 | 0 | 165.7555 | 0.1275 | 1 | 0.5 | 0 | 4.1373 | 0 | 4.1373
2007-01-15 21:00 | 1 | 15 | 21 | 15 | 357 | 37.04 | 3630.4693 | 0 | Heating | 3630.4693 | 4 | 2904.3754 | 2904.3754 | 0 | 6 | 0 | 0 | 4 | 0 | 0 | 0 | 6 | 0 | 580.8751 | 0.22341 | 1 | 0.5 | 0 | 8.2745 | 0 | 8.2745 | 2963.6484 | 0 | 169.6422 | 0.13049 | 1 | 0.5 | 0 | 4.1373 | 0 | 4.1373
2007-01-15 22:00 | 1 | 15 | 22 | 15 | 358 | 37.4 | 2297.0244 | 0 | Heating | 2297.0244 | 4 | 1837.6195 | 1837.6195 | 0 | 6 | 0 | 0 | 4 | 0 | 0 | 0 | 6 | 0 | 367.5239 | 0.14136 | 1 | 0.5 | 0 | 8.2745 | 0 | 8.2745 | 1875.1219 | 0 | 107.3338 | 0.082564 | 1 | 0.5 | 0 | 4.1373 | 0 | 4.1373
2007-01-15 23:00 | 1 | 15 | 23 | 15 | 359 | 37.04 | 2531.4641 | 0 | Heating | 2531.4641 | 4 | 2025.1713 | 2025.1713 | 0 | 6 | 0 | 0 | 4 | 0 | 0 | 0 | 6 | 0 | 405.0343 | 0.15578 | 1 | 0.5 | 0 | 8.2745 | 0 | 8.2745 | 2066.5013 | 0 | 118.2886 | 0.090991 | 1 | 0.5 | 0 | 4.1373 | 0 | 4.1373
2007-01-16 | 1 | 16 | 0 | 16 | 360 | 37.04 | 2722.5253 | 0 | Heating | 2722.5253 | 4 | 2178.0202 | 2178.0202 | 0 | 6 | 0 | 0 | 4 | 0 | 0 | 0 | 6 | 0 | 435.604 | 0.16754 | 1 | 0.5 | 0 | 8.2745 | 0 | 8.2745 | 2222.4696 | 0 | 127.2163 | 0.097859 | 1 | 0.5 | 0 | 4.1373 | 0 | 4.1373
2007-01-16 01:00 | 1 | 16 | 1 | 16 | 361 | 37.04 | 2813.4422 | 0 | Heating | 2813.4422 | 4 | 2250.7537 | 2250.7537 | 0 | 6 | 0 | 0 | 4 | 0 | 0 | 0 | 6 | 0 | 450.1507 | 0.17313 | 1 | 0.5 | 0 | 8.2745 | 0 | 8.2745 | 2296.6875 | 0 | 131.4647 | 0.10113 | 1 | 0.5 | 0 | 4.1373 | 0 | 4.1373
2007-01-16 02:00 | 1 | 16 | 2 | 16 | 362 | 37.04 | 2679.5945 | 0 | Heating | 2679.5945 | 4 | 2143.6756 | 2143.6756 | 0 | 6 | 0 | 0 | 4 | 0 | 0 | 0 | 6 | 0 | 428.7351 | 0.1649 | 1 | 0.5 | 0 | 8.2745 | 0 | 8.2745 | 2187.4241 | 0 | 125.2103 | 0.096316 | 1 | 0.5 | 0 | 4.1373 | 0 | 4.1373
2007-01-16 03:00 | 1 | 16 | 3 | 16 | 363 | 35.6 | 2857.8475 | 0 | Heating | 2857.8475 | 4 | 2286.278 | 2286.278 | 0 | 6 | 0 | 0 | 4 | 0 | 0 | 0 | 6 | 0 | 457.2556 | 0.17587 | 1 | 0.5 | 0 | 8.2745 | 0 | 8.2745 | 2332.9367 | 0 | 133.5396 | 0.10272 | 1 | 0.5 | 0 | 4.1373 | 0 | 4.1373
2007-01-16 04:00 | 1 | 16 | 4 | 16 | 364 | 30.92 | 2986.4816 | 0 | Heating | 2986.4816 | 4 | 2389.1853 | 2389.1853 | 0 | 6 | 0 | 0 | 4 | 0 | 0 | 0 | 6 | 0 | 477.8371 | 0.18378 | 1 | 0.5 | 0 | 8.2745 | 0 | 8.2745 | 2437.9442 | 0 | 139.5503 | 0.10735 | 1 | 0.5 | 0 | 4.1373 | 0 | 4.1373
2007-01-16 05:00 | 1 | 16 | 5 | 16 | 365 | 30.92 | 3103.8721 | 0 | Heating | 3103.8721 | 4 | 2483.0977 | 2483.0977 | 0 | 6 | 0 | 0 | 4 | 0 | 0 | 0 | 6 | 0 | 496.6195 | 0.19101 | 1 | 0.5 | 0 | 8.2745 | 0 | 8.2745 | 2533.7731 | 0 | 145.0357 | 0.11157 | 1 | 0.5 | 0 | 4.1373 | 0 | 4.1373
2007-01-16 06:00 | 1 | 16 | 6 | 16 | 366 | 28.04 | 3339.3412 | 0 | Heating | 3339.3412 | 4 | 2671.473 | 2671.473 | 0 | 6 | 0 | 0 | 4 | 0 | 0 | 0 | 6 | 0 | 534.2946 | 0.2055 | 1 | 0.5 | 0 | 8.2745 | 0 | 8.2745 | 2725.9928 | 0 | 156.0385 | 0.12003 | 1 | 0.5 | 0 | 4.1373 | 0 | 4.1373
2007-01-16 07:00 | 1 | 16 | 7 | 16 | 367 | 26.6 | 6294.4492 | 0 | Heating | 6294.4492 | 4 | 5035.5594 | 3200 | 1835.5594 | 6 | 89.6619 | 0 | 4 | 0 | 0 | 0 | 6 | 0 | 1007.1119 | 0.38735 | 1 | 0.7747 | 0 | 22.6528 | 0 | 22.6528 | 3265.3061 | 0 | 186.9093 | 0.14378 | 1 | 0.5 | 0 | 4.1373 | 0 | 4.1373
2007-01-16 08:00 | 1 | 16 | 8 | 16 | 368 | 26.96 | 5822.2619 | 0 | Heating | 5822.2619 | 4 | 4657.8095 | 3200 | 1457.8095 | 6 | 71.2099 | 0 | 4 | 0 | 0 | 0 | 6 | 0 | 931.5619 | 0.35829 | 1 | 0.71659 | 0 | 18.9335 | 0 | 18.9335 | 3265.3061 | 0 | 186.9093 | 0.14378 | 1 | 0.5 | 0 | 4.1373 | 0 | 4.1373
2007-01-16 09:00 | 1 | 16 | 9 | 16 | 369 | 26.6 | 5224.3605 | 0 | Heating | 5224.3605 | 4 | 4179.4884 | 3200 | 979.4884 | 6 | 47.8453 | 0 | 4 | 0 | 0 | 0 | 6 | 0 | 835.8977 | 0.3215 | 1 | 0.643 | 0 | 14.7569 | 0 | 14.7569 | 3265.3061 | 0 | 186.9093 | 0.14378 | 1 | 0.5 | 0 | 4.1373 | 0 | 4.1373
2007-01-16 10:00 | 1 | 16 | 10 | 16 | 370 | 24.98 | 4504.5071 | 0 | Heating | 4504.5071 | 4 | 3603.6057 | 3200 | 403.6057 | 6 | 19.715 | 0 | 4 | 0 | 0 | 0 | 6 | 0 | 720.7211 | 0.2772 | 1 | 0.5544 | 0 | 10.4932 | 0 | 10.4932 | 3265.3061 | 0 | 186.9093 | 0.14378 | 1 | 0.5 | 0 | 4.1373 | 0 | 4.1373
2007-01-16 11:00 | 1 | 16 | 11 | 16 | 371 | 24.98 | 3963.888 | 0 | Heating | 3963.888 | 4 | 3171.1104 | 3171.1104 | 0 | 6 | 0 | 0 | 4 | 0 | 0 | 0 | 6 | 0 | 634.2221 | 0.24393 | 1 | 0.5 | 0 | 8.2745 | 0 | 8.2745 | 3235.8269 | 0 | 185.2219 | 0.14248 | 1 | 0.5 | 0 | 4.1373 | 0 | 4.1373
2007-01-16 12:00 | 1 | 16 | 12 | 16 | 372 | 24.8 | 3510.6577 | 0 | Heating | 3510.6577 | 4 | 2808.5262 | 2808.5262 | 0 | 6 | 0 | 0 | 4 | 0 | 0 | 0 | 6 | 0 | 561.7052 | 0.21604 | 1 | 0.5 | 0 | 8.2745 | 0 | 8.2745 | 2865.843 | 0 | 164.0437 | 0.12619 | 1 | 0.5 | 0 | 4.1373 | 0 | 4.1373
2007-01-16 13:00 | 1 | 16 | 13 | 16 | 373 | 24.8 | 3207.8458 | 0 | Heating | 3207.8458 | 4 | 2566.2767 | 2566.2767 | 0 | 6 | 0 | 0 | 4 | 0 | 0 | 0 | 6 | 0 | 513.2553 | 0.19741 | 1 | 0.5 | 0 | 8.2745 | 0 | 8.2745 | 2618.6497 | 0 | 149.8941 | 0.1153 | 1 | 0.5 | 0 | 4.1373 | 0 | 4.1373
2007-01-16 14:00 | 1 | 16 | 14 | 16 | 374 | 24.98 | 2949.3308 | 0 | Heating | 2949.3308 | 4 | 2359.4647 | 2359.4647 | 0 | 6 | 0 | 0 | 4 | 0 | 0 | 0 | 6 | 0 | 471.8929 | 0.1815 | 1 | 0.5 | 0 | 8.2745 | 0 | 8.2745 | 2407.617 | 0 | 137.8144 | 0.10601 | 1 | 0.5 | 0 | 4.1373 | 0 | 4.1373
2007-01-16 15:00 | 1 | 16 | 15 | 16 | 375 | 21.92 | 2812.0585 | 0 | Heating | 2812.0585 | 4 | 2249.6468 | 2249.6468 | 0 | 6 | 0 | 0 | 4 | 0 | 0 | 0 | 6 | 0 | 449.9294 | 0.17305 | 1 | 0.5 | 0 | 8.2745 | 0 | 8.2745 | 2295.5579 | 0 | 131.4 | 0.10108 | 1 | 0.5 | 0 | 4.1373 | 0 | 4.1373
2007-01-16 16:00 | 1 | 16 | 16 | 16 | 376 | 21.2 | 2783.525 | 0 | Heating | 2783.525 | 4 | 2226.82 | 2226.82 | 0 | 6 | 0 | 0 | 4 | 0 | 0 | 0 | 6 | 0 | 445.364 | 0.17129 | 1 | 0.5 | 0 | 8.2745 | 0 | 8.2745 | 2272.2653 | 0 | 130.0667 | 0.10005 | 1 | 0.5 | 0 | 4.1373 | 0 | 4.1373
2007-01-16 17:00 | 1 | 16 | 17 | 16 | 377 | 21.92 | 2955.7197 | 0 | Heating | 2955.7197 | 4 | 2364.5758 | 2364.5758 | 0 | 6 | 0 | 0 | 4 | 0 | 0 | 0 | 6 | 0 | 472.9152 | 0.18189 | 1 | 0.5 | 0 | 8.2745 | 0 | 8.2745 | 2412.8324 | 0 | 138.1129 | 0.10624 | 1 | 0.5 | 0 | 4.1373 | 0 | 4.1373
2007-01-16 18:00 | 1 | 16 | 18 | 16 | 378 | 19.04 | 3176.9533 | 0 | Heating | 3176.9533 | 4 | 2541.5627 | 2541.5627 | 0 | 6 | 0 | 0 | 4 | 0 | 0 | 0 | 6 | 0 | 508.3125 | 0.1955 | 1 | 0.5 | 0 | 8.2745 | 0 | 8.2745 | 2593.4313 | 0 | 148.4506 | 0.11419 | 1 | 0.5 | 0 | 4.1373 | 0 | 4.1373
2007-01-16 19:00 | 1 | 16 | 19 | 16 | 379 | 19.04 | 3360.1536 | 0 | Heating | 3360.1536 | 4 | 2688.1229 | 2688.1229 | 0 | 6 | 0 | 0 | 4 | 0 | 0 | 0 | 6 | 0 | 537.6246 | 0.20678 | 1 | 0.5 | 0 | 8.2745 | 0 | 8.2745 | 2742.9825 | 0 | 157.011 | 0.12078 | 1 | 0.5 | 0 | 4.1373 | 0 | 4.1373
2007-01-16 20:00 | 1 | 16 | 20 | 16 | 380 | 19.04 | 3435.2678 | 0 | Heating | 3435.2678 | 4 | 2748.2142 | 2748.2142 | 0 | 6 | 0 | 0 | 4 | 0 | 0 | 0 | 6 | 0 | 549.6428 | 0.2114 | 1 | 0.5 | 0 | 8.2745 | 0 | 8.2745 | 2804.3002 | 0 | 160.5209 | 0.12348 | 1 | 0.5 | 0 | 4.1373 | 0 | 4.1373
2007-01-16 21:00 | 1 | 16 | 21 | 16 | 381 | 17.06 | 3431.8709 | 0 | Heating | 3431.8709 | 4 | 2745.4968 | 2745.4968 | 0 | 6 | 0 | 0 | 4 | 0 | 0 | 0 | 6 | 0 | 549.0994 | 0.21119 | 1 | 0.5 | 0 | 8.2745 | 0 | 8.2745 | 2801.5273 | 0 | 160.3622 | 0.12336 | 1 | 0.5 | 0 | 4.1373 | 0 | 4.1373
2007-01-16 22:00 | 1 | 16 | 22 | 16 | 382 | 15.08 | 2111.7225 | 0 | Heating | 2111.7225 | 4 | 1689.378 | 1689.378 | 0 | 6 | 0 | 0 | 4 | 0 | 0 | 0 | 6 | 0 | 337.8756 | 0.12995 | 1 | 0.5 | 0 | 8.2745 | 0 | 8.2745 | 1723.8551 | 0 | 98.6752 | 0.075904 | 1 | 0.5 | 0 | 4.1373 | 0 | 4.1373
2007-01-16 23:00 | 1 | 16 | 23 | 16 | 383 | 15.08 | 2176.7505 | 0 | Heating | 2176.7505 | 4 | 1741.4004 | 1741.4004 | 0 | 6 | 0 | 0 | 4 | 0 | 0 | 0 | 6 | 0 | 348.2801 | 0.13395 | 1 | 0.5 | 0 | 8.2745 | 0 | 8.2745 | 1776.9392 | 0 | 101.7137 | 0.078241 | 1 | 0.5 | 0 | 4.1373 | 0 | 4.1373
2007-01-17 | 1 | 17 | 0 | 17 | 384 | 12.92 | 2180.8171 | 0 | Heating | 2180.8171 | 4 | 1744.6537 | 1744.6537 | 0 | 6 | 0 | 0 | 4 | 0 | 0 | 0 | 6 | 0 | 348.9307 | 0.1342 | 1 | 0.5 | 0 | 8.2745 | 0 | 8.2745 | 1780.2589 | 0 | 101.9038 | 0.078388 | 1 | 0.5 | 0 | 4.1373 | 0 | 4.1373
2007-01-17 01:00 | 1 | 17 | 1 | 17 | 385 | 12.02 | 2192.3406 | 0 | Heating | 2192.3406 | 4 | 1753.8725 | 1753.8725 | 0 | 6 | 0 | 0 | 4 | 0 | 0 | 0 | 6 | 0 | 350.7745 | 0.13491 | 1 | 0.5 | 0 | 8.2745 | 0 | 8.2745 | 1789.6658 | 0 | 102.4422 | 0.078802 | 1 | 0.5 | 0 | 4.1373 | 0 | 4.1373
2007-01-17 02:00 | 1 | 17 | 2 | 17 | 386 | 12.02 | 2039.9127 | 0 | Heating | 2039.9127 | 4 | 1631.9302 | 1631.9302 | 0 | 6 | 0 | 0 | 4 | 0 | 0 | 0 | 6 | 0 | 326.386 | 0.12553 | 1 | 0.5 | 0 | 8.2745 | 0 | 8.2745 | 1665.2349 | 0 | 95.3197 | 0.073323 | 1 | 0.5 | 0 | 4.1373 | 0 | 4.1373
2007-01-17 03:00 | 1 | 17 | 3 | 17 | 387 | 8.96 | 2112.9863 | 0 | Heating | 2112.9863 | 4 | 1690.389 | 1690.389 | 0 | 6 | 0 | 0 | 4 | 0 | 0 | 0 | 6 | 0 | 338.0778 | 0.13003 | 1 | 0.5 | 0 | 8.2745 | 0 | 8.2745 | 1724.8868 | 0 | 98.7342 | 0.075949 | 1 | 0.5 | 0 | 4.1373 | 0 | 4.1373
2007-01-17 04:00 | 1 | 17 | 4 | 17 | 388 | 6.08 | 2091.4567 | 0 | Heating | 2091.4567 | 4 | 1673.1653 | 1673.1653 | 0 | 6 | 0 | 0 | 4 | 0 | 0 | 0 | 6 | 0 | 334.6331 | 0.12871 | 1 | 0.5 | 0 | 8.2745 | 0 | 8.2745 | 1707.3116 | 0 | 97.7282 | 0.075176 | 1 | 0.5 | 0 | 4.1373 | 0 | 4.1373
2007-01-17 05:00 | 1 | 17 | 5 | 17 | 389 | 6.08 | 2095.6804 | 0 | Heating | 2095.6804 | 4 | 1676.5443 | 1676.5443 | 0 | 6 | 0 | 0 | 4 | 0 | 0 | 0 | 6 | 0 | 335.3089 | 0.12896 | 1 | 0.5 | 0 | 8.2745 | 0 | 8.2745 | 1710.7595 | 0 | 97.9256 | 0.075327 | 1 | 0.5 | 0 | 4.1373 | 0 | 4.1373
2007-01-17 06:00 | 1 | 17 | 6 | 17 | 390 | 3.92 | 2368.109 | 0 | Heating | 2368.109 | 4 | 1894.4872 | 1894.4872 | 0 | 6 | 0 | 0 | 4 | 0 | 0 | 0 | 6 | 0 | 378.8974 | 0.14573 | 1 | 0.5 | 0 | 8.2745 | 0 | 8.2745 | 1933.1502 | 0 | 110.6554 | 0.08512 | 1 | 0.5 | 0 | 4.1373 | 0 | 4.1373
2007-01-17 07:00 | 1 | 17 | 7 | 17 | 391 | 3.02 | 5161.1643 | 0 | Heating | 5161.1643 | 4 | 4128.9314 | 3200 | 928.9314 | 6 | 45.3757 | 0 | 4 | 0 | 0 | 0 | 6 | 0 | 825.7863 | 0.31761 | 1 | 0.63522 | 0 | 14.3496 | 0 | 14.3496 | 3265.3061 | 0 | 186.9093 | 0.14378 | 1 | 0.5 | 0 | 4.1373 | 0 | 4.1373
2007-01-17 08:00 | 1 | 17 | 8 | 17 | 392 | 3.02 | 4575.8038 | 0 | Heating | 4575.8038 | 4 | 3660.643 | 3200 | 460.643 | 6 | 22.5011 | 0 | 4 | 0 | 0 | 0 | 6 | 0 | 732.1286 | 0.28159 | 1 | 0.56318 | 0 | 10.8791 | 0 | 10.8791 | 3265.3061 | 0 | 186.9093 | 0.14378 | 1 | 0.5 | 0 | 4.1373 | 0 | 4.1373
2007-01-17 09:00 | 1 | 17 | 9 | 17 | 393 | 6.08 | 4166.1042 | 0 | Heating | 4166.1042 | 4 | 3332.8834 | 3200 | 132.8834 | 6 | 6.491 | 0 | 4 | 0 | 0 | 0 | 6 | 0 | 666.5767 | 0.25638 | 1 | 0.51275 | 0 | 8.768 | 0 | 8.768 | 3265.3061 | 0 | 186.9093 | 0.14378 | 1 | 0.5 | 0 | 4.1373 | 0 | 4.1373
2007-01-17 10:00 | 1 | 17 | 10 | 17 | 394 | 8.06 | 3727.3788 | 0 | Heating | 3727.3788 | 4 | 2981.9031 | 2981.9031 | 0 | 6 | 0 | 0 | 4 | 0 | 0 | 0 | 6 | 0 | 596.3806 | 0.22938 | 1 | 0.5 | 0 | 8.2745 | 0 | 8.2745 | 3042.7582 | 0 | 174.1705 | 0.13398 | 1 | 0.5 | 0 | 4.1373 | 0 | 4.1373
2007-01-17 11:00 | 1 | 17 | 11 | 17 | 395 | 8.06 | 3317.6072 | 0 | Heating | 3317.6072 | 4 | 2654.0858 | 2654.0858 | 0 | 6 | 0 | 0 | 4 | 0 | 0 | 0 | 6 | 0 | 530.8172 | 0.20416 | 1 | 0.5 | 0 | 8.2745 | 0 | 8.2745 | 2708.2508 | 0 | 155.0229 | 0.11925 | 1 | 0.5 | 0 | 4.1373 | 0 | 4.1373
2007-01-17 12:00 | 1 | 17 | 12 | 17 | 396 | 12.92 | 2878.0305 | 0 | Heating | 2878.0305 | 4 | 2302.4244 | 2302.4244 | 0 | 6 | 0 | 0 | 4 | 0 | 0 | 0 | 6 | 0 | 460.4849 | 0.17711 | 1 | 0.5 | 0 | 8.2745 | 0 | 8.2745 | 2349.4127 | 0 | 134.4827 | 0.10345 | 1 | 0.5 | 0 | 4.1373 | 0 | 4.1373
2007-01-17 13:00 | 1 | 17 | 13 | 17 | 397 | 15.98 | 2642.0375 | 0 | Heating | 2642.0375 | 4 | 2113.63 | 2113.63 | 0 | 6 | 0 | 0 | 4 | 0 | 0 | 0 | 6 | 0 | 422.726 | 0.16259 | 1 | 0.5 | 0 | 8.2745 | 0 | 8.2745 | 2156.7653 | 0 | 123.4554 | 0.094966 | 1 | 0.5 | 0 | 4.1373 | 0 | 4.1373
2007-01-17 14:00 | 1 | 17 | 14 | 17 | 398 | 15.98 | 2503.7454 | 0 | Heating | 2503.7454 | 4 | 2002.9963 | 2002.9963 | 0 | 6 | 0 | 0 | 4 | 0 | 0 | 0 | 6 | 0 | 400.5993 | 0.15408 | 1 | 0.5 | 0 | 8.2745 | 0 | 8.2745 | 2043.8738 | 0 | 116.9933 | 0.089995 | 1 | 0.5 | 0 | 4.1373 | 0 | 4.1373
2007-01-17 15:00 | 1 | 17 | 15 | 17 | 399 | 17.96 | 2451.7615 | 0 | Heating | 2451.7615 | 4 | 1961.4092 | 1961.4092 | 0 | 6 | 0 | 0 | 4 | 0 | 0 | 0 | 6 | 0 | 392.2818 | 0.15088 | 1 | 0.5 | 0 | 8.2745 | 0 | 8.2745 | 2001.438 | 0 | 114.5643 | 0.088126 | 1 | 0.5 | 0 | 4.1373 | 0 | 4.1373
2007-01-17 16:00 | 1 | 17 | 16 | 17 | 400 | 17.96 | 2422.6177 | 0 | Heating | 2422.6177 | 4 | 1938.0942 | 1938.0942 | 0 | 6 | 0 | 0 | 4 | 0 | 0 | 0 | 6 | 0 | 387.6188 | 0.14908 | 1 | 0.5 | 0 | 8.2745 | 0 | 8.2745 | 1977.6471 | 0 | 113.2025 | 0.087079 | 1 | 0.5 | 0 | 4.1373 | 0 | 4.1373
2007-01-17 17:00 | 1 | 17 | 17 | 17 | 401 | 17.96 | 2426.3986 | 0 | Heating | 2426.3986 | 4 | 1941.1189 | 1941.1189 | 0 | 6 | 0 | 0 | 4 | 0 | 0 | 0 | 6 | 0 | 388.2238 | 0.14932 | 1 | 0.5 | 0 | 8.2745 | 0 | 8.2745 | 1980.7336 | 0 | 113.3791 | 0.087215 | 1 | 0.5 | 0 | 4.1373 | 0 | 4.1373
2007-01-17 18:00 | 1 | 17 | 18 | 17 | 402 | 15.08 | 2480.3592 | 0 | Heating | 2480.3592 | 4 | 1984.2873 | 1984.2873 | 0 | 6 | 0 | 0 | 4 | 0 | 0 | 0 | 6 | 0 | 396.8575 | 0.15264 | 1 | 0.5 | 0 | 8.2745 | 0 | 8.2745 | 2024.783 | 0 | 115.9006 | 0.089154 | 1 | 0.5 | 0 | 4.1373 | 0 | 4.1373
2007-01-17 19:00 | 1 | 17 | 19 | 17 | 403 | 15.08 | 2612.0558 | 0 | Heating | 2612.0558 | 4 | 2089.6446 | 2089.6446 | 0 | 6 | 0 | 0 | 4 | 0 | 0 | 0 | 6 | 0 | 417.9289 | 0.16074 | 1 | 0.5 | 0 | 8.2745 | 0 | 8.2745 | 2132.2905 | 0 | 122.0544 | 0.093888 | 1 | 0.5 | 0 | 4.1373 | 0 | 4.1373
2007-01-17 20:00 | 1 | 17 | 20 | 17 | 404 | 15.08 | 2586.8241 | 0 | Heating | 2586.8241 | 4 | 2069.4593 | 2069.4593 | 0 | 6 | 0 | 0 | 4 | 0 | 0 | 0 | 6 | 0 | 413.8919 | 0.15919 | 1 | 0.5 | 0 | 8.2745 | 0 | 8.2745 | 2111.6932 | 0 | 120.8754 | 0.092981 | 1 | 0.5 | 0 | 4.1373 | 0 | 4.1373
2007-01-17 21:00 | 1 | 17 | 21 | 17 | 405 | 14 | 2638.892 | 0 | Heating | 2638.892 | 4 | 2111.1136 | 2111.1136 | 0 | 6 | 0 | 0 | 4 | 0 | 0 | 0 | 6 | 0 | 422.2227 | 0.16239 | 1 | 0.5 | 0 | 8.2745 | 0 | 8.2745 | 2154.1975 | 0 | 123.3084 | 0.094853 | 1 | 0.5 | 0 | 4.1373 | 0 | 4.1373
2007-01-17 22:00 | 1 | 17 | 22 | 17 | 406 | 14 | 1644.7984 | 0 | Heating | 1644.7984 | 4 | 1315.8387 | 1315.8387 | 0 | 6 | 0 | 0 | 4 | 0 | 0 | 0 | 6 | 0 | 263.1677 | 0.10122 | 1 | 0.5 | 0 | 8.2745 | 0 | 8.2745 | 1342.6925 | 0 | 76.857 | 0.059121 | 1 | 0.5 | 0 | 4.1373 | 0 | 4.1373
2007-01-17 23:00 | 1 | 17 | 23 | 17 | 407 | 14 | 1590.1256 | 0 | Heating | 1590.1256 | 4 | 1272.1004 | 1272.1004 | 0 | 6 | 0 | 0 | 4 | 0 | 0 | 0 | 6 | 0 | 254.4201 | 0.097854 | 1 | 0.5 | 0 | 8.2745 | 0 | 8.2745 | 1298.0617 | 0 | 74.3023 | 0.057156 | 1 | 0.5 | 0 | 4.1373 | 0 | 4.1373
2007-01-18 | 1 | 18 | 0 | 18 | 408 | 12.92 | 1667.8334 | 0 | Heating | 1667.8334 | 4 | 1334.2667 | 1334.2667 | 0 | 6 | 0 | 0 | 4 | 0 | 0 | 0 | 6 | 0 | 266.8533 | 0.10264 | 1 | 0.5 | 0 | 8.2745 | 0 | 8.2745 | 1361.4966 | 0 | 77.9334 | 0.059949 | 1 | 0.5 | 0 | 4.1373 | 0 | 4.1373
2007-01-18 01:00 | 1 | 18 | 1 | 18 | 409 | 12.92 | 1396.8157 | 0 | Heating | 1396.8157 | 4 | 1117.4525 | 1117.4525 | 0 | 6 | 0 | 0 | 4 | 0 | 0 | 0 | 6 | 0 | 223.4905 | 0.085958 | 1 | 0.5 | 0 | 8.2745 | 0 | 8.2745 | 1140.2577 | 0 | 65.2695 | 0.050207 | 1 | 0.5 | 0 | 4.1373 | 0 | 4.1373
2007-01-18 02:00 | 1 | 18 | 2 | 18 | 410 | 12.92 | 1470.322 | 0 | Heating | 1470.322 | 4 | 1176.2576 | 1176.2576 | 0 | 6 | 0 | 0 | 4 | 0 | 0 | 0 | 6 | 0 | 235.2515 | 0.090481 | 1 | 0.5 | 0 | 8.2745 | 0 | 8.2745 | 1200.2629 | 0 | 68.7042 | 0.052849 | 1 | 0.5 | 0 | 4.1373 | 0 | 4.1373
2007-01-18 03:00 | 1 | 18 | 3 | 18 | 411 | 14 | 1515.3003 | 0 | Heating | 1515.3003 | 4 | 1212.2402 | 1212.2402 | 0 | 6 | 0 | 0 | 4 | 0 | 0 | 0 | 6 | 0 | 242.448 | 0.093249 | 1 | 0.5 | 0 | 8.2745 | 0 | 8.2745 | 1236.9798 | 0 | 70.8059 | 0.054466 | 1 | 0.5 | 0 | 4.1373 | 0 | 4.1373
2007-01-18 04:00 | 1 | 18 | 4 | 18 | 412 | 15.08 | 1572.9322 | 0 | Heating | 1572.9322 | 4 | 1258.3457 | 1258.3457 | 0 | 6 | 0 | 0 | 4 | 0 | 0 | 0 | 6 | 0 | 251.6691 | 0.096796 | 1 | 0.5 | 0 | 8.2745 | 0 | 8.2745 | 1284.0263 | 0 | 73.4989 | 0.056538 | 1 | 0.5 | 0 | 4.1373 | 0 | 4.1373
2007-01-18 05:00 | 1 | 18 | 5 | 18 | 413 | 15.08 | 1617.4666 | 0 | Heating | 1617.4666 | 4 | 1293.9733 | 1293.9733 | 0 | 6 | 0 | 0 | 4 | 0 | 0 | 0 | 6 | 0 | 258.7947 | 0.099536 | 1 | 0.5 | 0 | 8.2745 | 0 | 8.2745 | 1320.3809 | 0 | 75.5799 | 0.058138 | 1 | 0.5 | 0 | 4.1373 | 0 | 4.1373
2007-01-18 06:00 | 1 | 18 | 6 | 18 | 414 | 15.98 | 1828.0733 | 0 | Heating | 1828.0733 | 4 | 1462.4586 | 1462.4586 | 0 | 6 | 0 | 0 | 4 | 0 | 0 | 0 | 6 | 0 | 292.4917 | 0.1125 | 1 | 0.5 | 0 | 8.2745 | 0 | 8.2745 | 1492.3047 | 0 | 85.421 | 0.065708 | 1 | 0.5 | 0 | 4.1373 | 0 | 4.1373
2007-01-18 07:00 | 1 | 18 | 7 | 18 | 415 | 17.06 | 4422.4408 | 0 | Heating | 4422.4408 | 4 | 3537.9526 | 3200 | 337.9526 | 6 | 16.508 | 0 | 4 | 0 | 0 | 0 | 6 | 0 | 707.5905 | 0.27215 | 1 | 0.5443 | 0 | 10.0587 | 0 | 10.0587 | 3265.3061 | 0 | 186.9093 | 0.14378 | 1 | 0.5 | 0 | 4.1373 | 0 | 4.1373
2007-01-18 08:00 | 1 | 18 | 8 | 18 | 416 | 17.96 | 3997.2656 | 0 | Heating | 3997.2656 | 4 | 3197.8125 | 3197.8125 | 0 | 6 | 0 | 0 | 4 | 0 | 0 | 0 | 6 | 0 | 639.5625 | 0.24599 | 1 | 0.5 | 0 | 8.2745 | 0 | 8.2745 | 3263.074 | 0 | 186.7816 | 0.14368 | 1 | 0.5 | 0 | 4.1373 | 0 | 4.1373
2007-01-18 09:00 | 1 | 18 | 9 | 18 | 417 | 21.92 | 3685.4918 | 0 | Heating | 3685.4918 | 4 | 2948.3934 | 2948.3934 | 0 | 6 | 0 | 0 | 4 | 0 | 0 | 0 | 6 | 0 | 589.6787 | 0.2268 | 1 | 0.5 | 0 | 8.2745 | 0 | 8.2745 | 3008.5647 | 0 | 172.2132 | 0.13247 | 1 | 0.5 | 0 | 4.1373 | 0 | 4.1373
2007-01-18 10:00 | 1 | 18 | 10 | 18 | 418 | 24.08 | 2924.9765 | 0 | Heating | 2924.9765 | 4 | 2339.9812 | 2339.9812 | 0 | 6 | 0 | 0 | 4 | 0 | 0 | 0 | 6 | 0 | 467.9962 | 0.18 | 1 | 0.5 | 0 | 8.2745 | 0 | 8.2745 | 2387.7359 | 0 | 136.6764 | 0.10514 | 1 | 0.5 | 0 | 4.1373 | 0 | 4.1373
2007-01-18 11:00 | 1 | 18 | 11 | 18 | 419 | 24.08 | 2474.6408 | 0 | Heating | 2474.6408 | 4 | 1979.7127 | 1979.7127 | 0 | 6 | 0 | 0 | 4 | 0 | 0 | 0 | 6 | 0 | 395.9425 | 0.15229 | 1 | 0.5 | 0 | 8.2745 | 0 | 8.2745 | 2020.115 | 0 | 115.6334 | 0.088949 | 1 | 0.5 | 0 | 4.1373 | 0 | 4.1373
2007-01-18 12:00 | 1 | 18 | 12 | 18 | 420 | 28.94 | 2093.7261 | 0 | Heating | 2093.7261 | 4 | 1674.9809 | 1674.9809 | 0 | 6 | 0 | 0 | 4 | 0 | 0 | 0 | 6 | 0 | 334.9962 | 0.12884 | 1 | 0.5 | 0 | 8.2745 | 0 | 8.2745 | 1709.1642 | 0 | 97.8342 | 0.075257 | 1 | 0.5 | 0 | 4.1373 | 0 | 4.1373
2007-01-18 13:00 | 1 | 18 | 13 | 18 | 421 | 28.94 | 1799.256 | 0 | Heating | 1799.256 | 4 | 1439.4048 | 1439.4048 | 0 | 6 | 0 | 0 | 4 | 0 | 0 | 0 | 6 | 0 | 287.881 | 0.11072 | 1 | 0.5 | 0 | 8.2745 | 0 | 8.2745 | 1468.7804 | 0 | 84.0744 | 0.064673 | 1 | 0.5 | 0 | 4.1373 | 0 | 4.1373
2007-01-18 14:00 | 1 | 18 | 14 | 18 | 422 | 28.94 | 1610.7503 | 0 | Heating | 1610.7503 | 4 | 1288.6003 | 1288.6003 | 0 | 6 | 0 | 0 | 4 | 0 | 0 | 0 | 6 | 0 | 257.7201 | 0.099123 | 1 | 0.5 | 0 | 8.2745 | 0 | 8.2745 | 1314.8982 | 0 | 75.2661 | 0.057897 | 1 | 0.5 | 0 | 4.1373 | 0 | 4.1373
2007-01-18 15:00 | 1 | 18 | 15 | 18 | 423 | 32 | 1623.9153 | 0 | Heating | 1623.9153 | 4 | 1299.1322 | 1299.1322 | 0 | 6 | 0 | 0 | 4 | 0 | 0 | 0 | 6 | 0 | 259.8264 | 0.099933 | 1 | 0.5 | 0 | 8.2745 | 0 | 8.2745 | 1325.6451 | 0 | 75.8812 | 0.05837 | 1 | 0.5 | 0 | 4.1373 | 0 | 4.1373
2007-01-18 16:00 | 1 | 18 | 16 | 18 | 424 | 33.98 | 1712.6829 | 0 | Heating | 1712.6829 | 4 | 1370.1463 | 1370.1463 | 0 | 6 | 0 | 0 | 4 | 0 | 0 | 0 | 6 | 0 | 274.0293 | 0.1054 | 1 | 0.5 | 0 | 8.2745 | 0 | 8.2745 | 1398.1085 | 0 | 80.0291 | 0.061561 | 1 | 0.5 | 0 | 4.1373 | 0 | 4.1373
2007-01-18 17:00 | 1 | 18 | 17 | 18 | 425 | 33.98 | 1792.4071 | 0 | Heating | 1792.4071 | 4 | 1433.9256 | 1433.9256 | 0 | 6 | 0 | 0 | 4 | 0 | 0 | 0 | 6 | 0 | 286.7851 | 0.1103 | 1 | 0.5 | 0 | 8.2745 | 0 | 8.2745 | 1463.1894 | 0 | 83.7544 | 0.064426 | 1 | 0.5 | 0 | 4.1373 | 0 | 4.1373
2007-01-18 18:00 | 1 | 18 | 18 | 18 | 426 | 33.98 | 1937.61 | 0 | Heating | 1937.61 | 4 | 1550.088 | 1550.088 | 0 | 6 | 0 | 0 | 4 | 0 | 0 | 0 | 6 | 0 | 310.0176 | 0.11924 | 1 | 0.5 | 0 | 8.2745 | 0 | 8.2745 | 1581.7225 | 0 | 90.5394 | 0.069646 | 1 | 0.5 | 0 | 4.1373 | 0 | 4.1373
2007-01-18 19:00 | 1 | 18 | 19 | 18 | 427 | 33.08 | 2239.7762 | 0 | Heating | 2239.7762 | 4 | 1791.8209 | 1791.8209 | 0 | 6 | 0 | 0 | 4 | 0 | 0 | 0 | 6 | 0 | 358.3642 | 0.13783 | 1 | 0.5 | 0 | 8.2745 | 0 | 8.2745 | 1828.3887 | 0 | 104.6588 | 0.080507 | 1 | 0.5 | 0 | 4.1373 | 0 | 4.1373
2007-01-18 20:00 | 1 | 18 | 20 | 18 | 428 | 33.08 | 2440.2368 | 0 | Heating | 2440.2368 | 4 | 1952.1894 | 1952.1894 | 0 | 6 | 0 | 0 | 4 | 0 | 0 | 0 | 6 | 0 | 390.4379 | 0.15017 | 1 | 0.5 | 0 | 8.2745 | 0 | 8.2745 | 1992.03 | 0 | 114.0258 | 0.087712 | 1 | 0.5 | 0 | 4.1373 | 0 | 4.1373
2007-01-18 21:00 | 1 | 18 | 21 | 18 | 429 | 33.08 | 2595.7184 | 0 | Heating | 2595.7184 | 4 | 2076.5747 | 2076.5747 | 0 | 6 | 0 | 0 | 4 | 0 | 0 | 0 | 6 | 0 | 415.3149 | 0.15974 | 1 | 0.5 | 0 | 8.2745 | 0 | 8.2745 | 2118.9538 | 0 | 121.291 | 0.093301 | 1 | 0.5 | 0 | 4.1373 | 0 | 4.1373
2007-01-18 22:00 | 1 | 18 | 22 | 18 | 430 | 32 | 1644.4456 | 0 | Heating | 1644.4456 | 4 | 1315.5565 | 1315.5565 | 0 | 6 | 0 | 0 | 4 | 0 | 0 | 0 | 6 | 0 | 263.1113 | 0.1012 | 1 | 0.5 | 0 | 8.2745 | 0 | 8.2745 | 1342.4046 | 0 | 76.8406 | 0.059108 | 1 | 0.5 | 0 | 4.1373 | 0 | 4.1373
2007-01-18 23:00 | 1 | 18 | 23 | 18 | 431 | 32 | 1630.9736 | 0 | Heating | 1630.9736 | 4 | 1304.7789 | 1304.7789 | 0 | 6 | 0 | 0 | 4 | 0 | 0 | 0 | 6 | 0 | 260.9558 | 0.10037 | 1 | 0.5 | 0 | 8.2745 | 0 | 8.2745 | 1331.407 | 0 | 76.211 | 0.058624 | 1 | 0.5 | 0 | 4.1373 | 0 | 4.1373
2007-01-19 | 1 | 19 | 0 | 19 | 432 | 32 | 1673.8382 | 0 | Heating | 1673.8382 | 4 | 1339.0706 | 1339.0706 | 0 | 6 | 0 | 0 | 4 | 0 | 0 | 0 | 6 | 0 | 267.8141 | 0.10301 | 1 | 0.5 | 0 | 8.2745 | 0 | 8.2745 | 1366.3986 | 0 | 78.214 | 0.060165 | 1 | 0.5 | 0 | 4.1373 | 0 | 4.1373
2007-01-19 01:00 | 1 | 19 | 1 | 19 | 433 | 30.92 | 1439.9948 | 0 | Heating | 1439.9948 | 4 | 1151.9958 | 1151.9958 | 0 | 6 | 0 | 0 | 4 | 0 | 0 | 0 | 6 | 0 | 230.3992 | 0.088615 | 1 | 0.5 | 0 | 8.2745 | 0 | 8.2745 | 1175.506 | 0 | 67.2871 | 0.051759 | 1 | 0.5 | 0 | 4.1373 | 0 | 4.1373
2007-01-19 02:00 | 1 | 19 | 2 | 19 | 434 | 30.92 | 1616.4391 | 0 | Heating | 1616.4391 | 4 | 1293.1513 | 1293.1513 | 0 | 6 | 0 | 0 | 4 | 0 | 0 | 0 | 6 | 0 | 258.6303 | 0.099473 | 1 | 0.5 | 0 | 8.2745 | 0 | 8.2745 | 1319.5421 | 0 | 75.5319 | 0.058101 | 1 | 0.5 | 0 | 4.1373 | 0 | 4.1373
2007-01-19 03:00 | 1 | 19 | 3 | 19 | 435 | 30.02 | 1676.7539 | 0 | Heating | 1676.7539 | 4 | 1341.4032 | 1341.4032 | 0 | 6 | 0 | 0 | 4 | 0 | 0 | 0 | 6 | 0 | 268.2806 | 0.10318 | 1 | 0.5 | 0 | 8.2745 | 0 | 8.2745 | 1368.7787 | 0 | 78.3502 | 0.060269 | 1 | 0.5 | 0 | 4.1373 | 0 | 4.1373
2007-01-19 04:00 | 1 | 19 | 4 | 19 | 436 | 30.2 | 1657.7281 | 0 | Heating | 1657.7281 | 4 | 1326.1824 | 1326.1824 | 0 | 6 | 0 | 0 | 4 | 0 | 0 | 0 | 6 | 0 | 265.2365 | 0.10201 | 1 | 0.5 | 0 | 8.2745 | 0 | 8.2745 | 1353.2474 | 0 | 77.4612 | 0.059586 | 1 | 0.5 | 0 | 4.1373 | 0 | 4.1373
2007-01-19 05:00 | 1 | 19 | 5 | 19 | 437 | 30.02 | 1655.4273 | 0 | Heating | 1655.4273 | 4 | 1324.3419 | 1324.3419 | 0 | 6 | 0 | 0 | 4 | 0 | 0 | 0 | 6 | 0 | 264.8684 | 0.10187 | 1 | 0.5 | 0 | 8.2745 | 0 | 8.2745 | 1351.3692 | 0 | 77.3537 | 0.059503 | 1 | 0.5 | 0 | 4.1373 | 0 | 4.1373
2007-01-19 06:00 | 1 | 19 | 6 | 19 | 438 | 28.4 | 1864.3168 | 0 | Heating | 1864.3168 | 4 | 1491.4535 | 1491.4535 | 0 | 6 | 0 | 0 | 4 | 0 | 0 | 0 | 6 | 0 | 298.2907 | 0.11473 | 1 | 0.5 | 0 | 8.2745 | 0 | 8.2745 | 1521.8913 | 0 | 87.1146 | 0.067011 | 1 | 0.5 | 0 | 4.1373 | 0 | 4.1373
2007-01-19 07:00 | 1 | 19 | 7 | 19 | 439 | 28.4 | 4404.0518 | 0 | Heating | 4404.0518 | 4 | 3523.2414 | 3200 | 323.2414 | 6 | 15.7894 | 0 | 4 | 0 | 0 | 0 | 6 | 0 | 704.6483 | 0.27102 | 1 | 0.54204 | 0 | 9.9628 | 0 | 9.9628 | 3265.3061 | 0 | 186.9093 | 0.14378 | 1 | 0.5 | 0 | 4.1373 | 0 | 4.1373
2007-01-19 08:00 | 1 | 19 | 8 | 19 | 440 | 28.94 | 3673.7077 | 0 | Heating | 3673.7077 | 4 | 2938.9662 | 2938.9662 | 0 | 6 | 0 | 0 | 4 | 0 | 0 | 0 | 6 | 0 | 587.7932 | 0.22607 | 1 | 0.5 | 0 | 8.2745 | 0 | 8.2745 | 2998.9451 | 0 | 171.6626 | 0.13205 | 1 | 0.5 | 0 | 4.1373 | 0 | 4.1373
2007-01-19 09:00 | 1 | 19 | 9 | 19 | 441 | 28.4 | 3321.0685 | 0 | Heating | 3321.0685 | 4 | 2656.8548 | 2656.8548 | 0 | 6 | 0 | 0 | 4 | 0 | 0 | 0 | 6 | 0 | 531.371 | 0.20437 | 1 | 0.5 | 0 | 8.2745 | 0 | 8.2745 | 2711.0764 | 0 | 155.1847 | 0.11937 | 1 | 0.5 | 0 | 4.1373 | 0 | 4.1373
2007-01-19 10:00 | 1 | 19 | 10 | 19 | 442 | 28.4 | 2909.2297 | 0 | Heating | 2909.2297 | 4 | 2327.3838 | 2327.3838 | 0 | 6 | 0 | 0 | 4 | 0 | 0 | 0 | 6 | 0 | 465.4768 | 0.17903 | 1 | 0.5 | 0 | 8.2745 | 0 | 8.2745 | 2374.8814 | 0 | 135.9405 | 0.10457 | 1 | 0.5 | 0 | 4.1373 | 0 | 4.1373
2007-01-19 11:00 | 1 | 19 | 11 | 19 | 443 | 28.94 | 2574.57 | 0 | Heating | 2574.57 | 4 | 2059.656 | 2059.656 | 0 | 6 | 0 | 0 | 4 | 0 | 0 | 0 | 6 | 0 | 411.9312 | 0.15844 | 1 | 0.5 | 0 | 8.2745 | 0 | 8.2745 | 2101.6898 | 0 | 120.3028 | 0.092541 | 1 | 0.5 | 0 | 4.1373 | 0 | 4.1373
2007-01-19 12:00 | 1 | 19 | 12 | 19 | 444 | 32 | 2243.6375 | 0 | Heating | 2243.6375 | 4 | 1794.91 | 1794.91 | 0 | 6 | 0 | 0 | 4 | 0 | 0 | 0 | 6 | 0 | 358.982 | 0.13807 | 1 | 0.5 | 0 | 8.2745 | 0 | 8.2745 | 1831.5408 | 0 | 104.8392 | 0.080646 | 1 | 0.5 | 0 | 4.1373 | 0 | 4.1373
2007-01-19 13:00 | 1 | 19 | 13 | 19 | 445 | 35.96 | 2078.6397 | 0 | Heating | 2078.6397 | 4 | 1662.9117 | 1662.9117 | 0 | 6 | 0 | 0 | 4 | 0 | 0 | 0 | 6 | 0 | 332.5823 | 0.12792 | 1 | 0.5 | 0 | 8.2745 | 0 | 8.2745 | 1696.8487 | 0 | 97.1293 | 0.074715 | 1 | 0.5 | 0 | 4.1373 | 0 | 4.1373
2007-01-19 14:00 | 1 | 19 | 14 | 19 | 446 | 35.96 | 1951.1037 | 0 | Heating | 1951.1037 | 4 | 1560.883 | 1560.883 | 0 | 6 | 0 | 0 | 4 | 0 | 0 | 0 | 6 | 0 | 312.1766 | 0.12007 | 1 | 0.5 | 0 | 8.2745 | 0 | 8.2745 | 1592.7377 | 0 | 91.1699 | 0.070131 | 1 | 0.5 | 0 | 4.1373 | 0 | 4.1373
2007-01-19 15:00 | 1 | 19 | 15 | 19 | 447 | 35.06 | 2021.2265 | 0 | Heating | 2021.2265 | 4 | 1616.9812 | 1616.9812 | 0 | 6 | 0 | 0 | 4 | 0 | 0 | 0 | 6 | 0 | 323.3962 | 0.12438 | 1 | 0.5 | 0 | 8.2745 | 0 | 8.2745 | 1649.9808 | 0 | 94.4465 | 0.072651 | 1 | 0.5 | 0 | 4.1373 | 0 | 4.1373
2007-01-19 16:00 | 1 | 19 | 16 | 19 | 448 | 35.06 | 2127.7829 | 0 | Heating | 2127.7829 | 4 | 1702.2263 | 1702.2263 | 0 | 6 | 0 | 0 | 4 | 0 | 0 | 0 | 6 | 0 | 340.4453 | 0.13094 | 1 | 0.5 | 0 | 8.2745 | 0 | 8.2745 | 1736.9656 | 0 | 99.4256 | 0.076481 | 1 | 0.5 | 0 | 4.1373 | 0 | 4.1373
2007-01-19 17:00 | 1 | 19 | 17 | 19 | 449 | 35.06 | 2136.7676 | 0 | Heating | 2136.7676 | 4 | 1709.4141 | 1709.4141 | 0 | 6 | 0 | 0 | 4 | 0 | 0 | 0 | 6 | 0 | 341.8828 | 0.13149 | 1 | 0.5 | 0 | 8.2745 | 0 | 8.2745 | 1744.3001 | 0 | 99.8455 | 0.076804 | 1 | 0.5 | 0 | 4.1373 | 0 | 4.1373
2007-01-19 18:00 | 1 | 19 | 18 | 19 | 450 | 33.08 | 2261.3101 | 0 | Heating | 2261.3101 | 4 | 1809.0481 | 1809.0481 | 0 | 6 | 0 | 0 | 4 | 0 | 0 | 0 | 6 | 0 | 361.8096 | 0.13916 | 1 | 0.5 | 0 | 8.2745 | 0 | 8.2745 | 1845.9675 | 0 | 105.665 | 0.081281 | 1 | 0.5 | 0 | 4.1373 | 0 | 4.1373
2007-01-19 19:00 | 1 | 19 | 19 | 19 | 451 | 30.92 | 2335.9351 | 0 | Heating | 2335.9351 | 4 | 1868.748 | 1868.748 | 0 | 6 | 0 | 0 | 4 | 0 | 0 | 0 | 6 | 0 | 373.7496 | 0.14375 | 1 | 0.5 | 0 | 8.2745 | 0 | 8.2745 | 1906.8858 | 0 | 109.152 | 0.083963 | 1 | 0.5 | 0 | 4.1373 | 0 | 4.1373
2007-01-19 20:00 | 1 | 19 | 20 | 19 | 452 | 30.92 | 2563.2697 | 0 | Heating | 2563.2697 | 4 | 2050.6158 | 2050.6158 | 0 | 6 | 0 | 0 | 4 | 0 | 0 | 0 | 6 | 0 | 410.1232 | 0.15774 | 1 | 0.5 | 0 | 8.2745 | 0 | 8.2745 | 2092.4651 | 0 | 119.7748 | 0.092134 | 1 | 0.5 | 0 | 4.1373 | 0 | 4.1373
2007-01-19 21:00 | 1 | 19 | 21 | 19 | 453 | 30.2 | 2647.4187 | 0 | Heating | 2647.4187 | 4 | 2117.935 | 2117.935 | 0 | 6 | 0 | 0 | 4 | 0 | 0 | 0 | 6 | 0 | 423.587 | 0.16292 | 1 | 0.5 | 0 | 8.2745 | 0 | 8.2745 | 2161.1581 | 0 | 123.7068 | 0.095159 | 1 | 0.5 | 0 | 4.1373 | 0 | 4.1373
2007-01-19 22:00 | 1 | 19 | 22 | 19 | 454 | 30.2 | 2783.4147 | 0 | Heating | 2783.4147 | 4 | 2226.7318 | 2226.7318 | 0 | 6 | 0 | 0 | 4 | 0 | 0 | 0 | 6 | 0 | 445.3464 | 0.17129 | 1 | 0.5 | 0 | 8.2745 | 0 | 8.2745 | 2272.1753 | 0 | 130.0616 | 0.10005 | 1 | 0.5 | 0 | 4.1373 | 0 | 4.1373
2007-01-19 23:00 | 1 | 19 | 23 | 19 | 455 | 30.02 | 1826.4361 | 0 | Heating | 1826.4361 | 4 | 1461.1489 | 1461.1489 | 0 | 6 | 0 | 0 | 4 | 0 | 0 | 0 | 6 | 0 | 292.2298 | 0.1124 | 1 | 0.5 | 0 | 8.2745 | 0 | 8.2745 | 1490.9682 | 0 | 85.3445 | 0.06565 | 1 | 0.5 | 0 | 4.1373 | 0 | 4.1373
2007-01-20 | 1 | 20 | 0 | 20 | 456 | 28.94 | 1783.1068 | 0 | Heating | 1783.1068 | 4 | 1426.4855 | 1426.4855 | 0 | 6 | 0 | 0 | 4 | 0 | 0 | 0 | 6 | 0 | 285.2971 | 0.10973 | 1 | 0.5 | 0 | 8.2745 | 0 | 8.2745 | 1455.5974 | 0 | 83.3198 | 0.064092 | 1 | 0.5 | 0 | 4.1373 | 0 | 4.1373
2007-01-20 01:00 | 1 | 20 | 1 | 20 | 457 | 28.04 | 1655.221 | 0 | Heating | 1655.221 | 4 | 1324.1768 | 1324.1768 | 0 | 6 | 0 | 0 | 4 | 0 | 0 | 0 | 6 | 0 | 264.8354 | 0.10186 | 1 | 0.5 | 0 | 8.2745 | 0 | 8.2745 | 1351.2008 | 0 | 77.3441 | 0.059495 | 1 | 0.5 | 0 | 4.1373 | 0 | 4.1373
2007-01-20 02:00 | 1 | 20 | 2 | 20 | 458 | 28.04 | 1850.5687 | 0 | Heating | 1850.5687 | 4 | 1480.455 | 1480.455 | 0 | 6 | 0 | 0 | 4 | 0 | 0 | 0 | 6 | 0 | 296.091 | 0.11388 | 1 | 0.5 | 0 | 8.2745 | 0 | 8.2745 | 1510.6683 | 0 | 86.4721 | 0.066517 | 1 | 0.5 | 0 | 4.1373 | 0 | 4.1373
2007-01-20 03:00 | 1 | 20 | 3 | 20 | 459 | 26.96 | 1984.3491 | 0 | Heating | 1984.3491 | 4 | 1587.4793 | 1587.4793 | 0 | 6 | 0 | 0 | 4 | 0 | 0 | 0 | 6 | 0 | 317.4959 | 0.12211 | 1 | 0.5 | 0 | 8.2745 | 0 | 8.2745 | 1619.8768 | 0 | 92.7233 | 0.071326 | 1 | 0.5 | 0 | 4.1373 | 0 | 4.1373
2007-01-20 04:00 | 1 | 20 | 4 | 20 | 460 | 26.96 | 2122.6661 | 0 | Heating | 2122.6661 | 4 | 1698.1329 | 1698.1329 | 0 | 6 | 0 | 0 | 4 | 0 | 0 | 0 | 6 | 0 | 339.6266 | 0.13063 | 1 | 0.5 | 0 | 8.2745 | 0 | 8.2745 | 1732.7886 | 0 | 99.1865 | 0.076297 | 1 | 0.5 | 0 | 4.1373 | 0 | 4.1373
2007-01-20 05:00 | 1 | 20 | 5 | 20 | 461 | 26.96 | 2214.5755 | 0 | Heating | 2214.5755 | 4 | 1771.6604 | 1771.6604 | 0 | 6 | 0 | 0 | 4 | 0 | 0 | 0 | 6 | 0 | 354.3321 | 0.13628 | 1 | 0.5 | 0 | 8.2745 | 0 | 8.2745 | 1807.8167 | 0 | 103.4812 | 0.079601 | 1 | 0.5 | 0 | 4.1373 | 0 | 4.1373
2007-01-20 06:00 | 1 | 20 | 6 | 20 | 462 | 24.98 | 2499.7369 | 0 | Heating | 2499.7369 | 4 | 1999.7895 | 1999.7895 | 0 | 6 | 0 | 0 | 4 | 0 | 0 | 0 | 6 | 0 | 399.9579 | 0.15383 | 1 | 0.5 | 0 | 8.2745 | 0 | 8.2745 | 2040.6015 | 0 | 116.806 | 0.089851 | 1 | 0.5 | 0 | 4.1373 | 0 | 4.1373
2007-01-20 07:00 | 1 | 20 | 7 | 20 | 463 | 24.98 | 2828.4378 | 0 | Heating | 2828.4378 | 4 | 2262.7503 | 2262.7503 | 0 | 6 | 0 | 0 | 4 | 0 | 0 | 0 | 6 | 0 | 452.5501 | 0.17406 | 1 | 0.5 | 0 | 8.2745 | 0 | 8.2745 | 2308.9288 | 0 | 132.1654 | 0.10167 | 1 | 0.5 | 0 | 4.1373 | 0 | 4.1373
2007-01-20 08:00 | 1 | 20 | 8 | 20 | 464 | 24.98 | 2832.128 | 0 | Heating | 2832.128 | 4 | 2265.7024 | 2265.7024 | 0 | 6 | 0 | 0 | 4 | 0 | 0 | 0 | 6 | 0 | 453.1405 | 0.17428 | 1 | 0.5 | 0 | 8.2745 | 0 | 8.2745 | 2311.9412 | 0 | 132.3378 | 0.1018 | 1 | 0.5 | 0 | 4.1373 | 0 | 4.1373
2007-01-20 09:00 | 1 | 20 | 9 | 20 | 465 | 23 | 5241.929 | 0 | Heating | 5241.929 | 4 | 4193.5432 | 3200 | 993.5432 | 6 | 48.5318 | 0 | 4 | 0 | 0 | 0 | 6 | 0 | 838.7086 | 0.32258 | 1 | 0.64516 | 0 | 14.8713 | 0 | 14.8713 | 3265.3061 | 0 | 186.9093 | 0.14378 | 1 | 0.5 | 0 | 4.1373 | 0 | 4.1373
2007-01-20 10:00 | 1 | 20 | 10 | 20 | 466 | 21.02 | 4683.3106 | 0 | Heating | 4683.3106 | 4 | 3746.6484 | 3200 | 546.6484 | 6 | 26.7022 | 0 | 4 | 0 | 0 | 0 | 6 | 0 | 749.3297 | 0.2882 | 1 | 0.57641 | 0 | 11.476 | 0 | 11.476 | 3265.3061 | 0 | 186.9093 | 0.14378 | 1 | 0.5 | 0 | 4.1373 | 0 | 4.1373
2007-01-20 11:00 | 1 | 20 | 11 | 20 | 467 | 21.02 | 4298.8864 | 0 | Heating | 4298.8864 | 4 | 3439.1092 | 3200 | 239.1092 | 6 | 11.6798 | 0 | 4 | 0 | 0 | 0 | 6 | 0 | 687.8218 | 0.26455 | 1 | 0.52909 | 0 | 9.4241 | 0 | 9.4241 | 3265.3061 | 0 | 186.9093 | 0.14378 | 1 | 0.5 | 0 | 4.1373 | 0 | 4.1373
2007-01-20 12:00 | 1 | 20 | 12 | 20 | 468 | 19.94 | 3938.2394 | 0 | Heating | 3938.2394 | 4 | 3150.5916 | 3150.5916 | 0 | 6 | 0 | 0 | 4 | 0 | 0 | 0 | 6 | 0 | 630.1183 | 0.24235 | 1 | 0.5 | 0 | 8.2745 | 0 | 8.2745 | 3214.8893 | 0 | 184.0234 | 0.14156 | 1 | 0.5 | 0 | 4.1373 | 0 | 4.1373
2007-01-20 13:00 | 1 | 20 | 13 | 20 | 469 | 19.94 | 3478.4395 | 0 | Heating | 3478.4395 | 4 | 2782.7516 | 2782.7516 | 0 | 6 | 0 | 0 | 4 | 0 | 0 | 0 | 6 | 0 | 556.5503 | 0.21406 | 1 | 0.5 | 0 | 8.2745 | 0 | 8.2745 | 2839.5424 | 0 | 162.5382 | 0.12503 | 1 | 0.5 | 0 | 4.1373 | 0 | 4.1373
2007-01-20 14:00 | 1 | 20 | 14 | 20 | 470 | 19.94 | 3303.8408 | 0 | Heating | 3303.8408 | 4 | 2643.0727 | 2643.0727 | 0 | 6 | 0 | 0 | 4 | 0 | 0 | 0 | 6 | 0 | 528.6145 | 0.20331 | 1 | 0.5 | 0 | 8.2745 | 0 | 8.2745 | 2697.0129 | 0 | 154.3797 | 0.11875 | 1 | 0.5 | 0 | 4.1373 | 0 | 4.1373
2007-01-20 15:00 | 1 | 20 | 15 | 20 | 471 | 19.04 | 3293.798 | 0 | Heating | 3293.798 | 4 | 2635.0384 | 2635.0384 | 0 | 6 | 0 | 0 | 4 | 0 | 0 | 0 | 6 | 0 | 527.0077 | 0.2027 | 1 | 0.5 | 0 | 8.2745 | 0 | 8.2745 | 2688.8147 | 0 | 153.9104 | 0.11839 | 1 | 0.5 | 0 | 4.1373 | 0 | 4.1373
2007-01-20 16:00 | 1 | 20 | 16 | 20 | 472 | 17.96 | 3436.247 | 0 | Heating | 3436.247 | 4 | 2748.9976 | 2748.9976 | 0 | 6 | 0 | 0 | 4 | 0 | 0 | 0 | 6 | 0 | 549.7995 | 0.21146 | 1 | 0.5 | 0 | 8.2745 | 0 | 8.2745 | 2805.0996 | 0 | 160.5667 | 0.12351 | 1 | 0.5 | 0 | 4.1373 | 0 | 4.1373
2007-01-20 17:00 | 1 | 20 | 17 | 20 | 473 | 17.96 | 3536.0308 | 0 | Heating | 3536.0308 | 4 | 2828.8247 | 2828.8247 | 0 | 6 | 0 | 0 | 4 | 0 | 0 | 0 | 6 | 0 | 565.7649 | 0.2176 | 1 | 0.5 | 0 | 8.2745 | 0 | 8.2745 | 2886.5558 | 0 | 165.2293 | 0.1271 | 1 | 0.5 | 0 | 4.1373 | 0 | 4.1373
2007-01-20 18:00 | 1 | 20 | 18 | 20 | 474 | 15.98 | 4270.3486 | 0 | Heating | 4270.3486 | 4 | 3416.2789 | 3200 | 216.2789 | 6 | 10.5646 | 0 | 4 | 0 | 0 | 0 | 6 | 0 | 683.2558 | 0.26279 | 1 | 0.52558 | 0 | 9.2808 | 0 | 9.2808 | 3265.3061 | 0 | 186.9093 | 0.14378 | 1 | 0.5 | 0 | 4.1373 | 0 | 4.1373
2007-01-20 19:00 | 1 | 20 | 19 | 20 | 475 | 15.08 | 4500.2355 | 0 | Heating | 4500.2355 | 4 | 3600.1884 | 3200 | 400.1884 | 6 | 19.5481 | 0 | 4 | 0 | 0 | 0 | 6 | 0 | 720.0377 | 0.27694 | 1 | 0.55388 | 0 | 10.4703 | 0 | 10.4703 | 3265.3061 | 0 | 186.9093 | 0.14378 | 1 | 0.5 | 0 | 4.1373 | 0 | 4.1373
2007-01-20 20:00 | 1 | 20 | 20 | 20 | 476 | 15.08 | 2657.7652 | 0 | Heating | 2657.7652 | 4 | 2126.2122 | 2126.2122 | 0 | 6 | 0 | 0 | 4 | 0 | 0 | 0 | 6 | 0 | 425.2424 | 0.16355 | 1 | 0.5 | 0 | 8.2745 | 0 | 8.2745 | 2169.6043 | 0 | 124.1903 | 0.095531 | 1 | 0.5 | 0 | 4.1373 | 0 | 4.1373
2007-01-20 21:00 | 1 | 20 | 21 | 20 | 477 | 14 | 2719.611 | 0 | Heating | 2719.611 | 4 | 2175.6888 | 2175.6888 | 0 | 6 | 0 | 0 | 4 | 0 | 0 | 0 | 6 | 0 | 435.1378 | 0.16736 | 1 | 0.5 | 0 | 8.2745 | 0 | 8.2745 | 2220.0906 | 0 | 127.0802 | 0.097754 | 1 | 0.5 | 0 | 4.1373 | 0 | 4.1373
2007-01-20 22:00 | 1 | 20 | 22 | 20 | 478 | 12.92 | 2665.2867 | 0 | Heating | 2665.2867 | 4 | 2132.2293 | 2132.2293 | 0 | 6 | 0 | 0 | 4 | 0 | 0 | 0 | 6 | 0 | 426.4459 | 0.16402 | 1 | 0.5 | 0 | 8.2745 | 0 | 8.2745 | 2175.7442 | 0 | 124.5417 | 0.095801 | 1 | 0.5 | 0 | 4.1373 | 0 | 4.1373
2007-01-20 23:00 | 1 | 20 | 23 | 20 | 479 | 12.92 | 2646.0378 | 0 | Heating | 2646.0378 | 4 | 2116.8303 | 2116.8303 | 0 | 6 | 0 | 0 | 4 | 0 | 0 | 0 | 6 | 0 | 423.3661 | 0.16283 | 1 | 0.5 | 0 | 8.2745 | 0 | 8.2745 | 2160.0309 | 0 | 123.6423 | 0.095109 | 1 | 0.5 | 0 | 4.1373 | 0 | 4.1373
2007-01-21 | 1 | 21 | 0 | 21 | 480 | 12.02 | 2678.4053 | 0 | Heating | 2678.4053 | 4 | 2142.7242 | 2142.7242 | 0 | 6 | 0 | 0 | 4 | 0 | 0 | 0 | 6 | 0 | 428.5448 | 0.16482 | 1 | 0.5 | 0 | 8.2745 | 0 | 8.2745 | 2186.4533 | 0 | 125.1547 | 0.096273 | 1 | 0.5 | 0 | 4.1373 | 0 | 4.1373
2007-01-21 01:00 | 1 | 21 | 1 | 21 | 481 | 10.94 | 2755.4139 | 0 | Heating | 2755.4139 | 4 | 2204.3312 | 2204.3312 | 0 | 6 | 0 | 0 | 4 | 0 | 0 | 0 | 6 | 0 | 440.8662 | 0.16956 | 1 | 0.5 | 0 | 8.2745 | 0 | 8.2745 | 2249.3175 | 0 | 128.7531 | 0.099041 | 1 | 0.5 | 0 | 4.1373 | 0 | 4.1373
2007-01-21 02:00 | 1 | 21 | 2 | 21 | 482 | 10.94 | 2542.6518 | 0 | Heating | 2542.6518 | 4 | 2034.1214 | 2034.1214 | 0 | 6 | 0 | 0 | 4 | 0 | 0 | 0 | 6 | 0 | 406.8243 | 0.15647 | 1 | 0.5 | 0 | 8.2745 | 0 | 8.2745 | 2075.6341 | 0 | 118.8113 | 0.091393 | 1 | 0.5 | 0 | 4.1373 | 0 | 4.1373
2007-01-21 03:00 | 1 | 21 | 3 | 21 | 483 | 10.04 | 2681.7498 | 0 | Heating | 2681.7498 | 4 | 2145.3998 | 2145.3998 | 0 | 6 | 0 | 0 | 4 | 0 | 0 | 0 | 6 | 0 | 429.08 | 0.16503 | 1 | 0.5 | 0 | 8.2745 | 0 | 8.2745 | 2189.1835 | 0 | 125.311 | 0.096393 | 1 | 0.5 | 0 | 4.1373 | 0 | 4.1373
2007-01-21 04:00 | 1 | 21 | 4 | 21 | 484 | 8.96 | 2818.5069 | 0 | Heating | 2818.5069 | 4 | 2254.8055 | 2254.8055 | 0 | 6 | 0 | 0 | 4 | 0 | 0 | 0 | 6 | 0 | 450.9611 | 0.17345 | 1 | 0.5 | 0 | 8.2745 | 0 | 8.2745 | 2300.8219 | 0 | 131.7013 | 0.10131 | 1 | 0.5 | 0 | 4.1373 | 0 | 4.1373
2007-01-21 05:00 | 1 | 21 | 5 | 21 | 485 | 8.96 | 2917.0316 | 0 | Heating | 2917.0316 | 4 | 2333.6252 | 2333.6252 | 0 | 6 | 0 | 0 | 4 | 0 | 0 | 0 | 6 | 0 | 466.725 | 0.17951 | 1 | 0.5 | 0 | 8.2745 | 0 | 8.2745 | 2381.2503 | 0 | 136.3051 | 0.10485 | 1 | 0.5 | 0 | 4.1373 | 0 | 4.1373
2007-01-21 06:00 | 1 | 21 | 6 | 21 | 486 | 6.98 | 3195.4422 | 0 | Heating | 3195.4422 | 4 | 2556.3538 | 2556.3538 | 0 | 6 | 0 | 0 | 4 | 0 | 0 | 0 | 6 | 0 | 511.2708 | 0.19664 | 1 | 0.5 | 0 | 8.2745 | 0 | 8.2745 | 2608.5243 | 0 | 149.3145 | 0.11486 | 1 | 0.5 | 0 | 4.1373 | 0 | 4.1373
2007-01-21 07:00 | 1 | 21 | 7 | 21 | 487 | 6.08 | 6136.5424 | 0 | Heating | 6136.5424 | 4 | 4909.2339 | 3200 | 1709.2339 | 6 | 83.4913 | 0 | 4 | 0 | 0 | 0 | 6 | 0 | 981.8468 | 0.37763 | 1 | 0.75527 | 0 | 21.367 | 0 | 21.367 | 3265.3061 | 0 | 186.9093 | 0.14378 | 1 | 0.5 | 0 | 4.1373 | 0 | 4.1373
2007-01-21 08:00 | 1 | 21 | 8 | 21 | 488 | 6.08 | 5659.7833 | 0 | Heating | 5659.7833 | 4 | 4527.8266 | 3200 | 1327.8266 | 6 | 64.8606 | 0 | 4 | 0 | 0 | 0 | 6 | 0 | 905.5653 | 0.34829 | 1 | 0.69659 | 0 | 17.7402 | 0 | 17.7402 | 3265.3061 | 0 | 186.9093 | 0.14378 | 1 | 0.5 | 0 | 4.1373 | 0 | 4.1373
2007-01-21 09:00 | 1 | 21 | 9 | 21 | 489 | 8.96 | 5137.2552 | 0 | Heating | 5137.2552 | 4 | 4109.8042 | 3200 | 909.8042 | 6 | 44.4414 | 0 | 4 | 0 | 0 | 0 | 6 | 0 | 821.9608 | 0.31614 | 1 | 0.63228 | 0 | 14.1971 | 0 | 14.1971 | 3265.3061 | 0 | 186.9093 | 0.14378 | 1 | 0.5 | 0 | 4.1373 | 0 | 4.1373
2007-01-21 10:00 | 1 | 21 | 10 | 21 | 490 | 12.02 | 4560.1757 | 0 | Heating | 4560.1757 | 4 | 3648.1405 | 3200 | 448.1405 | 6 | 21.8904 | 0 | 4 | 0 | 0 | 0 | 6 | 0 | 729.6281 | 0.28063 | 1 | 0.56125 | 0 | 10.7939 | 0 | 10.7939 | 3265.3061 | 0 | 186.9093 | 0.14378 | 1 | 0.5 | 0 | 4.1373 | 0 | 4.1373
2007-01-21 11:00 | 1 | 21 | 11 | 21 | 491 | 12.02 | 4157.1759 | 0 | Heating | 4157.1759 | 4 | 3325.7407 | 3200 | 125.7407 | 6 | 6.1421 | 0 | 4 | 0 | 0 | 0 | 6 | 0 | 665.1481 | 0.25583 | 1 | 0.51165 | 0 | 8.7248 | 0 | 8.7248 | 3265.3061 | 0 | 186.9093 | 0.14378 | 1 | 0.5 | 0 | 4.1373 | 0 | 4.1373
2007-01-21 12:00 | 1 | 21 | 12 | 21 | 492 | 17.06 | 3748.6741 | 0 | Heating | 3748.6741 | 4 | 2998.9393 | 2998.9393 | 0 | 6 | 0 | 0 | 4 | 0 | 0 | 0 | 6 | 0 | 599.7879 | 0.23069 | 1 | 0.5 | 0 | 8.2745 | 0 | 8.2745 | 3060.1421 | 0 | 175.1655 | 0.13474 | 1 | 0.5 | 0 | 4.1373 | 0 | 4.1373
2007-01-21 13:00 | 1 | 21 | 13 | 21 | 493 | 17.96 | 3502.9174 | 0 | Heating | 3502.9174 | 4 | 2802.3339 | 2802.3339 | 0 | 6 | 0 | 0 | 4 | 0 | 0 | 0 | 6 | 0 | 560.4668 | 0.21556 | 1 | 0.5 | 0 | 8.2745 | 0 | 8.2745 | 2859.5244 | 0 | 163.682 | 0.12591 | 1 | 0.5 | 0 | 4.1373 | 0 | 4.1373
2007-01-21 14:00 | 1 | 21 | 14 | 21 | 494 | 17.96 | 3227.5922 | 0 | Heating | 3227.5922 | 4 | 2582.0738 | 2582.0738 | 0 | 6 | 0 | 0 | 4 | 0 | 0 | 0 | 6 | 0 | 516.4148 | 0.19862 | 1 | 0.5 | 0 | 8.2745 | 0 | 8.2745 | 2634.7692 | 0 | 150.8168 | 0.11601 | 1 | 0.5 | 0 | 4.1373 | 0 | 4.1373
2007-01-21 15:00 | 1 | 21 | 15 | 21 | 495 | 19.04 | 3166.4457 | 0 | Heating | 3166.4457 | 4 | 2533.1565 | 2533.1565 | 0 | 6 | 0 | 0 | 4 | 0 | 0 | 0 | 6 | 0 | 506.6313 | 0.19486 | 1 | 0.5 | 0 | 8.2745 | 0 | 8.2745 | 2584.8536 | 0 | 147.9596 | 0.11382 | 1 | 0.5 | 0 | 4.1373 | 0 | 4.1373
2007-01-21 16:00 | 1 | 21 | 16 | 21 | 496 | 19.04 | 3245.885 | 0 | Heating | 3245.885 | 4 | 2596.708 | 2596.708 | 0 | 6 | 0 | 0 | 4 | 0 | 0 | 0 | 6 | 0 | 519.3416 | 0.19975 | 1 | 0.5 | 0 | 8.2745 | 0 | 8.2745 | 2649.702 | 0 | 151.6716 | 0.11667 | 1 | 0.5 | 0 | 4.1373 | 0 | 4.1373
2007-01-21 17:00 | 1 | 21 | 17 | 21 | 497 | 19.04 | 3302.0058 | 0 | Heating | 3302.0058 | 4 | 2641.6047 | 2641.6047 | 0 | 6 | 0 | 0 | 4 | 0 | 0 | 0 | 6 | 0 | 528.3209 | 0.2032 | 1 | 0.5 | 0 | 8.2745 | 0 | 8.2745 | 2695.515 | 0 | 154.2939 | 0.11869 | 1 | 0.5 | 0 | 4.1373 | 0 | 4.1373
2007-01-21 18:00 | 1 | 21 | 18 | 21 | 498 | 19.04 | 3399.728 | 0 | Heating | 3399.728 | 4 | 2719.7824 | 2719.7824 | 0 | 6 | 0 | 0 | 4 | 0 | 0 | 0 | 6 | 0 | 543.9565 | 0.20921 | 1 | 0.5 | 0 | 8.2745 | 0 | 8.2745 | 2775.2881 | 0 | 158.8602 | 0.1222 | 1 | 0.5 | 0 | 4.1373 | 0 | 4.1373
2007-01-21 19:00 | 1 | 21 | 19 | 21 | 499 | 19.04 | 3551.4087 | 0 | Heating | 3551.4087 | 4 | 2841.127 | 2841.127 | 0 | 6 | 0 | 0 | 4 | 0 | 0 | 0 | 6 | 0 | 568.2254 | 0.21855 | 1 | 0.5 | 0 | 8.2745 | 0 | 8.2745 | 2899.1091 | 0 | 165.9479 | 0.12765 | 1 | 0.5 | 0 | 4.1373 | 0 | 4.1373
2007-01-21 20:00 | 1 | 21 | 20 | 21 | 500 | 19.04 | 3564.1063 | 0 | Heating | 3564.1063 | 4 | 2851.285 | 2851.285 | 0 | 6 | 0 | 0 | 4 | 0 | 0 | 0 | 6 | 0 | 570.257 | 0.21933 | 1 | 0.5 | 0 | 8.2745 | 0 | 8.2745 | 2909.4745 | 0 | 166.5412 | 0.12811 | 1 | 0.5 | 0 | 4.1373 | 0 | 4.1373
2007-01-21 21:00 | 1 | 21 | 21 | 21 | 501 | 17.96 | 3633.4362 | 0 | Heating | 3633.4362 | 4 | 2906.7489 | 2906.7489 | 0 | 6 | 0 | 0 | 4 | 0 | 0 | 0 | 6 | 0 | 581.3498 | 0.2236 | 1 | 0.5 | 0 | 8.2745 | 0 | 8.2745 | 2966.0703 | 0 | 169.7808 | 0.1306 | 1 | 0.5 | 0 | 4.1373 | 0 | 4.1373
2007-01-21 22:00 | 1 | 21 | 22 | 21 | 502 | 19.04 | 2264.4863 | 0 | Heating | 2264.4863 | 4 | 1811.589 | 1811.589 | 0 | 6 | 0 | 0 | 4 | 0 | 0 | 0 | 6 | 0 | 362.3178 | 0.13935 | 1 | 0.5 | 0 | 8.2745 | 0 | 8.2745 | 1848.5602 | 0 | 105.8134 | 0.081395 | 1 | 0.5 | 0 | 4.1373 | 0 | 4.1373
2007-01-21 23:00 | 1 | 21 | 23 | 21 | 503 | 19.04 | 2379.1625 | 0 | Heating | 2379.1625 | 4 | 1903.33 | 1903.33 | 0 | 6 | 0 | 0 | 4 | 0 | 0 | 0 | 6 | 0 | 380.666 | 0.14641 | 1 | 0.5 | 0 | 8.2745 | 0 | 8.2745 | 1942.1735 | 0 | 111.1719 | 0.085517 | 1 | 0.5 | 0 | 4.1373 | 0 | 4.1373
2007-01-22 | 1 | 22 | 0 | 22 | 504 | 17.96 | 2432.1916 | 0 | Heating | 2432.1916 | 4 | 1945.7533 | 1945.7533 | 0 | 6 | 0 | 0 | 4 | 0 | 0 | 0 | 6 | 0 | 389.1507 | 0.14967 | 1 | 0.5 | 0 | 8.2745 | 0 | 8.2745 | 1985.4625 | 0 | 113.6498 | 0.087423 | 1 | 0.5 | 0 | 4.1373 | 0 | 4.1373
2007-01-22 01:00 | 1 | 22 | 1 | 22 | 505 | 17.96 | 2433.6294 | 0 | Heating | 2433.6294 | 4 | 1946.9035 | 1946.9035 | 0 | 6 | 0 | 0 | 4 | 0 | 0 | 0 | 6 | 0 | 389.3807 | 0.14976 | 1 | 0.5 | 0 | 8.2745 | 0 | 8.2745 | 1986.6362 | 0 | 113.717 | 0.087475 | 1 | 0.5 | 0 | 4.1373 | 0 | 4.1373
2007-01-22 02:00 | 1 | 22 | 2 | 22 | 506 | 17.96 | 2224.0797 | 0 | Heating | 2224.0797 | 4 | 1779.2638 | 1779.2638 | 0 | 6 | 0 | 0 | 4 | 0 | 0 | 0 | 6 | 0 | 355.8528 | 0.13687 | 1 | 0.5 | 0 | 8.2745 | 0 | 8.2745 | 1815.5753 | 0 | 103.9253 | 0.079943 | 1 | 0.5 | 0 | 4.1373 | 0 | 4.1373
2007-01-22 03:00 | 1 | 22 | 3 | 22 | 507 | 17.96 | 2245.8783 | 0 | Heating | 2245.8783 | 4 | 1796.7027 | 1796.7027 | 0 | 6 | 0 | 0 | 4 | 0 | 0 | 0 | 6 | 0 | 359.3405 | 0.13821 | 1 | 0.5 | 0 | 8.2745 | 0 | 8.2745 | 1833.3701 | 0 | 104.9439 | 0.080726 | 1 | 0.5 | 0 | 4.1373 | 0 | 4.1373
2007-01-22 04:00 | 1 | 22 | 4 | 22 | 508 | 17.96 | 2263.2724 | 0 | Heating | 2263.2724 | 4 | 1810.6179 | 1810.6179 | 0 | 6 | 0 | 0 | 4 | 0 | 0 | 0 | 6 | 0 | 362.1236 | 0.13928 | 1 | 0.5 | 0 | 8.2745 | 0 | 8.2745 | 1847.5693 | 0 | 105.7567 | 0.081351 | 1 | 0.5 | 0 | 4.1373 | 0 | 4.1373
2007-01-22 05:00 | 1 | 22 | 5 | 22 | 509 | 17.96 | 2407.1214 | 0 | Heating | 2407.1214 | 4 | 1925.6971 | 1925.6971 | 0 | 6 | 0 | 0 | 4 | 0 | 0 | 0 | 6 | 0 | 385.1394 | 0.14813 | 1 | 0.5 | 0 | 8.2745 | 0 | 8.2745 | 1964.997 | 0 | 112.4784 | 0.086522 | 1 | 0.5 | 0 | 4.1373 | 0 | 4.1373
2007-01-22 06:00 | 1 | 22 | 6 | 22 | 510 | 17.6 | 2706.7951 | 0 | Heating | 2706.7951 | 4 | 2165.4361 | 2165.4361 | 0 | 6 | 0 | 0 | 4 | 0 | 0 | 0 | 6 | 0 | 433.0872 | 0.16657 | 1 | 0.5 | 0 | 8.2745 | 0 | 8.2745 | 2209.6287 | 0 | 126.4813 | 0.097293 | 1 | 0.5 | 0 | 4.1373 | 0 | 4.1373
2007-01-22 07:00 | 1 | 22 | 7 | 22 | 511 | 15.8 | 5496.2498 | 0 | Heating | 5496.2498 | 4 | 4396.9999 | 3200 | 1196.9999 | 6 | 58.4701 | 0 | 4 | 0 | 0 | 0 | 6 | 0 | 879.4 | 0.33823 | 1 | 0.67646 | 0 | 16.5833 | 0 | 16.5833 | 3265.3061 | 0 | 186.9093 | 0.14378 | 1 | 0.5 | 0 | 4.1373 | 0 | 4.1373
2007-01-22 08:00 | 1 | 22 | 8 | 22 | 512 | 15.98 | 4970.7783 | 0 | Heating | 4970.7783 | 4 | 3976.6227 | 3200 | 776.6227 | 6 | 37.9358 | 0 | 4 | 0 | 0 | 0 | 6 | 0 | 795.3245 | 0.30589 | 1 | 0.61179 | 0 | 13.1612 | 0 | 13.1612 | 3265.3061 | 0 | 186.9093 | 0.14378 | 1 | 0.5 | 0 | 4.1373 | 0 | 4.1373
2007-01-22 09:00 | 1 | 22 | 9 | 22 | 513 | 15.98 | 4180.9948 | 0 | Heating | 4180.9948 | 4 | 3344.7958 | 3200 | 144.7958 | 6 | 7.0729 | 0 | 4 | 0 | 0 | 0 | 6 | 0 | 668.9592 | 0.25729 | 1 | 0.51458 | 0 | 8.8402 | 0 | 8.8402 | 3265.3061 | 0 | 186.9093 | 0.14378 | 1 | 0.5 | 0 | 4.1373 | 0 | 4.1373
2007-01-22 10:00 | 1 | 22 | 10 | 22 | 514 | 17.96 | 3269.0973 | 0 | Heating | 3269.0973 | 4 | 2615.2779 | 2615.2779 | 0 | 6 | 0 | 0 | 4 | 0 | 0 | 0 | 6 | 0 | 523.0556 | 0.20118 | 1 | 0.5 | 0 | 8.2745 | 0 | 8.2745 | 2668.6509 | 0 | 152.7562 | 0.1175 | 1 | 0.5 | 0 | 4.1373 | 0 | 4.1373
2007-01-22 11:00 | 1 | 22 | 11 | 22 | 515 | 17.96 | 2799.5123 | 0 | Heating | 2799.5123 | 4 | 2239.6098 | 2239.6098 | 0 | 6 | 0 | 0 | 4 | 0 | 0 | 0 | 6 | 0 | 447.922 | 0.17228 | 1 | 0.5 | 0 | 8.2745 | 0 | 8.2745 | 2285.3162 | 0 | 130.8137 | 0.10063 | 1 | 0.5 | 0 | 4.1373 | 0 | 4.1373
2007-01-22 12:00 | 1 | 22 | 12 | 22 | 516 | 21.02 | 2366.8905 | 0 | Heating | 2366.8905 | 4 | 1893.5124 | 1893.5124 | 0 | 6 | 0 | 0 | 4 | 0 | 0 | 0 | 6 | 0 | 378.7025 | 0.14565 | 1 | 0.5 | 0 | 8.2745 | 0 | 8.2745 | 1932.1555 | 0 | 110.5985 | 0.085076 | 1 | 0.5 | 0 | 4.1373 | 0 | 4.1373
2007-01-22 13:00 | 1 | 22 | 13 | 22 | 517 | 21.92 | 2091.9468 | 0 | Heating | 2091.9468 | 4 | 1673.5575 | 1673.5575 | 0 | 6 | 0 | 0 | 4 | 0 | 0 | 0 | 6 | 0 | 334.7115 | 0.12874 | 1 | 0.5 | 0 | 8.2745 | 0 | 8.2745 | 1707.7117 | 0 | 97.7511 | 0.075193 | 1 | 0.5 | 0 | 4.1373 | 0 | 4.1373
2007-01-22 14:00 | 1 | 22 | 14 | 22 | 518 | 21.92 | 1898.4115 | 0 | Heating | 1898.4115 | 4 | 1518.7292 | 1518.7292 | 0 | 6 | 0 | 0 | 4 | 0 | 0 | 0 | 6 | 0 | 303.7458 | 0.11683 | 1 | 0.5 | 0 | 8.2745 | 0 | 8.2745 | 1549.7236 | 0 | 88.7077 | 0.068237 | 1 | 0.5 | 0 | 4.1373 | 0 | 4.1373
2007-01-22 15:00 | 1 | 22 | 15 | 22 | 519 | 21.92 | 1882.6925 | 0 | Heating | 1882.6925 | 4 | 1506.154 | 1506.154 | 0 | 6 | 0 | 0 | 4 | 0 | 0 | 0 | 6 | 0 | 301.2308 | 0.11586 | 1 | 0.5 | 0 | 8.2745 | 0 | 8.2745 | 1536.8919 | 0 | 87.9732 | 0.067672 | 1 | 0.5 | 0 | 4.1373 | 0 | 4.1373
2007-01-22 16:00 | 1 | 22 | 16 | 22 | 520 | 23 | 1913.6355 | 0 | Heating | 1913.6355 | 4 | 1530.9084 | 1530.9084 | 0 | 6 | 0 | 0 | 4 | 0 | 0 | 0 | 6 | 0 | 306.1817 | 0.11776 | 1 | 0.5 | 0 | 8.2745 | 0 | 8.2745 | 1562.1515 | 0 | 89.4191 | 0.068784 | 1 | 0.5 | 0 | 4.1373 | 0 | 4.1373
2007-01-22 17:00 | 1 | 22 | 17 | 22 | 521 | 23 | 2004.8794 | 0 | Heating | 2004.8794 | 4 | 1603.9035 | 1603.9035 | 0 | 6 | 0 | 0 | 4 | 0 | 0 | 0 | 6 | 0 | 320.7807 | 0.12338 | 1 | 0.5 | 0 | 8.2745 | 0 | 8.2745 | 1636.6362 | 0 | 93.6827 | 0.072064 | 1 | 0.5 | 0 | 4.1373 | 0 | 4.1373
2007-01-22 18:00 | 1 | 22 | 18 | 22 | 522 | 21.2 | 2186.9521 | 0 | Heating | 2186.9521 | 4 | 1749.5617 | 1749.5617 | 0 | 6 | 0 | 0 | 4 | 0 | 0 | 0 | 6 | 0 | 349.9123 | 0.13458 | 1 | 0.5 | 0 | 8.2745 | 0 | 8.2745 | 1785.267 | 0 | 102.1904 | 0.078608 | 1 | 0.5 | 0 | 4.1373 | 0 | 4.1373
2007-01-22 19:00 | 1 | 22 | 19 | 22 | 523 | 21.2 | 2326.8371 | 0 | Heating | 2326.8371 | 4 | 1861.4697 | 1861.4697 | 0 | 6 | 0 | 0 | 4 | 0 | 0 | 0 | 6 | 0 | 372.2939 | 0.14319 | 1 | 0.5 | 0 | 8.2745 | 0 | 8.2745 | 1899.4588 | 0 | 108.7269 | 0.083636 | 1 | 0.5 | 0 | 4.1373 | 0 | 4.1373
2007-01-22 20:00 | 1 | 22 | 20 | 22 | 524 | 21.02 | 2354.4595 | 0 | Heating | 2354.4595 | 4 | 1883.5676 | 1883.5676 | 0 | 6 | 0 | 0 | 4 | 0 | 0 | 0 | 6 | 0 | 376.7135 | 0.14489 | 1 | 0.5 | 0 | 8.2745 | 0 | 8.2745 | 1922.0078 | 0 | 110.0176 | 0.084629 | 1 | 0.5 | 0 | 4.1373 | 0 | 4.1373
2007-01-22 21:00 | 1 | 22 | 21 | 22 | 525 | 21.02 | 2418.8701 | 0 | Heating | 2418.8701 | 4 | 1935.0961 | 1935.0961 | 0 | 6 | 0 | 0 | 4 | 0 | 0 | 0 | 6 | 0 | 387.0192 | 0.14885 | 1 | 0.5 | 0 | 8.2745 | 0 | 8.2745 | 1974.5879 | 0 | 113.0274 | 0.086944 | 1 | 0.5 | 0 | 4.1373 | 0 | 4.1373
2007-01-22 22:00 | 1 | 22 | 22 | 22 | 526 | 21.02 | 1516.9021 | 0 | Heating | 1516.9021 | 4 | 1213.5216 | 1213.5216 | 0 | 6 | 0 | 0 | 4 | 0 | 0 | 0 | 6 | 0 | 242.7043 | 0.093348 | 1 | 0.5 | 0 | 8.2745 | 0 | 8.2745 | 1238.2874 | 0 | 70.8808 | 0.054524 | 1 | 0.5 | 0 | 4.1373 | 0 | 4.1373
2007-01-22 23:00 | 1 | 22 | 23 | 22 | 527 | 21.02 | 1444.3725 | 0 | Heating | 1444.3725 | 4 | 1155.498 | 1155.498 | 0 | 6 | 0 | 0 | 4 | 0 | 0 | 0 | 6 | 0 | 231.0996 | 0.088884 | 1 | 0.5 | 0 | 8.2745 | 0 | 8.2745 | 1179.0796 | 0 | 67.4917 | 0.051917 | 1 | 0.5 | 0 | 4.1373 | 0 | 4.1373
2007-01-23 | 1 | 23 | 0 | 23 | 528 | 19.94 | 1456.2869 | 0 | Heating | 1456.2869 | 4 | 1165.0295 | 1165.0295 | 0 | 6 | 0 | 0 | 4 | 0 | 0 | 0 | 6 | 0 | 233.0059 | 0.089618 | 1 | 0.5 | 0 | 8.2745 | 0 | 8.2745 | 1188.8056 | 0 | 68.0484 | 0.052345 | 1 | 0.5 | 0 | 4.1373 | 0 | 4.1373
2007-01-23 01:00 | 1 | 23 | 1 | 23 | 529 | 19.94 | 1432.3361 | 0 | Heating | 1432.3361 | 4 | 1145.8689 | 1145.8689 | 0 | 6 | 0 | 0 | 4 | 0 | 0 | 0 | 6 | 0 | 229.1738 | 0.088144 | 1 | 0.5 | 0 | 8.2745 | 0 | 8.2745 | 1169.254 | 0 | 66.9292 | 0.051484 | 1 | 0.5 | 0 | 4.1373 | 0 | 4.1373
2007-01-23 02:00 | 1 | 23 | 2 | 23 | 530 | 19.94 | 1229.9749 | 0 | Heating | 1229.9749 | 4 | 983.9799 | 983.9799 | 0 | 6 | 0 | 0 | 4 | 0 | 0 | 0 | 6 | 0 | 196.796 | 0.075691 | 1 | 0.5 | 0 | 8.2745 | 0 | 8.2745 | 1004.0611 | 0 | 57.4734 | 0.04421 | 1 | 0.5 | 0 | 4.1373 | 0 | 4.1373
2007-01-23 03:00 | 1 | 23 | 3 | 23 | 531 | 19.4 | 1267.9341 | 0 | Heating | 1267.9341 | 4 | 1014.3473 | 1014.3473 | 0 | 6 | 0 | 0 | 4 | 0 | 0 | 0 | 6 | 0 | 202.8695 | 0.078027 | 1 | 0.5 | 0 | 8.2745 | 0 | 8.2745 | 1035.0483 | 0 | 59.2472 | 0.045575 | 1 | 0.5 | 0 | 4.1373 | 0 | 4.1373
2007-01-23 04:00 | 1 | 23 | 4 | 23 | 532 | 19.4 | 1278.8609 | 0 | Heating | 1278.8609 | 4 | 1023.0887 | 1023.0887 | 0 | 6 | 0 | 0 | 4 | 0 | 0 | 0 | 6 | 0 | 204.6177 | 0.078699 | 1 | 0.5 | 0 | 8.2745 | 0 | 8.2745 | 1043.9681 | 0 | 59.7578 | 0.045968 | 1 | 0.5 | 0 | 4.1373 | 0 | 4.1373
2007-01-23 05:00 | 1 | 23 | 5 | 23 | 533 | 19.94 | 1353.2658 | 0 | Heating | 1353.2658 | 4 | 1082.6126 | 1082.6126 | 0 | 6 | 0 | 0 | 4 | 0 | 0 | 0 | 6 | 0 | 216.5225 | 0.083278 | 1 | 0.5 | 0 | 8.2745 | 0 | 8.2745 | 1104.7068 | 0 | 63.2345 | 0.048642 | 1 | 0.5 | 0 | 4.1373 | 0 | 4.1373
2007-01-23 06:00 | 1 | 23 | 6 | 23 | 534 | 14 | 1616.7306 | 0 | Heating | 1616.7306 | 4 | 1293.3845 | 1293.3845 | 0 | 6 | 0 | 0 | 4 | 0 | 0 | 0 | 6 | 0 | 258.6769 | 0.099491 | 1 | 0.5 | 0 | 8.2745 | 0 | 8.2745 | 1319.7801 | 0 | 75.5455 | 0.058112 | 1 | 0.5 | 0 | 4.1373 | 0 | 4.1373
2007-01-23 07:00 | 1 | 23 | 7 | 23 | 535 | 14 | 3987.0936 | 0 | Heating | 3987.0936 | 4 | 3189.6749 | 3189.6749 | 0 | 6 | 0 | 0 | 4 | 0 | 0 | 0 | 6 | 0 | 637.935 | 0.24536 | 1 | 0.5 | 0 | 8.2745 | 0 | 8.2745 | 3254.7703 | 0 | 186.3063 | 0.14331 | 1 | 0.5 | 0 | 4.1373 | 0 | 4.1373
2007-01-23 08:00 | 1 | 23 | 8 | 23 | 536 | 12.92 | 3398.8431 | 0 | Heating | 3398.8431 | 4 | 2719.0745 | 2719.0745 | 0 | 6 | 0 | 0 | 4 | 0 | 0 | 0 | 6 | 0 | 543.8149 | 0.20916 | 1 | 0.5 | 0 | 8.2745 | 0 | 8.2745 | 2774.5658 | 0 | 158.8189 | 0.12217 | 1 | 0.5 | 0 | 4.1373 | 0 | 4.1373
2007-01-23 09:00 | 1 | 23 | 9 | 23 | 537 | 15.98 | 3103.2638 | 0 | Heating | 3103.2638 | 4 | 2482.611 | 2482.611 | 0 | 6 | 0 | 0 | 4 | 0 | 0 | 0 | 6 | 0 | 496.5222 | 0.19097 | 1 | 0.5 | 0 | 8.2745 | 0 | 8.2745 | 2533.2766 | 0 | 145.0072 | 0.11154 | 1 | 0.5 | 0 | 4.1373 | 0 | 4.1373
2007-01-23 10:00 | 1 | 23 | 10 | 23 | 538 | 21.02 | 2703.8119 | 0 | Heating | 2703.8119 | 4 | 2163.0495 | 2163.0495 | 0 | 6 | 0 | 0 | 4 | 0 | 0 | 0 | 6 | 0 | 432.6099 | 0.16639 | 1 | 0.5 | 0 | 8.2745 | 0 | 8.2745 | 2207.1934 | 0 | 126.3419 | 0.097186 | 1 | 0.5 | 0 | 4.1373 | 0 | 4.1373
2007-01-23 11:00 | 1 | 23 | 11 | 23 | 539 | 21.02 | 2438.2282 | 0 | Heating | 2438.2282 | 4 | 1950.5826 | 1950.5826 | 0 | 6 | 0 | 0 | 4 | 0 | 0 | 0 | 6 | 0 | 390.1165 | 0.15004 | 1 | 0.5 | 0 | 8.2745 | 0 | 8.2745 | 1990.3904 | 0 | 113.9319 | 0.08764 | 1 | 0.5 | 0 | 4.1373 | 0 | 4.1373
2007-01-23 12:00 | 1 | 23 | 12 | 23 | 540 | 26.06 | 2147.8736 | 0 | Heating | 2147.8736 | 4 | 1718.2989 | 1718.2989 | 0 | 6 | 0 | 0 | 4 | 0 | 0 | 0 | 6 | 0 | 343.6598 | 0.13218 | 1 | 0.5 | 0 | 8.2745 | 0 | 8.2745 | 1753.3662 | 0 | 100.3644 | 0.077203 | 1 | 0.5 | 0 | 4.1373 | 0 | 4.1373
2007-01-23 13:00 | 1 | 23 | 13 | 23 | 541 | 28.4 | 2015.7427 | 0 | Heating | 2015.7427 | 4 | 1612.5942 | 1612.5942 | 0 | 6 | 0 | 0 | 4 | 0 | 0 | 0 | 6 | 0 | 322.5188 | 0.12405 | 1 | 0.5 | 0 | 8.2745 | 0 | 8.2745 | 1645.5043 | 0 | 94.1903 | 0.072454 | 1 | 0.5 | 0 | 4.1373 | 0 | 4.1373
2007-01-23 14:00 | 1 | 23 | 14 | 23 | 542 | 28.04 | 1965.8127 | 0 | Heating | 1965.8127 | 4 | 1572.6502 | 1572.6502 | 0 | 6 | 0 | 0 | 4 | 0 | 0 | 0 | 6 | 0 | 314.53 | 0.12097 | 1 | 0.5 | 0 | 8.2745 | 0 | 8.2745 | 1604.7451 | 0 | 91.8572 | 0.070659 | 1 | 0.5 | 0 | 4.1373 | 0 | 4.1373
2007-01-23 15:00 | 1 | 23 | 15 | 23 | 543 | 30.02 | 1971.6742 | 0 | Heating | 1971.6742 | 4 | 1577.3394 | 1577.3394 | 0 | 6 | 0 | 0 | 4 | 0 | 0 | 0 | 6 | 0 | 315.4679 | 0.12133 | 1 | 0.5 | 0 | 8.2745 | 0 | 8.2745 | 1609.53 | 0 | 92.1311 | 0.07087 | 1 | 0.5 | 0 | 4.1373 | 0 | 4.1373
2007-01-23 16:00 | 1 | 23 | 16 | 23 | 544 | 30.02 | 1957.3504 | 0 | Heating | 1957.3504 | 4 | 1565.8804 | 1565.8804 | 0 | 6 | 0 | 0 | 4 | 0 | 0 | 0 | 6 | 0 | 313.1761 | 0.12045 | 1 | 0.5 | 0 | 8.2745 | 0 | 8.2745 | 1597.8371 | 0 | 91.4618 | 0.070355 | 1 | 0.5 | 0 | 4.1373 | 0 | 4.1373
2007-01-23 17:00 | 1 | 23 | 17 | 23 | 545 | 28.04 | 2042.6459 | 0 | Heating | 2042.6459 | 4 | 1634.1167 | 1634.1167 | 0 | 6 | 0 | 0 | 4 | 0 | 0 | 0 | 6 | 0 | 326.8233 | 0.1257 | 1 | 0.5 | 0 | 8.2745 | 0 | 8.2745 | 1667.466 | 0 | 95.4474 | 0.073421 | 1 | 0.5 | 0 | 4.1373 | 0 | 4.1373
2007-01-23 18:00 | 1 | 23 | 18 | 23 | 546 | 28.04 | 2216.3938 | 0 | Heating | 2216.3938 | 4 | 1773.1151 | 1773.1151 | 0 | 6 | 0 | 0 | 4 | 0 | 0 | 0 | 6 | 0 | 354.623 | 0.13639 | 1 | 0.5 | 0 | 8.2745 | 0 | 8.2745 | 1809.3011 | 0 | 103.5662 | 0.079666 | 1 | 0.5 | 0 | 4.1373 | 0 | 4.1373
2007-01-23 19:00 | 1 | 23 | 19 | 23 | 547 | 28.04 | 2374.816 | 0 | Heating | 2374.816 | 4 | 1899.8528 | 1899.8528 | 0 | 6 | 0 | 0 | 4 | 0 | 0 | 0 | 6 | 0 | 379.9706 | 0.14614 | 1 | 0.5 | 0 | 8.2745 | 0 | 8.2745 | 1938.6253 | 0 | 110.9688 | 0.085361 | 1 | 0.5 | 0 | 4.1373 | 0 | 4.1373
2007-01-23 20:00 | 1 | 23 | 20 | 23 | 548 | 28.04 | 2352.5443 | 0 | Heating | 2352.5443 | 4 | 1882.0354 | 1882.0354 | 0 | 6 | 0 | 0 | 4 | 0 | 0 | 0 | 6 | 0 | 376.4071 | 0.14477 | 1 | 0.5 | 0 | 8.2745 | 0 | 8.2745 | 1920.4443 | 0 | 109.9281 | 0.08456 | 1 | 0.5 | 0 | 4.1373 | 0 | 4.1373
2007-01-23 21:00 | 1 | 23 | 21 | 23 | 549 | 23 | 2358.0557 | 0 | Heating | 2358.0557 | 4 | 1886.4446 | 1886.4446 | 0 | 6 | 0 | 0 | 4 | 0 | 0 | 0 | 6 | 0 | 377.2889 | 0.14511 | 1 | 0.5 | 0 | 8.2745 | 0 | 8.2745 | 1924.9435 | 0 | 110.1857 | 0.084758 | 1 | 0.5 | 0 | 4.1373 | 0 | 4.1373
2007-01-23 22:00 | 1 | 23 | 22 | 23 | 550 | 26.06 | 1452.5417 | 0 | Heating | 1452.5417 | 4 | 1162.0333 | 1162.0333 | 0 | 6 | 0 | 0 | 4 | 0 | 0 | 0 | 6 | 0 | 232.4067 | 0.089387 | 1 | 0.5 | 0 | 8.2745 | 0 | 8.2745 | 1185.7483 | 0 | 67.8734 | 0.05221 | 1 | 0.5 | 0 | 4.1373 | 0 | 4.1373
2007-01-23 23:00 | 1 | 23 | 23 | 23 | 551 | 26.06 | 1371.7541 | 0 | Heating | 1371.7541 | 4 | 1097.4032 | 1097.4032 | 0 | 6 | 0 | 0 | 4 | 0 | 0 | 0 | 6 | 0 | 219.4806 | 0.084416 | 1 | 0.5 | 0 | 8.2745 | 0 | 8.2745 | 1119.7992 | 0 | 64.0984 | 0.049306 | 1 | 0.5 | 0 | 4.1373 | 0 | 4.1373
2007-01-24 | 1 | 24 | 0 | 24 | 552 | 26.06 | 1403.2129 | 0 | Heating | 1403.2129 | 4 | 1122.5704 | 1122.5704 | 0 | 6 | 0 | 0 | 4 | 0 | 0 | 0 | 6 | 0 | 224.5141 | 0.086352 | 1 | 0.5 | 0 | 8.2745 | 0 | 8.2745 | 1145.48 | 0 | 65.5684 | 0.050437 | 1 | 0.5 | 0 | 4.1373 | 0 | 4.1373
2007-01-24 01:00 | 1 | 24 | 1 | 24 | 553 | 26.06 | 1391.6048 | 0 | Heating | 1391.6048 | 4 | 1113.2839 | 1113.2839 | 0 | 6 | 0 | 0 | 4 | 0 | 0 | 0 | 6 | 0 | 222.6568 | 0.085637 | 1 | 0.5 | 0 | 8.2745 | 0 | 8.2745 | 1136.0039 | 0 | 65.026 | 0.05002 | 1 | 0.5 | 0 | 4.1373 | 0 | 4.1373
2007-01-24 02:00 | 1 | 24 | 2 | 24 | 554 | 26.06 | 1257.9557 | 0 | Heating | 1257.9557 | 4 | 1006.3646 | 1006.3646 | 0 | 6 | 0 | 0 | 4 | 0 | 0 | 0 | 6 | 0 | 201.2729 | 0.077413 | 1 | 0.5 | 0 | 8.2745 | 0 | 8.2745 | 1026.9026 | 0 | 58.7809 | 0.045216 | 1 | 0.5 | 0 | 4.1373 | 0 | 4.1373
2007-01-24 03:00 | 1 | 24 | 3 | 24 | 555 | 17.06 | 1302.4605 | 0 | Heating | 1302.4605 | 4 | 1041.9684 | 1041.9684 | 0 | 6 | 0 | 0 | 4 | 0 | 0 | 0 | 6 | 0 | 208.3937 | 0.080151 | 1 | 0.5 | 0 | 8.2745 | 0 | 8.2745 | 1063.2331 | 0 | 60.8605 | 0.046816 | 1 | 0.5 | 0 | 4.1373 | 0 | 4.1373
2007-01-24 04:00 | 1 | 24 | 4 | 24 | 556 | 21.02 | 1322.5296 | 0 | Heating | 1322.5296 | 4 | 1058.0237 | 1058.0237 | 0 | 6 | 0 | 0 | 4 | 0 | 0 | 0 | 6 | 0 | 211.6047 | 0.081386 | 1 | 0.5 | 0 | 8.2745 | 0 | 8.2745 | 1079.616 | 0 | 61.7983 | 0.047537 | 1 | 0.5 | 0 | 4.1373 | 0 | 4.1373
2007-01-24 05:00 | 1 | 24 | 5 | 24 | 557 | 21.02 | 1349.571 | 0 | Heating | 1349.571 | 4 | 1079.6568 | 1079.6568 | 0 | 6 | 0 | 0 | 4 | 0 | 0 | 0 | 6 | 0 | 215.9314 | 0.083051 | 1 | 0.5 | 0 | 8.2745 | 0 | 8.2745 | 1101.6906 | 0 | 63.0619 | 0.048509 | 1 | 0.5 | 0 | 4.1373 | 0 | 4.1373
2007-01-24 06:00 | 1 | 24 | 6 | 24 | 558 | 24.08 | 1550.7892 | 0 | Heating | 1550.7892 | 4 | 1240.6314 | 1240.6314 | 0 | 6 | 0 | 0 | 4 | 0 | 0 | 0 | 6 | 0 | 248.1263 | 0.095433 | 1 | 0.5 | 0 | 8.2745 | 0 | 8.2745 | 1265.9504 | 0 | 72.4642 | 0.055742 | 1 | 0.5 | 0 | 4.1373 | 0 | 4.1373
2007-01-24 07:00 | 1 | 24 | 7 | 24 | 559 | 24.98 | 3949.778 | 0 | Heating | 3949.778 | 4 | 3159.8224 | 3159.8224 | 0 | 6 | 0 | 0 | 4 | 0 | 0 | 0 | 6 | 0 | 631.9645 | 0.24306 | 1 | 0.5 | 0 | 8.2745 | 0 | 8.2745 | 3224.3086 | 0 | 184.5626 | 0.14197 | 1 | 0.5 | 0 | 4.1373 | 0 | 4.1373
2007-01-24 08:00 | 1 | 24 | 8 | 24 | 560 | 24.98 | 3359.4749 | 0 | Heating | 3359.4749 | 4 | 2687.58 | 2687.58 | 0 | 6 | 0 | 0 | 4 | 0 | 0 | 0 | 6 | 0 | 537.516 | 0.20674 | 1 | 0.5 | 0 | 8.2745 | 0 | 8.2745 | 2742.4285 | 0 | 156.9793 | 0.12075 | 1 | 0.5 | 0 | 4.1373 | 0 | 4.1373
2007-01-24 09:00 | 1 | 24 | 9 | 24 | 561 | 28.04 | 3031.0219 | 0 | Heating | 3031.0219 | 4 | 2424.8175 | 2424.8175 | 0 | 6 | 0 | 0 | 4 | 0 | 0 | 0 | 6 | 0 | 484.9635 | 0.18652 | 1 | 0.5 | 0 | 8.2745 | 0 | 8.2745 | 2474.3036 | 0 | 141.6316 | 0.10895 | 1 | 0.5 | 0 | 4.1373 | 0 | 4.1373
2007-01-24 10:00 | 1 | 24 | 10 | 24 | 562 | 30.92 | 2592.5272 | 0 | Heating | 2592.5272 | 4 | 2074.0217 | 2074.0217 | 0 | 6 | 0 | 0 | 4 | 0 | 0 | 0 | 6 | 0 | 414.8043 | 0.15954 | 1 | 0.5 | 0 | 8.2745 | 0 | 8.2745 | 2116.3487 | 0 | 121.1419 | 0.093186 | 1 | 0.5 | 0 | 4.1373 | 0 | 4.1373
2007-01-24 11:00 | 1 | 24 | 11 | 24 | 563 | 30.92 | 2325.5591 | 0 | Heating | 2325.5591 | 4 | 1860.4473 | 1860.4473 | 0 | 6 | 0 | 0 | 4 | 0 | 0 | 0 | 6 | 0 | 372.0895 | 0.14311 | 1 | 0.5 | 0 | 8.2745 | 0 | 8.2745 | 1898.4156 | 0 | 108.6672 | 0.08359 | 1 | 0.5 | 0 | 4.1373 | 0 | 4.1373
2007-01-24 12:00 | 1 | 24 | 12 | 24 | 564 | 33.08 | 2017.9066 | 0 | Heating | 2017.9066 | 4 | 1614.3253 | 1614.3253 | 0 | 6 | 0 | 0 | 4 | 0 | 0 | 0 | 6 | 0 | 322.8651 | 0.12418 | 1 | 0.5 | 0 | 8.2745 | 0 | 8.2745 | 1647.2707 | 0 | 94.2914 | 0.072532 | 1 | 0.5 | 0 | 4.1373 | 0 | 4.1373
2007-01-24 13:00 | 1 | 24 | 13 | 24 | 565 | 33.08 | 1782.4851 | 0 | Heating | 1782.4851 | 4 | 1425.988 | 1425.988 | 0 | 6 | 0 | 0 | 4 | 0 | 0 | 0 | 6 | 0 | 285.1976 | 0.10969 | 1 | 0.5 | 0 | 8.2745 | 0 | 8.2745 | 1455.0898 | 0 | 83.2908 | 0.06407 | 1 | 0.5 | 0 | 4.1373 | 0 | 4.1373
2007-01-24 14:00 | 1 | 24 | 14 | 24 | 566 | 33.08 | 1619.9476 | 0 | Heating | 1619.9476 | 4 | 1295.9581 | 1295.9581 | 0 | 6 | 0 | 0 | 4 | 0 | 0 | 0 | 6 | 0 | 259.1916 | 0.099689 | 1 | 0.5 | 0 | 8.2745 | 0 | 8.2745 | 1322.4062 | 0 | 75.6958 | 0.058228 | 1 | 0.5 | 0 | 4.1373 | 0 | 4.1373
2007-01-24 15:00 | 1 | 24 | 15 | 24 | 567 | 33.98 | 1531.3619 | 0 | Heating | 1531.3619 | 4 | 1225.0895 | 1225.0895 | 0 | 6 | 0 | 0 | 4 | 0 | 0 | 0 | 6 | 0 | 245.0179 | 0.094238 | 1 | 0.5 | 0 | 8.2745 | 0 | 8.2745 | 1250.0913 | 0 | 71.5565 | 0.055043 | 1 | 0.5 | 0 | 4.1373 | 0 | 4.1373
2007-01-24 16:00 | 1 | 24 | 16 | 24 | 568 | 30.02 | 1563.0865 | 0 | Heating | 1563.0865 | 4 | 1250.4692 | 1250.4692 | 0 | 6 | 0 | 0 | 4 | 0 | 0 | 0 | 6 | 0 | 250.0938 | 0.09619 | 1 | 0.5 | 0 | 8.2745 | 0 | 8.2745 | 1275.9889 | 0 | 73.0389 | 0.056184 | 1 | 0.5 | 0 | 4.1373 | 0 | 4.1373
2007-01-24 17:00 | 1 | 24 | 17 | 24 | 569 | 30.02 | 1698.9908 | 0 | Heating | 1698.9908 | 4 | 1359.1927 | 1359.1927 | 0 | 6 | 0 | 0 | 4 | 0 | 0 | 0 | 6 | 0 | 271.8385 | 0.10455 | 1 | 0.5 | 0 | 8.2745 | 0 | 8.2745 | 1386.9313 | 0 | 79.3893 | 0.061069 | 1 | 0.5 | 0 | 4.1373 | 0 | 4.1373
2007-01-24 18:00 | 1 | 24 | 18 | 24 | 570 | 28.94 | 1918.6471 | 0 | Heating | 1918.6471 | 4 | 1534.9177 | 1534.9177 | 0 | 6 | 0 | 0 | 4 | 0 | 0 | 0 | 6 | 0 | 306.9835 | 0.11807 | 1 | 0.5 | 0 | 8.2745 | 0 | 8.2745 | 1566.2426 | 0 | 89.6533 | 0.068964 | 1 | 0.5 | 0 | 4.1373 | 0 | 4.1373
2007-01-24 19:00 | 1 | 24 | 19 | 24 | 571 | 26.06 | 2261.1264 | 0 | Heating | 2261.1264 | 4 | 1808.9011 | 1808.9011 | 0 | 6 | 0 | 0 | 4 | 0 | 0 | 0 | 6 | 0 | 361.7802 | 0.13915 | 1 | 0.5 | 0 | 8.2745 | 0 | 8.2745 | 1845.8175 | 0 | 105.6564 | 0.081274 | 1 | 0.5 | 0 | 4.1373 | 0 | 4.1373
2007-01-24 20:00 | 1 | 24 | 20 | 24 | 572 | 26.06 | 2380.0748 | 0 | Heating | 2380.0748 | 4 | 1904.0599 | 1904.0599 | 0 | 6 | 0 | 0 | 4 | 0 | 0 | 0 | 6 | 0 | 380.812 | 0.14647 | 1 | 0.5 | 0 | 8.2745 | 0 | 8.2745 | 1942.9182 | 0 | 111.2146 | 0.08555 | 1 | 0.5 | 0 | 4.1373 | 0 | 4.1373
2007-01-24 21:00 | 1 | 24 | 21 | 24 | 573 | 24.08 | 2423.9532 | 0 | Heating | 2423.9532 | 4 | 1939.1626 | 1939.1626 | 0 | 6 | 0 | 0 | 4 | 0 | 0 | 0 | 6 | 0 | 387.8325 | 0.14917 | 1 | 0.5 | 0 | 8.2745 | 0 | 8.2745 | 1978.7373 | 0 | 113.2649 | 0.087127 | 1 | 0.5 | 0 | 4.1373 | 0 | 4.1373
2007-01-24 22:00 | 1 | 24 | 22 | 24 | 574 | 21.92 | 1472.0503 | 0 | Heating | 1472.0503 | 4 | 1177.6402 | 1177.6402 | 0 | 6 | 0 | 0 | 4 | 0 | 0 | 0 | 6 | 0 | 235.528 | 0.090588 | 1 | 0.5 | 0 | 8.2745 | 0 | 8.2745 | 1201.6737 | 0 | 68.785 | 0.052912 | 1 | 0.5 | 0 | 4.1373 | 0 | 4.1373
2007-01-24 23:00 | 1 | 24 | 23 | 24 | 575 | 21.92 | 1354.0909 | 0 | Heating | 1354.0909 | 4 | 1083.2727 | 1083.2727 | 0 | 6 | 0 | 0 | 4 | 0 | 0 | 0 | 6 | 0 | 216.6545 | 0.083329 | 1 | 0.5 | 0 | 8.2745 | 0 | 8.2745 | 1105.3803 | 0 | 63.2731 | 0.048672 | 1 | 0.5 | 0 | 4.1373 | 0 | 4.1373
2007-01-25 | 1 | 25 | 0 | 25 | 576 | 19.94 | 1392.5914 | 0 | Heating | 1392.5914 | 4 | 1114.0731 | 1114.0731 | 0 | 6 | 0 | 0 | 4 | 0 | 0 | 0 | 6 | 0 | 222.8146 | 0.085698 | 1 | 0.5 | 0 | 8.2745 | 0 | 8.2745 | 1136.8093 | 0 | 65.0721 | 0.050055 | 1 | 0.5 | 0 | 4.1373 | 0 | 4.1373
2007-01-25 01:00 | 1 | 25 | 1 | 25 | 577 | 17.06 | 1152.936 | 0 | Heating | 1152.936 | 4 | 922.3488 | 922.3488 | 0 | 6 | 0 | 0 | 4 | 0 | 0 | 0 | 6 | 0 | 184.4698 | 0.07095 | 1 | 0.5 | 0 | 8.2745 | 0 | 8.2745 | 941.1722 | 0 | 53.8736 | 0.041441 | 1 | 0.5 | 0 | 4.1373 | 0 | 4.1373
2007-01-25 02:00 | 1 | 25 | 2 | 25 | 578 | 17.06 | 1255.6662 | 0 | Heating | 1255.6662 | 4 | 1004.5329 | 1004.5329 | 0 | 6 | 0 | 0 | 4 | 0 | 0 | 0 | 6 | 0 | 200.9066 | 0.077272 | 1 | 0.5 | 0 | 8.2745 | 0 | 8.2745 | 1025.0336 | 0 | 58.6739 | 0.045134 | 1 | 0.5 | 0 | 4.1373 | 0 | 4.1373
2007-01-25 03:00 | 1 | 25 | 3 | 25 | 579 | 14 | 1298.073 | 0 | Heating | 1298.073 | 4 | 1038.4584 | 1038.4584 | 0 | 6 | 0 | 0 | 4 | 0 | 0 | 0 | 6 | 0 | 207.6917 | 0.079881 | 1 | 0.5 | 0 | 8.2745 | 0 | 8.2745 | 1059.6515 | 0 | 60.6555 | 0.046658 | 1 | 0.5 | 0 | 4.1373 | 0 | 4.1373
2007-01-25 04:00 | 1 | 25 | 4 | 25 | 580 | 10.94 | 1294.4995 | 0 | Heating | 1294.4995 | 4 | 1035.5996 | 1035.5996 | 0 | 6 | 0 | 0 | 4 | 0 | 0 | 0 | 6 | 0 | 207.1199 | 0.079662 | 1 | 0.5 | 0 | 8.2745 | 0 | 8.2745 | 1056.7343 | 0 | 60.4885 | 0.04653 | 1 | 0.5 | 0 | 4.1373 | 0 | 4.1373
2007-01-25 05:00 | 1 | 25 | 5 | 25 | 581 | 10.94 | 1320.4965 | 0 | Heating | 1320.4965 | 4 | 1056.3972 | 1056.3972 | 0 | 6 | 0 | 0 | 4 | 0 | 0 | 0 | 6 | 0 | 211.2794 | 0.081261 | 1 | 0.5 | 0 | 8.2745 | 0 | 8.2745 | 1077.9563 | 0 | 61.7033 | 0.047464 | 1 | 0.5 | 0 | 4.1373 | 0 | 4.1373
2007-01-25 06:00 | 1 | 25 | 6 | 25 | 582 | 8.96 | 1560.8885 | 0 | Heating | 1560.8885 | 4 | 1248.7108 | 1248.7108 | 0 | 6 | 0 | 0 | 4 | 0 | 0 | 0 | 6 | 0 | 249.7422 | 0.096055 | 1 | 0.5 | 0 | 8.2745 | 0 | 8.2745 | 1274.1947 | 0 | 72.9362 | 0.056105 | 1 | 0.5 | 0 | 4.1373 | 0 | 4.1373
2007-01-25 07:00 | 1 | 25 | 7 | 25 | 583 | 8.96 | 3903.9055 | 0 | Heating | 3903.9055 | 4 | 3123.1244 | 3123.1244 | 0 | 6 | 0 | 0 | 4 | 0 | 0 | 0 | 6 | 0 | 624.6249 | 0.24024 | 1 | 0.5 | 0 | 8.2745 | 0 | 8.2745 | 3186.8617 | 0 | 182.4191 | 0.14032 | 1 | 0.5 | 0 | 4.1373 | 0 | 4.1373
2007-01-25 08:00 | 1 | 25 | 8 | 25 | 584 | 8.96 | 3287.5561 | 0 | Heating | 3287.5561 | 4 | 2630.0449 | 2630.0449 | 0 | 6 | 0 | 0 | 4 | 0 | 0 | 0 | 6 | 0 | 526.009 | 0.20231 | 1 | 0.5 | 0 | 8.2745 | 0 | 8.2745 | 2683.7193 | 0 | 153.6187 | 0.11817 | 1 | 0.5 | 0 | 4.1373 | 0 | 4.1373
2007-01-25 09:00 | 1 | 25 | 9 | 25 | 585 | 10.94 | 2989.823 | 0 | Heating | 2989.823 | 4 | 2391.8584 | 2391.8584 | 0 | 6 | 0 | 0 | 4 | 0 | 0 | 0 | 6 | 0 | 478.3717 | 0.18399 | 1 | 0.5 | 0 | 8.2745 | 0 | 8.2745 | 2440.6718 | 0 | 139.7065 | 0.10747 | 1 | 0.5 | 0 | 4.1373 | 0 | 4.1373
2007-01-25 10:00 | 1 | 25 | 10 | 25 | 586 | 12.02 | 2602.7363 | 0 | Heating | 2602.7363 | 4 | 2082.1891 | 2082.1891 | 0 | 6 | 0 | 0 | 4 | 0 | 0 | 0 | 6 | 0 | 416.4378 | 0.16017 | 1 | 0.5 | 0 | 8.2745 | 0 | 8.2745 | 2124.6827 | 0 | 121.6189 | 0.093553 | 1 | 0.5 | 0 | 4.1373 | 0 | 4.1373
2007-01-25 11:00 | 1 | 25 | 11 | 25 | 587 | 12.02 | 2372.3025 | 0 | Heating | 2372.3025 | 4 | 1897.842 | 1897.842 | 0 | 6 | 0 | 0 | 4 | 0 | 0 | 0 | 6 | 0 | 379.5684 | 0.14599 | 1 | 0.5 | 0 | 8.2745 | 0 | 8.2745 | 1936.5735 | 0 | 110.8514 | 0.08527 | 1 | 0.5 | 0 | 4.1373 | 0 | 4.1373
2007-01-25 12:00 | 1 | 25 | 12 | 25 | 588 | 15.08 | 2063.3308 | 0 | Heating | 2063.3308 | 4 | 1650.6646 | 1650.6646 | 0 | 6 | 0 | 0 | 4 | 0 | 0 | 0 | 6 | 0 | 330.1329 | 0.12697 | 1 | 0.5 | 0 | 8.2745 | 0 | 8.2745 | 1684.3517 | 0 | 96.4139 | 0.074165 | 1 | 0.5 | 0 | 4.1373 | 0 | 4.1373
2007-01-25 13:00 | 1 | 25 | 13 | 25 | 589 | 17.06 | 1824.4462 | 0 | Heating | 1824.4462 | 4 | 1459.557 | 1459.557 | 0 | 6 | 0 | 0 | 4 | 0 | 0 | 0 | 6 | 0 | 291.9114 | 0.11227 | 1 | 0.5 | 0 | 8.2745 | 0 | 8.2745 | 1489.3439 | 0 | 85.2515 | 0.065578 | 1 | 0.5 | 0 | 4.1373 | 0 | 4.1373
2007-01-25 14:00 | 1 | 25 | 14 | 25 | 590 | 17.06 | 1679.4383 | 0 | Heating | 1679.4383 | 4 | 1343.5507 | 1343.5507 | 0 | 6 | 0 | 0 | 4 | 0 | 0 | 0 | 6 | 0 | 268.7101 | 0.10335 | 1 | 0.5 | 0 | 8.2745 | 0 | 8.2745 | 1370.9701 | 0 | 78.4757 | 0.060366 | 1 | 0.5 | 0 | 4.1373 | 0 | 4.1373
2007-01-25 15:00 | 1 | 25 | 15 | 25 | 591 | 19.4 | 1654.6413 | 0 | Heating | 1654.6413 | 4 | 1323.713 | 1323.713 | 0 | 6 | 0 | 0 | 4 | 0 | 0 | 0 | 6 | 0 | 264.7426 | 0.10182 | 1 | 0.5 | 0 | 8.2745 | 0 | 8.2745 | 1350.7276 | 0 | 77.317 | 0.059475 | 1 | 0.5 | 0 | 4.1373 | 0 | 4.1373
2007-01-25 16:00 | 1 | 25 | 16 | 25 | 592 | 15.98 | 1681.2895 | 0 | Heating | 1681.2895 | 4 | 1345.0316 | 1345.0316 | 0 | 6 | 0 | 0 | 4 | 0 | 0 | 0 | 6 | 0 | 269.0063 | 0.10346 | 1 | 0.5 | 0 | 8.2745 | 0 | 8.2745 | 1372.4812 | 0 | 78.5622 | 0.060432 | 1 | 0.5 | 0 | 4.1373 | 0 | 4.1373
2007-01-25 17:00 | 1 | 25 | 17 | 25 | 593 | 15.98 | 1765.11 | 0 | Heating | 1765.11 | 4 | 1412.088 | 1412.088 | 0 | 6 | 0 | 0 | 4 | 0 | 0 | 0 | 6 | 0 | 282.4176 | 0.10862 | 1 | 0.5 | 0 | 8.2745 | 0 | 8.2745 | 1440.9061 | 0 | 82.4789 | 0.063445 | 1 | 0.5 | 0 | 4.1373 | 0 | 4.1373
2007-01-25 18:00 | 1 | 25 | 18 | 25 | 594 | 12.92 | 1927.679 | 0 | Heating | 1927.679 | 4 | 1542.1432 | 1542.1432 | 0 | 6 | 0 | 0 | 4 | 0 | 0 | 0 | 6 | 0 | 308.4286 | 0.11863 | 1 | 0.5 | 0 | 8.2745 | 0 | 8.2745 | 1573.6155 | 0 | 90.0753 | 0.069289 | 1 | 0.5 | 0 | 4.1373 | 0 | 4.1373
2007-01-25 19:00 | 1 | 25 | 19 | 25 | 595 | 10.94 | 2188.1709 | 0 | Heating | 2188.1709 | 4 | 1750.5368 | 1750.5368 | 0 | 6 | 0 | 0 | 4 | 0 | 0 | 0 | 6 | 0 | 350.1074 | 0.13466 | 1 | 0.5 | 0 | 8.2745 | 0 | 8.2745 | 1786.262 | 0 | 102.2474 | 0.078652 | 1 | 0.5 | 0 | 4.1373 | 0 | 4.1373
2007-01-25 20:00 | 1 | 25 | 20 | 25 | 596 | 10.94 | 2287.6454 | 0 | Heating | 2287.6454 | 4 | 1830.1163 | 1830.1163 | 0 | 6 | 0 | 0 | 4 | 0 | 0 | 0 | 6 | 0 | 366.0233 | 0.14078 | 1 | 0.5 | 0 | 8.2745 | 0 | 8.2745 | 1867.4657 | 0 | 106.8956 | 0.082227 | 1 | 0.5 | 0 | 4.1373 | 0 | 4.1373
2007-01-25 21:00 | 1 | 25 | 21 | 25 | 597 | 6.98 | 2514.2218 | 0 | Heating | 2514.2218 | 4 | 2011.3775 | 2011.3775 | 0 | 6 | 0 | 0 | 4 | 0 | 0 | 0 | 6 | 0 | 402.2755 | 0.15472 | 1 | 0.5 | 0 | 8.2745 | 0 | 8.2745 | 2052.426 | 0 | 117.4829 | 0.090371 | 1 | 0.5 | 0 | 4.1373 | 0 | 4.1373
2007-01-25 22:00 | 1 | 25 | 22 | 25 | 598 | 5 | 1609.0485 | 0 | Heating | 1609.0485 | 4 | 1287.2388 | 1287.2388 | 0 | 6 | 0 | 0 | 4 | 0 | 0 | 0 | 6 | 0 | 257.4478 | 0.099018 | 1 | 0.5 | 0 | 8.2745 | 0 | 8.2745 | 1313.509 | 0 | 75.1865 | 0.057836 | 1 | 0.5 | 0 | 4.1373 | 0 | 4.1373
2007-01-25 23:00 | 1 | 25 | 23 | 25 | 599 | 5 | 1595.212 | 0 | Heating | 1595.212 | 4 | 1276.1696 | 1276.1696 | 0 | 6 | 0 | 0 | 4 | 0 | 0 | 0 | 6 | 0 | 255.2339 | 0.098167 | 1 | 0.5 | 0 | 8.2745 | 0 | 8.2745 | 1302.2138 | 0 | 74.54 | 0.057338 | 1 | 0.5 | 0 | 4.1373 | 0 | 4.1373
2007-01-26 | 1 | 26 | 0 | 26 | 600 | 1.94 | 1693.0749 | 0 | Heating | 1693.0749 | 4 | 1354.4599 | 1354.4599 | 0 | 6 | 0 | 0 | 4 | 0 | 0 | 0 | 6 | 0 | 270.892 | 0.10419 | 1 | 0.5 | 0 | 8.2745 | 0 | 8.2745 | 1382.1019 | 0 | 79.1129 | 0.060856 | 1 | 0.5 | 0 | 4.1373 | 0 | 4.1373
2007-01-26 01:00 | 1 | 26 | 1 | 26 | 601 | 1.4 | 1594.4462 | 0 | Heating | 1594.4462 | 4 | 1275.5569 | 1275.5569 | 0 | 6 | 0 | 0 | 4 | 0 | 0 | 0 | 6 | 0 | 255.1114 | 0.09812 | 1 | 0.5 | 0 | 8.2745 | 0 | 8.2745 | 1301.5887 | 0 | 74.5042 | 0.057311 | 1 | 0.5 | 0 | 4.1373 | 0 | 4.1373
2007-01-26 02:00 | 1 | 26 | 2 | 26 | 602 | -0.04 | 1628.8569 | 0 | Heating | 1628.8569 | 4 | 1303.0855 | 1303.0855 | 0 | 6 | 0 | 0 | 4 | 0 | 0 | 0 | 6 | 0 | 260.6171 | 0.10024 | 1 | 0.5 | 0 | 8.2745 | 0 | 8.2745 | 1329.6791 | 0 | 76.1121 | 0.058548 | 1 | 0.5 | 0 | 4.1373 | 0 | 4.1373
2007-01-26 03:00 | 1 | 26 | 3 | 26 | 603 | -0.04 | 1522.4056 | 0 | Heating | 1522.4056 | 4 | 1217.9245 | 1217.9245 | 0 | 6 | 0 | 0 | 4 | 0 | 0 | 0 | 6 | 0 | 243.5849 | 0.093686 | 1 | 0.5 | 0 | 8.2745 | 0 | 8.2745 | 1242.7801 | 0 | 71.138 | 0.054722 | 1 | 0.5 | 0 | 4.1373 | 0 | 4.1373
2007-01-26 04:00 | 1 | 26 | 4 | 26 | 604 | -2.02 | 1555.8714 | 0 | Heating | 1555.8714 | 4 | 1244.6971 | 1244.6971 | 0 | 6 | 0 | 0 | 4 | 0 | 0 | 0 | 6 | 0 | 248.9394 | 0.095746 | 1 | 0.5 | 0 | 8.2745 | 0 | 8.2745 | 1270.0991 | 0 | 72.7017 | 0.055924 | 1 | 0.5 | 0 | 4.1373 | 0 | 4.1373
2007-01-26 05:00 | 1 | 26 | 5 | 26 | 605 | -2.02 | 1607.0214 | 0 | Heating | 1607.0214 | 4 | 1285.6171 | 1285.6171 | 0 | 6 | 0 | 0 | 4 | 0 | 0 | 0 | 6 | 0 | 257.1234 | 0.098894 | 1 | 0.5 | 0 | 8.2745 | 0 | 8.2745 | 1311.8542 | 0 | 75.0918 | 0.057763 | 1 | 0.5 | 0 | 4.1373 | 0 | 4.1373
2007-01-26 06:00 | 1 | 26 | 6 | 26 | 606 | -2.2 | 1882.1705 | 0 | Heating | 1882.1705 | 4 | 1505.7364 | 1505.7364 | 0 | 6 | 0 | 0 | 4 | 0 | 0 | 0 | 6 | 0 | 301.1473 | 0.11583 | 1 | 0.5 | 0 | 8.2745 | 0 | 8.2745 | 1536.4657 | 0 | 87.9488 | 0.067653 | 1 | 0.5 | 0 | 4.1373 | 0 | 4.1373
2007-01-26 07:00 | 1 | 26 | 7 | 26 | 607 | -2.2 | 4464.8709 | 0 | Heating | 4464.8709 | 4 | 3571.8967 | 3200 | 371.8967 | 6 | 18.1661 | 0 | 4 | 0 | 0 | 0 | 6 | 0 | 714.3793 | 0.27476 | 1 | 0.54952 | 0 | 10.2821 | 0 | 10.2821 | 3265.3061 | 0 | 186.9093 | 0.14378 | 1 | 0.5 | 0 | 4.1373 | 0 | 4.1373
2007-01-26 08:00 | 1 | 26 | 8 | 26 | 608 | -2.92 | 3795.6061 | 0 | Heating | 3795.6061 | 4 | 3036.4848 | 3036.4848 | 0 | 6 | 0 | 0 | 4 | 0 | 0 | 0 | 6 | 0 | 607.297 | 0.23358 | 1 | 0.5 | 0 | 8.2745 | 0 | 8.2745 | 3098.4539 | 0 | 177.3586 | 0.13643 | 1 | 0.5 | 0 | 4.1373 | 0 | 4.1373
2007-01-26 09:00 | 1 | 26 | 9 | 26 | 609 | 1.04 | 3486.7112 | 0 | Heating | 3486.7112 | 4 | 2789.369 | 2789.369 | 0 | 6 | 0 | 0 | 4 | 0 | 0 | 0 | 6 | 0 | 557.8738 | 0.21457 | 1 | 0.5 | 0 | 8.2745 | 0 | 8.2745 | 2846.2949 | 0 | 162.9247 | 0.12533 | 1 | 0.5 | 0 | 4.1373 | 0 | 4.1373
2007-01-26 10:00 | 1 | 26 | 10 | 26 | 610 | 3.2 | 2985.2247 | 0 | Heating | 2985.2247 | 4 | 2388.1797 | 2388.1797 | 0 | 6 | 0 | 0 | 4 | 0 | 0 | 0 | 6 | 0 | 477.6359 | 0.18371 | 1 | 0.5 | 0 | 8.2745 | 0 | 8.2745 | 2436.9181 | 0 | 139.4916 | 0.1073 | 1 | 0.5 | 0 | 4.1373 | 0 | 4.1373
2007-01-26 11:00 | 1 | 26 | 11 | 26 | 611 | 3.92 | 2682.3544 | 0 | Heating | 2682.3544 | 4 | 2145.8835 | 2145.8835 | 0 | 6 | 0 | 0 | 4 | 0 | 0 | 0 | 6 | 0 | 429.1767 | 0.16507 | 1 | 0.5 | 0 | 8.2745 | 0 | 8.2745 | 2189.6771 | 0 | 125.3393 | 0.096415 | 1 | 0.5 | 0 | 4.1373 | 0 | 4.1373
2007-01-26 12:00 | 1 | 26 | 12 | 26 | 612 | 8.06 | 2349.245 | 0 | Heating | 2349.245 | 4 | 1879.396 | 1879.396 | 0 | 6 | 0 | 0 | 4 | 0 | 0 | 0 | 6 | 0 | 375.8792 | 0.14457 | 1 | 0.5 | 0 | 8.2745 | 0 | 8.2745 | 1917.751 | 0 | 109.774 | 0.084442 | 1 | 0.5 | 0 | 4.1373 | 0 | 4.1373
2007-01-26 13:00 | 1 | 26 | 13 | 26 | 613 | 8.96 | 2218.4509 | 0 | Heating | 2218.4509 | 4 | 1774.7607 | 1774.7607 | 0 | 6 | 0 | 0 | 4 | 0 | 0 | 0 | 6 | 0 | 354.9521 | 0.13652 | 1 | 0.5 | 0 | 8.2745 | 0 | 8.2745 | 1810.9803 | 0 | 103.6623 | 0.07974 | 1 | 0.5 | 0 | 4.1373 | 0 | 4.1373
2007-01-26 14:00 | 1 | 26 | 14 | 26 | 614 | 8.96 | 2163.036 | 0 | Heating | 2163.036 | 4 | 1730.4288 | 1730.4288 | 0 | 6 | 0 | 0 | 4 | 0 | 0 | 0 | 6 | 0 | 346.0858 | 0.13311 | 1 | 0.5 | 0 | 8.2745 | 0 | 8.2745 | 1765.7437 | 0 | 101.0729 | 0.077748 | 1 | 0.5 | 0 | 4.1373 | 0 | 4.1373
2007-01-26 15:00 | 1 | 26 | 15 | 26 | 615 | 8.96 | 2156.8612 | 0 | Heating | 2156.8612 | 4 | 1725.489 | 1725.489 | 0 | 6 | 0 | 0 | 4 | 0 | 0 | 0 | 6 | 0 | 345.0978 | 0.13273 | 1 | 0.5 | 0 | 8.2745 | 0 | 8.2745 | 1760.703 | 0 | 100.7844 | 0.077526 | 1 | 0.5 | 0 | 4.1373 | 0 | 4.1373
2007-01-26 16:00 | 1 | 26 | 16 | 26 | 616 | 10.94 | 2200.5645 | 0 | Heating | 2200.5645 | 4 | 1760.4516 | 1760.4516 | 0 | 6 | 0 | 0 | 4 | 0 | 0 | 0 | 6 | 0 | 352.0903 | 0.13542 | 1 | 0.5 | 0 | 8.2745 | 0 | 8.2745 | 1796.3792 | 0 | 102.8265 | 0.079097 | 1 | 0.5 | 0 | 4.1373 | 0 | 4.1373
2007-01-26 17:00 | 1 | 26 | 17 | 26 | 617 | 10.94 | 2413.6436 | 0 | Heating | 2413.6436 | 4 | 1930.9149 | 1930.9149 | 0 | 6 | 0 | 0 | 4 | 0 | 0 | 0 | 6 | 0 | 386.183 | 0.14853 | 1 | 0.5 | 0 | 8.2745 | 0 | 8.2745 | 1970.3213 | 0 | 112.7831 | 0.086756 | 1 | 0.5 | 0 | 4.1373 | 0 | 4.1373
2007-01-26 18:00 | 1 | 26 | 18 | 26 | 618 | 8.06 | 2657.91 | 0 | Heating | 2657.91 | 4 | 2126.328 | 2126.328 | 0 | 6 | 0 | 0 | 4 | 0 | 0 | 0 | 6 | 0 | 425.2656 | 0.16356 | 1 | 0.5 | 0 | 8.2745 | 0 | 8.2745 | 2169.7225 | 0 | 124.1971 | 0.095536 | 1 | 0.5 | 0 | 4.1373 | 0 | 4.1373
2007-01-26 19:00 | 1 | 26 | 19 | 26 | 619 | 6.98 | 2829.9007 | 0 | Heating | 2829.9007 | 4 | 2263.9205 | 2263.9205 | 0 | 6 | 0 | 0 | 4 | 0 | 0 | 0 | 6 | 0 | 452.7841 | 0.17415 | 1 | 0.5 | 0 | 8.2745 | 0 | 8.2745 | 2310.123 | 0 | 132.2337 | 0.10172 | 1 | 0.5 | 0 | 4.1373 | 0 | 4.1373
2007-01-26 20:00 | 1 | 26 | 20 | 26 | 620 | 6.98 | 2933.2543 | 0 | Heating | 2933.2543 | 4 | 2346.6035 | 2346.6035 | 0 | 6 | 0 | 0 | 4 | 0 | 0 | 0 | 6 | 0 | 469.3207 | 0.18051 | 1 | 0.5 | 0 | 8.2745 | 0 | 8.2745 | 2394.4933 | 0 | 137.0632 | 0.10543 | 1 | 0.5 | 0 | 4.1373 | 0 | 4.1373
2007-01-26 21:00 | 1 | 26 | 21 | 26 | 621 | 5 | 3047.526 | 0 | Heating | 3047.526 | 4 | 2438.0208 | 2438.0208 | 0 | 6 | 0 | 0 | 4 | 0 | 0 | 0 | 6 | 0 | 487.6042 | 0.18754 | 1 | 0.5 | 0 | 8.2745 | 0 | 8.2745 | 2487.7763 | 0 | 142.4028 | 0.10954 | 1 | 0.5 | 0 | 4.1373 | 0 | 4.1373
2007-01-26 22:00 | 1 | 26 | 22 | 26 | 622 | 3.92 | 3113.6715 | 0 | Heating | 3113.6715 | 4 | 2490.9372 | 2490.9372 | 0 | 6 | 0 | 0 | 4 | 0 | 0 | 0 | 6 | 0 | 498.1874 | 0.19161 | 1 | 0.5 | 0 | 8.2745 | 0 | 8.2745 | 2541.7727 | 0 | 145.4936 | 0.11192 | 1 | 0.5 | 0 | 4.1373 | 0 | 4.1373
2007-01-26 23:00 | 1 | 26 | 23 | 26 | 623 | 3.92 | 1948.6334 | 0 | Heating | 1948.6334 | 4 | 1558.9067 | 1558.9067 | 0 | 6 | 0 | 0 | 4 | 0 | 0 | 0 | 6 | 0 | 311.7813 | 0.11992 | 1 | 0.5 | 0 | 8.2745 | 0 | 8.2745 | 1590.7212 | 0 | 91.0544 | 0.070042 | 1 | 0.5 | 0 | 4.1373 | 0 | 4.1373
2007-01-27 | 1 | 27 | 0 | 27 | 624 | 5 | 1912.2007 | 0 | Heating | 1912.2007 | 4 | 1529.7605 | 1529.7605 | 0 | 6 | 0 | 0 | 4 | 0 | 0 | 0 | 6 | 0 | 305.9521 | 0.11767 | 1 | 0.5 | 0 | 8.2745 | 0 | 8.2745 | 1560.9801 | 0 | 89.352 | 0.068732 | 1 | 0.5 | 0 | 4.1373 | 0 | 4.1373
2007-01-27 01:00 | 1 | 27 | 1 | 27 | 625 | 5 | 1816.1791 | 0 | Heating | 1816.1791 | 4 | 1452.9433 | 1452.9433 | 0 | 6 | 0 | 0 | 4 | 0 | 0 | 0 | 6 | 0 | 290.5887 | 0.11176 | 1 | 0.5 | 0 | 8.2745 | 0 | 8.2745 | 1482.5952 | 0 | 84.8652 | 0.065281 | 1 | 0.5 | 0 | 4.1373 | 0 | 4.1373
2007-01-27 02:00 | 1 | 27 | 2 | 27 | 626 | 5 | 1882.7887 | 0 | Heating | 1882.7887 | 4 | 1506.2309 | 1506.2309 | 0 | 6 | 0 | 0 | 4 | 0 | 0 | 0 | 6 | 0 | 301.2462 | 0.11586 | 1 | 0.5 | 0 | 8.2745 | 0 | 8.2745 | 1536.9703 | 0 | 87.9777 | 0.067675 | 1 | 0.5 | 0 | 4.1373 | 0 | 4.1373
2007-01-27 03:00 | 1 | 27 | 3 | 27 | 627 | 6.08 | 1894.6922 | 0 | Heating | 1894.6922 | 4 | 1515.7537 | 1515.7537 | 0 | 6 | 0 | 0 | 4 | 0 | 0 | 0 | 6 | 0 | 303.1507 | 0.1166 | 1 | 0.5 | 0 | 8.2745 | 0 | 8.2745 | 1546.6875 | 0 | 88.5339 | 0.068103 | 1 | 0.5 | 0 | 4.1373 | 0 | 4.1373
2007-01-27 04:00 | 1 | 27 | 4 | 27 | 628 | 6.98 | 1951.28 | 0 | Heating | 1951.28 | 4 | 1561.024 | 1561.024 | 0 | 6 | 0 | 0 | 4 | 0 | 0 | 0 | 6 | 0 | 312.2048 | 0.12008 | 1 | 0.5 | 0 | 8.2745 | 0 | 8.2745 | 1592.8816 | 0 | 91.1781 | 0.070137 | 1 | 0.5 | 0 | 4.1373 | 0 | 4.1373
2007-01-27 05:00 | 1 | 27 | 5 | 27 | 629 | 6.98 | 1969.5848 | 0 | Heating | 1969.5848 | 4 | 1575.6678 | 1575.6678 | 0 | 6 | 0 | 0 | 4 | 0 | 0 | 0 | 6 | 0 | 315.1336 | 0.12121 | 1 | 0.5 | 0 | 8.2745 | 0 | 8.2745 | 1607.8243 | 0 | 92.0334 | 0.070795 | 1 | 0.5 | 0 | 4.1373 | 0 | 4.1373
2007-01-27 06:00 | 1 | 27 | 6 | 27 | 630 | 8.06 | 2140.8388 | 0 | Heating | 2140.8388 | 4 | 1712.6711 | 1712.6711 | 0 | 6 | 0 | 0 | 4 | 0 | 0 | 0 | 6 | 0 | 342.5342 | 0.13174 | 1 | 0.5 | 0 | 8.2745 | 0 | 8.2745 | 1747.6235 | 0 | 100.0357 | 0.076951 | 1 | 0.5 | 0 | 4.1373 | 0 | 4.1373
2007-01-27 07:00 | 1 | 27 | 7 | 27 | 631 | 8.06 | 2440.9352 | 0 | Heating | 2440.9352 | 4 | 1952.7481 | 1952.7481 | 0 | 6 | 0 | 0 | 4 | 0 | 0 | 0 | 6 | 0 | 390.5496 | 0.15021 | 1 | 0.5 | 0 | 8.2745 | 0 | 8.2745 | 1992.6001 | 0 | 114.0584 | 0.087737 | 1 | 0.5 | 0 | 4.1373 | 0 | 4.1373
2007-01-27 08:00 | 1 | 27 | 8 | 27 | 632 | 8.06 | 2420.2927 | 0 | Heating | 2420.2927 | 4 | 1936.2342 | 1936.2342 | 0 | 6 | 0 | 0 | 4 | 0 | 0 | 0 | 6 | 0 | 387.2468 | 0.14894 | 1 | 0.5 | 0 | 8.2745 | 0 | 8.2745 | 1975.7492 | 0 | 113.0938 | 0.086995 | 1 | 0.5 | 0 | 4.1373 | 0 | 4.1373
2007-01-27 09:00 | 1 | 27 | 9 | 27 | 633 | 8.6 | 4626.3021 | 0 | Heating | 4626.3021 | 4 | 3701.0416 | 3200 | 501.0416 | 6 | 24.4745 | 0 | 4 | 0 | 0 | 0 | 6 | 0 | 740.2083 | 0.2847 | 1 | 0.56939 | 0 | 11.1573 | 0 | 11.1573 | 3265.3061 | 0 | 186.9093 | 0.14378 | 1 | 0.5 | 0 | 4.1373 | 0 | 4.1373
2007-01-27 10:00 | 1 | 27 | 10 | 27 | 634 | 8.96 | 3959.7593 | 0 | Heating | 3959.7593 | 4 | 3167.8075 | 3167.8075 | 0 | 6 | 0 | 0 | 4 | 0 | 0 | 0 | 6 | 0 | 633.5615 | 0.24368 | 1 | 0.5 | 0 | 8.2745 | 0 | 8.2745 | 3232.4566 | 0 | 185.029 | 0.14233 | 1 | 0.5 | 0 | 4.1373 | 0 | 4.1373
2007-01-27 11:00 | 1 | 27 | 11 | 27 | 635 | 8.96 | 3524.3888 | 0 | Heating | 3524.3888 | 4 | 2819.511 | 2819.511 | 0 | 6 | 0 | 0 | 4 | 0 | 0 | 0 | 6 | 0 | 563.9022 | 0.21689 | 1 | 0.5 | 0 | 8.2745 | 0 | 8.2745 | 2877.052 | 0 | 164.6853 | 0.12668 | 1 | 0.5 | 0 | 4.1373 | 0 | 4.1373
2007-01-27 12:00 | 1 | 27 | 12 | 27 | 636 | 10.4 | 3188.7003 | 0 | Heating | 3188.7003 | 4 | 2550.9602 | 2550.9602 | 0 | 6 | 0 | 0 | 4 | 0 | 0 | 0 | 6 | 0 | 510.192 | 0.19623 | 1 | 0.5 | 0 | 8.2745 | 0 | 8.2745 | 2603.0206 | 0 | 148.9995 | 0.11461 | 1 | 0.5 | 0 | 4.1373 | 0 | 4.1373
2007-01-27 13:00 | 1 | 27 | 13 | 27 | 637 | 12.92 | 2877.8225 | 0 | Heating | 2877.8225 | 4 | 2302.258 | 2302.258 | 0 | 6 | 0 | 0 | 4 | 0 | 0 | 0 | 6 | 0 | 460.4516 | 0.1771 | 1 | 0.5 | 0 | 8.2745 | 0 | 8.2745 | 2349.2428 | 0 | 134.473 | 0.10344 | 1 | 0.5 | 0 | 4.1373 | 0 | 4.1373
2007-01-27 14:00 | 1 | 27 | 14 | 27 | 638 | 12.92 | 2702.1895 | 0 | Heating | 2702.1895 | 4 | 2161.7516 | 2161.7516 | 0 | 6 | 0 | 0 | 4 | 0 | 0 | 0 | 6 | 0 | 432.3503 | 0.16629 | 1 | 0.5 | 0 | 8.2745 | 0 | 8.2745 | 2205.869 | 0 | 126.2661 | 0.097128 | 1 | 0.5 | 0 | 4.1373 | 0 | 4.1373
2007-01-27 15:00 | 1 | 27 | 15 | 27 | 639 | 14 | 2608.9817 | 0 | Heating | 2608.9817 | 4 | 2087.1853 | 2087.1853 | 0 | 6 | 0 | 0 | 4 | 0 | 0 | 0 | 6 | 0 | 417.4371 | 0.16055 | 1 | 0.5 | 0 | 8.2745 | 0 | 8.2745 | 2129.7809 | 0 | 121.9108 | 0.093778 | 1 | 0.5 | 0 | 4.1373 | 0 | 4.1373
2007-01-27 16:00 | 1 | 27 | 16 | 27 | 640 | 14 | 2560.8424 | 0 | Heating | 2560.8424 | 4 | 2048.674 | 2048.674 | 0 | 6 | 0 | 0 | 4 | 0 | 0 | 0 | 6 | 0 | 409.7348 | 0.15759 | 1 | 0.5 | 0 | 8.2745 | 0 | 8.2745 | 2090.4836 | 0 | 119.6613 | 0.092047 | 1 | 0.5 | 0 | 4.1373 | 0 | 4.1373
2007-01-27 17:00 | 1 | 27 | 17 | 27 | 641 | 14 | 2628.5253 | 0 | Heating | 2628.5253 | 4 | 2102.8203 | 2102.8203 | 0 | 6 | 0 | 0 | 4 | 0 | 0 | 0 | 6 | 0 | 420.5641 | 0.16176 | 1 | 0.5 | 0 | 8.2745 | 0 | 8.2745 | 2145.735 | 0 | 122.824 | 0.09448 | 1 | 0.5 | 0 | 4.1373 | 0 | 4.1373
2007-01-27 18:00 | 1 | 27 | 18 | 27 | 642 | 14 | 3273.7264 | 0 | Heating | 3273.7264 | 4 | 2618.9812 | 2618.9812 | 0 | 6 | 0 | 0 | 4 | 0 | 0 | 0 | 6 | 0 | 523.7962 | 0.20146 | 1 | 0.5 | 0 | 8.2745 | 0 | 8.2745 | 2672.4297 | 0 | 152.9725 | 0.11767 | 1 | 0.5 | 0 | 4.1373 | 0 | 4.1373
2007-01-27 19:00 | 1 | 27 | 19 | 27 | 643 | 15.08 | 3565.4368 | 0 | Heating | 3565.4368 | 4 | 2852.3494 | 2852.3494 | 0 | 6 | 0 | 0 | 4 | 0 | 0 | 0 | 6 | 0 | 570.4699 | 0.21941 | 1 | 0.5 | 0 | 8.2745 | 0 | 8.2745 | 2910.5606 | 0 | 166.6034 | 0.12816 | 1 | 0.5 | 0 | 4.1373 | 0 | 4.1373
2007-01-27 20:00 | 1 | 27 | 20 | 27 | 644 | 15.08 | 2027.1894 | 0 | Heating | 2027.1894 | 4 | 1621.7515 | 1621.7515 | 0 | 6 | 0 | 0 | 4 | 0 | 0 | 0 | 6 | 0 | 324.3503 | 0.12475 | 1 | 0.5 | 0 | 8.2745 | 0 | 8.2745 | 1654.8485 | 0 | 94.7252 | 0.072866 | 1 | 0.5 | 0 | 4.1373 | 0 | 4.1373
2007-01-27 21:00 | 1 | 27 | 21 | 27 | 645 | 15.08 | 2082.6975 | 0 | Heating | 2082.6975 | 4 | 1666.158 | 1666.158 | 0 | 6 | 0 | 0 | 4 | 0 | 0 | 0 | 6 | 0 | 333.2316 | 0.12817 | 1 | 0.5 | 0 | 8.2745 | 0 | 8.2745 | 1700.1612 | 0 | 97.3189 | 0.074861 | 1 | 0.5 | 0 | 4.1373 | 0 | 4.1373
2007-01-27 22:00 | 1 | 27 | 22 | 27 | 646 | 15.98 | 2019.8903 | 0 | Heating | 2019.8903 | 4 | 1615.9123 | 1615.9123 | 0 | 6 | 0 | 0 | 4 | 0 | 0 | 0 | 6 | 0 | 323.1825 | 0.1243 | 1 | 0.5 | 0 | 8.2745 | 0 | 8.2745 | 1648.8901 | 0 | 94.3841 | 0.072603 | 1 | 0.5 | 0 | 4.1373 | 0 | 4.1373
2007-01-27 23:00 | 1 | 27 | 23 | 27 | 647 | 15.98 | 1966.0713 | 0 | Heating | 1966.0713 | 4 | 1572.857 | 1572.857 | 0 | 6 | 0 | 0 | 4 | 0 | 0 | 0 | 6 | 0 | 314.5714 | 0.12099 | 1 | 0.5 | 0 | 8.2745 | 0 | 8.2745 | 1604.9561 | 0 | 91.8693 | 0.070669 | 1 | 0.5 | 0 | 4.1373 | 0 | 4.1373
2007-01-28 | 1 | 28 | 0 | 28 | 648 | 15.8 | 1887.9713 | 0 | Heating | 1887.9713 | 4 | 1510.377 | 1510.377 | 0 | 6 | 0 | 0 | 4 | 0 | 0 | 0 | 6 | 0 | 302.0754 | 0.11618 | 1 | 0.5 | 0 | 8.2745 | 0 | 8.2745 | 1541.201 | 0 | 88.2199 | 0.067861 | 1 | 0.5 | 0 | 4.1373 | 0 | 4.1373
2007-01-28 01:00 | 1 | 28 | 1 | 28 | 649 | 17.6 | 1860.5708 | 0 | Heating | 1860.5708 | 4 | 1488.4567 | 1488.4567 | 0 | 6 | 0 | 0 | 4 | 0 | 0 | 0 | 6 | 0 | 297.6913 | 0.1145 | 1 | 0.5 | 0 | 8.2745 | 0 | 8.2745 | 1518.8333 | 0 | 86.9395 | 0.066877 | 1 | 0.5 | 0 | 4.1373 | 0 | 4.1373
2007-01-28 02:00 | 1 | 28 | 2 | 28 | 650 | 17.06 | 1660.544 | 0 | Heating | 1660.544 | 4 | 1328.4352 | 1328.4352 | 0 | 6 | 0 | 0 | 4 | 0 | 0 | 0 | 6 | 0 | 265.687 | 0.10219 | 1 | 0.5 | 0 | 8.2745 | 0 | 8.2745 | 1355.5461 | 0 | 77.5928 | 0.059687 | 1 | 0.5 | 0 | 4.1373 | 0 | 4.1373
2007-01-28 03:00 | 1 | 28 | 3 | 28 | 651 | 17.96 | 1689.7682 | 0 | Heating | 1689.7682 | 4 | 1351.8146 | 1351.8146 | 0 | 6 | 0 | 0 | 4 | 0 | 0 | 0 | 6 | 0 | 270.3629 | 0.10399 | 1 | 0.5 | 0 | 8.2745 | 0 | 8.2745 | 1379.4026 | 0 | 78.9584 | 0.060737 | 1 | 0.5 | 0 | 4.1373 | 0 | 4.1373
2007-01-28 04:00 | 1 | 28 | 4 | 28 | 652 | 17.96 | 1704.6059 | 0 | Heating | 1704.6059 | 4 | 1363.6847 | 1363.6847 | 0 | 6 | 0 | 0 | 4 | 0 | 0 | 0 | 6 | 0 | 272.7369 | 0.1049 | 1 | 0.5 | 0 | 8.2745 | 0 | 8.2745 | 1391.515 | 0 | 79.6517 | 0.061271 | 1 | 0.5 | 0 | 4.1373 | 0 | 4.1373
2007-01-28 05:00 | 1 | 28 | 5 | 28 | 653 | 17.96 | 1736.7552 | 0 | Heating | 1736.7552 | 4 | 1389.4042 | 1389.4042 | 0 | 6 | 0 | 0 | 4 | 0 | 0 | 0 | 6 | 0 | 277.8808 | 0.10688 | 1 | 0.5 | 0 | 8.2745 | 0 | 8.2745 | 1417.7594 | 0 | 81.1539 | 0.062426 | 1 | 0.5 | 0 | 4.1373 | 0 | 4.1373
2007-01-28 06:00 | 1 | 28 | 6 | 28 | 654 | 14 | 1912.9771 | 0 | Heating | 1912.9771 | 4 | 1530.3817 | 1530.3817 | 0 | 6 | 0 | 0 | 4 | 0 | 0 | 0 | 6 | 0 | 306.0763 | 0.11772 | 1 | 0.5 | 0 | 8.2745 | 0 | 8.2745 | 1561.6139 | 0 | 89.3883 | 0.06876 | 1 | 0.5 | 0 | 4.1373 | 0 | 4.1373
2007-01-28 07:00 | 1 | 28 | 7 | 28 | 655 | 12.2 | 4537.1312 | 0 | Heating | 4537.1312 | 4 | 3629.7049 | 3200 | 429.7049 | 6 | 20.9899 | 0 | 4 | 0 | 0 | 0 | 6 | 0 | 725.941 | 0.27921 | 1 | 0.55842 | 0 | 10.6688 | 0 | 10.6688 | 3265.3061 | 0 | 186.9093 | 0.14378 | 1 | 0.5 | 0 | 4.1373 | 0 | 4.1373
2007-01-28 08:00 | 1 | 28 | 8 | 28 | 656 | 12.92 | 3934.2846 | 0 | Heating | 3934.2846 | 4 | 3147.4277 | 3147.4277 | 0 | 6 | 0 | 0 | 4 | 0 | 0 | 0 | 6 | 0 | 629.4855 | 0.24211 | 1 | 0.5 | 0 | 8.2745 | 0 | 8.2745 | 3211.6609 | 0 | 183.8386 | 0.14141 | 1 | 0.5 | 0 | 4.1373 | 0 | 4.1373
2007-01-28 09:00 | 1 | 28 | 9 | 28 | 657 | 19.94 | 3539.6682 | 0 | Heating | 3539.6682 | 4 | 2831.7346 | 2831.7346 | 0 | 6 | 0 | 0 | 4 | 0 | 0 | 0 | 6 | 0 | 566.3469 | 0.21783 | 1 | 0.5 | 0 | 8.2745 | 0 | 8.2745 | 2889.5251 | 0 | 165.3993 | 0.12723 | 1 | 0.5 | 0 | 4.1373 | 0 | 4.1373
2007-01-28 10:00 | 1 | 28 | 10 | 28 | 658 | 24.98 | 2841.5065 | 0 | Heating | 2841.5065 | 4 | 2273.2052 | 2273.2052 | 0 | 6 | 0 | 0 | 4 | 0 | 0 | 0 | 6 | 0 | 454.641 | 0.17486 | 1 | 0.5 | 0 | 8.2745 | 0 | 8.2745 | 2319.5971 | 0 | 132.776 | 0.10214 | 1 | 0.5 | 0 | 4.1373 | 0 | 4.1373
2007-01-28 11:00 | 1 | 28 | 11 | 28 | 659 | 24.98 | 2399.9028 | 0 | Heating | 2399.9028 | 4 | 1919.9223 | 1919.9223 | 0 | 6 | 0 | 0 | 4 | 0 | 0 | 0 | 6 | 0 | 383.9845 | 0.14769 | 1 | 0.5 | 0 | 8.2745 | 0 | 8.2745 | 1959.1044 | 0 | 112.1411 | 0.086262 | 1 | 0.5 | 0 | 4.1373 | 0 | 4.1373
2007-01-28 12:00 | 1 | 28 | 12 | 28 | 660 | 24.08 | 1962.9379 | 0 | Heating | 1962.9379 | 4 | 1570.3504 | 1570.3504 | 0 | 6 | 0 | 0 | 4 | 0 | 0 | 0 | 6 | 0 | 314.0701 | 0.1208 | 1 | 0.5 | 0 | 8.2745 | 0 | 8.2745 | 1602.3983 | 0 | 91.7229 | 0.070556 | 1 | 0.5 | 0 | 4.1373 | 0 | 4.1373
2007-01-28 13:00 | 1 | 28 | 13 | 28 | 661 | 24.08 | 1673.5734 | 0 | Heating | 1673.5734 | 4 | 1338.8587 | 1338.8587 | 0 | 6 | 0 | 0 | 4 | 0 | 0 | 0 | 6 | 0 | 267.7717 | 0.10299 | 1 | 0.5 | 0 | 8.2745 | 0 | 8.2745 | 1366.1824 | 0 | 78.2016 | 0.060155 | 1 | 0.5 | 0 | 4.1373 | 0 | 4.1373
2007-01-28 14:00 | 1 | 28 | 14 | 28 | 662 | 24.08 | 1571.3607 | 0 | Heating | 1571.3607 | 4 | 1257.0886 | 1257.0886 | 0 | 6 | 0 | 0 | 4 | 0 | 0 | 0 | 6 | 0 | 251.4177 | 0.096699 | 1 | 0.5 | 0 | 8.2745 | 0 | 8.2745 | 1282.7434 | 0 | 73.4255 | 0.056481 | 1 | 0.5 | 0 | 4.1373 | 0 | 4.1373
2007-01-28 15:00 | 1 | 28 | 15 | 28 | 663 | 26.96 | 1621.855 | 0 | Heating | 1621.855 | 4 | 1297.484 | 1297.484 | 0 | 6 | 0 | 0 | 4 | 0 | 0 | 0 | 6 | 0 | 259.4968 | 0.099806 | 1 | 0.5 | 0 | 8.2745 | 0 | 8.2745 | 1323.9633 | 0 | 75.785 | 0.058296 | 1 | 0.5 | 0 | 4.1373 | 0 | 4.1373
2007-01-28 16:00 | 1 | 28 | 16 | 28 | 664 | 24.98 | 1634.5559 | 0 | Heating | 1634.5559 | 4 | 1307.6447 | 1307.6447 | 0 | 6 | 0 | 0 | 4 | 0 | 0 | 0 | 6 | 0 | 261.5289 | 0.10059 | 1 | 0.5 | 0 | 8.2745 | 0 | 8.2745 | 1334.3313 | 0 | 76.3784 | 0.058753 | 1 | 0.5 | 0 | 4.1373 | 0 | 4.1373
2007-01-28 17:00 | 1 | 28 | 17 | 28 | 665 | 24.98 | 1729.0815 | 0 | Heating | 1729.0815 | 4 | 1383.2652 | 1383.2652 | 0 | 6 | 0 | 0 | 4 | 0 | 0 | 0 | 6 | 0 | 276.653 | 0.10641 | 1 | 0.5 | 0 | 8.2745 | 0 | 8.2745 | 1411.4951 | 0 | 80.7954 | 0.06215 | 1 | 0.5 | 0 | 4.1373 | 0 | 4.1373
2007-01-28 18:00 | 1 | 28 | 18 | 28 | 666 | 19.94 | 1986.6965 | 0 | Heating | 1986.6965 | 4 | 1589.3572 | 1589.3572 | 0 | 6 | 0 | 0 | 4 | 0 | 0 | 0 | 6 | 0 | 317.8714 | 0.12226 | 1 | 0.5 | 0 | 8.2745 | 0 | 8.2745 | 1621.793 | 0 | 92.833 | 0.07141 | 1 | 0.5 | 0 | 4.1373 | 0 | 4.1373
2007-01-28 19:00 | 1 | 28 | 19 | 28 | 667 | 17.06 | 2203.5329 | 0 | Heating | 2203.5329 | 4 | 1762.8263 | 1762.8263 | 0 | 6 | 0 | 0 | 4 | 0 | 0 | 0 | 6 | 0 | 352.5653 | 0.1356 | 1 | 0.5 | 0 | 8.2745 | 0 | 8.2745 | 1798.8024 | 0 | 102.9652 | 0.079204 | 1 | 0.5 | 0 | 4.1373 | 0 | 4.1373
2007-01-28 20:00 | 1 | 28 | 20 | 28 | 668 | 17.06 | 2258.0861 | 0 | Heating | 2258.0861 | 4 | 1806.4689 | 1806.4689 | 0 | 6 | 0 | 0 | 4 | 0 | 0 | 0 | 6 | 0 | 361.2938 | 0.13896 | 1 | 0.5 | 0 | 8.2745 | 0 | 8.2745 | 1843.3356 | 0 | 105.5143 | 0.081165 | 1 | 0.5 | 0 | 4.1373 | 0 | 4.1373
2007-01-28 21:00 | 1 | 28 | 21 | 28 | 669 | 17.06 | 2362.503 | 0 | Heating | 2362.503 | 4 | 1890.0024 | 1890.0024 | 0 | 6 | 0 | 0 | 4 | 0 | 0 | 0 | 6 | 0 | 378.0005 | 0.14538 | 1 | 0.5 | 0 | 8.2745 | 0 | 8.2745 | 1928.5738 | 0 | 110.3935 | 0.084918 | 1 | 0.5 | 0 | 4.1373 | 0 | 4.1373
2007-01-28 22:00 | 1 | 28 | 22 | 28 | 670 | 17.06 | 1516.8848 | 0 | Heating | 1516.8848 | 4 | 1213.5079 | 1213.5079 | 0 | 6 | 0 | 0 | 4 | 0 | 0 | 0 | 6 | 0 | 242.7016 | 0.093347 | 1 | 0.5 | 0 | 8.2745 | 0 | 8.2745 | 1238.2733 | 0 | 70.88 | 0.054523 | 1 | 0.5 | 0 | 4.1373 | 0 | 4.1373
2007-01-28 23:00 | 1 | 28 | 23 | 28 | 671 | 17.06 | 1529.3315 | 0 | Heating | 1529.3315 | 4 | 1223.4652 | 1223.4652 | 0 | 6 | 0 | 0 | 4 | 0 | 0 | 0 | 6 | 0 | 244.693 | 0.094113 | 1 | 0.5 | 0 | 8.2745 | 0 | 8.2745 | 1248.4339 | 0 | 71.4616 | 0.05497 | 1 | 0.5 | 0 | 4.1373 | 0 | 4.1373
2007-01-29 | 1 | 29 | 0 | 29 | 672 | 17.06 | 1620.2875 | 0 | Heating | 1620.2875 | 4 | 1296.23 | 1296.23 | 0 | 6 | 0 | 0 | 4 | 0 | 0 | 0 | 6 | 0 | 259.246 | 0.09971 | 1 | 0.5 | 0 | 8.2745 | 0 | 8.2745 | 1322.6836 | 0 | 75.7117 | 0.05824 | 1 | 0.5 | 0 | 4.1373 | 0 | 4.1373
2007-01-29 01:00 | 1 | 29 | 1 | 29 | 673 | 15.98 | 1731.1659 | 0 | Heating | 1731.1659 | 4 | 1384.9328 | 1384.9328 | 0 | 6 | 0 | 0 | 4 | 0 | 0 | 0 | 6 | 0 | 276.9866 | 0.10653 | 1 | 0.5 | 0 | 8.2745 | 0 | 8.2745 | 1413.1967 | 0 | 80.8928 | 0.062225 | 1 | 0.5 | 0 | 4.1373 | 0 | 4.1373
2007-01-29 02:00 | 1 | 29 | 2 | 29 | 674 | 15.98 | 1732.0788 | 0 | Heating | 1732.0788 | 4 | 1385.663 | 1385.663 | 0 | 6 | 0 | 0 | 4 | 0 | 0 | 0 | 6 | 0 | 277.1326 | 0.10659 | 1 | 0.5 | 0 | 8.2745 | 0 | 8.2745 | 1413.9419 | 0 | 80.9354 | 0.062258 | 1 | 0.5 | 0 | 4.1373 | 0 | 4.1373
2007-01-29 03:00 | 1 | 29 | 3 | 29 | 675 | 15.08 | 1853.9227 | 0 | Heating | 1853.9227 | 4 | 1483.1381 | 1483.1381 | 0 | 6 | 0 | 0 | 4 | 0 | 0 | 0 | 6 | 0 | 296.6276 | 0.11409 | 1 | 0.5 | 0 | 8.2745 | 0 | 8.2745 | 1513.4063 | 0 | 86.6289 | 0.066638 | 1 | 0.5 | 0 | 4.1373 | 0 | 4.1373
2007-01-29 04:00 | 1 | 29 | 4 | 29 | 676 | 15.8 | 1890.0916 | 0 | Heating | 1890.0916 | 4 | 1512.0733 | 1512.0733 | 0 | 6 | 0 | 0 | 4 | 0 | 0 | 0 | 6 | 0 | 302.4147 | 0.11631 | 1 | 0.5 | 0 | 8.2745 | 0 | 8.2745 | 1542.9319 | 0 | 88.3189 | 0.067938 | 1 | 0.5 | 0 | 4.1373 | 0 | 4.1373
2007-01-29 05:00 | 1 | 29 | 5 | 29 | 677 | 15.08 | 1884.7807 | 0 | Heating | 1884.7807 | 4 | 1507.8245 | 1507.8245 | 0 | 6 | 0 | 0 | 4 | 0 | 0 | 0 | 6 | 0 | 301.5649 | 0.11599 | 1 | 0.5 | 0 | 8.2745 | 0 | 8.2745 | 1538.5965 | 0 | 88.0708 | 0.067747 | 1 | 0.5 | 0 | 4.1373 | 0 | 4.1373
2007-01-29 06:00 | 1 | 29 | 6 | 29 | 678 | 14 | 2171.9565 | 0 | Heating | 2171.9565 | 4 | 1737.5652 | 1737.5652 | 0 | 6 | 0 | 0 | 4 | 0 | 0 | 0 | 6 | 0 | 347.513 | 0.13366 | 1 | 0.5 | 0 | 8.2745 | 0 | 8.2745 | 1773.0257 | 0 | 101.4897 | 0.078069 | 1 | 0.5 | 0 | 4.1373 | 0 | 4.1373
2007-01-29 07:00 | 1 | 29 | 7 | 29 | 679 | 12.2 | 4918.0404 | 0 | Heating | 4918.0404 | 4 | 3934.4323 | 3200 | 734.4323 | 6 | 35.875 | 0 | 4 | 0 | 0 | 0 | 6 | 0 | 786.8865 | 0.30265 | 1 | 0.6053 | 0 | 12.8422 | 0 | 12.8422 | 3265.3061 | 0 | 186.9093 | 0.14378 | 1 | 0.5 | 0 | 4.1373 | 0 | 4.1373
2007-01-29 08:00 | 1 | 29 | 8 | 29 | 680 | 12.02 | 4394.9347 | 0 | Heating | 4394.9347 | 4 | 3515.9478 | 3200 | 315.9478 | 6 | 15.4332 | 0 | 4 | 0 | 0 | 0 | 6 | 0 | 703.1896 | 0.27046 | 1 | 0.54092 | 0 | 9.9154 | 0 | 9.9154 | 3265.3061 | 0 | 186.9093 | 0.14378 | 1 | 0.5 | 0 | 4.1373 | 0 | 4.1373
2007-01-29 09:00 | 1 | 29 | 9 | 29 | 681 | 15.08 | 3845.8646 | 0 | Heating | 3845.8646 | 4 | 3076.6917 | 3076.6917 | 0 | 6 | 0 | 0 | 4 | 0 | 0 | 0 | 6 | 0 | 615.3383 | 0.23667 | 1 | 0.5 | 0 | 8.2745 | 0 | 8.2745 | 3139.4813 | 0 | 179.707 | 0.13824 | 1 | 0.5 | 0 | 4.1373 | 0 | 4.1373
2007-01-29 10:00 | 1 | 29 | 10 | 29 | 682 | 17.06 | 3236.5677 | 0 | Heating | 3236.5677 | 4 | 2589.2541 | 2589.2541 | 0 | 6 | 0 | 0 | 4 | 0 | 0 | 0 | 6 | 0 | 517.8508 | 0.19917 | 1 | 0.5 | 0 | 8.2745 | 0 | 8.2745 | 2642.0961 | 0 | 151.2362 | 0.11634 | 1 | 0.5 | 0 | 4.1373 | 0 | 4.1373
2007-01-29 11:00 | 1 | 29 | 11 | 29 | 683 | 17.06 | 2638.1047 | 0 | Heating | 2638.1047 | 4 | 2110.4837 | 2110.4837 | 0 | 6 | 0 | 0 | 4 | 0 | 0 | 0 | 6 | 0 | 422.0967 | 0.16234 | 1 | 0.5 | 0 | 8.2745 | 0 | 8.2745 | 2153.5548 | 0 | 123.2716 | 0.094824 | 1 | 0.5 | 0 | 4.1373 | 0 | 4.1373
2007-01-29 12:00 | 1 | 29 | 12 | 29 | 684 | 19.04 | 2145.0204 | 0 | Heating | 2145.0204 | 4 | 1716.0164 | 1716.0164 | 0 | 6 | 0 | 0 | 4 | 0 | 0 | 0 | 6 | 0 | 343.2033 | 0.132 | 1 | 0.5 | 0 | 8.2745 | 0 | 8.2745 | 1751.0371 | 0 | 100.2311 | 0.077101 | 1 | 0.5 | 0 | 4.1373 | 0 | 4.1373
2007-01-29 13:00 | 1 | 29 | 13 | 29 | 685 | 19.94 | 2030.444 | 0 | Heating | 2030.444 | 4 | 1624.3552 | 1624.3552 | 0 | 6 | 0 | 0 | 4 | 0 | 0 | 0 | 6 | 0 | 324.871 | 0.12495 | 1 | 0.5 | 0 | 8.2745 | 0 | 8.2745 | 1657.5053 | 0 | 94.8772 | 0.072982 | 1 | 0.5 | 0 | 4.1373 | 0 | 4.1373
2007-01-29 14:00 | 1 | 29 | 14 | 29 | 686 | 19.94 | 1975.8285 | 0 | Heating | 1975.8285 | 4 | 1580.6628 | 1580.6628 | 0 | 6 | 0 | 0 | 4 | 0 | 0 | 0 | 6 | 0 | 316.1326 | 0.12159 | 1 | 0.5 | 0 | 8.2745 | 0 | 8.2745 | 1612.9212 | 0 | 92.3252 | 0.071019 | 1 | 0.5 | 0 | 4.1373 | 0 | 4.1373
2007-01-29 15:00 | 1 | 29 | 15 | 29 | 687 | 19.94 | 1844.1358 | 0 | Heating | 1844.1358 | 4 | 1475.3087 | 1475.3087 | 0 | 6 | 0 | 0 | 4 | 0 | 0 | 0 | 6 | 0 | 295.0617 | 0.11349 | 1 | 0.5 | 0 | 8.2745 | 0 | 8.2745 | 1505.417 | 0 | 86.1716 | 0.066286 | 1 | 0.5 | 0 | 4.1373 | 0 | 4.1373
2007-01-29 16:00 | 1 | 29 | 16 | 29 | 688 | 21.92 | 1826.0004 | 0 | Heating | 1826.0004 | 4 | 1460.8003 | 1460.8003 | 0 | 6 | 0 | 0 | 4 | 0 | 0 | 0 | 6 | 0 | 292.1601 | 0.11237 | 1 | 0.5 | 0 | 8.2745 | 0 | 8.2745 | 1490.6125 | 0 | 85.3241 | 0.065634 | 1 | 0.5 | 0 | 4.1373 | 0 | 4.1373
2007-01-29 17:00 | 1 | 29 | 17 | 29 | 689 | 21.92 | 1982.1023 | 0 | Heating | 1982.1023 | 4 | 1585.6819 | 1585.6819 | 0 | 6 | 0 | 0 | 4 | 0 | 0 | 0 | 6 | 0 | 317.1364 | 0.12198 | 1 | 0.5 | 0 | 8.2745 | 0 | 8.2745 | 1618.0427 | 0 | 92.6184 | 0.071245 | 1 | 0.5 | 0 | 4.1373 | 0 | 4.1373
2007-01-29 18:00 | 1 | 29 | 18 | 29 | 690 | 17.96 | 2242.9599 | 0 | Heating | 2242.9599 | 4 | 1794.3679 | 1794.3679 | 0 | 6 | 0 | 0 | 4 | 0 | 0 | 0 | 6 | 0 | 358.8736 | 0.13803 | 1 | 0.5 | 0 | 8.2745 | 0 | 8.2745 | 1830.9876 | 0 | 104.8075 | 0.080621 | 1 | 0.5 | 0 | 4.1373 | 0 | 4.1373
2007-01-29 19:00 | 1 | 29 | 19 | 29 | 691 | 17.06 | 2422.1832 | 0 | Heating | 2422.1832 | 4 | 1937.7466 | 1937.7466 | 0 | 6 | 0 | 0 | 4 | 0 | 0 | 0 | 6 | 0 | 387.5493 | 0.14906 | 1 | 0.5 | 0 | 8.2745 | 0 | 8.2745 | 1977.2924 | 0 | 113.1822 | 0.087063 | 1 | 0.5 | 0 | 4.1373 | 0 | 4.1373
2007-01-29 20:00 | 1 | 29 | 20 | 29 | 692 | 17.06 | 2424.6538 | 0 | Heating | 2424.6538 | 4 | 1939.7231 | 1939.7231 | 0 | 6 | 0 | 0 | 4 | 0 | 0 | 0 | 6 | 0 | 387.9446 | 0.14921 | 1 | 0.5 | 0 | 8.2745 | 0 | 8.2745 | 1979.3093 | 0 | 113.2976 | 0.087152 | 1 | 0.5 | 0 | 4.1373 | 0 | 4.1373
2007-01-29 21:00 | 1 | 29 | 21 | 29 | 693 | 17.06 | 2566.6845 | 0 | Heating | 2566.6845 | 4 | 2053.3476 | 2053.3476 | 0 | 6 | 0 | 0 | 4 | 0 | 0 | 0 | 6 | 0 | 410.6695 | 0.15795 | 1 | 0.5 | 0 | 8.2745 | 0 | 8.2745 | 2095.2527 | 0 | 119.9343 | 0.092257 | 1 | 0.5 | 0 | 4.1373 | 0 | 4.1373
2007-01-29 22:00 | 1 | 29 | 22 | 29 | 694 | 12.92 | 1678.013 | 0 | Heating | 1678.013 | 4 | 1342.4104 | 1342.4104 | 0 | 6 | 0 | 0 | 4 | 0 | 0 | 0 | 6 | 0 | 268.4821 | 0.10326 | 1 | 0.5 | 0 | 8.2745 | 0 | 8.2745 | 1369.8065 | 0 | 78.4091 | 0.060315 | 1 | 0.5 | 0 | 4.1373 | 0 | 4.1373
2007-01-29 23:00 | 1 | 29 | 23 | 29 | 695 | 12.92 | 1788.2137 | 0 | Heating | 1788.2137 | 4 | 1430.571 | 1430.571 | 0 | 6 | 0 | 0 | 4 | 0 | 0 | 0 | 6 | 0 | 286.1142 | 0.11004 | 1 | 0.5 | 0 | 8.2745 | 0 | 8.2745 | 1459.7663 | 0 | 83.5585 | 0.064276 | 1 | 0.5 | 0 | 4.1373 | 0 | 4.1373
2007-01-30 | 1 | 30 | 0 | 30 | 696 | 10.94 | 1913.354 | 0 | Heating | 1913.354 | 4 | 1530.6832 | 1530.6832 | 0 | 6 | 0 | 0 | 4 | 0 | 0 | 0 | 6 | 0 | 306.1366 | 0.11774 | 1 | 0.5 | 0 | 8.2745 | 0 | 8.2745 | 1561.9216 | 0 | 89.4059 | 0.068774 | 1 | 0.5 | 0 | 4.1373 | 0 | 4.1373
2007-01-30 01:00 | 1 | 30 | 1 | 30 | 697 | 10.04 | 2006.5809 | 0 | Heating | 2006.5809 | 4 | 1605.2647 | 1605.2647 | 0 | 6 | 0 | 0 | 4 | 0 | 0 | 0 | 6 | 0 | 321.0529 | 0.12348 | 1 | 0.5 | 0 | 8.2745 | 0 | 8.2745 | 1638.0252 | 0 | 93.7622 | 0.072125 | 1 | 0.5 | 0 | 4.1373 | 0 | 4.1373
2007-01-30 02:00 | 1 | 30 | 2 | 30 | 698 | 10.04 | 1912.4058 | 0 | Heating | 1912.4058 | 4 | 1529.9246 | 1529.9246 | 0 | 6 | 0 | 0 | 4 | 0 | 0 | 0 | 6 | 0 | 305.9849 | 0.11769 | 1 | 0.5 | 0 | 8.2745 | 0 | 8.2745 | 1561.1476 | 0 | 89.3616 | 0.06874 | 1 | 0.5 | 0 | 4.1373 | 0 | 4.1373
2007-01-30 03:00 | 1 | 30 | 3 | 30 | 699 | 8.96 | 2053.187 | 0 | Heating | 2053.187 | 4 | 1642.5496 | 1642.5496 | 0 | 6 | 0 | 0 | 4 | 0 | 0 | 0 | 6 | 0 | 328.5099 | 0.12635 | 1 | 0.5 | 0 | 8.2745 | 0 | 8.2745 | 1676.071 | 0 | 95.94 | 0.0738 | 1 | 0.5 | 0 | 4.1373 | 0 | 4.1373
2007-01-30 04:00 | 1 | 30 | 4 | 30 | 700 | 8.96 | 2159.8831 | 0 | Heating | 2159.8831 | 4 | 1727.9065 | 1727.9065 | 0 | 6 | 0 | 0 | 4 | 0 | 0 | 0 | 6 | 0 | 345.5813 | 0.13292 | 1 | 0.5 | 0 | 8.2745 | 0 | 8.2745 | 1763.1699 | 0 | 100.9256 | 0.077635 | 1 | 0.5 | 0 | 4.1373 | 0 | 4.1373
2007-01-30 05:00 | 1 | 30 | 5 | 30 | 701 | 8.96 | 2263.3207 | 0 | Heating | 2263.3207 | 4 | 1810.6566 | 1810.6566 | 0 | 6 | 0 | 0 | 4 | 0 | 0 | 0 | 6 | 0 | 362.1313 | 0.13928 | 1 | 0.5 | 0 | 8.2745 | 0 | 8.2745 | 1847.6088 | 0 | 105.7589 | 0.081353 | 1 | 0.5 | 0 | 4.1373 | 0 | 4.1373
2007-01-30 06:00 | 1 | 30 | 6 | 30 | 702 | 10.94 | 2519.5667 | 0 | Heating | 2519.5667 | 4 | 2015.6534 | 2015.6534 | 0 | 6 | 0 | 0 | 4 | 0 | 0 | 0 | 6 | 0 | 403.1307 | 0.15505 | 1 | 0.5 | 0 | 8.2745 | 0 | 8.2745 | 2056.7891 | 0 | 117.7326 | 0.090564 | 1 | 0.5 | 0 | 4.1373 | 0 | 4.1373
2007-01-30 07:00 | 1 | 30 | 7 | 30 | 703 | 8.96 | 5358.8558 | 0 | Heating | 5358.8558 | 4 | 4287.0847 | 3200 | 1087.0847 | 6 | 53.101 | 0 | 4 | 0 | 0 | 0 | 6 | 0 | 857.4169 | 0.32978 | 1 | 0.65955 | 0 | 15.6453 | 0 | 15.6453 | 3265.3061 | 0 | 186.9093 | 0.14378 | 1 | 0.5 | 0 | 4.1373 | 0 | 4.1373
2007-01-30 08:00 | 1 | 30 | 8 | 30 | 704 | 8.96 | 4867.5324 | 0 | Heating | 4867.5324 | 4 | 3894.0259 | 3200 | 694.0259 | 6 | 33.9012 | 0 | 4 | 0 | 0 | 0 | 6 | 0 | 778.8052 | 0.29954 | 1 | 0.59908 | 0 | 12.5409 | 0 | 12.5409 | 3265.3061 | 0 | 186.9093 | 0.14378 | 1 | 0.5 | 0 | 4.1373 | 0 | 4.1373
2007-01-30 09:00 | 1 | 30 | 9 | 30 | 705 | 15.98 | 4186.632 | 0 | Heating | 4186.632 | 4 | 3349.3056 | 3200 | 149.3056 | 6 | 7.2932 | 0 | 4 | 0 | 0 | 0 | 6 | 0 | 669.8611 | 0.25764 | 1 | 0.51528 | 0 | 8.8676 | 0 | 8.8676 | 3265.3061 | 0 | 186.9093 | 0.14378 | 1 | 0.5 | 0 | 4.1373 | 0 | 4.1373
2007-01-30 10:00 | 1 | 30 | 10 | 30 | 706 | 19.04 | 3413.9637 | 0 | Heating | 3413.9637 | 4 | 2731.171 | 2731.171 | 0 | 6 | 0 | 0 | 4 | 0 | 0 | 0 | 6 | 0 | 546.2342 | 0.21009 | 1 | 0.5 | 0 | 8.2745 | 0 | 8.2745 | 2786.9092 | 0 | 159.5254 | 0.12271 | 1 | 0.5 | 0 | 4.1373 | 0 | 4.1373
2007-01-30 11:00 | 1 | 30 | 11 | 30 | 707 | 19.04 | 2894.0036 | 0 | Heating | 2894.0036 | 4 | 2315.2029 | 2315.2029 | 0 | 6 | 0 | 0 | 4 | 0 | 0 | 0 | 6 | 0 | 463.0406 | 0.17809 | 1 | 0.5 | 0 | 8.2745 | 0 | 8.2745 | 2362.4519 | 0 | 135.2291 | 0.10402 | 1 | 0.5 | 0 | 4.1373 | 0 | 4.1373
2007-01-30 12:00 | 1 | 30 | 12 | 30 | 708 | 23 | 2337.39 | 0 | Heating | 2337.39 | 4 | 1869.912 | 1869.912 | 0 | 6 | 0 | 0 | 4 | 0 | 0 | 0 | 6 | 0 | 373.9824 | 0.14384 | 1 | 0.5 | 0 | 8.2745 | 0 | 8.2745 | 1908.0735 | 0 | 109.22 | 0.084015 | 1 | 0.5 | 0 | 4.1373 | 0 | 4.1373
2007-01-30 13:00 | 1 | 30 | 13 | 30 | 709 | 26.06 | 2003.9667 | 0 | Heating | 2003.9667 | 4 | 1603.1734 | 1603.1734 | 0 | 6 | 0 | 0 | 4 | 0 | 0 | 0 | 6 | 0 | 320.6347 | 0.12332 | 1 | 0.5 | 0 | 8.2745 | 0 | 8.2745 | 1635.8912 | 0 | 93.64 | 0.072031 | 1 | 0.5 | 0 | 4.1373 | 0 | 4.1373
2007-01-30 14:00 | 1 | 30 | 14 | 30 | 710 | 26.06 | 1710.8069 | 0 | Heating | 1710.8069 | 4 | 1368.6455 | 1368.6455 | 0 | 6 | 0 | 0 | 4 | 0 | 0 | 0 | 6 | 0 | 273.7291 | 0.10528 | 1 | 0.5 | 0 | 8.2745 | 0 | 8.2745 | 1396.577 | 0 | 79.9414 | 0.061493 | 1 | 0.5 | 0 | 4.1373 | 0 | 4.1373
2007-01-30 15:00 | 1 | 30 | 15 | 30 | 711 | 26.96 | 1591.6767 | 0 | Heating | 1591.6767 | 4 | 1273.3413 | 1273.3413 | 0 | 6 | 0 | 0 | 4 | 0 | 0 | 0 | 6 | 0 | 254.6683 | 0.097949 | 1 | 0.5 | 0 | 8.2745 | 0 | 8.2745 | 1299.3279 | 0 | 74.3748 | 0.057211 | 1 | 0.5 | 0 | 4.1373 | 0 | 4.1373
2007-01-30 16:00 | 1 | 30 | 16 | 30 | 712 | 28.04 | 1577.0827 | 0 | Heating | 1577.0827 | 4 | 1261.6661 | 1261.6661 | 0 | 6 | 0 | 0 | 4 | 0 | 0 | 0 | 6 | 0 | 252.3332 | 0.097051 | 1 | 0.5 | 0 | 8.2745 | 0 | 8.2745 | 1287.4144 | 0 | 73.6929 | 0.056687 | 1 | 0.5 | 0 | 4.1373 | 0 | 4.1373
2007-01-30 17:00 | 1 | 30 | 17 | 30 | 713 | 28.04 | 1694.6177 | 0 | Heating | 1694.6177 | 4 | 1355.6941 | 1355.6941 | 0 | 6 | 0 | 0 | 4 | 0 | 0 | 0 | 6 | 0 | 271.1388 | 0.10428 | 1 | 0.5 | 0 | 8.2745 | 0 | 8.2745 | 1383.3614 | 0 | 79.185 | 0.060912 | 1 | 0.5 | 0 | 4.1373 | 0 | 4.1373
2007-01-30 18:00 | 1 | 30 | 18 | 30 | 714 | 26.06 | 1963.0818 | 0 | Heating | 1963.0818 | 4 | 1570.4654 | 1570.4654 | 0 | 6 | 0 | 0 | 4 | 0 | 0 | 0 | 6 | 0 | 314.0931 | 0.12081 | 1 | 0.5 | 0 | 8.2745 | 0 | 8.2745 | 1602.5157 | 0 | 91.7296 | 0.070561 | 1 | 0.5 | 0 | 4.1373 | 0 | 4.1373
2007-01-30 19:00 | 1 | 30 | 19 | 30 | 715 | 24.08 | 2308.8674 | 0 | Heating | 2308.8674 | 4 | 1847.0939 | 1847.0939 | 0 | 6 | 0 | 0 | 4 | 0 | 0 | 0 | 6 | 0 | 369.4188 | 0.14208 | 1 | 0.5 | 0 | 8.2745 | 0 | 8.2745 | 1884.7897 | 0 | 107.8872 | 0.08299 | 1 | 0.5 | 0 | 4.1373 | 0 | 4.1373
2007-01-30 20:00 | 1 | 30 | 20 | 30 | 716 | 24.08 | 2422.173 | 0 | Heating | 2422.173 | 4 | 1937.7384 | 1937.7384 | 0 | 6 | 0 | 0 | 4 | 0 | 0 | 0 | 6 | 0 | 387.5477 | 0.14906 | 1 | 0.5 | 0 | 8.2745 | 0 | 8.2745 | 1977.284 | 0 | 113.1817 | 0.087063 | 1 | 0.5 | 0 | 4.1373 | 0 | 4.1373
2007-01-30 21:00 | 1 | 30 | 21 | 30 | 717 | 23 | 2582.1522 | 0 | Heating | 2582.1522 | 4 | 2065.7218 | 2065.7218 | 0 | 6 | 0 | 0 | 4 | 0 | 0 | 0 | 6 | 0 | 413.1444 | 0.1589 | 1 | 0.5 | 0 | 8.2745 | 0 | 8.2745 | 2107.8794 | 0 | 120.6571 | 0.092813 | 1 | 0.5 | 0 | 4.1373 | 0 | 4.1373
2007-01-30 22:00 | 1 | 30 | 22 | 30 | 718 | 21.92 | 1647.015 | 0 | Heating | 1647.015 | 4 | 1317.612 | 1317.612 | 0 | 6 | 0 | 0 | 4 | 0 | 0 | 0 | 6 | 0 | 263.5224 | 0.10135 | 1 | 0.5 | 0 | 8.2745 | 0 | 8.2745 | 1344.502 | 0 | 76.9606 | 0.0592 | 1 | 0.5 | 0 | 4.1373 | 0 | 4.1373
2007-01-30 23:00 | 1 | 30 | 23 | 30 | 719 | 21.92 | 1696.9779 | 0 | Heating | 1696.9779 | 4 | 1357.5823 | 1357.5823 | 0 | 6 | 0 | 0 | 4 | 0 | 0 | 0 | 6 | 0 | 271.5165 | 0.10443 | 1 | 0.5 | 0 | 8.2745 | 0 | 8.2745 | 1385.2881 | 0 | 79.2953 | 0.060996 | 1 | 0.5 | 0 | 4.1373 | 0 | 4.1373
2007-01-31 | 1 | 31 | 0 | 31 | 720 | 21.2 | 1813.7615 | 0 | Heating | 1813.7615 | 4 | 1451.0092 | 1451.0092 | 0 | 6 | 0 | 0 | 4 | 0 | 0 | 0 | 6 | 0 | 290.2018 | 0.11162 | 1 | 0.5 | 0 | 8.2745 | 0 | 8.2745 | 1480.6216 | 0 | 84.7522 | 0.065194 | 1 | 0.5 | 0 | 4.1373 | 0 | 4.1373
2007-01-31 01:00 | 1 | 31 | 1 | 31 | 721 | 21.2 | 1943.6937 | 0 | Heating | 1943.6937 | 4 | 1554.955 | 1554.955 | 0 | 6 | 0 | 0 | 4 | 0 | 0 | 0 | 6 | 0 | 310.991 | 0.11961 | 1 | 0.5 | 0 | 8.2745 | 0 | 8.2745 | 1586.6888 | 0 | 90.8236 | 0.069864 | 1 | 0.5 | 0 | 4.1373 | 0 | 4.1373
2007-01-31 02:00 | 1 | 31 | 2 | 31 | 722 | 19.94 | 1873.3947 | 0 | Heating | 1873.3947 | 4 | 1498.7158 | 1498.7158 | 0 | 6 | 0 | 0 | 4 | 0 | 0 | 0 | 6 | 0 | 299.7432 | 0.11529 | 1 | 0.5 | 0 | 8.2745 | 0 | 8.2745 | 1529.3018 | 0 | 87.5387 | 0.067337 | 1 | 0.5 | 0 | 4.1373 | 0 | 4.1373
2007-01-31 03:00 | 1 | 31 | 3 | 31 | 723 | 15.08 | 2106.7671 | 0 | Heating | 2106.7671 | 4 | 1685.4137 | 1685.4137 | 0 | 6 | 0 | 0 | 4 | 0 | 0 | 0 | 6 | 0 | 337.0827 | 0.12965 | 1 | 0.5 | 0 | 8.2745 | 0 | 8.2745 | 1719.8099 | 0 | 98.4436 | 0.075726 | 1 | 0.5 | 0 | 4.1373 | 0 | 4.1373
2007-01-31 04:00 | 1 | 31 | 4 | 31 | 724 | 14 | 2185.2852 | 0 | Heating | 2185.2852 | 4 | 1748.2281 | 1748.2281 | 0 | 6 | 0 | 0 | 4 | 0 | 0 | 0 | 6 | 0 | 349.6456 | 0.13448 | 1 | 0.5 | 0 | 8.2745 | 0 | 8.2745 | 1783.9063 | 0 | 102.1126 | 0.078548 | 1 | 0.5 | 0 | 4.1373 | 0 | 4.1373
2007-01-31 05:00 | 1 | 31 | 5 | 31 | 725 | 14 | 2238.9365 | 0 | Heating | 2238.9365 | 4 | 1791.1492 | 1791.1492 | 0 | 6 | 0 | 0 | 4 | 0 | 0 | 0 | 6 | 0 | 358.2298 | 0.13778 | 1 | 0.5 | 0 | 8.2745 | 0 | 8.2745 | 1827.7032 | 0 | 104.6195 | 0.080477 | 1 | 0.5 | 0 | 4.1373 | 0 | 4.1373
2007-01-31 06:00 | 1 | 31 | 6 | 31 | 726 | 10.94 | 2468.3426 | 0 | Heating | 2468.3426 | 4 | 1974.6741 | 1974.6741 | 0 | 6 | 0 | 0 | 4 | 0 | 0 | 0 | 6 | 0 | 394.9348 | 0.1519 | 1 | 0.5 | 0 | 8.2745 | 0 | 8.2745 | 2014.9736 | 0 | 115.3391 | 0.088722 | 1 | 0.5 | 0 | 4.1373 | 0 | 4.1373
2007-01-31 07:00 | 1 | 31 | 7 | 31 | 727 | 10.94 | 5277.4588 | 0 | Heating | 5277.4588 | 4 | 4221.967 | 3200 | 1021.967 | 6 | 49.9202 | 0 | 4 | 0 | 0 | 0 | 6 | 0 | 844.3934 | 0.32477 | 1 | 0.64953 | 0 | 15.1042 | 0 | 15.1042 | 3265.3061 | 0 | 186.9093 | 0.14378 | 1 | 0.5 | 0 | 4.1373 | 0 | 4.1373
2007-01-31 08:00 | 1 | 31 | 8 | 31 | 728 | 10.94 | 4735.6847 | 0 | Heating | 4735.6847 | 4 | 3788.5477 | 3200 | 588.5477 | 6 | 28.7489 | 0 | 4 | 0 | 0 | 0 | 6 | 0 | 757.7095 | 0.29143 | 1 | 0.58285 | 0 | 11.7733 | 0 | 11.7733 | 3265.3061 | 0 | 186.9093 | 0.14378 | 1 | 0.5 | 0 | 4.1373 | 0 | 4.1373
2007-01-31 09:00 | 1 | 31 | 9 | 31 | 729 | 15.08 | 4312.228 | 0 | Heating | 4312.228 | 4 | 3449.7824 | 3200 | 249.7824 | 6 | 12.2012 | 0 | 4 | 0 | 0 | 0 | 6 | 0 | 689.9565 | 0.26537 | 1 | 0.53074 | 0 | 9.4915 | 0 | 9.4915 | 3265.3061 | 0 | 186.9093 | 0.14378 | 1 | 0.5 | 0 | 4.1373 | 0 | 4.1373
2007-01-31 10:00 | 1 | 31 | 10 | 31 | 730 | 19.94 | 3760.0665 | 0 | Heating | 3760.0665 | 4 | 3008.0532 | 3008.0532 | 0 | 6 | 0 | 0 | 4 | 0 | 0 | 0 | 6 | 0 | 601.6106 | 0.23139 | 1 | 0.5 | 0 | 8.2745 | 0 | 8.2745 | 3069.4421 | 0 | 175.6979 | 0.13515 | 1 | 0.5 | 0 | 4.1373 | 0 | 4.1373
2007-01-31 11:00 | 1 | 31 | 11 | 31 | 731 | 19.94 | 3427.6956 | 0 | Heating | 3427.6956 | 4 | 2742.1565 | 2742.1565 | 0 | 6 | 0 | 0 | 4 | 0 | 0 | 0 | 6 | 0 | 548.4313 | 0.21094 | 1 | 0.5 | 0 | 8.2745 | 0 | 8.2745 | 2798.1189 | 0 | 160.1671 | 0.12321 | 1 | 0.5 | 0 | 4.1373 | 0 | 4.1373
2007-01-31 12:00 | 1 | 31 | 12 | 31 | 732 | 26.06 | 3050.7393 | 0 | Heating | 3050.7393 | 4 | 2440.5914 | 2440.5914 | 0 | 6 | 0 | 0 | 4 | 0 | 0 | 0 | 6 | 0 | 488.1183 | 0.18774 | 1 | 0.5 | 0 | 8.2745 | 0 | 8.2745 | 2490.3994 | 0 | 142.5529 | 0.10966 | 1 | 0.5 | 0 | 4.1373 | 0 | 4.1373
2007-01-31 13:00 | 1 | 31 | 13 | 31 | 733 | 26.6 | 2785.1324 | 0 | Heating | 2785.1324 | 4 | 2228.1059 | 2228.1059 | 0 | 6 | 0 | 0 | 4 | 0 | 0 | 0 | 6 | 0 | 445.6212 | 0.17139 | 1 | 0.5 | 0 | 8.2745 | 0 | 8.2745 | 2273.5775 | 0 | 130.1418 | 0.10011 | 1 | 0.5 | 0 | 4.1373 | 0 | 4.1373
2007-01-31 14:00 | 1 | 31 | 14 | 31 | 734 | 26.06 | 2565.5777 | 0 | Heating | 2565.5777 | 4 | 2052.4621 | 2052.4621 | 0 | 6 | 0 | 0 | 4 | 0 | 0 | 0 | 6 | 0 | 410.4924 | 0.15788 | 1 | 0.5 | 0 | 8.2745 | 0 | 8.2745 | 2094.3491 | 0 | 119.8826 | 0.092217 | 1 | 0.5 | 0 | 4.1373 | 0 | 4.1373
2007-01-31 15:00 | 1 | 31 | 15 | 31 | 735 | 28.94 | 2460.482 | 0 | Heating | 2460.482 | 4 | 1968.3856 | 1968.3856 | 0 | 6 | 0 | 0 | 4 | 0 | 0 | 0 | 6 | 0 | 393.6771 | 0.15141 | 1 | 0.5 | 0 | 8.2745 | 0 | 8.2745 | 2008.5567 | 0 | 114.9718 | 0.08844 | 1 | 0.5 | 0 | 4.1373 | 0 | 4.1373
2007-01-31 16:00 | 1 | 31 | 16 | 31 | 736 | 28.04 | 2468.7765 | 0 | Heating | 2468.7765 | 4 | 1975.0212 | 1975.0212 | 0 | 6 | 0 | 0 | 4 | 0 | 0 | 0 | 6 | 0 | 395.0042 | 0.15192 | 1 | 0.5 | 0 | 8.2745 | 0 | 8.2745 | 2015.3277 | 0 | 115.3593 | 0.088738 | 1 | 0.5 | 0 | 4.1373 | 0 | 4.1373
2007-01-31 17:00 | 1 | 31 | 17 | 31 | 737 | 28.04 | 2506.7275 | 0 | Heating | 2506.7275 | 4 | 2005.382 | 2005.382 | 0 | 6 | 0 | 0 | 4 | 0 | 0 | 0 | 6 | 0 | 401.0764 | 0.15426 | 1 | 0.5 | 0 | 8.2745 | 0 | 8.2745 | 2046.3082 | 0 | 117.1327 | 0.090102 | 1 | 0.5 | 0 | 4.1373 | 0 | 4.1373
2007-01-31 18:00 | 1 | 31 | 18 | 31 | 738 | 26.06 | 2611.7191 | 0 | Heating | 2611.7191 | 4 | 2089.3753 | 2089.3753 | 0 | 6 | 0 | 0 | 4 | 0 | 0 | 0 | 6 | 0 | 417.8751 | 0.16072 | 1 | 0.5 | 0 | 8.2745 | 0 | 8.2745 | 2132.0156 | 0 | 122.0387 | 0.093876 | 1 | 0.5 | 0 | 4.1373 | 0 | 4.1373
2007-01-31 19:00 | 1 | 31 | 19 | 31 | 739 | 19.58 | 2697.8785 | 0 | Heating | 2697.8785 | 4 | 2158.3028 | 2158.3028 | 0 | 6 | 0 | 0 | 4 | 0 | 0 | 0 | 6 | 0 | 431.6606 | 0.16602 | 1 | 0.5 | 0 | 8.2745 | 0 | 8.2745 | 2202.3498 | 0 | 126.0647 | 0.096973 | 1 | 0.5 | 0 | 4.1373 | 0 | 4.1373
2007-01-31 20:00 | 1 | 31 | 20 | 31 | 740 | 17.6 | 2691.9728 | 0 | Heating | 2691.9728 | 4 | 2153.5783 | 2153.5783 | 0 | 6 | 0 | 0 | 4 | 0 | 0 | 0 | 6 | 0 | 430.7157 | 0.16566 | 1 | 0.5 | 0 | 8.2745 | 0 | 8.2745 | 2197.5288 | 0 | 125.7887 | 0.096761 | 1 | 0.5 | 0 | 4.1373 | 0 | 4.1373
2007-01-31 21:00 | 1 | 31 | 21 | 31 | 741 | 16.34 | 2728.222 | 0 | Heating | 2728.222 | 4 | 2182.5776 | 2182.5776 | 0 | 6 | 0 | 0 | 4 | 0 | 0 | 0 | 6 | 0 | 436.5155 | 0.16789 | 1 | 0.5 | 0 | 8.2745 | 0 | 8.2745 | 2227.12 | 0 | 127.4825 | 0.098063 | 1 | 0.5 | 0 | 4.1373 | 0 | 4.1373
2007-01-31 22:00 | 1 | 31 | 22 | 31 | 742 | 18.14 | 1571.6258 | 0 | Heating | 1571.6258 | 4 | 1257.3006 | 1257.3006 | 0 | 6 | 0 | 0 | 4 | 0 | 0 | 0 | 6 | 0 | 251.4601 | 0.096715 | 1 | 0.5 | 0 | 8.2745 | 0 | 8.2745 | 1282.9598 | 0 | 73.4379 | 0.056491 | 1 | 0.5 | 0 | 4.1373 | 0 | 4.1373
2007-01-31 23:00 | 1 | 31 | 23 | 31 | 743 | 20.3 | 1365.3839 | 0 | Heating | 1365.3839 | 4 | 1092.3071 | 1092.3071 | 0 | 6 | 0 | 0 | 4 | 0 | 0 | 0 | 6 | 0 | 218.4614 | 0.084024 | 1 | 0.5 | 0 | 8.2745 | 0 | 8.2745 | 1114.5991 | 0 | 63.8008 | 0.049078 | 1 | 0.5 | 0 | 4.1373 | 0 | 4.1373
2007-02-01 | 2 | 1 | 0 | 32 | 744 | 22.64 | 1255.3021 | 0 | Heating | 1255.3021 | 4 | 1004.2417 | 1004.2417 | 0 | 6 | 0 | 0 | 4 | 0 | 0 | 0 | 6 | 0 | 200.8483 | 0.077249 | 1 | 0.5 | 0 | 8.2745 | 0 | 8.2745 | 1024.7364 | 0 | 58.6569 | 0.045121 | 1 | 0.5 | 0 | 4.1373 | 0 | 4.1373
2007-02-01 01:00 | 2 | 1 | 1 | 32 | 745 | 24.08 | 901.014 | 0 | Heating | 901.014 | 4 | 720.8112 | 720.8112 | 0 | 6 | 0 | 0 | 4 | 0 | 0 | 0 | 6 | 0 | 144.1622 | 0.055447 | 1 | 0.5 | 0 | 8.2745 | 0 | 8.2745 | 735.5216 | 0 | 42.102 | 0.032386 | 1 | 0.5 | 0 | 4.1373 | 0 | 4.1373
2007-02-01 02:00 | 2 | 1 | 2 | 32 | 746 | 24.08 | 812.7636 | 0 | Heating | 812.7636 | 4 | 650.2109 | 650.2109 | 0 | 6 | 0 | 0 | 4 | 0 | 0 | 0 | 6 | 0 | 130.0422 | 0.050016 | 1 | 0.5 | 0 | 8.2745 | 0 | 8.2745 | 663.4805 | 0 | 37.9783 | 0.029214 | 1 | 0.5 | 0 | 4.1373 | 0 | 4.1373
2007-02-01 03:00 | 2 | 1 | 3 | 32 | 747 | 23.72 | 708.5166 | 0 | Heating | 708.5166 | 4 | 566.8133 | 566.8133 | 0 | 6 | 0 | 0 | 4 | 0 | 0 | 0 | 6 | 0 | 113.3627 | 0.043601 | 1 | 0.5 | 0 | 8.2745 | 0 | 8.2745 | 578.3809 | 0 | 33.1071 | 0.025467 | 1 | 0.5 | 0 | 4.1373 | 0 | 4.1373
2007-02-01 04:00 | 2 | 1 | 4 | 32 | 748 | 23.36 | 597.1077 | 0 | Heating | 597.1077 | 4 | 477.6862 | 477.6862 | 0 | 6 | 0 | 0 | 4 | 0 | 0 | 0 | 6 | 0 | 95.5372 | 0.036745 | 1 | 0.5 | 0 | 8.2745 | 0 | 8.2745 | 487.4349 | 0 | 27.9013 | 0.021463 | 1 | 0.5 | 0 | 4.1373 | 0 | 4.1373
2007-02-01 05:00 | 2 | 1 | 5 | 32 | 749 | 22.64 | 565.3197 | 0 | Heating | 565.3197 | 4 | 452.2558 | 452.2558 | 0 | 6 | 0 | 0 | 4 | 0 | 0 | 0 | 6 | 0 | 90.4512 | 0.034789 | 1 | 0.5 | 0 | 8.2745 | 0 | 8.2745 | 461.4855 | 0 | 26.4159 | 0.02032 | 1 | 0.5 | 0 | 4.1373 | 0 | 4.1373
2007-02-01 06:00 | 2 | 1 | 6 | 32 | 750 | 23 | 750.6447 | 0 | Heating | 750.6447 | 4 | 600.5158 | 600.5158 | 0 | 6 | 0 | 0 | 4 | 0 | 0 | 0 | 6 | 0 | 120.1032 | 0.046194 | 1 | 0.5 | 0 | 8.2745 | 0 | 8.2745 | 612.7712 | 0 | 35.0756 | 0.026981 | 1 | 0.5 | 0 | 4.1373 | 0 | 4.1373
2007-02-01 07:00 | 2 | 1 | 7 | 32 | 751 | 21.92 | 2583.0508 | 0 | Heating | 2583.0508 | 4 | 2066.4406 | 2066.4406 | 0 | 6 | 0 | 0 | 4 | 0 | 0 | 0 | 6 | 0 | 413.2881 | 0.15896 | 1 | 0.5 | 0 | 8.2745 | 0 | 8.2745 | 2108.6129 | 0 | 120.6991 | 0.092845 | 1 | 0.5 | 0 | 4.1373 | 0 | 4.1373
2007-02-01 08:00 | 2 | 1 | 8 | 32 | 752 | 21.92 | 2105.9199 | 0 | Heating | 2105.9199 | 4 | 1684.7359 | 1684.7359 | 0 | 6 | 0 | 0 | 4 | 0 | 0 | 0 | 6 | 0 | 336.9472 | 0.1296 | 1 | 0.5 | 0 | 8.2745 | 0 | 8.2745 | 1719.1183 | 0 | 98.404 | 0.075695 | 1 | 0.5 | 0 | 4.1373 | 0 | 4.1373
2007-02-01 09:00 | 2 | 1 | 9 | 32 | 753 | 24.98 | 1909.4962 | 0 | Heating | 1909.4962 | 4 | 1527.5969 | 1527.5969 | 0 | 6 | 0 | 0 | 4 | 0 | 0 | 0 | 6 | 0 | 305.5194 | 0.11751 | 1 | 0.5 | 0 | 8.2745 | 0 | 8.2745 | 1558.7724 | 0 | 89.2257 | 0.068635 | 1 | 0.5 | 0 | 4.1373 | 0 | 4.1373
2007-02-01 10:00 | 2 | 1 | 10 | 32 | 754 | 24.98 | 1538.9367 | 0 | Heating | 1538.9367 | 4 | 1231.1493 | 1231.1493 | 0 | 6 | 0 | 0 | 4 | 0 | 0 | 0 | 6 | 0 | 246.2299 | 0.094704 | 1 | 0.5 | 0 | 8.2745 | 0 | 8.2745 | 1256.2748 | 0 | 71.9104 | 0.055316 | 1 | 0.5 | 0 | 4.1373 | 0 | 4.1373
2007-02-01 11:00 | 2 | 1 | 11 | 32 | 755 | 24.98 | 1337.6312 | 0 | Heating | 1337.6312 | 4 | 1070.1049 | 1070.1049 | 0 | 6 | 0 | 0 | 4 | 0 | 0 | 0 | 6 | 0 | 214.021 | 0.082316 | 1 | 0.5 | 0 | 8.2745 | 0 | 8.2745 | 1091.9438 | 0 | 62.5039 | 0.04808 | 1 | 0.5 | 0 | 4.1373 | 0 | 4.1373
2007-02-01 12:00 | 2 | 1 | 12 | 32 | 756 | 23 | 1082.6933 | 0 | Heating | 1082.6933 | 4 | 866.1546 | 866.1546 | 0 | 6 | 0 | 0 | 4 | 0 | 0 | 0 | 6 | 0 | 173.2309 | 0.066627 | 1 | 0.5 | 0 | 8.2745 | 0 | 8.2745 | 883.8312 | 0 | 50.5914 | 0.038916 | 1 | 0.5 | 0 | 4.1373 | 0 | 4.1373
2007-02-01 13:00 | 2 | 1 | 13 | 32 | 757 | 24.98 | 941.234 | 0 | Heating | 941.234 | 4 | 752.9872 | 752.9872 | 0 | 6 | 0 | 0 | 4 | 0 | 0 | 0 | 6 | 0 | 150.5974 | 0.057922 | 1 | 0.5 | 0 | 8.2745 | 0 | 8.2745 | 768.3543 | 0 | 43.9814 | 0.033832 | 1 | 0.5 | 0 | 4.1373 | 0 | 4.1373
2007-02-01 14:00 | 2 | 1 | 14 | 32 | 758 | 24.98 | 832.4845 | 0 | Heating | 832.4845 | 4 | 665.9876 | 665.9876 | 0 | 6 | 0 | 0 | 4 | 0 | 0 | 0 | 6 | 0 | 133.1975 | 0.05123 | 1 | 0.5 | 0 | 8.2745 | 0 | 8.2745 | 679.5792 | 0 | 38.8998 | 0.029923 | 1 | 0.5 | 0 | 4.1373 | 0 | 4.1373
2007-02-01 15:00 | 2 | 1 | 15 | 32 | 759 | 24.08 | 788.5974 | 0 | Heating | 788.5974 | 4 | 630.8779 | 630.8779 | 0 | 6 | 0 | 0 | 4 | 0 | 0 | 0 | 6 | 0 | 126.1756 | 0.048529 | 1 | 0.5 | 0 | 8.2745 | 0 | 8.2745 | 643.753 | 0 | 36.8491 | 0.028345 | 1 | 0.5 | 0 | 4.1373 | 0 | 4.1373
2007-02-01 16:00 | 2 | 1 | 16 | 32 | 760 | 24.08 | 802.0468 | 0 | Heating | 802.0468 | 4 | 641.6374 | 641.6374 | 0 | 6 | 0 | 0 | 4 | 0 | 0 | 0 | 6 | 0 | 128.3275 | 0.049357 | 1 | 0.5 | 0 | 8.2745 | 0 | 8.2745 | 654.7321 | 0 | 37.4775 | 0.028829 | 1 | 0.5 | 0 | 4.1373 | 0 | 4.1373
2007-02-01 17:00 | 2 | 1 | 17 | 32 | 761 | 24.08 | 831.0006 | 0 | Heating | 831.0006 | 4 | 664.8005 | 664.8005 | 0 | 6 | 0 | 0 | 4 | 0 | 0 | 0 | 6 | 0 | 132.9601 | 0.051138 | 1 | 0.5 | 0 | 8.2745 | 0 | 8.2745 | 678.3678 | 0 | 38.8304 | 0.02987 | 1 | 0.5 | 0 | 4.1373 | 0 | 4.1373
2007-02-01 18:00 | 2 | 1 | 18 | 32 | 762 | 21.02 | 933.9333 | 0 | Heating | 933.9333 | 4 | 747.1466 | 747.1466 | 0 | 6 | 0 | 0 | 4 | 0 | 0 | 0 | 6 | 0 | 149.4293 | 0.057473 | 1 | 0.5 | 0 | 8.2745 | 0 | 8.2745 | 762.3945 | 0 | 43.6402 | 0.033569 | 1 | 0.5 | 0 | 4.1373 | 0 | 4.1373
2007-02-01 19:00 | 2 | 1 | 19 | 32 | 763 | 19.94 | 1049.0203 | 0 | Heating | 1049.0203 | 4 | 839.2162 | 839.2162 | 0 | 6 | 0 | 0 | 4 | 0 | 0 | 0 | 6 | 0 | 167.8432 | 0.064555 | 1 | 0.5 | 0 | 8.2745 | 0 | 8.2745 | 856.3431 | 0 | 49.0179 | 0.037706 | 1 | 0.5 | 0 | 4.1373 | 0 | 4.1373
2007-02-01 20:00 | 2 | 1 | 20 | 32 | 764 | 19.94 | 1061.4644 | 0 | Heating | 1061.4644 | 4 | 849.1715 | 849.1715 | 0 | 6 | 0 | 0 | 4 | 0 | 0 | 0 | 6 | 0 | 169.8343 | 0.065321 | 1 | 0.5 | 0 | 8.2745 | 0 | 8.2745 | 866.5016 | 0 | 49.5994 | 0.038153 | 1 | 0.5 | 0 | 4.1373 | 0 | 4.1373
2007-02-01 21:00 | 2 | 1 | 21 | 32 | 765 | 19.94 | 1072.2928 | 0 | Heating | 1072.2928 | 4 | 857.8342 | 857.8342 | 0 | 6 | 0 | 0 | 4 | 0 | 0 | 0 | 6 | 0 | 171.5668 | 0.065987 | 1 | 0.5 | 0 | 8.2745 | 0 | 8.2745 | 875.341 | 0 | 50.1054 | 0.038543 | 1 | 0.5 | 0 | 4.1373 | 0 | 4.1373
2007-02-01 22:00 | 2 | 1 | 22 | 32 | 766 | 19.4 | 690.0082 | 0 | Heating | 690.0082 | 4 | 552.0065 | 552.0065 | 0 | 6 | 0 | 0 | 4 | 0 | 0 | 0 | 6 | 0 | 110.4013 | 0.042462 | 1 | 0.5 | 0 | 8.2745 | 0 | 8.2745 | 563.272 | 0 | 32.2422 | 0.024802 | 1 | 0.5 | 0 | 4.1373 | 0 | 4.1373
2007-02-01 23:00 | 2 | 1 | 23 | 32 | 767 | 19.04 | 638.7997 | 0 | Heating | 638.7997 | 4 | 511.0398 | 511.0398 | 0 | 6 | 0 | 0 | 4 | 0 | 0 | 0 | 6 | 0 | 102.208 | 0.039311 | 1 | 0.5 | 0 | 8.2745 | 0 | 8.2745 | 521.4692 | 0 | 29.8494 | 0.022961 | 1 | 0.5 | 0 | 4.1373 | 0 | 4.1373
2007-02-02 | 2 | 2 | 0 | 33 | 768 | 19.4 | 543.6866 | 0 | Heating | 543.6866 | 4 | 434.9493 | 434.9493 | 0 | 6 | 0 | 0 | 4 | 0 | 0 | 0 | 6 | 0 | 86.9899 | 0.033458 | 1 | 0.5 | 0 | 8.2745 | 0 | 8.2745 | 443.8258 | 0 | 25.405 | 0.019542 | 1 | 0.5 | 0 | 4.1373 | 0 | 4.1373
2007-02-02 01:00 | 2 | 2 | 1 | 33 | 769 | 15.98 | 339.1106 | 0 | Heating | 339.1106 | 4 | 271.2885 | 271.2885 | 0 | 6 | 0 | 0 | 4 | 0 | 0 | 0 | 6 | 0 | 54.2577 | 0.020868 | 1 | 0.5 | 0 | 8.2745 | 0 | 8.2745 | 276.8249 | 0 | 15.8457 | 0.012189 | 1 | 0.5 | 0 | 4.1373 | 0 | 4.1373
2007-02-02 02:00 | 2 | 2 | 2 | 33 | 770 | 15.98 | 318.9867 | 0 | Heating | 318.9867 | 4 | 255.1893 | 255.1893 | 0 | 6 | 0 | 0 | 4 | 0 | 0 | 0 | 6 | 0 | 51.0379 | 0.01963 | 1 | 0.5 | 0 | 8.2745 | 0 | 8.2745 | 260.3973 | 0 | 14.9054 | 0.011466 | 1 | 0.5 | 0 | 4.1373 | 0 | 4.1373
2007-02-02 03:00 | 2 | 2 | 3 | 33 | 771 | 15.98 | 303.5172 | 0 | Heating | 303.5172 | 4 | 242.8138 | 242.8138 | 0 | 6 | 0 | 0 | 4 | 0 | 0 | 0 | 6 | 0 | 48.5628 | 0.018678 | 1 | 0.5 | 0 | 8.2745 | 0 | 8.2745 | 247.7692 | 0 | 14.1826 | 0.01091 | 1 | 0.5 | 0 | 4.1373 | 0 | 4.1373
2007-02-02 04:00 | 2 | 2 | 4 | 33 | 772 | 12.92 | 308.8856 | 0 | Heating | 308.8856 | 4 | 247.1085 | 247.1085 | 0 | 6 | 0 | 0 | 4 | 0 | 0 | 0 | 6 | 0 | 49.4217 | 0.019008 | 1 | 0.5 | 0 | 8.2745 | 0 | 8.2745 | 252.1515 | 0 | 14.4334 | 0.011103 | 1 | 0.5 | 0 | 4.1373 | 0 | 4.1373
2007-02-02 05:00 | 2 | 2 | 5 | 33 | 773 | 12.92 | 324.1993 | 0 | Heating | 324.1993 | 4 | 259.3594 | 259.3594 | 0 | 6 | 0 | 0 | 4 | 0 | 0 | 0 | 6 | 0 | 51.8719 | 0.019951 | 1 | 0.5 | 0 | 8.2745 | 0 | 8.2745 | 264.6525 | 0 | 15.149 | 0.011653 | 1 | 0.5 | 0 | 4.1373 | 0 | 4.1373
2007-02-02 06:00 | 2 | 2 | 6 | 33 | 774 | 10.94 | 507.0108 | 0 | Heating | 507.0108 | 4 | 405.6087 | 405.6087 | 0 | 6 | 0 | 0 | 4 | 0 | 0 | 0 | 6 | 0 | 81.1217 | 0.031201 | 1 | 0.5 | 0 | 8.2745 | 0 | 8.2745 | 413.8864 | 0 | 23.6913 | 0.018224 | 1 | 0.5 | 0 | 4.1373 | 0 | 4.1373
2007-02-02 07:00 | 2 | 2 | 7 | 33 | 775 | 10.04 | 1970.9122 | 0 | Heating | 1970.9122 | 4 | 1576.7298 | 1576.7298 | 0 | 6 | 0 | 0 | 4 | 0 | 0 | 0 | 6 | 0 | 315.346 | 0.12129 | 1 | 0.5 | 0 | 8.2745 | 0 | 8.2745 | 1608.9079 | 0 | 92.0955 | 0.070843 | 1 | 0.5 | 0 | 4.1373 | 0 | 4.1373
2007-02-02 08:00 | 2 | 2 | 8 | 33 | 776 | 10.04 | 1786.5048 | 0 | Heating | 1786.5048 | 4 | 1429.2039 | 1429.2039 | 0 | 6 | 0 | 0 | 4 | 0 | 0 | 0 | 6 | 0 | 285.8408 | 0.10994 | 1 | 0.5 | 0 | 8.2745 | 0 | 8.2745 | 1458.3713 | 0 | 83.4786 | 0.064214 | 1 | 0.5 | 0 | 4.1373 | 0 | 4.1373
2007-02-02 09:00 | 2 | 2 | 9 | 33 | 777 | 17.06 | 1908.7124 | 0 | Heating | 1908.7124 | 4 | 1526.9699 | 1526.9699 | 0 | 6 | 0 | 0 | 4 | 0 | 0 | 0 | 6 | 0 | 305.394 | 0.11746 | 1 | 0.5 | 0 | 8.2745 | 0 | 8.2745 | 1558.1326 | 0 | 89.189 | 0.068607 | 1 | 0.5 | 0 | 4.1373 | 0 | 4.1373
2007-02-02 10:00 | 2 | 2 | 10 | 33 | 778 | 19.04 | 1788.4443 | 0 | Heating | 1788.4443 | 4 | 1430.7554 | 1430.7554 | 0 | 6 | 0 | 0 | 4 | 0 | 0 | 0 | 6 | 0 | 286.1511 | 0.11006 | 1 | 0.5 | 0 | 8.2745 | 0 | 8.2745 | 1459.9545 | 0 | 83.5692 | 0.064284 | 1 | 0.5 | 0 | 4.1373 | 0 | 4.1373
2007-02-02 11:00 | 2 | 2 | 11 | 33 | 779 | 19.04 | 1745.6575 | 0 | Heating | 1745.6575 | 4 | 1396.526 | 1396.526 | 0 | 6 | 0 | 0 | 4 | 0 | 0 | 0 | 6 | 0 | 279.3052 | 0.10743 | 1 | 0.5 | 0 | 8.2745 | 0 | 8.2745 | 1425.0265 | 0 | 81.5699 | 0.062746 | 1 | 0.5 | 0 | 4.1373 | 0 | 4.1373
2007-02-02 12:00 | 2 | 2 | 12 | 33 | 780 | 24.98 | 1597.1198 | 0 | Heating | 1597.1198 | 4 | 1277.6958 | 1277.6958 | 0 | 6 | 0 | 0 | 4 | 0 | 0 | 0 | 6 | 0 | 255.5392 | 0.098284 | 1 | 0.5 | 0 | 8.2745 | 0 | 8.2745 | 1303.7712 | 0 | 74.6291 | 0.057407 | 1 | 0.5 | 0 | 4.1373 | 0 | 4.1373
2007-02-02 13:00 | 2 | 2 | 13 | 33 | 781 | 24.98 | 1553.8083 | 0 | Heating | 1553.8083 | 4 | 1243.0466 | 1243.0466 | 0 | 6 | 0 | 0 | 4 | 0 | 0 | 0 | 6 | 0 | 248.6093 | 0.095619 | 1 | 0.5 | 0 | 8.2745 | 0 | 8.2745 | 1268.4149 | 0 | 72.6053 | 0.05585 | 1 | 0.5 | 0 | 4.1373 | 0 | 4.1373
2007-02-02 14:00 | 2 | 2 | 14 | 33 | 782 | 24.98 | 1593.7037 | 0 | Heating | 1593.7037 | 4 | 1274.963 | 1274.963 | 0 | 6 | 0 | 0 | 4 | 0 | 0 | 0 | 6 | 0 | 254.9926 | 0.098074 | 1 | 0.5 | 0 | 8.2745 | 0 | 8.2745 | 1300.9826 | 0 | 74.4695 | 0.057284 | 1 | 0.5 | 0 | 4.1373 | 0 | 4.1373
2007-02-02 15:00 | 2 | 2 | 15 | 33 | 783 | 26.06 | 1639.9957 | 0 | Heating | 1639.9957 | 4 | 1311.9966 | 1311.9966 | 0 | 6 | 0 | 0 | 4 | 0 | 0 | 0 | 6 | 0 | 262.3993 | 0.10092 | 1 | 0.5 | 0 | 8.2745 | 0 | 8.2745 | 1338.772 | 0 | 76.6326 | 0.058948 | 1 | 0.5 | 0 | 4.1373 | 0 | 4.1373
2007-02-02 16:00 | 2 | 2 | 16 | 33 | 784 | 26.06 | 1708.7198 | 0 | Heating | 1708.7198 | 4 | 1366.9758 | 1366.9758 | 0 | 6 | 0 | 0 | 4 | 0 | 0 | 0 | 6 | 0 | 273.3952 | 0.10515 | 1 | 0.5 | 0 | 8.2745 | 0 | 8.2745 | 1394.8733 | 0 | 79.8439 | 0.061418 | 1 | 0.5 | 0 | 4.1373 | 0 | 4.1373
2007-02-02 17:00 | 2 | 2 | 17 | 33 | 785 | 26.06 | 1815.4035 | 0 | Heating | 1815.4035 | 4 | 1452.3228 | 1452.3228 | 0 | 6 | 0 | 0 | 4 | 0 | 0 | 0 | 6 | 0 | 290.4646 | 0.11172 | 1 | 0.5 | 0 | 8.2745 | 0 | 8.2745 | 1481.9621 | 0 | 84.829 | 0.065253 | 1 | 0.5 | 0 | 4.1373 | 0 | 4.1373
2007-02-02 18:00 | 2 | 2 | 18 | 33 | 786 | 24.08 | 1984.5845 | 0 | Heating | 1984.5845 | 4 | 1587.6676 | 1587.6676 | 0 | 6 | 0 | 0 | 4 | 0 | 0 | 0 | 6 | 0 | 317.5335 | 0.12213 | 1 | 0.5 | 0 | 8.2745 | 0 | 8.2745 | 1620.069 | 0 | 92.7343 | 0.071334 | 1 | 0.5 | 0 | 4.1373 | 0 | 4.1373
2007-02-02 19:00 | 2 | 2 | 19 | 33 | 787 | 21.92 | 2077.5982 | 0 | Heating | 2077.5982 | 4 | 1662.0785 | 1662.0785 | 0 | 6 | 0 | 0 | 4 | 0 | 0 | 0 | 6 | 0 | 332.4157 | 0.12785 | 1 | 0.5 | 0 | 8.2745 | 0 | 8.2745 | 1695.9985 | 0 | 97.0806 | 0.074677 | 1 | 0.5 | 0 | 4.1373 | 0 | 4.1373
2007-02-02 20:00 | 2 | 2 | 20 | 33 | 788 | 21.92 | 2283.9042 | 0 | Heating | 2283.9042 | 4 | 1827.1233 | 1827.1233 | 0 | 6 | 0 | 0 | 4 | 0 | 0 | 0 | 6 | 0 | 365.4247 | 0.14055 | 1 | 0.5 | 0 | 8.2745 | 0 | 8.2745 | 1864.4116 | 0 | 106.7208 | 0.082093 | 1 | 0.5 | 0 | 4.1373 | 0 | 4.1373
2007-02-02 21:00 | 2 | 2 | 21 | 33 | 789 | 19.94 | 2431.1505 | 0 | Heating | 2431.1505 | 4 | 1944.9204 | 1944.9204 | 0 | 6 | 0 | 0 | 4 | 0 | 0 | 0 | 6 | 0 | 388.9841 | 0.14961 | 1 | 0.5 | 0 | 8.2745 | 0 | 8.2745 | 1984.6127 | 0 | 113.6012 | 0.087386 | 1 | 0.5 | 0 | 4.1373 | 0 | 4.1373
2007-02-02 22:00 | 2 | 2 | 22 | 33 | 790 | 19.94 | 2549.7877 | 0 | Heating | 2549.7877 | 4 | 2039.8302 | 2039.8302 | 0 | 6 | 0 | 0 | 4 | 0 | 0 | 0 | 6 | 0 | 407.966 | 0.15691 | 1 | 0.5 | 0 | 8.2745 | 0 | 8.2745 | 2081.4593 | 0 | 119.1448 | 0.09165 | 1 | 0.5 | 0 | 4.1373 | 0 | 4.1373
2007-02-02 23:00 | 2 | 2 | 23 | 33 | 791 | 19.94 | 1607.0032 | 0 | Heating | 1607.0032 | 4 | 1285.6026 | 1285.6026 | 0 | 6 | 0 | 0 | 4 | 0 | 0 | 0 | 6 | 0 | 257.1205 | 0.098893 | 1 | 0.5 | 0 | 8.2745 | 0 | 8.2745 | 1311.8394 | 0 | 75.091 | 0.057762 | 1 | 0.5 | 0 | 4.1373 | 0 | 4.1373
2007-02-03 | 2 | 3 | 0 | 34 | 792 | 19.94 | 1597.416 | 0 | Heating | 1597.416 | 4 | 1277.9328 | 1277.9328 | 0 | 6 | 0 | 0 | 4 | 0 | 0 | 0 | 6 | 0 | 255.5866 | 0.098303 | 1 | 0.5 | 0 | 8.2745 | 0 | 8.2745 | 1304.0131 | 0 | 74.643 | 0.057418 | 1 | 0.5 | 0 | 4.1373 | 0 | 4.1373
2007-02-03 01:00 | 2 | 3 | 1 | 34 | 793 | 21.02 | 1539.0231 | 0 | Heating | 1539.0231 | 4 | 1231.2184 | 1231.2184 | 0 | 6 | 0 | 0 | 4 | 0 | 0 | 0 | 6 | 0 | 246.2437 | 0.094709 | 1 | 0.5 | 0 | 8.2745 | 0 | 8.2745 | 1256.3454 | 0 | 71.9144 | 0.055319 | 1 | 0.5 | 0 | 4.1373 | 0 | 4.1373
2007-02-03 02:00 | 2 | 3 | 2 | 34 | 794 | 21.02 | 1711.7012 | 0 | Heating | 1711.7012 | 4 | 1369.361 | 1369.361 | 0 | 6 | 0 | 0 | 4 | 0 | 0 | 0 | 6 | 0 | 273.8722 | 0.10534 | 1 | 0.5 | 0 | 8.2745 | 0 | 8.2745 | 1397.3071 | 0 | 79.9832 | 0.061526 | 1 | 0.5 | 0 | 4.1373 | 0 | 4.1373
2007-02-03 03:00 | 2 | 3 | 3 | 34 | 795 | 21.02 | 1778.3088 | 0 | Heating | 1778.3088 | 4 | 1422.647 | 1422.647 | 0 | 6 | 0 | 0 | 4 | 0 | 0 | 0 | 6 | 0 | 284.5294 | 0.10943 | 1 | 0.5 | 0 | 8.2745 | 0 | 8.2745 | 1451.6807 | 0 | 83.0956 | 0.06392 | 1 | 0.5 | 0 | 4.1373 | 0 | 4.1373
2007-02-03 04:00 | 2 | 3 | 4 | 34 | 796 | 19.94 | 1848.3032 | 0 | Heating | 1848.3032 | 4 | 1478.6426 | 1478.6426 | 0 | 6 | 0 | 0 | 4 | 0 | 0 | 0 | 6 | 0 | 295.7285 | 0.11374 | 1 | 0.5 | 0 | 8.2745 | 0 | 8.2745 | 1508.819 | 0 | 86.3663 | 0.066436 | 1 | 0.5 | 0 | 4.1373 | 0 | 4.1373
2007-02-03 05:00 | 2 | 3 | 5 | 34 | 797 | 19.94 | 1936.9992 | 0 | Heating | 1936.9992 | 4 | 1549.5994 | 1549.5994 | 0 | 6 | 0 | 0 | 4 | 0 | 0 | 0 | 6 | 0 | 309.9199 | 0.1192 | 1 | 0.5 | 0 | 8.2745 | 0 | 8.2745 | 1581.2238 | 0 | 90.5108 | 0.069624 | 1 | 0.5 | 0 | 4.1373 | 0 | 4.1373
2007-02-03 06:00 | 2 | 3 | 6 | 34 | 798 | 17.06 | 2257.1118 | 0 | Heating | 2257.1118 | 4 | 1805.6894 | 1805.6894 | 0 | 6 | 0 | 0 | 4 | 0 | 0 | 0 | 6 | 0 | 361.1379 | 0.1389 | 1 | 0.5 | 0 | 8.2745 | 0 | 8.2745 | 1842.5402 | 0 | 105.4688 | 0.08113 | 1 | 0.5 | 0 | 4.1373 | 0 | 4.1373
2007-02-03 07:00 | 2 | 3 | 7 | 34 | 799 | 15.98 | 2655.3381 | 0 | Heating | 2655.3381 | 4 | 2124.2705 | 2124.2705 | 0 | 6 | 0 | 0 | 4 | 0 | 0 | 0 | 6 | 0 | 424.8541 | 0.16341 | 1 | 0.5 | 0 | 8.2745 | 0 | 8.2745 | 2167.6229 | 0 | 124.0769 | 0.095444 | 1 | 0.5 | 0 | 4.1373 | 0 | 4.1373
2007-02-03 08:00 | 2 | 3 | 8 | 34 | 800 | 15.98 | 2678.8969 | 0 | Heating | 2678.8969 | 4 | 2143.1175 | 2143.1175 | 0 | 6 | 0 | 0 | 4 | 0 | 0 | 0 | 6 | 0 | 428.6235 | 0.16486 | 1 | 0.5 | 0 | 8.2745 | 0 | 8.2745 | 2186.8546 | 0 | 125.1777 | 0.096291 | 1 | 0.5 | 0 | 4.1373 | 0 | 4.1373
2007-02-03 09:00 | 2 | 3 | 9 | 34 | 801 | 19.04 | 4922.354 | 0 | Heating | 4922.354 | 4 | 3937.8832 | 3200 | 737.8832 | 6 | 36.0435 | 0 | 4 | 0 | 0 | 0 | 6 | 0 | 787.5766 | 0.30291 | 1 | 0.60583 | 0 | 12.8682 | 0 | 12.8682 | 3265.3061 | 0 | 186.9093 | 0.14378 | 1 | 0.5 | 0 | 4.1373 | 0 | 4.1373
2007-02-03 10:00 | 2 | 3 | 10 | 34 | 802 | 21.92 | 4111.911 | 0 | Heating | 4111.911 | 4 | 3289.5288 | 3200 | 89.5288 | 6 | 4.3732 | 0 | 4 | 0 | 0 | 0 | 6 | 0 | 657.9058 | 0.25304 | 1 | 0.50608 | 0 | 8.5079 | 0 | 8.5079 | 3265.3061 | 0 | 186.9093 | 0.14378 | 1 | 0.5 | 0 | 4.1373 | 0 | 4.1373
2007-02-03 11:00 | 2 | 3 | 11 | 34 | 803 | 21.92 | 3608.2626 | 0 | Heating | 3608.2626 | 4 | 2886.6101 | 2886.6101 | 0 | 6 | 0 | 0 | 4 | 0 | 0 | 0 | 6 | 0 | 577.322 | 0.22205 | 1 | 0.5 | 0 | 8.2745 | 0 | 8.2745 | 2945.5205 | 0 | 168.6045 | 0.1297 | 1 | 0.5 | 0 | 4.1373 | 0 | 4.1373
2007-02-03 12:00 | 2 | 3 | 12 | 34 | 804 | 23 | 3174.1557 | 0 | Heating | 3174.1557 | 4 | 2539.3246 | 2539.3246 | 0 | 6 | 0 | 0 | 4 | 0 | 0 | 0 | 6 | 0 | 507.8649 | 0.19533 | 1 | 0.5 | 0 | 8.2745 | 0 | 8.2745 | 2591.1475 | 0 | 148.3198 | 0.11409 | 1 | 0.5 | 0 | 4.1373 | 0 | 4.1373
2007-02-03 13:00 | 2 | 3 | 13 | 34 | 805 | 26.96 | 2765.559 | 0 | Heating | 2765.559 | 4 | 2212.4472 | 2212.4472 | 0 | 6 | 0 | 0 | 4 | 0 | 0 | 0 | 6 | 0 | 442.4894 | 0.17019 | 1 | 0.5 | 0 | 8.2745 | 0 | 8.2745 | 2257.5992 | 0 | 129.2272 | 0.099406 | 1 | 0.5 | 0 | 4.1373 | 0 | 4.1373
2007-02-03 14:00 | 2 | 3 | 14 | 34 | 806 | 26.96 | 2608.5706 | 0 | Heating | 2608.5706 | 4 | 2086.8565 | 2086.8565 | 0 | 6 | 0 | 0 | 4 | 0 | 0 | 0 | 6 | 0 | 417.3713 | 0.16053 | 1 | 0.5 | 0 | 8.2745 | 0 | 8.2745 | 2129.4454 | 0 | 121.8916 | 0.093763 | 1 | 0.5 | 0 | 4.1373 | 0 | 4.1373
2007-02-03 15:00 | 2 | 3 | 15 | 34 | 807 | 28.04 | 2454.4561 | 0 | Heating | 2454.4561 | 4 | 1963.5649 | 1963.5649 | 0 | 6 | 0 | 0 | 4 | 0 | 0 | 0 | 6 | 0 | 392.713 | 0.15104 | 1 | 0.5 | 0 | 8.2745 | 0 | 8.2745 | 2003.6377 | 0 | 114.6902 | 0.088223 | 1 | 0.5 | 0 | 4.1373 | 0 | 4.1373
2007-02-03 16:00 | 2 | 3 | 16 | 34 | 808 | 28.04 | 2395.8121 | 0 | Heating | 2395.8121 | 4 | 1916.6497 | 1916.6497 | 0 | 6 | 0 | 0 | 4 | 0 | 0 | 0 | 6 | 0 | 383.3299 | 0.14743 | 1 | 0.5 | 0 | 8.2745 | 0 | 8.2745 | 1955.765 | 0 | 111.9499 | 0.086115 | 1 | 0.5 | 0 | 4.1373 | 0 | 4.1373
2007-02-03 17:00 | 2 | 3 | 17 | 34 | 809 | 28.04 | 2440.2853 | 0 | Heating | 2440.2853 | 4 | 1952.2283 | 1952.2283 | 0 | 6 | 0 | 0 | 4 | 0 | 0 | 0 | 6 | 0 | 390.4457 | 0.15017 | 1 | 0.5 | 0 | 8.2745 | 0 | 8.2745 | 1992.0696 | 0 | 114.028 | 0.087714 | 1 | 0.5 | 0 | 4.1373 | 0 | 4.1373
2007-02-03 18:00 | 2 | 3 | 18 | 34 | 810 | 24.98 | 3010.4105 | 0 | Heating | 3010.4105 | 4 | 2408.3284 | 2408.3284 | 0 | 6 | 0 | 0 | 4 | 0 | 0 | 0 | 6 | 0 | 481.6657 | 0.18526 | 1 | 0.5 | 0 | 8.2745 | 0 | 8.2745 | 2457.478 | 0 | 140.6685 | 0.10821 | 1 | 0.5 | 0 | 4.1373 | 0 | 4.1373
2007-02-03 19:00 | 2 | 3 | 19 | 34 | 811 | 23 | 3185.4235 | 0 | Heating | 3185.4235 | 4 | 2548.3388 | 2548.3388 | 0 | 6 | 0 | 0 | 4 | 0 | 0 | 0 | 6 | 0 | 509.6678 | 0.19603 | 1 | 0.5 | 0 | 8.2745 | 0 | 8.2745 | 2600.3458 | 0 | 148.8464 | 0.1145 | 1 | 0.5 | 0 | 4.1373 | 0 | 4.1373
2007-02-03 20:00 | 2 | 3 | 20 | 34 | 812 | 23 | 1750.1132 | 0 | Heating | 1750.1132 | 4 | 1400.0905 | 1400.0905 | 0 | 6 | 0 | 0 | 4 | 0 | 0 | 0 | 6 | 0 | 280.0181 | 0.1077 | 1 | 0.5 | 0 | 8.2745 | 0 | 8.2745 | 1428.6638 | 0 | 81.7781 | 0.062906 | 1 | 0.5 | 0 | 4.1373 | 0 | 4.1373
2007-02-03 21:00 | 2 | 3 | 21 | 34 | 813 | 19.04 | 1642.1801 | 0 | Heating | 1642.1801 | 4 | 1313.7441 | 1313.7441 | 0 | 6 | 0 | 0 | 4 | 0 | 0 | 0 | 6 | 0 | 262.7488 | 0.10106 | 1 | 0.5 | 0 | 8.2745 | 0 | 8.2745 | 1340.5552 | 0 | 76.7347 | 0.059027 | 1 | 0.5 | 0 | 4.1373 | 0 | 4.1373
2007-02-03 22:00 | 2 | 3 | 22 | 34 | 814 | 21.02 | 1546.4322 | 0 | Heating | 1546.4322 | 4 | 1237.1458 | 1237.1458 | 0 | 6 | 0 | 0 | 4 | 0 | 0 | 0 | 6 | 0 | 247.4292 | 0.095165 | 1 | 0.5 | 0 | 8.2745 | 0 | 8.2745 | 1262.3936 | 0 | 72.2607 | 0.055585 | 1 | 0.5 | 0 | 4.1373 | 0 | 4.1373
2007-02-03 23:00 | 2 | 3 | 23 | 34 | 815 | 21.02 | 1559.6309 | 0 | Heating | 1559.6309 | 4 | 1247.7047 | 1247.7047 | 0 | 6 | 0 | 0 | 4 | 0 | 0 | 0 | 6 | 0 | 249.5409 | 0.095977 | 1 | 0.5 | 0 | 8.2745 | 0 | 8.2745 | 1273.1681 | 0 | 72.8774 | 0.05606 | 1 | 0.5 | 0 | 4.1373 | 0 | 4.1373
2007-02-04 | 2 | 4 | 0 | 35 | 816 | 21.92 | 1491.7179 | 0 | Heating | 1491.7179 | 4 | 1193.3743 | 1193.3743 | 0 | 6 | 0 | 0 | 4 | 0 | 0 | 0 | 6 | 0 | 238.6749 | 0.091798 | 1 | 0.5 | 0 | 8.2745 | 0 | 8.2745 | 1217.7289 | 0 | 69.704 | 0.053618 | 1 | 0.5 | 0 | 4.1373 | 0 | 4.1373
2007-02-04 01:00 | 2 | 4 | 1 | 35 | 817 | 21.92 | 1465.0619 | 0 | Heating | 1465.0619 | 4 | 1172.0495 | 1172.0495 | 0 | 6 | 0 | 0 | 4 | 0 | 0 | 0 | 6 | 0 | 234.4099 | 0.090158 | 1 | 0.5 | 0 | 8.2745 | 0 | 8.2745 | 1195.9689 | 0 | 68.4584 | 0.05266 | 1 | 0.5 | 0 | 4.1373 | 0 | 4.1373
2007-02-04 02:00 | 2 | 4 | 2 | 35 | 818 | 21.92 | 1339.4155 | 0 | Heating | 1339.4155 | 4 | 1071.5324 | 1071.5324 | 0 | 6 | 0 | 0 | 4 | 0 | 0 | 0 | 6 | 0 | 214.3065 | 0.082426 | 1 | 0.5 | 0 | 8.2745 | 0 | 8.2745 | 1093.4004 | 0 | 62.5873 | 0.048144 | 1 | 0.5 | 0 | 4.1373 | 0 | 4.1373
2007-02-04 03:00 | 2 | 4 | 3 | 35 | 819 | 21.92 | 1396.3042 | 0 | Heating | 1396.3042 | 4 | 1117.0434 | 1117.0434 | 0 | 6 | 0 | 0 | 4 | 0 | 0 | 0 | 6 | 0 | 223.4087 | 0.085926 | 1 | 0.5 | 0 | 8.2745 | 0 | 8.2745 | 1139.8402 | 0 | 65.2456 | 0.050189 | 1 | 0.5 | 0 | 4.1373 | 0 | 4.1373
2007-02-04 04:00 | 2 | 4 | 4 | 35 | 820 | 21.02 | 1426.7249 | 0 | Heating | 1426.7249 | 4 | 1141.3799 | 1141.3799 | 0 | 6 | 0 | 0 | 4 | 0 | 0 | 0 | 6 | 0 | 228.276 | 0.087798 | 1 | 0.5 | 0 | 8.2745 | 0 | 8.2745 | 1164.6734 | 0 | 66.6671 | 0.051282 | 1 | 0.5 | 0 | 4.1373 | 0 | 4.1373
2007-02-04 05:00 | 2 | 4 | 5 | 35 | 821 | 21.02 | 1489.9938 | 0 | Heating | 1489.9938 | 4 | 1191.995 | 1191.995 | 0 | 6 | 0 | 0 | 4 | 0 | 0 | 0 | 6 | 0 | 238.399 | 0.091692 | 1 | 0.5 | 0 | 8.2745 | 0 | 8.2745 | 1216.3214 | 0 | 69.6234 | 0.053556 | 1 | 0.5 | 0 | 4.1373 | 0 | 4.1373
2007-02-04 06:00 | 2 | 4 | 6 | 35 | 822 | 19.94 | 1697.6637 | 0 | Heating | 1697.6637 | 4 | 1358.131 | 1358.131 | 0 | 6 | 0 | 0 | 4 | 0 | 0 | 0 | 6 | 0 | 271.6262 | 0.10447 | 1 | 0.5 | 0 | 8.2745 | 0 | 8.2745 | 1385.8479 | 0 | 79.3273 | 0.061021 | 1 | 0.5 | 0 | 4.1373 | 0 | 4.1373
2007-02-04 07:00 | 2 | 4 | 7 | 35 | 823 | 19.04 | 4211.0005 | 0 | Heating | 4211.0005 | 4 | 3368.8004 | 3200 | 168.8004 | 6 | 8.2454 | 0 | 4 | 0 | 0 | 0 | 6 | 0 | 673.7601 | 0.25914 | 1 | 0.51828 | 0 | 8.9868 | 0 | 8.9868 | 3265.3061 | 0 | 186.9093 | 0.14378 | 1 | 0.5 | 0 | 4.1373 | 0 | 4.1373
2007-02-04 08:00 | 2 | 4 | 8 | 35 | 824 | 19.04 | 3606.817 | 0 | Heating | 3606.817 | 4 | 2885.4536 | 2885.4536 | 0 | 6 | 0 | 0 | 4 | 0 | 0 | 0 | 6 | 0 | 577.0907 | 0.22196 | 1 | 0.5 | 0 | 8.2745 | 0 | 8.2745 | 2944.3404 | 0 | 168.5369 | 0.12964 | 1 | 0.5 | 0 | 4.1373 | 0 | 4.1373
2007-02-04 09:00 | 2 | 4 | 9 | 35 | 825 | 21.02 | 3248.8664 | 0 | Heating | 3248.8664 | 4 | 2599.0931 | 2599.0931 | 0 | 6 | 0 | 0 | 4 | 0 | 0 | 0 | 6 | 0 | 519.8186 | 0.19993 | 1 | 0.5 | 0 | 8.2745 | 0 | 8.2745 | 2652.1358 | 0 | 151.8109 | 0.11678 | 1 | 0.5 | 0 | 4.1373 | 0 | 4.1373
2007-02-04 10:00 | 2 | 4 | 10 | 35 | 826 | 21.2 | 2788.44 | 0 | Heating | 2788.44 | 4 | 2230.752 | 2230.752 | 0 | 6 | 0 | 0 | 4 | 0 | 0 | 0 | 6 | 0 | 446.1504 | 0.1716 | 1 | 0.5 | 0 | 8.2745 | 0 | 8.2745 | 2276.2776 | 0 | 130.2964 | 0.10023 | 1 | 0.5 | 0 | 4.1373 | 0 | 4.1373
2007-02-04 11:00 | 2 | 4 | 11 | 35 | 827 | 23 | 2495.913 | 0 | Heating | 2495.913 | 4 | 1996.7304 | 1996.7304 | 0 | 6 | 0 | 0 | 4 | 0 | 0 | 0 | 6 | 0 | 399.3461 | 0.15359 | 1 | 0.5 | 0 | 8.2745 | 0 | 8.2745 | 2037.48 | 0 | 116.6274 | 0.089713 | 1 | 0.5 | 0 | 4.1373 | 0 | 4.1373
2007-02-04 12:00 | 2 | 4 | 12 | 35 | 828 | 24.98 | 2194.9016 | 0 | Heating | 2194.9016 | 4 | 1755.9213 | 1755.9213 | 0 | 6 | 0 | 0 | 4 | 0 | 0 | 0 | 6 | 0 | 351.1843 | 0.13507 | 1 | 0.5 | 0 | 8.2745 | 0 | 8.2745 | 1791.7564 | 0 | 102.5619 | 0.078894 | 1 | 0.5 | 0 | 4.1373 | 0 | 4.1373
2007-02-04 13:00 | 2 | 4 | 13 | 35 | 829 | 23 | 2006.8805 | 0 | Heating | 2006.8805 | 4 | 1605.5044 | 1605.5044 | 0 | 6 | 0 | 0 | 4 | 0 | 0 | 0 | 6 | 0 | 321.1009 | 0.1235 | 1 | 0.5 | 0 | 8.2745 | 0 | 8.2745 | 1638.2698 | 0 | 93.7762 | 0.072136 | 1 | 0.5 | 0 | 4.1373 | 0 | 4.1373
2007-02-04 14:00 | 2 | 4 | 14 | 35 | 830 | 21.92 | 1889.0832 | 0 | Heating | 1889.0832 | 4 | 1511.2666 | 1511.2666 | 0 | 6 | 0 | 0 | 4 | 0 | 0 | 0 | 6 | 0 | 302.2533 | 0.11625 | 1 | 0.5 | 0 | 8.2745 | 0 | 8.2745 | 1542.1088 | 0 | 88.2718 | 0.067901 | 1 | 0.5 | 0 | 4.1373 | 0 | 4.1373
2007-02-04 15:00 | 2 | 4 | 15 | 35 | 831 | 24.98 | 1825.7801 | 0 | Heating | 1825.7801 | 4 | 1460.6241 | 1460.6241 | 0 | 6 | 0 | 0 | 4 | 0 | 0 | 0 | 6 | 0 | 292.1248 | 0.11236 | 1 | 0.5 | 0 | 8.2745 | 0 | 8.2745 | 1490.4328 | 0 | 85.3138 | 0.065626 | 1 | 0.5 | 0 | 4.1373 | 0 | 4.1373
2007-02-04 16:00 | 2 | 4 | 16 | 35 | 832 | 24.08 | 1831.2898 | 0 | Heating | 1831.2898 | 4 | 1465.0319 | 1465.0319 | 0 | 6 | 0 | 0 | 4 | 0 | 0 | 0 | 6 | 0 | 293.0064 | 0.11269 | 1 | 0.5 | 0 | 8.2745 | 0 | 8.2745 | 1494.9305 | 0 | 85.5713 | 0.065824 | 1 | 0.5 | 0 | 4.1373 | 0 | 4.1373
2007-02-04 17:00 | 2 | 4 | 17 | 35 | 833 | 24.08 | 2066.1834 | 0 | Heating | 2066.1834 | 4 | 1652.9467 | 1652.9467 | 0 | 6 | 0 | 0 | 4 | 0 | 0 | 0 | 6 | 0 | 330.5893 | 0.12715 | 1 | 0.5 | 0 | 8.2745 | 0 | 8.2745 | 1686.6803 | 0 | 96.5472 | 0.074267 | 1 | 0.5 | 0 | 4.1373 | 0 | 4.1373
2007-02-04 18:00 | 2 | 4 | 18 | 35 | 834 | 19.94 | 2399.8035 | 0 | Heating | 2399.8035 | 4 | 1919.8428 | 1919.8428 | 0 | 6 | 0 | 0 | 4 | 0 | 0 | 0 | 6 | 0 | 383.9686 | 0.14768 | 1 | 0.5 | 0 | 8.2745 | 0 | 8.2745 | 1959.0232 | 0 | 112.1364 | 0.086259 | 1 | 0.5 | 0 | 4.1373 | 0 | 4.1373
2007-02-04 19:00 | 2 | 4 | 19 | 35 | 835 | 17.96 | 2620.6686 | 0 | Heating | 2620.6686 | 4 | 2096.5349 | 2096.5349 | 0 | 6 | 0 | 0 | 4 | 0 | 0 | 0 | 6 | 0 | 419.307 | 0.16127 | 1 | 0.5 | 0 | 8.2745 | 0 | 8.2745 | 2139.3213 | 0 | 122.4569 | 0.094198 | 1 | 0.5 | 0 | 4.1373 | 0 | 4.1373
2007-02-04 20:00 | 2 | 4 | 20 | 35 | 836 | 17.96 | 2637.4385 | 0 | Heating | 2637.4385 | 4 | 2109.9508 | 2109.9508 | 0 | 6 | 0 | 0 | 4 | 0 | 0 | 0 | 6 | 0 | 421.9902 | 0.1623 | 1 | 0.5 | 0 | 8.2745 | 0 | 8.2745 | 2153.011 | 0 | 123.2405 | 0.0948 | 1 | 0.5 | 0 | 4.1373 | 0 | 4.1373
2007-02-04 21:00 | 2 | 4 | 21 | 35 | 837 | 15.08 | 2750.9317 | 0 | Heating | 2750.9317 | 4 | 2200.7454 | 2200.7454 | 0 | 6 | 0 | 0 | 4 | 0 | 0 | 0 | 6 | 0 | 440.1491 | 0.16929 | 1 | 0.5 | 0 | 8.2745 | 0 | 8.2745 | 2245.6586 | 0 | 128.5437 | 0.09888 | 1 | 0.5 | 0 | 4.1373 | 0 | 4.1373
2007-02-04 22:00 | 2 | 4 | 22 | 35 | 838 | 14 | 1764.1656 | 0 | Heating | 1764.1656 | 4 | 1411.3325 | 1411.3325 | 0 | 6 | 0 | 0 | 4 | 0 | 0 | 0 | 6 | 0 | 282.2665 | 0.10856 | 1 | 0.5 | 0 | 8.2745 | 0 | 8.2745 | 1440.1352 | 0 | 82.4348 | 0.063411 | 1 | 0.5 | 0 | 4.1373 | 0 | 4.1373
2007-02-04 23:00 | 2 | 4 | 23 | 35 | 839 | 14 | 1852.3597 | 0 | Heating | 1852.3597 | 4 | 1481.8878 | 1481.8878 | 0 | 6 | 0 | 0 | 4 | 0 | 0 | 0 | 6 | 0 | 296.3776 | 0.11399 | 1 | 0.5 | 0 | 8.2745 | 0 | 8.2745 | 1512.1304 | 0 | 86.5558 | 0.066581 | 1 | 0.5 | 0 | 4.1373 | 0 | 4.1373
2007-02-05 | 2 | 5 | 0 | 36 | 840 | 17.06 | 1972.922 | 0 | Heating | 1972.922 | 4 | 1578.3376 | 1578.3376 | 0 | 6 | 0 | 0 | 4 | 0 | 0 | 0 | 6 | 0 | 315.6675 | 0.12141 | 1 | 0.5 | 0 | 8.2745 | 0 | 8.2745 | 1610.5486 | 0 | 92.1894 | 0.070915 | 1 | 0.5 | 0 | 4.1373 | 0 | 4.1373
2007-02-05 01:00 | 2 | 5 | 1 | 36 | 841 | 17.96 | 2080.9322 | 0 | Heating | 2080.9322 | 4 | 1664.7458 | 1664.7458 | 0 | 6 | 0 | 0 | 4 | 0 | 0 | 0 | 6 | 0 | 332.9492 | 0.12806 | 1 | 0.5 | 0 | 8.2745 | 0 | 8.2745 | 1698.7202 | 0 | 97.2364 | 0.074797 | 1 | 0.5 | 0 | 4.1373 | 0 | 4.1373
2007-02-05 02:00 | 2 | 5 | 2 | 36 | 842 | 17.96 | 2008.2127 | 0 | Heating | 2008.2127 | 4 | 1606.5701 | 1606.5701 | 0 | 6 | 0 | 0 | 4 | 0 | 0 | 0 | 6 | 0 | 321.314 | 0.12358 | 1 | 0.5 | 0 | 8.2745 | 0 | 8.2745 | 1639.3573 | 0 | 93.8384 | 0.072183 | 1 | 0.5 | 0 | 4.1373 | 0 | 4.1373
2007-02-05 03:00 | 2 | 5 | 3 | 36 | 843 | 17.96 | 2135.9492 | 0 | Heating | 2135.9492 | 4 | 1708.7593 | 1708.7593 | 0 | 6 | 0 | 0 | 4 | 0 | 0 | 0 | 6 | 0 | 341.7519 | 0.13144 | 1 | 0.5 | 0 | 8.2745 | 0 | 8.2745 | 1743.632 | 0 | 99.8072 | 0.076775 | 1 | 0.5 | 0 | 4.1373 | 0 | 4.1373
2007-02-05 04:00 | 2 | 5 | 4 | 36 | 844 | 17.96 | 2211.8061 | 0 | Heating | 2211.8061 | 4 | 1769.4448 | 1769.4448 | 0 | 6 | 0 | 0 | 4 | 0 | 0 | 0 | 6 | 0 | 353.889 | 0.13611 | 1 | 0.5 | 0 | 8.2745 | 0 | 8.2745 | 1805.556 | 0 | 103.3518 | 0.079501 | 1 | 0.5 | 0 | 4.1373 | 0 | 4.1373
2007-02-05 05:00 | 2 | 5 | 5 | 36 | 845 | 17.96 | 2328.335 | 0 | Heating | 2328.335 | 4 | 1862.668 | 1862.668 | 0 | 6 | 0 | 0 | 4 | 0 | 0 | 0 | 6 | 0 | 372.5336 | 0.14328 | 1 | 0.5 | 0 | 8.2745 | 0 | 8.2745 | 1900.6817 | 0 | 108.7969 | 0.08369 | 1 | 0.5 | 0 | 4.1373 | 0 | 4.1373
2007-02-05 06:00 | 2 | 5 | 6 | 36 | 846 | 17.96 | 2610.1686 | 0 | Heating | 2610.1686 | 4 | 2088.1349 | 2088.1349 | 0 | 6 | 0 | 0 | 4 | 0 | 0 | 0 | 6 | 0 | 417.627 | 0.16063 | 1 | 0.5 | 0 | 8.2745 | 0 | 8.2745 | 2130.7499 | 0 | 121.9662 | 0.09382 | 1 | 0.5 | 0 | 4.1373 | 0 | 4.1373
2007-02-05 07:00 | 2 | 5 | 7 | 36 | 847 | 17.96 | 5392.722 | 0 | Heating | 5392.722 | 4 | 4314.1776 | 3200 | 1114.1776 | 6 | 54.4245 | 0 | 4 | 0 | 0 | 0 | 6 | 0 | 862.8355 | 0.33186 | 1 | 0.66372 | 0 | 15.8737 | 0 | 15.8737 | 3265.3061 | 0 | 186.9093 | 0.14378 | 1 | 0.5 | 0 | 4.1373 | 0 | 4.1373
2007-02-05 08:00 | 2 | 5 | 8 | 36 | 848 | 17.96 | 5002.3029 | 0 | Heating | 5002.3029 | 4 | 4001.8423 | 3200 | 801.8423 | 6 | 39.1678 | 0 | 4 | 0 | 0 | 0 | 6 | 0 | 800.3685 | 0.30783 | 1 | 0.61567 | 0 | 13.354 | 0 | 13.354 | 3265.3061 | 0 | 186.9093 | 0.14378 | 1 | 0.5 | 0 | 4.1373 | 0 | 4.1373
2007-02-05 09:00 | 2 | 5 | 9 | 36 | 849 | 19.04 | 4433.2803 | 0 | Heating | 4433.2803 | 4 | 3546.6243 | 3200 | 346.6243 | 6 | 16.9316 | 0 | 4 | 0 | 0 | 0 | 6 | 0 | 709.3249 | 0.27282 | 1 | 0.54563 | 0 | 10.1155 | 0 | 10.1155 | 3265.3061 | 0 | 186.9093 | 0.14378 | 1 | 0.5 | 0 | 4.1373 | 0 | 4.1373
2007-02-05 10:00 | 2 | 5 | 10 | 36 | 850 | 21.92 | 3810.1073 | 0 | Heating | 3810.1073 | 4 | 3048.0858 | 3048.0858 | 0 | 6 | 0 | 0 | 4 | 0 | 0 | 0 | 6 | 0 | 609.6172 | 0.23447 | 1 | 0.5 | 0 | 8.2745 | 0 | 8.2745 | 3110.2916 | 0 | 178.0362 | 0.13695 | 1 | 0.5 | 0 | 4.1373 | 0 | 4.1373
2007-02-05 11:00 | 2 | 5 | 11 | 36 | 851 | 21.92 | 3377.5754 | 0 | Heating | 3377.5754 | 4 | 2702.0603 | 2702.0603 | 0 | 6 | 0 | 0 | 4 | 0 | 0 | 0 | 6 | 0 | 540.4121 | 0.20785 | 1 | 0.5 | 0 | 8.2745 | 0 | 8.2745 | 2757.2044 | 0 | 157.8251 | 0.1214 | 1 | 0.5 | 0 | 4.1373 | 0 | 4.1373
2007-02-05 12:00 | 2 | 5 | 12 | 36 | 852 | 23 | 2960.1382 | 0 | Heating | 2960.1382 | 4 | 2368.1106 | 2368.1106 | 0 | 6 | 0 | 0 | 4 | 0 | 0 | 0 | 6 | 0 | 473.6221 | 0.18216 | 1 | 0.5 | 0 | 8.2745 | 0 | 8.2745 | 2416.4393 | 0 | 138.3194 | 0.1064 | 1 | 0.5 | 0 | 4.1373 | 0 | 4.1373
2007-02-05 13:00 | 2 | 5 | 13 | 36 | 853 | 26.06 | 2736.3529 | 0 | Heating | 2736.3529 | 4 | 2189.0823 | 2189.0823 | 0 | 6 | 0 | 0 | 4 | 0 | 0 | 0 | 6 | 0 | 437.8165 | 0.16839 | 1 | 0.5 | 0 | 8.2745 | 0 | 8.2745 | 2233.7575 | 0 | 127.8625 | 0.098356 | 1 | 0.5 | 0 | 4.1373 | 0 | 4.1373
2007-02-05 14:00 | 2 | 5 | 14 | 36 | 854 | 26.06 | 2602.1486 | 0 | Heating | 2602.1486 | 4 | 2081.7189 | 2081.7189 | 0 | 6 | 0 | 0 | 4 | 0 | 0 | 0 | 6 | 0 | 416.3438 | 0.16013 | 1 | 0.5 | 0 | 8.2745 | 0 | 8.2745 | 2124.2029 | 0 | 121.5915 | 0.093532 | 1 | 0.5 | 0 | 4.1373 | 0 | 4.1373
2007-02-05 15:00 | 2 | 5 | 15 | 36 | 855 | 28.04 | 2514.6962 | 0 | Heating | 2514.6962 | 4 | 2011.7569 | 2011.7569 | 0 | 6 | 0 | 0 | 4 | 0 | 0 | 0 | 6 | 0 | 402.3514 | 0.15475 | 1 | 0.5 | 0 | 8.2745 | 0 | 8.2745 | 2052.8132 | 0 | 117.505 | 0.090388 | 1 | 0.5 | 0 | 4.1373 | 0 | 4.1373
2007-02-05 16:00 | 2 | 5 | 16 | 36 | 856 | 26.96 | 2513.0113 | 0 | Heating | 2513.0113 | 4 | 2010.4091 | 2010.4091 | 0 | 6 | 0 | 0 | 4 | 0 | 0 | 0 | 6 | 0 | 402.0818 | 0.15465 | 1 | 0.5 | 0 | 8.2745 | 0 | 8.2745 | 2051.4378 | 0 | 117.4263 | 0.090328 | 1 | 0.5 | 0 | 4.1373 | 0 | 4.1373
2007-02-05 17:00 | 2 | 5 | 17 | 36 | 857 | 26.96 | 2598.1745 | 0 | Heating | 2598.1745 | 4 | 2078.5396 | 2078.5396 | 0 | 6 | 0 | 0 | 4 | 0 | 0 | 0 | 6 | 0 | 415.7079 | 0.15989 | 1 | 0.5 | 0 | 8.2745 | 0 | 8.2745 | 2120.9588 | 0 | 121.4058 | 0.093389 | 1 | 0.5 | 0 | 4.1373 | 0 | 4.1373
2007-02-05 18:00 | 2 | 5 | 18 | 36 | 858 | 26.06 | 2961.0067 | 0 | Heating | 2961.0067 | 4 | 2368.8054 | 2368.8054 | 0 | 6 | 0 | 0 | 4 | 0 | 0 | 0 | 6 | 0 | 473.7611 | 0.18222 | 1 | 0.5 | 0 | 8.2745 | 0 | 8.2745 | 2417.1484 | 0 | 138.36 | 0.10643 | 1 | 0.5 | 0 | 4.1373 | 0 | 4.1373
2007-02-05 19:00 | 2 | 5 | 19 | 36 | 859 | 24.98 | 3304.5197 | 0 | Heating | 3304.5197 | 4 | 2643.6158 | 2643.6158 | 0 | 6 | 0 | 0 | 4 | 0 | 0 | 0 | 6 | 0 | 528.7232 | 0.20336 | 1 | 0.5 | 0 | 8.2745 | 0 | 8.2745 | 2697.5671 | 0 | 154.4114 | 0.11878 | 1 | 0.5 | 0 | 4.1373 | 0 | 4.1373
2007-02-05 20:00 | 2 | 5 | 20 | 36 | 860 | 24.98 | 3635.0542 | 0 | Heating | 3635.0542 | 4 | 2908.0433 | 2908.0433 | 0 | 6 | 0 | 0 | 4 | 0 | 0 | 0 | 6 | 0 | 581.6087 | 0.2237 | 1 | 0.5 | 0 | 8.2745 | 0 | 8.2745 | 2967.3911 | 0 | 169.8564 | 0.13066 | 1 | 0.5 | 0 | 4.1373 | 0 | 4.1373
2007-02-05 21:00 | 2 | 5 | 21 | 36 | 861 | 24.98 | 3771.218 | 0 | Heating | 3771.218 | 4 | 3016.9744 | 3016.9744 | 0 | 6 | 0 | 0 | 4 | 0 | 0 | 0 | 6 | 0 | 603.3949 | 0.23207 | 1 | 0.5 | 0 | 8.2745 | 0 | 8.2745 | 3078.5453 | 0 | 176.219 | 0.13555 | 1 | 0.5 | 0 | 4.1373 | 0 | 4.1373
2007-02-05 22:00 | 2 | 5 | 22 | 36 | 862 | 26.06 | 2246.1923 | 0 | Heating | 2246.1923 | 4 | 1796.9539 | 1796.9539 | 0 | 6 | 0 | 0 | 4 | 0 | 0 | 0 | 6 | 0 | 359.3908 | 0.13823 | 1 | 0.5 | 0 | 8.2745 | 0 | 8.2745 | 1833.6264 | 0 | 104.9586 | 0.080737 | 1 | 0.5 | 0 | 4.1373 | 0 | 4.1373
2007-02-05 23:00 | 2 | 5 | 23 | 36 | 863 | 26.06 | 2310.8889 | 0 | Heating | 2310.8889 | 4 | 1848.7111 | 1848.7111 | 0 | 6 | 0 | 0 | 4 | 0 | 0 | 0 | 6 | 0 | 369.7422 | 0.14221 | 1 | 0.5 | 0 | 8.2745 | 0 | 8.2745 | 1886.4399 | 0 | 107.9817 | 0.083063 | 1 | 0.5 | 0 | 4.1373 | 0 | 4.1373
2007-02-06 | 2 | 6 | 0 | 37 | 864 | 26.96 | 2494.9239 | 0 | Heating | 2494.9239 | 4 | 1995.9391 | 1995.9391 | 0 | 6 | 0 | 0 | 4 | 0 | 0 | 0 | 6 | 0 | 399.1878 | 0.15353 | 1 | 0.5 | 0 | 8.2745 | 0 | 8.2745 | 2036.6726 | 0 | 116.5811 | 0.089678 | 1 | 0.5 | 0 | 4.1373 | 0 | 4.1373
2007-02-06 01:00 | 2 | 6 | 1 | 37 | 865 | 26.96 | 2664.9532 | 0 | Heating | 2664.9532 | 4 | 2131.9625 | 2131.9625 | 0 | 6 | 0 | 0 | 4 | 0 | 0 | 0 | 6 | 0 | 426.3925 | 0.164 | 1 | 0.5 | 0 | 8.2745 | 0 | 8.2745 | 2175.472 | 0 | 124.5262 | 0.095789 | 1 | 0.5 | 0 | 4.1373 | 0 | 4.1373
2007-02-06 02:00 | 2 | 6 | 2 | 37 | 866 | 26.96 | 2380.9763 | 0 | Heating | 2380.9763 | 4 | 1904.7811 | 1904.7811 | 0 | 6 | 0 | 0 | 4 | 0 | 0 | 0 | 6 | 0 | 380.9562 | 0.14652 | 1 | 0.5 | 0 | 8.2745 | 0 | 8.2745 | 1943.6541 | 0 | 111.2567 | 0.085582 | 1 | 0.5 | 0 | 4.1373 | 0 | 4.1373
2007-02-06 03:00 | 2 | 6 | 3 | 37 | 867 | 26.06 | 2488.4183 | 0 | Heating | 2488.4183 | 4 | 1990.7346 | 1990.7346 | 0 | 6 | 0 | 0 | 4 | 0 | 0 | 0 | 6 | 0 | 398.1469 | 0.15313 | 1 | 0.5 | 0 | 8.2745 | 0 | 8.2745 | 2031.3619 | 0 | 116.2772 | 0.089444 | 1 | 0.5 | 0 | 4.1373 | 0 | 4.1373
2007-02-06 04:00 | 2 | 6 | 4 | 37 | 868 | 24.98 | 2449.0298 | 0 | Heating | 2449.0298 | 4 | 1959.2238 | 1959.2238 | 0 | 6 | 0 | 0 | 4 | 0 | 0 | 0 | 6 | 0 | 391.8448 | 0.15071 | 1 | 0.5 | 0 | 8.2745 | 0 | 8.2745 | 1999.208 | 0 | 114.4366 | 0.088028 | 1 | 0.5 | 0 | 4.1373 | 0 | 4.1373
2007-02-06 05:00 | 2 | 6 | 5 | 37 | 869 | 24.98 | 2338.0785 | 0 | Heating | 2338.0785 | 4 | 1870.4628 | 1870.4628 | 0 | 6 | 0 | 0 | 4 | 0 | 0 | 0 | 6 | 0 | 374.0926 | 0.14388 | 1 | 0.5 | 0 | 8.2745 | 0 | 8.2745 | 1908.6355 | 0 | 109.2522 | 0.08404 | 1 | 0.5 | 0 | 4.1373 | 0 | 4.1373
2007-02-06 06:00 | 2 | 6 | 6 | 37 | 870 | 26.06 | 2541.5006 | 0 | Heating | 2541.5006 | 4 | 2033.2005 | 2033.2005 | 0 | 6 | 0 | 0 | 4 | 0 | 0 | 0 | 6 | 0 | 406.6401 | 0.1564 | 1 | 0.5 | 0 | 8.2745 | 0 | 8.2745 | 2074.6944 | 0 | 118.7575 | 0.091352 | 1 | 0.5 | 0 | 4.1373 | 0 | 4.1373
2007-02-06 07:00 | 2 | 6 | 7 | 37 | 871 | 26.06 | 5474.5898 | 0 | Heating | 5474.5898 | 4 | 4379.6718 | 3200 | 1179.6718 | 6 | 57.6237 | 0 | 4 | 0 | 0 | 0 | 6 | 0 | 875.9344 | 0.3369 | 1 | 0.6738 | 0 | 16.4334 | 0 | 16.4334 | 3265.3061 | 0 | 186.9093 | 0.14378 | 1 | 0.5 | 0 | 4.1373 | 0 | 4.1373
2007-02-06 08:00 | 2 | 6 | 8 | 37 | 872 | 26.06 | 4986.0912 | 0 | Heating | 4986.0912 | 4 | 3988.873 | 3200 | 788.873 | 6 | 38.5342 | 0 | 4 | 0 | 0 | 0 | 6 | 0 | 797.7746 | 0.30684 | 1 | 0.61367 | 0 | 13.2546 | 0 | 13.2546 | 3265.3061 | 0 | 186.9093 | 0.14378 | 1 | 0.5 | 0 | 4.1373 | 0 | 4.1373
2007-02-06 09:00 | 2 | 6 | 9 | 37 | 873 | 28.04 | 4354.2929 | 0 | Heating | 4354.2929 | 4 | 3483.4343 | 3200 | 283.4343 | 6 | 13.845 | 0 | 4 | 0 | 0 | 0 | 6 | 0 | 696.6869 | 0.26796 | 1 | 0.53591 | 0 | 9.7058 | 0 | 9.7058 | 3265.3061 | 0 | 186.9093 | 0.14378 | 1 | 0.5 | 0 | 4.1373 | 0 | 4.1373
2007-02-06 10:00 | 2 | 6 | 10 | 37 | 874 | 30.02 | 3697.6816 | 0 | Heating | 3697.6816 | 4 | 2958.1453 | 2958.1453 | 0 | 6 | 0 | 0 | 4 | 0 | 0 | 0 | 6 | 0 | 591.6291 | 0.22755 | 1 | 0.5 | 0 | 8.2745 | 0 | 8.2745 | 3018.5156 | 0 | 172.7828 | 0.13291 | 1 | 0.5 | 0 | 4.1373 | 0 | 4.1373
2007-02-06 11:00 | 2 | 6 | 11 | 37 | 875 | 30.02 | 3306.968 | 0 | Heating | 3306.968 | 4 | 2645.5744 | 2645.5744 | 0 | 6 | 0 | 0 | 4 | 0 | 0 | 0 | 6 | 0 | 529.1149 | 0.20351 | 1 | 0.5 | 0 | 8.2745 | 0 | 8.2745 | 2699.5657 | 0 | 154.5258 | 0.11887 | 1 | 0.5 | 0 | 4.1373 | 0 | 4.1373
2007-02-06 12:00 | 2 | 6 | 12 | 37 | 876 | 30.02 | 2899.3219 | 0 | Heating | 2899.3219 | 4 | 2319.4575 | 2319.4575 | 0 | 6 | 0 | 0 | 4 | 0 | 0 | 0 | 6 | 0 | 463.8915 | 0.17842 | 1 | 0.5 | 0 | 8.2745 | 0 | 8.2745 | 2366.7934 | 0 | 135.4776 | 0.10421 | 1 | 0.5 | 0 | 4.1373 | 0 | 4.1373
2007-02-06 13:00 | 2 | 6 | 13 | 37 | 877 | 33.08 | 2620.3854 | 0 | Heating | 2620.3854 | 4 | 2096.3083 | 2096.3083 | 0 | 6 | 0 | 0 | 4 | 0 | 0 | 0 | 6 | 0 | 419.2617 | 0.16125 | 1 | 0.5 | 0 | 8.2745 | 0 | 8.2745 | 2139.0901 | 0 | 122.4436 | 0.094187 | 1 | 0.5 | 0 | 4.1373 | 0 | 4.1373
2007-02-06 14:00 | 2 | 6 | 14 | 37 | 878 | 33.08 | 2430.8741 | 0 | Heating | 2430.8741 | 4 | 1944.6993 | 1944.6993 | 0 | 6 | 0 | 0 | 4 | 0 | 0 | 0 | 6 | 0 | 388.9399 | 0.14959 | 1 | 0.5 | 0 | 8.2745 | 0 | 8.2745 | 1984.387 | 0 | 113.5883 | 0.087376 | 1 | 0.5 | 0 | 4.1373 | 0 | 4.1373
2007-02-06 15:00 | 2 | 6 | 15 | 37 | 879 | 32 | 2367.9066 | 0 | Heating | 2367.9066 | 4 | 1894.3253 | 1894.3253 | 0 | 6 | 0 | 0 | 4 | 0 | 0 | 0 | 6 | 0 | 378.8651 | 0.14572 | 1 | 0.5 | 0 | 8.2745 | 0 | 8.2745 | 1932.985 | 0 | 110.646 | 0.085112 | 1 | 0.5 | 0 | 4.1373 | 0 | 4.1373
2007-02-06 16:00 | 2 | 6 | 16 | 37 | 880 | 30.02 | 2452.1629 | 0 | Heating | 2452.1629 | 4 | 1961.7304 | 1961.7304 | 0 | 6 | 0 | 0 | 4 | 0 | 0 | 0 | 6 | 0 | 392.3461 | 0.1509 | 1 | 0.5 | 0 | 8.2745 | 0 | 8.2745 | 2001.7657 | 0 | 114.583 | 0.088141 | 1 | 0.5 | 0 | 4.1373 | 0 | 4.1373
2007-02-06 17:00 | 2 | 6 | 17 | 37 | 881 | 30.02 | 2585.3588 | 0 | Heating | 2585.3588 | 4 | 2068.287 | 2068.287 | 0 | 6 | 0 | 0 | 4 | 0 | 0 | 0 | 6 | 0 | 413.6574 | 0.1591 | 1 | 0.5 | 0 | 8.2745 | 0 | 8.2745 | 2110.497 | 0 | 120.8069 | 0.092928 | 1 | 0.5 | 0 | 4.1373 | 0 | 4.1373
2007-02-06 18:00 | 2 | 6 | 18 | 37 | 882 | 24.98 | 2795.0692 | 0 | Heating | 2795.0692 | 4 | 2236.0553 | 2236.0553 | 0 | 6 | 0 | 0 | 4 | 0 | 0 | 0 | 6 | 0 | 447.2111 | 0.172 | 1 | 0.5 | 0 | 8.2745 | 0 | 8.2745 | 2281.6891 | 0 | 130.6061 | 0.10047 | 1 | 0.5 | 0 | 4.1373 | 0 | 4.1373
2007-02-06 19:00 | 2 | 6 | 19 | 37 | 883 | 23 | 3001.321 | 0 | Heating | 3001.321 | 4 | 2401.0568 | 2401.0568 | 0 | 6 | 0 | 0 | 4 | 0 | 0 | 0 | 6 | 0 | 480.2114 | 0.1847 | 1 | 0.5 | 0 | 8.2745 | 0 | 8.2745 | 2450.058 | 0 | 140.2437 | 0.10788 | 1 | 0.5 | 0 | 4.1373 | 0 | 4.1373
2007-02-06 20:00 | 2 | 6 | 20 | 37 | 884 | 23 | 3125.6664 | 0 | Heating | 3125.6664 | 4 | 2500.5331 | 2500.5331 | 0 | 6 | 0 | 0 | 4 | 0 | 0 | 0 | 6 | 0 | 500.1066 | 0.19235 | 1 | 0.5 | 0 | 8.2745 | 0 | 8.2745 | 2551.5644 | 0 | 146.0541 | 0.11235 | 1 | 0.5 | 0 | 4.1373 | 0 | 4.1373
2007-02-06 21:00 | 2 | 6 | 21 | 37 | 885 | 21.02 | 3399.4072 | 0 | Heating | 3399.4072 | 4 | 2719.5257 | 2719.5257 | 0 | 6 | 0 | 0 | 4 | 0 | 0 | 0 | 6 | 0 | 543.9051 | 0.20919 | 1 | 0.5 | 0 | 8.2745 | 0 | 8.2745 | 2775.0262 | 0 | 158.8452 | 0.12219 | 1 | 0.5 | 0 | 4.1373 | 0 | 4.1373
2007-02-06 22:00 | 2 | 6 | 22 | 37 | 886 | 19.94 | 2148.3723 | 0 | Heating | 2148.3723 | 4 | 1718.6978 | 1718.6978 | 0 | 6 | 0 | 0 | 4 | 0 | 0 | 0 | 6 | 0 | 343.7396 | 0.13221 | 1 | 0.5 | 0 | 8.2745 | 0 | 8.2745 | 1753.7733 | 0 | 100.3877 | 0.077221 | 1 | 0.5 | 0 | 4.1373 | 0 | 4.1373
2007-02-06 23:00 | 2 | 6 | 23 | 37 | 887 | 19.94 | 2281.8736 | 0 | Heating | 2281.8736 | 4 | 1825.4988 | 1825.4988 | 0 | 6 | 0 | 0 | 4 | 0 | 0 | 0 | 6 | 0 | 365.0998 | 0.14042 | 1 | 0.5 | 0 | 8.2745 | 0 | 8.2745 | 1862.7539 | 0 | 106.6259 | 0.08202 | 1 | 0.5 | 0 | 4.1373 | 0 | 4.1373
2007-02-07 | 2 | 7 | 0 | 38 | 888 | 17.96 | 2349.7059 | 0 | Heating | 2349.7059 | 4 | 1879.7647 | 1879.7647 | 0 | 6 | 0 | 0 | 4 | 0 | 0 | 0 | 6 | 0 | 375.9529 | 0.1446 | 1 | 0.5 | 0 | 8.2745 | 0 | 8.2745 | 1918.1272 | 0 | 109.7955 | 0.084458 | 1 | 0.5 | 0 | 4.1373 | 0 | 4.1373
2007-02-07 01:00 | 2 | 7 | 1 | 38 | 889 | 15.08 | 2430.3504 | 0 | Heating | 2430.3504 | 4 | 1944.2803 | 1944.2803 | 0 | 6 | 0 | 0 | 4 | 0 | 0 | 0 | 6 | 0 | 388.8561 | 0.14956 | 1 | 0.5 | 0 | 8.2745 | 0 | 8.2745 | 1983.9595 | 0 | 113.5638 | 0.087357 | 1 | 0.5 | 0 | 4.1373 | 0 | 4.1373
2007-02-07 02:00 | 2 | 7 | 2 | 38 | 890 | 15.08 | 2387.5008 | 0 | Heating | 2387.5008 | 4 | 1910.0006 | 1910.0006 | 0 | 6 | 0 | 0 | 4 | 0 | 0 | 0 | 6 | 0 | 382.0001 | 0.14692 | 1 | 0.5 | 0 | 8.2745 | 0 | 8.2745 | 1948.9802 | 0 | 111.5615 | 0.085817 | 1 | 0.5 | 0 | 4.1373 | 0 | 4.1373
2007-02-07 03:00 | 2 | 7 | 3 | 38 | 891 | 15.08 | 2529.6758 | 0 | Heating | 2529.6758 | 4 | 2023.7406 | 2023.7406 | 0 | 6 | 0 | 0 | 4 | 0 | 0 | 0 | 6 | 0 | 404.7481 | 0.15567 | 1 | 0.5 | 0 | 8.2745 | 0 | 8.2745 | 2065.0415 | 0 | 118.205 | 0.090927 | 1 | 0.5 | 0 | 4.1373 | 0 | 4.1373
2007-02-07 04:00 | 2 | 7 | 4 | 38 | 892 | 14 | 2589.2408 | 0 | Heating | 2589.2408 | 4 | 2071.3927 | 2071.3927 | 0 | 6 | 0 | 0 | 4 | 0 | 0 | 0 | 6 | 0 | 414.2785 | 0.15934 | 1 | 0.5 | 0 | 8.2745 | 0 | 8.2745 | 2113.666 | 0 | 120.9883 | 0.093068 | 1 | 0.5 | 0 | 4.1373 | 0 | 4.1373
2007-02-07 05:00 | 2 | 7 | 5 | 38 | 893 | 14 | 2814.1724 | 0 | Heating | 2814.1724 | 4 | 2251.3379 | 2251.3379 | 0 | 6 | 0 | 0 | 4 | 0 | 0 | 0 | 6 | 0 | 450.2676 | 0.17318 | 1 | 0.5 | 0 | 8.2745 | 0 | 8.2745 | 2297.2836 | 0 | 131.4988 | 0.10115 | 1 | 0.5 | 0 | 4.1373 | 0 | 4.1373
2007-02-07 06:00 | 2 | 7 | 6 | 38 | 894 | 14 | 3060.8325 | 0 | Heating | 3060.8325 | 4 | 2448.666 | 2448.666 | 0 | 6 | 0 | 0 | 4 | 0 | 0 | 0 | 6 | 0 | 489.7332 | 0.18836 | 1 | 0.5 | 0 | 8.2745 | 0 | 8.2745 | 2498.6388 | 0 | 143.0245 | 0.11002 | 1 | 0.5 | 0 | 4.1373 | 0 | 4.1373
2007-02-07 07:00 | 2 | 7 | 7 | 38 | 895 | 12.02 | 6056.2254 | 0 | Heating | 6056.2254 | 4 | 4844.9803 | 3200 | 1644.9803 | 6 | 80.3527 | 0 | 4 | 0 | 0 | 0 | 6 | 0 | 968.9961 | 0.37269 | 1 | 0.74538 | 0 | 20.7293 | 0 | 20.7293 | 3265.3061 | 0 | 186.9093 | 0.14378 | 1 | 0.5 | 0 | 4.1373 | 0 | 4.1373
2007-02-07 08:00 | 2 | 7 | 8 | 38 | 896 | 12.02 | 5534.899 | 0 | Heating | 5534.899 | 4 | 4427.9192 | 3200 | 1227.9192 | 6 | 59.9804 | 0 | 4 | 0 | 0 | 0 | 6 | 0 | 885.5838 | 0.34061 | 1 | 0.68122 | 0 | 16.8528 | 0 | 16.8528 | 3265.3061 | 0 | 186.9093 | 0.14378 | 1 | 0.5 | 0 | 4.1373 | 0 | 4.1373
2007-02-07 09:00 | 2 | 7 | 9 | 38 | 897 | 15.98 | 4805.9328 | 0 | Heating | 4805.9328 | 4 | 3844.7462 | 3200 | 644.7462 | 6 | 31.4941 | 0 | 4 | 0 | 0 | 0 | 6 | 0 | 768.9492 | 0.29575 | 1 | 0.5915 | 0 | 12.1789 | 0 | 12.1789 | 3265.3061 | 0 | 186.9093 | 0.14378 | 1 | 0.5 | 0 | 4.1373 | 0 | 4.1373
2007-02-07 10:00 | 2 | 7 | 10 | 38 | 898 | 17.96 | 4026.111 | 0 | Heating | 4026.111 | 4 | 3220.8888 | 3200 | 20.8888 | 6 | 1.0204 | 0 | 4 | 0 | 0 | 0 | 6 | 0 | 644.1778 | 0.24776 | 1 | 0.5 | 0 | 8.2745 | 0 | 8.2745 | 3265.3061 | 0 | 186.9093 | 0.14378 | 1 | 0.5 | 0 | 4.1373 | 0 | 4.1373
2007-02-07 11:00 | 2 | 7 | 11 | 38 | 899 | 17.96 | 3507.6992 | 0 | Heating | 3507.6992 | 4 | 2806.1594 | 2806.1594 | 0 | 6 | 0 | 0 | 4 | 0 | 0 | 0 | 6 | 0 | 561.2319 | 0.21586 | 1 | 0.5 | 0 | 8.2745 | 0 | 8.2745 | 2863.4279 | 0 | 163.9054 | 0.12608 | 1 | 0.5 | 0 | 4.1373 | 0 | 4.1373
2007-02-07 12:00 | 2 | 7 | 12 | 38 | 900 | 21.02 | 3070.4559 | 0 | Heating | 3070.4559 | 4 | 2456.3648 | 2456.3648 | 0 | 6 | 0 | 0 | 4 | 0 | 0 | 0 | 6 | 0 | 491.273 | 0.18895 | 1 | 0.5 | 0 | 8.2745 | 0 | 8.2745 | 2506.4946 | 0 | 143.4742 | 0.11036 | 1 | 0.5 | 0 | 4.1373 | 0 | 4.1373
2007-02-07 13:00 | 2 | 7 | 13 | 38 | 901 | 23 | 2813.1694 | 0 | Heating | 2813.1694 | 4 | 2250.5356 | 2250.5356 | 0 | 6 | 0 | 0 | 4 | 0 | 0 | 0 | 6 | 0 | 450.1071 | 0.17312 | 1 | 0.5 | 0 | 8.2745 | 0 | 8.2745 | 2296.4648 | 0 | 131.4519 | 0.10112 | 1 | 0.5 | 0 | 4.1373 | 0 | 4.1373
2007-02-07 14:00 | 2 | 7 | 14 | 38 | 902 | 23 | 2686.0622 | 0 | Heating | 2686.0622 | 4 | 2148.8498 | 2148.8498 | 0 | 6 | 0 | 0 | 4 | 0 | 0 | 0 | 6 | 0 | 429.77 | 0.1653 | 1 | 0.5 | 0 | 8.2745 | 0 | 8.2745 | 2192.7039 | 0 | 125.5125 | 0.096548 | 1 | 0.5 | 0 | 4.1373 | 0 | 4.1373
2007-02-07 15:00 | 2 | 7 | 15 | 38 | 903 | 24.08 | 2524.8225 | 0 | Heating | 2524.8225 | 4 | 2019.858 | 2019.858 | 0 | 6 | 0 | 0 | 4 | 0 | 0 | 0 | 6 | 0 | 403.9716 | 0.15537 | 1 | 0.5 | 0 | 8.2745 | 0 | 8.2745 | 2061.0796 | 0 | 117.9782 | 0.090752 | 1 | 0.5 | 0 | 4.1373 | 0 | 4.1373
2007-02-07 16:00 | 2 | 7 | 16 | 38 | 904 | 24.08 | 2446.2867 | 0 | Heating | 2446.2867 | 4 | 1957.0293 | 1957.0293 | 0 | 6 | 0 | 0 | 4 | 0 | 0 | 0 | 6 | 0 | 391.4059 | 0.15054 | 1 | 0.5 | 0 | 8.2745 | 0 | 8.2745 | 1996.9687 | 0 | 114.3085 | 0.08793 | 1 | 0.5 | 0 | 4.1373 | 0 | 4.1373
2007-02-07 17:00 | 2 | 7 | 17 | 38 | 905 | 24.08 | 2497.0993 | 0 | Heating | 2497.0993 | 4 | 1997.6794 | 1997.6794 | 0 | 6 | 0 | 0 | 4 | 0 | 0 | 0 | 6 | 0 | 399.5359 | 0.15367 | 1 | 0.5 | 0 | 8.2745 | 0 | 8.2745 | 2038.4484 | 0 | 116.6828 | 0.089756 | 1 | 0.5 | 0 | 4.1373 | 0 | 4.1373
2007-02-07 18:00 | 2 | 7 | 18 | 38 | 906 | 23 | 2632.9612 | 0 | Heating | 2632.9612 | 4 | 2106.369 | 2106.369 | 0 | 6 | 0 | 0 | 4 | 0 | 0 | 0 | 6 | 0 | 421.2738 | 0.16203 | 1 | 0.5 | 0 | 8.2745 | 0 | 8.2745 | 2149.3561 | 0 | 123.0313 | 0.094639 | 1 | 0.5 | 0 | 4.1373 | 0 | 4.1373
2007-02-07 19:00 | 2 | 7 | 19 | 38 | 907 | 21.92 | 2791.7857 | 0 | Heating | 2791.7857 | 4 | 2233.4286 | 2233.4286 | 0 | 6 | 0 | 0 | 4 | 0 | 0 | 0 | 6 | 0 | 446.6857 | 0.1718 | 1 | 0.5 | 0 | 8.2745 | 0 | 8.2745 | 2279.0088 | 0 | 130.4527 | 0.10035 | 1 | 0.5 | 0 | 4.1373 | 0 | 4.1373
2007-02-07 20:00 | 2 | 7 | 20 | 38 | 908 | 21.92 | 2761.0455 | 0 | Heating | 2761.0455 | 4 | 2208.8364 | 2208.8364 | 0 | 6 | 0 | 0 | 4 | 0 | 0 | 0 | 6 | 0 | 441.7673 | 0.16991 | 1 | 0.5 | 0 | 8.2745 | 0 | 8.2745 | 2253.9147 | 0 | 129.0163 | 0.099243 | 1 | 0.5 | 0 | 4.1373 | 0 | 4.1373
2007-02-07 21:00 | 2 | 7 | 21 | 38 | 909 | 19.94 | 2801.3108 | 0 | Heating | 2801.3108 | 4 | 2241.0486 | 2241.0486 | 0 | 6 | 0 | 0 | 4 | 0 | 0 | 0 | 6 | 0 | 448.2097 | 0.17239 | 1 | 0.5 | 0 | 8.2745 | 0 | 8.2745 | 2286.7843 | 0 | 130.8978 | 0.10069 | 1 | 0.5 | 0 | 4.1373 | 0 | 4.1373
2007-02-07 22:00 | 2 | 7 | 22 | 38 | 910 | 19.04 | 1738.337 | 0 | Heating | 1738.337 | 4 | 1390.6696 | 1390.6696 | 0 | 6 | 0 | 0 | 4 | 0 | 0 | 0 | 6 | 0 | 278.1339 | 0.10697 | 1 | 0.5 | 0 | 8.2745 | 0 | 8.2745 | 1419.0506 | 0 | 81.2279 | 0.062483 | 1 | 0.5 | 0 | 4.1373 | 0 | 4.1373
2007-02-07 23:00 | 2 | 7 | 23 | 38 | 911 | 19.04 | 1777.7363 | 0 | Heating | 1777.7363 | 4 | 1422.189 | 1422.189 | 0 | 6 | 0 | 0 | 4 | 0 | 0 | 0 | 6 | 0 | 284.4378 | 0.1094 | 1 | 0.5 | 0 | 8.2745 | 0 | 8.2745 | 1451.2133 | 0 | 83.0689 | 0.063899 | 1 | 0.5 | 0 | 4.1373 | 0 | 4.1373
2007-02-08 | 2 | 8 | 0 | 39 | 912 | 19.04 | 1774.3285 | 0 | Heating | 1774.3285 | 4 | 1419.4628 | 1419.4628 | 0 | 6 | 0 | 0 | 4 | 0 | 0 | 0 | 6 | 0 | 283.8926 | 0.10919 | 1 | 0.5 | 0 | 8.2745 | 0 | 8.2745 | 1448.4314 | 0 | 82.9096 | 0.063777 | 1 | 0.5 | 0 | 4.1373 | 0 | 4.1373
2007-02-08 01:00 | 2 | 8 | 1 | 39 | 913 | 19.04 | 1502.5903 | 0 | Heating | 1502.5903 | 4 | 1202.0723 | 1202.0723 | 0 | 6 | 0 | 0 | 4 | 0 | 0 | 0 | 6 | 0 | 240.4145 | 0.092467 | 1 | 0.5 | 0 | 8.2745 | 0 | 8.2745 | 1226.6043 | 0 | 70.212 | 0.054009 | 1 | 0.5 | 0 | 4.1373 | 0 | 4.1373
2007-02-08 02:00 | 2 | 8 | 2 | 39 | 914 | 19.04 | 1608.477 | 0 | Heating | 1608.477 | 4 | 1286.7816 | 1286.7816 | 0 | 6 | 0 | 0 | 4 | 0 | 0 | 0 | 6 | 0 | 257.3563 | 0.098983 | 1 | 0.5 | 0 | 8.2745 | 0 | 8.2745 | 1313.0424 | 0 | 75.1598 | 0.057815 | 1 | 0.5 | 0 | 4.1373 | 0 | 4.1373
2007-02-08 03:00 | 2 | 8 | 3 | 39 | 915 | 19.04 | 1630.8 | 0 | Heating | 1630.8 | 4 | 1304.64 | 1304.64 | 0 | 6 | 0 | 0 | 4 | 0 | 0 | 0 | 6 | 0 | 260.928 | 0.10036 | 1 | 0.5 | 0 | 8.2745 | 0 | 8.2745 | 1331.2653 | 0 | 76.2029 | 0.058618 | 1 | 0.5 | 0 | 4.1373 | 0 | 4.1373
2007-02-08 04:00 | 2 | 8 | 4 | 39 | 916 | 19.04 | 1669.9483 | 0 | Heating | 1669.9483 | 4 | 1335.9587 | 1335.9587 | 0 | 6 | 0 | 0 | 4 | 0 | 0 | 0 | 6 | 0 | 267.1917 | 0.10277 | 1 | 0.5 | 0 | 8.2745 | 0 | 8.2745 | 1363.2231 | 0 | 78.0322 | 0.060025 | 1 | 0.5 | 0 | 4.1373 | 0 | 4.1373
2007-02-08 05:00 | 2 | 8 | 5 | 39 | 917 | 19.04 | 1686.0514 | 0 | Heating | 1686.0514 | 4 | 1348.8411 | 1348.8411 | 0 | 6 | 0 | 0 | 4 | 0 | 0 | 0 | 6 | 0 | 269.7682 | 0.10376 | 1 | 0.5 | 0 | 8.2745 | 0 | 8.2745 | 1376.3685 | 0 | 78.7847 | 0.060604 | 1 | 0.5 | 0 | 4.1373 | 0 | 4.1373
2007-02-08 06:00 | 2 | 8 | 6 | 39 | 918 | 21.02 | 1921.1631 | 0 | Heating | 1921.1631 | 4 | 1536.9305 | 1536.9305 | 0 | 6 | 0 | 0 | 4 | 0 | 0 | 0 | 6 | 0 | 307.3861 | 0.11823 | 1 | 0.5 | 0 | 8.2745 | 0 | 8.2745 | 1568.2964 | 0 | 89.7708 | 0.069054 | 1 | 0.5 | 0 | 4.1373 | 0 | 4.1373
2007-02-08 07:00 | 2 | 8 | 7 | 39 | 919 | 21.02 | 4537.9764 | 0 | Heating | 4537.9764 | 4 | 3630.3811 | 3200 | 430.3811 | 6 | 21.0229 | 0 | 4 | 0 | 0 | 0 | 6 | 0 | 726.0762 | 0.27926 | 1 | 0.55852 | 0 | 10.6734 | 0 | 10.6734 | 3265.3061 | 0 | 186.9093 | 0.14378 | 1 | 0.5 | 0 | 4.1373 | 0 | 4.1373
2007-02-08 08:00 | 2 | 8 | 8 | 39 | 920 | 21.02 | 3941.8248 | 0 | Heating | 3941.8248 | 4 | 3153.4598 | 3153.4598 | 0 | 6 | 0 | 0 | 4 | 0 | 0 | 0 | 6 | 0 | 630.692 | 0.24257 | 1 | 0.5 | 0 | 8.2745 | 0 | 8.2745 | 3217.8162 | 0 | 184.191 | 0.14169 | 1 | 0.5 | 0 | 4.1373 | 0 | 4.1373
2007-02-08 09:00 | 2 | 8 | 9 | 39 | 921 | 19.4 | 3457.7172 | 0 | Heating | 3457.7172 | 4 | 2766.1737 | 2766.1737 | 0 | 6 | 0 | 0 | 4 | 0 | 0 | 0 | 6 | 0 | 553.2347 | 0.21278 | 1 | 0.5 | 0 | 8.2745 | 0 | 8.2745 | 2822.6263 | 0 | 161.5699 | 0.12428 | 1 | 0.5 | 0 | 4.1373 | 0 | 4.1373
2007-02-08 10:00 | 2 | 8 | 10 | 39 | 922 | 19.4 | 2829.6985 | 0 | Heating | 2829.6985 | 4 | 2263.7588 | 2263.7588 | 0 | 6 | 0 | 0 | 4 | 0 | 0 | 0 | 6 | 0 | 452.7518 | 0.17414 | 1 | 0.5 | 0 | 8.2745 | 0 | 8.2745 | 2309.958 | 0 | 132.2243 | 0.10171 | 1 | 0.5 | 0 | 4.1373 | 0 | 4.1373
2007-02-08 11:00 | 2 | 8 | 11 | 39 | 923 | 21.02 | 2535.0325 | 0 | Heating | 2535.0325 | 4 | 2028.026 | 2028.026 | 0 | 6 | 0 | 0 | 4 | 0 | 0 | 0 | 6 | 0 | 405.6052 | 0.156 | 1 | 0.5 | 0 | 8.2745 | 0 | 8.2745 | 2069.4143 | 0 | 118.4553 | 0.091119 | 1 | 0.5 | 0 | 4.1373 | 0 | 4.1373
2007-02-08 12:00 | 2 | 8 | 12 | 39 | 924 | 21.2 | 2232.6044 | 0 | Heating | 2232.6044 | 4 | 1786.0836 | 1786.0836 | 0 | 6 | 0 | 0 | 4 | 0 | 0 | 0 | 6 | 0 | 357.2167 | 0.13739 | 1 | 0.5 | 0 | 8.2745 | 0 | 8.2745 | 1822.5342 | 0 | 104.3237 | 0.080249 | 1 | 0.5 | 0 | 4.1373 | 0 | 4.1373
2007-02-08 13:00 | 2 | 8 | 13 | 39 | 925 | 24.08 | 2050.3344 | 0 | Heating | 2050.3344 | 4 | 1640.2675 | 1640.2675 | 0 | 6 | 0 | 0 | 4 | 0 | 0 | 0 | 6 | 0 | 328.0535 | 0.12617 | 1 | 0.5 | 0 | 8.2745 | 0 | 8.2745 | 1673.7423 | 0 | 95.8067 | 0.073697 | 1 | 0.5 | 0 | 4.1373 | 0 | 4.1373
2007-02-08 14:00 | 2 | 8 | 14 | 39 | 926 | 24.08 | 1970.037 | 0 | Heating | 1970.037 | 4 | 1576.0296 | 1576.0296 | 0 | 6 | 0 | 0 | 4 | 0 | 0 | 0 | 6 | 0 | 315.2059 | 0.12123 | 1 | 0.5 | 0 | 8.2745 | 0 | 8.2745 | 1608.1935 | 0 | 92.0546 | 0.070811 | 1 | 0.5 | 0 | 4.1373 | 0 | 4.1373
2007-02-08 15:00 | 2 | 8 | 15 | 39 | 927 | 26.96 | 1968.4225 | 0 | Heating | 1968.4225 | 4 | 1574.738 | 1574.738 | 0 | 6 | 0 | 0 | 4 | 0 | 0 | 0 | 6 | 0 | 314.9476 | 0.12113 | 1 | 0.5 | 0 | 8.2745 | 0 | 8.2745 | 1606.8755 | 0 | 91.9791 | 0.070753 | 1 | 0.5 | 0 | 4.1373 | 0 | 4.1373
2007-02-08 16:00 | 2 | 8 | 16 | 39 | 928 | 28.04 | 2048.5725 | 0 | Heating | 2048.5725 | 4 | 1638.858 | 1638.858 | 0 | 6 | 0 | 0 | 4 | 0 | 0 | 0 | 6 | 0 | 327.7716 | 0.12607 | 1 | 0.5 | 0 | 8.2745 | 0 | 8.2745 | 1672.3041 | 0 | 95.7243 | 0.073634 | 1 | 0.5 | 0 | 4.1373 | 0 | 4.1373
2007-02-08 17:00 | 2 | 8 | 17 | 39 | 929 | 28.04 | 2171.6518 | 0 | Heating | 2171.6518 | 4 | 1737.3214 | 1737.3214 | 0 | 6 | 0 | 0 | 4 | 0 | 0 | 0 | 6 | 0 | 347.4643 | 0.13364 | 1 | 0.5 | 0 | 8.2745 | 0 | 8.2745 | 1772.7769 | 0 | 101.4755 | 0.078058 | 1 | 0.5 | 0 | 4.1373 | 0 | 4.1373
2007-02-08 18:00 | 2 | 8 | 18 | 39 | 930 | 28.4 | 2362.9523 | 0 | Heating | 2362.9523 | 4 | 1890.3619 | 1890.3619 | 0 | 6 | 0 | 0 | 4 | 0 | 0 | 0 | 6 | 0 | 378.0724 | 0.14541 | 1 | 0.5 | 0 | 8.2745 | 0 | 8.2745 | 1928.9407 | 0 | 110.4145 | 0.084934 | 1 | 0.5 | 0 | 4.1373 | 0 | 4.1373
2007-02-08 19:00 | 2 | 8 | 19 | 39 | 931 | 26.96 | 2549.5687 | 0 | Heating | 2549.5687 | 4 | 2039.6549 | 2039.6549 | 0 | 6 | 0 | 0 | 4 | 0 | 0 | 0 | 6 | 0 | 407.931 | 0.1569 | 1 | 0.5 | 0 | 8.2745 | 0 | 8.2745 | 2081.2805 | 0 | 119.1345 | 0.091642 | 1 | 0.5 | 0 | 4.1373 | 0 | 4.1373
2007-02-08 20:00 | 2 | 8 | 20 | 39 | 932 | 26.96 | 2595.1538 | 0 | Heating | 2595.1538 | 4 | 2076.123 | 2076.123 | 0 | 6 | 0 | 0 | 4 | 0 | 0 | 0 | 6 | 0 | 415.2246 | 0.1597 | 1 | 0.5 | 0 | 8.2745 | 0 | 8.2745 | 2118.4929 | 0 | 121.2646 | 0.09328 | 1 | 0.5 | 0 | 4.1373 | 0 | 4.1373
2007-02-08 21:00 | 2 | 8 | 21 | 39 | 933 | 24.8 | 2757.6076 | 0 | Heating | 2757.6076 | 4 | 2206.0861 | 2206.0861 | 0 | 6 | 0 | 0 | 4 | 0 | 0 | 0 | 6 | 0 | 441.2172 | 0.1697 | 1 | 0.5 | 0 | 8.2745 | 0 | 8.2745 | 2251.1083 | 0 | 128.8557 | 0.09912 | 1 | 0.5 | 0 | 4.1373 | 0 | 4.1373
2007-02-08 22:00 | 2 | 8 | 22 | 39 | 934 | 24.8 | 1680.859 | 0 | Heating | 1680.859 | 4 | 1344.6872 | 1344.6872 | 0 | 6 | 0 | 0 | 4 | 0 | 0 | 0 | 6 | 0 | 268.9374 | 0.10344 | 1 | 0.5 | 0 | 8.2745 | 0 | 8.2745 | 1372.1298 | 0 | 78.5421 | 0.060417 | 1 | 0.5 | 0 | 4.1373 | 0 | 4.1373
2007-02-08 23:00 | 2 | 8 | 23 | 39 | 935 | 24.08 | 1651.9401 | 0 | Heating | 1651.9401 | 4 | 1321.5521 | 1321.5521 | 0 | 6 | 0 | 0 | 4 | 0 | 0 | 0 | 6 | 0 | 264.3104 | 0.10166 | 1 | 0.5 | 0 | 8.2745 | 0 | 8.2745 | 1348.5225 | 0 | 77.1908 | 0.059378 | 1 | 0.5 | 0 | 4.1373 | 0 | 4.1373
2007-02-09 | 2 | 9 | 0 | 40 | 936 | 23 | 1739.0959 | 0 | Heating | 1739.0959 | 4 | 1391.2767 | 1391.2767 | 0 | 6 | 0 | 0 | 4 | 0 | 0 | 0 | 6 | 0 | 278.2553 | 0.10702 | 1 | 0.5 | 0 | 8.2745 | 0 | 8.2745 | 1419.6701 | 0 | 81.2633 | 0.06251 | 1 | 0.5 | 0 | 4.1373 | 0 | 4.1373
2007-02-09 01:00 | 2 | 9 | 1 | 40 | 937 | 23 | 1577.4098 | 0 | Heating | 1577.4098 | 4 | 1261.9278 | 1261.9278 | 0 | 6 | 0 | 0 | 4 | 0 | 0 | 0 | 6 | 0 | 252.3856 | 0.097071 | 1 | 0.5 | 0 | 8.2745 | 0 | 8.2745 | 1287.6814 | 0 | 73.7082 | 0.056699 | 1 | 0.5 | 0 | 4.1373 | 0 | 4.1373
2007-02-09 02:00 | 2 | 9 | 2 | 40 | 938 | 23 | 1803.3783 | 0 | Heating | 1803.3783 | 4 | 1442.7026 | 1442.7026 | 0 | 6 | 0 | 0 | 4 | 0 | 0 | 0 | 6 | 0 | 288.5405 | 0.11098 | 1 | 0.5 | 0 | 8.2745 | 0 | 8.2745 | 1472.1455 | 0 | 84.2671 | 0.064821 | 1 | 0.5 | 0 | 4.1373 | 0 | 4.1373
2007-02-09 03:00 | 2 | 9 | 3 | 40 | 939 | 23 | 1921.9568 | 0 | Heating | 1921.9568 | 4 | 1537.5654 | 1537.5654 | 0 | 6 | 0 | 0 | 4 | 0 | 0 | 0 | 6 | 0 | 307.5131 | 0.11827 | 1 | 0.5 | 0 | 8.2745 | 0 | 8.2745 | 1568.9443 | 0 | 89.8079 | 0.069083 | 1 | 0.5 | 0 | 4.1373 | 0 | 4.1373
2007-02-09 04:00 | 2 | 9 | 4 | 40 | 940 | 21.2 | 2160.8533 | 0 | Heating | 2160.8533 | 4 | 1728.6826 | 1728.6826 | 0 | 6 | 0 | 0 | 4 | 0 | 0 | 0 | 6 | 0 | 345.7365 | 0.13298 | 1 | 0.5 | 0 | 8.2745 | 0 | 8.2745 | 1763.9619 | 0 | 100.9709 | 0.07767 | 1 | 0.5 | 0 | 4.1373 | 0 | 4.1373
2007-02-09 05:00 | 2 | 9 | 5 | 40 | 941 | 21.92 | 2407.5572 | 0 | Heating | 2407.5572 | 4 | 1926.0458 | 1926.0458 | 0 | 6 | 0 | 0 | 4 | 0 | 0 | 0 | 6 | 0 | 385.2092 | 0.14816 | 1 | 0.5 | 0 | 8.2745 | 0 | 8.2745 | 1965.3529 | 0 | 112.4987 | 0.086537 | 1 | 0.5 | 0 | 4.1373 | 0 | 4.1373
2007-02-09 06:00 | 2 | 9 | 6 | 40 | 942 | 19.04 | 2721.0488 | 0 | Heating | 2721.0488 | 4 | 2176.8391 | 2176.8391 | 0 | 6 | 0 | 0 | 4 | 0 | 0 | 0 | 6 | 0 | 435.3678 | 0.16745 | 1 | 0.5 | 0 | 8.2745 | 0 | 8.2745 | 2221.2644 | 0 | 127.1474 | 0.097806 | 1 | 0.5 | 0 | 4.1373 | 0 | 4.1373
2007-02-09 07:00 | 2 | 9 | 7 | 40 | 943 | 17.96 | 5759.3559 | 0 | Heating | 5759.3559 | 4 | 4607.4848 | 3200 | 1407.4848 | 6 | 68.7517 | 0 | 4 | 0 | 0 | 0 | 6 | 0 | 921.497 | 0.35442 | 1 | 0.70884 | 0 | 18.4663 | 0 | 18.4663 | 3265.3061 | 0 | 186.9093 | 0.14378 | 1 | 0.5 | 0 | 4.1373 | 0 | 4.1373
2007-02-09 08:00 | 2 | 9 | 8 | 40 | 944 | 17.96 | 5108.4165 | 0 | Heating | 5108.4165 | 4 | 4086.7332 | 3200 | 886.7332 | 6 | 43.3144 | 0 | 4 | 0 | 0 | 0 | 6 | 0 | 817.3466 | 0.31436 | 1 | 0.62873 | 0 | 14.0145 | 0 | 14.0145 | 3265.3061 | 0 | 186.9093 | 0.14378 | 1 | 0.5 | 0 | 4.1373 | 0 | 4.1373
2007-02-09 09:00 | 2 | 9 | 9 | 40 | 945 | 15.8 | 4559.3779 | 0 | Heating | 4559.3779 | 4 | 3647.5023 | 3200 | 447.5023 | 6 | 21.8592 | 0 | 4 | 0 | 0 | 0 | 6 | 0 | 729.5005 | 0.28058 | 1 | 0.56115 | 0 | 10.7895 | 0 | 10.7895 | 3265.3061 | 0 | 186.9093 | 0.14378 | 1 | 0.5 | 0 | 4.1373 | 0 | 4.1373
2007-02-09 10:00 | 2 | 9 | 10 | 40 | 946 | 15.98 | 3728.2823 | 0 | Heating | 3728.2823 | 4 | 2982.6259 | 2982.6259 | 0 | 6 | 0 | 0 | 4 | 0 | 0 | 0 | 6 | 0 | 596.5252 | 0.22943 | 1 | 0.5 | 0 | 8.2745 | 0 | 8.2745 | 3043.4958 | 0 | 174.2127 | 0.13401 | 1 | 0.5 | 0 | 4.1373 | 0 | 4.1373
2007-02-09 11:00 | 2 | 9 | 11 | 40 | 947 | 17.6 | 3136.5398 | 0 | Heating | 3136.5398 | 4 | 2509.2318 | 2509.2318 | 0 | 6 | 0 | 0 | 4 | 0 | 0 | 0 | 6 | 0 | 501.8464 | 0.19302 | 1 | 0.5 | 0 | 8.2745 | 0 | 8.2745 | 2560.4406 | 0 | 146.5621 | 0.11274 | 1 | 0.5 | 0 | 4.1373 | 0 | 4.1373
2007-02-09 12:00 | 2 | 9 | 12 | 40 | 948 | 21.92 | 2686.064 | 0 | Heating | 2686.064 | 4 | 2148.8512 | 2148.8512 | 0 | 6 | 0 | 0 | 4 | 0 | 0 | 0 | 6 | 0 | 429.7702 | 0.1653 | 1 | 0.5 | 0 | 8.2745 | 0 | 8.2745 | 2192.7053 | 0 | 125.5126 | 0.096548 | 1 | 0.5 | 0 | 4.1373 | 0 | 4.1373
2007-02-09 13:00 | 2 | 9 | 13 | 40 | 949 | 21.2 | 2485.3753 | 0 | Heating | 2485.3753 | 4 | 1988.3002 | 1988.3002 | 0 | 6 | 0 | 0 | 4 | 0 | 0 | 0 | 6 | 0 | 397.66 | 0.15295 | 1 | 0.5 | 0 | 8.2745 | 0 | 8.2745 | 2028.8778 | 0 | 116.135 | 0.089335 | 1 | 0.5 | 0 | 4.1373 | 0 | 4.1373
2007-02-09 14:00 | 2 | 9 | 14 | 40 | 950 | 24.08 | 2154.8911 | 0 | Heating | 2154.8911 | 4 | 1723.9129 | 1723.9129 | 0 | 6 | 0 | 0 | 4 | 0 | 0 | 0 | 6 | 0 | 344.7826 | 0.13261 | 1 | 0.5 | 0 | 8.2745 | 0 | 8.2745 | 1759.0948 | 0 | 100.6923 | 0.077456 | 1 | 0.5 | 0 | 4.1373 | 0 | 4.1373
2007-02-09 15:00 | 2 | 9 | 15 | 40 | 951 | 24.98 | 1938.8241 | 0 | Heating | 1938.8241 | 4 | 1551.0593 | 1551.0593 | 0 | 6 | 0 | 0 | 4 | 0 | 0 | 0 | 6 | 0 | 310.2119 | 0.11931 | 1 | 0.5 | 0 | 8.2745 | 0 | 8.2745 | 1582.7135 | 0 | 90.5961 | 0.069689 | 1 | 0.5 | 0 | 4.1373 | 0 | 4.1373
2007-02-09 16:00 | 2 | 9 | 16 | 40 | 952 | 24.98 | 1930.0746 | 0 | Heating | 1930.0746 | 4 | 1544.0596 | 1544.0596 | 0 | 6 | 0 | 0 | 4 | 0 | 0 | 0 | 6 | 0 | 308.8119 | 0.11877 | 1 | 0.5 | 0 | 8.2745 | 0 | 8.2745 | 1575.5711 | 0 | 90.1872 | 0.069375 | 1 | 0.5 | 0 | 4.1373 | 0 | 4.1373
2007-02-09 17:00 | 2 | 9 | 17 | 40 | 953 | 24.98 | 1961.8046 | 0 | Heating | 1961.8046 | 4 | 1569.4437 | 1569.4437 | 0 | 6 | 0 | 0 | 4 | 0 | 0 | 0 | 6 | 0 | 313.8887 | 0.12073 | 1 | 0.5 | 0 | 8.2745 | 0 | 8.2745 | 1601.4731 | 0 | 91.6699 | 0.070515 | 1 | 0.5 | 0 | 4.1373 | 0 | 4.1373
2007-02-09 18:00 | 2 | 9 | 18 | 40 | 954 | 19.94 | 2075.1112 | 0 | Heating | 2075.1112 | 4 | 1660.089 | 1660.089 | 0 | 6 | 0 | 0 | 4 | 0 | 0 | 0 | 6 | 0 | 332.0178 | 0.1277 | 1 | 0.5 | 0 | 8.2745 | 0 | 8.2745 | 1693.9683 | 0 | 96.9644 | 0.074588 | 1 | 0.5 | 0 | 4.1373 | 0 | 4.1373
2007-02-09 19:00 | 2 | 9 | 19 | 40 | 955 | 15.98 | 2058.8737 | 0 | Heating | 2058.8737 | 4 | 1647.099 | 1647.099 | 0 | 6 | 0 | 0 | 4 | 0 | 0 | 0 | 6 | 0 | 329.4198 | 0.1267 | 1 | 0.5 | 0 | 8.2745 | 0 | 8.2745 | 1680.7132 | 0 | 96.2057 | 0.074004 | 1 | 0.5 | 0 | 4.1373 | 0 | 4.1373
2007-02-09 20:00 | 2 | 9 | 20 | 40 | 956 | 15.98 | 2172.4003 | 0 | Heating | 2172.4003 | 4 | 1737.9203 | 1737.9203 | 0 | 6 | 0 | 0 | 4 | 0 | 0 | 0 | 6 | 0 | 347.5841 | 0.13369 | 1 | 0.5 | 0 | 8.2745 | 0 | 8.2745 | 1773.388 | 0 | 101.5105 | 0.078085 | 1 | 0.5 | 0 | 4.1373 | 0 | 4.1373
2007-02-09 21:00 | 2 | 9 | 21 | 40 | 957 | 12.02 | 2237.0519 | 0 | Heating | 2237.0519 | 4 | 1789.6415 | 1789.6415 | 0 | 6 | 0 | 0 | 4 | 0 | 0 | 0 | 6 | 0 | 357.9283 | 0.13766 | 1 | 0.5 | 0 | 8.2745 | 0 | 8.2745 | 1826.1648 | 0 | 104.5315 | 0.080409 | 1 | 0.5 | 0 | 4.1373 | 0 | 4.1373
2007-02-09 22:00 | 2 | 9 | 22 | 40 | 958 | 10.94 | 2273.7907 | 0 | Heating | 2273.7907 | 4 | 1819.0325 | 1819.0325 | 0 | 6 | 0 | 0 | 4 | 0 | 0 | 0 | 6 | 0 | 363.8065 | 0.13993 | 1 | 0.5 | 0 | 8.2745 | 0 | 8.2745 | 1856.1557 | 0 | 106.2482 | 0.081729 | 1 | 0.5 | 0 | 4.1373 | 0 | 4.1373
2007-02-09 23:00 | 2 | 9 | 23 | 40 | 959 | 10.94 | 1381.3394 | 0 | Heating | 1381.3394 | 4 | 1105.0715 | 1105.0715 | 0 | 6 | 0 | 0 | 4 | 0 | 0 | 0 | 6 | 0 | 221.0143 | 0.085006 | 1 | 0.5 | 0 | 8.2745 | 0 | 8.2745 | 1127.624 | 0 | 64.5463 | 0.049651 | 1 | 0.5 | 0 | 4.1373 | 0 | 4.1373
2007-02-10 | 2 | 10 | 0 | 41 | 960 | 5 | 1313.2569 | 0 | Heating | 1313.2569 | 4 | 1050.6055 | 1050.6055 | 0 | 6 | 0 | 0 | 4 | 0 | 0 | 0 | 6 | 0 | 210.1211 | 0.080816 | 1 | 0.5 | 0 | 8.2745 | 0 | 8.2745 | 1072.0464 | 0 | 61.365 | 0.047204 | 1 | 0.5 | 0 | 4.1373 | 0 | 4.1373
2007-02-10 01:00 | 2 | 10 | 1 | 41 | 961 | 3.02 | 1119.998 | 0 | Heating | 1119.998 | 4 | 895.9984 | 895.9984 | 0 | 6 | 0 | 0 | 4 | 0 | 0 | 0 | 6 | 0 | 179.1997 | 0.068923 | 1 | 0.5 | 0 | 8.2745 | 0 | 8.2745 | 914.284 | 0 | 52.3345 | 0.040257 | 1 | 0.5 | 0 | 4.1373 | 0 | 4.1373
2007-02-10 02:00 | 2 | 10 | 2 | 41 | 962 | 3.02 | 1143.347 | 0 | Heating | 1143.347 | 4 | 914.6776 | 914.6776 | 0 | 6 | 0 | 0 | 4 | 0 | 0 | 0 | 6 | 0 | 182.9355 | 0.07036 | 1 | 0.5 | 0 | 8.2745 | 0 | 8.2745 | 933.3445 | 0 | 53.4256 | 0.041097 | 1 | 0.5 | 0 | 4.1373 | 0 | 4.1373
2007-02-10 03:00 | 2 | 10 | 3 | 41 | 963 | 1.04 | 1160.9358 | 0 | Heating | 1160.9358 | 4 | 928.7486 | 928.7486 | 0 | 6 | 0 | 0 | 4 | 0 | 0 | 0 | 6 | 0 | 185.7497 | 0.071442 | 1 | 0.5 | 0 | 8.2745 | 0 | 8.2745 | 947.7027 | 0 | 54.2474 | 0.041729 | 1 | 0.5 | 0 | 4.1373 | 0 | 4.1373
2007-02-10 04:00 | 2 | 10 | 4 | 41 | 964 | -2.02 | 1205.7222 | 0 | Heating | 1205.7222 | 4 | 964.5777 | 964.5777 | 0 | 6 | 0 | 0 | 4 | 0 | 0 | 0 | 6 | 0 | 192.9155 | 0.074198 | 1 | 0.5 | 0 | 8.2745 | 0 | 8.2745 | 984.263 | 0 | 56.3402 | 0.043339 | 1 | 0.5 | 0 | 4.1373 | 0 | 4.1373
2007-02-10 05:00 | 2 | 10 | 5 | 41 | 965 | -2.02 | 1300.2739 | 0 | Heating | 1300.2739 | 4 | 1040.2191 | 1040.2191 | 0 | 6 | 0 | 0 | 4 | 0 | 0 | 0 | 6 | 0 | 208.0438 | 0.080017 | 1 | 0.5 | 0 | 8.2745 | 0 | 8.2745 | 1061.4481 | 0 | 60.7583 | 0.046737 | 1 | 0.5 | 0 | 4.1373 | 0 | 4.1373
2007-02-10 06:00 | 2 | 10 | 6 | 41 | 966 | -0.94 | 1582.1401 | 0 | Heating | 1582.1401 | 4 | 1265.7121 | 1265.7121 | 0 | 6 | 0 | 0 | 4 | 0 | 0 | 0 | 6 | 0 | 253.1424 | 0.097362 | 1 | 0.5 | 0 | 8.2745 | 0 | 8.2745 | 1291.5429 | 0 | 73.9292 | 0.056869 | 1 | 0.5 | 0 | 4.1373 | 0 | 4.1373
2007-02-10 07:00 | 2 | 10 | 7 | 41 | 967 | -2.02 | 1910.5112 | 0 | Heating | 1910.5112 | 4 | 1528.409 | 1528.409 | 0 | 6 | 0 | 0 | 4 | 0 | 0 | 0 | 6 | 0 | 305.6818 | 0.11757 | 1 | 0.5 | 0 | 8.2745 | 0 | 8.2745 | 1559.601 | 0 | 89.2731 | 0.068672 | 1 | 0.5 | 0 | 4.1373 | 0 | 4.1373
2007-02-10 08:00 | 2 | 10 | 8 | 41 | 968 | -2.02 | 1943.8227 | 0 | Heating | 1943.8227 | 4 | 1555.0581 | 1555.0581 | 0 | 6 | 0 | 0 | 4 | 0 | 0 | 0 | 6 | 0 | 311.0116 | 0.11962 | 1 | 0.5 | 0 | 8.2745 | 0 | 8.2745 | 1586.794 | 0 | 90.8297 | 0.069869 | 1 | 0.5 | 0 | 4.1373 | 0 | 4.1373
2007-02-10 09:00 | 2 | 10 | 9 | 41 | 969 | 6.98 | 3932.4605 | 0 | Heating | 3932.4605 | 4 | 3145.9684 | 3145.9684 | 0 | 6 | 0 | 0 | 4 | 0 | 0 | 0 | 6 | 0 | 629.1937 | 0.242 | 1 | 0.5 | 0 | 8.2745 | 0 | 8.2745 | 3210.1718 | 0 | 183.7534 | 0.14135 | 1 | 0.5 | 0 | 4.1373 | 0 | 4.1373
2007-02-10 10:00 | 2 | 10 | 10 | 41 | 970 | 15.08 | 3202.1606 | 0 | Heating | 3202.1606 | 4 | 2561.7285 | 2561.7285 | 0 | 6 | 0 | 0 | 4 | 0 | 0 | 0 | 6 | 0 | 512.3457 | 0.19706 | 1 | 0.5 | 0 | 8.2745 | 0 | 8.2745 | 2614.0087 | 0 | 149.6284 | 0.1151 | 1 | 0.5 | 0 | 4.1373 | 0 | 4.1373
2007-02-10 11:00 | 2 | 10 | 11 | 41 | 971 | 15.08 | 2801.2345 | 0 | Heating | 2801.2345 | 4 | 2240.9876 | 2240.9876 | 0 | 6 | 0 | 0 | 4 | 0 | 0 | 0 | 6 | 0 | 448.1975 | 0.17238 | 1 | 0.5 | 0 | 8.2745 | 0 | 8.2745 | 2286.722 | 0 | 130.8942 | 0.10069 | 1 | 0.5 | 0 | 4.1373 | 0 | 4.1373
2007-02-10 12:00 | 2 | 10 | 12 | 41 | 972 | 19.04 | 2486.1906 | 0 | Heating | 2486.1906 | 4 | 1988.9525 | 1988.9525 | 0 | 6 | 0 | 0 | 4 | 0 | 0 | 0 | 6 | 0 | 397.7905 | 0.153 | 1 | 0.5 | 0 | 8.2745 | 0 | 8.2745 | 2029.5434 | 0 | 116.1731 | 0.089364 | 1 | 0.5 | 0 | 4.1373 | 0 | 4.1373
2007-02-10 13:00 | 2 | 10 | 13 | 41 | 973 | 24.08 | 2224.2789 | 0 | Heating | 2224.2789 | 4 | 1779.4231 | 1779.4231 | 0 | 6 | 0 | 0 | 4 | 0 | 0 | 0 | 6 | 0 | 355.8846 | 0.13688 | 1 | 0.5 | 0 | 8.2745 | 0 | 8.2745 | 1815.7378 | 0 | 103.9346 | 0.07995 | 1 | 0.5 | 0 | 4.1373 | 0 | 4.1373
2007-02-10 14:00 | 2 | 10 | 14 | 41 | 974 | 24.08 | 2083.7448 | 0 | Heating | 2083.7448 | 4 | 1666.9958 | 1666.9958 | 0 | 6 | 0 | 0 | 4 | 0 | 0 | 0 | 6 | 0 | 333.3992 | 0.12823 | 1 | 0.5 | 0 | 8.2745 | 0 | 8.2745 | 1701.0162 | 0 | 97.3678 | 0.074898 | 1 | 0.5 | 0 | 4.1373 | 0 | 4.1373
2007-02-10 15:00 | 2 | 10 | 15 | 41 | 975 | 26.96 | 1982.7762 | 0 | Heating | 1982.7762 | 4 | 1586.2209 | 1586.2209 | 0 | 6 | 0 | 0 | 4 | 0 | 0 | 0 | 6 | 0 | 317.2442 | 0.12202 | 1 | 0.5 | 0 | 8.2745 | 0 | 8.2745 | 1618.5928 | 0 | 92.6498 | 0.071269 | 1 | 0.5 | 0 | 4.1373 | 0 | 4.1373
2007-02-10 16:00 | 2 | 10 | 16 | 41 | 976 | 26.06 | 1986.557 | 0 | Heating | 1986.557 | 4 | 1589.2456 | 1589.2456 | 0 | 6 | 0 | 0 | 4 | 0 | 0 | 0 | 6 | 0 | 317.8491 | 0.12225 | 1 | 0.5 | 0 | 8.2745 | 0 | 8.2745 | 1621.6792 | 0 | 92.8265 | 0.071405 | 1 | 0.5 | 0 | 4.1373 | 0 | 4.1373
2007-02-10 17:00 | 2 | 10 | 17 | 41 | 977 | 26.06 | 2090.1893 | 0 | Heating | 2090.1893 | 4 | 1672.1514 | 1672.1514 | 0 | 6 | 0 | 0 | 4 | 0 | 0 | 0 | 6 | 0 | 334.4303 | 0.12863 | 1 | 0.5 | 0 | 8.2745 | 0 | 8.2745 | 1706.277 | 0 | 97.669 | 0.07513 | 1 | 0.5 | 0 | 4.1373 | 0 | 4.1373
2007-02-10 18:00 | 2 | 10 | 18 | 41 | 978 | 21.02 | 2728.5927 | 0 | Heating | 2728.5927 | 4 | 2182.8742 | 2182.8742 | 0 | 6 | 0 | 0 | 4 | 0 | 0 | 0 | 6 | 0 | 436.5748 | 0.16791 | 1 | 0.5 | 0 | 8.2745 | 0 | 8.2745 | 2227.4226 | 0 | 127.4999 | 0.098077 | 1 | 0.5 | 0 | 4.1373 | 0 | 4.1373
2007-02-10 19:00 | 2 | 10 | 19 | 41 | 979 | 17.06 | 2975.6234 | 0 | Heating | 2975.6234 | 4 | 2380.4987 | 2380.4987 | 0 | 6 | 0 | 0 | 4 | 0 | 0 | 0 | 6 | 0 | 476.0997 | 0.18312 | 1 | 0.5 | 0 | 8.2745 | 0 | 8.2745 | 2429.0803 | 0 | 139.043 | 0.10696 | 1 | 0.5 | 0 | 4.1373 | 0 | 4.1373
2007-02-10 20:00 | 2 | 10 | 20 | 41 | 980 | 17.06 | 1731.8124 | 0 | Heating | 1731.8124 | 4 | 1385.4499 | 1385.4499 | 0 | 6 | 0 | 0 | 4 | 0 | 0 | 0 | 6 | 0 | 277.09 | 0.10657 | 1 | 0.5 | 0 | 8.2745 | 0 | 8.2745 | 1413.7244 | 0 | 80.923 | 0.062248 | 1 | 0.5 | 0 | 4.1373 | 0 | 4.1373
2007-02-10 21:00 | 2 | 10 | 21 | 41 | 981 | 12.92 | 1764.4206 | 0 | Heating | 1764.4206 | 4 | 1411.5365 | 1411.5365 | 0 | 6 | 0 | 0 | 4 | 0 | 0 | 0 | 6 | 0 | 282.3073 | 0.10858 | 1 | 0.5 | 0 | 8.2745 | 0 | 8.2745 | 1440.3434 | 0 | 82.4467 | 0.063421 | 1 | 0.5 | 0 | 4.1373 | 0 | 4.1373
2007-02-10 22:00 | 2 | 10 | 22 | 41 | 982 | 10.94 | 1818.8467 | 0 | Heating | 1818.8467 | 4 | 1455.0773 | 1455.0773 | 0 | 6 | 0 | 0 | 4 | 0 | 0 | 0 | 6 | 0 | 291.0155 | 0.11193 | 1 | 0.5 | 0 | 8.2745 | 0 | 8.2745 | 1484.7728 | 0 | 84.9899 | 0.065377 | 1 | 0.5 | 0 | 4.1373 | 0 | 4.1373
2007-02-10 23:00 | 2 | 10 | 23 | 41 | 983 | 10.94 | 2007.1276 | 0 | Heating | 2007.1276 | 4 | 1605.7021 | 1605.7021 | 0 | 6 | 0 | 0 | 4 | 0 | 0 | 0 | 6 | 0 | 321.1404 | 0.12352 | 1 | 0.5 | 0 | 8.2745 | 0 | 8.2745 | 1638.4715 | 0 | 93.7877 | 0.072144 | 1 | 0.5 | 0 | 4.1373 | 0 | 4.1373
2007-02-11 | 2 | 11 | 0 | 42 | 984 | 14 | 2095.6203 | 0 | Heating | 2095.6203 | 4 | 1676.4962 | 1676.4962 | 0 | 6 | 0 | 0 | 4 | 0 | 0 | 0 | 6 | 0 | 335.2992 | 0.12896 | 1 | 0.5 | 0 | 8.2745 | 0 | 8.2745 | 1710.7104 | 0 | 97.9227 | 0.075325 | 1 | 0.5 | 0 | 4.1373 | 0 | 4.1373
2007-02-11 01:00 | 2 | 11 | 1 | 42 | 985 | 15.08 | 2111.7204 | 0 | Heating | 2111.7204 | 4 | 1689.3763 | 1689.3763 | 0 | 6 | 0 | 0 | 4 | 0 | 0 | 0 | 6 | 0 | 337.8753 | 0.12995 | 1 | 0.5 | 0 | 8.2745 | 0 | 8.2745 | 1723.8533 | 0 | 98.6751 | 0.075904 | 1 | 0.5 | 0 | 4.1373 | 0 | 4.1373
2007-02-11 02:00 | 2 | 11 | 2 | 42 | 986 | 15.08 | 1978.1216 | 0 | Heating | 1978.1216 | 4 | 1582.4973 | 1582.4973 | 0 | 6 | 0 | 0 | 4 | 0 | 0 | 0 | 6 | 0 | 316.4995 | 0.12173 | 1 | 0.5 | 0 | 8.2745 | 0 | 8.2745 | 1614.7931 | 0 | 92.4323 | 0.071102 | 1 | 0.5 | 0 | 4.1373 | 0 | 4.1373
2007-02-11 03:00 | 2 | 11 | 3 | 42 | 987 | 17.06 | 2008.3143 | 0 | Heating | 2008.3143 | 4 | 1606.6514 | 1606.6514 | 0 | 6 | 0 | 0 | 4 | 0 | 0 | 0 | 6 | 0 | 321.3303 | 0.12359 | 1 | 0.5 | 0 | 8.2745 | 0 | 8.2745 | 1639.4402 | 0 | 93.8432 | 0.072187 | 1 | 0.5 | 0 | 4.1373 | 0 | 4.1373
2007-02-11 04:00 | 2 | 11 | 4 | 42 | 988 | 19.94 | 2062.1468 | 0 | Heating | 2062.1468 | 4 | 1649.7175 | 1649.7175 | 0 | 6 | 0 | 0 | 4 | 0 | 0 | 0 | 6 | 0 | 329.9435 | 0.1269 | 1 | 0.5 | 0 | 8.2745 | 0 | 8.2745 | 1683.3852 | 0 | 96.3586 | 0.074122 | 1 | 0.5 | 0 | 4.1373 | 0 | 4.1373
2007-02-11 05:00 | 2 | 11 | 5 | 42 | 989 | 19.94 | 2081.8488 | 0 | Heating | 2081.8488 | 4 | 1665.479 | 1665.479 | 0 | 6 | 0 | 0 | 4 | 0 | 0 | 0 | 6 | 0 | 333.0958 | 0.12811 | 1 | 0.5 | 0 | 8.2745 | 0 | 8.2745 | 1699.4684 | 0 | 97.2792 | 0.07483 | 1 | 0.5 | 0 | 4.1373 | 0 | 4.1373
2007-02-11 06:00 | 2 | 11 | 6 | 42 | 990 | 30.2 | 2246.6513 | 0 | Heating | 2246.6513 | 4 | 1797.321 | 1797.321 | 0 | 6 | 0 | 0 | 4 | 0 | 0 | 0 | 6 | 0 | 359.4642 | 0.13826 | 1 | 0.5 | 0 | 8.2745 | 0 | 8.2745 | 1834.001 | 0 | 104.98 | 0.080754 | 1 | 0.5 | 0 | 4.1373 | 0 | 4.1373
2007-02-11 07:00 | 2 | 11 | 7 | 42 | 991 | 33.08 | 5059.6178 | 0 | Heating | 5059.6178 | 4 | 4047.6942 | 3200 | 847.6942 | 6 | 41.4075 | 0 | 4 | 0 | 0 | 0 | 6 | 0 | 809.5388 | 0.31136 | 1 | 0.62272 | 0 | 13.7085 | 0 | 13.7085 | 3265.3061 | 0 | 186.9093 | 0.14378 | 1 | 0.5 | 0 | 4.1373 | 0 | 4.1373
2007-02-11 08:00 | 2 | 11 | 8 | 42 | 992 | 33.08 | 4565.3219 | 0 | Heating | 4565.3219 | 4 | 3652.2575 | 3200 | 452.2575 | 6 | 22.0915 | 0 | 4 | 0 | 0 | 0 | 6 | 0 | 730.4515 | 0.28094 | 1 | 0.56189 | 0 | 10.8219 | 0 | 10.8219 | 3265.3061 | 0 | 186.9093 | 0.14378 | 1 | 0.5 | 0 | 4.1373 | 0 | 4.1373
2007-02-11 09:00 | 2 | 11 | 9 | 42 | 993 | 32 | 3951.814 | 0 | Heating | 3951.814 | 4 | 3161.4512 | 3161.4512 | 0 | 6 | 0 | 0 | 4 | 0 | 0 | 0 | 6 | 0 | 632.2902 | 0.24319 | 1 | 0.5 | 0 | 8.2745 | 0 | 8.2745 | 3225.9706 | 0 | 184.6577 | 0.14204 | 1 | 0.5 | 0 | 4.1373 | 0 | 4.1373
2007-02-11 10:00 | 2 | 11 | 10 | 42 | 994 | 32 | 3180.4792 | 0 | Heating | 3180.4792 | 4 | 2544.3833 | 2544.3833 | 0 | 6 | 0 | 0 | 4 | 0 | 0 | 0 | 6 | 0 | 508.8767 | 0.19572 | 1 | 0.5 | 0 | 8.2745 | 0 | 8.2745 | 2596.3095 | 0 | 148.6153 | 0.11432 | 1 | 0.5 | 0 | 4.1373 | 0 | 4.1373
2007-02-11 11:00 | 2 | 11 | 11 | 42 | 995 | 33.98 | 2838.6132 | 0 | Heating | 2838.6132 | 4 | 2270.8906 | 2270.8906 | 0 | 6 | 0 | 0 | 4 | 0 | 0 | 0 | 6 | 0 | 454.1781 | 0.17468 | 1 | 0.5 | 0 | 8.2745 | 0 | 8.2745 | 2317.2353 | 0 | 132.6408 | 0.10203 | 1 | 0.5 | 0 | 4.1373 | 0 | 4.1373
2007-02-11 12:00 | 2 | 11 | 12 | 42 | 996 | 35.96 | 2513.4859 | 0 | Heating | 2513.4859 | 4 | 2010.7888 | 2010.7888 | 0 | 6 | 0 | 0 | 4 | 0 | 0 | 0 | 6 | 0 | 402.1578 | 0.15468 | 1 | 0.5 | 0 | 8.2745 | 0 | 8.2745 | 2051.8253 | 0 | 117.4485 | 0.090345 | 1 | 0.5 | 0 | 4.1373 | 0 | 4.1373
2007-02-11 13:00 | 2 | 11 | 13 | 42 | 997 | 37.04 | 2258.675 | 0 | Heating | 2258.675 | 4 | 1806.94 | 1806.94 | 0 | 6 | 0 | 0 | 4 | 0 | 0 | 0 | 6 | 0 | 361.388 | 0.139 | 1 | 0.5 | 0 | 8.2745 | 0 | 8.2745 | 1843.8163 | 0 | 105.5419 | 0.081186 | 1 | 0.5 | 0 | 4.1373 | 0 | 4.1373
2007-02-11 14:00 | 2 | 11 | 14 | 42 | 998 | 37.04 | 2106.6209 | 0 | Heating | 2106.6209 | 4 | 1685.2967 | 1685.2967 | 0 | 6 | 0 | 0 | 4 | 0 | 0 | 0 | 6 | 0 | 337.0593 | 0.12964 | 1 | 0.5 | 0 | 8.2745 | 0 | 8.2745 | 1719.6905 | 0 | 98.4368 | 0.075721 | 1 | 0.5 | 0 | 4.1373 | 0 | 4.1373
2007-02-11 15:00 | 2 | 11 | 15 | 42 | 999 | 37.94 | 2044.1068 | 0 | Heating | 2044.1068 | 4 | 1635.2854 | 1635.2854 | 0 | 6 | 0 | 0 | 4 | 0 | 0 | 0 | 6 | 0 | 327.0571 | 0.12579 | 1 | 0.5 | 0 | 8.2745 | 0 | 8.2745 | 1668.6586 | 0 | 95.5157 | 0.073474 | 1 | 0.5 | 0 | 4.1373 | 0 | 4.1373
2007-02-11 16:00 | 2 | 11 | 16 | 42 | 1000 | 37.94 | 2038.9709 | 0 | Heating | 2038.9709 | 4 | 1631.1767 | 1631.1767 | 0 | 6 | 0 | 0 | 4 | 0 | 0 | 0 | 6 | 0 | 326.2353 | 0.12548 | 1 | 0.5 | 0 | 8.2745 | 0 | 8.2745 | 1664.466 | 0 | 95.2757 | 0.073289 | 1 | 0.5 | 0 | 4.1373 | 0 | 4.1373
2007-02-11 17:00 | 2 | 11 | 17 | 42 | 1001 | 37.94 | 2081.5139 | 0 | Heating | 2081.5139 | 4 | 1665.2111 | 1665.2111 | 0 | 6 | 0 | 0 | 4 | 0 | 0 | 0 | 6 | 0 | 333.0422 | 0.12809 | 1 | 0.5 | 0 | 8.2745 | 0 | 8.2745 | 1699.195 | 0 | 97.2636 | 0.074818 | 1 | 0.5 | 0 | 4.1373 | 0 | 4.1373
2007-02-11 18:00 | 2 | 11 | 18 | 42 | 1002 | 37.94 | 2227.1372 | 0 | Heating | 2227.1372 | 4 | 1781.7098 | 1781.7098 | 0 | 6 | 0 | 0 | 4 | 0 | 0 | 0 | 6 | 0 | 356.342 | 0.13705 | 1 | 0.5 | 0 | 8.2745 | 0 | 8.2745 | 1818.0712 | 0 | 104.0682 | 0.080052 | 1 | 0.5 | 0 | 4.1373 | 0 | 4.1373
2007-02-11 19:00 | 2 | 11 | 19 | 42 | 1003 | 37.94 | 2402.1198 | 0 | Heating | 2402.1198 | 4 | 1921.6958 | 1921.6958 | 0 | 6 | 0 | 0 | 4 | 0 | 0 | 0 | 6 | 0 | 384.3392 | 0.14782 | 1 | 0.5 | 0 | 8.2745 | 0 | 8.2745 | 1960.9141 | 0 | 112.2447 | 0.086342 | 1 | 0.5 | 0 | 4.1373 | 0 | 4.1373
2007-02-11 20:00 | 2 | 11 | 20 | 42 | 1004 | 37.94 | 2421.1476 | 0 | Heating | 2421.1476 | 4 | 1936.9181 | 1936.9181 | 0 | 6 | 0 | 0 | 4 | 0 | 0 | 0 | 6 | 0 | 387.3836 | 0.14899 | 1 | 0.5 | 0 | 8.2745 | 0 | 8.2745 | 1976.447 | 0 | 113.1338 | 0.087026 | 1 | 0.5 | 0 | 4.1373 | 0 | 4.1373
2007-02-11 21:00 | 2 | 11 | 21 | 42 | 1005 | 37.4 | 2481.7403 | 0 | Heating | 2481.7403 | 4 | 1985.3923 | 1985.3923 | 0 | 6 | 0 | 0 | 4 | 0 | 0 | 0 | 6 | 0 | 397.0785 | 0.15272 | 1 | 0.5 | 0 | 8.2745 | 0 | 8.2745 | 2025.9105 | 0 | 115.9651 | 0.089204 | 1 | 0.5 | 0 | 4.1373 | 0 | 4.1373
2007-02-11 22:00 | 2 | 11 | 22 | 42 | 1006 | 37.4 | 1544.7222 | 0 | Heating | 1544.7222 | 4 | 1235.7778 | 1235.7778 | 0 | 6 | 0 | 0 | 4 | 0 | 0 | 0 | 6 | 0 | 247.1556 | 0.09506 | 1 | 0.5 | 0 | 8.2745 | 0 | 8.2745 | 1260.9977 | 0 | 72.1808 | 0.055524 | 1 | 0.5 | 0 | 4.1373 | 0 | 4.1373
2007-02-11 23:00 | 2 | 11 | 23 | 42 | 1007 | 37.04 | 1511.1764 | 0 | Heating | 1511.1764 | 4 | 1208.9412 | 1208.9412 | 0 | 6 | 0 | 0 | 4 | 0 | 0 | 0 | 6 | 0 | 241.7882 | 0.092995 | 1 | 0.5 | 0 | 8.2745 | 0 | 8.2745 | 1233.6134 | 0 | 70.6132 | 0.054318 | 1 | 0.5 | 0 | 4.1373 | 0 | 4.1373
2007-02-12 | 2 | 12 | 0 | 43 | 1008 | 35.06 | 1564.0567 | 0 | Heating | 1564.0567 | 4 | 1251.2453 | 1251.2453 | 0 | 6 | 0 | 0 | 4 | 0 | 0 | 0 | 6 | 0 | 250.2491 | 0.09625 | 1 | 0.5 | 0 | 8.2745 | 0 | 8.2745 | 1276.781 | 0 | 73.0842 | 0.056219 | 1 | 0.5 | 0 | 4.1373 | 0 | 4.1373
2007-02-12 01:00 | 2 | 12 | 1 | 43 | 1009 | 35.6 | 1564.6665 | 0 | Heating | 1564.6665 | 4 | 1251.7332 | 1251.7332 | 0 | 6 | 0 | 0 | 4 | 0 | 0 | 0 | 6 | 0 | 250.3466 | 0.096287 | 1 | 0.5 | 0 | 8.2745 | 0 | 8.2745 | 1277.2788 | 0 | 73.1127 | 0.056241 | 1 | 0.5 | 0 | 4.1373 | 0 | 4.1373
2007-02-12 02:00 | 2 | 12 | 2 | 43 | 1010 | 37.04 | 1474.7227 | 0 | Heating | 1474.7227 | 4 | 1179.7782 | 1179.7782 | 0 | 6 | 0 | 0 | 4 | 0 | 0 | 0 | 6 | 0 | 235.9556 | 0.090752 | 1 | 0.5 | 0 | 8.2745 | 0 | 8.2745 | 1203.8553 | 0 | 68.9099 | 0.053008 | 1 | 0.5 | 0 | 4.1373 | 0 | 4.1373
2007-02-12 03:00 | 2 | 12 | 3 | 43 | 1011 | 35.06 | 1580.9805 | 0 | Heating | 1580.9805 | 4 | 1264.7844 | 1264.7844 | 0 | 6 | 0 | 0 | 4 | 0 | 0 | 0 | 6 | 0 | 252.9569 | 0.097291 | 1 | 0.5 | 0 | 8.2745 | 0 | 8.2745 | 1290.5963 | 0 | 73.875 | 0.056827 | 1 | 0.5 | 0 | 4.1373 | 0 | 4.1373
2007-02-12 04:00 | 2 | 12 | 4 | 43 | 1012 | 35.96 | 1575.4914 | 0 | Heating | 1575.4914 | 4 | 1260.3932 | 1260.3932 | 0 | 6 | 0 | 0 | 4 | 0 | 0 | 0 | 6 | 0 | 252.0786 | 0.096953 | 1 | 0.5 | 0 | 8.2745 | 0 | 8.2745 | 1286.1155 | 0 | 73.6185 | 0.05663 | 1 | 0.5 | 0 | 4.1373 | 0 | 4.1373
2007-02-12 05:00 | 2 | 12 | 5 | 43 | 1013 | 35.96 | 1509.4855 | 0 | Heating | 1509.4855 | 4 | 1207.5884 | 1207.5884 | 0 | 6 | 0 | 0 | 4 | 0 | 0 | 0 | 6 | 0 | 241.5177 | 0.092891 | 1 | 0.5 | 0 | 8.2745 | 0 | 8.2745 | 1232.2331 | 0 | 70.5342 | 0.054257 | 1 | 0.5 | 0 | 4.1373 | 0 | 4.1373
2007-02-12 06:00 | 2 | 12 | 6 | 43 | 1014 | 37.04 | 1678.2576 | 0 | Heating | 1678.2576 | 4 | 1342.606 | 1342.606 | 0 | 6 | 0 | 0 | 4 | 0 | 0 | 0 | 6 | 0 | 268.5212 | 0.10328 | 1 | 0.5 | 0 | 8.2745 | 0 | 8.2745 | 1370.0062 | 0 | 78.4205 | 0.060323 | 1 | 0.5 | 0 | 4.1373 | 0 | 4.1373
2007-02-12 07:00 | 2 | 12 | 7 | 43 | 1015 | 37.04 | 4124.3733 | 0 | Heating | 4124.3733 | 4 | 3299.4986 | 3200 | 99.4986 | 6 | 4.8602 | 0 | 4 | 0 | 0 | 0 | 6 | 0 | 659.8997 | 0.25381 | 1 | 0.50762 | 0 | 8.5673 | 0 | 8.5673 | 3265.3061 | 0 | 186.9093 | 0.14378 | 1 | 0.5 | 0 | 4.1373 | 0 | 4.1373
2007-02-12 08:00 | 2 | 12 | 8 | 43 | 1016 | 37.04 | 3422.1325 | 0 | Heating | 3422.1325 | 4 | 2737.706 | 2737.706 | 0 | 6 | 0 | 0 | 4 | 0 | 0 | 0 | 6 | 0 | 547.5412 | 0.21059 | 1 | 0.5 | 0 | 8.2745 | 0 | 8.2745 | 2793.5776 | 0 | 159.9071 | 0.12301 | 1 | 0.5 | 0 | 4.1373 | 0 | 4.1373
2007-02-12 09:00 | 2 | 12 | 9 | 43 | 1017 | 37.04 | 3016.4154 | 0 | Heating | 3016.4154 | 4 | 2413.1323 | 2413.1323 | 0 | 6 | 0 | 0 | 4 | 0 | 0 | 0 | 6 | 0 | 482.6265 | 0.18563 | 1 | 0.5 | 0 | 8.2745 | 0 | 8.2745 | 2462.3799 | 0 | 140.9491 | 0.10842 | 1 | 0.5 | 0 | 4.1373 | 0 | 4.1373
2007-02-12 10:00 | 2 | 12 | 10 | 43 | 1018 | 37.04 | 2556.9281 | 0 | Heating | 2556.9281 | 4 | 2045.5425 | 2045.5425 | 0 | 6 | 0 | 0 | 4 | 0 | 0 | 0 | 6 | 0 | 409.1085 | 0.15735 | 1 | 0.5 | 0 | 8.2745 | 0 | 8.2745 | 2087.2882 | 0 | 119.4784 | 0.091906 | 1 | 0.5 | 0 | 4.1373 | 0 | 4.1373
2007-02-12 11:00 | 2 | 12 | 11 | 43 | 1019 | 37.04 | 2286.4221 | 0 | Heating | 2286.4221 | 4 | 1829.1376 | 1829.1376 | 0 | 6 | 0 | 0 | 4 | 0 | 0 | 0 | 6 | 0 | 365.8275 | 0.1407 | 1 | 0.5 | 0 | 8.2745 | 0 | 8.2745 | 1866.467 | 0 | 106.8384 | 0.082183 | 1 | 0.5 | 0 | 4.1373 | 0 | 4.1373
2007-02-12 12:00 | 2 | 12 | 12 | 43 | 1020 | 37.4 | 1941.2443 | 0 | Heating | 1941.2443 | 4 | 1552.9955 | 1552.9955 | 0 | 6 | 0 | 0 | 4 | 0 | 0 | 0 | 6 | 0 | 310.5991 | 0.11946 | 1 | 0.5 | 0 | 8.2745 | 0 | 8.2745 | 1584.6893 | 0 | 90.7092 | 0.069776 | 1 | 0.5 | 0 | 4.1373 | 0 | 4.1373
2007-02-12 13:00 | 2 | 12 | 13 | 43 | 1021 | 37.4 | 1694.647 | 0 | Heating | 1694.647 | 4 | 1355.7176 | 1355.7176 | 0 | 6 | 0 | 0 | 4 | 0 | 0 | 0 | 6 | 0 | 271.1435 | 0.10429 | 1 | 0.5 | 0 | 8.2745 | 0 | 8.2745 | 1383.3853 | 0 | 79.1863 | 0.060913 | 1 | 0.5 | 0 | 4.1373 | 0 | 4.1373
2007-02-12 14:00 | 2 | 12 | 14 | 43 | 1022 | 37.04 | 1524.9092 | 0 | Heating | 1524.9092 | 4 | 1219.9273 | 1219.9273 | 0 | 6 | 0 | 0 | 4 | 0 | 0 | 0 | 6 | 0 | 243.9855 | 0.093841 | 1 | 0.5 | 0 | 8.2745 | 0 | 8.2745 | 1244.8238 | 0 | 71.2549 | 0.054811 | 1 | 0.5 | 0 | 4.1373 | 0 | 4.1373
2007-02-12 15:00 | 2 | 12 | 15 | 43 | 1023 | 37.4 | 1433.6987 | 0 | Heating | 1433.6987 | 4 | 1146.9589 | 1146.9589 | 0 | 6 | 0 | 0 | 4 | 0 | 0 | 0 | 6 | 0 | 229.3918 | 0.088228 | 1 | 0.5 | 0 | 8.2745 | 0 | 8.2745 | 1170.3663 | 0 | 66.9929 | 0.051533 | 1 | 0.5 | 0 | 4.1373 | 0 | 4.1373
2007-02-12 16:00 | 2 | 12 | 16 | 43 | 1024 | 35.6 | 1488.6187 | 0 | Heating | 1488.6187 | 4 | 1190.8949 | 1190.8949 | 0 | 6 | 0 | 0 | 4 | 0 | 0 | 0 | 6 | 0 | 238.179 | 0.091607 | 1 | 0.5 | 0 | 8.2745 | 0 | 8.2745 | 1215.1989 | 0 | 69.5592 | 0.053507 | 1 | 0.5 | 0 | 4.1373 | 0 | 4.1373
2007-02-12 17:00 | 2 | 12 | 17 | 43 | 1025 | 35.96 | 1627.9573 | 0 | Heating | 1627.9573 | 4 | 1302.3658 | 1302.3658 | 0 | 6 | 0 | 0 | 4 | 0 | 0 | 0 | 6 | 0 | 260.4732 | 0.10018 | 1 | 0.5 | 0 | 8.2745 | 0 | 8.2745 | 1328.9447 | 0 | 76.0701 | 0.058515 | 1 | 0.5 | 0 | 4.1373 | 0 | 4.1373
2007-02-12 18:00 | 2 | 12 | 18 | 43 | 1026 | 35.06 | 1787.1105 | 0 | Heating | 1787.1105 | 4 | 1429.6884 | 1429.6884 | 0 | 6 | 0 | 0 | 4 | 0 | 0 | 0 | 6 | 0 | 285.9377 | 0.10998 | 1 | 0.5 | 0 | 8.2745 | 0 | 8.2745 | 1458.8657 | 0 | 83.5069 | 0.064236 | 1 | 0.5 | 0 | 4.1373 | 0 | 4.1373
2007-02-12 19:00 | 2 | 12 | 19 | 43 | 1027 | 35.06 | 1937.2968 | 0 | Heating | 1937.2968 | 4 | 1549.8374 | 1549.8374 | 0 | 6 | 0 | 0 | 4 | 0 | 0 | 0 | 6 | 0 | 309.9675 | 0.11922 | 1 | 0.5 | 0 | 8.2745 | 0 | 8.2745 | 1581.4667 | 0 | 90.5247 | 0.069634 | 1 | 0.5 | 0 | 4.1373 | 0 | 4.1373
2007-02-12 20:00 | 2 | 12 | 20 | 43 | 1028 | 35.06 | 1917.0544 | 0 | Heating | 1917.0544 | 4 | 1533.6435 | 1533.6435 | 0 | 6 | 0 | 0 | 4 | 0 | 0 | 0 | 6 | 0 | 306.7287 | 0.11797 | 1 | 0.5 | 0 | 8.2745 | 0 | 8.2745 | 1564.9424 | 0 | 89.5788 | 0.068907 | 1 | 0.5 | 0 | 4.1373 | 0 | 4.1373
2007-02-12 21:00 | 2 | 12 | 21 | 43 | 1029 | 33.98 | 1963.6403 | 0 | Heating | 1963.6403 | 4 | 1570.9122 | 1570.9122 | 0 | 6 | 0 | 0 | 4 | 0 | 0 | 0 | 6 | 0 | 314.1824 | 0.12084 | 1 | 0.5 | 0 | 8.2745 | 0 | 8.2745 | 1602.9716 | 0 | 91.7557 | 0.070581 | 1 | 0.5 | 0 | 4.1373 | 0 | 4.1373
2007-02-12 22:00 | 2 | 12 | 22 | 43 | 1030 | 33.08 | 1343.0415 | 0 | Heating | 1343.0415 | 4 | 1074.4332 | 1074.4332 | 0 | 6 | 0 | 0 | 4 | 0 | 0 | 0 | 6 | 0 | 214.8866 | 0.082649 | 1 | 0.5 | 0 | 8.2745 | 0 | 8.2745 | 1096.3604 | 0 | 62.7567 | 0.048274 | 1 | 0.5 | 0 | 4.1373 | 0 | 4.1373
2007-02-12 23:00 | 2 | 12 | 23 | 43 | 1031 | 33.08 | 1451.4344 | 0 | Heating | 1451.4344 | 4 | 1161.1475 | 1161.1475 | 0 | 6 | 0 | 0 | 4 | 0 | 0 | 0 | 6 | 0 | 232.2295 | 0.089319 | 1 | 0.5 | 0 | 8.2745 | 0 | 8.2745 | 1184.8444 | 0 | 67.8217 | 0.052171 | 1 | 0.5 | 0 | 4.1373 | 0 | 4.1373
2007-02-13 | 2 | 13 | 0 | 44 | 1032 | 33.08 | 1604.1013 | 0 | Heating | 1604.1013 | 4 | 1283.281 | 1283.281 | 0 | 6 | 0 | 0 | 4 | 0 | 0 | 0 | 6 | 0 | 256.6562 | 0.098714 | 1 | 0.5 | 0 | 8.2745 | 0 | 8.2745 | 1309.4704 | 0 | 74.9554 | 0.057658 | 1 | 0.5 | 0 | 4.1373 | 0 | 4.1373
2007-02-13 01:00 | 2 | 13 | 1 | 44 | 1033 | 32 | 1713.5242 | 0 | Heating | 1713.5242 | 4 | 1370.8194 | 1370.8194 | 0 | 6 | 0 | 0 | 4 | 0 | 0 | 0 | 6 | 0 | 274.1639 | 0.10545 | 1 | 0.5 | 0 | 8.2745 | 0 | 8.2745 | 1398.7953 | 0 | 80.0684 | 0.061591 | 1 | 0.5 | 0 | 4.1373 | 0 | 4.1373
2007-02-13 02:00 | 2 | 13 | 2 | 44 | 1034 | 32 | 1607.48 | 0 | Heating | 1607.48 | 4 | 1285.984 | 1285.984 | 0 | 6 | 0 | 0 | 4 | 0 | 0 | 0 | 6 | 0 | 257.1968 | 0.098922 | 1 | 0.5 | 0 | 8.2745 | 0 | 8.2745 | 1312.2286 | 0 | 75.1133 | 0.057779 | 1 | 0.5 | 0 | 4.1373 | 0 | 4.1373
2007-02-13 03:00 | 2 | 13 | 3 | 44 | 1035 | 32 | 1736.7656 | 0 | Heating | 1736.7656 | 4 | 1389.4125 | 1389.4125 | 0 | 6 | 0 | 0 | 4 | 0 | 0 | 0 | 6 | 0 | 277.8825 | 0.10688 | 1 | 0.5 | 0 | 8.2745 | 0 | 8.2745 | 1417.7679 | 0 | 81.1544 | 0.062426 | 1 | 0.5 | 0 | 4.1373 | 0 | 4.1373
2007-02-13 04:00 | 2 | 13 | 4 | 44 | 1036 | 32 | 1787.4192 | 0 | Heating | 1787.4192 | 4 | 1429.9354 | 1429.9354 | 0 | 6 | 0 | 0 | 4 | 0 | 0 | 0 | 6 | 0 | 285.9871 | 0.11 | 1 | 0.5 | 0 | 8.2745 | 0 | 8.2745 | 1459.1177 | 0 | 83.5213 | 0.064247 | 1 | 0.5 | 0 | 4.1373 | 0 | 4.1373
2007-02-13 05:00 | 2 | 13 | 5 | 44 | 1037 | 32 | 1773.1157 | 0 | Heating | 1773.1157 | 4 | 1418.4925 | 1418.4925 | 0 | 6 | 0 | 0 | 4 | 0 | 0 | 0 | 6 | 0 | 283.6985 | 0.10911 | 1 | 0.5 | 0 | 8.2745 | 0 | 8.2745 | 1447.4414 | 0 | 82.853 | 0.063733 | 1 | 0.5 | 0 | 4.1373 | 0 | 4.1373
2007-02-13 06:00 | 2 | 13 | 6 | 44 | 1038 | 32 | 1973.628 | 0 | Heating | 1973.628 | 4 | 1578.9024 | 1578.9024 | 0 | 6 | 0 | 0 | 4 | 0 | 0 | 0 | 6 | 0 | 315.7805 | 0.12145 | 1 | 0.5 | 0 | 8.2745 | 0 | 8.2745 | 1611.1249 | 0 | 92.2224 | 0.07094 | 1 | 0.5 | 0 | 4.1373 | 0 | 4.1373
2007-02-13 07:00 | 2 | 13 | 7 | 44 | 1039 | 30.02 | 4486.7105 | 0 | Heating | 4486.7105 | 4 | 3589.3684 | 3200 | 389.3684 | 6 | 19.0196 | 0 | 4 | 0 | 0 | 0 | 6 | 0 | 717.8737 | 0.27611 | 1 | 0.55221 | 0 | 10.3981 | 0 | 10.3981 | 3265.3061 | 0 | 186.9093 | 0.14378 | 1 | 0.5 | 0 | 4.1373 | 0 | 4.1373
2007-02-13 08:00 | 2 | 13 | 8 | 44 | 1040 | 30.02 | 3856.7951 | 0 | Heating | 3856.7951 | 4 | 3085.436 | 3085.436 | 0 | 6 | 0 | 0 | 4 | 0 | 0 | 0 | 6 | 0 | 617.0872 | 0.23734 | 1 | 0.5 | 0 | 8.2745 | 0 | 8.2745 | 3148.4041 | 0 | 180.2178 | 0.13863 | 1 | 0.5 | 0 | 4.1373 | 0 | 4.1373
2007-02-13 09:00 | 2 | 13 | 9 | 44 | 1041 | 33.08 | 3465.8993 | 0 | Heating | 3465.8993 | 4 | 2772.7194 | 2772.7194 | 0 | 6 | 0 | 0 | 4 | 0 | 0 | 0 | 6 | 0 | 554.5439 | 0.21329 | 1 | 0.5 | 0 | 8.2745 | 0 | 8.2745 | 2829.3055 | 0 | 161.9522 | 0.12458 | 1 | 0.5 | 0 | 4.1373 | 0 | 4.1373
2007-02-13 10:00 | 2 | 13 | 10 | 44 | 1042 | 33.98 | 2998.5095 | 0 | Heating | 2998.5095 | 4 | 2398.8076 | 2398.8076 | 0 | 6 | 0 | 0 | 4 | 0 | 0 | 0 | 6 | 0 | 479.7615 | 0.18452 | 1 | 0.5 | 0 | 8.2745 | 0 | 8.2745 | 2447.7629 | 0 | 140.1124 | 0.10778 | 1 | 0.5 | 0 | 4.1373 | 0 | 4.1373
2007-02-13 11:00 | 2 | 13 | 11 | 44 | 1043 | 33.98 | 2734.1327 | 0 | Heating | 2734.1327 | 4 | 2187.3061 | 2187.3061 | 0 | 6 | 0 | 0 | 4 | 0 | 0 | 0 | 6 | 0 | 437.4612 | 0.16825 | 1 | 0.5 | 0 | 8.2745 | 0 | 8.2745 | 2231.945 | 0 | 127.7587 | 0.098276 | 1 | 0.5 | 0 | 4.1373 | 0 | 4.1373
2007-02-13 12:00 | 2 | 13 | 12 | 44 | 1044 | 35.96 | 2494.417 | 0 | Heating | 2494.417 | 4 | 1995.5336 | 1995.5336 | 0 | 6 | 0 | 0 | 4 | 0 | 0 | 0 | 6 | 0 | 399.1067 | 0.1535 | 1 | 0.5 | 0 | 8.2745 | 0 | 8.2745 | 2036.2588 | 0 | 116.5575 | 0.08966 | 1 | 0.5 | 0 | 4.1373 | 0 | 4.1373
2007-02-13 13:00 | 2 | 13 | 13 | 44 | 1045 | 37.94 | 2354.4747 | 0 | Heating | 2354.4747 | 4 | 1883.5798 | 1883.5798 | 0 | 6 | 0 | 0 | 4 | 0 | 0 | 0 | 6 | 0 | 376.716 | 0.14489 | 1 | 0.5 | 0 | 8.2745 | 0 | 8.2745 | 1922.0202 | 0 | 110.0183 | 0.084629 | 1 | 0.5 | 0 | 4.1373 | 0 | 4.1373
2007-02-13 14:00 | 2 | 13 | 14 | 44 | 1046 | 37.94 | 2237.1637 | 0 | Heating | 2237.1637 | 4 | 1789.731 | 1789.731 | 0 | 6 | 0 | 0 | 4 | 0 | 0 | 0 | 6 | 0 | 357.9462 | 0.13767 | 1 | 0.5 | 0 | 8.2745 | 0 | 8.2745 | 1826.2561 | 0 | 104.5367 | 0.080413 | 1 | 0.5 | 0 | 4.1373 | 0 | 4.1373
2007-02-13 15:00 | 2 | 13 | 15 | 44 | 1047 | 37.94 | 2219.8089 | 0 | Heating | 2219.8089 | 4 | 1775.8471 | 1775.8471 | 0 | 6 | 0 | 0 | 4 | 0 | 0 | 0 | 6 | 0 | 355.1694 | 0.1366 | 1 | 0.5 | 0 | 8.2745 | 0 | 8.2745 | 1812.0889 | 0 | 103.7258 | 0.079789 | 1 | 0.5 | 0 | 4.1373 | 0 | 4.1373
2007-02-13 16:00 | 2 | 13 | 16 | 44 | 1048 | 37.94 | 2243.9531 | 0 | Heating | 2243.9531 | 4 | 1795.1625 | 1795.1625 | 0 | 6 | 0 | 0 | 4 | 0 | 0 | 0 | 6 | 0 | 359.0325 | 0.13809 | 1 | 0.5 | 0 | 8.2745 | 0 | 8.2745 | 1831.7985 | 0 | 104.8539 | 0.080657 | 1 | 0.5 | 0 | 4.1373 | 0 | 4.1373
2007-02-13 17:00 | 2 | 13 | 17 | 44 | 1049 | 37.94 | 2314.4127 | 0 | Heating | 2314.4127 | 4 | 1851.5301 | 1851.5301 | 0 | 6 | 0 | 0 | 4 | 0 | 0 | 0 | 6 | 0 | 370.306 | 0.14243 | 1 | 0.5 | 0 | 8.2745 | 0 | 8.2745 | 1889.3165 | 0 | 108.1463 | 0.083189 | 1 | 0.5 | 0 | 4.1373 | 0 | 4.1373
2007-02-13 18:00 | 2 | 13 | 18 | 44 | 1050 | 33.98 | 2500.2377 | 0 | Heating | 2500.2377 | 4 | 2000.1902 | 2000.1902 | 0 | 6 | 0 | 0 | 4 | 0 | 0 | 0 | 6 | 0 | 400.038 | 0.15386 | 1 | 0.5 | 0 | 8.2745 | 0 | 8.2745 | 2041.0104 | 0 | 116.8294 | 0.089869 | 1 | 0.5 | 0 | 4.1373 | 0 | 4.1373
2007-02-13 19:00 | 2 | 13 | 19 | 44 | 1051 | 33.08 | 2679.0852 | 0 | Heating | 2679.0852 | 4 | 2143.2681 | 2143.2681 | 0 | 6 | 0 | 0 | 4 | 0 | 0 | 0 | 6 | 0 | 428.6536 | 0.16487 | 1 | 0.5 | 0 | 8.2745 | 0 | 8.2745 | 2187.0083 | 0 | 125.1865 | 0.096297 | 1 | 0.5 | 0 | 4.1373 | 0 | 4.1373
2007-02-13 20:00 | 2 | 13 | 20 | 44 | 1052 | 33.08 | 2671.7294 | 0 | Heating | 2671.7294 | 4 | 2137.3835 | 2137.3835 | 0 | 6 | 0 | 0 | 4 | 0 | 0 | 0 | 6 | 0 | 427.4767 | 0.16441 | 1 | 0.5 | 0 | 8.2745 | 0 | 8.2745 | 2181.0036 | 0 | 124.8428 | 0.096033 | 1 | 0.5 | 0 | 4.1373 | 0 | 4.1373
2007-02-13 21:00 | 2 | 13 | 21 | 44 | 1053 | 32 | 2774.1978 | 0 | Heating | 2774.1978 | 4 | 2219.3583 | 2219.3583 | 0 | 6 | 0 | 0 | 4 | 0 | 0 | 0 | 6 | 0 | 443.8717 | 0.17072 | 1 | 0.5 | 0 | 8.2745 | 0 | 8.2745 | 2264.6513 | 0 | 129.6309 | 0.099716 | 1 | 0.5 | 0 | 4.1373 | 0 | 4.1373
2007-02-13 22:00 | 2 | 13 | 22 | 44 | 1054 | 30.92 | 1779.3886 | 0 | Heating | 1779.3886 | 4 | 1423.5109 | 1423.5109 | 0 | 6 | 0 | 0 | 4 | 0 | 0 | 0 | 6 | 0 | 284.7022 | 0.1095 | 1 | 0.5 | 0 | 8.2745 | 0 | 8.2745 | 1452.5621 | 0 | 83.1461 | 0.063959 | 1 | 0.5 | 0 | 4.1373 | 0 | 4.1373
2007-02-13 23:00 | 2 | 13 | 23 | 44 | 1055 | 30.92 | 1938.1626 | 0 | Heating | 1938.1626 | 4 | 1550.5301 | 1550.5301 | 0 | 6 | 0 | 0 | 4 | 0 | 0 | 0 | 6 | 0 | 310.106 | 0.11927 | 1 | 0.5 | 0 | 8.2745 | 0 | 8.2745 | 1582.1736 | 0 | 90.5652 | 0.069666 | 1 | 0.5 | 0 | 4.1373 | 0 | 4.1373
2007-02-14 | 2 | 14 | 0 | 45 | 1056 | 30.02 | 2119.6074 | 0 | Heating | 2119.6074 | 4 | 1695.6859 | 1695.6859 | 0 | 6 | 0 | 0 | 4 | 0 | 0 | 0 | 6 | 0 | 339.1372 | 0.13044 | 1 | 0.5 | 0 | 8.2745 | 0 | 8.2745 | 1730.2918 | 0 | 99.0436 | 0.076187 | 1 | 0.5 | 0 | 4.1373 | 0 | 4.1373
2007-02-14 01:00 | 2 | 14 | 1 | 45 | 1057 | 28.94 | 2100.4603 | 0 | Heating | 2100.4603 | 4 | 1680.3682 | 1680.3682 | 0 | 6 | 0 | 0 | 4 | 0 | 0 | 0 | 6 | 0 | 336.0736 | 0.12926 | 1 | 0.5 | 0 | 8.2745 | 0 | 8.2745 | 1714.6615 | 0 | 98.1489 | 0.075499 | 1 | 0.5 | 0 | 4.1373 | 0 | 4.1373
2007-02-14 02:00 | 2 | 14 | 2 | 45 | 1058 | 28.94 | 1864.221 | 0 | Heating | 1864.221 | 4 | 1491.3768 | 1491.3768 | 0 | 6 | 0 | 0 | 4 | 0 | 0 | 0 | 6 | 0 | 298.2754 | 0.11472 | 1 | 0.5 | 0 | 8.2745 | 0 | 8.2745 | 1521.813 | 0 | 87.1101 | 0.067008 | 1 | 0.5 | 0 | 4.1373 | 0 | 4.1373
2007-02-14 03:00 | 2 | 14 | 3 | 45 | 1059 | 28.04 | 1913.7458 | 0 | Heating | 1913.7458 | 4 | 1530.9966 | 1530.9966 | 0 | 6 | 0 | 0 | 4 | 0 | 0 | 0 | 6 | 0 | 306.1993 | 0.11777 | 1 | 0.5 | 0 | 8.2745 | 0 | 8.2745 | 1562.2414 | 0 | 89.4242 | 0.068788 | 1 | 0.5 | 0 | 4.1373 | 0 | 4.1373
2007-02-14 04:00 | 2 | 14 | 4 | 45 | 1060 | 26.06 | 1896.8788 | 0 | Heating | 1896.8788 | 4 | 1517.5031 | 1517.5031 | 0 | 6 | 0 | 0 | 4 | 0 | 0 | 0 | 6 | 0 | 303.5006 | 0.11673 | 1 | 0.5 | 0 | 8.2745 | 0 | 8.2745 | 1548.4725 | 0 | 88.6361 | 0.068182 | 1 | 0.5 | 0 | 4.1373 | 0 | 4.1373
2007-02-14 05:00 | 2 | 14 | 5 | 45 | 1061 | 26.06 | 1917.1044 | 0 | Heating | 1917.1044 | 4 | 1533.6835 | 1533.6835 | 0 | 6 | 0 | 0 | 4 | 0 | 0 | 0 | 6 | 0 | 306.7367 | 0.11798 | 1 | 0.5 | 0 | 8.2745 | 0 | 8.2745 | 1564.9832 | 0 | 89.5812 | 0.068909 | 1 | 0.5 | 0 | 4.1373 | 0 | 4.1373
2007-02-14 06:00 | 2 | 14 | 6 | 45 | 1062 | 24.98 | 2183.4101 | 0 | Heating | 2183.4101 | 4 | 1746.7281 | 1746.7281 | 0 | 6 | 0 | 0 | 4 | 0 | 0 | 0 | 6 | 0 | 349.3456 | 0.13436 | 1 | 0.5 | 0 | 8.2745 | 0 | 8.2745 | 1782.3756 | 0 | 102.0249 | 0.078481 | 1 | 0.5 | 0 | 4.1373 | 0 | 4.1373
2007-02-14 07:00 | 2 | 14 | 7 | 45 | 1063 | 24.08 | 4745.3453 | 0 | Heating | 4745.3453 | 4 | 3796.2763 | 3200 | 596.2763 | 6 | 29.1264 | 0 | 4 | 0 | 0 | 0 | 6 | 0 | 759.2553 | 0.29202 | 1 | 0.58404 | 0 | 11.8287 | 0 | 11.8287 | 3265.3061 | 0 | 186.9093 | 0.14378 | 1 | 0.5 | 0 | 4.1373 | 0 | 4.1373
2007-02-14 08:00 | 2 | 14 | 8 | 45 | 1064 | 24.08 | 4160.1853 | 0 | Heating | 4160.1853 | 4 | 3328.1482 | 3200 | 128.1482 | 6 | 6.2597 | 0 | 4 | 0 | 0 | 0 | 6 | 0 | 665.6296 | 0.25601 | 1 | 0.51202 | 0 | 8.7393 | 0 | 8.7393 | 3265.3061 | 0 | 186.9093 | 0.14378 | 1 | 0.5 | 0 | 4.1373 | 0 | 4.1373
2007-02-14 09:00 | 2 | 14 | 9 | 45 | 1065 | 30.92 | 3652.4515 | 0 | Heating | 3652.4515 | 4 | 2921.9612 | 2921.9612 | 0 | 6 | 0 | 0 | 4 | 0 | 0 | 0 | 6 | 0 | 584.3922 | 0.22477 | 1 | 0.5 | 0 | 8.2745 | 0 | 8.2745 | 2981.593 | 0 | 170.6693 | 0.13128 | 1 | 0.5 | 0 | 4.1373 | 0 | 4.1373
2007-02-14 10:00 | 2 | 14 | 10 | 45 | 1066 | 35.06 | 3049.648 | 0 | Heating | 3049.648 | 4 | 2439.7184 | 2439.7184 | 0 | 6 | 0 | 0 | 4 | 0 | 0 | 0 | 6 | 0 | 487.9437 | 0.18767 | 1 | 0.5 | 0 | 8.2745 | 0 | 8.2745 | 2489.5085 | 0 | 142.5019 | 0.10962 | 1 | 0.5 | 0 | 4.1373 | 0 | 4.1373
2007-02-14 11:00 | 2 | 14 | 11 | 45 | 1067 | 35.06 | 2618.9652 | 0 | Heating | 2618.9652 | 4 | 2095.1722 | 2095.1722 | 0 | 6 | 0 | 0 | 4 | 0 | 0 | 0 | 6 | 0 | 419.0344 | 0.16117 | 1 | 0.5 | 0 | 8.2745 | 0 | 8.2745 | 2137.9308 | 0 | 122.3773 | 0.094136 | 1 | 0.5 | 0 | 4.1373 | 0 | 4.1373
2007-02-14 12:00 | 2 | 14 | 12 | 45 | 1068 | 35.06 | 2184.9664 | 0 | Heating | 2184.9664 | 4 | 1747.9732 | 1747.9732 | 0 | 6 | 0 | 0 | 4 | 0 | 0 | 0 | 6 | 0 | 349.5946 | 0.13446 | 1 | 0.5 | 0 | 8.2745 | 0 | 8.2745 | 1783.6461 | 0 | 102.0977 | 0.078537 | 1 | 0.5 | 0 | 4.1373 | 0 | 4.1373
2007-02-14 13:00 | 2 | 14 | 13 | 45 | 1069 | 35.96 | 1952.8753 | 0 | Heating | 1952.8753 | 4 | 1562.3003 | 1562.3003 | 0 | 6 | 0 | 0 | 4 | 0 | 0 | 0 | 6 | 0 | 312.4601 | 0.12018 | 1 | 0.5 | 0 | 8.2745 | 0 | 8.2745 | 1594.1839 | 0 | 91.2527 | 0.070194 | 1 | 0.5 | 0 | 4.1373 | 0 | 4.1373
2007-02-14 14:00 | 2 | 14 | 14 | 45 | 1070 | 35.96 | 1770.8655 | 0 | Heating | 1770.8655 | 4 | 1416.6924 | 1416.6924 | 0 | 6 | 0 | 0 | 4 | 0 | 0 | 0 | 6 | 0 | 283.3385 | 0.10898 | 1 | 0.5 | 0 | 8.2745 | 0 | 8.2745 | 1445.6045 | 0 | 82.7478 | 0.063652 | 1 | 0.5 | 0 | 4.1373 | 0 | 4.1373
2007-02-14 15:00 | 2 | 14 | 15 | 45 | 1071 | 39.02 | 1660.3433 | 0 | Heating | 1660.3433 | 4 | 1328.2747 | 1328.2747 | 0 | 6 | 0 | 0 | 4 | 0 | 0 | 0 | 6 | 0 | 265.6549 | 0.10217 | 1 | 0.5 | 0 | 8.2745 | 0 | 8.2745 | 1355.3823 | 0 | 77.5834 | 0.05968 | 1 | 0.5 | 0 | 4.1373 | 0 | 4.1373
2007-02-14 16:00 | 2 | 14 | 16 | 45 | 1072 | 37.94 | 1665.803 | 0 | Heating | 1665.803 | 4 | 1332.6424 | 1332.6424 | 0 | 6 | 0 | 0 | 4 | 0 | 0 | 0 | 6 | 0 | 266.5285 | 0.10251 | 1 | 0.5 | 0 | 8.2745 | 0 | 8.2745 | 1359.8392 | 0 | 77.8385 | 0.059876 | 1 | 0.5 | 0 | 4.1373 | 0 | 4.1373
2007-02-14 17:00 | 2 | 14 | 17 | 45 | 1073 | 37.94 | 1674.8746 | 0 | Heating | 1674.8746 | 4 | 1339.8997 | 1339.8997 | 0 | 6 | 0 | 0 | 4 | 0 | 0 | 0 | 6 | 0 | 267.9799 | 0.10307 | 1 | 0.5 | 0 | 8.2745 | 0 | 8.2745 | 1367.2446 | 0 | 78.2624 | 0.060202 | 1 | 0.5 | 0 | 4.1373 | 0 | 4.1373
2007-02-14 18:00 | 2 | 14 | 18 | 45 | 1074 | 35.96 | 1875.474 | 0 | Heating | 1875.474 | 4 | 1500.3792 | 1500.3792 | 0 | 6 | 0 | 0 | 4 | 0 | 0 | 0 | 6 | 0 | 300.0758 | 0.11541 | 1 | 0.5 | 0 | 8.2745 | 0 | 8.2745 | 1530.9992 | 0 | 87.6359 | 0.067412 | 1 | 0.5 | 0 | 4.1373 | 0 | 4.1373
2007-02-14 19:00 | 2 | 14 | 19 | 45 | 1075 | 32 | 2168.4404 | 0 | Heating | 2168.4404 | 4 | 1734.7523 | 1734.7523 | 0 | 6 | 0 | 0 | 4 | 0 | 0 | 0 | 6 | 0 | 346.9505 | 0.13344 | 1 | 0.5 | 0 | 8.2745 | 0 | 8.2745 | 1770.1555 | 0 | 101.3254 | 0.077943 | 1 | 0.5 | 0 | 4.1373 | 0 | 4.1373
2007-02-14 20:00 | 2 | 14 | 20 | 45 | 1076 | 32 | 2459.7142 | 0 | Heating | 2459.7142 | 4 | 1967.7713 | 1967.7713 | 0 | 6 | 0 | 0 | 4 | 0 | 0 | 0 | 6 | 0 | 393.5543 | 0.15137 | 1 | 0.5 | 0 | 8.2745 | 0 | 8.2745 | 2007.9299 | 0 | 114.9359 | 0.088412 | 1 | 0.5 | 0 | 4.1373 | 0 | 4.1373
2007-02-14 21:00 | 2 | 14 | 21 | 45 | 1077 | 32 | 2666.9233 | 0 | Heating | 2666.9233 | 4 | 2133.5386 | 2133.5386 | 0 | 6 | 0 | 0 | 4 | 0 | 0 | 0 | 6 | 0 | 426.7077 | 0.16412 | 1 | 0.5 | 0 | 8.2745 | 0 | 8.2745 | 2177.0802 | 0 | 124.6182 | 0.09586 | 1 | 0.5 | 0 | 4.1373 | 0 | 4.1373
2007-02-14 22:00 | 2 | 14 | 22 | 45 | 1078 | 30.02 | 1645.7394 | 0 | Heating | 1645.7394 | 4 | 1316.5915 | 1316.5915 | 0 | 6 | 0 | 0 | 4 | 0 | 0 | 0 | 6 | 0 | 263.3183 | 0.10128 | 1 | 0.5 | 0 | 8.2745 | 0 | 8.2745 | 1343.4607 | 0 | 76.901 | 0.059155 | 1 | 0.5 | 0 | 4.1373 | 0 | 4.1373
2007-02-14 23:00 | 2 | 14 | 23 | 45 | 1079 | 30.02 | 1563.5969 | 0 | Heating | 1563.5969 | 4 | 1250.8776 | 1250.8776 | 0 | 6 | 0 | 0 | 4 | 0 | 0 | 0 | 6 | 0 | 250.1755 | 0.096221 | 1 | 0.5 | 0 | 8.2745 | 0 | 8.2745 | 1276.4057 | 0 | 73.0627 | 0.056202 | 1 | 0.5 | 0 | 4.1373 | 0 | 4.1373
2007-02-15 | 2 | 15 | 0 | 46 | 1080 | 33.98 | 1549.4851 | 0 | Heating | 1549.4851 | 4 | 1239.5881 | 1239.5881 | 0 | 6 | 0 | 0 | 4 | 0 | 0 | 0 | 6 | 0 | 247.9176 | 0.095353 | 1 | 0.5 | 0 | 8.2745 | 0 | 8.2745 | 1264.8858 | 0 | 72.4033 | 0.055695 | 1 | 0.5 | 0 | 4.1373 | 0 | 4.1373
2007-02-15 01:00 | 2 | 15 | 1 | 46 | 1081 | 35.96 | 1204.4821 | 0 | Heating | 1204.4821 | 4 | 963.5857 | 963.5857 | 0 | 6 | 0 | 0 | 4 | 0 | 0 | 0 | 6 | 0 | 192.7171 | 0.074122 | 1 | 0.5 | 0 | 8.2745 | 0 | 8.2745 | 983.2507 | 0 | 56.2822 | 0.043294 | 1 | 0.5 | 0 | 4.1373 | 0 | 4.1373
2007-02-15 02:00 | 2 | 15 | 2 | 46 | 1082 | 35.96 | 1246.1987 | 0 | Heating | 1246.1987 | 4 | 996.959 | 996.959 | 0 | 6 | 0 | 0 | 4 | 0 | 0 | 0 | 6 | 0 | 199.3918 | 0.076689 | 1 | 0.5 | 0 | 8.2745 | 0 | 8.2745 | 1017.3051 | 0 | 58.2315 | 0.044793 | 1 | 0.5 | 0 | 4.1373 | 0 | 4.1373
2007-02-15 03:00 | 2 | 15 | 3 | 46 | 1083 | 35.96 | 1290.8935 | 0 | Heating | 1290.8935 | 4 | 1032.7148 | 1032.7148 | 0 | 6 | 0 | 0 | 4 | 0 | 0 | 0 | 6 | 0 | 206.543 | 0.07944 | 1 | 0.5 | 0 | 8.2745 | 0 | 8.2745 | 1053.7906 | 0 | 60.32 | 0.0464 | 1 | 0.5 | 0 | 4.1373 | 0 | 4.1373
2007-02-15 04:00 | 2 | 15 | 4 | 46 | 1084 | 35.96 | 1332.5285 | 0 | Heating | 1332.5285 | 4 | 1066.0228 | 1066.0228 | 0 | 6 | 0 | 0 | 4 | 0 | 0 | 0 | 6 | 0 | 213.2046 | 0.082002 | 1 | 0.5 | 0 | 8.2745 | 0 | 8.2745 | 1087.7784 | 0 | 62.2655 | 0.047897 | 1 | 0.5 | 0 | 4.1373 | 0 | 4.1373
2007-02-15 05:00 | 2 | 15 | 5 | 46 | 1085 | 35.96 | 1381.2285 | 0 | Heating | 1381.2285 | 4 | 1104.9828 | 1104.9828 | 0 | 6 | 0 | 0 | 4 | 0 | 0 | 0 | 6 | 0 | 220.9966 | 0.084999 | 1 | 0.5 | 0 | 8.2745 | 0 | 8.2745 | 1127.5335 | 0 | 64.5411 | 0.049647 | 1 | 0.5 | 0 | 4.1373 | 0 | 4.1373
2007-02-15 06:00 | 2 | 15 | 6 | 46 | 1086 | 35.96 | 1590.3467 | 0 | Heating | 1590.3467 | 4 | 1272.2774 | 1272.2774 | 0 | 6 | 0 | 0 | 4 | 0 | 0 | 0 | 6 | 0 | 254.4555 | 0.097867 | 1 | 0.5 | 0 | 8.2745 | 0 | 8.2745 | 1298.2422 | 0 | 74.3127 | 0.057164 | 1 | 0.5 | 0 | 4.1373 | 0 | 4.1373
2007-02-15 07:00 | 2 | 15 | 7 | 46 | 1087 | 35.06 | 3912.696 | 0 | Heating | 3912.696 | 4 | 3130.1568 | 3130.1568 | 0 | 6 | 0 | 0 | 4 | 0 | 0 | 0 | 6 | 0 | 626.0314 | 0.24078 | 1 | 0.5 | 0 | 8.2745 | 0 | 8.2745 | 3194.0376 | 0 | 182.8299 | 0.14064 | 1 | 0.5 | 0 | 4.1373 | 0 | 4.1373
2007-02-15 08:00 | 2 | 15 | 8 | 46 | 1088 | 35.06 | 3243.6464 | 0 | Heating | 3243.6464 | 4 | 2594.9171 | 2594.9171 | 0 | 6 | 0 | 0 | 4 | 0 | 0 | 0 | 6 | 0 | 518.9834 | 0.19961 | 1 | 0.5 | 0 | 8.2745 | 0 | 8.2745 | 2647.8746 | 0 | 151.5669 | 0.11659 | 1 | 0.5 | 0 | 4.1373 | 0 | 4.1373
2007-02-15 09:00 | 2 | 15 | 9 | 46 | 1089 | 37.04 | 2813.1305 | 0 | Heating | 2813.1305 | 4 | 2250.5044 | 2250.5044 | 0 | 6 | 0 | 0 | 4 | 0 | 0 | 0 | 6 | 0 | 450.1009 | 0.17312 | 1 | 0.5 | 0 | 8.2745 | 0 | 8.2745 | 2296.4331 | 0 | 131.4501 | 0.10112 | 1 | 0.5 | 0 | 4.1373 | 0 | 4.1373
2007-02-15 10:00 | 2 | 15 | 10 | 46 | 1090 | 39.92 | 2268.4932 | 0 | Heating | 2268.4932 | 4 | 1814.7946 | 1814.7946 | 0 | 6 | 0 | 0 | 4 | 0 | 0 | 0 | 6 | 0 | 362.9589 | 0.1396 | 1 | 0.5 | 0 | 8.2745 | 0 | 8.2745 | 1851.8312 | 0 | 106.0006 | 0.081539 | 1 | 0.5 | 0 | 4.1373 | 0 | 4.1373
2007-02-15 11:00 | 2 | 15 | 11 | 46 | 1091 | 39.92 | 1942.7889 | 0 | Heating | 1942.7889 | 4 | 1554.2311 | 1554.2311 | 0 | 6 | 0 | 0 | 4 | 0 | 0 | 0 | 6 | 0 | 310.8462 | 0.11956 | 1 | 0.5 | 0 | 8.2745 | 0 | 8.2745 | 1585.9501 | 0 | 90.7813 | 0.069832 | 1 | 0.5 | 0 | 4.1373 | 0 | 4.1373
2007-02-15 12:00 | 2 | 15 | 12 | 46 | 1092 | 46.04 | 1654.2649 | 0 | Heating | 1654.2649 | 4 | 1323.4119 | 1323.4119 | 0 | 6 | 0 | 0 | 4 | 0 | 0 | 0 | 6 | 0 | 264.6824 | 0.1018 | 1 | 0.5 | 0 | 8.2745 | 0 | 8.2745 | 1350.4203 | 0 | 77.2994 | 0.059461 | 1 | 0.5 | 0 | 4.1373 | 0 | 4.1373
2007-02-15 13:00 | 2 | 15 | 13 | 46 | 1093 | 46.94 | 1512.5154 | 0 | Heating | 1512.5154 | 4 | 1210.0123 | 1210.0123 | 0 | 6 | 0 | 0 | 4 | 0 | 0 | 0 | 6 | 0 | 242.0025 | 0.093078 | 1 | 0.5 | 0 | 8.2745 | 0 | 8.2745 | 1234.7064 | 0 | 70.6758 | 0.054366 | 1 | 0.5 | 0 | 4.1373 | 0 | 4.1373
2007-02-15 14:00 | 2 | 15 | 14 | 46 | 1094 | 46.94 | 1383.7059 | 0 | Heating | 1383.7059 | 4 | 1106.9647 | 1106.9647 | 0 | 6 | 0 | 0 | 4 | 0 | 0 | 0 | 6 | 0 | 221.3929 | 0.085151 | 1 | 0.5 | 0 | 8.2745 | 0 | 8.2745 | 1129.5559 | 0 | 64.6569 | 0.049736 | 1 | 0.5 | 0 | 4.1373 | 0 | 4.1373
2007-02-15 15:00 | 2 | 15 | 15 | 46 | 1095 | 44.06 | 1315.2874 | 0 | Heating | 1315.2874 | 4 | 1052.2299 | 1052.2299 | 0 | 6 | 0 | 0 | 4 | 0 | 0 | 0 | 6 | 0 | 210.446 | 0.080941 | 1 | 0.5 | 0 | 8.2745 | 0 | 8.2745 | 1073.704 | 0 | 61.4599 | 0.047277 | 1 | 0.5 | 0 | 4.1373 | 0 | 4.1373
2007-02-15 16:00 | 2 | 15 | 16 | 46 | 1096 | 44.06 | 1323.9837 | 0 | Heating | 1323.9837 | 4 | 1059.1869 | 1059.1869 | 0 | 6 | 0 | 0 | 4 | 0 | 0 | 0 | 6 | 0 | 211.8374 | 0.081476 | 1 | 0.5 | 0 | 8.2745 | 0 | 8.2745 | 1080.803 | 0 | 61.8662 | 0.047589 | 1 | 0.5 | 0 | 4.1373 | 0 | 4.1373
2007-02-15 17:00 | 2 | 15 | 17 | 46 | 1097 | 44.06 | 1319.8513 | 0 | Heating | 1319.8513 | 4 | 1055.881 | 1055.881 | 0 | 6 | 0 | 0 | 4 | 0 | 0 | 0 | 6 | 0 | 211.1762 | 0.081222 | 1 | 0.5 | 0 | 8.2745 | 0 | 8.2745 | 1077.4296 | 0 | 61.6731 | 0.047441 | 1 | 0.5 | 0 | 4.1373 | 0 | 4.1373
2007-02-15 18:00 | 2 | 15 | 18 | 46 | 1098 | 39.92 | 1398.5255 | 0 | Heating | 1398.5255 | 4 | 1118.8204 | 1118.8204 | 0 | 6 | 0 | 0 | 4 | 0 | 0 | 0 | 6 | 0 | 223.7641 | 0.086063 | 1 | 0.5 | 0 | 8.2745 | 0 | 8.2745 | 1141.6535 | 0 | 65.3494 | 0.050269 | 1 | 0.5 | 0 | 4.1373 | 0 | 4.1373
2007-02-15 19:00 | 2 | 15 | 19 | 46 | 1099 | 39.02 | 1520.8362 | 0 | Heating | 1520.8362 | 4 | 1216.669 | 1216.669 | 0 | 6 | 0 | 0 | 4 | 0 | 0 | 0 | 6 | 0 | 243.3338 | 0.09359 | 1 | 0.5 | 0 | 8.2745 | 0 | 8.2745 | 1241.4989 | 0 | 71.0646 | 0.054665 | 1 | 0.5 | 0 | 4.1373 | 0 | 4.1373
2007-02-15 20:00 | 2 | 15 | 20 | 46 | 1100 | 39.02 | 1502.8364 | 0 | Heating | 1502.8364 | 4 | 1202.2691 | 1202.2691 | 0 | 6 | 0 | 0 | 4 | 0 | 0 | 0 | 6 | 0 | 240.4538 | 0.092482 | 1 | 0.5 | 0 | 8.2745 | 0 | 8.2745 | 1226.8052 | 0 | 70.2235 | 0.054018 | 1 | 0.5 | 0 | 4.1373 | 0 | 4.1373
2007-02-15 21:00 | 2 | 15 | 21 | 46 | 1101 | 35.96 | 1518.3124 | 0 | Heating | 1518.3124 | 4 | 1214.6499 | 1214.6499 | 0 | 6 | 0 | 0 | 4 | 0 | 0 | 0 | 6 | 0 | 242.93 | 0.093435 | 1 | 0.5 | 0 | 8.2745 | 0 | 8.2745 | 1239.4387 | 0 | 70.9467 | 0.054574 | 1 | 0.5 | 0 | 4.1373 | 0 | 4.1373
2007-02-15 22:00 | 2 | 15 | 22 | 46 | 1102 | 35.96 | 948.6509 | 0 | Heating | 948.6509 | 4 | 758.9207 | 758.9207 | 0 | 6 | 0 | 0 | 4 | 0 | 0 | 0 | 6 | 0 | 151.7841 | 0.058379 | 1 | 0.5 | 0 | 8.2745 | 0 | 8.2745 | 774.4089 | 0 | 44.3279 | 0.034098 | 1 | 0.5 | 0 | 4.1373 | 0 | 4.1373
2007-02-15 23:00 | 2 | 15 | 23 | 46 | 1103 | 35.96 | 854.9291 | 0 | Heating | 854.9291 | 4 | 683.9433 | 683.9433 | 0 | 6 | 0 | 0 | 4 | 0 | 0 | 0 | 6 | 0 | 136.7887 | 0.052611 | 1 | 0.5 | 0 | 8.2745 | 0 | 8.2745 | 697.9013 | 0 | 39.9486 | 0.03073 | 1 | 0.5 | 0 | 4.1373 | 0 | 4.1373
2007-02-16 | 2 | 16 | 0 | 47 | 1104 | 30.2 | 804.7977 | 0 | Heating | 804.7977 | 4 | 643.8382 | 643.8382 | 0 | 6 | 0 | 0 | 4 | 0 | 0 | 0 | 6 | 0 | 128.7676 | 0.049526 | 1 | 0.5 | 0 | 8.2745 | 0 | 8.2745 | 656.9777 | 0 | 37.6061 | 0.028928 | 1 | 0.5 | 0 | 4.1373 | 0 | 4.1373
2007-02-16 01:00 | 2 | 16 | 1 | 47 | 1105 | 30.2 | 583.6428 | 0 | Heating | 583.6428 | 4 | 466.9143 | 466.9143 | 0 | 6 | 0 | 0 | 4 | 0 | 0 | 0 | 6 | 0 | 93.3829 | 0.035916 | 1 | 0.5 | 0 | 8.2745 | 0 | 8.2745 | 476.4431 | 0 | 27.2721 | 0.020979 | 1 | 0.5 | 0 | 4.1373 | 0 | 4.1373
2007-02-16 02:00 | 2 | 16 | 2 | 47 | 1106 | 30.92 | 613.5884 | 0 | Heating | 613.5884 | 4 | 490.8707 | 490.8707 | 0 | 6 | 0 | 0 | 4 | 0 | 0 | 0 | 6 | 0 | 98.1741 | 0.037759 | 1 | 0.5 | 0 | 8.2745 | 0 | 8.2745 | 500.8885 | 0 | 28.6713 | 0.022055 | 1 | 0.5 | 0 | 4.1373 | 0 | 4.1373
2007-02-16 03:00 | 2 | 16 | 3 | 47 | 1107 | 30.02 | 697.2458 | 0 | Heating | 697.2458 | 4 | 557.7966 | 557.7966 | 0 | 6 | 0 | 0 | 4 | 0 | 0 | 0 | 6 | 0 | 111.5593 | 0.042907 | 1 | 0.5 | 0 | 8.2745 | 0 | 8.2745 | 569.1802 | 0 | 32.5804 | 0.025062 | 1 | 0.5 | 0 | 4.1373 | 0 | 4.1373
2007-02-16 04:00 | 2 | 16 | 4 | 47 | 1108 | 30.92 | 777.6941 | 0 | Heating | 777.6941 | 4 | 622.1552 | 622.1552 | 0 | 6 | 0 | 0 | 4 | 0 | 0 | 0 | 6 | 0 | 124.431 | 0.047858 | 1 | 0.5 | 0 | 8.2745 | 0 | 8.2745 | 634.8523 | 0 | 36.3396 | 0.027954 | 1 | 0.5 | 0 | 4.1373 | 0 | 4.1373
2007-02-16 05:00 | 2 | 16 | 5 | 47 | 1109 | 30.92 | 827.6036 | 0 | Heating | 827.6036 | 4 | 662.0829 | 662.0829 | 0 | 6 | 0 | 0 | 4 | 0 | 0 | 0 | 6 | 0 | 132.4166 | 0.050929 | 1 | 0.5 | 0 | 8.2745 | 0 | 8.2745 | 675.5948 | 0 | 38.6717 | 0.029747 | 1 | 0.5 | 0 | 4.1373 | 0 | 4.1373
2007-02-16 06:00 | 2 | 16 | 6 | 47 | 1110 | 26.96 | 1078.7526 | 0 | Heating | 1078.7526 | 4 | 863.002 | 863.002 | 0 | 6 | 0 | 0 | 4 | 0 | 0 | 0 | 6 | 0 | 172.6004 | 0.066385 | 1 | 0.5 | 0 | 8.2745 | 0 | 8.2745 | 880.6143 | 0 | 50.4072 | 0.038775 | 1 | 0.5 | 0 | 4.1373 | 0 | 4.1373
2007-02-16 07:00 | 2 | 16 | 7 | 47 | 1111 | 26.06 | 3110.8254 | 0 | Heating | 3110.8254 | 4 | 2488.6603 | 2488.6603 | 0 | 6 | 0 | 0 | 4 | 0 | 0 | 0 | 6 | 0 | 497.7321 | 0.19144 | 1 | 0.5 | 0 | 8.2745 | 0 | 8.2745 | 2539.4493 | 0 | 145.3606 | 0.11182 | 1 | 0.5 | 0 | 4.1373 | 0 | 4.1373
2007-02-16 08:00 | 2 | 16 | 8 | 47 | 1112 | 26.06 | 2620.3308 | 0 | Heating | 2620.3308 | 4 | 2096.2646 | 2096.2646 | 0 | 6 | 0 | 0 | 4 | 0 | 0 | 0 | 6 | 0 | 419.2529 | 0.16125 | 1 | 0.5 | 0 | 8.2745 | 0 | 8.2745 | 2139.0455 | 0 | 122.4411 | 0.094185 | 1 | 0.5 | 0 | 4.1373 | 0 | 4.1373
2007-02-16 09:00 | 2 | 16 | 9 | 47 | 1113 | 26.96 | 2567.0784 | 0 | Heating | 2567.0784 | 4 | 2053.6627 | 2053.6627 | 0 | 6 | 0 | 0 | 4 | 0 | 0 | 0 | 6 | 0 | 410.7325 | 0.15797 | 1 | 0.5 | 0 | 8.2745 | 0 | 8.2745 | 2095.5742 | 0 | 119.9527 | 0.092271 | 1 | 0.5 | 0 | 4.1373 | 0 | 4.1373
2007-02-16 10:00 | 2 | 16 | 10 | 47 | 1114 | 28.94 | 2214.3886 | 0 | Heating | 2214.3886 | 4 | 1771.5109 | 1771.5109 | 0 | 6 | 0 | 0 | 4 | 0 | 0 | 0 | 6 | 0 | 354.3022 | 0.13627 | 1 | 0.5 | 0 | 8.2745 | 0 | 8.2745 | 1807.6642 | 0 | 103.4725 | 0.079594 | 1 | 0.5 | 0 | 4.1373 | 0 | 4.1373
2007-02-16 11:00 | 2 | 16 | 11 | 47 | 1115 | 28.94 | 1989.1351 | 0 | Heating | 1989.1351 | 4 | 1591.3081 | 1591.3081 | 0 | 6 | 0 | 0 | 4 | 0 | 0 | 0 | 6 | 0 | 318.2616 | 0.12241 | 1 | 0.5 | 0 | 8.2745 | 0 | 8.2745 | 1623.7838 | 0 | 92.947 | 0.071498 | 1 | 0.5 | 0 | 4.1373 | 0 | 4.1373
2007-02-16 12:00 | 2 | 16 | 12 | 47 | 1116 | 30.02 | 1752.4281 | 0 | Heating | 1752.4281 | 4 | 1401.9425 | 1401.9425 | 0 | 6 | 0 | 0 | 4 | 0 | 0 | 0 | 6 | 0 | 280.3885 | 0.10784 | 1 | 0.5 | 0 | 8.2745 | 0 | 8.2745 | 1430.5536 | 0 | 81.8863 | 0.062989 | 1 | 0.5 | 0 | 4.1373 | 0 | 4.1373
2007-02-16 13:00 | 2 | 16 | 13 | 47 | 1117 | 32 | 1650.1305 | 0 | Heating | 1650.1305 | 4 | 1320.1044 | 1320.1044 | 0 | 6 | 0 | 0 | 4 | 0 | 0 | 0 | 6 | 0 | 264.0209 | 0.10155 | 1 | 0.5 | 0 | 8.2745 | 0 | 8.2745 | 1347.0453 | 0 | 77.1062 | 0.059312 | 1 | 0.5 | 0 | 4.1373 | 0 | 4.1373
2007-02-16 14:00 | 2 | 16 | 14 | 47 | 1118 | 32 | 1556.507 | 0 | Heating | 1556.507 | 4 | 1245.2056 | 1245.2056 | 0 | 6 | 0 | 0 | 4 | 0 | 0 | 0 | 6 | 0 | 249.0411 | 0.095785 | 1 | 0.5 | 0 | 8.2745 | 0 | 8.2745 | 1270.6179 | 0 | 72.7314 | 0.055947 | 1 | 0.5 | 0 | 4.1373 | 0 | 4.1373
2007-02-16 15:00 | 2 | 16 | 15 | 47 | 1119 | 30.92 | 1502.9249 | 0 | Heating | 1502.9249 | 4 | 1202.3399 | 1202.3399 | 0 | 6 | 0 | 0 | 4 | 0 | 0 | 0 | 6 | 0 | 240.468 | 0.092488 | 1 | 0.5 | 0 | 8.2745 | 0 | 8.2745 | 1226.8774 | 0 | 70.2277 | 0.054021 | 1 | 0.5 | 0 | 4.1373 | 0 | 4.1373
2007-02-16 16:00 | 2 | 16 | 16 | 47 | 1120 | 30.92 | 1585.7155 | 0 | Heating | 1585.7155 | 4 | 1268.5724 | 1268.5724 | 0 | 6 | 0 | 0 | 4 | 0 | 0 | 0 | 6 | 0 | 253.7145 | 0.097582 | 1 | 0.5 | 0 | 8.2745 | 0 | 8.2745 | 1294.4616 | 0 | 74.0963 | 0.056997 | 1 | 0.5 | 0 | 4.1373 | 0 | 4.1373
2007-02-16 17:00 | 2 | 16 | 17 | 47 | 1121 | 30.92 | 1717.653 | 0 | Heating | 1717.653 | 4 | 1374.1224 | 1374.1224 | 0 | 6 | 0 | 0 | 4 | 0 | 0 | 0 | 6 | 0 | 274.8245 | 0.1057 | 1 | 0.5 | 0 | 8.2745 | 0 | 8.2745 | 1402.1657 | 0 | 80.2613 | 0.061739 | 1 | 0.5 | 0 | 4.1373 | 0 | 4.1373
2007-02-16 18:00 | 2 | 16 | 18 | 47 | 1122 | 28.94 | 1952.6121 | 0 | Heating | 1952.6121 | 4 | 1562.0897 | 1562.0897 | 0 | 6 | 0 | 0 | 4 | 0 | 0 | 0 | 6 | 0 | 312.4179 | 0.12016 | 1 | 0.5 | 0 | 8.2745 | 0 | 8.2745 | 1593.9691 | 0 | 91.2404 | 0.070185 | 1 | 0.5 | 0 | 4.1373 | 0 | 4.1373
2007-02-16 19:00 | 2 | 16 | 19 | 47 | 1123 | 28.94 | 2116.6865 | 0 | Heating | 2116.6865 | 4 | 1693.3492 | 1693.3492 | 0 | 6 | 0 | 0 | 4 | 0 | 0 | 0 | 6 | 0 | 338.6698 | 0.13026 | 1 | 0.5 | 0 | 8.2745 | 0 | 8.2745 | 1727.9074 | 0 | 98.9071 | 0.076082 | 1 | 0.5 | 0 | 4.1373 | 0 | 4.1373
2007-02-16 20:00 | 2 | 16 | 20 | 47 | 1124 | 28.94 | 2312.9174 | 0 | Heating | 2312.9174 | 4 | 1850.334 | 1850.334 | 0 | 6 | 0 | 0 | 4 | 0 | 0 | 0 | 6 | 0 | 370.0668 | 0.14233 | 1 | 0.5 | 0 | 8.2745 | 0 | 8.2745 | 1888.0959 | 0 | 108.0765 | 0.083136 | 1 | 0.5 | 0 | 4.1373 | 0 | 4.1373
2007-02-16 21:00 | 2 | 16 | 21 | 47 | 1125 | 26.96 | 2406.9095 | 0 | Heating | 2406.9095 | 4 | 1925.5276 | 1925.5276 | 0 | 6 | 0 | 0 | 4 | 0 | 0 | 0 | 6 | 0 | 385.1055 | 0.14812 | 1 | 0.5 | 0 | 8.2745 | 0 | 8.2745 | 1964.8241 | 0 | 112.4685 | 0.086514 | 1 | 0.5 | 0 | 4.1373 | 0 | 4.1373
2007-02-16 22:00 | 2 | 16 | 22 | 47 | 1126 | 26.06 | 2485.038 | 0 | Heating | 2485.038 | 4 | 1988.0304 | 1988.0304 | 0 | 6 | 0 | 0 | 4 | 0 | 0 | 0 | 6 | 0 | 397.6061 | 0.15293 | 1 | 0.5 | 0 | 8.2745 | 0 | 8.2745 | 2028.6024 | 0 | 116.1192 | 0.089322 | 1 | 0.5 | 0 | 4.1373 | 0 | 4.1373
2007-02-16 23:00 | 2 | 16 | 23 | 47 | 1127 | 26.06 | 1517.2587 | 0 | Heating | 1517.2587 | 4 | 1213.807 | 1213.807 | 0 | 6 | 0 | 0 | 4 | 0 | 0 | 0 | 6 | 0 | 242.7614 | 0.09337 | 1 | 0.5 | 0 | 8.2745 | 0 | 8.2745 | 1238.5786 | 0 | 70.8975 | 0.054537 | 1 | 0.5 | 0 | 4.1373 | 0 | 4.1373
2007-02-17 | 2 | 17 | 0 | 48 | 1128 | 23 | 1471.2084 | 0 | Heating | 1471.2084 | 4 | 1176.9667 | 1176.9667 | 0 | 6 | 0 | 0 | 4 | 0 | 0 | 0 | 6 | 0 | 235.3933 | 0.090536 | 1 | 0.5 | 0 | 8.2745 | 0 | 8.2745 | 1200.9864 | 0 | 68.7456 | 0.052881 | 1 | 0.5 | 0 | 4.1373 | 0 | 4.1373
2007-02-17 01:00 | 2 | 17 | 1 | 48 | 1129 | 21.92 | 1260.4068 | 0 | Heating | 1260.4068 | 4 | 1008.3254 | 1008.3254 | 0 | 6 | 0 | 0 | 4 | 0 | 0 | 0 | 6 | 0 | 201.6651 | 0.077563 | 1 | 0.5 | 0 | 8.2745 | 0 | 8.2745 | 1028.9035 | 0 | 58.8955 | 0.045304 | 1 | 0.5 | 0 | 4.1373 | 0 | 4.1373
2007-02-17 02:00 | 2 | 17 | 2 | 48 | 1130 | 21.92 | 1343.2565 | 0 | Heating | 1343.2565 | 4 | 1074.6052 | 1074.6052 | 0 | 6 | 0 | 0 | 4 | 0 | 0 | 0 | 6 | 0 | 214.921 | 0.082662 | 1 | 0.5 | 0 | 8.2745 | 0 | 8.2745 | 1096.5359 | 0 | 62.7668 | 0.048282 | 1 | 0.5 | 0 | 4.1373 | 0 | 4.1373
2007-02-17 03:00 | 2 | 17 | 3 | 48 | 1131 | 21.92 | 1353.6817 | 0 | Heating | 1353.6817 | 4 | 1082.9453 | 1082.9453 | 0 | 6 | 0 | 0 | 4 | 0 | 0 | 0 | 6 | 0 | 216.5891 | 0.083303 | 1 | 0.5 | 0 | 8.2745 | 0 | 8.2745 | 1105.0463 | 0 | 63.2539 | 0.048657 | 1 | 0.5 | 0 | 4.1373 | 0 | 4.1373
2007-02-17 04:00 | 2 | 17 | 4 | 48 | 1132 | 21.02 | 1360.2296 | 0 | Heating | 1360.2296 | 4 | 1088.1837 | 1088.1837 | 0 | 6 | 0 | 0 | 4 | 0 | 0 | 0 | 6 | 0 | 217.6367 | 0.083706 | 1 | 0.5 | 0 | 8.2745 | 0 | 8.2745 | 1110.3915 | 0 | 63.5599 | 0.048892 | 1 | 0.5 | 0 | 4.1373 | 0 | 4.1373
2007-02-17 05:00 | 2 | 17 | 5 | 48 | 1133 | 21.02 | 1470.2707 | 0 | Heating | 1470.2707 | 4 | 1176.2166 | 1176.2166 | 0 | 6 | 0 | 0 | 4 | 0 | 0 | 0 | 6 | 0 | 235.2433 | 0.090478 | 1 | 0.5 | 0 | 8.2745 | 0 | 8.2745 | 1200.221 | 0 | 68.7018 | 0.052848 | 1 | 0.5 | 0 | 4.1373 | 0 | 4.1373
2007-02-17 06:00 | 2 | 17 | 6 | 48 | 1134 | 19.94 | 1788.525 | 0 | Heating | 1788.525 | 4 | 1430.82 | 1430.82 | 0 | 6 | 0 | 0 | 4 | 0 | 0 | 0 | 6 | 0 | 286.164 | 0.11006 | 1 | 0.5 | 0 | 8.2745 | 0 | 8.2745 | 1460.0204 | 0 | 83.573 | 0.064287 | 1 | 0.5 | 0 | 4.1373 | 0 | 4.1373
2007-02-17 07:00 | 2 | 17 | 7 | 48 | 1135 | 17.96 | 2172.2556 | 0 | Heating | 2172.2556 | 4 | 1737.8045 | 1737.8045 | 0 | 6 | 0 | 0 | 4 | 0 | 0 | 0 | 6 | 0 | 347.5609 | 0.13368 | 1 | 0.5 | 0 | 8.2745 | 0 | 8.2745 | 1773.2699 | 0 | 101.5037 | 0.07808 | 1 | 0.5 | 0 | 4.1373 | 0 | 4.1373
2007-02-17 08:00 | 2 | 17 | 8 | 48 | 1136 | 17.96 | 2151.8677 | 0 | Heating | 2151.8677 | 4 | 1721.4942 | 1721.4942 | 0 | 6 | 0 | 0 | 4 | 0 | 0 | 0 | 6 | 0 | 344.2988 | 0.13242 | 1 | 0.5 | 0 | 8.2745 | 0 | 8.2745 | 1756.6267 | 0 | 100.551 | 0.077347 | 1 | 0.5 | 0 | 4.1373 | 0 | 4.1373
2007-02-17 09:00 | 2 | 17 | 9 | 48 | 1137 | 19.04 | 4130.956 | 0 | Heating | 4130.956 | 4 | 3304.7648 | 3200 | 104.7648 | 6 | 5.1175 | 0 | 4 | 0 | 0 | 0 | 6 | 0 | 660.953 | 0.25421 | 1 | 0.50843 | 0 | 8.5988 | 0 | 8.5988 | 3265.3061 | 0 | 186.9093 | 0.14378 | 1 | 0.5 | 0 | 4.1373 | 0 | 4.1373
2007-02-17 10:00 | 2 | 17 | 10 | 48 | 1138 | 19.94 | 3164.0867 | 0 | Heating | 3164.0867 | 4 | 2531.2693 | 2531.2693 | 0 | 6 | 0 | 0 | 4 | 0 | 0 | 0 | 6 | 0 | 506.2539 | 0.19471 | 1 | 0.5 | 0 | 8.2745 | 0 | 8.2745 | 2582.9279 | 0 | 147.8493 | 0.11373 | 1 | 0.5 | 0 | 4.1373 | 0 | 4.1373
2007-02-17 11:00 | 2 | 17 | 11 | 48 | 1139 | 19.94 | 2674.4219 | 0 | Heating | 2674.4219 | 4 | 2139.5375 | 2139.5375 | 0 | 6 | 0 | 0 | 4 | 0 | 0 | 0 | 6 | 0 | 427.9075 | 0.16458 | 1 | 0.5 | 0 | 8.2745 | 0 | 8.2745 | 2183.2016 | 0 | 124.9686 | 0.09613 | 1 | 0.5 | 0 | 4.1373 | 0 | 4.1373
2007-02-17 12:00 | 2 | 17 | 12 | 48 | 1140 | 24.08 | 2311.8817 | 0 | Heating | 2311.8817 | 4 | 1849.5054 | 1849.5054 | 0 | 6 | 0 | 0 | 4 | 0 | 0 | 0 | 6 | 0 | 369.9011 | 0.14227 | 1 | 0.5 | 0 | 8.2745 | 0 | 8.2745 | 1887.2504 | 0 | 108.0281 | 0.083099 | 1 | 0.5 | 0 | 4.1373 | 0 | 4.1373
2007-02-17 13:00 | 2 | 17 | 13 | 48 | 1141 | 24.08 | 2007.0995 | 0 | Heating | 2007.0995 | 4 | 1605.6796 | 1605.6796 | 0 | 6 | 0 | 0 | 4 | 0 | 0 | 0 | 6 | 0 | 321.1359 | 0.12351 | 1 | 0.5 | 0 | 8.2745 | 0 | 8.2745 | 1638.4486 | 0 | 93.7864 | 0.072143 | 1 | 0.5 | 0 | 4.1373 | 0 | 4.1373
2007-02-17 14:00 | 2 | 17 | 14 | 48 | 1142 | 24.08 | 1849.7021 | 0 | Heating | 1849.7021 | 4 | 1479.7617 | 1479.7617 | 0 | 6 | 0 | 0 | 4 | 0 | 0 | 0 | 6 | 0 | 295.9523 | 0.11383 | 1 | 0.5 | 0 | 8.2745 | 0 | 8.2745 | 1509.9609 | 0 | 86.4317 | 0.066486 | 1 | 0.5 | 0 | 4.1373 | 0 | 4.1373
2007-02-17 15:00 | 2 | 17 | 15 | 48 | 1143 | 24.08 | 1692.9 | 0 | Heating | 1692.9 | 4 | 1354.32 | 1354.32 | 0 | 6 | 0 | 0 | 4 | 0 | 0 | 0 | 6 | 0 | 270.864 | 0.10418 | 1 | 0.5 | 0 | 8.2745 | 0 | 8.2745 | 1381.9592 | 0 | 79.1047 | 0.06085 | 1 | 0.5 | 0 | 4.1373 | 0 | 4.1373
2007-02-17 16:00 | 2 | 17 | 16 | 48 | 1144 | 21.92 | 1571.7825 | 0 | Heating | 1571.7825 | 4 | 1257.426 | 1257.426 | 0 | 6 | 0 | 0 | 4 | 0 | 0 | 0 | 6 | 0 | 251.4852 | 0.096725 | 1 | 0.5 | 0 | 8.2745 | 0 | 8.2745 | 1283.0877 | 0 | 73.4452 | 0.056496 | 1 | 0.5 | 0 | 4.1373 | 0 | 4.1373
2007-02-17 17:00 | 2 | 17 | 17 | 48 | 1145 | 21.92 | 1543.9793 | 0 | Heating | 1543.9793 | 4 | 1235.1834 | 1235.1834 | 0 | 6 | 0 | 0 | 4 | 0 | 0 | 0 | 6 | 0 | 247.0367 | 0.095014 | 1 | 0.5 | 0 | 8.2745 | 0 | 8.2745 | 1260.3913 | 0 | 72.146 | 0.055497 | 1 | 0.5 | 0 | 4.1373 | 0 | 4.1373
2007-02-17 18:00 | 2 | 17 | 18 | 48 | 1146 | 15.98 | 1991.5229 | 0 | Heating | 1991.5229 | 4 | 1593.2183 | 1593.2183 | 0 | 6 | 0 | 0 | 4 | 0 | 0 | 0 | 6 | 0 | 318.6437 | 0.12256 | 1 | 0.5 | 0 | 8.2745 | 0 | 8.2745 | 1625.733 | 0 | 93.0586 | 0.071584 | 1 | 0.5 | 0 | 4.1373 | 0 | 4.1373
2007-02-17 19:00 | 2 | 17 | 19 | 48 | 1147 | 15.08 | 2208.5362 | 0 | Heating | 2208.5362 | 4 | 1766.8289 | 1766.8289 | 0 | 6 | 0 | 0 | 4 | 0 | 0 | 0 | 6 | 0 | 353.3658 | 0.13591 | 1 | 0.5 | 0 | 8.2745 | 0 | 8.2745 | 1802.8867 | 0 | 103.199 | 0.079384 | 1 | 0.5 | 0 | 4.1373 | 0 | 4.1373
2007-02-17 20:00 | 2 | 17 | 20 | 48 | 1148 | 15.08 | 1247.4415 | 0 | Heating | 1247.4415 | 4 | 997.9532 | 997.9532 | 0 | 6 | 0 | 0 | 4 | 0 | 0 | 0 | 6 | 0 | 199.5906 | 0.076766 | 1 | 0.5 | 0 | 8.2745 | 0 | 8.2745 | 1018.3196 | 0 | 58.2896 | 0.044838 | 1 | 0.5 | 0 | 4.1373 | 0 | 4.1373
2007-02-17 21:00 | 2 | 17 | 21 | 48 | 1149 | 14 | 1265.9317 | 0 | Heating | 1265.9317 | 4 | 1012.7454 | 1012.7454 | 0 | 6 | 0 | 0 | 4 | 0 | 0 | 0 | 6 | 0 | 202.5491 | 0.077903 | 1 | 0.5 | 0 | 8.2745 | 0 | 8.2745 | 1033.4136 | 0 | 59.1536 | 0.045503 | 1 | 0.5 | 0 | 4.1373 | 0 | 4.1373
2007-02-17 22:00 | 2 | 17 | 22 | 48 | 1150 | 12.92 | 1283.0952 | 0 | Heating | 1283.0952 | 4 | 1026.4762 | 1026.4762 | 0 | 6 | 0 | 0 | 4 | 0 | 0 | 0 | 6 | 0 | 205.2952 | 0.07896 | 1 | 0.5 | 0 | 8.2745 | 0 | 8.2745 | 1047.4247 | 0 | 59.9556 | 0.04612 | 1 | 0.5 | 0 | 4.1373 | 0 | 4.1373
2007-02-17 23:00 | 2 | 17 | 23 | 48 | 1151 | 12.92 | 1353.667 | 0 | Heating | 1353.667 | 4 | 1082.9336 | 1082.9336 | 0 | 6 | 0 | 0 | 4 | 0 | 0 | 0 | 6 | 0 | 216.5867 | 0.083303 | 1 | 0.5 | 0 | 8.2745 | 0 | 8.2745 | 1105.0343 | 0 | 63.2533 | 0.048656 | 1 | 0.5 | 0 | 4.1373 | 0 | 4.1373
2007-02-18 | 2 | 18 | 0 | 49 | 1152 | 12.92 | 1288.4076 | 0 | Heating | 1288.4076 | 4 | 1030.7261 | 1030.7261 | 0 | 6 | 0 | 0 | 4 | 0 | 0 | 0 | 6 | 0 | 206.1452 | 0.079287 | 1 | 0.5 | 0 | 8.2745 | 0 | 8.2745 | 1051.7613 | 0 | 60.2039 | 0.046311 | 1 | 0.5 | 0 | 4.1373 | 0 | 4.1373
2007-02-18 01:00 | 2 | 18 | 1 | 49 | 1153 | 12.02 | 1240.1194 | 0 | Heating | 1240.1194 | 4 | 992.0955 | 992.0955 | 0 | 6 | 0 | 0 | 4 | 0 | 0 | 0 | 6 | 0 | 198.4191 | 0.076315 | 1 | 0.5 | 0 | 8.2745 | 0 | 8.2745 | 1012.3424 | 0 | 57.9475 | 0.044575 | 1 | 0.5 | 0 | 4.1373 | 0 | 4.1373
2007-02-18 02:00 | 2 | 18 | 2 | 49 | 1154 | 12.02 | 1059.0937 | 0 | Heating | 1059.0937 | 4 | 847.275 | 847.275 | 0 | 6 | 0 | 0 | 4 | 0 | 0 | 0 | 6 | 0 | 169.455 | 0.065175 | 1 | 0.5 | 0 | 8.2745 | 0 | 8.2745 | 864.5663 | 0 | 49.4886 | 0.038068 | 1 | 0.5 | 0 | 4.1373 | 0 | 4.1373
2007-02-18 03:00 | 2 | 18 | 3 | 49 | 1155 | 10.94 | 1074.9574 | 0 | Heating | 1074.9574 | 4 | 859.9659 | 859.9659 | 0 | 6 | 0 | 0 | 4 | 0 | 0 | 0 | 6 | 0 | 171.9932 | 0.066151 | 1 | 0.5 | 0 | 8.2745 | 0 | 8.2745 | 877.5162 | 0 | 50.2299 | 0.038638 | 1 | 0.5 | 0 | 4.1373 | 0 | 4.1373
2007-02-18 04:00 | 2 | 18 | 4 | 49 | 1156 | 10.04 | 1041.2824 | 0 | Heating | 1041.2824 | 4 | 833.0259 | 833.0259 | 0 | 6 | 0 | 0 | 4 | 0 | 0 | 0 | 6 | 0 | 166.6052 | 0.064079 | 1 | 0.5 | 0 | 8.2745 | 0 | 8.2745 | 850.0264 | 0 | 48.6563 | 0.037428 | 1 | 0.5 | 0 | 4.1373 | 0 | 4.1373
2007-02-18 05:00 | 2 | 18 | 5 | 49 | 1157 | 10.04 | 1035.9244 | 0 | Heating | 1035.9244 | 4 | 828.7395 | 828.7395 | 0 | 6 | 0 | 0 | 4 | 0 | 0 | 0 | 6 | 0 | 165.7479 | 0.063749 | 1 | 0.5 | 0 | 8.2745 | 0 | 8.2745 | 845.6526 | 0 | 48.406 | 0.037235 | 1 | 0.5 | 0 | 4.1373 | 0 | 4.1373
2007-02-18 06:00 | 2 | 18 | 6 | 49 | 1158 | 8.06 | 1258.5185 | 0 | Heating | 1258.5185 | 4 | 1006.8148 | 1006.8148 | 0 | 6 | 0 | 0 | 4 | 0 | 0 | 0 | 6 | 0 | 201.363 | 0.077447 | 1 | 0.5 | 0 | 8.2745 | 0 | 8.2745 | 1027.362 | 0 | 58.8072 | 0.045236 | 1 | 0.5 | 0 | 4.1373 | 0 | 4.1373
2007-02-18 07:00 | 2 | 18 | 7 | 49 | 1159 | 8.06 | 3478.2229 | 0 | Heating | 3478.2229 | 4 | 2782.5783 | 2782.5783 | 0 | 6 | 0 | 0 | 4 | 0 | 0 | 0 | 6 | 0 | 556.5157 | 0.21404 | 1 | 0.5 | 0 | 8.2745 | 0 | 8.2745 | 2839.3656 | 0 | 162.5281 | 0.12502 | 1 | 0.5 | 0 | 4.1373 | 0 | 4.1373
2007-02-18 08:00 | 2 | 18 | 8 | 49 | 1160 | 8.06 | 2921.0695 | 0 | Heating | 2921.0695 | 4 | 2336.8556 | 2336.8556 | 0 | 6 | 0 | 0 | 4 | 0 | 0 | 0 | 6 | 0 | 467.3711 | 0.17976 | 1 | 0.5 | 0 | 8.2745 | 0 | 8.2745 | 2384.5465 | 0 | 136.4938 | 0.105 | 1 | 0.5 | 0 | 4.1373 | 0 | 4.1373
2007-02-18 09:00 | 2 | 18 | 9 | 49 | 1161 | 12.92 | 2569.1052 | 0 | Heating | 2569.1052 | 4 | 2055.2841 | 2055.2841 | 0 | 6 | 0 | 0 | 4 | 0 | 0 | 0 | 6 | 0 | 411.0568 | 0.1581 | 1 | 0.5 | 0 | 8.2745 | 0 | 8.2745 | 2097.2287 | 0 | 120.0474 | 0.092344 | 1 | 0.5 | 0 | 4.1373 | 0 | 4.1373
2007-02-18 10:00 | 2 | 18 | 10 | 49 | 1162 | 15.98 | 2030.4892 | 0 | Heating | 2030.4892 | 4 | 1624.3913 | 1624.3913 | 0 | 6 | 0 | 0 | 4 | 0 | 0 | 0 | 6 | 0 | 324.8783 | 0.12495 | 1 | 0.5 | 0 | 8.2745 | 0 | 8.2745 | 1657.5422 | 0 | 94.8793 | 0.072984 | 1 | 0.5 | 0 | 4.1373 | 0 | 4.1373
2007-02-18 11:00 | 2 | 18 | 11 | 49 | 1163 | 15.98 | 1730.7738 | 0 | Heating | 1730.7738 | 4 | 1384.6191 | 1384.6191 | 0 | 6 | 0 | 0 | 4 | 0 | 0 | 0 | 6 | 0 | 276.9238 | 0.10651 | 1 | 0.5 | 0 | 8.2745 | 0 | 8.2745 | 1412.8766 | 0 | 80.8744 | 0.062211 | 1 | 0.5 | 0 | 4.1373 | 0 | 4.1373
2007-02-18 12:00 | 2 | 18 | 12 | 49 | 1164 | 21.02 | 1401.8137 | 0 | Heating | 1401.8137 | 4 | 1121.451 | 1121.451 | 0 | 6 | 0 | 0 | 4 | 0 | 0 | 0 | 6 | 0 | 224.2902 | 0.086265 | 1 | 0.5 | 0 | 8.2745 | 0 | 8.2745 | 1144.3377 | 0 | 65.503 | 0.050387 | 1 | 0.5 | 0 | 4.1373 | 0 | 4.1373
2007-02-18 13:00 | 2 | 18 | 13 | 49 | 1165 | 21.92 | 1214.4498 | 0 | Heating | 1214.4498 | 4 | 971.5599 | 971.5599 | 0 | 6 | 0 | 0 | 4 | 0 | 0 | 0 | 6 | 0 | 194.312 | 0.074735 | 1 | 0.5 | 0 | 8.2745 | 0 | 8.2745 | 991.3876 | 0 | 56.748 | 0.043652 | 1 | 0.5 | 0 | 4.1373 | 0 | 4.1373
2007-02-18 14:00 | 2 | 18 | 14 | 49 | 1166 | 21.92 | 1031.4614 | 0 | Heating | 1031.4614 | 4 | 825.1691 | 825.1691 | 0 | 6 | 0 | 0 | 4 | 0 | 0 | 0 | 6 | 0 | 165.0338 | 0.063475 | 1 | 0.5 | 0 | 8.2745 | 0 | 8.2745 | 842.0093 | 0 | 48.1974 | 0.037075 | 1 | 0.5 | 0 | 4.1373 | 0 | 4.1373
2007-02-18 15:00 | 2 | 18 | 15 | 49 | 1167 | 26.96 | 913.9524 | 0 | Heating | 913.9524 | 4 | 731.1619 | 731.1619 | 0 | 6 | 0 | 0 | 4 | 0 | 0 | 0 | 6 | 0 | 146.2324 | 0.056243 | 1 | 0.5 | 0 | 8.2745 | 0 | 8.2745 | 746.0836 | 0 | 42.7066 | 0.032851 | 1 | 0.5 | 0 | 4.1373 | 0 | 4.1373
2007-02-18 16:00 | 2 | 18 | 16 | 49 | 1168 | 26.96 | 930.2797 | 0 | Heating | 930.2797 | 4 | 744.2237 | 744.2237 | 0 | 6 | 0 | 0 | 4 | 0 | 0 | 0 | 6 | 0 | 148.8447 | 0.057248 | 1 | 0.5 | 0 | 8.2745 | 0 | 8.2745 | 759.412 | 0 | 43.4695 | 0.033438 | 1 | 0.5 | 0 | 4.1373 | 0 | 4.1373
2007-02-18 17:00 | 2 | 18 | 17 | 49 | 1169 | 26.96 | 978.4875 | 0 | Heating | 978.4875 | 4 | 782.79 | 782.79 | 0 | 6 | 0 | 0 | 4 | 0 | 0 | 0 | 6 | 0 | 156.558 | 0.060215 | 1 | 0.5 | 0 | 8.2745 | 0 | 8.2745 | 798.7653 | 0 | 45.7221 | 0.035171 | 1 | 0.5 | 0 | 4.1373 | 0 | 4.1373
2007-02-18 18:00 | 2 | 18 | 18 | 49 | 1170 | 24.08 | 1242.372 | 0 | Heating | 1242.372 | 4 | 993.8976 | 993.8976 | 0 | 6 | 0 | 0 | 4 | 0 | 0 | 0 | 6 | 0 | 198.7795 | 0.076454 | 1 | 0.5 | 0 | 8.2745 | 0 | 8.2745 | 1014.1812 | 0 | 58.0527 | 0.044656 | 1 | 0.5 | 0 | 4.1373 | 0 | 4.1373
2007-02-18 19:00 | 2 | 18 | 19 | 49 | 1171 | 23 | 1533.9909 | 0 | Heating | 1533.9909 | 4 | 1227.1927 | 1227.1927 | 0 | 6 | 0 | 0 | 4 | 0 | 0 | 0 | 6 | 0 | 245.4385 | 0.094399 | 1 | 0.5 | 0 | 8.2745 | 0 | 8.2745 | 1252.2374 | 0 | 71.6793 | 0.055138 | 1 | 0.5 | 0 | 4.1373 | 0 | 4.1373
2007-02-18 20:00 | 2 | 18 | 20 | 49 | 1172 | 23 | 1578.4544 | 0 | Heating | 1578.4544 | 4 | 1262.7636 | 1262.7636 | 0 | 6 | 0 | 0 | 4 | 0 | 0 | 0 | 6 | 0 | 252.5527 | 0.097136 | 1 | 0.5 | 0 | 8.2745 | 0 | 8.2745 | 1288.5342 | 0 | 73.757 | 0.056736 | 1 | 0.5 | 0 | 4.1373 | 0 | 4.1373
2007-02-18 21:00 | 2 | 18 | 21 | 49 | 1173 | 19.94 | 1673.6861 | 0 | Heating | 1673.6861 | 4 | 1338.9489 | 1338.9489 | 0 | 6 | 0 | 0 | 4 | 0 | 0 | 0 | 6 | 0 | 267.7898 | 0.103 | 1 | 0.5 | 0 | 8.2745 | 0 | 8.2745 | 1366.2744 | 0 | 78.2069 | 0.060159 | 1 | 0.5 | 0 | 4.1373 | 0 | 4.1373
2007-02-18 22:00 | 2 | 18 | 22 | 49 | 1174 | 19.94 | 1078.0576 | 0 | Heating | 1078.0576 | 4 | 862.4461 | 862.4461 | 0 | 6 | 0 | 0 | 4 | 0 | 0 | 0 | 6 | 0 | 172.4892 | 0.066342 | 1 | 0.5 | 0 | 8.2745 | 0 | 8.2745 | 880.047 | 0 | 50.3748 | 0.03875 | 1 | 0.5 | 0 | 4.1373 | 0 | 4.1373
2007-02-18 23:00 | 2 | 18 | 23 | 49 | 1175 | 19.94 | 1112.6629 | 0 | Heating | 1112.6629 | 4 | 890.1303 | 890.1303 | 0 | 6 | 0 | 0 | 4 | 0 | 0 | 0 | 6 | 0 | 178.0261 | 0.068472 | 1 | 0.5 | 0 | 8.2745 | 0 | 8.2745 | 908.2962 | 0 | 51.9918 | 0.039994 | 1 | 0.5 | 0 | 4.1373 | 0 | 4.1373
2007-02-19 | 2 | 19 | 0 | 50 | 1176 | 19.94 | 1207.6809 | 0 | Heating | 1207.6809 | 4 | 966.1447 | 966.1447 | 0 | 6 | 0 | 0 | 4 | 0 | 0 | 0 | 6 | 0 | 193.2289 | 0.074319 | 1 | 0.5 | 0 | 8.2745 | 0 | 8.2745 | 985.8619 | 0 | 56.4317 | 0.043409 | 1 | 0.5 | 0 | 4.1373 | 0 | 4.1373
2007-02-19 01:00 | 2 | 19 | 1 | 50 | 1177 | 19.04 | 1268.5358 | 0 | Heating | 1268.5358 | 4 | 1014.8287 | 1014.8287 | 0 | 6 | 0 | 0 | 4 | 0 | 0 | 0 | 6 | 0 | 202.9657 | 0.078064 | 1 | 0.5 | 0 | 8.2745 | 0 | 8.2745 | 1035.5394 | 0 | 59.2753 | 0.045596 | 1 | 0.5 | 0 | 4.1373 | 0 | 4.1373
2007-02-19 02:00 | 2 | 19 | 2 | 50 | 1178 | 19.04 | 1199.6037 | 0 | Heating | 1199.6037 | 4 | 959.683 | 959.683 | 0 | 6 | 0 | 0 | 4 | 0 | 0 | 0 | 6 | 0 | 191.9366 | 0.073822 | 1 | 0.5 | 0 | 8.2745 | 0 | 8.2745 | 979.2684 | 0 | 56.0543 | 0.043119 | 1 | 0.5 | 0 | 4.1373 | 0 | 4.1373
2007-02-19 03:00 | 2 | 19 | 3 | 50 | 1179 | 21.92 | 1416.4361 | 0 | Heating | 1416.4361 | 4 | 1133.1489 | 1133.1489 | 0 | 6 | 0 | 0 | 4 | 0 | 0 | 0 | 6 | 0 | 226.6298 | 0.087165 | 1 | 0.5 | 0 | 8.2745 | 0 | 8.2745 | 1156.2743 | 0 | 66.1863 | 0.050913 | 1 | 0.5 | 0 | 4.1373 | 0 | 4.1373
2007-02-19 04:00 | 2 | 19 | 4 | 50 | 1180 | 19.94 | 1535.2223 | 0 | Heating | 1535.2223 | 4 | 1228.1778 | 1228.1778 | 0 | 6 | 0 | 0 | 4 | 0 | 0 | 0 | 6 | 0 | 245.6356 | 0.094475 | 1 | 0.5 | 0 | 8.2745 | 0 | 8.2745 | 1253.2427 | 0 | 71.7368 | 0.055182 | 1 | 0.5 | 0 | 4.1373 | 0 | 4.1373
2007-02-19 05:00 | 2 | 19 | 5 | 50 | 1181 | 19.94 | 1600.7921 | 0 | Heating | 1600.7921 | 4 | 1280.6336 | 1280.6336 | 0 | 6 | 0 | 0 | 4 | 0 | 0 | 0 | 6 | 0 | 256.1267 | 0.09851 | 1 | 0.5 | 0 | 8.2745 | 0 | 8.2745 | 1306.769 | 0 | 74.8007 | 0.057539 | 1 | 0.5 | 0 | 4.1373 | 0 | 4.1373
2007-02-19 06:00 | 2 | 19 | 6 | 50 | 1182 | 17.96 | 1849.9462 | 0 | Heating | 1849.9462 | 4 | 1479.957 | 1479.957 | 0 | 6 | 0 | 0 | 4 | 0 | 0 | 0 | 6 | 0 | 295.9914 | 0.11384 | 1 | 0.5 | 0 | 8.2745 | 0 | 8.2745 | 1510.1602 | 0 | 86.4431 | 0.066495 | 1 | 0.5 | 0 | 4.1373 | 0 | 4.1373
2007-02-19 07:00 | 2 | 19 | 7 | 50 | 1183 | 17.96 | 4476.4203 | 0 | Heating | 4476.4203 | 4 | 3581.1363 | 3200 | 381.1363 | 6 | 18.6174 | 0 | 4 | 0 | 0 | 0 | 6 | 0 | 716.2273 | 0.27547 | 1 | 0.55094 | 0 | 10.3433 | 0 | 10.3433 | 3265.3061 | 0 | 186.9093 | 0.14378 | 1 | 0.5 | 0 | 4.1373 | 0 | 4.1373
2007-02-19 08:00 | 2 | 19 | 8 | 50 | 1184 | 17.96 | 3870.2299 | 0 | Heating | 3870.2299 | 4 | 3096.1839 | 3096.1839 | 0 | 6 | 0 | 0 | 4 | 0 | 0 | 0 | 6 | 0 | 619.2368 | 0.23817 | 1 | 0.5 | 0 | 8.2745 | 0 | 8.2745 | 3159.3714 | 0 | 180.8455 | 0.13911 | 1 | 0.5 | 0 | 4.1373 | 0 | 4.1373
2007-02-19 09:00 | 2 | 19 | 9 | 50 | 1185 | 26.06 | 3231.9469 | 0 | Heating | 3231.9469 | 4 | 2585.5575 | 2585.5575 | 0 | 6 | 0 | 0 | 4 | 0 | 0 | 0 | 6 | 0 | 517.1115 | 0.19889 | 1 | 0.5 | 0 | 8.2745 | 0 | 8.2745 | 2638.324 | 0 | 151.0203 | 0.11617 | 1 | 0.5 | 0 | 4.1373 | 0 | 4.1373
2007-02-19 10:00 | 2 | 19 | 10 | 50 | 1186 | 33.08 | 2446.9274 | 0 | Heating | 2446.9274 | 4 | 1957.542 | 1957.542 | 0 | 6 | 0 | 0 | 4 | 0 | 0 | 0 | 6 | 0 | 391.5084 | 0.15058 | 1 | 0.5 | 0 | 8.2745 | 0 | 8.2745 | 1997.4918 | 0 | 114.3384 | 0.087953 | 1 | 0.5 | 0 | 4.1373 | 0 | 4.1373
2007-02-19 11:00 | 2 | 19 | 11 | 50 | 1187 | 33.08 | 1939.1519 | 0 | Heating | 1939.1519 | 4 | 1551.3215 | 1551.3215 | 0 | 6 | 0 | 0 | 4 | 0 | 0 | 0 | 6 | 0 | 310.2643 | 0.11933 | 1 | 0.5 | 0 | 8.2745 | 0 | 8.2745 | 1582.9812 | 0 | 90.6114 | 0.069701 | 1 | 0.5 | 0 | 4.1373 | 0 | 4.1373
2007-02-19 12:00 | 2 | 19 | 12 | 50 | 1188 | 39.02 | 1480.6378 | 0 | Heating | 1480.6378 | 4 | 1184.5102 | 1184.5102 | 0 | 6 | 0 | 0 | 4 | 0 | 0 | 0 | 6 | 0 | 236.902 | 0.091116 | 1 | 0.5 | 0 | 8.2745 | 0 | 8.2745 | 1208.6839 | 0 | 69.1863 | 0.05322 | 1 | 0.5 | 0 | 4.1373 | 0 | 4.1373
2007-02-19 13:00 | 2 | 19 | 13 | 50 | 1189 | 41 | 1233.3959 | 0 | Heating | 1233.3959 | 4 | 986.7167 | 986.7167 | 0 | 6 | 0 | 0 | 4 | 0 | 0 | 0 | 6 | 0 | 197.3433 | 0.075901 | 1 | 0.5 | 0 | 8.2745 | 0 | 8.2745 | 1006.8538 | 0 | 57.6333 | 0.044333 | 1 | 0.5 | 0 | 4.1373 | 0 | 4.1373
2007-02-19 14:00 | 2 | 19 | 14 | 50 | 1190 | 42.08 | 1133.6112 | 0 | Heating | 1133.6112 | 4 | 906.8889 | 906.8889 | 0 | 6 | 0 | 0 | 4 | 0 | 0 | 0 | 6 | 0 | 181.3778 | 0.069761 | 1 | 0.5 | 0 | 8.2745 | 0 | 8.2745 | 925.3969 | 0 | 52.9706 | 0.040747 | 1 | 0.5 | 0 | 4.1373 | 0 | 4.1373
2007-02-19 15:00 | 2 | 19 | 15 | 50 | 1191 | 37.94 | 1077.6326 | 0 | Heating | 1077.6326 | 4 | 862.1061 | 862.1061 | 0 | 6 | 0 | 0 | 4 | 0 | 0 | 0 | 6 | 0 | 172.4212 | 0.066316 | 1 | 0.5 | 0 | 8.2745 | 0 | 8.2745 | 879.7001 | 0 | 50.3549 | 0.038735 | 1 | 0.5 | 0 | 4.1373 | 0 | 4.1373
2007-02-19 16:00 | 2 | 19 | 16 | 50 | 1192 | 37.04 | 1112.1032 | 0 | Heating | 1112.1032 | 4 | 889.6826 | 889.6826 | 0 | 6 | 0 | 0 | 4 | 0 | 0 | 0 | 6 | 0 | 177.9365 | 0.068437 | 1 | 0.5 | 0 | 8.2745 | 0 | 8.2745 | 907.8393 | 0 | 51.9656 | 0.039974 | 1 | 0.5 | 0 | 4.1373 | 0 | 4.1373
2007-02-19 17:00 | 2 | 19 | 17 | 50 | 1193 | 37.04 | 1188.1812 | 0 | Heating | 1188.1812 | 4 | 950.545 | 950.545 | 0 | 6 | 0 | 0 | 4 | 0 | 0 | 0 | 6 | 0 | 190.109 | 0.073119 | 1 | 0.5 | 0 | 8.2745 | 0 | 8.2745 | 969.9439 | 0 | 55.5205 | 0.042708 | 1 | 0.5 | 0 | 4.1373 | 0 | 4.1373
2007-02-19 18:00 | 2 | 19 | 18 | 50 | 1194 | 37.4 | 1333.0785 | 0 | Heating | 1333.0785 | 4 | 1066.4628 | 1066.4628 | 0 | 6 | 0 | 0 | 4 | 0 | 0 | 0 | 6 | 0 | 213.2926 | 0.082036 | 1 | 0.5 | 0 | 8.2745 | 0 | 8.2745 | 1088.2274 | 0 | 62.2912 | 0.047916 | 1 | 0.5 | 0 | 4.1373 | 0 | 4.1373
2007-02-19 19:00 | 2 | 19 | 19 | 50 | 1195 | 35.6 | 1456.8694 | 0 | Heating | 1456.8694 | 4 | 1165.4955 | 1165.4955 | 0 | 6 | 0 | 0 | 4 | 0 | 0 | 0 | 6 | 0 | 233.0991 | 0.089654 | 1 | 0.5 | 0 | 8.2745 | 0 | 8.2745 | 1189.2811 | 0 | 68.0756 | 0.052366 | 1 | 0.5 | 0 | 4.1373 | 0 | 4.1373
2007-02-19 20:00 | 2 | 19 | 20 | 50 | 1196 | 35.96 | 1461.9331 | 0 | Heating | 1461.9331 | 4 | 1169.5465 | 1169.5465 | 0 | 6 | 0 | 0 | 4 | 0 | 0 | 0 | 6 | 0 | 233.9093 | 0.089965 | 1 | 0.5 | 0 | 8.2745 | 0 | 8.2745 | 1193.4147 | 0 | 68.3122 | 0.052548 | 1 | 0.5 | 0 | 4.1373 | 0 | 4.1373
2007-02-19 21:00 | 2 | 19 | 21 | 50 | 1197 | 35.6 | 1588.71 | 0 | Heating | 1588.71 | 4 | 1270.968 | 1270.968 | 0 | 6 | 0 | 0 | 4 | 0 | 0 | 0 | 6 | 0 | 254.1936 | 0.097767 | 1 | 0.5 | 0 | 8.2745 | 0 | 8.2745 | 1296.9061 | 0 | 74.2362 | 0.057105 | 1 | 0.5 | 0 | 4.1373 | 0 | 4.1373
2007-02-19 22:00 | 2 | 19 | 22 | 50 | 1198 | 35.06 | 1034.9331 | 0 | Heating | 1034.9331 | 4 | 827.9465 | 827.9465 | 0 | 6 | 0 | 0 | 4 | 0 | 0 | 0 | 6 | 0 | 165.5893 | 0.063688 | 1 | 0.5 | 0 | 8.2745 | 0 | 8.2745 | 844.8434 | 0 | 48.3597 | 0.0372 | 1 | 0.5 | 0 | 4.1373 | 0 | 4.1373
2007-02-19 23:00 | 2 | 19 | 23 | 50 | 1199 | 35.06 | 946.504 | 0 | Heating | 946.504 | 4 | 757.2032 | 757.2032 | 0 | 6 | 0 | 0 | 4 | 0 | 0 | 0 | 6 | 0 | 151.4406 | 0.058246 | 1 | 0.5 | 0 | 8.2745 | 0 | 8.2745 | 772.6563 | 0 | 44.2276 | 0.034021 | 1 | 0.5 | 0 | 4.1373 | 0 | 4.1373
2007-02-20 | 2 | 20 | 0 | 51 | 1200 | 33.8 | 902.3679 | 0 | Heating | 902.3679 | 4 | 721.8943 | 721.8943 | 0 | 6 | 0 | 0 | 4 | 0 | 0 | 0 | 6 | 0 | 144.3789 | 0.05553 | 1 | 0.5 | 0 | 8.2745 | 0 | 8.2745 | 736.6268 | 0 | 42.1652 | 0.032435 | 1 | 0.5 | 0 | 4.1373 | 0 | 4.1373
2007-02-20 01:00 | 2 | 20 | 1 | 51 | 1201 | 32 | 855.7073 | 0 | Heating | 855.7073 | 4 | 684.5658 | 684.5658 | 0 | 6 | 0 | 0 | 4 | 0 | 0 | 0 | 6 | 0 | 136.9132 | 0.052659 | 1 | 0.5 | 0 | 8.2745 | 0 | 8.2745 | 698.5365 | 0 | 39.9849 | 0.030758 | 1 | 0.5 | 0 | 4.1373 | 0 | 4.1373
2007-02-20 02:00 | 2 | 20 | 2 | 51 | 1202 | 32 | 704.1512 | 0 | Heating | 704.1512 | 4 | 563.3209 | 563.3209 | 0 | 6 | 0 | 0 | 4 | 0 | 0 | 0 | 6 | 0 | 112.6642 | 0.043332 | 1 | 0.5 | 0 | 8.2745 | 0 | 8.2745 | 574.8173 | 0 | 32.9031 | 0.02531 | 1 | 0.5 | 0 | 4.1373 | 0 | 4.1373
2007-02-20 03:00 | 2 | 20 | 3 | 51 | 1203 | 30.2 | 757.9158 | 0 | Heating | 757.9158 | 4 | 606.3326 | 606.3326 | 0 | 6 | 0 | 0 | 4 | 0 | 0 | 0 | 6 | 0 | 121.2665 | 0.046641 | 1 | 0.5 | 0 | 8.2745 | 0 | 8.2745 | 618.7068 | 0 | 35.4154 | 0.027243 | 1 | 0.5 | 0 | 4.1373 | 0 | 4.1373
2007-02-20 04:00 | 2 | 20 | 4 | 51 | 1204 | 28.94 | 765.4032 | 0 | Heating | 765.4032 | 4 | 612.3226 | 612.3226 | 0 | 6 | 0 | 0 | 4 | 0 | 0 | 0 | 6 | 0 | 122.4645 | 0.047102 | 1 | 0.5 | 0 | 8.2745 | 0 | 8.2745 | 624.819 | 0 | 35.7653 | 0.027512 | 1 | 0.5 | 0 | 4.1373 | 0 | 4.1373
2007-02-20 05:00 | 2 | 20 | 5 | 51 | 1205 | 28.94 | 792.4917 | 0 | Heating | 792.4917 | 4 | 633.9933 | 633.9933 | 0 | 6 | 0 | 0 | 4 | 0 | 0 | 0 | 6 | 0 | 126.7987 | 0.048769 | 1 | 0.5 | 0 | 8.2745 | 0 | 8.2745 | 646.932 | 0 | 37.031 | 0.028485 | 1 | 0.5 | 0 | 4.1373 | 0 | 4.1373
2007-02-20 06:00 | 2 | 20 | 6 | 51 | 1206 | 26.96 | 1015.6647 | 0 | Heating | 1015.6647 | 4 | 812.5318 | 812.5318 | 0 | 6 | 0 | 0 | 4 | 0 | 0 | 0 | 6 | 0 | 162.5064 | 0.062502 | 1 | 0.5 | 0 | 8.2745 | 0 | 8.2745 | 829.1141 | 0 | 47.4593 | 0.036507 | 1 | 0.5 | 0 | 4.1373 | 0 | 4.1373
2007-02-20 07:00 | 2 | 20 | 7 | 51 | 1207 | 26.96 | 3086.0109 | 0 | Heating | 3086.0109 | 4 | 2468.8088 | 2468.8088 | 0 | 6 | 0 | 0 | 4 | 0 | 0 | 0 | 6 | 0 | 493.7618 | 0.18991 | 1 | 0.5 | 0 | 8.2745 | 0 | 8.2745 | 2519.1926 | 0 | 144.2011 | 0.11092 | 1 | 0.5 | 0 | 4.1373 | 0 | 4.1373
2007-02-20 08:00 | 2 | 20 | 8 | 51 | 1208 | 26.96 | 2526.2928 | 0 | Heating | 2526.2928 | 4 | 2021.0343 | 2021.0343 | 0 | 6 | 0 | 0 | 4 | 0 | 0 | 0 | 6 | 0 | 404.2069 | 0.15546 | 1 | 0.5 | 0 | 8.2745 | 0 | 8.2745 | 2062.2799 | 0 | 118.0469 | 0.090805 | 1 | 0.5 | 0 | 4.1373 | 0 | 4.1373
2007-02-20 09:00 | 2 | 20 | 9 | 51 | 1209 | 26.96 | 2243.8471 | 0 | Heating | 2243.8471 | 4 | 1795.0777 | 1795.0777 | 0 | 6 | 0 | 0 | 4 | 0 | 0 | 0 | 6 | 0 | 359.0155 | 0.13808 | 1 | 0.5 | 0 | 8.2745 | 0 | 8.2745 | 1831.7119 | 0 | 104.849 | 0.080653 | 1 | 0.5 | 0 | 4.1373 | 0 | 4.1373
2007-02-20 10:00 | 2 | 20 | 10 | 51 | 1210 | 28.94 | 1841.7114 | 0 | Heating | 1841.7114 | 4 | 1473.3691 | 1473.3691 | 0 | 6 | 0 | 0 | 4 | 0 | 0 | 0 | 6 | 0 | 294.6738 | 0.11334 | 1 | 0.5 | 0 | 8.2745 | 0 | 8.2745 | 1503.4379 | 0 | 86.0583 | 0.066199 | 1 | 0.5 | 0 | 4.1373 | 0 | 4.1373
2007-02-20 11:00 | 2 | 20 | 11 | 51 | 1211 | 28.94 | 1625.2455 | 0 | Heating | 1625.2455 | 4 | 1300.1964 | 1300.1964 | 0 | 6 | 0 | 0 | 4 | 0 | 0 | 0 | 6 | 0 | 260.0393 | 0.10002 | 1 | 0.5 | 0 | 8.2745 | 0 | 8.2745 | 1326.731 | 0 | 75.9434 | 0.058418 | 1 | 0.5 | 0 | 4.1373 | 0 | 4.1373
2007-02-20 12:00 | 2 | 20 | 12 | 51 | 1212 | 28.94 | 1354.1653 | 0 | Heating | 1354.1653 | 4 | 1083.3322 | 1083.3322 | 0 | 6 | 0 | 0 | 4 | 0 | 0 | 0 | 6 | 0 | 216.6664 | 0.083333 | 1 | 0.5 | 0 | 8.2745 | 0 | 8.2745 | 1105.441 | 0 | 63.2765 | 0.048674 | 1 | 0.5 | 0 | 4.1373 | 0 | 4.1373
2007-02-20 13:00 | 2 | 20 | 13 | 51 | 1213 | 28.94 | 1209.9116 | 0 | Heating | 1209.9116 | 4 | 967.9293 | 967.9293 | 0 | 6 | 0 | 0 | 4 | 0 | 0 | 0 | 6 | 0 | 193.5859 | 0.074456 | 1 | 0.5 | 0 | 8.2745 | 0 | 8.2745 | 987.6829 | 0 | 56.5359 | 0.043489 | 1 | 0.5 | 0 | 4.1373 | 0 | 4.1373
2007-02-20 14:00 | 2 | 20 | 14 | 51 | 1214 | 28.94 | 1154.2699 | 0 | Heating | 1154.2699 | 4 | 923.4159 | 923.4159 | 0 | 6 | 0 | 0 | 4 | 0 | 0 | 0 | 6 | 0 | 184.6832 | 0.071032 | 1 | 0.5 | 0 | 8.2745 | 0 | 8.2745 | 942.2611 | 0 | 53.936 | 0.041489 | 1 | 0.5 | 0 | 4.1373 | 0 | 4.1373
2007-02-20 15:00 | 2 | 20 | 15 | 51 | 1215 | 28.94 | 957.4056 | 0 | Heating | 957.4056 | 4 | 765.9245 | 765.9245 | 0 | 6 | 0 | 0 | 4 | 0 | 0 | 0 | 6 | 0 | 153.1849 | 0.058917 | 1 | 0.5 | 0 | 8.2745 | 0 | 8.2745 | 781.5556 | 0 | 44.737 | 0.034413 | 1 | 0.5 | 0 | 4.1373 | 0 | 4.1373
2007-02-20 16:00 | 2 | 20 | 16 | 51 | 1216 | 28.04 | 905.3777 | 0 | Heating | 905.3777 | 4 | 724.3022 | 724.3022 | 0 | 6 | 0 | 0 | 4 | 0 | 0 | 0 | 6 | 0 | 144.8604 | 0.055716 | 1 | 0.5 | 0 | 8.2745 | 0 | 8.2745 | 739.0838 | 0 | 42.3059 | 0.032543 | 1 | 0.5 | 0 | 4.1373 | 0 | 4.1373
2007-02-20 17:00 | 2 | 20 | 17 | 51 | 1217 | 26.96 | 1004.9954 | 0 | Heating | 1004.9954 | 4 | 803.9963 | 803.9963 | 0 | 6 | 0 | 0 | 4 | 0 | 0 | 0 | 6 | 0 | 160.7993 | 0.061846 | 1 | 0.5 | 0 | 8.2745 | 0 | 8.2745 | 820.4044 | 0 | 46.9608 | 0.036124 | 1 | 0.5 | 0 | 4.1373 | 0 | 4.1373
2007-02-20 18:00 | 2 | 20 | 18 | 51 | 1218 | 26.06 | 1205.0546 | 0 | Heating | 1205.0546 | 4 | 964.0437 | 964.0437 | 0 | 6 | 0 | 0 | 4 | 0 | 0 | 0 | 6 | 0 | 192.8087 | 0.074157 | 1 | 0.5 | 0 | 8.2745 | 0 | 8.2745 | 983.718 | 0 | 56.309 | 0.043315 | 1 | 0.5 | 0 | 4.1373 | 0 | 4.1373
2007-02-20 19:00 | 2 | 20 | 19 | 51 | 1219 | 24.98 | 1391.8213 | 0 | Heating | 1391.8213 | 4 | 1113.4571 | 1113.4571 | 0 | 6 | 0 | 0 | 4 | 0 | 0 | 0 | 6 | 0 | 222.6914 | 0.085651 | 1 | 0.5 | 0 | 8.2745 | 0 | 8.2745 | 1136.1807 | 0 | 65.0361 | 0.050028 | 1 | 0.5 | 0 | 4.1373 | 0 | 4.1373
2007-02-20 20:00 | 2 | 20 | 20 | 51 | 1220 | 24.98 | 1465.1563 | 0 | Heating | 1465.1563 | 4 | 1172.1251 | 1172.1251 | 0 | 6 | 0 | 0 | 4 | 0 | 0 | 0 | 6 | 0 | 234.425 | 0.090163 | 1 | 0.5 | 0 | 8.2745 | 0 | 8.2745 | 1196.046 | 0 | 68.4628 | 0.052664 | 1 | 0.5 | 0 | 4.1373 | 0 | 4.1373
2007-02-20 21:00 | 2 | 20 | 21 | 51 | 1221 | 24.98 | 1550.9017 | 0 | Heating | 1550.9017 | 4 | 1240.7214 | 1240.7214 | 0 | 6 | 0 | 0 | 4 | 0 | 0 | 0 | 6 | 0 | 248.1443 | 0.09544 | 1 | 0.5 | 0 | 8.2745 | 0 | 8.2745 | 1266.0422 | 0 | 72.4695 | 0.055746 | 1 | 0.5 | 0 | 4.1373 | 0 | 4.1373
2007-02-20 22:00 | 2 | 20 | 22 | 51 | 1222 | 24.8 | 977.1118 | 0 | Heating | 977.1118 | 4 | 781.6894 | 781.6894 | 0 | 6 | 0 | 0 | 4 | 0 | 0 | 0 | 6 | 0 | 156.3379 | 0.06013 | 1 | 0.5 | 0 | 8.2745 | 0 | 8.2745 | 797.6422 | 0 | 45.6578 | 0.035121 | 1 | 0.5 | 0 | 4.1373 | 0 | 4.1373
2007-02-20 23:00 | 2 | 20 | 23 | 51 | 1223 | 24.98 | 892.0484 | 0 | Heating | 892.0484 | 4 | 713.6387 | 713.6387 | 0 | 6 | 0 | 0 | 4 | 0 | 0 | 0 | 6 | 0 | 142.7277 | 0.054895 | 1 | 0.5 | 0 | 8.2745 | 0 | 8.2745 | 728.2028 | 0 | 41.683 | 0.032064 | 1 | 0.5 | 0 | 4.1373 | 0 | 4.1373
2007-02-21 | 2 | 21 | 0 | 52 | 1224 | 24.98 | 826.5516 | 0 | Heating | 826.5516 | 4 | 661.2412 | 661.2412 | 0 | 6 | 0 | 0 | 4 | 0 | 0 | 0 | 6 | 0 | 132.2482 | 0.050865 | 1 | 0.5 | 0 | 8.2745 | 0 | 8.2745 | 674.736 | 0 | 38.6226 | 0.02971 | 1 | 0.5 | 0 | 4.1373 | 0 | 4.1373
2007-02-21 01:00 | 2 | 21 | 1 | 52 | 1225 | 24.08 | 870.5293 | 0 | Heating | 870.5293 | 4 | 696.4235 | 696.4235 | 0 | 6 | 0 | 0 | 4 | 0 | 0 | 0 | 6 | 0 | 139.2847 | 0.053571 | 1 | 0.5 | 0 | 8.2745 | 0 | 8.2745 | 710.6362 | 0 | 40.6775 | 0.03129 | 1 | 0.5 | 0 | 4.1373 | 0 | 4.1373
2007-02-21 02:00 | 2 | 21 | 2 | 52 | 1226 | 24.08 | 873.6989 | 0 | Heating | 873.6989 | 4 | 698.9591 | 698.9591 | 0 | 6 | 0 | 0 | 4 | 0 | 0 | 0 | 6 | 0 | 139.7918 | 0.053766 | 1 | 0.5 | 0 | 8.2745 | 0 | 8.2745 | 713.2236 | 0 | 40.8256 | 0.031404 | 1 | 0.5 | 0 | 4.1373 | 0 | 4.1373
2007-02-21 03:00 | 2 | 21 | 3 | 52 | 1227 | 24.08 | 1086.2298 | 0 | Heating | 1086.2298 | 4 | 868.9838 | 868.9838 | 0 | 6 | 0 | 0 | 4 | 0 | 0 | 0 | 6 | 0 | 173.7968 | 0.066845 | 1 | 0.5 | 0 | 8.2745 | 0 | 8.2745 | 886.7182 | 0 | 50.7566 | 0.039044 | 1 | 0.5 | 0 | 4.1373 | 0 | 4.1373
2007-02-21 04:00 | 2 | 21 | 4 | 52 | 1228 | 23 | 1265.9215 | 0 | Heating | 1265.9215 | 4 | 1012.7372 | 1012.7372 | 0 | 6 | 0 | 0 | 4 | 0 | 0 | 0 | 6 | 0 | 202.5474 | 0.077903 | 1 | 0.5 | 0 | 8.2745 | 0 | 8.2745 | 1033.4053 | 0 | 59.1531 | 0.045502 | 1 | 0.5 | 0 | 4.1373 | 0 | 4.1373
2007-02-21 05:00 | 2 | 21 | 5 | 52 | 1229 | 23 | 1429.8252 | 0 | Heating | 1429.8252 | 4 | 1143.8602 | 1143.8602 | 0 | 6 | 0 | 0 | 4 | 0 | 0 | 0 | 6 | 0 | 228.772 | 0.087989 | 1 | 0.5 | 0 | 8.2745 | 0 | 8.2745 | 1167.2043 | 0 | 66.8119 | 0.051394 | 1 | 0.5 | 0 | 4.1373 | 0 | 4.1373
2007-02-21 06:00 | 2 | 21 | 6 | 52 | 1230 | 21.92 | 1791.994 | 0 | Heating | 1791.994 | 4 | 1433.5952 | 1433.5952 | 0 | 6 | 0 | 0 | 4 | 0 | 0 | 0 | 6 | 0 | 286.719 | 0.11028 | 1 | 0.5 | 0 | 8.2745 | 0 | 8.2745 | 1462.8523 | 0 | 83.7351 | 0.064412 | 1 | 0.5 | 0 | 4.1373 | 0 | 4.1373
2007-02-21 07:00 | 2 | 21 | 7 | 52 | 1231 | 21.2 | 4266.8 | 0 | Heating | 4266.8 | 4 | 3413.44 | 3200 | 213.44 | 6 | 10.4259 | 0 | 4 | 0 | 0 | 0 | 6 | 0 | 682.688 | 0.26257 | 1 | 0.52514 | 0 | 9.2631 | 0 | 9.2631 | 3265.3061 | 0 | 186.9093 | 0.14378 | 1 | 0.5 | 0 | 4.1373 | 0 | 4.1373
2007-02-21 08:00 | 2 | 21 | 8 | 52 | 1232 | 19.94 | 3761.6347 | 0 | Heating | 3761.6347 | 4 | 3009.3077 | 3009.3077 | 0 | 6 | 0 | 0 | 4 | 0 | 0 | 0 | 6 | 0 | 601.8615 | 0.23149 | 1 | 0.5 | 0 | 8.2745 | 0 | 8.2745 | 3070.7222 | 0 | 175.7712 | 0.13521 | 1 | 0.5 | 0 | 4.1373 | 0 | 4.1373
2007-02-21 09:00 | 2 | 21 | 9 | 52 | 1233 | 19.04 | 3488.6928 | 0 | Heating | 3488.6928 | 4 | 2790.9542 | 2790.9542 | 0 | 6 | 0 | 0 | 4 | 0 | 0 | 0 | 6 | 0 | 558.1908 | 0.21469 | 1 | 0.5 | 0 | 8.2745 | 0 | 8.2745 | 2847.9125 | 0 | 163.0173 | 0.1254 | 1 | 0.5 | 0 | 4.1373 | 0 | 4.1373
2007-02-21 10:00 | 2 | 21 | 10 | 52 | 1234 | 19.94 | 3145.8004 | 0 | Heating | 3145.8004 | 4 | 2516.6403 | 2516.6403 | 0 | 6 | 0 | 0 | 4 | 0 | 0 | 0 | 6 | 0 | 503.3281 | 0.19359 | 1 | 0.5 | 0 | 8.2745 | 0 | 8.2745 | 2568.0003 | 0 | 146.9949 | 0.11307 | 1 | 0.5 | 0 | 4.1373 | 0 | 4.1373
2007-02-21 11:00 | 2 | 21 | 11 | 52 | 1235 | 19.94 | 3010.9737 | 0 | Heating | 3010.9737 | 4 | 2408.7789 | 2408.7789 | 0 | 6 | 0 | 0 | 4 | 0 | 0 | 0 | 6 | 0 | 481.7558 | 0.18529 | 1 | 0.5 | 0 | 8.2745 | 0 | 8.2745 | 2457.9377 | 0 | 140.6948 | 0.10823 | 1 | 0.5 | 0 | 4.1373 | 0 | 4.1373
2007-02-21 12:00 | 2 | 21 | 12 | 52 | 1236 | 19.04 | 2788.9233 | 0 | Heating | 2788.9233 | 4 | 2231.1386 | 2231.1386 | 0 | 6 | 0 | 0 | 4 | 0 | 0 | 0 | 6 | 0 | 446.2277 | 0.17163 | 1 | 0.5 | 0 | 8.2745 | 0 | 8.2745 | 2276.6721 | 0 | 130.319 | 0.10025 | 1 | 0.5 | 0 | 4.1373 | 0 | 4.1373
2007-02-21 13:00 | 2 | 21 | 13 | 52 | 1237 | 21.02 | 2660.1705 | 0 | Heating | 2660.1705 | 4 | 2128.1364 | 2128.1364 | 0 | 6 | 0 | 0 | 4 | 0 | 0 | 0 | 6 | 0 | 425.6273 | 0.1637 | 1 | 0.5 | 0 | 8.2745 | 0 | 8.2745 | 2171.5677 | 0 | 124.3027 | 0.095617 | 1 | 0.5 | 0 | 4.1373 | 0 | 4.1373
2007-02-21 14:00 | 2 | 21 | 14 | 52 | 1238 | 21.02 | 2562.2256 | 0 | Heating | 2562.2256 | 4 | 2049.7805 | 2049.7805 | 0 | 6 | 0 | 0 | 4 | 0 | 0 | 0 | 6 | 0 | 409.9561 | 0.15768 | 1 | 0.5 | 0 | 8.2745 | 0 | 8.2745 | 2091.6127 | 0 | 119.726 | 0.092097 | 1 | 0.5 | 0 | 4.1373 | 0 | 4.1373
2007-02-21 15:00 | 2 | 21 | 15 | 52 | 1239 | 21.02 | 2515.0422 | 0 | Heating | 2515.0422 | 4 | 2012.0337 | 2012.0337 | 0 | 6 | 0 | 0 | 4 | 0 | 0 | 0 | 6 | 0 | 402.4067 | 0.15477 | 1 | 0.5 | 0 | 8.2745 | 0 | 8.2745 | 2053.0956 | 0 | 117.5212 | 0.090401 | 1 | 0.5 | 0 | 4.1373 | 0 | 4.1373
2007-02-21 16:00 | 2 | 21 | 16 | 52 | 1240 | 21.02 | 2500.7194 | 0 | Heating | 2500.7194 | 4 | 2000.5755 | 2000.5755 | 0 | 6 | 0 | 0 | 4 | 0 | 0 | 0 | 6 | 0 | 400.1151 | 0.15389 | 1 | 0.5 | 0 | 8.2745 | 0 | 8.2745 | 2041.4036 | 0 | 116.8519 | 0.089886 | 1 | 0.5 | 0 | 4.1373 | 0 | 4.1373
2007-02-21 17:00 | 2 | 21 | 17 | 52 | 1241 | 21.02 | 2556.0302 | 0 | Heating | 2556.0302 | 4 | 2044.8241 | 2044.8241 | 0 | 6 | 0 | 0 | 4 | 0 | 0 | 0 | 6 | 0 | 408.9648 | 0.15729 | 1 | 0.5 | 0 | 8.2745 | 0 | 8.2745 | 2086.5552 | 0 | 119.4365 | 0.091874 | 1 | 0.5 | 0 | 4.1373 | 0 | 4.1373
2007-02-21 18:00 | 2 | 21 | 18 | 52 | 1242 | 19.04 | 2741.872 | 0 | Heating | 2741.872 | 4 | 2193.4976 | 2193.4976 | 0 | 6 | 0 | 0 | 4 | 0 | 0 | 0 | 6 | 0 | 438.6995 | 0.16873 | 1 | 0.5 | 0 | 8.2745 | 0 | 8.2745 | 2238.2628 | 0 | 128.1204 | 0.098554 | 1 | 0.5 | 0 | 4.1373 | 0 | 4.1373
2007-02-21 19:00 | 2 | 21 | 19 | 52 | 1243 | 19.04 | 2945.8068 | 0 | Heating | 2945.8068 | 4 | 2356.6454 | 2356.6454 | 0 | 6 | 0 | 0 | 4 | 0 | 0 | 0 | 6 | 0 | 471.3291 | 0.18128 | 1 | 0.5 | 0 | 8.2745 | 0 | 8.2745 | 2404.7402 | 0 | 137.6497 | 0.10588 | 1 | 0.5 | 0 | 4.1373 | 0 | 4.1373
2007-02-21 20:00 | 2 | 21 | 20 | 52 | 1244 | 19.04 | 2997.6615 | 0 | Heating | 2997.6615 | 4 | 2398.1292 | 2398.1292 | 0 | 6 | 0 | 0 | 4 | 0 | 0 | 0 | 6 | 0 | 479.6258 | 0.18447 | 1 | 0.5 | 0 | 8.2745 | 0 | 8.2745 | 2447.0706 | 0 | 140.0727 | 0.10775 | 1 | 0.5 | 0 | 4.1373 | 0 | 4.1373
2007-02-21 21:00 | 2 | 21 | 21 | 52 | 1245 | 19.04 | 3160.3501 | 0 | Heating | 3160.3501 | 4 | 2528.28 | 2528.28 | 0 | 6 | 0 | 0 | 4 | 0 | 0 | 0 | 6 | 0 | 505.656 | 0.19448 | 1 | 0.5 | 0 | 8.2745 | 0 | 8.2745 | 2579.8776 | 0 | 147.6747 | 0.1136 | 1 | 0.5 | 0 | 4.1373 | 0 | 4.1373
2007-02-21 22:00 | 2 | 21 | 22 | 52 | 1246 | 19.94 | 1999.0949 | 0 | Heating | 1999.0949 | 4 | 1599.2759 | 1599.2759 | 0 | 6 | 0 | 0 | 4 | 0 | 0 | 0 | 6 | 0 | 319.8552 | 0.12302 | 1 | 0.5 | 0 | 8.2745 | 0 | 8.2745 | 1631.9142 | 0 | 93.4124 | 0.071856 | 1 | 0.5 | 0 | 4.1373 | 0 | 4.1373
2007-02-21 23:00 | 2 | 21 | 23 | 52 | 1247 | 19.94 | 2112.5995 | 0 | Heating | 2112.5995 | 4 | 1690.0796 | 1690.0796 | 0 | 6 | 0 | 0 | 4 | 0 | 0 | 0 | 6 | 0 | 338.0159 | 0.13001 | 1 | 0.5 | 0 | 8.2745 | 0 | 8.2745 | 1724.571 | 0 | 98.7161 | 0.075935 | 1 | 0.5 | 0 | 4.1373 | 0 | 4.1373
2007-02-22 | 2 | 22 | 0 | 53 | 1248 | 21.92 | 2196.998 | 0 | Heating | 2196.998 | 4 | 1757.5984 | 1757.5984 | 0 | 6 | 0 | 0 | 4 | 0 | 0 | 0 | 6 | 0 | 351.5197 | 0.1352 | 1 | 0.5 | 0 | 8.2745 | 0 | 8.2745 | 1793.4678 | 0 | 102.6599 | 0.078969 | 1 | 0.5 | 0 | 4.1373 | 0 | 4.1373
2007-02-22 01:00 | 2 | 22 | 1 | 53 | 1249 | 21.92 | 1993.968 | 0 | Heating | 1993.968 | 4 | 1595.1744 | 1595.1744 | 0 | 6 | 0 | 0 | 4 | 0 | 0 | 0 | 6 | 0 | 319.0349 | 0.12271 | 1 | 0.5 | 0 | 8.2745 | 0 | 8.2745 | 1627.729 | 0 | 93.1728 | 0.071671 | 1 | 0.5 | 0 | 4.1373 | 0 | 4.1373
2007-02-22 02:00 | 2 | 22 | 2 | 53 | 1250 | 21.92 | 2197.7875 | 0 | Heating | 2197.7875 | 4 | 1758.23 | 1758.23 | 0 | 6 | 0 | 0 | 4 | 0 | 0 | 0 | 6 | 0 | 351.646 | 0.13525 | 1 | 0.5 | 0 | 8.2745 | 0 | 8.2745 | 1794.1123 | 0 | 102.6968 | 0.078998 | 1 | 0.5 | 0 | 4.1373 | 0 | 4.1373
2007-02-22 03:00 | 2 | 22 | 3 | 53 | 1251 | 21.2 | 2282.7885 | 0 | Heating | 2282.7885 | 4 | 1826.2308 | 1826.2308 | 0 | 6 | 0 | 0 | 4 | 0 | 0 | 0 | 6 | 0 | 365.2462 | 0.14048 | 1 | 0.5 | 0 | 8.2745 | 0 | 8.2745 | 1863.5008 | 0 | 106.6686 | 0.082053 | 1 | 0.5 | 0 | 4.1373 | 0 | 4.1373
2007-02-22 04:00 | 2 | 22 | 4 | 53 | 1252 | 21.02 | 2262.1869 | 0 | Heating | 2262.1869 | 4 | 1809.7495 | 1809.7495 | 0 | 6 | 0 | 0 | 4 | 0 | 0 | 0 | 6 | 0 | 361.9499 | 0.13921 | 1 | 0.5 | 0 | 8.2745 | 0 | 8.2745 | 1846.6832 | 0 | 105.706 | 0.081312 | 1 | 0.5 | 0 | 4.1373 | 0 | 4.1373
2007-02-22 05:00 | 2 | 22 | 5 | 53 | 1253 | 21.02 | 2247.807 | 0 | Heating | 2247.807 | 4 | 1798.2456 | 1798.2456 | 0 | 6 | 0 | 0 | 4 | 0 | 0 | 0 | 6 | 0 | 359.6491 | 0.13833 | 1 | 0.5 | 0 | 8.2745 | 0 | 8.2745 | 1834.9445 | 0 | 105.034 | 0.080795 | 1 | 0.5 | 0 | 4.1373 | 0 | 4.1373
2007-02-22 06:00 | 2 | 22 | 6 | 53 | 1254 | 19.94 | 2440.8125 | 0 | Heating | 2440.8125 | 4 | 1952.65 | 1952.65 | 0 | 6 | 0 | 0 | 4 | 0 | 0 | 0 | 6 | 0 | 390.53 | 0.1502 | 1 | 0.5 | 0 | 8.2745 | 0 | 8.2745 | 1992.5 | 0 | 114.0527 | 0.087733 | 1 | 0.5 | 0 | 4.1373 | 0 | 4.1373
2007-02-22 07:00 | 2 | 22 | 7 | 53 | 1255 | 19.4 | 5112.5347 | 0 | Heating | 5112.5347 | 4 | 4090.0278 | 3200 | 890.0278 | 6 | 43.4754 | 0 | 4 | 0 | 0 | 0 | 6 | 0 | 818.0056 | 0.31462 | 1 | 0.62924 | 0 | 14.0405 | 0 | 14.0405 | 3265.3061 | 0 | 186.9093 | 0.14378 | 1 | 0.5 | 0 | 4.1373 | 0 | 4.1373
2007-02-22 08:00 | 2 | 22 | 8 | 53 | 1256 | 17.96 | 4408.2627 | 0 | Heating | 4408.2627 | 4 | 3526.6102 | 3200 | 326.6102 | 6 | 15.954 | 0 | 4 | 0 | 0 | 0 | 6 | 0 | 705.322 | 0.27128 | 1 | 0.54256 | 0 | 9.9847 | 0 | 9.9847 | 3265.3061 | 0 | 186.9093 | 0.14378 | 1 | 0.5 | 0 | 4.1373 | 0 | 4.1373
2007-02-22 09:00 | 2 | 22 | 9 | 53 | 1257 | 21.2 | 3832.8196 | 0 | Heating | 3832.8196 | 4 | 3066.2557 | 3066.2557 | 0 | 6 | 0 | 0 | 4 | 0 | 0 | 0 | 6 | 0 | 613.2511 | 0.23587 | 1 | 0.5 | 0 | 8.2745 | 0 | 8.2745 | 3128.8323 | 0 | 179.0974 | 0.13777 | 1 | 0.5 | 0 | 4.1373 | 0 | 4.1373
2007-02-22 10:00 | 2 | 22 | 10 | 53 | 1258 | 26.06 | 3052.9378 | 0 | Heating | 3052.9378 | 4 | 2442.3503 | 2442.3503 | 0 | 6 | 0 | 0 | 4 | 0 | 0 | 0 | 6 | 0 | 488.4701 | 0.18787 | 1 | 0.5 | 0 | 8.2745 | 0 | 8.2745 | 2492.1941 | 0 | 142.6556 | 0.10974 | 1 | 0.5 | 0 | 4.1373 | 0 | 4.1373
2007-02-22 11:00 | 2 | 22 | 11 | 53 | 1259 | 26.06 | 2572.7769 | 0 | Heating | 2572.7769 | 4 | 2058.2215 | 2058.2215 | 0 | 6 | 0 | 0 | 4 | 0 | 0 | 0 | 6 | 0 | 411.6443 | 0.15832 | 1 | 0.5 | 0 | 8.2745 | 0 | 8.2745 | 2100.226 | 0 | 120.219 | 0.092476 | 1 | 0.5 | 0 | 4.1373 | 0 | 4.1373
2007-02-22 12:00 | 2 | 22 | 12 | 53 | 1260 | 30.02 | 2103.0187 | 0 | Heating | 2103.0187 | 4 | 1682.4149 | 1682.4149 | 0 | 6 | 0 | 0 | 4 | 0 | 0 | 0 | 6 | 0 | 336.483 | 0.12942 | 1 | 0.5 | 0 | 8.2745 | 0 | 8.2745 | 1716.7499 | 0 | 98.2685 | 0.075591 | 1 | 0.5 | 0 | 4.1373 | 0 | 4.1373
2007-02-22 13:00 | 2 | 22 | 13 | 53 | 1261 | 33.08 | 1805.9434 | 0 | Heating | 1805.9434 | 4 | 1444.7547 | 1444.7547 | 0 | 6 | 0 | 0 | 4 | 0 | 0 | 0 | 6 | 0 | 288.9509 | 0.11113 | 1 | 0.5 | 0 | 8.2745 | 0 | 8.2745 | 1474.2395 | 0 | 84.3869 | 0.064913 | 1 | 0.5 | 0 | 4.1373 | 0 | 4.1373
2007-02-22 14:00 | 2 | 22 | 14 | 53 | 1262 | 33.08 | 1591.3321 | 0 | Heating | 1591.3321 | 4 | 1273.0657 | 1273.0657 | 0 | 6 | 0 | 0 | 4 | 0 | 0 | 0 | 6 | 0 | 254.6131 | 0.097928 | 1 | 0.5 | 0 | 8.2745 | 0 | 8.2745 | 1299.0466 | 0 | 74.3587 | 0.057199 | 1 | 0.5 | 0 | 4.1373 | 0 | 4.1373
2007-02-22 15:00 | 2 | 22 | 15 | 53 | 1263 | 35.06 | 1459.7342 | 0 | Heating | 1459.7342 | 4 | 1167.7874 | 1167.7874 | 0 | 6 | 0 | 0 | 4 | 0 | 0 | 0 | 6 | 0 | 233.5575 | 0.08983 | 1 | 0.5 | 0 | 8.2745 | 0 | 8.2745 | 1191.6198 | 0 | 68.2095 | 0.052469 | 1 | 0.5 | 0 | 4.1373 | 0 | 4.1373
2007-02-22 16:00 | 2 | 22 | 16 | 53 | 1264 | 35.06 | 1388.6775 | 0 | Heating | 1388.6775 | 4 | 1110.942 | 1110.942 | 0 | 6 | 0 | 0 | 4 | 0 | 0 | 0 | 6 | 0 | 222.1884 | 0.085457 | 1 | 0.5 | 0 | 8.2745 | 0 | 8.2745 | 1133.6143 | 0 | 64.8892 | 0.049915 | 1 | 0.5 | 0 | 4.1373 | 0 | 4.1373
2007-02-22 17:00 | 2 | 22 | 17 | 53 | 1265 | 35.06 | 1355.6419 | 0 | Heating | 1355.6419 | 4 | 1084.5135 | 1084.5135 | 0 | 6 | 0 | 0 | 4 | 0 | 0 | 0 | 6 | 0 | 216.9027 | 0.083424 | 1 | 0.5 | 0 | 8.2745 | 0 | 8.2745 | 1106.6465 | 0 | 63.3455 | 0.048727 | 1 | 0.5 | 0 | 4.1373 | 0 | 4.1373
2007-02-22 18:00 | 2 | 22 | 18 | 53 | 1266 | 33.98 | 1409.2273 | 0 | Heating | 1409.2273 | 4 | 1127.3818 | 1127.3818 | 0 | 6 | 0 | 0 | 4 | 0 | 0 | 0 | 6 | 0 | 225.4764 | 0.086722 | 1 | 0.5 | 0 | 8.2745 | 0 | 8.2745 | 1150.3896 | 0 | 65.8494 | 0.050653 | 1 | 0.5 | 0 | 4.1373 | 0 | 4.1373
2007-02-22 19:00 | 2 | 22 | 19 | 53 | 1267 | 33.08 | 1569.4354 | 0 | Heating | 1569.4354 | 4 | 1255.5483 | 1255.5483 | 0 | 6 | 0 | 0 | 4 | 0 | 0 | 0 | 6 | 0 | 251.1097 | 0.096581 | 1 | 0.5 | 0 | 8.2745 | 0 | 8.2745 | 1281.1717 | 0 | 73.3355 | 0.056412 | 1 | 0.5 | 0 | 4.1373 | 0 | 4.1373
2007-02-22 20:00 | 2 | 22 | 20 | 53 | 1268 | 33.08 | 1543.8869 | 0 | Heating | 1543.8869 | 4 | 1235.1095 | 1235.1095 | 0 | 6 | 0 | 0 | 4 | 0 | 0 | 0 | 6 | 0 | 247.0219 | 0.095008 | 1 | 0.5 | 0 | 8.2745 | 0 | 8.2745 | 1260.3158 | 0 | 72.1417 | 0.055494 | 1 | 0.5 | 0 | 4.1373 | 0 | 4.1373
2007-02-22 21:00 | 2 | 22 | 21 | 53 | 1269 | 33.08 | 1546.8057 | 0 | Heating | 1546.8057 | 4 | 1237.4446 | 1237.4446 | 0 | 6 | 0 | 0 | 4 | 0 | 0 | 0 | 6 | 0 | 247.4889 | 0.095188 | 1 | 0.5 | 0 | 8.2745 | 0 | 8.2745 | 1262.6985 | 0 | 72.2781 | 0.055599 | 1 | 0.5 | 0 | 4.1373 | 0 | 4.1373
2007-02-22 22:00 | 2 | 22 | 22 | 53 | 1270 | 33.98 | 982.5612 | 0 | Heating | 982.5612 | 4 | 786.0489 | 786.0489 | 0 | 6 | 0 | 0 | 4 | 0 | 0 | 0 | 6 | 0 | 157.2098 | 0.060465 | 1 | 0.5 | 0 | 8.2745 | 0 | 8.2745 | 802.0907 | 0 | 45.9125 | 0.035317 | 1 | 0.5 | 0 | 4.1373 | 0 | 4.1373
2007-02-22 23:00 | 2 | 22 | 23 | 53 | 1271 | 33.98 | 887.3871 | 0 | Heating | 887.3871 | 4 | 709.9097 | 709.9097 | 0 | 6 | 0 | 0 | 4 | 0 | 0 | 0 | 6 | 0 | 141.9819 | 0.054608 | 1 | 0.5 | 0 | 8.2745 | 0 | 8.2745 | 724.3977 | 0 | 41.4652 | 0.031896 | 1 | 0.5 | 0 | 4.1373 | 0 | 4.1373
2007-02-23 | 2 | 23 | 0 | 54 | 1272 | 33.98 | 844.2549 | 0 | Heating | 844.2549 | 4 | 675.404 | 675.404 | 0 | 6 | 0 | 0 | 4 | 0 | 0 | 0 | 6 | 0 | 135.0808 | 0.051954 | 1 | 0.5 | 0 | 8.2745 | 0 | 8.2745 | 689.1877 | 0 | 39.4498 | 0.030346 | 1 | 0.5 | 0 | 4.1373 | 0 | 4.1373
2007-02-23 01:00 | 2 | 23 | 1 | 54 | 1273 | 33.98 | 646.0841 | 0 | Heating | 646.0841 | 4 | 516.8673 | 516.8673 | 0 | 6 | 0 | 0 | 4 | 0 | 0 | 0 | 6 | 0 | 103.3735 | 0.039759 | 1 | 0.5 | 0 | 8.2745 | 0 | 8.2745 | 527.4156 | 0 | 30.1898 | 0.023223 | 1 | 0.5 | 0 | 4.1373 | 0 | 4.1373
2007-02-23 02:00 | 2 | 23 | 2 | 54 | 1274 | 33.98 | 642.3059 | 0 | Heating | 642.3059 | 4 | 513.8447 | 513.8447 | 0 | 6 | 0 | 0 | 4 | 0 | 0 | 0 | 6 | 0 | 102.7689 | 0.039527 | 1 | 0.5 | 0 | 8.2745 | 0 | 8.2745 | 524.3313 | 0 | 30.0132 | 0.023087 | 1 | 0.5 | 0 | 4.1373 | 0 | 4.1373
2007-02-23 03:00 | 2 | 23 | 3 | 54 | 1275 | 33.8 | 658.6496 | 0 | Heating | 658.6496 | 4 | 526.9197 | 526.9197 | 0 | 6 | 0 | 0 | 4 | 0 | 0 | 0 | 6 | 0 | 105.3839 | 0.040532 | 1 | 0.5 | 0 | 8.2745 | 0 | 8.2745 | 537.6731 | 0 | 30.7769 | 0.023675 | 1 | 0.5 | 0 | 4.1373 | 0 | 4.1373
2007-02-23 04:00 | 2 | 23 | 4 | 54 | 1276 | 33.08 | 673.4494 | 0 | Heating | 673.4494 | 4 | 538.7595 | 538.7595 | 0 | 6 | 0 | 0 | 4 | 0 | 0 | 0 | 6 | 0 | 107.7519 | 0.041443 | 1 | 0.5 | 0 | 8.2745 | 0 | 8.2745 | 549.7546 | 0 | 31.4685 | 0.024207 | 1 | 0.5 | 0 | 4.1373 | 0 | 4.1373
2007-02-23 05:00 | 2 | 23 | 5 | 54 | 1277 | 33.08 | 690.1523 | 0 | Heating | 690.1523 | 4 | 552.1218 | 552.1218 | 0 | 6 | 0 | 0 | 4 | 0 | 0 | 0 | 6 | 0 | 110.4244 | 0.042471 | 1 | 0.5 | 0 | 8.2745 | 0 | 8.2745 | 563.3896 | 0 | 32.249 | 0.024807 | 1 | 0.5 | 0 | 4.1373 | 0 | 4.1373
2007-02-23 06:00 | 2 | 23 | 6 | 54 | 1278 | 32 | 903.2434 | 0 | Heating | 903.2434 | 4 | 722.5947 | 722.5947 | 0 | 6 | 0 | 0 | 4 | 0 | 0 | 0 | 6 | 0 | 144.5189 | 0.055584 | 1 | 0.5 | 0 | 8.2745 | 0 | 8.2745 | 737.3416 | 0 | 42.2062 | 0.032466 | 1 | 0.5 | 0 | 4.1373 | 0 | 4.1373
2007-02-23 07:00 | 2 | 23 | 7 | 54 | 1279 | 33.08 | 2800.3663 | 0 | Heating | 2800.3663 | 4 | 2240.293 | 2240.293 | 0 | 6 | 0 | 0 | 4 | 0 | 0 | 0 | 6 | 0 | 448.0586 | 0.17233 | 1 | 0.5 | 0 | 8.2745 | 0 | 8.2745 | 2286.0133 | 0 | 130.8537 | 0.10066 | 1 | 0.5 | 0 | 4.1373 | 0 | 4.1373
2007-02-23 08:00 | 2 | 23 | 8 | 54 | 1280 | 33.08 | 2292.6024 | 0 | Heating | 2292.6024 | 4 | 1834.0819 | 1834.0819 | 0 | 6 | 0 | 0 | 4 | 0 | 0 | 0 | 6 | 0 | 366.8164 | 0.14108 | 1 | 0.5 | 0 | 8.2745 | 0 | 8.2745 | 1871.5121 | 0 | 107.1272 | 0.082406 | 1 | 0.5 | 0 | 4.1373 | 0 | 4.1373
2007-02-23 09:00 | 2 | 23 | 9 | 54 | 1281 | 33.98 | 2125.5442 | 0 | Heating | 2125.5442 | 4 | 1700.4354 | 1700.4354 | 0 | 6 | 0 | 0 | 4 | 0 | 0 | 0 | 6 | 0 | 340.0871 | 0.1308 | 1 | 0.5 | 0 | 8.2745 | 0 | 8.2745 | 1735.1381 | 0 | 99.321 | 0.076401 | 1 | 0.5 | 0 | 4.1373 | 0 | 4.1373
2007-02-23 10:00 | 2 | 23 | 10 | 54 | 1282 | 33.98 | 1756.2447 | 0 | Heating | 1756.2447 | 4 | 1404.9958 | 1404.9958 | 0 | 6 | 0 | 0 | 4 | 0 | 0 | 0 | 6 | 0 | 280.9992 | 0.10808 | 1 | 0.5 | 0 | 8.2745 | 0 | 8.2745 | 1433.6692 | 0 | 82.0646 | 0.063127 | 1 | 0.5 | 0 | 4.1373 | 0 | 4.1373
2007-02-23 11:00 | 2 | 23 | 11 | 54 | 1283 | 33.98 | 1501.9454 | 0 | Heating | 1501.9454 | 4 | 1201.5564 | 1201.5564 | 0 | 6 | 0 | 0 | 4 | 0 | 0 | 0 | 6 | 0 | 240.3113 | 0.092427 | 1 | 0.5 | 0 | 8.2745 | 0 | 8.2745 | 1226.0779 | 0 | 70.1819 | 0.053986 | 1 | 0.5 | 0 | 4.1373 | 0 | 4.1373
2007-02-23 12:00 | 2 | 23 | 12 | 54 | 1284 | 35.06 | 1373.0419 | 0 | Heating | 1373.0419 | 4 | 1098.4335 | 1098.4335 | 0 | 6 | 0 | 0 | 4 | 0 | 0 | 0 | 6 | 0 | 219.6867 | 0.084495 | 1 | 0.5 | 0 | 8.2745 | 0 | 8.2745 | 1120.8505 | 0 | 64.1586 | 0.049353 | 1 | 0.5 | 0 | 4.1373 | 0 | 4.1373
2007-02-23 13:00 | 2 | 23 | 13 | 54 | 1285 | 33.8 | 1323.9972 | 0 | Heating | 1323.9972 | 4 | 1059.1978 | 1059.1978 | 0 | 6 | 0 | 0 | 4 | 0 | 0 | 0 | 6 | 0 | 211.8396 | 0.081477 | 1 | 0.5 | 0 | 8.2745 | 0 | 8.2745 | 1080.814 | 0 | 61.8669 | 0.04759 | 1 | 0.5 | 0 | 4.1373 | 0 | 4.1373
2007-02-23 14:00 | 2 | 23 | 14 | 54 | 1286 | 33.98 | 1223.3271 | 0 | Heating | 1223.3271 | 4 | 978.6617 | 978.6617 | 0 | 6 | 0 | 0 | 4 | 0 | 0 | 0 | 6 | 0 | 195.7323 | 0.075282 | 1 | 0.5 | 0 | 8.2745 | 0 | 8.2745 | 998.6344 | 0 | 57.1628 | 0.043971 | 1 | 0.5 | 0 | 4.1373 | 0 | 4.1373
2007-02-23 15:00 | 2 | 23 | 15 | 54 | 1287 | 35.6 | 1175.3709 | 0 | Heating | 1175.3709 | 4 | 940.2967 | 940.2967 | 0 | 6 | 0 | 0 | 4 | 0 | 0 | 0 | 6 | 0 | 188.0593 | 0.072331 | 1 | 0.5 | 0 | 8.2745 | 0 | 8.2745 | 959.4864 | 0 | 54.9219 | 0.042248 | 1 | 0.5 | 0 | 4.1373 | 0 | 4.1373
2007-02-23 16:00 | 2 | 23 | 16 | 54 | 1288 | 35.6 | 1205.3911 | 0 | Heating | 1205.3911 | 4 | 964.3129 | 964.3129 | 0 | 6 | 0 | 0 | 4 | 0 | 0 | 0 | 6 | 0 | 192.8626 | 0.074178 | 1 | 0.5 | 0 | 8.2745 | 0 | 8.2745 | 983.9927 | 0 | 56.3247 | 0.043327 | 1 | 0.5 | 0 | 4.1373 | 0 | 4.1373
2007-02-23 17:00 | 2 | 23 | 17 | 54 | 1289 | 35.96 | 1315.3879 | 0 | Heating | 1315.3879 | 4 | 1052.3103 | 1052.3103 | 0 | 6 | 0 | 0 | 4 | 0 | 0 | 0 | 6 | 0 | 210.4621 | 0.080947 | 1 | 0.5 | 0 | 8.2745 | 0 | 8.2745 | 1073.7861 | 0 | 61.4646 | 0.04728 | 1 | 0.5 | 0 | 4.1373 | 0 | 4.1373
2007-02-23 18:00 | 2 | 23 | 18 | 54 | 1290 | 35.96 | 1487.1471 | 0 | Heating | 1487.1471 | 4 | 1189.7177 | 1189.7177 | 0 | 6 | 0 | 0 | 4 | 0 | 0 | 0 | 6 | 0 | 237.9435 | 0.091517 | 1 | 0.5 | 0 | 8.2745 | 0 | 8.2745 | 1213.9976 | 0 | 69.4904 | 0.053454 | 1 | 0.5 | 0 | 4.1373 | 0 | 4.1373
2007-02-23 19:00 | 2 | 23 | 19 | 54 | 1291 | 35.96 | 1543.0853 | 0 | Heating | 1543.0853 | 4 | 1234.4683 | 1234.4683 | 0 | 6 | 0 | 0 | 4 | 0 | 0 | 0 | 6 | 0 | 246.8937 | 0.094959 | 1 | 0.5 | 0 | 8.2745 | 0 | 8.2745 | 1259.6615 | 0 | 72.1043 | 0.055465 | 1 | 0.5 | 0 | 4.1373 | 0 | 4.1373
2007-02-23 20:00 | 2 | 23 | 20 | 54 | 1292 | 35.96 | 1699.6213 | 0 | Heating | 1699.6213 | 4 | 1359.6971 | 1359.6971 | 0 | 6 | 0 | 0 | 4 | 0 | 0 | 0 | 6 | 0 | 271.9394 | 0.10459 | 1 | 0.5 | 0 | 8.2745 | 0 | 8.2745 | 1387.446 | 0 | 79.4188 | 0.061091 | 1 | 0.5 | 0 | 4.1373 | 0 | 4.1373
2007-02-23 21:00 | 2 | 23 | 21 | 54 | 1293 | 35.96 | 1864.1646 | 0 | Heating | 1864.1646 | 4 | 1491.3317 | 1491.3317 | 0 | 6 | 0 | 0 | 4 | 0 | 0 | 0 | 6 | 0 | 298.2663 | 0.11472 | 1 | 0.5 | 0 | 8.2745 | 0 | 8.2745 | 1521.767 | 0 | 87.1074 | 0.067006 | 1 | 0.5 | 0 | 4.1373 | 0 | 4.1373
2007-02-23 22:00 | 2 | 23 | 22 | 54 | 1294 | 35.96 | 1947.7536 | 0 | Heating | 1947.7536 | 4 | 1558.2028 | 1558.2028 | 0 | 6 | 0 | 0 | 4 | 0 | 0 | 0 | 6 | 0 | 311.6406 | 0.11986 | 1 | 0.5 | 0 | 8.2745 | 0 | 8.2745 | 1590.0029 | 0 | 91.0133 | 0.07001 | 1 | 0.5 | 0 | 4.1373 | 0 | 4.1373
2007-02-23 23:00 | 2 | 23 | 23 | 54 | 1295 | 35.96 | 1174.1469 | 0 | Heating | 1174.1469 | 4 | 939.3175 | 939.3175 | 0 | 6 | 0 | 0 | 4 | 0 | 0 | 0 | 6 | 0 | 187.8635 | 0.072255 | 1 | 0.5 | 0 | 8.2745 | 0 | 8.2745 | 958.4872 | 0 | 54.8648 | 0.042204 | 1 | 0.5 | 0 | 4.1373 | 0 | 4.1373
2007-02-24 | 2 | 24 | 0 | 55 | 1296 | 35.06 | 1170.4857 | 0 | Heating | 1170.4857 | 4 | 936.3886 | 936.3886 | 0 | 6 | 0 | 0 | 4 | 0 | 0 | 0 | 6 | 0 | 187.2777 | 0.07203 | 1 | 0.5 | 0 | 8.2745 | 0 | 8.2745 | 955.4986 | 0 | 54.6937 | 0.042072 | 1 | 0.5 | 0 | 4.1373 | 0 | 4.1373
2007-02-24 01:00 | 2 | 24 | 1 | 55 | 1297 | 33.98 | 990.3568 | 0 | Heating | 990.3568 | 4 | 792.2855 | 792.2855 | 0 | 6 | 0 | 0 | 4 | 0 | 0 | 0 | 6 | 0 | 158.4571 | 0.060945 | 1 | 0.5 | 0 | 8.2745 | 0 | 8.2745 | 808.4546 | 0 | 46.2767 | 0.035597 | 1 | 0.5 | 0 | 4.1373 | 0 | 4.1373
2007-02-24 02:00 | 2 | 24 | 2 | 55 | 1298 | 33.98 | 1040.8304 | 0 | Heating | 1040.8304 | 4 | 832.6643 | 832.6643 | 0 | 6 | 0 | 0 | 4 | 0 | 0 | 0 | 6 | 0 | 166.5329 | 0.064051 | 1 | 0.5 | 0 | 8.2745 | 0 | 8.2745 | 849.6574 | 0 | 48.6352 | 0.037412 | 1 | 0.5 | 0 | 4.1373 | 0 | 4.1373
2007-02-24 03:00 | 2 | 24 | 3 | 55 | 1299 | 33.8 | 1173.4401 | 0 | Heating | 1173.4401 | 4 | 938.7521 | 938.7521 | 0 | 6 | 0 | 0 | 4 | 0 | 0 | 0 | 6 | 0 | 187.7504 | 0.072212 | 1 | 0.5 | 0 | 8.2745 | 0 | 8.2745 | 957.9103 | 0 | 54.8317 | 0.042178 | 1 | 0.5 | 0 | 4.1373 | 0 | 4.1373
2007-02-24 04:00 | 2 | 24 | 4 | 55 | 1300 | 33.8 | 1233.876 | 0 | Heating | 1233.876 | 4 | 987.1008 | 987.1008 | 0 | 6 | 0 | 0 | 4 | 0 | 0 | 0 | 6 | 0 | 197.4202 | 0.075931 | 1 | 0.5 | 0 | 8.2745 | 0 | 8.2745 | 1007.2457 | 0 | 57.6557 | 0.044351 | 1 | 0.5 | 0 | 4.1373 | 0 | 4.1373
2007-02-24 05:00 | 2 | 24 | 5 | 55 | 1301 | 33.08 | 1269.5152 | 0 | Heating | 1269.5152 | 4 | 1015.6121 | 1015.6121 | 0 | 6 | 0 | 0 | 4 | 0 | 0 | 0 | 6 | 0 | 203.1224 | 0.078124 | 1 | 0.5 | 0 | 8.2745 | 0 | 8.2745 | 1036.3389 | 0 | 59.3211 | 0.045632 | 1 | 0.5 | 0 | 4.1373 | 0 | 4.1373
2007-02-24 06:00 | 2 | 24 | 6 | 55 | 1302 | 32 | 1539.9932 | 0 | Heating | 1539.9932 | 4 | 1231.9946 | 1231.9946 | 0 | 6 | 0 | 0 | 4 | 0 | 0 | 0 | 6 | 0 | 246.3989 | 0.094769 | 1 | 0.5 | 0 | 8.2745 | 0 | 8.2745 | 1257.1373 | 0 | 71.9598 | 0.055354 | 1 | 0.5 | 0 | 4.1373 | 0 | 4.1373
2007-02-24 07:00 | 2 | 24 | 7 | 55 | 1303 | 32 | 1947.1973 | 0 | Heating | 1947.1973 | 4 | 1557.7578 | 1557.7578 | 0 | 6 | 0 | 0 | 4 | 0 | 0 | 0 | 6 | 0 | 311.5516 | 0.11983 | 1 | 0.5 | 0 | 8.2745 | 0 | 8.2745 | 1589.5488 | 0 | 90.9873 | 0.06999 | 1 | 0.5 | 0 | 4.1373 | 0 | 4.1373
2007-02-24 08:00 | 2 | 24 | 8 | 55 | 1304 | 33.08 | 1930.7034 | 0 | Heating | 1930.7034 | 4 | 1544.5627 | 1544.5627 | 0 | 6 | 0 | 0 | 4 | 0 | 0 | 0 | 6 | 0 | 308.9125 | 0.11881 | 1 | 0.5 | 0 | 8.2745 | 0 | 8.2745 | 1576.0844 | 0 | 90.2166 | 0.069397 | 1 | 0.5 | 0 | 4.1373 | 0 | 4.1373
2007-02-24 09:00 | 2 | 24 | 9 | 55 | 1305 | 33.8 | 3785.1304 | 0 | Heating | 3785.1304 | 4 | 3028.1043 | 3028.1043 | 0 | 6 | 0 | 0 | 4 | 0 | 0 | 0 | 6 | 0 | 605.6209 | 0.23293 | 1 | 0.5 | 0 | 8.2745 | 0 | 8.2745 | 3089.9023 | 0 | 176.8691 | 0.13605 | 1 | 0.5 | 0 | 4.1373 | 0 | 4.1373
2007-02-24 10:00 | 2 | 24 | 10 | 55 | 1306 | 35.6 | 3045.1835 | 0 | Heating | 3045.1835 | 4 | 2436.1468 | 2436.1468 | 0 | 6 | 0 | 0 | 4 | 0 | 0 | 0 | 6 | 0 | 487.2294 | 0.1874 | 1 | 0.5 | 0 | 8.2745 | 0 | 8.2745 | 2485.8641 | 0 | 142.2933 | 0.10946 | 1 | 0.5 | 0 | 4.1373 | 0 | 4.1373
2007-02-24 11:00 | 2 | 24 | 11 | 55 | 1307 | 35.06 | 2671.0768 | 0 | Heating | 2671.0768 | 4 | 2136.8614 | 2136.8614 | 0 | 6 | 0 | 0 | 4 | 0 | 0 | 0 | 6 | 0 | 427.3723 | 0.16437 | 1 | 0.5 | 0 | 8.2745 | 0 | 8.2745 | 2180.4709 | 0 | 124.8123 | 0.096009 | 1 | 0.5 | 0 | 4.1373 | 0 | 4.1373
2007-02-24 12:00 | 2 | 24 | 12 | 55 | 1308 | 37.04 | 2361.604 | 0 | Heating | 2361.604 | 4 | 1889.2832 | 1889.2832 | 0 | 6 | 0 | 0 | 4 | 0 | 0 | 0 | 6 | 0 | 377.8566 | 0.14533 | 1 | 0.5 | 0 | 8.2745 | 0 | 8.2745 | 1927.84 | 0 | 110.3515 | 0.084886 | 1 | 0.5 | 0 | 4.1373 | 0 | 4.1373
2007-02-24 13:00 | 2 | 24 | 13 | 55 | 1309 | 37.94 | 2103.8983 | 0 | Heating | 2103.8983 | 4 | 1683.1186 | 1683.1186 | 0 | 6 | 0 | 0 | 4 | 0 | 0 | 0 | 6 | 0 | 336.6237 | 0.12947 | 1 | 0.5 | 0 | 8.2745 | 0 | 8.2745 | 1717.468 | 0 | 98.3096 | 0.075623 | 1 | 0.5 | 0 | 4.1373 | 0 | 4.1373
2007-02-24 14:00 | 2 | 24 | 14 | 55 | 1310 | 37.94 | 1972.9916 | 0 | Heating | 1972.9916 | 4 | 1578.3933 | 1578.3933 | 0 | 6 | 0 | 0 | 4 | 0 | 0 | 0 | 6 | 0 | 315.6787 | 0.12141 | 1 | 0.5 | 0 | 8.2745 | 0 | 8.2745 | 1610.6054 | 0 | 92.1926 | 0.070917 | 1 | 0.5 | 0 | 4.1373 | 0 | 4.1373
2007-02-24 15:00 | 2 | 24 | 15 | 55 | 1311 | 35.96 | 1875.5974 | 0 | Heating | 1875.5974 | 4 | 1500.4779 | 1500.4779 | 0 | 6 | 0 | 0 | 4 | 0 | 0 | 0 | 6 | 0 | 300.0956 | 0.11542 | 1 | 0.5 | 0 | 8.2745 | 0 | 8.2745 | 1531.0999 | 0 | 87.6417 | 0.067417 | 1 | 0.5 | 0 | 4.1373 | 0 | 4.1373
2007-02-24 16:00 | 2 | 24 | 16 | 55 | 1312 | 35.06 | 1902.6954 | 0 | Heating | 1902.6954 | 4 | 1522.1563 | 1522.1563 | 0 | 6 | 0 | 0 | 4 | 0 | 0 | 0 | 6 | 0 | 304.4313 | 0.11709 | 1 | 0.5 | 0 | 8.2745 | 0 | 8.2745 | 1553.2207 | 0 | 88.9079 | 0.068391 | 1 | 0.5 | 0 | 4.1373 | 0 | 4.1373
2007-02-24 17:00 | 2 | 24 | 17 | 55 | 1313 | 35.06 | 1962.8239 | 0 | Heating | 1962.8239 | 4 | 1570.2591 | 1570.2591 | 0 | 6 | 0 | 0 | 4 | 0 | 0 | 0 | 6 | 0 | 314.0518 | 0.12079 | 1 | 0.5 | 0 | 8.2745 | 0 | 8.2745 | 1602.3053 | 0 | 91.7175 | 0.070552 | 1 | 0.5 | 0 | 4.1373 | 0 | 4.1373
2007-02-24 18:00 | 2 | 24 | 18 | 55 | 1314 | 33.8 | 2515.856 | 0 | Heating | 2515.856 | 4 | 2012.6848 | 2012.6848 | 0 | 6 | 0 | 0 | 4 | 0 | 0 | 0 | 6 | 0 | 402.537 | 0.15482 | 1 | 0.5 | 0 | 8.2745 | 0 | 8.2745 | 2053.76 | 0 | 117.5592 | 0.09043 | 1 | 0.5 | 0 | 4.1373 | 0 | 4.1373
2007-02-24 19:00 | 2 | 24 | 19 | 55 | 1315 | 32 | 2776.4632 | 0 | Heating | 2776.4632 | 4 | 2221.1706 | 2221.1706 | 0 | 6 | 0 | 0 | 4 | 0 | 0 | 0 | 6 | 0 | 444.2341 | 0.17086 | 1 | 0.5 | 0 | 8.2745 | 0 | 8.2745 | 2266.5006 | 0 | 129.7367 | 0.099797 | 1 | 0.5 | 0 | 4.1373 | 0 | 4.1373
2007-02-24 20:00 | 2 | 24 | 20 | 55 | 1316 | 32 | 1643.6356 | 0 | Heating | 1643.6356 | 4 | 1314.9085 | 1314.9085 | 0 | 6 | 0 | 0 | 4 | 0 | 0 | 0 | 6 | 0 | 262.9817 | 0.10115 | 1 | 0.5 | 0 | 8.2745 | 0 | 8.2745 | 1341.7434 | 0 | 76.8027 | 0.059079 | 1 | 0.5 | 0 | 4.1373 | 0 | 4.1373
2007-02-24 21:00 | 2 | 24 | 21 | 55 | 1317 | 32 | 1702.7368 | 0 | Heating | 1702.7368 | 4 | 1362.1894 | 1362.1894 | 0 | 6 | 0 | 0 | 4 | 0 | 0 | 0 | 6 | 0 | 272.4379 | 0.10478 | 1 | 0.5 | 0 | 8.2745 | 0 | 8.2745 | 1389.9892 | 0 | 79.5644 | 0.061203 | 1 | 0.5 | 0 | 4.1373 | 0 | 4.1373
2007-02-24 22:00 | 2 | 24 | 22 | 55 | 1318 | 32 | 1711.3 | 0 | Heating | 1711.3 | 4 | 1369.04 | 1369.04 | 0 | 6 | 0 | 0 | 4 | 0 | 0 | 0 | 6 | 0 | 273.808 | 0.10531 | 1 | 0.5 | 0 | 8.2745 | 0 | 8.2745 | 1396.9796 | 0 | 79.9645 | 0.061511 | 1 | 0.5 | 0 | 4.1373 | 0 | 4.1373
2007-02-24 23:00 | 2 | 24 | 23 | 55 | 1319 | 32 | 1726.9139 | 0 | Heating | 1726.9139 | 4 | 1381.5311 | 1381.5311 | 0 | 6 | 0 | 0 | 4 | 0 | 0 | 0 | 6 | 0 | 276.3062 | 0.10627 | 1 | 0.5 | 0 | 8.2745 | 0 | 8.2745 | 1409.7256 | 0 | 80.6941 | 0.062072 | 1 | 0.5 | 0 | 4.1373 | 0 | 4.1373
2007-02-25 | 2 | 25 | 0 | 56 | 1320 | 32 | 1664.9283 | 0 | Heating | 1664.9283 | 4 | 1331.9426 | 1331.9426 | 0 | 6 | 0 | 0 | 4 | 0 | 0 | 0 | 6 | 0 | 266.3885 | 0.10246 | 1 | 0.5 | 0 | 8.2745 | 0 | 8.2745 | 1359.1251 | 0 | 77.7977 | 0.059844 | 1 | 0.5 | 0 | 4.1373 | 0 | 4.1373
2007-02-25 01:00 | 2 | 25 | 1 | 56 | 1321 | 30.92 | 1682.1283 | 0 | Heating | 1682.1283 | 4 | 1345.7026 | 1345.7026 | 0 | 6 | 0 | 0 | 4 | 0 | 0 | 0 | 6 | 0 | 269.1405 | 0.10352 | 1 | 0.5 | 0 | 8.2745 | 0 | 8.2745 | 1373.1659 | 0 | 78.6014 | 0.060463 | 1 | 0.5 | 0 | 4.1373 | 0 | 4.1373
2007-02-25 02:00 | 2 | 25 | 2 | 56 | 1322 | 30.92 | 1544.8918 | 0 | Heating | 1544.8918 | 4 | 1235.9134 | 1235.9134 | 0 | 6 | 0 | 0 | 4 | 0 | 0 | 0 | 6 | 0 | 247.1827 | 0.09507 | 1 | 0.5 | 0 | 8.2745 | 0 | 8.2745 | 1261.1362 | 0 | 72.1887 | 0.05553 | 1 | 0.5 | 0 | 4.1373 | 0 | 4.1373
2007-02-25 03:00 | 2 | 25 | 3 | 56 | 1323 | 28.04 | 1639.3685 | 0 | Heating | 1639.3685 | 4 | 1311.4948 | 1311.4948 | 0 | 6 | 0 | 0 | 4 | 0 | 0 | 0 | 6 | 0 | 262.299 | 0.10088 | 1 | 0.5 | 0 | 8.2745 | 0 | 8.2745 | 1338.26 | 0 | 76.6033 | 0.058926 | 1 | 0.5 | 0 | 4.1373 | 0 | 4.1373
2007-02-25 04:00 | 2 | 25 | 4 | 56 | 1324 | 24.98 | 1763.7815 | 0 | Heating | 1763.7815 | 4 | 1411.0252 | 1411.0252 | 0 | 6 | 0 | 0 | 4 | 0 | 0 | 0 | 6 | 0 | 282.205 | 0.10854 | 1 | 0.5 | 0 | 8.2745 | 0 | 8.2745 | 1439.8216 | 0 | 82.4168 | 0.063398 | 1 | 0.5 | 0 | 4.1373 | 0 | 4.1373
2007-02-25 05:00 | 2 | 25 | 5 | 56 | 1325 | 24.98 | 1823.9206 | 0 | Heating | 1823.9206 | 4 | 1459.1365 | 1459.1365 | 0 | 6 | 0 | 0 | 4 | 0 | 0 | 0 | 6 | 0 | 291.8273 | 0.11224 | 1 | 0.5 | 0 | 8.2745 | 0 | 8.2745 | 1488.9148 | 0 | 85.2269 | 0.065559 | 1 | 0.5 | 0 | 4.1373 | 0 | 4.1373
2007-02-25 06:00 | 2 | 25 | 6 | 56 | 1326 | 21.92 | 2118.1231 | 0 | Heating | 2118.1231 | 4 | 1694.4985 | 1694.4985 | 0 | 6 | 0 | 0 | 4 | 0 | 0 | 0 | 6 | 0 | 338.8997 | 0.13035 | 1 | 0.5 | 0 | 8.2745 | 0 | 8.2745 | 1729.0801 | 0 | 98.9742 | 0.076134 | 1 | 0.5 | 0 | 4.1373 | 0 | 4.1373
2007-02-25 07:00 | 2 | 25 | 7 | 56 | 1327 | 21.92 | 4820.9235 | 0 | Heating | 4820.9235 | 4 | 3856.7388 | 3200 | 656.7388 | 6 | 32.0799 | 0 | 4 | 0 | 0 | 0 | 6 | 0 | 771.3478 | 0.29667 | 1 | 0.59334 | 0 | 12.2664 | 0 | 12.2664 | 3265.3061 | 0 | 186.9093 | 0.14378 | 1 | 0.5 | 0 | 4.1373 | 0 | 4.1373
2007-02-25 08:00 | 2 | 25 | 8 | 56 | 1328 | 21.92 | 4103.4857 | 0 | Heating | 4103.4857 | 4 | 3282.7886 | 3200 | 82.7886 | 6 | 4.044 | 0 | 4 | 0 | 0 | 0 | 6 | 0 | 656.5577 | 0.25252 | 1 | 0.50504 | 0 | 8.4678 | 0 | 8.4678 | 3265.3061 | 0 | 186.9093 | 0.14378 | 1 | 0.5 | 0 | 4.1373 | 0 | 4.1373
2007-02-25 09:00 | 2 | 25 | 9 | 56 | 1329 | 33.08 | 3496.8085 | 0 | Heating | 3496.8085 | 4 | 2797.4468 | 2797.4468 | 0 | 6 | 0 | 0 | 4 | 0 | 0 | 0 | 6 | 0 | 559.4894 | 0.21519 | 1 | 0.5 | 0 | 8.2745 | 0 | 8.2745 | 2854.5375 | 0 | 163.3965 | 0.12569 | 1 | 0.5 | 0 | 4.1373 | 0 | 4.1373
2007-02-25 10:00 | 2 | 25 | 10 | 56 | 1330 | 37.04 | 2832.2223 | 0 | Heating | 2832.2223 | 4 | 2265.7778 | 2265.7778 | 0 | 6 | 0 | 0 | 4 | 0 | 0 | 0 | 6 | 0 | 453.1556 | 0.17429 | 1 | 0.5 | 0 | 8.2745 | 0 | 8.2745 | 2312.0182 | 0 | 132.3422 | 0.1018 | 1 | 0.5 | 0 | 4.1373 | 0 | 4.1373
2007-02-25 11:00 | 2 | 25 | 11 | 56 | 1331 | 37.04 | 2386.051 | 0 | Heating | 2386.051 | 4 | 1908.8408 | 1908.8408 | 0 | 6 | 0 | 0 | 4 | 0 | 0 | 0 | 6 | 0 | 381.7682 | 0.14683 | 1 | 0.5 | 0 | 8.2745 | 0 | 8.2745 | 1947.7968 | 0 | 111.4938 | 0.085764 | 1 | 0.5 | 0 | 4.1373 | 0 | 4.1373
2007-02-25 12:00 | 2 | 25 | 12 | 56 | 1332 | 39.02 | 1995.1303 | 0 | Heating | 1995.1303 | 4 | 1596.1043 | 1596.1043 | 0 | 6 | 0 | 0 | 4 | 0 | 0 | 0 | 6 | 0 | 319.2209 | 0.12278 | 1 | 0.5 | 0 | 8.2745 | 0 | 8.2745 | 1628.6778 | 0 | 93.2271 | 0.071713 | 1 | 0.5 | 0 | 4.1373 | 0 | 4.1373
2007-02-25 13:00 | 2 | 25 | 13 | 56 | 1333 | 39.02 | 1803.9697 | 0 | Heating | 1803.9697 | 4 | 1443.1757 | 1443.1757 | 0 | 6 | 0 | 0 | 4 | 0 | 0 | 0 | 6 | 0 | 288.6351 | 0.11101 | 1 | 0.5 | 0 | 8.2745 | 0 | 8.2745 | 1472.6283 | 0 | 84.2947 | 0.064842 | 1 | 0.5 | 0 | 4.1373 | 0 | 4.1373
2007-02-25 14:00 | 2 | 25 | 14 | 56 | 1334 | 39.02 | 1724.9812 | 0 | Heating | 1724.9812 | 4 | 1379.985 | 1379.985 | 0 | 6 | 0 | 0 | 4 | 0 | 0 | 0 | 6 | 0 | 275.997 | 0.10615 | 1 | 0.5 | 0 | 8.2745 | 0 | 8.2745 | 1408.1479 | 0 | 80.6038 | 0.062003 | 1 | 0.5 | 0 | 4.1373 | 0 | 4.1373
2007-02-25 15:00 | 2 | 25 | 15 | 56 | 1335 | 39.92 | 1634.5128 | 0 | Heating | 1634.5128 | 4 | 1307.6102 | 1307.6102 | 0 | 6 | 0 | 0 | 4 | 0 | 0 | 0 | 6 | 0 | 261.522 | 0.10059 | 1 | 0.5 | 0 | 8.2745 | 0 | 8.2745 | 1334.2961 | 0 | 76.3764 | 0.058751 | 1 | 0.5 | 0 | 4.1373 | 0 | 4.1373
2007-02-25 16:00 | 2 | 25 | 16 | 56 | 1336 | 39.02 | 1637.6513 | 0 | Heating | 1637.6513 | 4 | 1310.121 | 1310.121 | 0 | 6 | 0 | 0 | 4 | 0 | 0 | 0 | 6 | 0 | 262.0242 | 0.10078 | 1 | 0.5 | 0 | 8.2745 | 0 | 8.2745 | 1336.8582 | 0 | 76.5231 | 0.058864 | 1 | 0.5 | 0 | 4.1373 | 0 | 4.1373
2007-02-25 17:00 | 2 | 25 | 17 | 56 | 1337 | 39.02 | 1730.9006 | 0 | Heating | 1730.9006 | 4 | 1384.7205 | 1384.7205 | 0 | 6 | 0 | 0 | 4 | 0 | 0 | 0 | 6 | 0 | 276.9441 | 0.10652 | 1 | 0.5 | 0 | 8.2745 | 0 | 8.2745 | 1412.9801 | 0 | 80.8804 | 0.062216 | 1 | 0.5 | 0 | 4.1373 | 0 | 4.1373
2007-02-25 18:00 | 2 | 25 | 18 | 56 | 1338 | 37.94 | 1922.2951 | 0 | Heating | 1922.2951 | 4 | 1537.8361 | 1537.8361 | 0 | 6 | 0 | 0 | 4 | 0 | 0 | 0 | 6 | 0 | 307.5672 | 0.1183 | 1 | 0.5 | 0 | 8.2745 | 0 | 8.2745 | 1569.2205 | 0 | 89.8237 | 0.069095 | 1 | 0.5 | 0 | 4.1373 | 0 | 4.1373
2007-02-25 19:00 | 2 | 25 | 19 | 56 | 1339 | 37.04 | 2183.5373 | 0 | Heating | 2183.5373 | 4 | 1746.8299 | 1746.8299 | 0 | 6 | 0 | 0 | 4 | 0 | 0 | 0 | 6 | 0 | 349.366 | 0.13437 | 1 | 0.5 | 0 | 8.2745 | 0 | 8.2745 | 1782.4794 | 0 | 102.0309 | 0.078485 | 1 | 0.5 | 0 | 4.1373 | 0 | 4.1373
2007-02-25 20:00 | 2 | 25 | 20 | 56 | 1340 | 37.04 | 2274.1905 | 0 | Heating | 2274.1905 | 4 | 1819.3524 | 1819.3524 | 0 | 6 | 0 | 0 | 4 | 0 | 0 | 0 | 6 | 0 | 363.8705 | 0.13995 | 1 | 0.5 | 0 | 8.2745 | 0 | 8.2745 | 1856.4821 | 0 | 106.2669 | 0.081744 | 1 | 0.5 | 0 | 4.1373 | 0 | 4.1373
2007-02-25 21:00 | 2 | 25 | 21 | 56 | 1341 | 35.06 | 2405.8956 | 0 | Heating | 2405.8956 | 4 | 1924.7165 | 1924.7165 | 0 | 6 | 0 | 0 | 4 | 0 | 0 | 0 | 6 | 0 | 384.9433 | 0.14806 | 1 | 0.5 | 0 | 8.2745 | 0 | 8.2745 | 1963.9964 | 0 | 112.4211 | 0.086478 | 1 | 0.5 | 0 | 4.1373 | 0 | 4.1373
2007-02-25 22:00 | 2 | 25 | 22 | 56 | 1342 | 33.08 | 1531.4513 | 0 | Heating | 1531.4513 | 4 | 1225.161 | 1225.161 | 0 | 6 | 0 | 0 | 4 | 0 | 0 | 0 | 6 | 0 | 245.0322 | 0.094243 | 1 | 0.5 | 0 | 8.2745 | 0 | 8.2745 | 1250.1643 | 0 | 71.5606 | 0.055047 | 1 | 0.5 | 0 | 4.1373 | 0 | 4.1373
2007-02-25 23:00 | 2 | 25 | 23 | 56 | 1343 | 33.08 | 1574.9921 | 0 | Heating | 1574.9921 | 4 | 1259.9937 | 1259.9937 | 0 | 6 | 0 | 0 | 4 | 0 | 0 | 0 | 6 | 0 | 251.9987 | 0.096923 | 1 | 0.5 | 0 | 8.2745 | 0 | 8.2745 | 1285.7078 | 0 | 73.5952 | 0.056612 | 1 | 0.5 | 0 | 4.1373 | 0 | 4.1373
2007-02-26 | 2 | 26 | 0 | 57 | 1344 | 33.08 | 1716.8265 | 0 | Heating | 1716.8265 | 4 | 1373.4612 | 1373.4612 | 0 | 6 | 0 | 0 | 4 | 0 | 0 | 0 | 6 | 0 | 274.6922 | 0.10565 | 1 | 0.5 | 0 | 8.2745 | 0 | 8.2745 | 1401.491 | 0 | 80.2227 | 0.06171 | 1 | 0.5 | 0 | 4.1373 | 0 | 4.1373
2007-02-26 01:00 | 2 | 26 | 1 | 57 | 1345 | 32 | 1786.3491 | 0 | Heating | 1786.3491 | 4 | 1429.0793 | 1429.0793 | 0 | 6 | 0 | 0 | 4 | 0 | 0 | 0 | 6 | 0 | 285.8159 | 0.10993 | 1 | 0.5 | 0 | 8.2745 | 0 | 8.2745 | 1458.2442 | 0 | 83.4713 | 0.064209 | 1 | 0.5 | 0 | 4.1373 | 0 | 4.1373
2007-02-26 02:00 | 2 | 26 | 2 | 57 | 1346 | 32 | 1709.751 | 0 | Heating | 1709.751 | 4 | 1367.8008 | 1367.8008 | 0 | 6 | 0 | 0 | 4 | 0 | 0 | 0 | 6 | 0 | 273.5602 | 0.10522 | 1 | 0.5 | 0 | 8.2745 | 0 | 8.2745 | 1395.7151 | 0 | 79.8921 | 0.061455 | 1 | 0.5 | 0 | 4.1373 | 0 | 4.1373
2007-02-26 03:00 | 2 | 26 | 3 | 57 | 1347 | 30.02 | 1879.7461 | 0 | Heating | 1879.7461 | 4 | 1503.7969 | 1503.7969 | 0 | 6 | 0 | 0 | 4 | 0 | 0 | 0 | 6 | 0 | 300.7594 | 0.11568 | 1 | 0.5 | 0 | 8.2745 | 0 | 8.2745 | 1534.4866 | 0 | 87.8355 | 0.067566 | 1 | 0.5 | 0 | 4.1373 | 0 | 4.1373
2007-02-26 04:00 | 2 | 26 | 4 | 57 | 1348 | 28.04 | 1936.7947 | 0 | Heating | 1936.7947 | 4 | 1549.4358 | 1549.4358 | 0 | 6 | 0 | 0 | 4 | 0 | 0 | 0 | 6 | 0 | 309.8872 | 0.11919 | 1 | 0.5 | 0 | 8.2745 | 0 | 8.2745 | 1581.0569 | 0 | 90.5013 | 0.069616 | 1 | 0.5 | 0 | 4.1373 | 0 | 4.1373
2007-02-26 05:00 | 2 | 26 | 5 | 57 | 1349 | 28.04 | 1919.8997 | 0 | Heating | 1919.8997 | 4 | 1535.9198 | 1535.9198 | 0 | 6 | 0 | 0 | 4 | 0 | 0 | 0 | 6 | 0 | 307.184 | 0.11815 | 1 | 0.5 | 0 | 8.2745 | 0 | 8.2745 | 1567.2651 | 0 | 89.7118 | 0.069009 | 1 | 0.5 | 0 | 4.1373 | 0 | 4.1373
2007-02-26 06:00 | 2 | 26 | 6 | 57 | 1350 | 26.06 | 2123.4778 | 0 | Heating | 2123.4778 | 4 | 1698.7822 | 1698.7822 | 0 | 6 | 0 | 0 | 4 | 0 | 0 | 0 | 6 | 0 | 339.7564 | 0.13068 | 1 | 0.5 | 0 | 8.2745 | 0 | 8.2745 | 1733.4512 | 0 | 99.2245 | 0.076327 | 1 | 0.5 | 0 | 4.1373 | 0 | 4.1373
2007-02-26 07:00 | 2 | 26 | 7 | 57 | 1351 | 24.98 | 4873.1261 | 0 | Heating | 4873.1261 | 4 | 3898.5009 | 3200 | 698.5009 | 6 | 34.1198 | 0 | 4 | 0 | 0 | 0 | 6 | 0 | 779.7002 | 0.29988 | 1 | 0.59977 | 0 | 12.5741 | 0 | 12.5741 | 3265.3061 | 0 | 186.9093 | 0.14378 | 1 | 0.5 | 0 | 4.1373 | 0 | 4.1373
2007-02-26 08:00 | 2 | 26 | 8 | 57 | 1352 | 24.98 | 4301.0992 | 0 | Heating | 4301.0992 | 4 | 3440.8794 | 3200 | 240.8794 | 6 | 11.7663 | 0 | 4 | 0 | 0 | 0 | 6 | 0 | 688.1759 | 0.26468 | 1 | 0.52937 | 0 | 9.4352 | 0 | 9.4352 | 3265.3061 | 0 | 186.9093 | 0.14378 | 1 | 0.5 | 0 | 4.1373 | 0 | 4.1373
2007-02-26 09:00 | 2 | 26 | 9 | 57 | 1353 | 32 | 3589.7594 | 0 | Heating | 3589.7594 | 4 | 2871.8075 | 2871.8075 | 0 | 6 | 0 | 0 | 4 | 0 | 0 | 0 | 6 | 0 | 574.3615 | 0.22091 | 1 | 0.5 | 0 | 8.2745 | 0 | 8.2745 | 2930.4158 | 0 | 167.7399 | 0.12903 | 1 | 0.5 | 0 | 4.1373 | 0 | 4.1373
2007-02-26 10:00 | 2 | 26 | 10 | 57 | 1354 | 35.96 | 2824.8659 | 0 | Heating | 2824.8659 | 4 | 2259.8927 | 2259.8927 | 0 | 6 | 0 | 0 | 4 | 0 | 0 | 0 | 6 | 0 | 451.9785 | 0.17384 | 1 | 0.5 | 0 | 8.2745 | 0 | 8.2745 | 2306.013 | 0 | 131.9985 | 0.10154 | 1 | 0.5 | 0 | 4.1373 | 0 | 4.1373
2007-02-26 11:00 | 2 | 26 | 11 | 57 | 1355 | 35.96 | 2343.3203 | 0 | Heating | 2343.3203 | 4 | 1874.6562 | 1874.6562 | 0 | 6 | 0 | 0 | 4 | 0 | 0 | 0 | 6 | 0 | 374.9312 | 0.1442 | 1 | 0.5 | 0 | 8.2745 | 0 | 8.2745 | 1912.9145 | 0 | 109.4971 | 0.084229 | 1 | 0.5 | 0 | 4.1373 | 0 | 4.1373
2007-02-26 12:00 | 2 | 26 | 12 | 57 | 1356 | 41 | 1871.4174 | 0 | Heating | 1871.4174 | 4 | 1497.1339 | 1497.1339 | 0 | 6 | 0 | 0 | 4 | 0 | 0 | 0 | 6 | 0 | 299.4268 | 0.11516 | 1 | 0.5 | 0 | 8.2745 | 0 | 8.2745 | 1527.6877 | 0 | 87.4463 | 0.067266 | 1 | 0.5 | 0 | 4.1373 | 0 | 4.1373
2007-02-26 13:00 | 2 | 26 | 13 | 57 | 1357 | 44.06 | 1682.7048 | 0 | Heating | 1682.7048 | 4 | 1346.1638 | 1346.1638 | 0 | 6 | 0 | 0 | 4 | 0 | 0 | 0 | 6 | 0 | 269.2328 | 0.10355 | 1 | 0.5 | 0 | 8.2745 | 0 | 8.2745 | 1373.6366 | 0 | 78.6283 | 0.060483 | 1 | 0.5 | 0 | 4.1373 | 0 | 4.1373
2007-02-26 14:00 | 2 | 26 | 14 | 57 | 1358 | 44.06 | 1603.0857 | 0 | Heating | 1603.0857 | 4 | 1282.4685 | 1282.4685 | 0 | 6 | 0 | 0 | 4 | 0 | 0 | 0 | 6 | 0 | 256.4937 | 0.098651 | 1 | 0.5 | 0 | 8.2745 | 0 | 8.2745 | 1308.6414 | 0 | 74.9079 | 0.057621 | 1 | 0.5 | 0 | 4.1373 | 0 | 4.1373
2007-02-26 15:00 | 2 | 26 | 15 | 57 | 1359 | 42.98 | 1510.9931 | 0 | Heating | 1510.9931 | 4 | 1208.7945 | 1208.7945 | 0 | 6 | 0 | 0 | 4 | 0 | 0 | 0 | 6 | 0 | 241.7589 | 0.092984 | 1 | 0.5 | 0 | 8.2745 | 0 | 8.2745 | 1233.4638 | 0 | 70.6047 | 0.054311 | 1 | 0.5 | 0 | 4.1373 | 0 | 4.1373
2007-02-26 16:00 | 2 | 26 | 16 | 57 | 1360 | 42.98 | 1535.3699 | 0 | Heating | 1535.3699 | 4 | 1228.2959 | 1228.2959 | 0 | 6 | 0 | 0 | 4 | 0 | 0 | 0 | 6 | 0 | 245.6592 | 0.094484 | 1 | 0.5 | 0 | 8.2745 | 0 | 8.2745 | 1253.3631 | 0 | 71.7437 | 0.055187 | 1 | 0.5 | 0 | 4.1373 | 0 | 4.1373
2007-02-26 17:00 | 2 | 26 | 17 | 57 | 1361 | 42.98 | 1598.8276 | 0 | Heating | 1598.8276 | 4 | 1279.0621 | 1279.0621 | 0 | 6 | 0 | 0 | 4 | 0 | 0 | 0 | 6 | 0 | 255.8124 | 0.098389 | 1 | 0.5 | 0 | 8.2745 | 0 | 8.2745 | 1305.1654 | 0 | 74.709 | 0.057468 | 1 | 0.5 | 0 | 4.1373 | 0 | 4.1373
2007-02-26 18:00 | 2 | 26 | 18 | 57 | 1362 | 39.02 | 1784.7505 | 0 | Heating | 1784.7505 | 4 | 1427.8004 | 1427.8004 | 0 | 6 | 0 | 0 | 4 | 0 | 0 | 0 | 6 | 0 | 285.5601 | 0.10983 | 1 | 0.5 | 0 | 8.2745 | 0 | 8.2745 | 1456.9392 | 0 | 83.3966 | 0.064151 | 1 | 0.5 | 0 | 4.1373 | 0 | 4.1373
2007-02-26 19:00 | 2 | 26 | 19 | 57 | 1363 | 39.02 | 2013.8963 | 0 | Heating | 2013.8963 | 4 | 1611.117 | 1611.117 | 0 | 6 | 0 | 0 | 4 | 0 | 0 | 0 | 6 | 0 | 322.2234 | 0.12393 | 1 | 0.5 | 0 | 8.2745 | 0 | 8.2745 | 1643.9969 | 0 | 94.104 | 0.072388 | 1 | 0.5 | 0 | 4.1373 | 0 | 4.1373
2007-02-26 20:00 | 2 | 26 | 20 | 57 | 1364 | 39.02 | 2107.3304 | 0 | Heating | 2107.3304 | 4 | 1685.8643 | 1685.8643 | 0 | 6 | 0 | 0 | 4 | 0 | 0 | 0 | 6 | 0 | 337.1729 | 0.12968 | 1 | 0.5 | 0 | 8.2745 | 0 | 8.2745 | 1720.2697 | 0 | 98.4699 | 0.075746 | 1 | 0.5 | 0 | 4.1373 | 0 | 4.1373
2007-02-26 21:00 | 2 | 26 | 21 | 57 | 1365 | 37.94 | 2163.9421 | 0 | Heating | 2163.9421 | 4 | 1731.1537 | 1731.1537 | 0 | 6 | 0 | 0 | 4 | 0 | 0 | 0 | 6 | 0 | 346.2307 | 0.13317 | 1 | 0.5 | 0 | 8.2745 | 0 | 8.2745 | 1766.4833 | 0 | 101.1152 | 0.077781 | 1 | 0.5 | 0 | 4.1373 | 0 | 4.1373
2007-02-26 22:00 | 2 | 26 | 22 | 57 | 1366 | 37.94 | 1299.9766 | 0 | Heating | 1299.9766 | 4 | 1039.9812 | 1039.9812 | 0 | 6 | 0 | 0 | 4 | 0 | 0 | 0 | 6 | 0 | 207.9962 | 0.079999 | 1 | 0.5 | 0 | 8.2745 | 0 | 8.2745 | 1061.2054 | 0 | 60.7444 | 0.046726 | 1 | 0.5 | 0 | 4.1373 | 0 | 4.1373
2007-02-26 23:00 | 2 | 26 | 23 | 57 | 1367 | 37.94 | 1211.6081 | 0 | Heating | 1211.6081 | 4 | 969.2865 | 969.2865 | 0 | 6 | 0 | 0 | 4 | 0 | 0 | 0 | 6 | 0 | 193.8573 | 0.07456 | 1 | 0.5 | 0 | 8.2745 | 0 | 8.2745 | 989.0678 | 0 | 56.6152 | 0.04355 | 1 | 0.5 | 0 | 4.1373 | 0 | 4.1373
2007-02-27 | 2 | 27 | 0 | 58 | 1368 | 35.96 | 1230.2684 | 0 | Heating | 1230.2684 | 4 | 984.2147 | 984.2147 | 0 | 6 | 0 | 0 | 4 | 0 | 0 | 0 | 6 | 0 | 196.8429 | 0.075709 | 1 | 0.5 | 0 | 8.2745 | 0 | 8.2745 | 1004.3007 | 0 | 57.4872 | 0.044221 | 1 | 0.5 | 0 | 4.1373 | 0 | 4.1373
2007-02-27 01:00 | 2 | 27 | 1 | 58 | 1369 | 35.6 | 1260.1747 | 0 | Heating | 1260.1747 | 4 | 1008.1398 | 1008.1398 | 0 | 6 | 0 | 0 | 4 | 0 | 0 | 0 | 6 | 0 | 201.628 | 0.077549 | 1 | 0.5 | 0 | 8.2745 | 0 | 8.2745 | 1028.714 | 0 | 58.8846 | 0.045296 | 1 | 0.5 | 0 | 4.1373 | 0 | 4.1373
2007-02-27 02:00 | 2 | 27 | 2 | 58 | 1370 | 35.06 | 1159.7241 | 0 | Heating | 1159.7241 | 4 | 927.7793 | 927.7793 | 0 | 6 | 0 | 0 | 4 | 0 | 0 | 0 | 6 | 0 | 185.5559 | 0.071368 | 1 | 0.5 | 0 | 8.2745 | 0 | 8.2745 | 946.7136 | 0 | 54.1908 | 0.041685 | 1 | 0.5 | 0 | 4.1373 | 0 | 4.1373
2007-02-27 03:00 | 2 | 27 | 3 | 58 | 1371 | 32 | 1262.7344 | 0 | Heating | 1262.7344 | 4 | 1010.1875 | 1010.1875 | 0 | 6 | 0 | 0 | 4 | 0 | 0 | 0 | 6 | 0 | 202.0375 | 0.077707 | 1 | 0.5 | 0 | 8.2745 | 0 | 8.2745 | 1030.8036 | 0 | 59.0042 | 0.045388 | 1 | 0.5 | 0 | 4.1373 | 0 | 4.1373
2007-02-27 04:00 | 2 | 27 | 4 | 58 | 1372 | 32 | 1353.8985 | 0 | Heating | 1353.8985 | 4 | 1083.1188 | 1083.1188 | 0 | 6 | 0 | 0 | 4 | 0 | 0 | 0 | 6 | 0 | 216.6238 | 0.083317 | 1 | 0.5 | 0 | 8.2745 | 0 | 8.2745 | 1105.2233 | 0 | 63.2641 | 0.048665 | 1 | 0.5 | 0 | 4.1373 | 0 | 4.1373
2007-02-27 05:00 | 2 | 27 | 5 | 58 | 1373 | 32 | 1392.2484 | 0 | Heating | 1392.2484 | 4 | 1113.7987 | 1113.7987 | 0 | 6 | 0 | 0 | 4 | 0 | 0 | 0 | 6 | 0 | 222.7597 | 0.085677 | 1 | 0.5 | 0 | 8.2745 | 0 | 8.2745 | 1136.5293 | 0 | 65.0561 | 0.050043 | 1 | 0.5 | 0 | 4.1373 | 0 | 4.1373
2007-02-27 06:00 | 2 | 27 | 6 | 58 | 1374 | 33.08 | 1609.8063 | 0 | Heating | 1609.8063 | 4 | 1287.8451 | 1287.8451 | 0 | 6 | 0 | 0 | 4 | 0 | 0 | 0 | 6 | 0 | 257.569 | 0.099065 | 1 | 0.5 | 0 | 8.2745 | 0 | 8.2745 | 1314.1276 | 0 | 75.222 | 0.057863 | 1 | 0.5 | 0 | 4.1373 | 0 | 4.1373
2007-02-27 07:00 | 2 | 27 | 7 | 58 | 1375 | 33.8 | 4115.9266 | 0 | Heating | 4115.9266 | 4 | 3292.7412 | 3200 | 92.7412 | 6 | 4.5302 | 0 | 4 | 0 | 0 | 0 | 6 | 0 | 658.5482 | 0.25329 | 1 | 0.50658 | 0 | 8.527 | 0 | 8.527 | 3265.3061 | 0 | 186.9093 | 0.14378 | 1 | 0.5 | 0 | 4.1373 | 0 | 4.1373
2007-02-27 08:00 | 2 | 27 | 8 | 58 | 1376 | 33.08 | 3544.1256 | 0 | Heating | 3544.1256 | 4 | 2835.3005 | 2835.3005 | 0 | 6 | 0 | 0 | 4 | 0 | 0 | 0 | 6 | 0 | 567.0601 | 0.2181 | 1 | 0.5 | 0 | 8.2745 | 0 | 8.2745 | 2893.1638 | 0 | 165.6075 | 0.12739 | 1 | 0.5 | 0 | 4.1373 | 0 | 4.1373
2007-02-27 09:00 | 2 | 27 | 9 | 58 | 1377 | 33.98 | 3141.5468 | 0 | Heating | 3141.5468 | 4 | 2513.2375 | 2513.2375 | 0 | 6 | 0 | 0 | 4 | 0 | 0 | 0 | 6 | 0 | 502.6475 | 0.19333 | 1 | 0.5 | 0 | 8.2745 | 0 | 8.2745 | 2564.528 | 0 | 146.7961 | 0.11292 | 1 | 0.5 | 0 | 4.1373 | 0 | 4.1373
2007-02-27 10:00 | 2 | 27 | 10 | 58 | 1378 | 35.06 | 2640.2677 | 0 | Heating | 2640.2677 | 4 | 2112.2141 | 2112.2141 | 0 | 6 | 0 | 0 | 4 | 0 | 0 | 0 | 6 | 0 | 422.4428 | 0.16248 | 1 | 0.5 | 0 | 8.2745 | 0 | 8.2745 | 2155.3206 | 0 | 123.3727 | 0.094902 | 1 | 0.5 | 0 | 4.1373 | 0 | 4.1373
2007-02-27 11:00 | 2 | 27 | 11 | 58 | 1379 | 35.06 | 2329.3187 | 0 | Heating | 2329.3187 | 4 | 1863.4549 | 1863.4549 | 0 | 6 | 0 | 0 | 4 | 0 | 0 | 0 | 6 | 0 | 372.691 | 0.14334 | 1 | 0.5 | 0 | 8.2745 | 0 | 8.2745 | 1901.4846 | 0 | 108.8429 | 0.083725 | 1 | 0.5 | 0 | 4.1373 | 0 | 4.1373
2007-02-27 12:00 | 2 | 27 | 12 | 58 | 1380 | 41 | 2024.5663 | 0 | Heating | 2024.5663 | 4 | 1619.6531 | 1619.6531 | 0 | 6 | 0 | 0 | 4 | 0 | 0 | 0 | 6 | 0 | 323.9306 | 0.12459 | 1 | 0.5 | 0 | 8.2745 | 0 | 8.2745 | 1652.7072 | 0 | 94.6026 | 0.072771 | 1 | 0.5 | 0 | 4.1373 | 0 | 4.1373
2007-02-27 13:00 | 2 | 27 | 13 | 58 | 1381 | 41 | 1882.0738 | 0 | Heating | 1882.0738 | 4 | 1505.6591 | 1505.6591 | 0 | 6 | 0 | 0 | 4 | 0 | 0 | 0 | 6 | 0 | 301.1318 | 0.11582 | 1 | 0.5 | 0 | 8.2745 | 0 | 8.2745 | 1536.3868 | 0 | 87.9443 | 0.067649 | 1 | 0.5 | 0 | 4.1373 | 0 | 4.1373
2007-02-27 14:00 | 2 | 27 | 14 | 58 | 1382 | 41 | 1786.0578 | 0 | Heating | 1786.0578 | 4 | 1428.8462 | 1428.8462 | 0 | 6 | 0 | 0 | 4 | 0 | 0 | 0 | 6 | 0 | 285.7692 | 0.10991 | 1 | 0.5 | 0 | 8.2745 | 0 | 8.2745 | 1458.0064 | 0 | 83.4577 | 0.064198 | 1 | 0.5 | 0 | 4.1373 | 0 | 4.1373
2007-02-27 15:00 | 2 | 27 | 15 | 58 | 1383 | 39.02 | 1682.9848 | 0 | Heating | 1682.9848 | 4 | 1346.3879 | 1346.3879 | 0 | 6 | 0 | 0 | 4 | 0 | 0 | 0 | 6 | 0 | 269.2776 | 0.10357 | 1 | 0.5 | 0 | 8.2745 | 0 | 8.2745 | 1373.8652 | 0 | 78.6414 | 0.060493 | 1 | 0.5 | 0 | 4.1373 | 0 | 4.1373
2007-02-27 16:00 | 2 | 27 | 16 | 58 | 1384 | 37.94 | 1720.9041 | 0 | Heating | 1720.9041 | 4 | 1376.7233 | 1376.7233 | 0 | 6 | 0 | 0 | 4 | 0 | 0 | 0 | 6 | 0 | 275.3447 | 0.1059 | 1 | 0.5 | 0 | 8.2745 | 0 | 8.2745 | 1404.8197 | 0 | 80.4133 | 0.061856 | 1 | 0.5 | 0 | 4.1373 | 0 | 4.1373
2007-02-27 17:00 | 2 | 27 | 17 | 58 | 1385 | 37.94 | 1752.967 | 0 | Heating | 1752.967 | 4 | 1402.3736 | 1402.3736 | 0 | 6 | 0 | 0 | 4 | 0 | 0 | 0 | 6 | 0 | 280.4747 | 0.10787 | 1 | 0.5 | 0 | 8.2745 | 0 | 8.2745 | 1430.9935 | 0 | 81.9115 | 0.063009 | 1 | 0.5 | 0 | 4.1373 | 0 | 4.1373
2007-02-27 18:00 | 2 | 27 | 18 | 58 | 1386 | 39.92 | 1873.6113 | 0 | Heating | 1873.6113 | 4 | 1498.8891 | 1498.8891 | 0 | 6 | 0 | 0 | 4 | 0 | 0 | 0 | 6 | 0 | 299.7778 | 0.1153 | 1 | 0.5 | 0 | 8.2745 | 0 | 8.2745 | 1529.4786 | 0 | 87.5489 | 0.067345 | 1 | 0.5 | 0 | 4.1373 | 0 | 4.1373
2007-02-27 19:00 | 2 | 27 | 19 | 58 | 1387 | 37.4 | 2072.8212 | 0 | Heating | 2072.8212 | 4 | 1658.257 | 1658.257 | 0 | 6 | 0 | 0 | 4 | 0 | 0 | 0 | 6 | 0 | 331.6514 | 0.12756 | 1 | 0.5 | 0 | 8.2745 | 0 | 8.2745 | 1692.099 | 0 | 96.8574 | 0.074506 | 1 | 0.5 | 0 | 4.1373 | 0 | 4.1373
2007-02-27 20:00 | 2 | 27 | 20 | 58 | 1388 | 35.96 | 2068.7491 | 0 | Heating | 2068.7491 | 4 | 1654.9993 | 1654.9993 | 0 | 6 | 0 | 0 | 4 | 0 | 0 | 0 | 6 | 0 | 330.9999 | 0.12731 | 1 | 0.5 | 0 | 8.2745 | 0 | 8.2745 | 1688.7748 | 0 | 96.6671 | 0.074359 | 1 | 0.5 | 0 | 4.1373 | 0 | 4.1373
2007-02-27 21:00 | 2 | 27 | 21 | 58 | 1389 | 35.96 | 2160.5556 | 0 | Heating | 2160.5556 | 4 | 1728.4445 | 1728.4445 | 0 | 6 | 0 | 0 | 4 | 0 | 0 | 0 | 6 | 0 | 345.6889 | 0.13296 | 1 | 0.5 | 0 | 8.2745 | 0 | 8.2745 | 1763.7189 | 0 | 100.957 | 0.077659 | 1 | 0.5 | 0 | 4.1373 | 0 | 4.1373
2007-02-27 22:00 | 2 | 27 | 22 | 58 | 1390 | 35.6 | 1348.7652 | 0 | Heating | 1348.7652 | 4 | 1079.0121 | 1079.0121 | 0 | 6 | 0 | 0 | 4 | 0 | 0 | 0 | 6 | 0 | 215.8024 | 0.083001 | 1 | 0.5 | 0 | 8.2745 | 0 | 8.2745 | 1101.0328 | 0 | 63.0242 | 0.04848 | 1 | 0.5 | 0 | 4.1373 | 0 | 4.1373
2007-02-27 23:00 | 2 | 27 | 23 | 58 | 1391 | 35.96 | 1290.9131 | 0 | Heating | 1290.9131 | 4 | 1032.7305 | 1032.7305 | 0 | 6 | 0 | 0 | 4 | 0 | 0 | 0 | 6 | 0 | 206.5461 | 0.079441 | 1 | 0.5 | 0 | 8.2745 | 0 | 8.2745 | 1053.8066 | 0 | 60.3209 | 0.046401 | 1 | 0.5 | 0 | 4.1373 | 0 | 4.1373
2007-02-28 | 2 | 28 | 0 | 59 | 1392 | 35.6 | 1358.2081 | 0 | Heating | 1358.2081 | 4 | 1086.5665 | 1086.5665 | 0 | 6 | 0 | 0 | 4 | 0 | 0 | 0 | 6 | 0 | 217.3133 | 0.083582 | 1 | 0.5 | 0 | 8.2745 | 0 | 8.2745 | 1108.7413 | 0 | 63.4654 | 0.04882 | 1 | 0.5 | 0 | 4.1373 | 0 | 4.1373
2007-02-28 01:00 | 2 | 28 | 1 | 59 | 1393 | 35.06 | 1370.7948 | 0 | Heating | 1370.7948 | 4 | 1096.6359 | 1096.6359 | 0 | 6 | 0 | 0 | 4 | 0 | 0 | 0 | 6 | 0 | 219.3272 | 0.084357 | 1 | 0.5 | 0 | 8.2745 | 0 | 8.2745 | 1119.0162 | 0 | 64.0536 | 0.049272 | 1 | 0.5 | 0 | 4.1373 | 0 | 4.1373
2007-02-28 02:00 | 2 | 28 | 2 | 59 | 1394 | 35.06 | 1239.7909 | 0 | Heating | 1239.7909 | 4 | 991.8327 | 991.8327 | 0 | 6 | 0 | 0 | 4 | 0 | 0 | 0 | 6 | 0 | 198.3665 | 0.076295 | 1 | 0.5 | 0 | 8.2745 | 0 | 8.2745 | 1012.0742 | 0 | 57.9321 | 0.044563 | 1 | 0.5 | 0 | 4.1373 | 0 | 4.1373
2007-02-28 03:00 | 2 | 28 | 3 | 59 | 1395 | 33.8 | 1398.4816 | 0 | Heating | 1398.4816 | 4 | 1118.7853 | 1118.7853 | 0 | 6 | 0 | 0 | 4 | 0 | 0 | 0 | 6 | 0 | 223.7571 | 0.08606 | 1 | 0.5 | 0 | 8.2745 | 0 | 8.2745 | 1141.6176 | 0 | 65.3473 | 0.050267 | 1 | 0.5 | 0 | 4.1373 | 0 | 4.1373
2007-02-28 04:00 | 2 | 28 | 4 | 59 | 1396 | 33.8 | 1473.2273 | 0 | Heating | 1473.2273 | 4 | 1178.5819 | 1178.5819 | 0 | 6 | 0 | 0 | 4 | 0 | 0 | 0 | 6 | 0 | 235.7164 | 0.09066 | 1 | 0.5 | 0 | 8.2745 | 0 | 8.2745 | 1202.6346 | 0 | 68.84 | 0.052954 | 1 | 0.5 | 0 | 4.1373 | 0 | 4.1373
2007-02-28 05:00 | 2 | 28 | 5 | 59 | 1397 | 33.98 | 1595.7257 | 0 | Heating | 1595.7257 | 4 | 1276.5806 | 1276.5806 | 0 | 6 | 0 | 0 | 4 | 0 | 0 | 0 | 6 | 0 | 255.3161 | 0.098199 | 1 | 0.5 | 0 | 8.2745 | 0 | 8.2745 | 1302.6333 | 0 | 74.564 | 0.057357 | 1 | 0.5 | 0 | 4.1373 | 0 | 4.1373
2007-02-28 06:00 | 2 | 28 | 6 | 59 | 1398 | 35.06 | 1927.2152 | 0 | Heating | 1927.2152 | 4 | 1541.7722 | 1541.7722 | 0 | 6 | 0 | 0 | 4 | 0 | 0 | 0 | 6 | 0 | 308.3544 | 0.1186 | 1 | 0.5 | 0 | 8.2745 | 0 | 8.2745 | 1573.2369 | 0 | 90.0536 | 0.069272 | 1 | 0.5 | 0 | 4.1373 | 0 | 4.1373
2007-02-28 07:00 | 2 | 28 | 7 | 59 | 1399 | 35.6 | 4607.594 | 0 | Heating | 4607.594 | 4 | 3686.0752 | 3200 | 486.0752 | 6 | 23.7434 | 0 | 4 | 0 | 0 | 0 | 6 | 0 | 737.215 | 0.28354 | 1 | 0.56709 | 0 | 11.0538 | 0 | 11.0538 | 3265.3061 | 0 | 186.9093 | 0.14378 | 1 | 0.5 | 0 | 4.1373 | 0 | 4.1373
2007-02-28 08:00 | 2 | 28 | 8 | 59 | 1400 | 35.96 | 3836.1377 | 0 | Heating | 3836.1377 | 4 | 3068.9102 | 3068.9102 | 0 | 6 | 0 | 0 | 4 | 0 | 0 | 0 | 6 | 0 | 613.782 | 0.23607 | 1 | 0.5 | 0 | 8.2745 | 0 | 8.2745 | 3131.541 | 0 | 179.2525 | 0.13789 | 1 | 0.5 | 0 | 4.1373 | 0 | 4.1373
2007-02-28 09:00 | 2 | 28 | 9 | 59 | 1401 | 37.04 | 3187.5042 | 0 | Heating | 3187.5042 | 4 | 2550.0033 | 2550.0033 | 0 | 6 | 0 | 0 | 4 | 0 | 0 | 0 | 6 | 0 | 510.0007 | 0.19615 | 1 | 0.5 | 0 | 8.2745 | 0 | 8.2745 | 2602.0442 | 0 | 148.9436 | 0.11457 | 1 | 0.5 | 0 | 4.1373 | 0 | 4.1373
2007-02-28 10:00 | 2 | 28 | 10 | 59 | 1402 | 37.4 | 2467.2211 | 0 | Heating | 2467.2211 | 4 | 1973.7769 | 1973.7769 | 0 | 6 | 0 | 0 | 4 | 0 | 0 | 0 | 6 | 0 | 394.7554 | 0.15183 | 1 | 0.5 | 0 | 8.2745 | 0 | 8.2745 | 2014.058 | 0 | 115.2867 | 0.088682 | 1 | 0.5 | 0 | 4.1373 | 0 | 4.1373
2007-02-28 11:00 | 2 | 28 | 11 | 59 | 1403 | 37.94 | 2065.0398 | 0 | Heating | 2065.0398 | 4 | 1652.0318 | 1652.0318 | 0 | 6 | 0 | 0 | 4 | 0 | 0 | 0 | 6 | 0 | 330.4064 | 0.12708 | 1 | 0.5 | 0 | 8.2745 | 0 | 8.2745 | 1685.7467 | 0 | 96.4938 | 0.074226 | 1 | 0.5 | 0 | 4.1373 | 0 | 4.1373
2007-02-28 12:00 | 2 | 28 | 12 | 59 | 1404 | 39.92 | 1726.3384 | 0 | Heating | 1726.3384 | 4 | 1381.0707 | 1381.0707 | 0 | 6 | 0 | 0 | 4 | 0 | 0 | 0 | 6 | 0 | 276.2141 | 0.10624 | 1 | 0.5 | 0 | 8.2745 | 0 | 8.2745 | 1409.2559 | 0 | 80.6672 | 0.062052 | 1 | 0.5 | 0 | 4.1373 | 0 | 4.1373
2007-02-28 13:00 | 2 | 28 | 13 | 59 | 1405 | 41 | 1461.0471 | 0 | Heating | 1461.0471 | 4 | 1168.8377 | 1168.8377 | 0 | 6 | 0 | 0 | 4 | 0 | 0 | 0 | 6 | 0 | 233.7675 | 0.089911 | 1 | 0.5 | 0 | 8.2745 | 0 | 8.2745 | 1192.6915 | 0 | 68.2708 | 0.052516 | 1 | 0.5 | 0 | 4.1373 | 0 | 4.1373
2007-02-28 14:00 | 2 | 28 | 14 | 59 | 1406 | 41 | 1269.3778 | 0 | Heating | 1269.3778 | 4 | 1015.5023 | 1015.5023 | 0 | 6 | 0 | 0 | 4 | 0 | 0 | 0 | 6 | 0 | 203.1005 | 0.078116 | 1 | 0.5 | 0 | 8.2745 | 0 | 8.2745 | 1036.2268 | 0 | 59.3146 | 0.045627 | 1 | 0.5 | 0 | 4.1373 | 0 | 4.1373
2007-02-28 15:00 | 2 | 28 | 15 | 59 | 1407 | 42.8 | 1168.8825 | 0 | Heating | 1168.8825 | 4 | 935.106 | 935.106 | 0 | 6 | 0 | 0 | 4 | 0 | 0 | 0 | 6 | 0 | 187.0212 | 0.071931 | 1 | 0.5 | 0 | 8.2745 | 0 | 8.2745 | 954.1898 | 0 | 54.6188 | 0.042014 | 1 | 0.5 | 0 | 4.1373 | 0 | 4.1373
2007-02-28 16:00 | 2 | 28 | 16 | 59 | 1408 | 42.08 | 1130.4333 | 0 | Heating | 1130.4333 | 4 | 904.3467 | 904.3467 | 0 | 6 | 0 | 0 | 4 | 0 | 0 | 0 | 6 | 0 | 180.8693 | 0.069565 | 1 | 0.5 | 0 | 8.2745 | 0 | 8.2745 | 922.8027 | 0 | 52.8221 | 0.040632 | 1 | 0.5 | 0 | 4.1373 | 0 | 4.1373
2007-02-28 17:00 | 2 | 28 | 17 | 59 | 1409 | 42.08 | 1232.3982 | 0 | Heating | 1232.3982 | 4 | 985.9186 | 985.9186 | 0 | 6 | 0 | 0 | 4 | 0 | 0 | 0 | 6 | 0 | 197.1837 | 0.07584 | 1 | 0.5 | 0 | 8.2745 | 0 | 8.2745 | 1006.0393 | 0 | 57.5867 | 0.044297 | 1 | 0.5 | 0 | 4.1373 | 0 | 4.1373
2007-02-28 18:00 | 2 | 28 | 18 | 59 | 1410 | 39.2 | 1459.2049 | 0 | Heating | 1459.2049 | 4 | 1167.3639 | 1167.3639 | 0 | 6 | 0 | 0 | 4 | 0 | 0 | 0 | 6 | 0 | 233.4728 | 0.089797 | 1 | 0.5 | 0 | 8.2745 | 0 | 8.2745 | 1191.1876 | 0 | 68.1848 | 0.05245 | 1 | 0.5 | 0 | 4.1373 | 0 | 4.1373
2007-02-28 19:00 | 2 | 28 | 19 | 59 | 1411 | 37.04 | 1704.5979 | 0 | Heating | 1704.5979 | 4 | 1363.6783 | 1363.6783 | 0 | 6 | 0 | 0 | 4 | 0 | 0 | 0 | 6 | 0 | 272.7357 | 0.1049 | 1 | 0.5 | 0 | 8.2745 | 0 | 8.2745 | 1391.5085 | 0 | 79.6513 | 0.06127 | 1 | 0.5 | 0 | 4.1373 | 0 | 4.1373
2007-02-28 20:00 | 2 | 28 | 20 | 59 | 1412 | 35.96 | 1940.5548 | 0 | Heating | 1940.5548 | 4 | 1552.4438 | 1552.4438 | 0 | 6 | 0 | 0 | 4 | 0 | 0 | 0 | 6 | 0 | 310.4888 | 0.11942 | 1 | 0.5 | 0 | 8.2745 | 0 | 8.2745 | 1584.1264 | 0 | 90.677 | 0.069752 | 1 | 0.5 | 0 | 4.1373 | 0 | 4.1373
2007-02-28 21:00 | 2 | 28 | 21 | 59 | 1413 | 35.42 | 2166.9767 | 0 | Heating | 2166.9767 | 4 | 1733.5814 | 1733.5814 | 0 | 6 | 0 | 0 | 4 | 0 | 0 | 0 | 6 | 0 | 346.7163 | 0.13335 | 1 | 0.5 | 0 | 8.2745 | 0 | 8.2745 | 1768.9606 | 0 | 101.257 | 0.07789 | 1 | 0.5 | 0 | 4.1373 | 0 | 4.1373
2007-02-28 22:00 | 2 | 28 | 22 | 59 | 1414 | 33.98 | 1257.9424 | 0 | Heating | 1257.9424 | 4 | 1006.354 | 1006.354 | 0 | 6 | 0 | 0 | 4 | 0 | 0 | 0 | 6 | 0 | 201.2708 | 0.077412 | 1 | 0.5 | 0 | 8.2745 | 0 | 8.2745 | 1026.8918 | 0 | 58.7803 | 0.045216 | 1 | 0.5 | 0 | 4.1373 | 0 | 4.1373
2007-02-28 23:00 | 2 | 28 | 23 | 59 | 1415 | 32.72 | 1139.2101 | 0 | Heating | 1139.2101 | 4 | 911.368 | 911.368 | 0 | 6 | 0 | 0 | 4 | 0 | 0 | 0 | 6 | 0 | 182.2736 | 0.070105 | 1 | 0.5 | 0 | 8.2745 | 0 | 8.2745 | 929.9674 | 0 | 53.2322 | 0.040948 | 1 | 0.5 | 0 | 4.1373 | 0 | 4.1373
2007-03-01 | 3 | 1 | 0 | 60 | 1416 | 31.1 | 1048.6359 | 0 | Heating | 1048.6359 | 4 | 838.9087 | 838.9087 | 0 | 6 | 0 | 0 | 4 | 0 | 0 | 0 | 6 | 0 | 167.7817 | 0.064531 | 1 | 0.5 | 0 | 8.2745 | 0 | 8.2745 | 856.0293 | 0 | 49 | 0.037692 | 1 | 0.5 | 0 | 4.1373 | 0 | 4.1373
2007-03-01 01:00 | 3 | 1 | 1 | 60 | 1417 | 29.3 | 745.8547 | 0 | Heating | 745.8547 | 4 | 596.6838 | 596.6838 | 0 | 6 | 0 | 0 | 4 | 0 | 0 | 0 | 6 | 0 | 119.3368 | 0.045899 | 1 | 0.5 | 0 | 8.2745 | 0 | 8.2745 | 608.861 | 0 | 34.8518 | 0.026809 | 1 | 0.5 | 0 | 4.1373 | 0 | 4.1373
2007-03-01 02:00 | 3 | 1 | 2 | 60 | 1418 | 28.76 | 713.0086 | 0 | Heating | 713.0086 | 4 | 570.4069 | 570.4069 | 0 | 6 | 0 | 0 | 4 | 0 | 0 | 0 | 6 | 0 | 114.0814 | 0.043877 | 1 | 0.5 | 0 | 8.2745 | 0 | 8.2745 | 582.0478 | 0 | 33.317 | 0.025628 | 1 | 0.5 | 0 | 4.1373 | 0 | 4.1373
2007-03-01 03:00 | 3 | 1 | 3 | 60 | 1419 | 26.96 | 660.9285 | 0 | Heating | 660.9285 | 4 | 528.7428 | 528.7428 | 0 | 6 | 0 | 0 | 4 | 0 | 0 | 0 | 6 | 0 | 105.7486 | 0.040673 | 1 | 0.5 | 0 | 8.2745 | 0 | 8.2745 | 539.5335 | 0 | 30.8834 | 0.023756 | 1 | 0.5 | 0 | 4.1373 | 0 | 4.1373
2007-03-01 04:00 | 3 | 1 | 4 | 60 | 1420 | 25.16 | 597.9952 | 0 | Heating | 597.9952 | 4 | 478.3962 | 478.3962 | 0 | 6 | 0 | 0 | 4 | 0 | 0 | 0 | 6 | 0 | 95.6792 | 0.0368 | 1 | 0.5 | 0 | 8.2745 | 0 | 8.2745 | 488.1594 | 0 | 27.9427 | 0.021494 | 1 | 0.5 | 0 | 4.1373 | 0 | 4.1373
2007-03-01 05:00 | 3 | 1 | 5 | 60 | 1421 | 23.72 | 615.8612 | 0 | Heating | 615.8612 | 4 | 492.689 | 492.689 | 0 | 6 | 0 | 0 | 4 | 0 | 0 | 0 | 6 | 0 | 98.5378 | 0.037899 | 1 | 0.5 | 0 | 8.2745 | 0 | 8.2745 | 502.7438 | 0 | 28.7776 | 0.022137 | 1 | 0.5 | 0 | 4.1373 | 0 | 4.1373
2007-03-01 06:00 | 3 | 1 | 6 | 60 | 1422 | 22.46 | 866.3341 | 0 | Heating | 866.3341 | 4 | 693.0673 | 693.0673 | 0 | 6 | 0 | 0 | 4 | 0 | 0 | 0 | 6 | 0 | 138.6135 | 0.053313 | 1 | 0.5 | 0 | 8.2745 | 0 | 8.2745 | 707.2115 | 0 | 40.4815 | 0.03114 | 1 | 0.5 | 0 | 4.1373 | 0 | 4.1373
2007-03-01 07:00 | 3 | 1 | 7 | 60 | 1423 | 21.92 | 2879.3805 | 0 | Heating | 2879.3805 | 4 | 2303.5044 | 2303.5044 | 0 | 6 | 0 | 0 | 4 | 0 | 0 | 0 | 6 | 0 | 460.7009 | 0.17719 | 1 | 0.5 | 0 | 8.2745 | 0 | 8.2745 | 2350.5147 | 0 | 134.5458 | 0.1035 | 1 | 0.5 | 0 | 4.1373 | 0 | 4.1373
2007-03-01 08:00 | 3 | 1 | 8 | 60 | 1424 | 21.92 | 2406.7763 | 0 | Heating | 2406.7763 | 4 | 1925.421 | 1925.421 | 0 | 6 | 0 | 0 | 4 | 0 | 0 | 0 | 6 | 0 | 385.0842 | 0.14811 | 1 | 0.5 | 0 | 8.2745 | 0 | 8.2745 | 1964.7153 | 0 | 112.4622 | 0.086509 | 1 | 0.5 | 0 | 4.1373 | 0 | 4.1373
2007-03-01 09:00 | 3 | 1 | 9 | 60 | 1425 | 23 | 2189.0793 | 0 | Heating | 2189.0793 | 4 | 1751.2635 | 1751.2635 | 0 | 6 | 0 | 0 | 4 | 0 | 0 | 0 | 6 | 0 | 350.2527 | 0.13471 | 1 | 0.5 | 0 | 8.2745 | 0 | 8.2745 | 1787.0035 | 0 | 102.2898 | 0.078684 | 1 | 0.5 | 0 | 4.1373 | 0 | 4.1373
2007-03-01 10:00 | 3 | 1 | 10 | 60 | 1426 | 24.08 | 1806.163 | 0 | Heating | 1806.163 | 4 | 1444.9304 | 1444.9304 | 0 | 6 | 0 | 0 | 4 | 0 | 0 | 0 | 6 | 0 | 288.9861 | 0.11115 | 1 | 0.5 | 0 | 8.2745 | 0 | 8.2745 | 1474.4188 | 0 | 84.3972 | 0.064921 | 1 | 0.5 | 0 | 4.1373 | 0 | 4.1373
2007-03-01 11:00 | 3 | 1 | 11 | 60 | 1427 | 24.08 | 1616.2984 | 0 | Heating | 1616.2984 | 4 | 1293.0387 | 1293.0387 | 0 | 6 | 0 | 0 | 4 | 0 | 0 | 0 | 6 | 0 | 258.6077 | 0.099465 | 1 | 0.5 | 0 | 8.2745 | 0 | 8.2745 | 1319.4272 | 0 | 75.5253 | 0.058096 | 1 | 0.5 | 0 | 4.1373 | 0 | 4.1373
2007-03-01 12:00 | 3 | 1 | 12 | 60 | 1428 | 28.04 | 1402.0294 | 0 | Heating | 1402.0294 | 4 | 1121.6235 | 1121.6235 | 0 | 6 | 0 | 0 | 4 | 0 | 0 | 0 | 6 | 0 | 224.3247 | 0.086279 | 1 | 0.5 | 0 | 8.2745 | 0 | 8.2745 | 1144.5138 | 0 | 65.5131 | 0.050395 | 1 | 0.5 | 0 | 4.1373 | 0 | 4.1373
2007-03-01 13:00 | 3 | 1 | 13 | 60 | 1429 | 30.02 | 1292.8163 | 0 | Heating | 1292.8163 | 4 | 1034.253 | 1034.253 | 0 | 6 | 0 | 0 | 4 | 0 | 0 | 0 | 6 | 0 | 206.8506 | 0.079558 | 1 | 0.5 | 0 | 8.2745 | 0 | 8.2745 | 1055.3602 | 0 | 60.4099 | 0.046469 | 1 | 0.5 | 0 | 4.1373 | 0 | 4.1373
2007-03-01 14:00 | 3 | 1 | 14 | 60 | 1430 | 30.02 | 1224.6961 | 0 | Heating | 1224.6961 | 4 | 979.7569 | 979.7569 | 0 | 6 | 0 | 0 | 4 | 0 | 0 | 0 | 6 | 0 | 195.9514 | 0.075366 | 1 | 0.5 | 0 | 8.2745 | 0 | 8.2745 | 999.752 | 0 | 57.2268 | 0.044021 | 1 | 0.5 | 0 | 4.1373 | 0 | 4.1373
2007-03-01 15:00 | 3 | 1 | 15 | 60 | 1431 | 33.98 | 1205.2092 | 0 | Heating | 1205.2092 | 4 | 964.1674 | 964.1674 | 0 | 6 | 0 | 0 | 4 | 0 | 0 | 0 | 6 | 0 | 192.8335 | 0.074167 | 1 | 0.5 | 0 | 8.2745 | 0 | 8.2745 | 983.8442 | 0 | 56.3162 | 0.04332 | 1 | 0.5 | 0 | 4.1373 | 0 | 4.1373
2007-03-01 16:00 | 3 | 1 | 16 | 60 | 1432 | 35.06 | 1239.4359 | 0 | Heating | 1239.4359 | 4 | 991.5487 | 991.5487 | 0 | 6 | 0 | 0 | 4 | 0 | 0 | 0 | 6 | 0 | 198.3097 | 0.076273 | 1 | 0.5 | 0 | 8.2745 | 0 | 8.2745 | 1011.7844 | 0 | 57.9155 | 0.04455 | 1 | 0.5 | 0 | 4.1373 | 0 | 4.1373
2007-03-01 17:00 | 3 | 1 | 17 | 60 | 1433 | 35.06 | 1341.9236 | 0 | Heating | 1341.9236 | 4 | 1073.5389 | 1073.5389 | 0 | 6 | 0 | 0 | 4 | 0 | 0 | 0 | 6 | 0 | 214.7078 | 0.08258 | 1 | 0.5 | 0 | 8.2745 | 0 | 8.2745 | 1095.4478 | 0 | 62.7045 | 0.048234 | 1 | 0.5 | 0 | 4.1373 | 0 | 4.1373
2007-03-01 18:00 | 3 | 1 | 18 | 60 | 1434 | 30.92 | 1556.4445 | 0 | Heating | 1556.4445 | 4 | 1245.1556 | 1245.1556 | 0 | 6 | 0 | 0 | 4 | 0 | 0 | 0 | 6 | 0 | 249.0311 | 0.095781 | 1 | 0.5 | 0 | 8.2745 | 0 | 8.2745 | 1270.5669 | 0 | 72.7285 | 0.055945 | 1 | 0.5 | 0 | 4.1373 | 0 | 4.1373
2007-03-01 19:00 | 3 | 1 | 19 | 60 | 1435 | 26.06 | 1810.975 | 0 | Heating | 1810.975 | 4 | 1448.78 | 1448.78 | 0 | 6 | 0 | 0 | 4 | 0 | 0 | 0 | 6 | 0 | 289.756 | 0.11144 | 1 | 0.5 | 0 | 8.2745 | 0 | 8.2745 | 1478.3469 | 0 | 84.622 | 0.065094 | 1 | 0.5 | 0 | 4.1373 | 0 | 4.1373
2007-03-01 20:00 | 3 | 1 | 20 | 60 | 1436 | 26.06 | 1879.3884 | 0 | Heating | 1879.3884 | 4 | 1503.5107 | 1503.5107 | 0 | 6 | 0 | 0 | 4 | 0 | 0 | 0 | 6 | 0 | 300.7021 | 0.11565 | 1 | 0.5 | 0 | 8.2745 | 0 | 8.2745 | 1534.1946 | 0 | 87.8188 | 0.067553 | 1 | 0.5 | 0 | 4.1373 | 0 | 4.1373
2007-03-01 21:00 | 3 | 1 | 21 | 60 | 1437 | 26.06 | 1980.9381 | 0 | Heating | 1980.9381 | 4 | 1584.7505 | 1584.7505 | 0 | 6 | 0 | 0 | 4 | 0 | 0 | 0 | 6 | 0 | 316.9501 | 0.1219 | 1 | 0.5 | 0 | 8.2745 | 0 | 8.2745 | 1617.0923 | 0 | 92.564 | 0.071203 | 1 | 0.5 | 0 | 4.1373 | 0 | 4.1373
2007-03-01 22:00 | 3 | 1 | 22 | 60 | 1438 | 21.92 | 1274.5151 | 0 | Heating | 1274.5151 | 4 | 1019.6121 | 1019.6121 | 0 | 6 | 0 | 0 | 4 | 0 | 0 | 0 | 6 | 0 | 203.9224 | 0.078432 | 1 | 0.5 | 0 | 8.2745 | 0 | 8.2745 | 1040.4205 | 0 | 59.5547 | 0.045811 | 1 | 0.5 | 0 | 4.1373 | 0 | 4.1373
2007-03-01 23:00 | 3 | 1 | 23 | 60 | 1439 | 21.92 | 1248.2204 | 0 | Heating | 1248.2204 | 4 | 998.5763 | 998.5763 | 0 | 6 | 0 | 0 | 4 | 0 | 0 | 0 | 6 | 0 | 199.7153 | 0.076814 | 1 | 0.5 | 0 | 8.2745 | 0 | 8.2745 | 1018.9554 | 0 | 58.326 | 0.044866 | 1 | 0.5 | 0 | 4.1373 | 0 | 4.1373
2007-03-02 | 3 | 2 | 0 | 61 | 1440 | 24.98 | 1297.9757 | 0 | Heating | 1297.9757 | 4 | 1038.3805 | 1038.3805 | 0 | 6 | 0 | 0 | 4 | 0 | 0 | 0 | 6 | 0 | 207.6761 | 0.079875 | 1 | 0.5 | 0 | 8.2745 | 0 | 8.2745 | 1059.572 | 0 | 60.6509 | 0.046655 | 1 | 0.5 | 0 | 4.1373 | 0 | 4.1373
2007-03-02 01:00 | 3 | 2 | 1 | 61 | 1441 | 26.06 | 1117.6608 | 0 | Heating | 1117.6608 | 4 | 894.1287 | 894.1287 | 0 | 6 | 0 | 0 | 4 | 0 | 0 | 0 | 6 | 0 | 178.8257 | 0.068779 | 1 | 0.5 | 0 | 8.2745 | 0 | 8.2745 | 912.3762 | 0 | 52.2253 | 0.040173 | 1 | 0.5 | 0 | 4.1373 | 0 | 4.1373
2007-03-02 02:00 | 3 | 2 | 2 | 61 | 1442 | 26.06 | 1290.0382 | 0 | Heating | 1290.0382 | 4 | 1032.0306 | 1032.0306 | 0 | 6 | 0 | 0 | 4 | 0 | 0 | 0 | 6 | 0 | 206.4061 | 0.079387 | 1 | 0.5 | 0 | 8.2745 | 0 | 8.2745 | 1053.0924 | 0 | 60.28 | 0.046369 | 1 | 0.5 | 0 | 4.1373 | 0 | 4.1373
2007-03-02 03:00 | 3 | 2 | 3 | 61 | 1443 | 28.04 | 1409.8617 | 0 | Heating | 1409.8617 | 4 | 1127.8894 | 1127.8894 | 0 | 6 | 0 | 0 | 4 | 0 | 0 | 0 | 6 | 0 | 225.5779 | 0.086761 | 1 | 0.5 | 0 | 8.2745 | 0 | 8.2745 | 1150.9075 | 0 | 65.8791 | 0.050676 | 1 | 0.5 | 0 | 4.1373 | 0 | 4.1373
2007-03-02 04:00 | 3 | 2 | 4 | 61 | 1444 | 30.02 | 1530.4401 | 0 | Heating | 1530.4401 | 4 | 1224.3521 | 1224.3521 | 0 | 6 | 0 | 0 | 4 | 0 | 0 | 0 | 6 | 0 | 244.8704 | 0.094181 | 1 | 0.5 | 0 | 8.2745 | 0 | 8.2745 | 1249.3389 | 0 | 71.5134 | 0.05501 | 1 | 0.5 | 0 | 4.1373 | 0 | 4.1373
2007-03-02 05:00 | 3 | 2 | 5 | 61 | 1445 | 30.02 | 1642.7229 | 0 | Heating | 1642.7229 | 4 | 1314.1783 | 1314.1783 | 0 | 6 | 0 | 0 | 4 | 0 | 0 | 0 | 6 | 0 | 262.8357 | 0.10109 | 1 | 0.5 | 0 | 8.2745 | 0 | 8.2745 | 1340.9983 | 0 | 76.7601 | 0.059046 | 1 | 0.5 | 0 | 4.1373 | 0 | 4.1373
2007-03-02 06:00 | 3 | 2 | 6 | 61 | 1446 | 30.02 | 1940.7104 | 0 | Heating | 1940.7104 | 4 | 1552.5683 | 1552.5683 | 0 | 6 | 0 | 0 | 4 | 0 | 0 | 0 | 6 | 0 | 310.5137 | 0.11943 | 1 | 0.5 | 0 | 8.2745 | 0 | 8.2745 | 1584.2534 | 0 | 90.6842 | 0.069757 | 1 | 0.5 | 0 | 4.1373 | 0 | 4.1373
2007-03-02 07:00 | 3 | 2 | 7 | 61 | 1447 | 30.92 | 4484.5509 | 0 | Heating | 4484.5509 | 4 | 3587.6407 | 3200 | 387.6407 | 6 | 18.9352 | 0 | 4 | 0 | 0 | 0 | 6 | 0 | 717.5281 | 0.27597 | 1 | 0.55194 | 0 | 10.3866 | 0 | 10.3866 | 3265.3061 | 0 | 186.9093 | 0.14378 | 1 | 0.5 | 0 | 4.1373 | 0 | 4.1373
2007-03-02 08:00 | 3 | 2 | 8 | 61 | 1448 | 30.92 | 3842.985 | 0 | Heating | 3842.985 | 4 | 3074.388 | 3074.388 | 0 | 6 | 0 | 0 | 4 | 0 | 0 | 0 | 6 | 0 | 614.8776 | 0.23649 | 1 | 0.5 | 0 | 8.2745 | 0 | 8.2745 | 3137.1306 | 0 | 179.5724 | 0.13813 | 1 | 0.5 | 0 | 4.1373 | 0 | 4.1373
2007-03-02 09:00 | 3 | 2 | 9 | 61 | 1449 | 33.08 | 3651.4593 | 0 | Heating | 3651.4593 | 4 | 2921.1674 | 2921.1674 | 0 | 6 | 0 | 0 | 4 | 0 | 0 | 0 | 6 | 0 | 584.2335 | 0.22471 | 1 | 0.5 | 0 | 8.2745 | 0 | 8.2745 | 2980.7831 | 0 | 170.623 | 0.13125 | 1 | 0.5 | 0 | 4.1373 | 0 | 4.1373
2007-03-02 10:00 | 3 | 2 | 10 | 61 | 1450 | 35.06 | 3294.1789 | 0 | Heating | 3294.1789 | 4 | 2635.3431 | 2635.3431 | 0 | 6 | 0 | 0 | 4 | 0 | 0 | 0 | 6 | 0 | 527.0686 | 0.20272 | 1 | 0.5 | 0 | 8.2745 | 0 | 8.2745 | 2689.1257 | 0 | 153.9282 | 0.11841 | 1 | 0.5 | 0 | 4.1373 | 0 | 4.1373
2007-03-02 11:00 | 3 | 2 | 11 | 61 | 1451 | 35.06 | 3010.3449 | 0 | Heating | 3010.3449 | 4 | 2408.276 | 2408.276 | 0 | 6 | 0 | 0 | 4 | 0 | 0 | 0 | 6 | 0 | 481.6552 | 0.18525 | 1 | 0.5 | 0 | 8.2745 | 0 | 8.2745 | 2457.4244 | 0 | 140.6654 | 0.1082 | 1 | 0.5 | 0 | 4.1373 | 0 | 4.1373
2007-03-02 12:00 | 3 | 2 | 12 | 61 | 1452 | 37.94 | 2751.079 | 0 | Heating | 2751.079 | 4 | 2200.8632 | 2200.8632 | 0 | 6 | 0 | 0 | 4 | 0 | 0 | 0 | 6 | 0 | 440.1726 | 0.1693 | 1 | 0.5 | 0 | 8.2745 | 0 | 8.2745 | 2245.7787 | 0 | 128.5506 | 0.098885 | 1 | 0.5 | 0 | 4.1373 | 0 | 4.1373
2007-03-02 13:00 | 3 | 2 | 13 | 61 | 1453 | 35.6 | 2613.9028 | 0 | Heating | 2613.9028 | 4 | 2091.1223 | 2091.1223 | 0 | 6 | 0 | 0 | 4 | 0 | 0 | 0 | 6 | 0 | 418.2245 | 0.16086 | 1 | 0.5 | 0 | 8.2745 | 0 | 8.2745 | 2133.7982 | 0 | 122.1407 | 0.093954 | 1 | 0.5 | 0 | 4.1373 | 0 | 4.1373
2007-03-02 14:00 | 3 | 2 | 14 | 61 | 1454 | 33.98 | 2527.2402 | 0 | Heating | 2527.2402 | 4 | 2021.7922 | 2021.7922 | 0 | 6 | 0 | 0 | 4 | 0 | 0 | 0 | 6 | 0 | 404.3584 | 0.15552 | 1 | 0.5 | 0 | 8.2745 | 0 | 8.2745 | 2063.0533 | 0 | 118.0912 | 0.090839 | 1 | 0.5 | 0 | 4.1373 | 0 | 4.1373
2007-03-02 15:00 | 3 | 2 | 15 | 61 | 1455 | 33.08 | 2529.0188 | 0 | Heating | 2529.0188 | 4 | 2023.2151 | 2023.2151 | 0 | 6 | 0 | 0 | 4 | 0 | 0 | 0 | 6 | 0 | 404.643 | 0.15563 | 1 | 0.5 | 0 | 8.2745 | 0 | 8.2745 | 2064.5052 | 0 | 118.1743 | 0.090903 | 1 | 0.5 | 0 | 4.1373 | 0 | 4.1373
2007-03-02 16:00 | 3 | 2 | 16 | 61 | 1456 | 30.92 | 2580.2339 | 0 | Heating | 2580.2339 | 4 | 2064.1871 | 2064.1871 | 0 | 6 | 0 | 0 | 4 | 0 | 0 | 0 | 6 | 0 | 412.8374 | 0.15878 | 1 | 0.5 | 0 | 8.2745 | 0 | 8.2745 | 2106.3134 | 0 | 120.5675 | 0.092744 | 1 | 0.5 | 0 | 4.1373 | 0 | 4.1373
2007-03-02 17:00 | 3 | 2 | 17 | 61 | 1457 | 30.92 | 2634.6167 | 0 | Heating | 2634.6167 | 4 | 2107.6933 | 2107.6933 | 0 | 6 | 0 | 0 | 4 | 0 | 0 | 0 | 6 | 0 | 421.5387 | 0.16213 | 1 | 0.5 | 0 | 8.2745 | 0 | 8.2745 | 2150.7075 | 0 | 123.1086 | 0.094699 | 1 | 0.5 | 0 | 4.1373 | 0 | 4.1373
2007-03-02 18:00 | 3 | 2 | 18 | 61 | 1458 | 24.08 | 2756.8884 | 0 | Heating | 2756.8884 | 4 | 2205.5108 | 2205.5108 | 0 | 6 | 0 | 0 | 4 | 0 | 0 | 0 | 6 | 0 | 441.1022 | 0.16965 | 1 | 0.5 | 0 | 8.2745 | 0 | 8.2745 | 2250.5212 | 0 | 128.822 | 0.099094 | 1 | 0.5 | 0 | 4.1373 | 0 | 4.1373
2007-03-02 19:00 | 3 | 2 | 19 | 61 | 1459 | 21.92 | 2908.7428 | 0 | Heating | 2908.7428 | 4 | 2326.9943 | 2326.9943 | 0 | 6 | 0 | 0 | 4 | 0 | 0 | 0 | 6 | 0 | 465.3989 | 0.179 | 1 | 0.5 | 0 | 8.2745 | 0 | 8.2745 | 2374.484 | 0 | 135.9178 | 0.10455 | 1 | 0.5 | 0 | 4.1373 | 0 | 4.1373
2007-03-02 20:00 | 3 | 2 | 20 | 61 | 1460 | 21.92 | 3052.2076 | 0 | Heating | 3052.2076 | 4 | 2441.7661 | 2441.7661 | 0 | 6 | 0 | 0 | 4 | 0 | 0 | 0 | 6 | 0 | 488.3532 | 0.18783 | 1 | 0.5 | 0 | 8.2745 | 0 | 8.2745 | 2491.598 | 0 | 142.6215 | 0.10971 | 1 | 0.5 | 0 | 4.1373 | 0 | 4.1373
2007-03-02 21:00 | 3 | 2 | 21 | 61 | 1461 | 19.94 | 3089.8055 | 0 | Heating | 3089.8055 | 4 | 2471.8444 | 2471.8444 | 0 | 6 | 0 | 0 | 4 | 0 | 0 | 0 | 6 | 0 | 494.3689 | 0.19014 | 1 | 0.5 | 0 | 8.2745 | 0 | 8.2745 | 2522.2902 | 0 | 144.3784 | 0.11106 | 1 | 0.5 | 0 | 4.1373 | 0 | 4.1373
2007-03-02 22:00 | 3 | 2 | 22 | 61 | 1462 | 19.04 | 3103.2498 | 0 | Heating | 3103.2498 | 4 | 2482.5999 | 2482.5999 | 0 | 6 | 0 | 0 | 4 | 0 | 0 | 0 | 6 | 0 | 496.52 | 0.19097 | 1 | 0.5 | 0 | 8.2745 | 0 | 8.2745 | 2533.2652 | 0 | 145.0066 | 0.11154 | 1 | 0.5 | 0 | 4.1373 | 0 | 4.1373
2007-03-02 23:00 | 3 | 2 | 23 | 61 | 1463 | 19.04 | 1917.2201 | 0 | Heating | 1917.2201 | 4 | 1533.7761 | 1533.7761 | 0 | 6 | 0 | 0 | 4 | 0 | 0 | 0 | 6 | 0 | 306.7552 | 0.11798 | 1 | 0.5 | 0 | 8.2745 | 0 | 8.2745 | 1565.0776 | 0 | 89.5866 | 0.068913 | 1 | 0.5 | 0 | 4.1373 | 0 | 4.1373
2007-03-03 | 3 | 3 | 0 | 62 | 1464 | 15.08 | 1880.0834 | 0 | Heating | 1880.0834 | 4 | 1504.0667 | 1504.0667 | 0 | 6 | 0 | 0 | 4 | 0 | 0 | 0 | 6 | 0 | 300.8133 | 0.1157 | 1 | 0.5 | 0 | 8.2745 | 0 | 8.2745 | 1534.7619 | 0 | 87.8513 | 0.067578 | 1 | 0.5 | 0 | 4.1373 | 0 | 4.1373
2007-03-03 01:00 | 3 | 3 | 1 | 62 | 1465 | 12.92 | 1717.8168 | 0 | Heating | 1717.8168 | 4 | 1374.2535 | 1374.2535 | 0 | 6 | 0 | 0 | 4 | 0 | 0 | 0 | 6 | 0 | 274.8507 | 0.10571 | 1 | 0.5 | 0 | 8.2745 | 0 | 8.2745 | 1402.2994 | 0 | 80.269 | 0.061745 | 1 | 0.5 | 0 | 4.1373 | 0 | 4.1373
2007-03-03 02:00 | 3 | 3 | 2 | 62 | 1466 | 12.92 | 1798.486 | 0 | Heating | 1798.486 | 4 | 1438.7888 | 1438.7888 | 0 | 6 | 0 | 0 | 4 | 0 | 0 | 0 | 6 | 0 | 287.7578 | 0.11068 | 1 | 0.5 | 0 | 8.2745 | 0 | 8.2745 | 1468.1519 | 0 | 84.0385 | 0.064645 | 1 | 0.5 | 0 | 4.1373 | 0 | 4.1373
2007-03-03 03:00 | 3 | 3 | 3 | 62 | 1467 | 10.04 | 1838.7034 | 0 | Heating | 1838.7034 | 4 | 1470.9627 | 1470.9627 | 0 | 6 | 0 | 0 | 4 | 0 | 0 | 0 | 6 | 0 | 294.1925 | 0.11315 | 1 | 0.5 | 0 | 8.2745 | 0 | 8.2745 | 1500.9824 | 0 | 85.9177 | 0.066091 | 1 | 0.5 | 0 | 4.1373 | 0 | 4.1373
2007-03-03 04:00 | 3 | 3 | 4 | 62 | 1468 | 8.96 | 1886.0804 | 0 | Heating | 1886.0804 | 4 | 1508.8643 | 1508.8643 | 0 | 6 | 0 | 0 | 4 | 0 | 0 | 0 | 6 | 0 | 301.7729 | 0.11607 | 1 | 0.5 | 0 | 8.2745 | 0 | 8.2745 | 1539.6574 | 0 | 88.1315 | 0.067793 | 1 | 0.5 | 0 | 4.1373 | 0 | 4.1373
2007-03-03 05:00 | 3 | 3 | 5 | 62 | 1469 | 8.96 | 1896.5742 | 0 | Heating | 1896.5742 | 4 | 1517.2594 | 1517.2594 | 0 | 6 | 0 | 0 | 4 | 0 | 0 | 0 | 6 | 0 | 303.4519 | 0.11671 | 1 | 0.5 | 0 | 8.2745 | 0 | 8.2745 | 1548.2238 | 0 | 88.6219 | 0.068171 | 1 | 0.5 | 0 | 4.1373 | 0 | 4.1373
2007-03-03 06:00 | 3 | 3 | 6 | 62 | 1470 | 8.06 | 2077.1486 | 0 | Heating | 2077.1486 | 4 | 1661.7189 | 1661.7189 | 0 | 6 | 0 | 0 | 4 | 0 | 0 | 0 | 6 | 0 | 332.3438 | 0.12782 | 1 | 0.5 | 0 | 8.2745 | 0 | 8.2745 | 1695.6315 | 0 | 97.0596 | 0.074661 | 1 | 0.5 | 0 | 4.1373 | 0 | 4.1373
2007-03-03 07:00 | 3 | 3 | 7 | 62 | 1471 | 5 | 2350.0998 | 0 | Heating | 2350.0998 | 4 | 1880.0798 | 1880.0798 | 0 | 6 | 0 | 0 | 4 | 0 | 0 | 0 | 6 | 0 | 376.016 | 0.14462 | 1 | 0.5 | 0 | 8.2745 | 0 | 8.2745 | 1918.4488 | 0 | 109.8139 | 0.084472 | 1 | 0.5 | 0 | 4.1373 | 0 | 4.1373
2007-03-03 08:00 | 3 | 3 | 8 | 62 | 1472 | 5 | 2258.0849 | 0 | Heating | 2258.0849 | 4 | 1806.4679 | 1806.4679 | 0 | 6 | 0 | 0 | 4 | 0 | 0 | 0 | 6 | 0 | 361.2936 | 0.13896 | 1 | 0.5 | 0 | 8.2745 | 0 | 8.2745 | 1843.3346 | 0 | 105.5143 | 0.081165 | 1 | 0.5 | 0 | 4.1373 | 0 | 4.1373
2007-03-03 09:00 | 3 | 3 | 9 | 62 | 1473 | 12.02 | 4380.5383 | 0 | Heating | 4380.5383 | 4 | 3504.4306 | 3200 | 304.4306 | 6 | 14.8706 | 0 | 4 | 0 | 0 | 0 | 6 | 0 | 700.8861 | 0.26957 | 1 | 0.53914 | 0 | 9.8408 | 0 | 9.8408 | 3265.3061 | 0 | 186.9093 | 0.14378 | 1 | 0.5 | 0 | 4.1373 | 0 | 4.1373
2007-03-03 10:00 | 3 | 3 | 10 | 62 | 1474 | 14 | 3579.1829 | 0 | Heating | 3579.1829 | 4 | 2863.3463 | 2863.3463 | 0 | 6 | 0 | 0 | 4 | 0 | 0 | 0 | 6 | 0 | 572.6693 | 0.22026 | 1 | 0.5 | 0 | 8.2745 | 0 | 8.2745 | 2921.7819 | 0 | 167.2457 | 0.12865 | 1 | 0.5 | 0 | 4.1373 | 0 | 4.1373
2007-03-03 11:00 | 3 | 3 | 11 | 62 | 1475 | 14 | 3086.5156 | 0 | Heating | 3086.5156 | 4 | 2469.2125 | 2469.2125 | 0 | 6 | 0 | 0 | 4 | 0 | 0 | 0 | 6 | 0 | 493.8425 | 0.18994 | 1 | 0.5 | 0 | 8.2745 | 0 | 8.2745 | 2519.6046 | 0 | 144.2246 | 0.11094 | 1 | 0.5 | 0 | 4.1373 | 0 | 4.1373
2007-03-03 12:00 | 3 | 3 | 12 | 62 | 1476 | 17.06 | 2702.4185 | 0 | Heating | 2702.4185 | 4 | 2161.9348 | 2161.9348 | 0 | 6 | 0 | 0 | 4 | 0 | 0 | 0 | 6 | 0 | 432.387 | 0.1663 | 1 | 0.5 | 0 | 8.2745 | 0 | 8.2745 | 2206.0559 | 0 | 126.2768 | 0.097136 | 1 | 0.5 | 0 | 4.1373 | 0 | 4.1373
2007-03-03 13:00 | 3 | 3 | 13 | 62 | 1477 | 19.04 | 2384.1544 | 0 | Heating | 2384.1544 | 4 | 1907.3235 | 1907.3235 | 0 | 6 | 0 | 0 | 4 | 0 | 0 | 0 | 6 | 0 | 381.4647 | 0.14672 | 1 | 0.5 | 0 | 8.2745 | 0 | 8.2745 | 1946.2485 | 0 | 111.4052 | 0.085696 | 1 | 0.5 | 0 | 4.1373 | 0 | 4.1373
2007-03-03 14:00 | 3 | 3 | 14 | 62 | 1478 | 19.04 | 2220.1685 | 0 | Heating | 2220.1685 | 4 | 1776.1348 | 1776.1348 | 0 | 6 | 0 | 0 | 4 | 0 | 0 | 0 | 6 | 0 | 355.227 | 0.13663 | 1 | 0.5 | 0 | 8.2745 | 0 | 8.2745 | 1812.3824 | 0 | 103.7426 | 0.079802 | 1 | 0.5 | 0 | 4.1373 | 0 | 4.1373
2007-03-03 15:00 | 3 | 3 | 15 | 62 | 1479 | 24.08 | 2151.1619 | 0 | Heating | 2151.1619 | 4 | 1720.9295 | 1720.9295 | 0 | 6 | 0 | 0 | 4 | 0 | 0 | 0 | 6 | 0 | 344.1859 | 0.13238 | 1 | 0.5 | 0 | 8.2745 | 0 | 8.2745 | 1756.0505 | 0 | 100.5181 | 0.077322 | 1 | 0.5 | 0 | 4.1373 | 0 | 4.1373
2007-03-03 16:00 | 3 | 3 | 16 | 62 | 1480 | 24.08 | 2175.3883 | 0 | Heating | 2175.3883 | 4 | 1740.3106 | 1740.3106 | 0 | 6 | 0 | 0 | 4 | 0 | 0 | 0 | 6 | 0 | 348.0621 | 0.13387 | 1 | 0.5 | 0 | 8.2745 | 0 | 8.2745 | 1775.8272 | 0 | 101.6501 | 0.078192 | 1 | 0.5 | 0 | 4.1373 | 0 | 4.1373
2007-03-03 17:00 | 3 | 3 | 17 | 62 | 1481 | 24.08 | 2174.2333 | 0 | Heating | 2174.2333 | 4 | 1739.3867 | 1739.3867 | 0 | 6 | 0 | 0 | 4 | 0 | 0 | 0 | 6 | 0 | 347.8773 | 0.1338 | 1 | 0.5 | 0 | 8.2745 | 0 | 8.2745 | 1774.8844 | 0 | 101.5961 | 0.078151 | 1 | 0.5 | 0 | 4.1373 | 0 | 4.1373
2007-03-03 18:00 | 3 | 3 | 18 | 62 | 1482 | 21.02 | 2570.0601 | 0 | Heating | 2570.0601 | 4 | 2056.0481 | 2056.0481 | 0 | 6 | 0 | 0 | 4 | 0 | 0 | 0 | 6 | 0 | 411.2096 | 0.15816 | 1 | 0.5 | 0 | 8.2745 | 0 | 8.2745 | 2098.0083 | 0 | 120.0921 | 0.092379 | 1 | 0.5 | 0 | 4.1373 | 0 | 4.1373
2007-03-03 19:00 | 3 | 3 | 19 | 62 | 1483 | 21.02 | 2655.5299 | 0 | Heating | 2655.5299 | 4 | 2124.4239 | 2124.4239 | 0 | 6 | 0 | 0 | 4 | 0 | 0 | 0 | 6 | 0 | 424.8848 | 0.16342 | 1 | 0.5 | 0 | 8.2745 | 0 | 8.2745 | 2167.7795 | 0 | 124.0858 | 0.095451 | 1 | 0.5 | 0 | 4.1373 | 0 | 4.1373
2007-03-03 20:00 | 3 | 3 | 20 | 62 | 1484 | 21.02 | 1476.7595 | 0 | Heating | 1476.7595 | 4 | 1181.4076 | 1181.4076 | 0 | 6 | 0 | 0 | 4 | 0 | 0 | 0 | 6 | 0 | 236.2815 | 0.090878 | 1 | 0.5 | 0 | 8.2745 | 0 | 8.2745 | 1205.518 | 0 | 69.005 | 0.053081 | 1 | 0.5 | 0 | 4.1373 | 0 | 4.1373
2007-03-03 21:00 | 3 | 3 | 21 | 62 | 1485 | 17.06 | 1435.5091 | 0 | Heating | 1435.5091 | 4 | 1148.4073 | 1148.4073 | 0 | 6 | 0 | 0 | 4 | 0 | 0 | 0 | 6 | 0 | 229.6815 | 0.088339 | 1 | 0.5 | 0 | 8.2745 | 0 | 8.2745 | 1171.8441 | 0 | 67.0775 | 0.051598 | 1 | 0.5 | 0 | 4.1373 | 0 | 4.1373
2007-03-03 22:00 | 3 | 3 | 22 | 62 | 1486 | 15.08 | 1385.2877 | 0 | Heating | 1385.2877 | 4 | 1108.2301 | 1108.2301 | 0 | 6 | 0 | 0 | 4 | 0 | 0 | 0 | 6 | 0 | 221.646 | 0.085248 | 1 | 0.5 | 0 | 8.2745 | 0 | 8.2745 | 1130.8471 | 0 | 64.7308 | 0.049793 | 1 | 0.5 | 0 | 4.1373 | 0 | 4.1373
2007-03-03 23:00 | 3 | 3 | 23 | 62 | 1487 | 15.08 | 1393.5959 | 0 | Heating | 1393.5959 | 4 | 1114.8767 | 1114.8767 | 0 | 6 | 0 | 0 | 4 | 0 | 0 | 0 | 6 | 0 | 222.9753 | 0.08576 | 1 | 0.5 | 0 | 8.2745 | 0 | 8.2745 | 1137.6293 | 0 | 65.119 | 0.050092 | 1 | 0.5 | 0 | 4.1373 | 0 | 4.1373
2007-03-04 | 3 | 4 | 0 | 63 | 1488 | 12.02 | 1320.796 | 0 | Heating | 1320.796 | 4 | 1056.6368 | 1056.6368 | 0 | 6 | 0 | 0 | 4 | 0 | 0 | 0 | 6 | 0 | 211.3274 | 0.08128 | 1 | 0.5 | 0 | 8.2745 | 0 | 8.2745 | 1078.2008 | 0 | 61.7173 | 0.047475 | 1 | 0.5 | 0 | 4.1373 | 0 | 4.1373
2007-03-04 01:00 | 3 | 4 | 1 | 63 | 1489 | 8.96 | 1257.3799 | 0 | Heating | 1257.3799 | 4 | 1005.9039 | 1005.9039 | 0 | 6 | 0 | 0 | 4 | 0 | 0 | 0 | 6 | 0 | 201.1808 | 0.077377 | 1 | 0.5 | 0 | 8.2745 | 0 | 8.2745 | 1026.4326 | 0 | 58.754 | 0.045195 | 1 | 0.5 | 0 | 4.1373 | 0 | 4.1373
2007-03-04 02:00 | 3 | 4 | 2 | 63 | 1490 | 8.96 | 1065.1276 | 0 | Heating | 1065.1276 | 4 | 852.102 | 852.102 | 0 | 6 | 0 | 0 | 4 | 0 | 0 | 0 | 6 | 0 | 170.4204 | 0.065546 | 1 | 0.5 | 0 | 8.2745 | 0 | 8.2745 | 869.4919 | 0 | 49.7706 | 0.038285 | 1 | 0.5 | 0 | 4.1373 | 0 | 4.1373
2007-03-04 03:00 | 3 | 4 | 3 | 63 | 1491 | 10.04 | 1092.9278 | 0 | Heating | 1092.9278 | 4 | 874.3422 | 874.3422 | 0 | 6 | 0 | 0 | 4 | 0 | 0 | 0 | 6 | 0 | 174.8684 | 0.067257 | 1 | 0.5 | 0 | 8.2745 | 0 | 8.2745 | 892.186 | 0 | 51.0696 | 0.039284 | 1 | 0.5 | 0 | 4.1373 | 0 | 4.1373
2007-03-04 04:00 | 3 | 4 | 4 | 63 | 1492 | 10.04 | 1093.2249 | 0 | Heating | 1093.2249 | 4 | 874.5799 | 874.5799 | 0 | 6 | 0 | 0 | 4 | 0 | 0 | 0 | 6 | 0 | 174.916 | 0.067275 | 1 | 0.5 | 0 | 8.2745 | 0 | 8.2745 | 892.4285 | 0 | 51.0835 | 0.039295 | 1 | 0.5 | 0 | 4.1373 | 0 | 4.1373
2007-03-04 05:00 | 3 | 4 | 5 | 63 | 1493 | 10.04 | 1099.3669 | 0 | Heating | 1099.3669 | 4 | 879.4935 | 879.4935 | 0 | 6 | 0 | 0 | 4 | 0 | 0 | 0 | 6 | 0 | 175.8987 | 0.067653 | 1 | 0.5 | 0 | 8.2745 | 0 | 8.2745 | 897.4424 | 0 | 51.3705 | 0.039516 | 1 | 0.5 | 0 | 4.1373 | 0 | 4.1373
2007-03-04 06:00 | 3 | 4 | 6 | 63 | 1494 | 10.04 | 1298.1307 | 0 | Heating | 1298.1307 | 4 | 1038.5046 | 1038.5046 | 0 | 6 | 0 | 0 | 4 | 0 | 0 | 0 | 6 | 0 | 207.7009 | 0.079885 | 1 | 0.5 | 0 | 8.2745 | 0 | 8.2745 | 1059.6986 | 0 | 60.6582 | 0.04666 | 1 | 0.5 | 0 | 4.1373 | 0 | 4.1373
2007-03-04 07:00 | 3 | 4 | 7 | 63 | 1495 | 10.04 | 3440.8301 | 0 | Heating | 3440.8301 | 4 | 2752.6641 | 2752.6641 | 0 | 6 | 0 | 0 | 4 | 0 | 0 | 0 | 6 | 0 | 550.5328 | 0.21174 | 1 | 0.5 | 0 | 8.2745 | 0 | 8.2745 | 2808.8409 | 0 | 160.7808 | 0.12368 | 1 | 0.5 | 0 | 4.1373 | 0 | 4.1373
2007-03-04 08:00 | 3 | 4 | 8 | 63 | 1496 | 10.04 | 2851.185 | 0 | Heating | 2851.185 | 4 | 2280.948 | 2280.948 | 0 | 6 | 0 | 0 | 4 | 0 | 0 | 0 | 6 | 0 | 456.1896 | 0.17546 | 1 | 0.5 | 0 | 8.2745 | 0 | 8.2745 | 2327.4979 | 0 | 133.2283 | 0.10248 | 1 | 0.5 | 0 | 4.1373 | 0 | 4.1373
2007-03-04 09:00 | 3 | 4 | 9 | 63 | 1497 | 17.06 | 2525.8198 | 0 | Heating | 2525.8198 | 4 | 2020.6559 | 2020.6559 | 0 | 6 | 0 | 0 | 4 | 0 | 0 | 0 | 6 | 0 | 404.1312 | 0.15544 | 1 | 0.5 | 0 | 8.2745 | 0 | 8.2745 | 2061.8937 | 0 | 118.0248 | 0.090788 | 1 | 0.5 | 0 | 4.1373 | 0 | 4.1373
2007-03-04 10:00 | 3 | 4 | 10 | 63 | 1498 | 23 | 2089.1301 | 0 | Heating | 2089.1301 | 4 | 1671.3041 | 1671.3041 | 0 | 6 | 0 | 0 | 4 | 0 | 0 | 0 | 6 | 0 | 334.2608 | 0.12856 | 1 | 0.5 | 0 | 8.2745 | 0 | 8.2745 | 1705.4123 | 0 | 97.6195 | 0.075092 | 1 | 0.5 | 0 | 4.1373 | 0 | 4.1373
2007-03-04 11:00 | 3 | 4 | 11 | 63 | 1499 | 23 | 1828.4022 | 0 | Heating | 1828.4022 | 4 | 1462.7217 | 1462.7217 | 0 | 6 | 0 | 0 | 4 | 0 | 0 | 0 | 6 | 0 | 292.5443 | 0.11252 | 1 | 0.5 | 0 | 8.2745 | 0 | 8.2745 | 1492.5732 | 0 | 85.4364 | 0.06572 | 1 | 0.5 | 0 | 4.1373 | 0 | 4.1373
2007-03-04 12:00 | 3 | 4 | 12 | 63 | 1500 | 32 | 1549.0809 | 0 | Heating | 1549.0809 | 4 | 1239.2647 | 1239.2647 | 0 | 6 | 0 | 0 | 4 | 0 | 0 | 0 | 6 | 0 | 247.8529 | 0.095328 | 1 | 0.5 | 0 | 8.2745 | 0 | 8.2745 | 1264.5558 | 0 | 72.3844 | 0.05568 | 1 | 0.5 | 0 | 4.1373 | 0 | 4.1373
2007-03-04 13:00 | 3 | 4 | 13 | 63 | 1501 | 33.08 | 1387.8706 | 0 | Heating | 1387.8706 | 4 | 1110.2965 | 1110.2965 | 0 | 6 | 0 | 0 | 4 | 0 | 0 | 0 | 6 | 0 | 222.0593 | 0.085407 | 1 | 0.5 | 0 | 8.2745 | 0 | 8.2745 | 1132.9556 | 0 | 64.8515 | 0.049886 | 1 | 0.5 | 0 | 4.1373 | 0 | 4.1373
2007-03-04 14:00 | 3 | 4 | 14 | 63 | 1502 | 33.08 | 1256.5102 | 0 | Heating | 1256.5102 | 4 | 1005.2081 | 1005.2081 | 0 | 6 | 0 | 0 | 4 | 0 | 0 | 0 | 6 | 0 | 201.0416 | 0.077324 | 1 | 0.5 | 0 | 8.2745 | 0 | 8.2745 | 1025.7226 | 0 | 58.7134 | 0.045164 | 1 | 0.5 | 0 | 4.1373 | 0 | 4.1373
2007-03-04 15:00 | 3 | 4 | 15 | 63 | 1503 | 37.04 | 1175.618 | 0 | Heating | 1175.618 | 4 | 940.4944 | 940.4944 | 0 | 6 | 0 | 0 | 4 | 0 | 0 | 0 | 6 | 0 | 188.0989 | 0.072346 | 1 | 0.5 | 0 | 8.2745 | 0 | 8.2745 | 959.6882 | 0 | 54.9335 | 0.042257 | 1 | 0.5 | 0 | 4.1373 | 0 | 4.1373
2007-03-04 16:00 | 3 | 4 | 16 | 63 | 1504 | 37.04 | 1151.6884 | 0 | Heating | 1151.6884 | 4 | 921.3507 | 921.3507 | 0 | 6 | 0 | 0 | 4 | 0 | 0 | 0 | 6 | 0 | 184.2701 | 0.070873 | 1 | 0.5 | 0 | 8.2745 | 0 | 8.2745 | 940.1538 | 0 | 53.8153 | 0.041396 | 1 | 0.5 | 0 | 4.1373 | 0 | 4.1373
2007-03-04 17:00 | 3 | 4 | 17 | 63 | 1505 | 37.04 | 1193.661 | 0 | Heating | 1193.661 | 4 | 954.9288 | 954.9288 | 0 | 6 | 0 | 0 | 4 | 0 | 0 | 0 | 6 | 0 | 190.9858 | 0.073456 | 1 | 0.5 | 0 | 8.2745 | 0 | 8.2745 | 974.4172 | 0 | 55.7766 | 0.042905 | 1 | 0.5 | 0 | 4.1373 | 0 | 4.1373
2007-03-04 18:00 | 3 | 4 | 18 | 63 | 1506 | 35.96 | 1341.6564 | 0 | Heating | 1341.6564 | 4 | 1073.3251 | 1073.3251 | 0 | 6 | 0 | 0 | 4 | 0 | 0 | 0 | 6 | 0 | 214.665 | 0.082563 | 1 | 0.5 | 0 | 8.2745 | 0 | 8.2745 | 1095.2297 | 0 | 62.692 | 0.048225 | 1 | 0.5 | 0 | 4.1373 | 0 | 4.1373
2007-03-04 19:00 | 3 | 4 | 19 | 63 | 1507 | 35.06 | 1520.6253 | 0 | Heating | 1520.6253 | 4 | 1216.5003 | 1216.5003 | 0 | 6 | 0 | 0 | 4 | 0 | 0 | 0 | 6 | 0 | 243.3001 | 0.093577 | 1 | 0.5 | 0 | 8.2745 | 0 | 8.2745 | 1241.3268 | 0 | 71.0548 | 0.054658 | 1 | 0.5 | 0 | 4.1373 | 0 | 4.1373
2007-03-04 20:00 | 3 | 4 | 20 | 63 | 1508 | 35.06 | 1490.2167 | 0 | Heating | 1490.2167 | 4 | 1192.1734 | 1192.1734 | 0 | 6 | 0 | 0 | 4 | 0 | 0 | 0 | 6 | 0 | 238.4347 | 0.091706 | 1 | 0.5 | 0 | 8.2745 | 0 | 8.2745 | 1216.5034 | 0 | 69.6339 | 0.053565 | 1 | 0.5 | 0 | 4.1373 | 0 | 4.1373
2007-03-04 21:00 | 3 | 4 | 21 | 63 | 1509 | 33.98 | 1446.4156 | 0 | Heating | 1446.4156 | 4 | 1157.1325 | 1157.1325 | 0 | 6 | 0 | 0 | 4 | 0 | 0 | 0 | 6 | 0 | 231.4265 | 0.08901 | 1 | 0.5 | 0 | 8.2745 | 0 | 8.2745 | 1180.7475 | 0 | 67.5871 | 0.05199 | 1 | 0.5 | 0 | 4.1373 | 0 | 4.1373
2007-03-04 22:00 | 3 | 4 | 22 | 63 | 1510 | 33.98 | 884.6691 | 0 | Heating | 884.6691 | 4 | 707.7353 | 707.7353 | 0 | 6 | 0 | 0 | 4 | 0 | 0 | 0 | 6 | 0 | 141.5471 | 0.054441 | 1 | 0.5 | 0 | 8.2745 | 0 | 8.2745 | 722.1788 | 0 | 41.3382 | 0.031799 | 1 | 0.5 | 0 | 4.1373 | 0 | 4.1373
2007-03-04 23:00 | 3 | 4 | 23 | 63 | 1511 | 33.98 | 771.6737 | 0 | Heating | 771.6737 | 4 | 617.3389 | 617.3389 | 0 | 6 | 0 | 0 | 4 | 0 | 0 | 0 | 6 | 0 | 123.4678 | 0.047488 | 1 | 0.5 | 0 | 8.2745 | 0 | 8.2745 | 629.9377 | 0 | 36.0583 | 0.027737 | 1 | 0.5 | 0 | 4.1373 | 0 | 4.1373
2007-03-05 | 3 | 5 | 0 | 64 | 1512 | 33.98 | 694.5257 | 0 | Heating | 694.5257 | 4 | 555.6206 | 555.6206 | 0 | 6 | 0 | 0 | 4 | 0 | 0 | 0 | 6 | 0 | 111.1241 | 0.04274 | 1 | 0.5 | 0 | 8.2745 | 0 | 8.2745 | 566.9598 | 0 | 32.4533 | 0.024964 | 1 | 0.5 | 0 | 4.1373 | 0 | 4.1373
2007-03-05 01:00 | 3 | 5 | 1 | 64 | 1513 | 33.98 | 611.828 | 0 | Heating | 611.828 | 4 | 489.4624 | 489.4624 | 0 | 6 | 0 | 0 | 4 | 0 | 0 | 0 | 6 | 0 | 97.8925 | 0.037651 | 1 | 0.5 | 0 | 8.2745 | 0 | 8.2745 | 499.4514 | 0 | 28.5891 | 0.021992 | 1 | 0.5 | 0 | 4.1373 | 0 | 4.1373
2007-03-05 02:00 | 3 | 5 | 2 | 64 | 1514 | 33.98 | 486.7431 | 0 | Heating | 486.7431 | 4 | 389.3944 | 389.3944 | 0 | 6 | 0 | 0 | 4 | 0 | 0 | 0 | 6 | 0 | 77.8789 | 0.029953 | 1 | 0.5 | 0 | 8.2745 | 0 | 8.2745 | 397.3413 | 0 | 22.7442 | 0.017496 | 1 | 0.5 | 0 | 4.1373 | 0 | 4.1373
2007-03-05 03:00 | 3 | 5 | 3 | 64 | 1515 | 35.06 | 493.1711 | 0 | Heating | 493.1711 | 4 | 394.5368 | 394.5368 | 0 | 6 | 0 | 0 | 4 | 0 | 0 | 0 | 6 | 0 | 78.9074 | 0.030349 | 1 | 0.5 | 0 | 8.2745 | 0 | 8.2745 | 402.5886 | 0 | 23.0446 | 0.017727 | 1 | 0.5 | 0 | 4.1373 | 0 | 4.1373
2007-03-05 04:00 | 3 | 5 | 4 | 64 | 1516 | 35.06 | 515.2116 | 0 | Heating | 515.2116 | 4 | 412.1692 | 412.1692 | 0 | 6 | 0 | 0 | 4 | 0 | 0 | 0 | 6 | 0 | 82.4338 | 0.031705 | 1 | 0.5 | 0 | 8.2745 | 0 | 8.2745 | 420.5809 | 0 | 24.0745 | 0.018519 | 1 | 0.5 | 0 | 4.1373 | 0 | 4.1373
2007-03-05 05:00 | 3 | 5 | 5 | 64 | 1517 | 35.06 | 545.1097 | 0 | Heating | 545.1097 | 4 | 436.0877 | 436.0877 | 0 | 6 | 0 | 0 | 4 | 0 | 0 | 0 | 6 | 0 | 87.2175 | 0.033545 | 1 | 0.5 | 0 | 8.2745 | 0 | 8.2745 | 444.9875 | 0 | 25.4715 | 0.019593 | 1 | 0.5 | 0 | 4.1373 | 0 | 4.1373
2007-03-05 06:00 | 3 | 5 | 6 | 64 | 1518 | 35.6 | 750.5947 | 0 | Heating | 750.5947 | 4 | 600.4758 | 600.4758 | 0 | 6 | 0 | 0 | 4 | 0 | 0 | 0 | 6 | 0 | 120.0952 | 0.04619 | 1 | 0.5 | 0 | 8.2745 | 0 | 8.2745 | 612.7304 | 0 | 35.0733 | 0.026979 | 1 | 0.5 | 0 | 4.1373 | 0 | 4.1373
2007-03-05 07:00 | 3 | 5 | 7 | 64 | 1519 | 37.04 | 2521.9243 | 0 | Heating | 2521.9243 | 4 | 2017.5395 | 2017.5395 | 0 | 6 | 0 | 0 | 4 | 0 | 0 | 0 | 6 | 0 | 403.5079 | 0.1552 | 1 | 0.5 | 0 | 8.2745 | 0 | 8.2745 | 2058.7137 | 0 | 117.8428 | 0.090648 | 1 | 0.5 | 0 | 4.1373 | 0 | 4.1373
2007-03-05 08:00 | 3 | 5 | 8 | 64 | 1520 | 37.04 | 2037.3587 | 0 | Heating | 2037.3587 | 4 | 1629.8869 | 1629.8869 | 0 | 6 | 0 | 0 | 4 | 0 | 0 | 0 | 6 | 0 | 325.9774 | 0.12538 | 1 | 0.5 | 0 | 8.2745 | 0 | 8.2745 | 1663.1499 | 0 | 95.2003 | 0.073231 | 1 | 0.5 | 0 | 4.1373 | 0 | 4.1373
2007-03-05 09:00 | 3 | 5 | 9 | 64 | 1521 | 39.02 | 1802.7297 | 0 | Heating | 1802.7297 | 4 | 1442.1838 | 1442.1838 | 0 | 6 | 0 | 0 | 4 | 0 | 0 | 0 | 6 | 0 | 288.4368 | 0.11094 | 1 | 0.5 | 0 | 8.2745 | 0 | 8.2745 | 1471.6161 | 0 | 84.2368 | 0.064798 | 1 | 0.5 | 0 | 4.1373 | 0 | 4.1373
2007-03-05 10:00 | 3 | 5 | 10 | 64 | 1522 | 42.08 | 1381.4019 | 0 | Heating | 1381.4019 | 4 | 1105.1215 | 1105.1215 | 0 | 6 | 0 | 0 | 4 | 0 | 0 | 0 | 6 | 0 | 221.0243 | 0.085009 | 1 | 0.5 | 0 | 8.2745 | 0 | 8.2745 | 1127.675 | 0 | 64.5492 | 0.049653 | 1 | 0.5 | 0 | 4.1373 | 0 | 4.1373
2007-03-05 11:00 | 3 | 5 | 11 | 64 | 1523 | 42.08 | 1018.3337 | 0 | Heating | 1018.3337 | 4 | 814.667 | 814.667 | 0 | 6 | 0 | 0 | 4 | 0 | 0 | 0 | 6 | 0 | 162.9334 | 0.062667 | 1 | 0.5 | 0 | 8.2745 | 0 | 8.2745 | 831.2928 | 0 | 47.584 | 0.036603 | 1 | 0.5 | 0 | 4.1373 | 0 | 4.1373
2007-03-05 12:00 | 3 | 5 | 12 | 64 | 1524 | 42.98 | 599.7124 | 0 | Heating | 599.7124 | 4 | 479.7699 | 479.7699 | 0 | 6 | 0 | 0 | 4 | 0 | 0 | 0 | 6 | 0 | 95.954 | 0.036905 | 1 | 0.5 | 0 | 8.2745 | 0 | 8.2745 | 489.5612 | 0 | 28.023 | 0.021556 | 1 | 0.5 | 0 | 4.1373 | 0 | 4.1373
2007-03-05 13:00 | 3 | 5 | 13 | 64 | 1525 | 44.06 | 346.8977 | 0 | Heating | 346.8977 | 4 | 277.5181 | 277.5181 | 0 | 6 | 0 | 0 | 4 | 0 | 0 | 0 | 6 | 0 | 55.5036 | 0.021348 | 1 | 0.5 | 0 | 8.2745 | 0 | 8.2745 | 283.1818 | 0 | 16.2096 | 0.012469 | 1 | 0.5 | 0 | 4.1373 | 0 | 4.1373
2007-03-05 14:00 | 3 | 5 | 14 | 64 | 1526 | 44.06 | 225.1417 | 0 | Heating | 225.1417 | 4 | 180.1134 | 180.1134 | 0 | 6 | 0 | 0 | 4 | 0 | 0 | 0 | 6 | 0 | 36.0227 | 0.013855 | 1 | 0.5 | 0 | 8.2745 | 0 | 8.2745 | 183.7892 | 0 | 10.5203 | 0.0080925 | 1 | 0.5 | 0 | 4.1373 | 0 | 4.1373
2007-03-05 15:00 | 3 | 5 | 15 | 64 | 1527 | 48.02 | 161.3909 | 0 | Heating | 161.3909 | 4 | 129.1127 | 129.1127 | 0 | 6 | 0 | 0 | 4 | 0 | 0 | 0 | 6 | 0 | 25.8225 | 0.0099317 | 1 | 0.5 | 0 | 8.2745 | 0 | 8.2745 | 131.7477 | 0 | 7.5414 | 0.0058011 | 1 | 0.5 | 0 | 4.1373 | 0 | 4.1373
2007-03-05 16:00 | 3 | 5 | 16 | 64 | 1528 | 48.02 | 159.5939 | 0 | Heating | 159.5939 | 4 | 127.6751 | 127.6751 | 0 | 6 | 0 | 0 | 4 | 0 | 0 | 0 | 6 | 0 | 25.535 | 0.0098212 | 1 | 0.5 | 0 | 8.2745 | 0 | 8.2745 | 130.2808 | 0 | 7.4574 | 0.0057365 | 1 | 0.5 | 0 | 4.1373 | 0 | 4.1373
2007-03-05 17:00 | 3 | 5 | 17 | 64 | 1529 | 48.02 | 207.6285 | 0 | Heating | 207.6285 | 4 | 166.1028 | 166.1028 | 0 | 6 | 0 | 0 | 4 | 0 | 0 | 0 | 6 | 0 | 33.2206 | 0.012777 | 1 | 0.5 | 0 | 8.2745 | 0 | 8.2745 | 169.4927 | 0 | 9.7019 | 0.007463 | 1 | 0.5 | 0 | 4.1373 | 0 | 4.1373
2007-03-05 18:00 | 3 | 5 | 18 | 64 | 1530 | 46.94 | 375.9716 | 0 | Heating | 375.9716 | 4 | 300.7773 | 300.7773 | 0 | 6 | 0 | 0 | 4 | 0 | 0 | 0 | 6 | 0 | 60.1555 | 0.023137 | 1 | 0.5 | 0 | 8.2745 | 0 | 8.2745 | 306.9156 | 0 | 17.5681 | 0.013514 | 1 | 0.5 | 0 | 4.1373 | 0 | 4.1373
2007-03-05 19:00 | 3 | 5 | 19 | 64 | 1531 | 48.92 | 511.3195 | 0 | Heating | 511.3195 | 4 | 409.0556 | 409.0556 | 0 | 6 | 0 | 0 | 4 | 0 | 0 | 0 | 6 | 0 | 81.8111 | 0.031466 | 1 | 0.5 | 0 | 8.2745 | 0 | 8.2745 | 417.4037 | 0 | 23.8926 | 0.018379 | 1 | 0.5 | 0 | 4.1373 | 0 | 4.1373
2007-03-05 20:00 | 3 | 5 | 20 | 64 | 1532 | 48.92 | 596.0635 | 0 | Heating | 596.0635 | 4 | 476.8508 | 476.8508 | 0 | 6 | 0 | 0 | 4 | 0 | 0 | 0 | 6 | 0 | 95.3702 | 0.036681 | 1 | 0.5 | 0 | 8.2745 | 0 | 8.2745 | 486.5825 | 0 | 27.8525 | 0.021425 | 1 | 0.5 | 0 | 4.1373 | 0 | 4.1373
2007-03-05 21:00 | 3 | 5 | 21 | 64 | 1533 | 48.92 | 707.3834 | 0 | Heating | 707.3834 | 4 | 565.9067 | 565.9067 | 0 | 6 | 0 | 0 | 4 | 0 | 0 | 0 | 6 | 0 | 113.1813 | 0.043531 | 1 | 0.5 | 0 | 8.2745 | 0 | 8.2745 | 577.4558 | 0 | 33.0541 | 0.025426 | 1 | 0.5 | 0 | 4.1373 | 0 | 4.1373
2007-03-05 22:00 | 3 | 5 | 22 | 64 | 1534 | 48.92 | 548.954 | 0 | Heating | 548.954 | 4 | 439.1632 | 439.1632 | 0 | 6 | 0 | 0 | 4 | 0 | 0 | 0 | 6 | 0 | 87.8326 | 0.033782 | 1 | 0.5 | 0 | 8.2745 | 0 | 8.2745 | 448.1257 | 0 | 25.6512 | 0.019732 | 1 | 0.5 | 0 | 4.1373 | 0 | 4.1373
2007-03-05 23:00 | 3 | 5 | 23 | 64 | 1535 | 48.92 | 585.9 | 0 | Heating | 585.9 | 4 | 468.72 | 468.72 | 0 | 6 | 0 | 0 | 4 | 0 | 0 | 0 | 6 | 0 | 93.744 | 0.036055 | 1 | 0.5 | 0 | 8.2745 | 0 | 8.2745 | 478.2857 | 0 | 27.3775 | 0.02106 | 1 | 0.5 | 0 | 4.1373 | 0 | 4.1373
2007-03-06 | 3 | 6 | 0 | 65 | 1536 | 48.02 | 565.8799 | 0 | Heating | 565.8799 | 4 | 452.7039 | 452.7039 | 0 | 6 | 0 | 0 | 4 | 0 | 0 | 0 | 6 | 0 | 90.5408 | 0.034823 | 1 | 0.5 | 0 | 8.2745 | 0 | 8.2745 | 461.9427 | 0 | 26.4421 | 0.02034 | 1 | 0.5 | 0 | 4.1373 | 0 | 4.1373
2007-03-06 01:00 | 3 | 6 | 1 | 65 | 1537 | 48.92 | 539.2936 | 0 | Heating | 539.2936 | 4 | 431.4349 | 431.4349 | 0 | 6 | 0 | 0 | 4 | 0 | 0 | 0 | 6 | 0 | 86.287 | 0.033187 | 1 | 0.5 | 0 | 8.2745 | 0 | 8.2745 | 440.2397 | 0 | 25.1998 | 0.019384 | 1 | 0.5 | 0 | 4.1373 | 0 | 4.1373
2007-03-06 02:00 | 3 | 6 | 2 | 65 | 1538 | 48.92 | 431.8598 | 0 | Heating | 431.8598 | 4 | 345.4878 | 345.4878 | 0 | 6 | 0 | 0 | 4 | 0 | 0 | 0 | 6 | 0 | 69.0976 | 0.026576 | 1 | 0.5 | 0 | 8.2745 | 0 | 8.2745 | 352.5386 | 0 | 20.1797 | 0.015523 | 1 | 0.5 | 0 | 4.1373 | 0 | 4.1373
2007-03-06 03:00 | 3 | 6 | 3 | 65 | 1539 | 48.92 | 467.2003 | 0 | Heating | 467.2003 | 4 | 373.7602 | 373.7602 | 0 | 6 | 0 | 0 | 4 | 0 | 0 | 0 | 6 | 0 | 74.752 | 0.028751 | 1 | 0.5 | 0 | 8.2745 | 0 | 8.2745 | 381.388 | 0 | 21.831 | 0.016793 | 1 | 0.5 | 0 | 4.1373 | 0 | 4.1373
2007-03-06 04:00 | 3 | 6 | 4 | 65 | 1540 | 48.92 | 523.1943 | 0 | Heating | 523.1943 | 4 | 418.5555 | 418.5555 | 0 | 6 | 0 | 0 | 4 | 0 | 0 | 0 | 6 | 0 | 83.7111 | 0.032197 | 1 | 0.5 | 0 | 8.2745 | 0 | 8.2745 | 427.0974 | 0 | 24.4475 | 0.018806 | 1 | 0.5 | 0 | 4.1373 | 0 | 4.1373
2007-03-06 05:00 | 3 | 6 | 5 | 65 | 1541 | 48.92 | 606.3298 | 0 | Heating | 606.3298 | 4 | 485.0638 | 485.0638 | 0 | 6 | 0 | 0 | 4 | 0 | 0 | 0 | 6 | 0 | 97.0128 | 0.037313 | 1 | 0.5 | 0 | 8.2745 | 0 | 8.2745 | 494.9631 | 0 | 28.3322 | 0.021794 | 1 | 0.5 | 0 | 4.1373 | 0 | 4.1373
2007-03-06 06:00 | 3 | 6 | 6 | 65 | 1542 | 48.92 | 878.2826 | 0 | Heating | 878.2826 | 4 | 702.6261 | 702.6261 | 0 | 6 | 0 | 0 | 4 | 0 | 0 | 0 | 6 | 0 | 140.5252 | 0.054048 | 1 | 0.5 | 0 | 8.2745 | 0 | 8.2745 | 716.9654 | 0 | 41.0398 | 0.031569 | 1 | 0.5 | 0 | 4.1373 | 0 | 4.1373
2007-03-06 07:00 | 3 | 6 | 7 | 65 | 1543 | 50 | 2859.8476 | 0 | Heating | 2859.8476 | 4 | 2287.878 | 2287.878 | 0 | 6 | 0 | 0 | 4 | 0 | 0 | 0 | 6 | 0 | 457.5756 | 0.17599 | 1 | 0.5 | 0 | 8.2745 | 0 | 8.2745 | 2334.5694 | 0 | 133.6331 | 0.10279 | 1 | 0.5 | 0 | 4.1373 | 0 | 4.1373
2007-03-06 08:00 | 3 | 6 | 8 | 65 | 1544 | 48.92 | 2380.169 | 0 | Heating | 2380.169 | 4 | 1904.1352 | 1904.1352 | 0 | 6 | 0 | 0 | 4 | 0 | 0 | 0 | 6 | 0 | 380.827 | 0.14647 | 1 | 0.5 | 0 | 8.2745 | 0 | 8.2745 | 1942.9951 | 0 | 111.219 | 0.085553 | 1 | 0.5 | 0 | 4.1373 | 0 | 4.1373
2007-03-06 09:00 | 3 | 6 | 9 | 65 | 1545 | 48.2 | 2144.7496 | 0 | Heating | 2144.7496 | 4 | 1715.7997 | 1715.7997 | 0 | 6 | 0 | 0 | 4 | 0 | 0 | 0 | 6 | 0 | 343.1599 | 0.13198 | 1 | 0.5 | 0 | 8.2745 | 0 | 8.2745 | 1750.816 | 0 | 100.2184 | 0.077091 | 1 | 0.5 | 0 | 4.1373 | 0 | 4.1373
2007-03-06 10:00 | 3 | 6 | 10 | 65 | 1546 | 48.92 | 1739.3091 | 0 | Heating | 1739.3091 | 4 | 1391.4473 | 1391.4473 | 0 | 6 | 0 | 0 | 4 | 0 | 0 | 0 | 6 | 0 | 278.2895 | 0.10703 | 1 | 0.5 | 0 | 8.2745 | 0 | 8.2745 | 1419.8441 | 0 | 81.2733 | 0.062518 | 1 | 0.5 | 0 | 4.1373 | 0 | 4.1373
2007-03-06 11:00 | 3 | 6 | 11 | 65 | 1547 | 48.92 | 1522.5877 | 0 | Heating | 1522.5877 | 4 | 1218.0702 | 1218.0702 | 0 | 6 | 0 | 0 | 4 | 0 | 0 | 0 | 6 | 0 | 243.614 | 0.093698 | 1 | 0.5 | 0 | 8.2745 | 0 | 8.2745 | 1242.9288 | 0 | 71.1465 | 0.054728 | 1 | 0.5 | 0 | 4.1373 | 0 | 4.1373
2007-03-06 12:00 | 3 | 6 | 12 | 65 | 1548 | 50 | 1260.5371 | 0 | Heating | 1260.5371 | 4 | 1008.4297 | 1008.4297 | 0 | 6 | 0 | 0 | 4 | 0 | 0 | 0 | 6 | 0 | 201.6859 | 0.077572 | 1 | 0.5 | 0 | 8.2745 | 0 | 8.2745 | 1029.0099 | 0 | 58.9015 | 0.045309 | 1 | 0.5 | 0 | 4.1373 | 0 | 4.1373
2007-03-06 13:00 | 3 | 6 | 13 | 65 | 1549 | 50 | 1125.6814 | 0 | Heating | 1125.6814 | 4 | 900.5451 | 900.5451 | 0 | 6 | 0 | 0 | 4 | 0 | 0 | 0 | 6 | 0 | 180.109 | 0.069273 | 1 | 0.5 | 0 | 8.2745 | 0 | 8.2745 | 918.9236 | 0 | 52.6001 | 0.040462 | 1 | 0.5 | 0 | 4.1373 | 0 | 4.1373
2007-03-06 14:00 | 3 | 6 | 14 | 65 | 1550 | 50 | 1070.0893 | 0 | Heating | 1070.0893 | 4 | 856.0714 | 856.0714 | 0 | 6 | 0 | 0 | 4 | 0 | 0 | 0 | 6 | 0 | 171.2143 | 0.065852 | 1 | 0.5 | 0 | 8.2745 | 0 | 8.2745 | 873.5423 | 0 | 50.0024 | 0.038463 | 1 | 0.5 | 0 | 4.1373 | 0 | 4.1373
2007-03-06 15:00 | 3 | 6 | 15 | 65 | 1551 | 37.94 | 1082.142 | 0 | Heating | 1082.142 | 4 | 865.7136 | 865.7136 | 0 | 6 | 0 | 0 | 4 | 0 | 0 | 0 | 6 | 0 | 173.1427 | 0.066593 | 1 | 0.5 | 0 | 8.2745 | 0 | 8.2745 | 883.3812 | 0 | 50.5656 | 0.038897 | 1 | 0.5 | 0 | 4.1373 | 0 | 4.1373
2007-03-06 16:00 | 3 | 6 | 16 | 65 | 1552 | 33.8 | 1152.1367 | 0 | Heating | 1152.1367 | 4 | 921.7094 | 921.7094 | 0 | 6 | 0 | 0 | 4 | 0 | 0 | 0 | 6 | 0 | 184.3419 | 0.070901 | 1 | 0.5 | 0 | 8.2745 | 0 | 8.2745 | 940.5198 | 0 | 53.8363 | 0.041413 | 1 | 0.5 | 0 | 4.1373 | 0 | 4.1373
2007-03-06 17:00 | 3 | 6 | 17 | 65 | 1553 | 33.98 | 1267.8547 | 0 | Heating | 1267.8547 | 4 | 1014.2838 | 1014.2838 | 0 | 6 | 0 | 0 | 4 | 0 | 0 | 0 | 6 | 0 | 202.8568 | 0.078022 | 1 | 0.5 | 0 | 8.2745 | 0 | 8.2745 | 1034.9835 | 0 | 59.2435 | 0.045572 | 1 | 0.5 | 0 | 4.1373 | 0 | 4.1373
2007-03-06 18:00 | 3 | 6 | 18 | 65 | 1554 | 32 | 1478.5971 | 0 | Heating | 1478.5971 | 4 | 1182.8777 | 1182.8777 | 0 | 6 | 0 | 0 | 4 | 0 | 0 | 0 | 6 | 0 | 236.5755 | 0.090991 | 1 | 0.5 | 0 | 8.2745 | 0 | 8.2745 | 1207.018 | 0 | 69.0909 | 0.053147 | 1 | 0.5 | 0 | 4.1373 | 0 | 4.1373
2007-03-06 19:00 | 3 | 6 | 19 | 65 | 1555 | 32 | 1718.898 | 0 | Heating | 1718.898 | 4 | 1375.1184 | 1375.1184 | 0 | 6 | 0 | 0 | 4 | 0 | 0 | 0 | 6 | 0 | 275.0237 | 0.10578 | 1 | 0.5 | 0 | 8.2745 | 0 | 8.2745 | 1403.182 | 0 | 80.3195 | 0.061784 | 1 | 0.5 | 0 | 4.1373 | 0 | 4.1373
2007-03-06 20:00 | 3 | 6 | 20 | 65 | 1556 | 30.92 | 1796.1849 | 0 | Heating | 1796.1849 | 4 | 1436.9479 | 1436.9479 | 0 | 6 | 0 | 0 | 4 | 0 | 0 | 0 | 6 | 0 | 287.3896 | 0.11053 | 1 | 0.5 | 0 | 8.2745 | 0 | 8.2745 | 1466.2734 | 0 | 83.9309 | 0.064562 | 1 | 0.5 | 0 | 4.1373 | 0 | 4.1373
2007-03-06 21:00 | 3 | 6 | 21 | 65 | 1557 | 30.02 | 1918.1714 | 0 | Heating | 1918.1714 | 4 | 1534.5371 | 1534.5371 | 0 | 6 | 0 | 0 | 4 | 0 | 0 | 0 | 6 | 0 | 306.9074 | 0.11804 | 1 | 0.5 | 0 | 8.2745 | 0 | 8.2745 | 1565.8542 | 0 | 89.631 | 0.068947 | 1 | 0.5 | 0 | 4.1373 | 0 | 4.1373
2007-03-06 22:00 | 3 | 6 | 22 | 65 | 1558 | 30.92 | 1210.0921 | 0 | Heating | 1210.0921 | 4 | 968.0736 | 968.0736 | 0 | 6 | 0 | 0 | 4 | 0 | 0 | 0 | 6 | 0 | 193.6147 | 0.074467 | 1 | 0.5 | 0 | 8.2745 | 0 | 8.2745 | 987.8302 | 0 | 56.5444 | 0.043496 | 1 | 0.5 | 0 | 4.1373 | 0 | 4.1373
2007-03-06 23:00 | 3 | 6 | 23 | 65 | 1559 | 30.92 | 1145.8845 | 0 | Heating | 1145.8845 | 4 | 916.7076 | 916.7076 | 0 | 6 | 0 | 0 | 4 | 0 | 0 | 0 | 6 | 0 | 183.3415 | 0.070516 | 1 | 0.5 | 0 | 8.2745 | 0 | 8.2745 | 935.4159 | 0 | 53.5441 | 0.041188 | 1 | 0.5 | 0 | 4.1373 | 0 | 4.1373
2007-03-07 | 3 | 7 | 0 | 66 | 1560 | 30.2 | 1154.1856 | 0 | Heating | 1154.1856 | 4 | 923.3484 | 923.3484 | 0 | 6 | 0 | 0 | 4 | 0 | 0 | 0 | 6 | 0 | 184.6697 | 0.071027 | 1 | 0.5 | 0 | 8.2745 | 0 | 8.2745 | 942.1923 | 0 | 53.932 | 0.041486 | 1 | 0.5 | 0 | 4.1373 | 0 | 4.1373
2007-03-07 01:00 | 3 | 7 | 1 | 66 | 1561 | 28.94 | 1155.2888 | 0 | Heating | 1155.2888 | 4 | 924.2311 | 924.2311 | 0 | 6 | 0 | 0 | 4 | 0 | 0 | 0 | 6 | 0 | 184.8462 | 0.071095 | 1 | 0.5 | 0 | 8.2745 | 0 | 8.2745 | 943.0929 | 0 | 53.9836 | 0.041526 | 1 | 0.5 | 0 | 4.1373 | 0 | 4.1373
2007-03-07 02:00 | 3 | 7 | 2 | 66 | 1562 | 28.94 | 992.8696 | 0 | Heating | 992.8696 | 4 | 794.2957 | 794.2957 | 0 | 6 | 0 | 0 | 4 | 0 | 0 | 0 | 6 | 0 | 158.8591 | 0.0611 | 1 | 0.5 | 0 | 8.2745 | 0 | 8.2745 | 810.5058 | 0 | 46.3941 | 0.035688 | 1 | 0.5 | 0 | 4.1373 | 0 | 4.1373
2007-03-07 03:00 | 3 | 7 | 3 | 66 | 1563 | 26.6 | 1056.9439 | 0 | Heating | 1056.9439 | 4 | 845.5552 | 845.5552 | 0 | 6 | 0 | 0 | 4 | 0 | 0 | 0 | 6 | 0 | 169.111 | 0.065043 | 1 | 0.5 | 0 | 8.2745 | 0 | 8.2745 | 862.8114 | 0 | 49.3882 | 0.037991 | 1 | 0.5 | 0 | 4.1373 | 0 | 4.1373
2007-03-07 04:00 | 3 | 7 | 4 | 66 | 1564 | 24.8 | 1082.3521 | 0 | Heating | 1082.3521 | 4 | 865.8816 | 865.8816 | 0 | 6 | 0 | 0 | 4 | 0 | 0 | 0 | 6 | 0 | 173.1763 | 0.066606 | 1 | 0.5 | 0 | 8.2745 | 0 | 8.2745 | 883.5527 | 0 | 50.5754 | 0.038904 | 1 | 0.5 | 0 | 4.1373 | 0 | 4.1373
2007-03-07 05:00 | 3 | 7 | 5 | 66 | 1565 | 24.98 | 1132.1591 | 0 | Heating | 1132.1591 | 4 | 905.7273 | 905.7273 | 0 | 6 | 0 | 0 | 4 | 0 | 0 | 0 | 6 | 0 | 181.1455 | 0.069671 | 1 | 0.5 | 0 | 8.2745 | 0 | 8.2745 | 924.2115 | 0 | 52.9028 | 0.040694 | 1 | 0.5 | 0 | 4.1373 | 0 | 4.1373
2007-03-07 06:00 | 3 | 7 | 6 | 66 | 1566 | 24.8 | 1386.8712 | 0 | Heating | 1386.8712 | 4 | 1109.4969 | 1109.4969 | 0 | 6 | 0 | 0 | 4 | 0 | 0 | 0 | 6 | 0 | 221.8994 | 0.085346 | 1 | 0.5 | 0 | 8.2745 | 0 | 8.2745 | 1132.1397 | 0 | 64.8048 | 0.04985 | 1 | 0.5 | 0 | 4.1373 | 0 | 4.1373
2007-03-07 07:00 | 3 | 7 | 7 | 66 | 1567 | 24.8 | 3739.3252 | 0 | Heating | 3739.3252 | 4 | 2991.4602 | 2991.4602 | 0 | 6 | 0 | 0 | 4 | 0 | 0 | 0 | 6 | 0 | 598.292 | 0.23011 | 1 | 0.5 | 0 | 8.2745 | 0 | 8.2745 | 3052.5104 | 0 | 174.7287 | 0.13441 | 1 | 0.5 | 0 | 4.1373 | 0 | 4.1373
2007-03-07 08:00 | 3 | 7 | 8 | 66 | 1568 | 23 | 3046.2143 | 0 | Heating | 3046.2143 | 4 | 2436.9714 | 2436.9714 | 0 | 6 | 0 | 0 | 4 | 0 | 0 | 0 | 6 | 0 | 487.3943 | 0.18746 | 1 | 0.5 | 0 | 8.2745 | 0 | 8.2745 | 2486.7055 | 0 | 142.3415 | 0.10949 | 1 | 0.5 | 0 | 4.1373 | 0 | 4.1373
2007-03-07 09:00 | 3 | 7 | 9 | 66 | 1569 | 24.8 | 2563.2742 | 0 | Heating | 2563.2742 | 4 | 2050.6194 | 2050.6194 | 0 | 6 | 0 | 0 | 4 | 0 | 0 | 0 | 6 | 0 | 410.1239 | 0.15774 | 1 | 0.5 | 0 | 8.2745 | 0 | 8.2745 | 2092.4688 | 0 | 119.775 | 0.092135 | 1 | 0.5 | 0 | 4.1373 | 0 | 4.1373
2007-03-07 10:00 | 3 | 7 | 10 | 66 | 1570 | 24.8 | 1954.7076 | 0 | Heating | 1954.7076 | 4 | 1563.7661 | 1563.7661 | 0 | 6 | 0 | 0 | 4 | 0 | 0 | 0 | 6 | 0 | 312.7532 | 0.12029 | 1 | 0.5 | 0 | 8.2745 | 0 | 8.2745 | 1595.6797 | 0 | 91.3383 | 0.07026 | 1 | 0.5 | 0 | 4.1373 | 0 | 4.1373
2007-03-07 11:00 | 3 | 7 | 11 | 66 | 1571 | 24.08 | 1679.843 | 0 | Heating | 1679.843 | 4 | 1343.8744 | 1343.8744 | 0 | 6 | 0 | 0 | 4 | 0 | 0 | 0 | 6 | 0 | 268.7749 | 0.10337 | 1 | 0.5 | 0 | 8.2745 | 0 | 8.2745 | 1371.3004 | 0 | 78.4946 | 0.06038 | 1 | 0.5 | 0 | 4.1373 | 0 | 4.1373
2007-03-07 12:00 | 3 | 7 | 12 | 66 | 1572 | 24.8 | 1423.9716 | 0 | Heating | 1423.9716 | 4 | 1139.1773 | 1139.1773 | 0 | 6 | 0 | 0 | 4 | 0 | 0 | 0 | 6 | 0 | 227.8355 | 0.087629 | 1 | 0.5 | 0 | 8.2745 | 0 | 8.2745 | 1162.4258 | 0 | 66.5384 | 0.051183 | 1 | 0.5 | 0 | 4.1373 | 0 | 4.1373
2007-03-07 13:00 | 3 | 7 | 13 | 66 | 1573 | 24.8 | 1275.3469 | 0 | Heating | 1275.3469 | 4 | 1020.2776 | 1020.2776 | 0 | 6 | 0 | 0 | 4 | 0 | 0 | 0 | 6 | 0 | 204.0555 | 0.078483 | 1 | 0.5 | 0 | 8.2745 | 0 | 8.2745 | 1041.0995 | 0 | 59.5936 | 0.045841 | 1 | 0.5 | 0 | 4.1373 | 0 | 4.1373
2007-03-07 14:00 | 3 | 7 | 14 | 66 | 1574 | 26.96 | 1203.0064 | 0 | Heating | 1203.0064 | 4 | 962.4051 | 962.4051 | 0 | 6 | 0 | 0 | 4 | 0 | 0 | 0 | 6 | 0 | 192.481 | 0.074031 | 1 | 0.5 | 0 | 8.2745 | 0 | 8.2745 | 982.0461 | 0 | 56.2133 | 0.043241 | 1 | 0.5 | 0 | 4.1373 | 0 | 4.1373
2007-03-07 15:00 | 3 | 7 | 15 | 66 | 1575 | 28.94 | 1189.8937 | 0 | Heating | 1189.8937 | 4 | 951.9149 | 951.9149 | 0 | 6 | 0 | 0 | 4 | 0 | 0 | 0 | 6 | 0 | 190.383 | 0.073224 | 1 | 0.5 | 0 | 8.2745 | 0 | 8.2745 | 971.3418 | 0 | 55.6006 | 0.04277 | 1 | 0.5 | 0 | 4.1373 | 0 | 4.1373
2007-03-07 16:00 | 3 | 7 | 16 | 66 | 1576 | 30.02 | 1252.6753 | 0 | Heating | 1252.6753 | 4 | 1002.1403 | 1002.1403 | 0 | 6 | 0 | 0 | 4 | 0 | 0 | 0 | 6 | 0 | 200.4281 | 0.077088 | 1 | 0.5 | 0 | 8.2745 | 0 | 8.2745 | 1022.5921 | 0 | 58.5342 | 0.045026 | 1 | 0.5 | 0 | 4.1373 | 0 | 4.1373
2007-03-07 17:00 | 3 | 7 | 17 | 66 | 1577 | 30.02 | 1370.013 | 0 | Heating | 1370.013 | 4 | 1096.0104 | 1096.0104 | 0 | 6 | 0 | 0 | 4 | 0 | 0 | 0 | 6 | 0 | 219.2021 | 0.084308 | 1 | 0.5 | 0 | 8.2745 | 0 | 8.2745 | 1118.3779 | 0 | 64.0171 | 0.049244 | 1 | 0.5 | 0 | 4.1373 | 0 | 4.1373
2007-03-07 18:00 | 3 | 7 | 18 | 66 | 1578 | 28.04 | 1588.4501 | 0 | Heating | 1588.4501 | 4 | 1270.7601 | 1270.7601 | 0 | 6 | 0 | 0 | 4 | 0 | 0 | 0 | 6 | 0 | 254.152 | 0.097751 | 1 | 0.5 | 0 | 8.2745 | 0 | 8.2745 | 1296.694 | 0 | 74.224 | 0.057095 | 1 | 0.5 | 0 | 4.1373 | 0 | 4.1373
2007-03-07 19:00 | 3 | 7 | 19 | 66 | 1579 | 26.96 | 1856.9126 | 0 | Heating | 1856.9126 | 4 | 1485.5301 | 1485.5301 | 0 | 6 | 0 | 0 | 4 | 0 | 0 | 0 | 6 | 0 | 297.106 | 0.11427 | 1 | 0.5 | 0 | 8.2745 | 0 | 8.2745 | 1515.847 | 0 | 86.7686 | 0.066745 | 1 | 0.5 | 0 | 4.1373 | 0 | 4.1373
2007-03-07 20:00 | 3 | 7 | 20 | 66 | 1580 | 26.96 | 1924.1509 | 0 | Heating | 1924.1509 | 4 | 1539.3207 | 1539.3207 | 0 | 6 | 0 | 0 | 4 | 0 | 0 | 0 | 6 | 0 | 307.8641 | 0.11841 | 1 | 0.5 | 0 | 8.2745 | 0 | 8.2745 | 1570.7354 | 0 | 89.9104 | 0.069162 | 1 | 0.5 | 0 | 4.1373 | 0 | 4.1373
2007-03-07 21:00 | 3 | 7 | 21 | 66 | 1581 | 24.98 | 2017.9553 | 0 | Heating | 2017.9553 | 4 | 1614.3642 | 1614.3642 | 0 | 6 | 0 | 0 | 4 | 0 | 0 | 0 | 6 | 0 | 322.8728 | 0.12418 | 1 | 0.5 | 0 | 8.2745 | 0 | 8.2745 | 1647.3104 | 0 | 94.2937 | 0.072534 | 1 | 0.5 | 0 | 4.1373 | 0 | 4.1373
2007-03-07 22:00 | 3 | 7 | 22 | 66 | 1582 | 23 | 1265.5541 | 0 | Heating | 1265.5541 | 4 | 1012.4433 | 1012.4433 | 0 | 6 | 0 | 0 | 4 | 0 | 0 | 0 | 6 | 0 | 202.4887 | 0.07788 | 1 | 0.5 | 0 | 8.2745 | 0 | 8.2745 | 1033.1054 | 0 | 59.136 | 0.045489 | 1 | 0.5 | 0 | 4.1373 | 0 | 4.1373
2007-03-07 23:00 | 3 | 7 | 23 | 66 | 1583 | 23 | 1204.984 | 0 | Heating | 1204.984 | 4 | 963.9872 | 963.9872 | 0 | 6 | 0 | 0 | 4 | 0 | 0 | 0 | 6 | 0 | 192.7974 | 0.074153 | 1 | 0.5 | 0 | 8.2745 | 0 | 8.2745 | 983.6604 | 0 | 56.3057 | 0.043312 | 1 | 0.5 | 0 | 4.1373 | 0 | 4.1373
2007-03-08 | 3 | 8 | 0 | 67 | 1584 | 19.04 | 1228.0166 | 0 | Heating | 1228.0166 | 4 | 982.4133 | 982.4133 | 0 | 6 | 0 | 0 | 4 | 0 | 0 | 0 | 6 | 0 | 196.4827 | 0.07557 | 1 | 0.5 | 0 | 8.2745 | 0 | 8.2745 | 1002.4625 | 0 | 57.3819 | 0.04414 | 1 | 0.5 | 0 | 4.1373 | 0 | 4.1373
2007-03-08 01:00 | 3 | 8 | 1 | 67 | 1585 | 14 | 1014.5198 | 0 | Heating | 1014.5198 | 4 | 811.6158 | 811.6158 | 0 | 6 | 0 | 0 | 4 | 0 | 0 | 0 | 6 | 0 | 162.3232 | 0.062432 | 1 | 0.5 | 0 | 8.2745 | 0 | 8.2745 | 828.1794 | 0 | 47.4058 | 0.036466 | 1 | 0.5 | 0 | 4.1373 | 0 | 4.1373
2007-03-08 02:00 | 3 | 8 | 2 | 67 | 1586 | 14 | 1169.6501 | 0 | Heating | 1169.6501 | 4 | 935.7201 | 935.7201 | 0 | 6 | 0 | 0 | 4 | 0 | 0 | 0 | 6 | 0 | 187.144 | 0.071978 | 1 | 0.5 | 0 | 8.2745 | 0 | 8.2745 | 954.8164 | 0 | 54.6546 | 0.042042 | 1 | 0.5 | 0 | 4.1373 | 0 | 4.1373
2007-03-08 03:00 | 3 | 8 | 3 | 67 | 1587 | 12.92 | 1281.3891 | 0 | Heating | 1281.3891 | 4 | 1025.1113 | 1025.1113 | 0 | 6 | 0 | 0 | 4 | 0 | 0 | 0 | 6 | 0 | 205.0223 | 0.078855 | 1 | 0.5 | 0 | 8.2745 | 0 | 8.2745 | 1046.0319 | 0 | 59.8759 | 0.046058 | 1 | 0.5 | 0 | 4.1373 | 0 | 4.1373
2007-03-08 04:00 | 3 | 8 | 4 | 67 | 1588 | 12.02 | 1394.5198 | 0 | Heating | 1394.5198 | 4 | 1115.6159 | 1115.6159 | 0 | 6 | 0 | 0 | 4 | 0 | 0 | 0 | 6 | 0 | 223.1232 | 0.085817 | 1 | 0.5 | 0 | 8.2745 | 0 | 8.2745 | 1138.3835 | 0 | 65.1622 | 0.050125 | 1 | 0.5 | 0 | 4.1373 | 0 | 4.1373
2007-03-08 05:00 | 3 | 8 | 5 | 67 | 1589 | 12.02 | 1475.326 | 0 | Heating | 1475.326 | 4 | 1180.2608 | 1180.2608 | 0 | 6 | 0 | 0 | 4 | 0 | 0 | 0 | 6 | 0 | 236.0522 | 0.090789 | 1 | 0.5 | 0 | 8.2745 | 0 | 8.2745 | 1204.3477 | 0 | 68.9381 | 0.053029 | 1 | 0.5 | 0 | 4.1373 | 0 | 4.1373
2007-03-08 06:00 | 3 | 8 | 6 | 67 | 1590 | 12.02 | 1719.3295 | 0 | Heating | 1719.3295 | 4 | 1375.4636 | 1375.4636 | 0 | 6 | 0 | 0 | 4 | 0 | 0 | 0 | 6 | 0 | 275.0927 | 0.1058 | 1 | 0.5 | 0 | 8.2745 | 0 | 8.2745 | 1403.5343 | 0 | 80.3397 | 0.0618 | 1 | 0.5 | 0 | 4.1373 | 0 | 4.1373
2007-03-08 07:00 | 3 | 8 | 7 | 67 | 1591 | 14 | 4173.7648 | 0 | Heating | 4173.7648 | 4 | 3339.0118 | 3200 | 139.0118 | 6 | 6.7903 | 0 | 4 | 0 | 0 | 0 | 6 | 0 | 667.8024 | 0.25685 | 1 | 0.51369 | 0 | 8.8051 | 0 | 8.8051 | 3265.3061 | 0 | 186.9093 | 0.14378 | 1 | 0.5 | 0 | 4.1373 | 0 | 4.1373
2007-03-08 08:00 | 3 | 8 | 8 | 67 | 1592 | 14 | 3490.4423 | 0 | Heating | 3490.4423 | 4 | 2792.3538 | 2792.3538 | 0 | 6 | 0 | 0 | 4 | 0 | 0 | 0 | 6 | 0 | 558.4708 | 0.2148 | 1 | 0.5 | 0 | 8.2745 | 0 | 8.2745 | 2849.3406 | 0 | 163.0991 | 0.12546 | 1 | 0.5 | 0 | 4.1373 | 0 | 4.1373
2007-03-08 09:00 | 3 | 8 | 9 | 67 | 1593 | 19.04 | 3034.5041 | 0 | Heating | 3034.5041 | 4 | 2427.6033 | 2427.6033 | 0 | 6 | 0 | 0 | 4 | 0 | 0 | 0 | 6 | 0 | 485.5207 | 0.18674 | 1 | 0.5 | 0 | 8.2745 | 0 | 8.2745 | 2477.1462 | 0 | 141.7943 | 0.10907 | 1 | 0.5 | 0 | 4.1373 | 0 | 4.1373
2007-03-08 10:00 | 3 | 8 | 10 | 67 | 1594 | 24.08 | 2474.5563 | 0 | Heating | 2474.5563 | 4 | 1979.645 | 1979.645 | 0 | 6 | 0 | 0 | 4 | 0 | 0 | 0 | 6 | 0 | 395.929 | 0.15228 | 1 | 0.5 | 0 | 8.2745 | 0 | 8.2745 | 2020.0459 | 0 | 115.6294 | 0.088946 | 1 | 0.5 | 0 | 4.1373 | 0 | 4.1373
2007-03-08 11:00 | 3 | 8 | 11 | 67 | 1595 | 24.08 | 2165.7354 | 0 | Heating | 2165.7354 | 4 | 1732.5883 | 1732.5883 | 0 | 6 | 0 | 0 | 4 | 0 | 0 | 0 | 6 | 0 | 346.5177 | 0.13328 | 1 | 0.5 | 0 | 8.2745 | 0 | 8.2745 | 1767.9472 | 0 | 101.199 | 0.077845 | 1 | 0.5 | 0 | 4.1373 | 0 | 4.1373
2007-03-08 12:00 | 3 | 8 | 12 | 67 | 1596 | 26.96 | 1873.9929 | 0 | Heating | 1873.9929 | 4 | 1499.1943 | 1499.1943 | 0 | 6 | 0 | 0 | 4 | 0 | 0 | 0 | 6 | 0 | 299.8389 | 0.11532 | 1 | 0.5 | 0 | 8.2745 | 0 | 8.2745 | 1529.7901 | 0 | 87.5667 | 0.067359 | 1 | 0.5 | 0 | 4.1373 | 0 | 4.1373
2007-03-08 13:00 | 3 | 8 | 13 | 67 | 1597 | 28.94 | 1726.3892 | 0 | Heating | 1726.3892 | 4 | 1381.1113 | 1381.1113 | 0 | 6 | 0 | 0 | 4 | 0 | 0 | 0 | 6 | 0 | 276.2223 | 0.10624 | 1 | 0.5 | 0 | 8.2745 | 0 | 8.2745 | 1409.2973 | 0 | 80.6696 | 0.062054 | 1 | 0.5 | 0 | 4.1373 | 0 | 4.1373
2007-03-08 14:00 | 3 | 8 | 14 | 67 | 1598 | 28.94 | 1625.279 | 0 | Heating | 1625.279 | 4 | 1300.2232 | 1300.2232 | 0 | 6 | 0 | 0 | 4 | 0 | 0 | 0 | 6 | 0 | 260.0446 | 0.10002 | 1 | 0.5 | 0 | 8.2745 | 0 | 8.2745 | 1326.7584 | 0 | 75.945 | 0.058419 | 1 | 0.5 | 0 | 4.1373 | 0 | 4.1373
2007-03-08 15:00 | 3 | 8 | 15 | 67 | 1599 | 30.92 | 1566.933 | 0 | Heating | 1566.933 | 4 | 1253.5464 | 1253.5464 | 0 | 6 | 0 | 0 | 4 | 0 | 0 | 0 | 6 | 0 | 250.7093 | 0.096427 | 1 | 0.5 | 0 | 8.2745 | 0 | 8.2745 | 1279.129 | 0 | 73.2186 | 0.056322 | 1 | 0.5 | 0 | 4.1373 | 0 | 4.1373
2007-03-08 16:00 | 3 | 8 | 16 | 67 | 1600 | 30.92 | 1580.8122 | 0 | Heating | 1580.8122 | 4 | 1264.6498 | 1264.6498 | 0 | 6 | 0 | 0 | 4 | 0 | 0 | 0 | 6 | 0 | 252.93 | 0.097281 | 1 | 0.5 | 0 | 8.2745 | 0 | 8.2745 | 1290.459 | 0 | 73.8671 | 0.056821 | 1 | 0.5 | 0 | 4.1373 | 0 | 4.1373
2007-03-08 17:00 | 3 | 8 | 17 | 67 | 1601 | 30.92 | 1681.7213 | 0 | Heating | 1681.7213 | 4 | 1345.377 | 1345.377 | 0 | 6 | 0 | 0 | 4 | 0 | 0 | 0 | 6 | 0 | 269.0754 | 0.10349 | 1 | 0.5 | 0 | 8.2745 | 0 | 8.2745 | 1372.8337 | 0 | 78.5824 | 0.060448 | 1 | 0.5 | 0 | 4.1373 | 0 | 4.1373
2007-03-08 18:00 | 3 | 8 | 18 | 67 | 1602 | 28.94 | 1905.5141 | 0 | Heating | 1905.5141 | 4 | 1524.4113 | 1524.4113 | 0 | 6 | 0 | 0 | 4 | 0 | 0 | 0 | 6 | 0 | 304.8823 | 0.11726 | 1 | 0.5 | 0 | 8.2745 | 0 | 8.2745 | 1555.5217 | 0 | 89.0396 | 0.068492 | 1 | 0.5 | 0 | 4.1373 | 0 | 4.1373
2007-03-08 19:00 | 3 | 8 | 19 | 67 | 1603 | 24.98 | 2188.1876 | 0 | Heating | 2188.1876 | 4 | 1750.55 | 1750.55 | 0 | 6 | 0 | 0 | 4 | 0 | 0 | 0 | 6 | 0 | 350.11 | 0.13466 | 1 | 0.5 | 0 | 8.2745 | 0 | 8.2745 | 1786.2756 | 0 | 102.2482 | 0.078652 | 1 | 0.5 | 0 | 4.1373 | 0 | 4.1373
2007-03-08 20:00 | 3 | 8 | 20 | 67 | 1604 | 24.98 | 2284.1474 | 0 | Heating | 2284.1474 | 4 | 1827.3179 | 1827.3179 | 0 | 6 | 0 | 0 | 4 | 0 | 0 | 0 | 6 | 0 | 365.4636 | 0.14056 | 1 | 0.5 | 0 | 8.2745 | 0 | 8.2745 | 1864.6101 | 0 | 106.7321 | 0.082102 | 1 | 0.5 | 0 | 4.1373 | 0 | 4.1373
2007-03-08 21:00 | 3 | 8 | 21 | 67 | 1605 | 24.08 | 2452.2082 | 0 | Heating | 2452.2082 | 4 | 1961.7666 | 1961.7666 | 0 | 6 | 0 | 0 | 4 | 0 | 0 | 0 | 6 | 0 | 392.3533 | 0.15091 | 1 | 0.5 | 0 | 8.2745 | 0 | 8.2745 | 2001.8027 | 0 | 114.5852 | 0.088142 | 1 | 0.5 | 0 | 4.1373 | 0 | 4.1373
2007-03-08 22:00 | 3 | 8 | 22 | 67 | 1606 | 21.92 | 1560.8953 | 0 | Heating | 1560.8953 | 4 | 1248.7162 | 1248.7162 | 0 | 6 | 0 | 0 | 4 | 0 | 0 | 0 | 6 | 0 | 249.7432 | 0.096055 | 1 | 0.5 | 0 | 8.2745 | 0 | 8.2745 | 1274.2002 | 0 | 72.9365 | 0.056105 | 1 | 0.5 | 0 | 4.1373 | 0 | 4.1373
2007-03-08 23:00 | 3 | 8 | 23 | 67 | 1607 | 21.92 | 1604.581 | 0 | Heating | 1604.581 | 4 | 1283.6648 | 1283.6648 | 0 | 6 | 0 | 0 | 4 | 0 | 0 | 0 | 6 | 0 | 256.733 | 0.098743 | 1 | 0.5 | 0 | 8.2745 | 0 | 8.2745 | 1309.8621 | 0 | 74.9778 | 0.057675 | 1 | 0.5 | 0 | 4.1373 | 0 | 4.1373
2007-03-09 | 3 | 9 | 0 | 68 | 1608 | 19.94 | 1703.7051 | 0 | Heating | 1703.7051 | 4 | 1362.9641 | 1362.9641 | 0 | 6 | 0 | 0 | 4 | 0 | 0 | 0 | 6 | 0 | 272.5928 | 0.10484 | 1 | 0.5 | 0 | 8.2745 | 0 | 8.2745 | 1390.7796 | 0 | 79.6096 | 0.061238 | 1 | 0.5 | 0 | 4.1373 | 0 | 4.1373
2007-03-09 01:00 | 3 | 9 | 1 | 68 | 1609 | 19.04 | 1536.5004 | 0 | Heating | 1536.5004 | 4 | 1229.2004 | 1229.2004 | 0 | 6 | 0 | 0 | 4 | 0 | 0 | 0 | 6 | 0 | 245.8401 | 0.094554 | 1 | 0.5 | 0 | 8.2745 | 0 | 8.2745 | 1254.2861 | 0 | 71.7966 | 0.055228 | 1 | 0.5 | 0 | 4.1373 | 0 | 4.1373
2007-03-09 02:00 | 3 | 9 | 2 | 68 | 1610 | 19.04 | 1739.2247 | 0 | Heating | 1739.2247 | 4 | 1391.3798 | 1391.3798 | 0 | 6 | 0 | 0 | 4 | 0 | 0 | 0 | 6 | 0 | 278.276 | 0.10703 | 1 | 0.5 | 0 | 8.2745 | 0 | 8.2745 | 1419.7753 | 0 | 81.2693 | 0.062515 | 1 | 0.5 | 0 | 4.1373 | 0 | 4.1373
2007-03-09 03:00 | 3 | 9 | 3 | 68 | 1611 | 17.06 | 1784.6065 | 0 | Heating | 1784.6065 | 4 | 1427.6852 | 1427.6852 | 0 | 6 | 0 | 0 | 4 | 0 | 0 | 0 | 6 | 0 | 285.537 | 0.10982 | 1 | 0.5 | 0 | 8.2745 | 0 | 8.2745 | 1456.8216 | 0 | 83.3899 | 0.064146 | 1 | 0.5 | 0 | 4.1373 | 0 | 4.1373
2007-03-09 04:00 | 3 | 9 | 4 | 68 | 1612 | 15.08 | 1827.9972 | 0 | Heating | 1827.9972 | 4 | 1462.3978 | 1462.3978 | 0 | 6 | 0 | 0 | 4 | 0 | 0 | 0 | 6 | 0 | 292.4796 | 0.11249 | 1 | 0.5 | 0 | 8.2745 | 0 | 8.2745 | 1492.2426 | 0 | 85.4174 | 0.065706 | 1 | 0.5 | 0 | 4.1373 | 0 | 4.1373
2007-03-09 05:00 | 3 | 9 | 5 | 68 | 1613 | 15.08 | 1860.3701 | 0 | Heating | 1860.3701 | 4 | 1488.296 | 1488.296 | 0 | 6 | 0 | 0 | 4 | 0 | 0 | 0 | 6 | 0 | 297.6592 | 0.11448 | 1 | 0.5 | 0 | 8.2745 | 0 | 8.2745 | 1518.6694 | 0 | 86.9301 | 0.066869 | 1 | 0.5 | 0 | 4.1373 | 0 | 4.1373
2007-03-09 06:00 | 3 | 9 | 6 | 68 | 1614 | 14 | 2080.8963 | 0 | Heating | 2080.8963 | 4 | 1664.717 | 1664.717 | 0 | 6 | 0 | 0 | 4 | 0 | 0 | 0 | 6 | 0 | 332.9434 | 0.12806 | 1 | 0.5 | 0 | 8.2745 | 0 | 8.2745 | 1698.6908 | 0 | 97.2347 | 0.074796 | 1 | 0.5 | 0 | 4.1373 | 0 | 4.1373
2007-03-09 07:00 | 3 | 9 | 7 | 68 | 1615 | 15.08 | 4684.3011 | 0 | Heating | 4684.3011 | 4 | 3747.4409 | 3200 | 547.4409 | 6 | 26.741 | 0 | 4 | 0 | 0 | 0 | 6 | 0 | 749.4882 | 0.28826 | 1 | 0.57653 | 0 | 11.4816 | 0 | 11.4816 | 3265.3061 | 0 | 186.9093 | 0.14378 | 1 | 0.5 | 0 | 4.1373 | 0 | 4.1373
2007-03-09 08:00 | 3 | 9 | 8 | 68 | 1616 | 15.08 | 3936.6931 | 0 | Heating | 3936.6931 | 4 | 3149.3545 | 3149.3545 | 0 | 6 | 0 | 0 | 4 | 0 | 0 | 0 | 6 | 0 | 629.8709 | 0.24226 | 1 | 0.5 | 0 | 8.2745 | 0 | 8.2745 | 3213.6271 | 0 | 183.9512 | 0.1415 | 1 | 0.5 | 0 | 4.1373 | 0 | 4.1373
2007-03-09 09:00 | 3 | 9 | 9 | 68 | 1617 | 19.94 | 3500.6502 | 0 | Heating | 3500.6502 | 4 | 2800.5202 | 2800.5202 | 0 | 6 | 0 | 0 | 4 | 0 | 0 | 0 | 6 | 0 | 560.104 | 0.21542 | 1 | 0.5 | 0 | 8.2745 | 0 | 8.2745 | 2857.6737 | 0 | 163.5761 | 0.12583 | 1 | 0.5 | 0 | 4.1373 | 0 | 4.1373
2007-03-09 10:00 | 3 | 9 | 10 | 68 | 1618 | 24.08 | 2936.6772 | 0 | Heating | 2936.6772 | 4 | 2349.3417 | 2349.3417 | 0 | 6 | 0 | 0 | 4 | 0 | 0 | 0 | 6 | 0 | 469.8683 | 0.18072 | 1 | 0.5 | 0 | 8.2745 | 0 | 8.2745 | 2397.2875 | 0 | 137.2231 | 0.10556 | 1 | 0.5 | 0 | 4.1373 | 0 | 4.1373
2007-03-09 11:00 | 3 | 9 | 11 | 68 | 1619 | 24.08 | 2509.3164 | 0 | Heating | 2509.3164 | 4 | 2007.4531 | 2007.4531 | 0 | 6 | 0 | 0 | 4 | 0 | 0 | 0 | 6 | 0 | 401.4906 | 0.15442 | 1 | 0.5 | 0 | 8.2745 | 0 | 8.2745 | 2048.4215 | 0 | 117.2537 | 0.090195 | 1 | 0.5 | 0 | 4.1373 | 0 | 4.1373
2007-03-09 12:00 | 3 | 9 | 12 | 68 | 1620 | 32 | 2107.1905 | 0 | Heating | 2107.1905 | 4 | 1685.7524 | 1685.7524 | 0 | 6 | 0 | 0 | 4 | 0 | 0 | 0 | 6 | 0 | 337.1505 | 0.12967 | 1 | 0.5 | 0 | 8.2745 | 0 | 8.2745 | 1720.1555 | 0 | 98.4634 | 0.075741 | 1 | 0.5 | 0 | 4.1373 | 0 | 4.1373
2007-03-09 13:00 | 3 | 9 | 13 | 68 | 1621 | 33.08 | 1838.3958 | 0 | Heating | 1838.3958 | 4 | 1470.7166 | 1470.7166 | 0 | 6 | 0 | 0 | 4 | 0 | 0 | 0 | 6 | 0 | 294.1433 | 0.11313 | 1 | 0.5 | 0 | 8.2745 | 0 | 8.2745 | 1500.7312 | 0 | 85.9033 | 0.066079 | 1 | 0.5 | 0 | 4.1373 | 0 | 4.1373
2007-03-09 14:00 | 3 | 9 | 14 | 68 | 1622 | 33.08 | 1697.5173 | 0 | Heating | 1697.5173 | 4 | 1358.0139 | 1358.0139 | 0 | 6 | 0 | 0 | 4 | 0 | 0 | 0 | 6 | 0 | 271.6028 | 0.10446 | 1 | 0.5 | 0 | 8.2745 | 0 | 8.2745 | 1385.7284 | 0 | 79.3205 | 0.061016 | 1 | 0.5 | 0 | 4.1373 | 0 | 4.1373
2007-03-09 15:00 | 3 | 9 | 15 | 68 | 1623 | 35.06 | 1696.2016 | 0 | Heating | 1696.2016 | 4 | 1356.9613 | 1356.9613 | 0 | 6 | 0 | 0 | 4 | 0 | 0 | 0 | 6 | 0 | 271.3923 | 0.10438 | 1 | 0.5 | 0 | 8.2745 | 0 | 8.2745 | 1384.6544 | 0 | 79.259 | 0.060968 | 1 | 0.5 | 0 | 4.1373 | 0 | 4.1373
2007-03-09 16:00 | 3 | 9 | 16 | 68 | 1624 | 35.96 | 1733.8437 | 0 | Heating | 1733.8437 | 4 | 1387.0749 | 1387.0749 | 0 | 6 | 0 | 0 | 4 | 0 | 0 | 0 | 6 | 0 | 277.415 | 0.1067 | 1 | 0.5 | 0 | 8.2745 | 0 | 8.2745 | 1415.3826 | 0 | 81.0179 | 0.062321 | 1 | 0.5 | 0 | 4.1373 | 0 | 4.1373
2007-03-09 17:00 | 3 | 9 | 17 | 68 | 1625 | 35.96 | 1832.9319 | 0 | Heating | 1832.9319 | 4 | 1466.3455 | 1466.3455 | 0 | 6 | 0 | 0 | 4 | 0 | 0 | 0 | 6 | 0 | 293.2691 | 0.1128 | 1 | 0.5 | 0 | 8.2745 | 0 | 8.2745 | 1496.2709 | 0 | 85.648 | 0.065883 | 1 | 0.5 | 0 | 4.1373 | 0 | 4.1373
2007-03-09 18:00 | 3 | 9 | 18 | 68 | 1626 | 37.04 | 2035.5251 | 0 | Heating | 2035.5251 | 4 | 1628.4201 | 1628.4201 | 0 | 6 | 0 | 0 | 4 | 0 | 0 | 0 | 6 | 0 | 325.684 | 0.12526 | 1 | 0.5 | 0 | 8.2745 | 0 | 8.2745 | 1661.6531 | 0 | 95.1147 | 0.073165 | 1 | 0.5 | 0 | 4.1373 | 0 | 4.1373
2007-03-09 19:00 | 3 | 9 | 19 | 68 | 1627 | 35.96 | 2185.2333 | 0 | Heating | 2185.2333 | 4 | 1748.1867 | 1748.1867 | 0 | 6 | 0 | 0 | 4 | 0 | 0 | 0 | 6 | 0 | 349.6373 | 0.13448 | 1 | 0.5 | 0 | 8.2745 | 0 | 8.2745 | 1783.864 | 0 | 102.1101 | 0.078546 | 1 | 0.5 | 0 | 4.1373 | 0 | 4.1373
2007-03-09 20:00 | 3 | 9 | 20 | 68 | 1628 | 35.96 | 2389.8467 | 0 | Heating | 2389.8467 | 4 | 1911.8774 | 1911.8774 | 0 | 6 | 0 | 0 | 4 | 0 | 0 | 0 | 6 | 0 | 382.3755 | 0.14707 | 1 | 0.5 | 0 | 8.2745 | 0 | 8.2745 | 1950.8953 | 0 | 111.6712 | 0.085901 | 1 | 0.5 | 0 | 4.1373 | 0 | 4.1373
2007-03-09 21:00 | 3 | 9 | 21 | 68 | 1629 | 35.06 | 2487.4342 | 0 | Heating | 2487.4342 | 4 | 1989.9473 | 1989.9473 | 0 | 6 | 0 | 0 | 4 | 0 | 0 | 0 | 6 | 0 | 397.9895 | 0.15307 | 1 | 0.5 | 0 | 8.2745 | 0 | 8.2745 | 2030.5585 | 0 | 116.2312 | 0.089409 | 1 | 0.5 | 0 | 4.1373 | 0 | 4.1373
2007-03-09 22:00 | 3 | 9 | 22 | 68 | 1630 | 35.06 | 2569.6485 | 0 | Heating | 2569.6485 | 4 | 2055.7188 | 2055.7188 | 0 | 6 | 0 | 0 | 4 | 0 | 0 | 0 | 6 | 0 | 411.1438 | 0.15813 | 1 | 0.5 | 0 | 8.2745 | 0 | 8.2745 | 2097.6722 | 0 | 120.0728 | 0.092364 | 1 | 0.5 | 0 | 4.1373 | 0 | 4.1373
2007-03-09 23:00 | 3 | 9 | 23 | 68 | 1631 | 35.06 | 1578.9623 | 0 | Heating | 1578.9623 | 4 | 1263.1698 | 1263.1698 | 0 | 6 | 0 | 0 | 4 | 0 | 0 | 0 | 6 | 0 | 252.634 | 0.097167 | 1 | 0.5 | 0 | 8.2745 | 0 | 8.2745 | 1288.9488 | 0 | 73.7807 | 0.056754 | 1 | 0.5 | 0 | 4.1373 | 0 | 4.1373
2007-03-10 | 3 | 10 | 0 | 69 | 1632 | 35.06 | 1508.5181 | 0 | Heating | 1508.5181 | 4 | 1206.8145 | 1206.8145 | 0 | 6 | 0 | 0 | 4 | 0 | 0 | 0 | 6 | 0 | 241.3629 | 0.092832 | 1 | 0.5 | 0 | 8.2745 | 0 | 8.2745 | 1231.4434 | 0 | 70.489 | 0.054222 | 1 | 0.5 | 0 | 4.1373 | 0 | 4.1373
2007-03-10 01:00 | 3 | 10 | 1 | 69 | 1633 | 33.98 | 1297.1096 | 0 | Heating | 1297.1096 | 4 | 1037.6877 | 1037.6877 | 0 | 6 | 0 | 0 | 4 | 0 | 0 | 0 | 6 | 0 | 207.5375 | 0.079822 | 1 | 0.5 | 0 | 8.2745 | 0 | 8.2745 | 1058.865 | 0 | 60.6105 | 0.046623 | 1 | 0.5 | 0 | 4.1373 | 0 | 4.1373
2007-03-10 02:00 | 3 | 10 | 2 | 69 | 1634 | 33.98 | 1390.8561 | 0 | Heating | 1390.8561 | 4 | 1112.6848 | 1112.6848 | 0 | 6 | 0 | 0 | 4 | 0 | 0 | 0 | 6 | 0 | 222.537 | 0.085591 | 1 | 0.5 | 0 | 8.2745 | 0 | 8.2745 | 1135.3927 | 0 | 64.991 | 0.049993 | 1 | 0.5 | 0 | 4.1373 | 0 | 4.1373
2007-03-10 03:00 | 3 | 10 | 3 | 69 | 1635 | 35.6 | 1483.4414 | 0 | Heating | 1483.4414 | 4 | 1186.7532 | 1186.7532 | 0 | 6 | 0 | 0 | 4 | 0 | 0 | 0 | 6 | 0 | 237.3506 | 0.091289 | 1 | 0.5 | 0 | 8.2745 | 0 | 8.2745 | 1210.9726 | 0 | 69.3173 | 0.053321 | 1 | 0.5 | 0 | 4.1373 | 0 | 4.1373
2007-03-10 04:00 | 3 | 10 | 4 | 69 | 1636 | 35.06 | 1588.0272 | 0 | Heating | 1588.0272 | 4 | 1270.4218 | 1270.4218 | 0 | 6 | 0 | 0 | 4 | 0 | 0 | 0 | 6 | 0 | 254.0844 | 0.097725 | 1 | 0.5 | 0 | 8.2745 | 0 | 8.2745 | 1296.3487 | 0 | 74.2043 | 0.05708 | 1 | 0.5 | 0 | 4.1373 | 0 | 4.1373
2007-03-10 05:00 | 3 | 10 | 5 | 69 | 1637 | 35.06 | 1643.0837 | 0 | Heating | 1643.0837 | 4 | 1314.4669 | 1314.4669 | 0 | 6 | 0 | 0 | 4 | 0 | 0 | 0 | 6 | 0 | 262.8934 | 0.10111 | 1 | 0.5 | 0 | 8.2745 | 0 | 8.2745 | 1341.2928 | 0 | 76.7769 | 0.059059 | 1 | 0.5 | 0 | 4.1373 | 0 | 4.1373
2007-03-10 06:00 | 3 | 10 | 6 | 69 | 1638 | 35.6 | 1853.6783 | 0 | Heating | 1853.6783 | 4 | 1482.9427 | 1482.9427 | 0 | 6 | 0 | 0 | 4 | 0 | 0 | 0 | 6 | 0 | 296.5885 | 0.11407 | 1 | 0.5 | 0 | 8.2745 | 0 | 8.2745 | 1513.2068 | 0 | 86.6174 | 0.066629 | 1 | 0.5 | 0 | 4.1373 | 0 | 4.1373
2007-03-10 07:00 | 3 | 10 | 7 | 69 | 1639 | 35.06 | 2148.418 | 0 | Heating | 2148.418 | 4 | 1718.7344 | 1718.7344 | 0 | 6 | 0 | 0 | 4 | 0 | 0 | 0 | 6 | 0 | 343.7469 | 0.13221 | 1 | 0.5 | 0 | 8.2745 | 0 | 8.2745 | 1753.8106 | 0 | 100.3898 | 0.077223 | 1 | 0.5 | 0 | 4.1373 | 0 | 4.1373
2007-03-10 08:00 | 3 | 10 | 8 | 69 | 1640 | 35.06 | 1984.3604 | 0 | Heating | 1984.3604 | 4 | 1587.4883 | 1587.4883 | 0 | 6 | 0 | 0 | 4 | 0 | 0 | 0 | 6 | 0 | 317.4977 | 0.12211 | 1 | 0.5 | 0 | 8.2745 | 0 | 8.2745 | 1619.886 | 0 | 92.7239 | 0.071326 | 1 | 0.5 | 0 | 4.1373 | 0 | 4.1373
2007-03-10 09:00 | 3 | 10 | 9 | 69 | 1641 | 35.6 | 3768.3837 | 0 | Heating | 3768.3837 | 4 | 3014.7069 | 3014.7069 | 0 | 6 | 0 | 0 | 4 | 0 | 0 | 0 | 6 | 0 | 602.9414 | 0.2319 | 1 | 0.5 | 0 | 8.2745 | 0 | 8.2745 | 3076.2316 | 0 | 176.0865 | 0.13545 | 1 | 0.5 | 0 | 4.1373 | 0 | 4.1373
2007-03-10 10:00 | 3 | 10 | 10 | 69 | 1642 | 35.6 | 2714.647 | 0 | Heating | 2714.647 | 4 | 2171.7176 | 2171.7176 | 0 | 6 | 0 | 0 | 4 | 0 | 0 | 0 | 6 | 0 | 434.3435 | 0.16706 | 1 | 0.5 | 0 | 8.2745 | 0 | 8.2745 | 2216.0384 | 0 | 126.8482 | 0.097576 | 1 | 0.5 | 0 | 4.1373 | 0 | 4.1373
2007-03-10 11:00 | 3 | 10 | 11 | 69 | 1643 | 35.06 | 2110.2292 | 0 | Heating | 2110.2292 | 4 | 1688.1833 | 1688.1833 | 0 | 6 | 0 | 0 | 4 | 0 | 0 | 0 | 6 | 0 | 337.6367 | 0.12986 | 1 | 0.5 | 0 | 8.2745 | 0 | 8.2745 | 1722.636 | 0 | 98.6054 | 0.07585 | 1 | 0.5 | 0 | 4.1373 | 0 | 4.1373
2007-03-10 12:00 | 3 | 10 | 12 | 69 | 1644 | 37.94 | 1688.4467 | 0 | Heating | 1688.4467 | 4 | 1350.7573 | 1350.7573 | 0 | 6 | 0 | 0 | 4 | 0 | 0 | 0 | 6 | 0 | 270.1515 | 0.1039 | 1 | 0.5 | 0 | 8.2745 | 0 | 8.2745 | 1378.3238 | 0 | 78.8966 | 0.06069 | 1 | 0.5 | 0 | 4.1373 | 0 | 4.1373
2007-03-10 13:00 | 3 | 10 | 13 | 69 | 1645 | 39.2 | 1340.528 | 0 | Heating | 1340.528 | 4 | 1072.4224 | 1072.4224 | 0 | 6 | 0 | 0 | 4 | 0 | 0 | 0 | 6 | 0 | 214.4845 | 0.082494 | 1 | 0.5 | 0 | 8.2745 | 0 | 8.2745 | 1094.3085 | 0 | 62.6393 | 0.048184 | 1 | 0.5 | 0 | 4.1373 | 0 | 4.1373
2007-03-10 14:00 | 3 | 10 | 14 | 69 | 1646 | 39.02 | 1213.1025 | 0 | Heating | 1213.1025 | 4 | 970.482 | 970.482 | 0 | 6 | 0 | 0 | 4 | 0 | 0 | 0 | 6 | 0 | 194.0964 | 0.074652 | 1 | 0.5 | 0 | 8.2745 | 0 | 8.2745 | 990.2877 | 0 | 56.685 | 0.043604 | 1 | 0.5 | 0 | 4.1373 | 0 | 4.1373
2007-03-10 15:00 | 3 | 10 | 15 | 69 | 1647 | 39.92 | 1191.5032 | 0 | Heating | 1191.5032 | 4 | 953.2025 | 953.2025 | 0 | 6 | 0 | 0 | 4 | 0 | 0 | 0 | 6 | 0 | 190.6405 | 0.073323 | 1 | 0.5 | 0 | 8.2745 | 0 | 8.2745 | 972.6557 | 0 | 55.6758 | 0.042828 | 1 | 0.5 | 0 | 4.1373 | 0 | 4.1373
2007-03-10 16:00 | 3 | 10 | 16 | 69 | 1648 | 41 | 1246.0125 | 0 | Heating | 1246.0125 | 4 | 996.81 | 996.81 | 0 | 6 | 0 | 0 | 4 | 0 | 0 | 0 | 6 | 0 | 199.362 | 0.076678 | 1 | 0.5 | 0 | 8.2745 | 0 | 8.2745 | 1017.153 | 0 | 58.2228 | 0.044787 | 1 | 0.5 | 0 | 4.1373 | 0 | 4.1373
2007-03-10 17:00 | 3 | 10 | 17 | 69 | 1649 | 41 | 1357.3196 | 0 | Heating | 1357.3196 | 4 | 1085.8557 | 1085.8557 | 0 | 6 | 0 | 0 | 4 | 0 | 0 | 0 | 6 | 0 | 217.1711 | 0.083527 | 1 | 0.5 | 0 | 8.2745 | 0 | 8.2745 | 1108.016 | 0 | 63.4239 | 0.048788 | 1 | 0.5 | 0 | 4.1373 | 0 | 4.1373
2007-03-10 18:00 | 3 | 10 | 18 | 69 | 1650 | 37.4 | 1842.3923 | 0 | Heating | 1842.3923 | 4 | 1473.9138 | 1473.9138 | 0 | 6 | 0 | 0 | 4 | 0 | 0 | 0 | 6 | 0 | 294.7828 | 0.11338 | 1 | 0.5 | 0 | 8.2745 | 0 | 8.2745 | 1503.9937 | 0 | 86.0901 | 0.066223 | 1 | 0.5 | 0 | 4.1373 | 0 | 4.1373
2007-03-10 19:00 | 3 | 10 | 19 | 69 | 1651 | 42.98 | 2087.8613 | 0 | Heating | 2087.8613 | 4 | 1670.289 | 1670.289 | 0 | 6 | 0 | 0 | 4 | 0 | 0 | 0 | 6 | 0 | 334.0578 | 0.12848 | 1 | 0.5 | 0 | 8.2745 | 0 | 8.2745 | 1704.3766 | 0 | 97.5602 | 0.075046 | 1 | 0.5 | 0 | 4.1373 | 0 | 4.1373
2007-03-10 20:00 | 3 | 10 | 20 | 69 | 1652 | 42.98 | 1205.3039 | 0 | Heating | 1205.3039 | 4 | 964.2431 | 964.2431 | 0 | 6 | 0 | 0 | 4 | 0 | 0 | 0 | 6 | 0 | 192.8486 | 0.074173 | 1 | 0.5 | 0 | 8.2745 | 0 | 8.2745 | 983.9216 | 0 | 56.3206 | 0.043324 | 1 | 0.5 | 0 | 4.1373 | 0 | 4.1373
2007-03-10 21:00 | 3 | 10 | 21 | 69 | 1653 | 42.8 | 1201.8432 | 0 | Heating | 1201.8432 | 4 | 961.4745 | 961.4745 | 0 | 6 | 0 | 0 | 4 | 0 | 0 | 0 | 6 | 0 | 192.2949 | 0.07396 | 1 | 0.5 | 0 | 8.2745 | 0 | 8.2745 | 981.0965 | 0 | 56.1589 | 0.043199 | 1 | 0.5 | 0 | 4.1373 | 0 | 4.1373
2007-03-10 22:00 | 3 | 10 | 22 | 69 | 1654 | 42.8 | 1185.8982 | 0 | Heating | 1185.8982 | 4 | 948.7185 | 948.7185 | 0 | 6 | 0 | 0 | 4 | 0 | 0 | 0 | 6 | 0 | 189.7437 | 0.072978 | 1 | 0.5 | 0 | 8.2745 | 0 | 8.2745 | 968.0801 | 0 | 55.4139 | 0.042626 | 1 | 0.5 | 0 | 4.1373 | 0 | 4.1373
2007-03-10 23:00 | 3 | 10 | 23 | 69 | 1655 | 42.98 | 1212.5159 | 0 | Heating | 1212.5159 | 4 | 970.0127 | 970.0127 | 0 | 6 | 0 | 0 | 4 | 0 | 0 | 0 | 6 | 0 | 194.0025 | 0.074616 | 1 | 0.5 | 0 | 8.2745 | 0 | 8.2745 | 989.8089 | 0 | 56.6576 | 0.043583 | 1 | 0.5 | 0 | 4.1373 | 0 | 4.1373
2007-03-11 | 3 | 11 | 0 | 70 | 1656 | 42.98 | 1151.3382 | 0 | Heating | 1151.3382 | 4 | 921.0706 | 921.0706 | 0 | 6 | 0 | 0 | 4 | 0 | 0 | 0 | 6 | 0 | 184.2141 | 0.070852 | 1 | 0.5 | 0 | 8.2745 | 0 | 8.2745 | 939.868 | 0 | 53.799 | 0.041384 | 1 | 0.5 | 0 | 4.1373 | 0 | 4.1373
2007-03-11 01:00 | 3 | 11 | 1 | 70 | 1657 | 46.04 | 1099.6156 | 0 | Heating | 1099.6156 | 4 | 879.6925 | 879.6925 | 0 | 6 | 0 | 0 | 4 | 0 | 0 | 0 | 6 | 0 | 175.9385 | 0.067669 | 1 | 0.5 | 0 | 8.2745 | 0 | 8.2745 | 897.6454 | 0 | 51.3821 | 0.039525 | 1 | 0.5 | 0 | 4.1373 | 0 | 4.1373
2007-03-11 02:00 | 3 | 11 | 2 | 70 | 1658 | 46.04 | 940.4366 | 0 | Heating | 940.4366 | 4 | 752.3493 | 752.3493 | 0 | 6 | 0 | 0 | 4 | 0 | 0 | 0 | 6 | 0 | 150.4699 | 0.057873 | 1 | 0.5 | 0 | 8.2745 | 0 | 8.2745 | 767.7033 | 0 | 43.9441 | 0.033803 | 1 | 0.5 | 0 | 4.1373 | 0 | 4.1373
2007-03-11 03:00 | 3 | 11 | 3 | 70 | 1659 | 46.04 | 996.5706 | 0 | Heating | 996.5706 | 4 | 797.2565 | 797.2565 | 0 | 6 | 0 | 0 | 4 | 0 | 0 | 0 | 6 | 0 | 159.4513 | 0.061327 | 1 | 0.5 | 0 | 8.2745 | 0 | 8.2745 | 813.527 | 0 | 46.5671 | 0.035821 | 1 | 0.5 | 0 | 4.1373 | 0 | 4.1373
2007-03-11 04:00 | 3 | 11 | 4 | 70 | 1660 | 42.98 | 1032.2277 | 0 | Heating | 1032.2277 | 4 | 825.7822 | 825.7822 | 0 | 6 | 0 | 0 | 4 | 0 | 0 | 0 | 6 | 0 | 165.1564 | 0.063522 | 1 | 0.5 | 0 | 8.2745 | 0 | 8.2745 | 842.6349 | 0 | 48.2332 | 0.037102 | 1 | 0.5 | 0 | 4.1373 | 0 | 4.1373
2007-03-11 05:00 | 3 | 11 | 5 | 70 | 1661 | 42.98 | 1059.329 | 0 | Heating | 1059.329 | 4 | 847.4632 | 847.4632 | 0 | 6 | 0 | 0 | 4 | 0 | 0 | 0 | 6 | 0 | 169.4926 | 0.065189 | 1 | 0.5 | 0 | 8.2745 | 0 | 8.2745 | 864.7583 | 0 | 49.4996 | 0.038077 | 1 | 0.5 | 0 | 4.1373 | 0 | 4.1373
2007-03-11 06:00 | 3 | 11 | 6 | 70 | 1662 | 44.6 | 1267.892 | 0 | Heating | 1267.892 | 4 | 1014.3136 | 1014.3136 | 0 | 6 | 0 | 0 | 4 | 0 | 0 | 0 | 6 | 0 | 202.8627 | 0.078024 | 1 | 0.5 | 0 | 8.2745 | 0 | 8.2745 | 1035.0139 | 0 | 59.2452 | 0.045573 | 1 | 0.5 | 0 | 4.1373 | 0 | 4.1373
2007-03-11 07:00 | 3 | 11 | 7 | 70 | 1663 | 44.6 | 3401.9022 | 0 | Heating | 3401.9022 | 4 | 2721.5218 | 2721.5218 | 0 | 6 | 0 | 0 | 4 | 0 | 0 | 0 | 6 | 0 | 544.3044 | 0.20935 | 1 | 0.5 | 0 | 8.2745 | 0 | 8.2745 | 2777.063 | 0 | 158.9618 | 0.12228 | 1 | 0.5 | 0 | 4.1373 | 0 | 4.1373
2007-03-11 08:00 | 3 | 11 | 8 | 70 | 1664 | 44.06 | 2833.9006 | 0 | Heating | 2833.9006 | 4 | 2267.1205 | 2267.1205 | 0 | 6 | 0 | 0 | 4 | 0 | 0 | 0 | 6 | 0 | 453.4241 | 0.17439 | 1 | 0.5 | 0 | 8.2745 | 0 | 8.2745 | 2313.3882 | 0 | 132.4206 | 0.10186 | 1 | 0.5 | 0 | 4.1373 | 0 | 4.1373
2007-03-11 09:00 | 3 | 11 | 9 | 70 | 1665 | 42.98 | 2517.2879 | 0 | Heating | 2517.2879 | 4 | 2013.8303 | 2013.8303 | 0 | 6 | 0 | 0 | 4 | 0 | 0 | 0 | 6 | 0 | 402.7661 | 0.15491 | 1 | 0.5 | 0 | 8.2745 | 0 | 8.2745 | 2054.9289 | 0 | 117.6262 | 0.090482 | 1 | 0.5 | 0 | 4.1373 | 0 | 4.1373
2007-03-11 10:00 | 3 | 11 | 10 | 70 | 1666 | 44.96 | 2023.5239 | 0 | Heating | 2023.5239 | 4 | 1618.8191 | 1618.8191 | 0 | 6 | 0 | 0 | 4 | 0 | 0 | 0 | 6 | 0 | 323.7638 | 0.12452 | 1 | 0.5 | 0 | 8.2745 | 0 | 8.2745 | 1651.8562 | 0 | 94.5539 | 0.072734 | 1 | 0.5 | 0 | 4.1373 | 0 | 4.1373
2007-03-11 11:00 | 3 | 11 | 11 | 70 | 1667 | 44.96 | 1762.4099 | 0 | Heating | 1762.4099 | 4 | 1409.9279 | 1409.9279 | 0 | 6 | 0 | 0 | 4 | 0 | 0 | 0 | 6 | 0 | 281.9856 | 0.10846 | 1 | 0.5 | 0 | 8.2745 | 0 | 8.2745 | 1438.7019 | 0 | 82.3527 | 0.063348 | 1 | 0.5 | 0 | 4.1373 | 0 | 4.1373
2007-03-11 12:00 | 3 | 11 | 12 | 70 | 1668 | 50 | 1464.7799 | 0 | Heating | 1464.7799 | 4 | 1171.8239 | 1171.8239 | 0 | 6 | 0 | 0 | 4 | 0 | 0 | 0 | 6 | 0 | 234.3648 | 0.09014 | 1 | 0.5 | 0 | 8.2745 | 0 | 8.2745 | 1195.7387 | 0 | 68.4453 | 0.05265 | 1 | 0.5 | 0 | 4.1373 | 0 | 4.1373
2007-03-11 13:00 | 3 | 11 | 13 | 70 | 1669 | 51.08 | 1284.7671 | 0 | Heating | 1284.7671 | 4 | 1027.8136 | 1027.8136 | 0 | 6 | 0 | 0 | 4 | 0 | 0 | 0 | 6 | 0 | 205.5627 | 0.079063 | 1 | 0.5 | 0 | 8.2745 | 0 | 8.2745 | 1048.7894 | 0 | 60.0337 | 0.04618 | 1 | 0.5 | 0 | 4.1373 | 0 | 4.1373
2007-03-11 14:00 | 3 | 11 | 14 | 70 | 1670 | 51.08 | 1185.4492 | 0 | Heating | 1185.4492 | 4 | 948.3593 | 948.3593 | 0 | 6 | 0 | 0 | 4 | 0 | 0 | 0 | 6 | 0 | 189.6719 | 0.072951 | 1 | 0.5 | 0 | 8.2745 | 0 | 8.2745 | 967.7136 | 0 | 55.3929 | 0.04261 | 1 | 0.5 | 0 | 4.1373 | 0 | 4.1373
2007-03-11 15:00 | 3 | 11 | 15 | 70 | 1671 | 53.06 | 1133.3026 | 0 | Heating | 1133.3026 | 4 | 906.642 | 906.642 | 0 | 6 | 0 | 0 | 4 | 0 | 0 | 0 | 6 | 0 | 181.3284 | 0.069742 | 1 | 0.5 | 0 | 8.2745 | 0 | 8.2745 | 925.1449 | 0 | 52.9562 | 0.040736 | 1 | 0.5 | 0 | 4.1373 | 0 | 4.1373
2007-03-11 16:00 | 3 | 11 | 16 | 70 | 1672 | 53.06 | 1175.0752 | 0 | Heating | 1175.0752 | 4 | 940.0602 | 940.0602 | 0 | 6 | 0 | 0 | 4 | 0 | 0 | 0 | 6 | 0 | 188.012 | 0.072312 | 1 | 0.5 | 0 | 8.2745 | 0 | 8.2745 | 959.2451 | 0 | 54.9081 | 0.042237 | 1 | 0.5 | 0 | 4.1373 | 0 | 4.1373
2007-03-11 17:00 | 3 | 11 | 17 | 70 | 1673 | 53.06 | 1298.1821 | 0 | Heating | 1298.1821 | 4 | 1038.5457 | 1038.5457 | 0 | 6 | 0 | 0 | 4 | 0 | 0 | 0 | 6 | 0 | 207.7091 | 0.079888 | 1 | 0.5 | 0 | 8.2745 | 0 | 8.2745 | 1059.7405 | 0 | 60.6606 | 0.046662 | 1 | 0.5 | 0 | 4.1373 | 0 | 4.1373
2007-03-11 18:00 | 3 | 11 | 18 | 70 | 1674 | 48.92 | 1522.6464 | 0 | Heating | 1522.6464 | 4 | 1218.1171 | 1218.1171 | 0 | 6 | 0 | 0 | 4 | 0 | 0 | 0 | 6 | 0 | 243.6234 | 0.093701 | 1 | 0.5 | 0 | 8.2745 | 0 | 8.2745 | 1242.9767 | 0 | 71.1492 | 0.05473 | 1 | 0.5 | 0 | 4.1373 | 0 | 4.1373
2007-03-11 19:00 | 3 | 11 | 19 | 70 | 1675 | 42.98 | 1797.3594 | 0 | Heating | 1797.3594 | 4 | 1437.8875 | 1437.8875 | 0 | 6 | 0 | 0 | 4 | 0 | 0 | 0 | 6 | 0 | 287.5775 | 0.11061 | 1 | 0.5 | 0 | 8.2745 | 0 | 8.2745 | 1467.2322 | 0 | 83.9858 | 0.064604 | 1 | 0.5 | 0 | 4.1373 | 0 | 4.1373
2007-03-11 20:00 | 3 | 11 | 20 | 70 | 1676 | 42.98 | 1923.8598 | 0 | Heating | 1923.8598 | 4 | 1539.0879 | 1539.0879 | 0 | 6 | 0 | 0 | 4 | 0 | 0 | 0 | 6 | 0 | 307.8176 | 0.11839 | 1 | 0.5 | 0 | 8.2745 | 0 | 8.2745 | 1570.4978 | 0 | 89.8968 | 0.069151 | 1 | 0.5 | 0 | 4.1373 | 0 | 4.1373
2007-03-11 21:00 | 3 | 11 | 21 | 70 | 1677 | 42.08 | 2064.3373 | 0 | Heating | 2064.3373 | 4 | 1651.4698 | 1651.4698 | 0 | 6 | 0 | 0 | 4 | 0 | 0 | 0 | 6 | 0 | 330.294 | 0.12704 | 1 | 0.5 | 0 | 8.2745 | 0 | 8.2745 | 1685.1733 | 0 | 96.461 | 0.074201 | 1 | 0.5 | 0 | 4.1373 | 0 | 4.1373
2007-03-11 22:00 | 3 | 11 | 22 | 70 | 1678 | 39.92 | 1311.7694 | 0 | Heating | 1311.7694 | 4 | 1049.4155 | 1049.4155 | 0 | 6 | 0 | 0 | 4 | 0 | 0 | 0 | 6 | 0 | 209.8831 | 0.080724 | 1 | 0.5 | 0 | 8.2745 | 0 | 8.2745 | 1070.8322 | 0 | 61.2955 | 0.04715 | 1 | 0.5 | 0 | 4.1373 | 0 | 4.1373
2007-03-11 23:00 | 3 | 11 | 23 | 70 | 1679 | 39.92 | 1315.3745 | 0 | Heating | 1315.3745 | 4 | 1052.2996 | 1052.2996 | 0 | 6 | 0 | 0 | 4 | 0 | 0 | 0 | 6 | 0 | 210.4599 | 0.080946 | 1 | 0.5 | 0 | 8.2745 | 0 | 8.2745 | 1073.7751 | 0 | 61.4639 | 0.04728 | 1 | 0.5 | 0 | 4.1373 | 0 | 4.1373
2007-03-12 | 3 | 12 | 0 | 71 | 1680 | 37.94 | 1427.5922 | 0 | Heating | 1427.5922 | 4 | 1142.0737 | 1142.0737 | 0 | 6 | 0 | 0 | 4 | 0 | 0 | 0 | 6 | 0 | 228.4147 | 0.087852 | 1 | 0.5 | 0 | 8.2745 | 0 | 8.2745 | 1165.3814 | 0 | 66.7076 | 0.051314 | 1 | 0.5 | 0 | 4.1373 | 0 | 4.1373
2007-03-12 01:00 | 3 | 12 | 1 | 71 | 1681 | 37.94 | 1514.0963 | 0 | Heating | 1514.0963 | 4 | 1211.277 | 1211.277 | 0 | 6 | 0 | 0 | 4 | 0 | 0 | 0 | 6 | 0 | 242.2554 | 0.093175 | 1 | 0.5 | 0 | 8.2745 | 0 | 8.2745 | 1235.997 | 0 | 70.7497 | 0.054423 | 1 | 0.5 | 0 | 4.1373 | 0 | 4.1373
2007-03-12 02:00 | 3 | 12 | 2 | 71 | 1682 | 37.94 | 1416.2479 | 0 | Heating | 1416.2479 | 4 | 1132.9984 | 1132.9984 | 0 | 6 | 0 | 0 | 4 | 0 | 0 | 0 | 6 | 0 | 226.5997 | 0.087154 | 1 | 0.5 | 0 | 8.2745 | 0 | 8.2745 | 1156.1208 | 0 | 66.1775 | 0.050906 | 1 | 0.5 | 0 | 4.1373 | 0 | 4.1373
2007-03-12 03:00 | 3 | 12 | 3 | 71 | 1683 | 37.04 | 1545.4107 | 0 | Heating | 1545.4107 | 4 | 1236.3285 | 1236.3285 | 0 | 6 | 0 | 0 | 4 | 0 | 0 | 0 | 6 | 0 | 247.2657 | 0.095102 | 1 | 0.5 | 0 | 8.2745 | 0 | 8.2745 | 1261.5597 | 0 | 72.2129 | 0.055548 | 1 | 0.5 | 0 | 4.1373 | 0 | 4.1373
2007-03-12 04:00 | 3 | 12 | 4 | 71 | 1684 | 35.06 | 1632.1742 | 0 | Heating | 1632.1742 | 4 | 1305.7393 | 1305.7393 | 0 | 6 | 0 | 0 | 4 | 0 | 0 | 0 | 6 | 0 | 261.1479 | 0.10044 | 1 | 0.5 | 0 | 8.2745 | 0 | 8.2745 | 1332.3871 | 0 | 76.2671 | 0.058667 | 1 | 0.5 | 0 | 4.1373 | 0 | 4.1373
2007-03-12 05:00 | 3 | 12 | 5 | 71 | 1685 | 35.06 | 1691.8774 | 0 | Heating | 1691.8774 | 4 | 1353.5019 | 1353.5019 | 0 | 6 | 0 | 0 | 4 | 0 | 0 | 0 | 6 | 0 | 270.7004 | 0.10412 | 1 | 0.5 | 0 | 8.2745 | 0 | 8.2745 | 1381.1244 | 0 | 79.0569 | 0.060813 | 1 | 0.5 | 0 | 4.1373 | 0 | 4.1373
2007-03-12 06:00 | 3 | 12 | 6 | 71 | 1686 | 35.06 | 1924.4375 | 0 | Heating | 1924.4375 | 4 | 1539.55 | 1539.55 | 0 | 6 | 0 | 0 | 4 | 0 | 0 | 0 | 6 | 0 | 307.91 | 0.11843 | 1 | 0.5 | 0 | 8.2745 | 0 | 8.2745 | 1570.9694 | 0 | 89.9238 | 0.069172 | 1 | 0.5 | 0 | 4.1373 | 0 | 4.1373
2007-03-12 07:00 | 3 | 12 | 7 | 71 | 1687 | 35.06 | 4433.0982 | 0 | Heating | 4433.0982 | 4 | 3546.4786 | 3200 | 346.4786 | 6 | 16.9245 | 0 | 4 | 0 | 0 | 0 | 6 | 0 | 709.2957 | 0.27281 | 1 | 0.54561 | 0 | 10.1145 | 0 | 10.1145 | 3265.3061 | 0 | 186.9093 | 0.14378 | 1 | 0.5 | 0 | 4.1373 | 0 | 4.1373
2007-03-12 08:00 | 3 | 12 | 8 | 71 | 1688 | 35.06 | 3771.8953 | 0 | Heating | 3771.8953 | 4 | 3017.5162 | 3017.5162 | 0 | 6 | 0 | 0 | 4 | 0 | 0 | 0 | 6 | 0 | 603.5032 | 0.23212 | 1 | 0.5 | 0 | 8.2745 | 0 | 8.2745 | 3079.0982 | 0 | 176.2506 | 0.13558 | 1 | 0.5 | 0 | 4.1373 | 0 | 4.1373
2007-03-12 09:00 | 3 | 12 | 9 | 71 | 1689 | 37.04 | 3176.3918 | 0 | Heating | 3176.3918 | 4 | 2541.1134 | 2541.1134 | 0 | 6 | 0 | 0 | 4 | 0 | 0 | 0 | 6 | 0 | 508.2227 | 0.19547 | 1 | 0.5 | 0 | 8.2745 | 0 | 8.2745 | 2592.9729 | 0 | 148.4243 | 0.11417 | 1 | 0.5 | 0 | 4.1373 | 0 | 4.1373
2007-03-12 10:00 | 3 | 12 | 10 | 71 | 1690 | 37.94 | 2499.0114 | 0 | Heating | 2499.0114 | 4 | 1999.2092 | 1999.2092 | 0 | 6 | 0 | 0 | 4 | 0 | 0 | 0 | 6 | 0 | 399.8418 | 0.15379 | 1 | 0.5 | 0 | 8.2745 | 0 | 8.2745 | 2040.0093 | 0 | 116.7721 | 0.089825 | 1 | 0.5 | 0 | 4.1373 | 0 | 4.1373
2007-03-12 11:00 | 3 | 12 | 11 | 71 | 1691 | 37.94 | 2071.0151 | 0 | Heating | 2071.0151 | 4 | 1656.8121 | 1656.8121 | 0 | 6 | 0 | 0 | 4 | 0 | 0 | 0 | 6 | 0 | 331.3624 | 0.12745 | 1 | 0.5 | 0 | 8.2745 | 0 | 8.2745 | 1690.6246 | 0 | 96.773 | 0.074441 | 1 | 0.5 | 0 | 4.1373 | 0 | 4.1373
2007-03-12 12:00 | 3 | 12 | 12 | 71 | 1692 | 39.92 | 1679.1486 | 0 | Heating | 1679.1486 | 4 | 1343.3189 | 1343.3189 | 0 | 6 | 0 | 0 | 4 | 0 | 0 | 0 | 6 | 0 | 268.6638 | 0.10333 | 1 | 0.5 | 0 | 8.2745 | 0 | 8.2745 | 1370.7336 | 0 | 78.4621 | 0.060355 | 1 | 0.5 | 0 | 4.1373 | 0 | 4.1373
2007-03-12 13:00 | 3 | 12 | 13 | 71 | 1693 | 41 | 1438.9744 | 0 | Heating | 1438.9744 | 4 | 1151.1795 | 1151.1795 | 0 | 6 | 0 | 0 | 4 | 0 | 0 | 0 | 6 | 0 | 230.2359 | 0.088552 | 1 | 0.5 | 0 | 8.2745 | 0 | 8.2745 | 1174.6729 | 0 | 67.2394 | 0.051723 | 1 | 0.5 | 0 | 4.1373 | 0 | 4.1373
2007-03-12 14:00 | 3 | 12 | 14 | 71 | 1694 | 41 | 1324.8663 | 0 | Heating | 1324.8663 | 4 | 1059.893 | 1059.893 | 0 | 6 | 0 | 0 | 4 | 0 | 0 | 0 | 6 | 0 | 211.9786 | 0.08153 | 1 | 0.5 | 0 | 8.2745 | 0 | 8.2745 | 1081.5235 | 0 | 61.9075 | 0.047621 | 1 | 0.5 | 0 | 4.1373 | 0 | 4.1373
2007-03-12 15:00 | 3 | 12 | 15 | 71 | 1695 | 42.98 | 1302.6747 | 0 | Heating | 1302.6747 | 4 | 1042.1398 | 1042.1398 | 0 | 6 | 0 | 0 | 4 | 0 | 0 | 0 | 6 | 0 | 208.428 | 0.080165 | 1 | 0.5 | 0 | 8.2745 | 0 | 8.2745 | 1063.408 | 0 | 60.8705 | 0.046823 | 1 | 0.5 | 0 | 4.1373 | 0 | 4.1373
2007-03-12 16:00 | 3 | 12 | 16 | 71 | 1696 | 44.06 | 1332.1572 | 0 | Heating | 1332.1572 | 4 | 1065.7257 | 1065.7257 | 0 | 6 | 0 | 0 | 4 | 0 | 0 | 0 | 6 | 0 | 213.1451 | 0.081979 | 1 | 0.5 | 0 | 8.2745 | 0 | 8.2745 | 1087.4752 | 0 | 62.2482 | 0.047883 | 1 | 0.5 | 0 | 4.1373 | 0 | 4.1373
2007-03-12 17:00 | 3 | 12 | 17 | 71 | 1697 | 44.06 | 1415.6091 | 0 | Heating | 1415.6091 | 4 | 1132.4873 | 1132.4873 | 0 | 6 | 0 | 0 | 4 | 0 | 0 | 0 | 6 | 0 | 226.4975 | 0.087114 | 1 | 0.5 | 0 | 8.2745 | 0 | 8.2745 | 1155.5993 | 0 | 66.1476 | 0.050883 | 1 | 0.5 | 0 | 4.1373 | 0 | 4.1373
2007-03-12 18:00 | 3 | 12 | 18 | 71 | 1698 | 42.98 | 1580.8897 | 0 | Heating | 1580.8897 | 4 | 1264.7118 | 1264.7118 | 0 | 6 | 0 | 0 | 4 | 0 | 0 | 0 | 6 | 0 | 252.9424 | 0.097286 | 1 | 0.5 | 0 | 8.2745 | 0 | 8.2745 | 1290.5222 | 0 | 73.8708 | 0.056824 | 1 | 0.5 | 0 | 4.1373 | 0 | 4.1373
2007-03-12 19:00 | 3 | 12 | 19 | 71 | 1699 | 41 | 1792.5618 | 0 | Heating | 1792.5618 | 4 | 1434.0494 | 1434.0494 | 0 | 6 | 0 | 0 | 4 | 0 | 0 | 0 | 6 | 0 | 286.8099 | 0.11031 | 1 | 0.5 | 0 | 8.2745 | 0 | 8.2745 | 1463.3157 | 0 | 83.7616 | 0.064432 | 1 | 0.5 | 0 | 4.1373 | 0 | 4.1373
2007-03-12 20:00 | 3 | 12 | 20 | 71 | 1700 | 41 | 1852.0657 | 0 | Heating | 1852.0657 | 4 | 1481.6526 | 1481.6526 | 0 | 6 | 0 | 0 | 4 | 0 | 0 | 0 | 6 | 0 | 296.3305 | 0.11397 | 1 | 0.5 | 0 | 8.2745 | 0 | 8.2745 | 1511.8904 | 0 | 86.5421 | 0.066571 | 1 | 0.5 | 0 | 4.1373 | 0 | 4.1373
2007-03-12 21:00 | 3 | 12 | 21 | 71 | 1701 | 39.02 | 1961.2329 | 0 | Heating | 1961.2329 | 4 | 1568.9863 | 1568.9863 | 0 | 6 | 0 | 0 | 4 | 0 | 0 | 0 | 6 | 0 | 313.7973 | 0.12069 | 1 | 0.5 | 0 | 8.2745 | 0 | 8.2745 | 1601.0065 | 0 | 91.6432 | 0.070495 | 1 | 0.5 | 0 | 4.1373 | 0 | 4.1373
2007-03-12 22:00 | 3 | 12 | 22 | 71 | 1702 | 37.94 | 1269.1893 | 0 | Heating | 1269.1893 | 4 | 1015.3514 | 1015.3514 | 0 | 6 | 0 | 0 | 4 | 0 | 0 | 0 | 6 | 0 | 203.0703 | 0.078104 | 1 | 0.5 | 0 | 8.2745 | 0 | 8.2745 | 1036.0729 | 0 | 59.3058 | 0.04562 | 1 | 0.5 | 0 | 4.1373 | 0 | 4.1373
2007-03-12 23:00 | 3 | 12 | 23 | 71 | 1703 | 37.94 | 1213.4037 | 0 | Heating | 1213.4037 | 4 | 970.723 | 970.723 | 0 | 6 | 0 | 0 | 4 | 0 | 0 | 0 | 6 | 0 | 194.1446 | 0.074671 | 1 | 0.5 | 0 | 8.2745 | 0 | 8.2745 | 990.5337 | 0 | 56.6991 | 0.043615 | 1 | 0.5 | 0 | 4.1373 | 0 | 4.1373
2007-03-13 | 3 | 13 | 0 | 72 | 1704 | 39.02 | 1195.8935 | 0 | Heating | 1195.8935 | 4 | 956.7148 | 956.7148 | 0 | 6 | 0 | 0 | 4 | 0 | 0 | 0 | 6 | 0 | 191.343 | 0.073593 | 1 | 0.5 | 0 | 8.2745 | 0 | 8.2745 | 976.2396 | 0 | 55.8809 | 0.042985 | 1 | 0.5 | 0 | 4.1373 | 0 | 4.1373
2007-03-13 01:00 | 3 | 13 | 1 | 72 | 1705 | 39.92 | 1132.4732 | 0 | Heating | 1132.4732 | 4 | 905.9786 | 905.9786 | 0 | 6 | 0 | 0 | 4 | 0 | 0 | 0 | 6 | 0 | 181.1957 | 0.069691 | 1 | 0.5 | 0 | 8.2745 | 0 | 8.2745 | 924.4679 | 0 | 52.9175 | 0.040706 | 1 | 0.5 | 0 | 4.1373 | 0 | 4.1373
2007-03-13 02:00 | 3 | 13 | 2 | 72 | 1706 | 39.92 | 930.8959 | 0 | Heating | 930.8959 | 4 | 744.7167 | 744.7167 | 0 | 6 | 0 | 0 | 4 | 0 | 0 | 0 | 6 | 0 | 148.9433 | 0.057286 | 1 | 0.5 | 0 | 8.2745 | 0 | 8.2745 | 759.915 | 0 | 43.4983 | 0.03346 | 1 | 0.5 | 0 | 4.1373 | 0 | 4.1373
2007-03-13 03:00 | 3 | 13 | 3 | 72 | 1707 | 41 | 943.0415 | 0 | Heating | 943.0415 | 4 | 754.4332 | 754.4332 | 0 | 6 | 0 | 0 | 4 | 0 | 0 | 0 | 6 | 0 | 150.8866 | 0.058033 | 1 | 0.5 | 0 | 8.2745 | 0 | 8.2745 | 769.8298 | 0 | 44.0658 | 0.033897 | 1 | 0.5 | 0 | 4.1373 | 0 | 4.1373
2007-03-13 04:00 | 3 | 13 | 4 | 72 | 1708 | 39.92 | 927.1008 | 0 | Heating | 927.1008 | 4 | 741.6807 | 741.6807 | 0 | 6 | 0 | 0 | 4 | 0 | 0 | 0 | 6 | 0 | 148.3361 | 0.057052 | 1 | 0.5 | 0 | 8.2745 | 0 | 8.2745 | 756.817 | 0 | 43.321 | 0.033324 | 1 | 0.5 | 0 | 4.1373 | 0 | 4.1373
2007-03-13 05:00 | 3 | 13 | 5 | 72 | 1709 | 39.92 | 899.3185 | 0 | Heating | 899.3185 | 4 | 719.4548 | 719.4548 | 0 | 6 | 0 | 0 | 4 | 0 | 0 | 0 | 6 | 0 | 143.891 | 0.055343 | 1 | 0.5 | 0 | 8.2745 | 0 | 8.2745 | 734.1375 | 0 | 42.0228 | 0.032325 | 1 | 0.5 | 0 | 4.1373 | 0 | 4.1373
2007-03-13 06:00 | 3 | 13 | 6 | 72 | 1710 | 39.92 | 1044.9623 | 0 | Heating | 1044.9623 | 4 | 835.9698 | 835.9698 | 0 | 6 | 0 | 0 | 4 | 0 | 0 | 0 | 6 | 0 | 167.194 | 0.064305 | 1 | 0.5 | 0 | 8.2745 | 0 | 8.2745 | 853.0305 | 0 | 48.8283 | 0.03756 | 1 | 0.5 | 0 | 4.1373 | 0 | 4.1373
2007-03-13 07:00 | 3 | 13 | 7 | 72 | 1711 | 39.02 | 2987.478 | 0 | Heating | 2987.478 | 4 | 2389.9824 | 2389.9824 | 0 | 6 | 0 | 0 | 4 | 0 | 0 | 0 | 6 | 0 | 477.9965 | 0.18384 | 1 | 0.5 | 0 | 8.2745 | 0 | 8.2745 | 2438.7575 | 0 | 139.5969 | 0.10738 | 1 | 0.5 | 0 | 4.1373 | 0 | 4.1373
2007-03-13 08:00 | 3 | 13 | 8 | 72 | 1712 | 39.02 | 2327.0337 | 0 | Heating | 2327.0337 | 4 | 1861.627 | 1861.627 | 0 | 6 | 0 | 0 | 4 | 0 | 0 | 0 | 6 | 0 | 372.3254 | 0.1432 | 1 | 0.5 | 0 | 8.2745 | 0 | 8.2745 | 1899.6193 | 0 | 108.7361 | 0.083643 | 1 | 0.5 | 0 | 4.1373 | 0 | 4.1373
2007-03-13 09:00 | 3 | 13 | 9 | 72 | 1713 | 39.02 | 1911.285 | 0 | Heating | 1911.285 | 4 | 1529.028 | 1529.028 | 0 | 6 | 0 | 0 | 4 | 0 | 0 | 0 | 6 | 0 | 305.8056 | 0.11762 | 1 | 0.5 | 0 | 8.2745 | 0 | 8.2745 | 1560.2326 | 0 | 89.3093 | 0.068699 | 1 | 0.5 | 0 | 4.1373 | 0 | 4.1373
2007-03-13 10:00 | 3 | 13 | 10 | 72 | 1714 | 39.92 | 1342.8276 | 0 | Heating | 1342.8276 | 4 | 1074.2621 | 1074.2621 | 0 | 6 | 0 | 0 | 4 | 0 | 0 | 0 | 6 | 0 | 214.8524 | 0.082636 | 1 | 0.5 | 0 | 8.2745 | 0 | 8.2745 | 1096.1858 | 0 | 62.7468 | 0.048267 | 1 | 0.5 | 0 | 4.1373 | 0 | 4.1373
2007-03-13 11:00 | 3 | 13 | 11 | 72 | 1715 | 39.92 | 1103.6866 | 0 | Heating | 1103.6866 | 4 | 882.9493 | 882.9493 | 0 | 6 | 0 | 0 | 4 | 0 | 0 | 0 | 6 | 0 | 176.5899 | 0.067919 | 1 | 0.5 | 0 | 8.2745 | 0 | 8.2745 | 900.9686 | 0 | 51.5723 | 0.039671 | 1 | 0.5 | 0 | 4.1373 | 0 | 4.1373
2007-03-13 12:00 | 3 | 13 | 12 | 72 | 1716 | 42.08 | 917.4538 | 0 | Heating | 917.4538 | 4 | 733.963 | 733.963 | 0 | 6 | 0 | 0 | 4 | 0 | 0 | 0 | 6 | 0 | 146.7926 | 0.056459 | 1 | 0.5 | 0 | 8.2745 | 0 | 8.2745 | 748.9419 | 0 | 42.8702 | 0.032977 | 1 | 0.5 | 0 | 4.1373 | 0 | 4.1373
2007-03-13 13:00 | 3 | 13 | 13 | 72 | 1717 | 41 | 842.1798 | 0 | Heating | 842.1798 | 4 | 673.7439 | 673.7439 | 0 | 6 | 0 | 0 | 4 | 0 | 0 | 0 | 6 | 0 | 134.7488 | 0.051826 | 1 | 0.5 | 0 | 8.2745 | 0 | 8.2745 | 687.4937 | 0 | 39.3528 | 0.030271 | 1 | 0.5 | 0 | 4.1373 | 0 | 4.1373
2007-03-13 14:00 | 3 | 13 | 14 | 72 | 1718 | 41 | 849.1997 | 0 | Heating | 849.1997 | 4 | 679.3597 | 679.3597 | 0 | 6 | 0 | 0 | 4 | 0 | 0 | 0 | 6 | 0 | 135.8719 | 0.052258 | 1 | 0.5 | 0 | 8.2745 | 0 | 8.2745 | 693.2242 | 0 | 39.6808 | 0.030524 | 1 | 0.5 | 0 | 4.1373 | 0 | 4.1373
2007-03-13 15:00 | 3 | 13 | 15 | 72 | 1719 | 42.8 | 909.5264 | 0 | Heating | 909.5264 | 4 | 727.6211 | 727.6211 | 0 | 6 | 0 | 0 | 4 | 0 | 0 | 0 | 6 | 0 | 145.5242 | 0.055971 | 1 | 0.5 | 0 | 8.2745 | 0 | 8.2745 | 742.4705 | 0 | 42.4997 | 0.032692 | 1 | 0.5 | 0 | 4.1373 | 0 | 4.1373
2007-03-13 16:00 | 3 | 13 | 16 | 72 | 1720 | 42.08 | 1026.1331 | 0 | Heating | 1026.1331 | 4 | 820.9065 | 820.9065 | 0 | 6 | 0 | 0 | 4 | 0 | 0 | 0 | 6 | 0 | 164.1813 | 0.063147 | 1 | 0.5 | 0 | 8.2745 | 0 | 8.2745 | 837.6597 | 0 | 47.9485 | 0.036883 | 1 | 0.5 | 0 | 4.1373 | 0 | 4.1373
2007-03-13 17:00 | 3 | 13 | 17 | 72 | 1721 | 42.08 | 1140.7798 | 0 | Heating | 1140.7798 | 4 | 912.6238 | 912.6238 | 0 | 6 | 0 | 0 | 4 | 0 | 0 | 0 | 6 | 0 | 182.5248 | 0.070202 | 1 | 0.5 | 0 | 8.2745 | 0 | 8.2745 | 931.2488 | 0 | 53.3056 | 0.041004 | 1 | 0.5 | 0 | 4.1373 | 0 | 4.1373
2007-03-13 18:00 | 3 | 13 | 18 | 72 | 1722 | 39.02 | 1321.3501 | 0 | Heating | 1321.3501 | 4 | 1057.0801 | 1057.0801 | 0 | 6 | 0 | 0 | 4 | 0 | 0 | 0 | 6 | 0 | 211.416 | 0.081314 | 1 | 0.5 | 0 | 8.2745 | 0 | 8.2745 | 1078.6531 | 0 | 61.7432 | 0.047495 | 1 | 0.5 | 0 | 4.1373 | 0 | 4.1373
2007-03-13 19:00 | 3 | 13 | 19 | 72 | 1723 | 37.94 | 1538.8058 | 0 | Heating | 1538.8058 | 4 | 1231.0447 | 1231.0447 | 0 | 6 | 0 | 0 | 4 | 0 | 0 | 0 | 6 | 0 | 246.2089 | 0.094696 | 1 | 0.5 | 0 | 8.2745 | 0 | 8.2745 | 1256.168 | 0 | 71.9043 | 0.055311 | 1 | 0.5 | 0 | 4.1373 | 0 | 4.1373
2007-03-13 20:00 | 3 | 13 | 20 | 72 | 1724 | 37.94 | 1618.2418 | 0 | Heating | 1618.2418 | 4 | 1294.5935 | 1294.5935 | 0 | 6 | 0 | 0 | 4 | 0 | 0 | 0 | 6 | 0 | 258.9187 | 0.099584 | 1 | 0.5 | 0 | 8.2745 | 0 | 8.2745 | 1321.0137 | 0 | 75.6161 | 0.058166 | 1 | 0.5 | 0 | 4.1373 | 0 | 4.1373
2007-03-13 21:00 | 3 | 13 | 21 | 72 | 1725 | 37.04 | 1750.4395 | 0 | Heating | 1750.4395 | 4 | 1400.3516 | 1400.3516 | 0 | 6 | 0 | 0 | 4 | 0 | 0 | 0 | 6 | 0 | 280.0703 | 0.10772 | 1 | 0.5 | 0 | 8.2745 | 0 | 8.2745 | 1428.9302 | 0 | 81.7934 | 0.062918 | 1 | 0.5 | 0 | 4.1373 | 0 | 4.1373
2007-03-13 22:00 | 3 | 13 | 22 | 72 | 1726 | 35.96 | 1154.3929 | 0 | Heating | 1154.3929 | 4 | 923.5143 | 923.5143 | 0 | 6 | 0 | 0 | 4 | 0 | 0 | 0 | 6 | 0 | 184.7029 | 0.07104 | 1 | 0.5 | 0 | 8.2745 | 0 | 8.2745 | 942.3616 | 0 | 53.9417 | 0.041494 | 1 | 0.5 | 0 | 4.1373 | 0 | 4.1373
2007-03-13 23:00 | 3 | 13 | 23 | 72 | 1727 | 35.96 | 1102.5775 | 0 | Heating | 1102.5775 | 4 | 882.062 | 882.062 | 0 | 6 | 0 | 0 | 4 | 0 | 0 | 0 | 6 | 0 | 176.4124 | 0.067851 | 1 | 0.5 | 0 | 8.2745 | 0 | 8.2745 | 900.0633 | 0 | 51.5205 | 0.039631 | 1 | 0.5 | 0 | 4.1373 | 0 | 4.1373
2007-03-14 | 3 | 14 | 0 | 73 | 1728 | 35.06 | 1121.1612 | 0 | Heating | 1121.1612 | 4 | 896.929 | 896.929 | 0 | 6 | 0 | 0 | 4 | 0 | 0 | 0 | 6 | 0 | 179.3858 | 0.068995 | 1 | 0.5 | 0 | 8.2745 | 0 | 8.2745 | 915.2336 | 0 | 52.3889 | 0.040299 | 1 | 0.5 | 0 | 4.1373 | 0 | 4.1373
2007-03-14 01:00 | 3 | 14 | 1 | 73 | 1729 | 35.06 | 1112.2364 | 0 | Heating | 1112.2364 | 4 | 889.7891 | 889.7891 | 0 | 6 | 0 | 0 | 4 | 0 | 0 | 0 | 6 | 0 | 177.9578 | 0.068445 | 1 | 0.5 | 0 | 8.2745 | 0 | 8.2745 | 907.9481 | 0 | 51.9718 | 0.039978 | 1 | 0.5 | 0 | 4.1373 | 0 | 4.1373
2007-03-14 02:00 | 3 | 14 | 2 | 73 | 1730 | 35.06 | 981.0039 | 0 | Heating | 981.0039 | 4 | 784.8031 | 784.8031 | 0 | 6 | 0 | 0 | 4 | 0 | 0 | 0 | 6 | 0 | 156.9606 | 0.060369 | 1 | 0.5 | 0 | 8.2745 | 0 | 8.2745 | 800.8195 | 0 | 45.8397 | 0.035261 | 1 | 0.5 | 0 | 4.1373 | 0 | 4.1373
2007-03-14 03:00 | 3 | 14 | 3 | 73 | 1731 | 35.06 | 1077.4102 | 0 | Heating | 1077.4102 | 4 | 861.9282 | 861.9282 | 0 | 6 | 0 | 0 | 4 | 0 | 0 | 0 | 6 | 0 | 172.3856 | 0.066302 | 1 | 0.5 | 0 | 8.2745 | 0 | 8.2745 | 879.5186 | 0 | 50.3445 | 0.038727 | 1 | 0.5 | 0 | 4.1373 | 0 | 4.1373
2007-03-14 04:00 | 3 | 14 | 4 | 73 | 1732 | 35.06 | 1146.3054 | 0 | Heating | 1146.3054 | 4 | 917.0443 | 917.0443 | 0 | 6 | 0 | 0 | 4 | 0 | 0 | 0 | 6 | 0 | 183.4089 | 0.070542 | 1 | 0.5 | 0 | 8.2745 | 0 | 8.2745 | 935.7595 | 0 | 53.5638 | 0.041203 | 1 | 0.5 | 0 | 4.1373 | 0 | 4.1373
2007-03-14 05:00 | 3 | 14 | 5 | 73 | 1733 | 35.06 | 1218.4132 | 0 | Heating | 1218.4132 | 4 | 974.7305 | 974.7305 | 0 | 6 | 0 | 0 | 4 | 0 | 0 | 0 | 6 | 0 | 194.9461 | 0.074979 | 1 | 0.5 | 0 | 8.2745 | 0 | 8.2745 | 994.623 | 0 | 56.9332 | 0.043795 | 1 | 0.5 | 0 | 4.1373 | 0 | 4.1373
2007-03-14 06:00 | 3 | 14 | 6 | 73 | 1734 | 33.98 | 1481.4363 | 0 | Heating | 1481.4363 | 4 | 1185.149 | 1185.149 | 0 | 6 | 0 | 0 | 4 | 0 | 0 | 0 | 6 | 0 | 237.0298 | 0.091165 | 1 | 0.5 | 0 | 8.2745 | 0 | 8.2745 | 1209.3358 | 0 | 69.2236 | 0.053249 | 1 | 0.5 | 0 | 4.1373 | 0 | 4.1373
2007-03-14 07:00 | 3 | 14 | 7 | 73 | 1735 | 33.8 | 3753.7099 | 0 | Heating | 3753.7099 | 4 | 3002.9679 | 3002.9679 | 0 | 6 | 0 | 0 | 4 | 0 | 0 | 0 | 6 | 0 | 600.5936 | 0.231 | 1 | 0.5 | 0 | 8.2745 | 0 | 8.2745 | 3064.253 | 0 | 175.4009 | 0.13492 | 1 | 0.5 | 0 | 4.1373 | 0 | 4.1373
2007-03-14 08:00 | 3 | 14 | 8 | 73 | 1736 | 33.98 | 3123.9999 | 0 | Heating | 3123.9999 | 4 | 2499.1999 | 2499.1999 | 0 | 6 | 0 | 0 | 4 | 0 | 0 | 0 | 6 | 0 | 499.84 | 0.19225 | 1 | 0.5 | 0 | 8.2745 | 0 | 8.2745 | 2550.204 | 0 | 145.9762 | 0.11229 | 1 | 0.5 | 0 | 4.1373 | 0 | 4.1373
2007-03-14 09:00 | 3 | 14 | 9 | 73 | 1737 | 33.8 | 2673.4658 | 0 | Heating | 2673.4658 | 4 | 2138.7727 | 2138.7727 | 0 | 6 | 0 | 0 | 4 | 0 | 0 | 0 | 6 | 0 | 427.7545 | 0.16452 | 1 | 0.5 | 0 | 8.2745 | 0 | 8.2745 | 2182.4211 | 0 | 124.9239 | 0.096095 | 1 | 0.5 | 0 | 4.1373 | 0 | 4.1373
2007-03-14 10:00 | 3 | 14 | 10 | 73 | 1738 | 32 | 2111.713 | 0 | Heating | 2111.713 | 4 | 1689.3704 | 1689.3704 | 0 | 6 | 0 | 0 | 4 | 0 | 0 | 0 | 6 | 0 | 337.8741 | 0.12995 | 1 | 0.5 | 0 | 8.2745 | 0 | 8.2745 | 1723.8473 | 0 | 98.6747 | 0.075904 | 1 | 0.5 | 0 | 4.1373 | 0 | 4.1373
2007-03-14 11:00 | 3 | 14 | 11 | 73 | 1739 | 32 | 1791.3234 | 0 | Heating | 1791.3234 | 4 | 1433.0588 | 1433.0588 | 0 | 6 | 0 | 0 | 4 | 0 | 0 | 0 | 6 | 0 | 286.6118 | 0.11024 | 1 | 0.5 | 0 | 8.2745 | 0 | 8.2745 | 1462.3048 | 0 | 83.7038 | 0.064388 | 1 | 0.5 | 0 | 4.1373 | 0 | 4.1373
2007-03-14 12:00 | 3 | 14 | 12 | 73 | 1740 | 33.8 | 1467.3762 | 0 | Heating | 1467.3762 | 4 | 1173.901 | 1173.901 | 0 | 6 | 0 | 0 | 4 | 0 | 0 | 0 | 6 | 0 | 234.7802 | 0.0903 | 1 | 0.5 | 0 | 8.2745 | 0 | 8.2745 | 1197.8581 | 0 | 68.5666 | 0.052744 | 1 | 0.5 | 0 | 4.1373 | 0 | 4.1373
2007-03-14 13:00 | 3 | 14 | 13 | 73 | 1741 | 39.02 | 1259.832 | 0 | Heating | 1259.832 | 4 | 1007.8656 | 1007.8656 | 0 | 6 | 0 | 0 | 4 | 0 | 0 | 0 | 6 | 0 | 201.5731 | 0.077528 | 1 | 0.5 | 0 | 8.2745 | 0 | 8.2745 | 1028.4343 | 0 | 58.8686 | 0.045284 | 1 | 0.5 | 0 | 4.1373 | 0 | 4.1373
2007-03-14 14:00 | 3 | 14 | 14 | 73 | 1742 | 39.02 | 1085.829 | 0 | Heating | 1085.829 | 4 | 868.6632 | 868.6632 | 0 | 6 | 0 | 0 | 4 | 0 | 0 | 0 | 6 | 0 | 173.7326 | 0.06682 | 1 | 0.5 | 0 | 8.2745 | 0 | 8.2745 | 886.391 | 0 | 50.7379 | 0.039029 | 1 | 0.5 | 0 | 4.1373 | 0 | 4.1373
2007-03-14 15:00 | 3 | 14 | 15 | 73 | 1743 | 39.02 | 947.6725 | 0 | Heating | 947.6725 | 4 | 758.138 | 758.138 | 0 | 6 | 0 | 0 | 4 | 0 | 0 | 0 | 6 | 0 | 151.6276 | 0.058318 | 1 | 0.5 | 0 | 8.2745 | 0 | 8.2745 | 773.6102 | 0 | 44.2822 | 0.034063 | 1 | 0.5 | 0 | 4.1373 | 0 | 4.1373
2007-03-14 16:00 | 3 | 14 | 16 | 73 | 1744 | 39.02 | 889.0724 | 0 | Heating | 889.0724 | 4 | 711.258 | 711.258 | 0 | 6 | 0 | 0 | 4 | 0 | 0 | 0 | 6 | 0 | 142.2516 | 0.054712 | 1 | 0.5 | 0 | 8.2745 | 0 | 8.2745 | 725.7734 | 0 | 41.544 | 0.031957 | 1 | 0.5 | 0 | 4.1373 | 0 | 4.1373
2007-03-14 17:00 | 3 | 14 | 17 | 73 | 1745 | 39.02 | 978.0175 | 0 | Heating | 978.0175 | 4 | 782.414 | 782.414 | 0 | 6 | 0 | 0 | 4 | 0 | 0 | 0 | 6 | 0 | 156.4828 | 0.060186 | 1 | 0.5 | 0 | 8.2745 | 0 | 8.2745 | 798.3816 | 0 | 45.7002 | 0.035154 | 1 | 0.5 | 0 | 4.1373 | 0 | 4.1373
2007-03-14 18:00 | 3 | 14 | 18 | 73 | 1746 | 37.94 | 1196.9755 | 0 | Heating | 1196.9755 | 4 | 957.5804 | 957.5804 | 0 | 6 | 0 | 0 | 4 | 0 | 0 | 0 | 6 | 0 | 191.5161 | 0.07366 | 1 | 0.5 | 0 | 8.2745 | 0 | 8.2745 | 977.1229 | 0 | 55.9315 | 0.043024 | 1 | 0.5 | 0 | 4.1373 | 0 | 4.1373
2007-03-14 19:00 | 3 | 14 | 19 | 73 | 1747 | 37.04 | 1446.0539 | 0 | Heating | 1446.0539 | 4 | 1156.8431 | 1156.8431 | 0 | 6 | 0 | 0 | 4 | 0 | 0 | 0 | 6 | 0 | 231.3686 | 0.088988 | 1 | 0.5 | 0 | 8.2745 | 0 | 8.2745 | 1180.4522 | 0 | 67.5702 | 0.051977 | 1 | 0.5 | 0 | 4.1373 | 0 | 4.1373
2007-03-14 20:00 | 3 | 14 | 20 | 73 | 1748 | 37.04 | 1583.2679 | 0 | Heating | 1583.2679 | 4 | 1266.6143 | 1266.6143 | 0 | 6 | 0 | 0 | 4 | 0 | 0 | 0 | 6 | 0 | 253.3229 | 0.097432 | 1 | 0.5 | 0 | 8.2745 | 0 | 8.2745 | 1292.4636 | 0 | 73.9819 | 0.056909 | 1 | 0.5 | 0 | 4.1373 | 0 | 4.1373
2007-03-14 21:00 | 3 | 14 | 21 | 73 | 1749 | 35.06 | 1746.3186 | 0 | Heating | 1746.3186 | 4 | 1397.0549 | 1397.0549 | 0 | 6 | 0 | 0 | 4 | 0 | 0 | 0 | 6 | 0 | 279.411 | 0.10747 | 1 | 0.5 | 0 | 8.2745 | 0 | 8.2745 | 1425.5662 | 0 | 81.6008 | 0.06277 | 1 | 0.5 | 0 | 4.1373 | 0 | 4.1373
2007-03-14 22:00 | 3 | 14 | 22 | 73 | 1750 | 30.02 | 1144.5615 | 0 | Heating | 1144.5615 | 4 | 915.6492 | 915.6492 | 0 | 6 | 0 | 0 | 4 | 0 | 0 | 0 | 6 | 0 | 183.1298 | 0.070435 | 1 | 0.5 | 0 | 8.2745 | 0 | 8.2745 | 934.3359 | 0 | 53.4823 | 0.04114 | 1 | 0.5 | 0 | 4.1373 | 0 | 4.1373
2007-03-14 23:00 | 3 | 14 | 23 | 73 | 1751 | 30.02 | 1104.3967 | 0 | Heating | 1104.3967 | 4 | 883.5174 | 883.5174 | 0 | 6 | 0 | 0 | 4 | 0 | 0 | 0 | 6 | 0 | 176.7035 | 0.067963 | 1 | 0.5 | 0 | 8.2745 | 0 | 8.2745 | 901.5483 | 0 | 51.6055 | 0.039697 | 1 | 0.5 | 0 | 4.1373 | 0 | 4.1373
2007-03-15 | 3 | 15 | 0 | 74 | 1752 | 28.94 | 1076.2944 | 0 | Heating | 1076.2944 | 4 | 861.0355 | 861.0355 | 0 | 6 | 0 | 0 | 4 | 0 | 0 | 0 | 6 | 0 | 172.2071 | 0.066234 | 1 | 0.5 | 0 | 8.2745 | 0 | 8.2745 | 878.6077 | 0 | 50.2924 | 0.038686 | 1 | 0.5 | 0 | 4.1373 | 0 | 4.1373
2007-03-15 01:00 | 3 | 15 | 1 | 74 | 1753 | 28.94 | 840.6177 | 0 | Heating | 840.6177 | 4 | 672.4941 | 672.4941 | 0 | 6 | 0 | 0 | 4 | 0 | 0 | 0 | 6 | 0 | 134.4988 | 0.05173 | 1 | 0.5 | 0 | 8.2745 | 0 | 8.2745 | 686.2185 | 0 | 39.2798 | 0.030215 | 1 | 0.5 | 0 | 4.1373 | 0 | 4.1373
2007-03-15 02:00 | 3 | 15 | 2 | 74 | 1754 | 28.94 | 852.0903 | 0 | Heating | 852.0903 | 4 | 681.6722 | 681.6722 | 0 | 6 | 0 | 0 | 4 | 0 | 0 | 0 | 6 | 0 | 136.3344 | 0.052436 | 1 | 0.5 | 0 | 8.2745 | 0 | 8.2745 | 695.5839 | 0 | 39.8159 | 0.030628 | 1 | 0.5 | 0 | 4.1373 | 0 | 4.1373
2007-03-15 03:00 | 3 | 15 | 3 | 74 | 1755 | 26.96 | 772.9043 | 0 | Heating | 772.9043 | 4 | 618.3234 | 618.3234 | 0 | 6 | 0 | 0 | 4 | 0 | 0 | 0 | 6 | 0 | 123.6647 | 0.047563 | 1 | 0.5 | 0 | 8.2745 | 0 | 8.2745 | 630.9423 | 0 | 36.1158 | 0.027781 | 1 | 0.5 | 0 | 4.1373 | 0 | 4.1373
2007-03-15 04:00 | 3 | 15 | 4 | 74 | 1756 | 24.08 | 683.4078 | 0 | Heating | 683.4078 | 4 | 546.7262 | 546.7262 | 0 | 6 | 0 | 0 | 4 | 0 | 0 | 0 | 6 | 0 | 109.3452 | 0.042056 | 1 | 0.5 | 0 | 8.2745 | 0 | 8.2745 | 557.8839 | 0 | 31.9338 | 0.024564 | 1 | 0.5 | 0 | 4.1373 | 0 | 4.1373
2007-03-15 05:00 | 3 | 15 | 5 | 74 | 1757 | 24.08 | 685.9729 | 0 | Heating | 685.9729 | 4 | 548.7783 | 548.7783 | 0 | 6 | 0 | 0 | 4 | 0 | 0 | 0 | 6 | 0 | 109.7557 | 0.042214 | 1 | 0.5 | 0 | 8.2745 | 0 | 8.2745 | 559.9779 | 0 | 32.0537 | 0.024657 | 1 | 0.5 | 0 | 4.1373 | 0 | 4.1373
2007-03-15 06:00 | 3 | 15 | 6 | 74 | 1758 | 21.92 | 925.6993 | 0 | Heating | 925.6993 | 4 | 740.5595 | 740.5595 | 0 | 6 | 0 | 0 | 4 | 0 | 0 | 0 | 6 | 0 | 148.1119 | 0.056966 | 1 | 0.5 | 0 | 8.2745 | 0 | 8.2745 | 755.6729 | 0 | 43.2555 | 0.033273 | 1 | 0.5 | 0 | 4.1373 | 0 | 4.1373
2007-03-15 07:00 | 3 | 15 | 7 | 74 | 1759 | 23 | 2949.3815 | 0 | Heating | 2949.3815 | 4 | 2359.5052 | 2359.5052 | 0 | 6 | 0 | 0 | 4 | 0 | 0 | 0 | 6 | 0 | 471.901 | 0.1815 | 1 | 0.5 | 0 | 8.2745 | 0 | 8.2745 | 2407.6583 | 0 | 137.8167 | 0.10601 | 1 | 0.5 | 0 | 4.1373 | 0 | 4.1373
2007-03-15 08:00 | 3 | 15 | 8 | 74 | 1760 | 23 | 2423.0864 | 0 | Heating | 2423.0864 | 4 | 1938.4692 | 1938.4692 | 0 | 6 | 0 | 0 | 4 | 0 | 0 | 0 | 6 | 0 | 387.6938 | 0.14911 | 1 | 0.5 | 0 | 8.2745 | 0 | 8.2745 | 1978.0298 | 0 | 113.2244 | 0.087096 | 1 | 0.5 | 0 | 4.1373 | 0 | 4.1373
2007-03-15 09:00 | 3 | 15 | 9 | 74 | 1761 | 30.92 | 2166.8628 | 0 | Heating | 2166.8628 | 4 | 1733.4902 | 1733.4902 | 0 | 6 | 0 | 0 | 4 | 0 | 0 | 0 | 6 | 0 | 346.698 | 0.13335 | 1 | 0.5 | 0 | 8.2745 | 0 | 8.2745 | 1768.8676 | 0 | 101.2517 | 0.077886 | 1 | 0.5 | 0 | 4.1373 | 0 | 4.1373
2007-03-15 10:00 | 3 | 15 | 10 | 74 | 1762 | 35.96 | 1773.2612 | 0 | Heating | 1773.2612 | 4 | 1418.609 | 1418.609 | 0 | 6 | 0 | 0 | 4 | 0 | 0 | 0 | 6 | 0 | 283.7218 | 0.10912 | 1 | 0.5 | 0 | 8.2745 | 0 | 8.2745 | 1447.5602 | 0 | 82.8598 | 0.063738 | 1 | 0.5 | 0 | 4.1373 | 0 | 4.1373
2007-03-15 11:00 | 3 | 15 | 11 | 74 | 1763 | 35.96 | 1549.6654 | 0 | Heating | 1549.6654 | 4 | 1239.7323 | 1239.7323 | 0 | 6 | 0 | 0 | 4 | 0 | 0 | 0 | 6 | 0 | 247.9465 | 0.095364 | 1 | 0.5 | 0 | 8.2745 | 0 | 8.2745 | 1265.0329 | 0 | 72.4117 | 0.055701 | 1 | 0.5 | 0 | 4.1373 | 0 | 4.1373
2007-03-15 12:00 | 3 | 15 | 12 | 74 | 1764 | 42.98 | 1270.0545 | 0 | Heating | 1270.0545 | 4 | 1016.0436 | 1016.0436 | 0 | 6 | 0 | 0 | 4 | 0 | 0 | 0 | 6 | 0 | 203.2087 | 0.078157 | 1 | 0.5 | 0 | 8.2745 | 0 | 8.2745 | 1036.7792 | 0 | 59.3463 | 0.045651 | 1 | 0.5 | 0 | 4.1373 | 0 | 4.1373
2007-03-15 13:00 | 3 | 15 | 13 | 74 | 1765 | 44.96 | 1078.8114 | 0 | Heating | 1078.8114 | 4 | 863.0492 | 863.0492 | 0 | 6 | 0 | 0 | 4 | 0 | 0 | 0 | 6 | 0 | 172.6098 | 0.066388 | 1 | 0.5 | 0 | 8.2745 | 0 | 8.2745 | 880.6624 | 0 | 50.41 | 0.038777 | 1 | 0.5 | 0 | 4.1373 | 0 | 4.1373
2007-03-15 14:00 | 3 | 15 | 14 | 74 | 1766 | 44.96 | 981.3676 | 0 | Heating | 981.3676 | 4 | 785.0941 | 785.0941 | 0 | 6 | 0 | 0 | 4 | 0 | 0 | 0 | 6 | 0 | 157.0188 | 0.060392 | 1 | 0.5 | 0 | 8.2745 | 0 | 8.2745 | 801.1164 | 0 | 45.8567 | 0.035274 | 1 | 0.5 | 0 | 4.1373 | 0 | 4.1373
2007-03-15 15:00 | 3 | 15 | 15 | 74 | 1767 | 46.94 | 958.1706 | 0 | Heating | 958.1706 | 4 | 766.5365 | 766.5365 | 0 | 6 | 0 | 0 | 4 | 0 | 0 | 0 | 6 | 0 | 153.3073 | 0.058964 | 1 | 0.5 | 0 | 8.2745 | 0 | 8.2745 | 782.1801 | 0 | 44.7728 | 0.034441 | 1 | 0.5 | 0 | 4.1373 | 0 | 4.1373
2007-03-15 16:00 | 3 | 15 | 16 | 74 | 1768 | 46.94 | 1009.6412 | 0 | Heating | 1009.6412 | 4 | 807.713 | 807.713 | 0 | 6 | 0 | 0 | 4 | 0 | 0 | 0 | 6 | 0 | 161.5426 | 0.062132 | 1 | 0.5 | 0 | 8.2745 | 0 | 8.2745 | 824.1969 | 0 | 47.1778 | 0.036291 | 1 | 0.5 | 0 | 4.1373 | 0 | 4.1373
2007-03-15 17:00 | 3 | 15 | 17 | 74 | 1769 | 46.94 | 1125.2688 | 0 | Heating | 1125.2688 | 4 | 900.215 | 900.215 | 0 | 6 | 0 | 0 | 4 | 0 | 0 | 0 | 6 | 0 | 180.043 | 0.069247 | 1 | 0.5 | 0 | 8.2745 | 0 | 8.2745 | 918.5868 | 0 | 52.5808 | 0.040447 | 1 | 0.5 | 0 | 4.1373 | 0 | 4.1373
2007-03-15 18:00 | 3 | 15 | 18 | 74 | 1770 | 42.98 | 1336.9364 | 0 | Heating | 1336.9364 | 4 | 1069.5491 | 1069.5491 | 0 | 6 | 0 | 0 | 4 | 0 | 0 | 0 | 6 | 0 | 213.9098 | 0.082273 | 1 | 0.5 | 0 | 8.2745 | 0 | 8.2745 | 1091.3767 | 0 | 62.4715 | 0.048055 | 1 | 0.5 | 0 | 4.1373 | 0 | 4.1373
2007-03-15 19:00 | 3 | 15 | 19 | 74 | 1771 | 42.08 | 1584.699 | 0 | Heating | 1584.699 | 4 | 1267.7592 | 1267.7592 | 0 | 6 | 0 | 0 | 4 | 0 | 0 | 0 | 6 | 0 | 253.5518 | 0.09752 | 1 | 0.5 | 0 | 8.2745 | 0 | 8.2745 | 1293.6318 | 0 | 74.0488 | 0.056961 | 1 | 0.5 | 0 | 4.1373 | 0 | 4.1373
2007-03-15 20:00 | 3 | 15 | 20 | 74 | 1772 | 42.08 | 1669.146 | 0 | Heating | 1669.146 | 4 | 1335.3168 | 1335.3168 | 0 | 6 | 0 | 0 | 4 | 0 | 0 | 0 | 6 | 0 | 267.0634 | 0.10272 | 1 | 0.5 | 0 | 8.2745 | 0 | 8.2745 | 1362.5682 | 0 | 77.9947 | 0.059996 | 1 | 0.5 | 0 | 4.1373 | 0 | 4.1373
2007-03-15 21:00 | 3 | 15 | 21 | 74 | 1773 | 39.02 | 1780.9039 | 0 | Heating | 1780.9039 | 4 | 1424.7231 | 1424.7231 | 0 | 6 | 0 | 0 | 4 | 0 | 0 | 0 | 6 | 0 | 284.9446 | 0.10959 | 1 | 0.5 | 0 | 8.2745 | 0 | 8.2745 | 1453.7991 | 0 | 83.2169 | 0.064013 | 1 | 0.5 | 0 | 4.1373 | 0 | 4.1373
2007-03-15 22:00 | 3 | 15 | 22 | 74 | 1774 | 39.02 | 1133.1576 | 0 | Heating | 1133.1576 | 4 | 906.5261 | 906.5261 | 0 | 6 | 0 | 0 | 4 | 0 | 0 | 0 | 6 | 0 | 181.3052 | 0.069733 | 1 | 0.5 | 0 | 8.2745 | 0 | 8.2745 | 925.0266 | 0 | 52.9494 | 0.04073 | 1 | 0.5 | 0 | 4.1373 | 0 | 4.1373
2007-03-15 23:00 | 3 | 15 | 23 | 74 | 1775 | 39.02 | 1085.4155 | 0 | Heating | 1085.4155 | 4 | 868.3324 | 868.3324 | 0 | 6 | 0 | 0 | 4 | 0 | 0 | 0 | 6 | 0 | 173.6665 | 0.066795 | 1 | 0.5 | 0 | 8.2745 | 0 | 8.2745 | 886.0534 | 0 | 50.7186 | 0.039014 | 1 | 0.5 | 0 | 4.1373 | 0 | 4.1373
2007-03-16 | 3 | 16 | 0 | 75 | 1776 | 35.96 | 1089.6247 | 0 | Heating | 1089.6247 | 4 | 871.6997 | 871.6997 | 0 | 6 | 0 | 0 | 4 | 0 | 0 | 0 | 6 | 0 | 174.3399 | 0.067054 | 1 | 0.5 | 0 | 8.2745 | 0 | 8.2745 | 889.4895 | 0 | 50.9153 | 0.039166 | 1 | 0.5 | 0 | 4.1373 | 0 | 4.1373
2007-03-16 01:00 | 3 | 16 | 1 | 75 | 1777 | 35.96 | 905.3111 | 0 | Heating | 905.3111 | 4 | 724.2489 | 724.2489 | 0 | 6 | 0 | 0 | 4 | 0 | 0 | 0 | 6 | 0 | 144.8498 | 0.055711 | 1 | 0.5 | 0 | 8.2745 | 0 | 8.2745 | 739.0294 | 0 | 42.3028 | 0.032541 | 1 | 0.5 | 0 | 4.1373 | 0 | 4.1373
2007-03-16 02:00 | 3 | 16 | 2 | 75 | 1778 | 35.96 | 1040.3527 | 0 | Heating | 1040.3527 | 4 | 832.2822 | 832.2822 | 0 | 6 | 0 | 0 | 4 | 0 | 0 | 0 | 6 | 0 | 166.4564 | 0.064022 | 1 | 0.5 | 0 | 8.2745 | 0 | 8.2745 | 849.2675 | 0 | 48.6129 | 0.037395 | 1 | 0.5 | 0 | 4.1373 | 0 | 4.1373
2007-03-16 03:00 | 3 | 16 | 3 | 75 | 1779 | 35.6 | 1116.7095 | 0 | Heating | 1116.7095 | 4 | 893.3676 | 893.3676 | 0 | 6 | 0 | 0 | 4 | 0 | 0 | 0 | 6 | 0 | 178.6735 | 0.068721 | 1 | 0.5 | 0 | 8.2745 | 0 | 8.2745 | 911.5996 | 0 | 52.1809 | 0.040139 | 1 | 0.5 | 0 | 4.1373 | 0 | 4.1373
2007-03-16 04:00 | 3 | 16 | 4 | 75 | 1780 | 35.6 | 1187.4896 | 0 | Heating | 1187.4896 | 4 | 949.9917 | 949.9917 | 0 | 6 | 0 | 0 | 4 | 0 | 0 | 0 | 6 | 0 | 189.9983 | 0.073076 | 1 | 0.5 | 0 | 8.2745 | 0 | 8.2745 | 969.3793 | 0 | 55.4882 | 0.042683 | 1 | 0.5 | 0 | 4.1373 | 0 | 4.1373
2007-03-16 05:00 | 3 | 16 | 5 | 75 | 1781 | 35.96 | 1282.52 | 0 | Heating | 1282.52 | 4 | 1026.016 | 1026.016 | 0 | 6 | 0 | 0 | 4 | 0 | 0 | 0 | 6 | 0 | 205.2032 | 0.078924 | 1 | 0.5 | 0 | 8.2745 | 0 | 8.2745 | 1046.9551 | 0 | 59.9287 | 0.046099 | 1 | 0.5 | 0 | 4.1373 | 0 | 4.1373
2007-03-16 06:00 | 3 | 16 | 6 | 75 | 1782 | 35.96 | 1593.1698 | 0 | Heating | 1593.1698 | 4 | 1274.5358 | 1274.5358 | 0 | 6 | 0 | 0 | 4 | 0 | 0 | 0 | 6 | 0 | 254.9072 | 0.098041 | 1 | 0.5 | 0 | 8.2745 | 0 | 8.2745 | 1300.5468 | 0 | 74.4446 | 0.057265 | 1 | 0.5 | 0 | 4.1373 | 0 | 4.1373
2007-03-16 07:00 | 3 | 16 | 7 | 75 | 1783 | 35.6 | 4096.2517 | 0 | Heating | 4096.2517 | 4 | 3277.0013 | 3200 | 77.0013 | 6 | 3.7613 | 0 | 4 | 0 | 0 | 0 | 6 | 0 | 655.4003 | 0.25208 | 1 | 0.50415 | 0 | 8.4335 | 0 | 8.4335 | 3265.3061 | 0 | 186.9093 | 0.14378 | 1 | 0.5 | 0 | 4.1373 | 0 | 4.1373
2007-03-16 08:00 | 3 | 16 | 8 | 75 | 1784 | 35.06 | 3505.9711 | 0 | Heating | 3505.9711 | 4 | 2804.7769 | 2804.7769 | 0 | 6 | 0 | 0 | 4 | 0 | 0 | 0 | 6 | 0 | 560.9554 | 0.21575 | 1 | 0.5 | 0 | 8.2745 | 0 | 8.2745 | 2862.0172 | 0 | 163.8247 | 0.12602 | 1 | 0.5 | 0 | 4.1373 | 0 | 4.1373
2007-03-16 09:00 | 3 | 16 | 9 | 75 | 1785 | 35.96 | 3351.7804 | 0 | Heating | 3351.7804 | 4 | 2681.4243 | 2681.4243 | 0 | 6 | 0 | 0 | 4 | 0 | 0 | 0 | 6 | 0 | 536.2849 | 0.20626 | 1 | 0.5 | 0 | 8.2745 | 0 | 8.2745 | 2736.1473 | 0 | 156.6198 | 0.12048 | 1 | 0.5 | 0 | 4.1373 | 0 | 4.1373
2007-03-16 10:00 | 3 | 16 | 10 | 75 | 1786 | 35.96 | 3014.251 | 0 | Heating | 3014.251 | 4 | 2411.4008 | 2411.4008 | 0 | 6 | 0 | 0 | 4 | 0 | 0 | 0 | 6 | 0 | 482.2802 | 0.18549 | 1 | 0.5 | 0 | 8.2745 | 0 | 8.2745 | 2460.613 | 0 | 140.8479 | 0.10834 | 1 | 0.5 | 0 | 4.1373 | 0 | 4.1373
2007-03-16 11:00 | 3 | 16 | 11 | 75 | 1787 | 35.96 | 2717.2164 | 0 | Heating | 2717.2164 | 4 | 2173.7731 | 2173.7731 | 0 | 6 | 0 | 0 | 4 | 0 | 0 | 0 | 6 | 0 | 434.7546 | 0.16721 | 1 | 0.5 | 0 | 8.2745 | 0 | 8.2745 | 2218.1358 | 0 | 126.9683 | 0.097668 | 1 | 0.5 | 0 | 4.1373 | 0 | 4.1373
2007-03-16 12:00 | 3 | 16 | 12 | 75 | 1788 | 37.4 | 2423.7299 | 0 | Heating | 2423.7299 | 4 | 1938.9839 | 1938.9839 | 0 | 6 | 0 | 0 | 4 | 0 | 0 | 0 | 6 | 0 | 387.7968 | 0.14915 | 1 | 0.5 | 0 | 8.2745 | 0 | 8.2745 | 1978.555 | 0 | 113.2544 | 0.087119 | 1 | 0.5 | 0 | 4.1373 | 0 | 4.1373
2007-03-16 13:00 | 3 | 16 | 13 | 75 | 1789 | 42.98 | 2251.6962 | 0 | Heating | 2251.6962 | 4 | 1801.357 | 1801.357 | 0 | 6 | 0 | 0 | 4 | 0 | 0 | 0 | 6 | 0 | 360.2714 | 0.13857 | 1 | 0.5 | 0 | 8.2745 | 0 | 8.2745 | 1838.1193 | 0 | 105.2158 | 0.080935 | 1 | 0.5 | 0 | 4.1373 | 0 | 4.1373
2007-03-16 14:00 | 3 | 16 | 14 | 75 | 1790 | 42.98 | 2148.5497 | 0 | Heating | 2148.5497 | 4 | 1718.8397 | 1718.8397 | 0 | 6 | 0 | 0 | 4 | 0 | 0 | 0 | 6 | 0 | 343.7679 | 0.13222 | 1 | 0.5 | 0 | 8.2745 | 0 | 8.2745 | 1753.9181 | 0 | 100.396 | 0.077228 | 1 | 0.5 | 0 | 4.1373 | 0 | 4.1373
2007-03-16 15:00 | 3 | 16 | 15 | 75 | 1791 | 50 | 2134.6691 | 0 | Heating | 2134.6691 | 4 | 1707.7353 | 1707.7353 | 0 | 6 | 0 | 0 | 4 | 0 | 0 | 0 | 6 | 0 | 341.5471 | 0.13136 | 1 | 0.5 | 0 | 8.2745 | 0 | 8.2745 | 1742.587 | 0 | 99.7474 | 0.076729 | 1 | 0.5 | 0 | 4.1373 | 0 | 4.1373
2007-03-16 16:00 | 3 | 16 | 16 | 75 | 1792 | 48.92 | 2155.9704 | 0 | Heating | 2155.9704 | 4 | 1724.7763 | 1724.7763 | 0 | 6 | 0 | 0 | 4 | 0 | 0 | 0 | 6 | 0 | 344.9553 | 0.13268 | 1 | 0.5 | 0 | 8.2745 | 0 | 8.2745 | 1759.9758 | 0 | 100.7427 | 0.077494 | 1 | 0.5 | 0 | 4.1373 | 0 | 4.1373
2007-03-16 17:00 | 3 | 16 | 17 | 75 | 1793 | 48.92 | 2189.5463 | 0 | Heating | 2189.5463 | 4 | 1751.637 | 1751.637 | 0 | 6 | 0 | 0 | 4 | 0 | 0 | 0 | 6 | 0 | 350.3274 | 0.13474 | 1 | 0.5 | 0 | 8.2745 | 0 | 8.2745 | 1787.3847 | 0 | 102.3117 | 0.078701 | 1 | 0.5 | 0 | 4.1373 | 0 | 4.1373
2007-03-16 18:00 | 3 | 16 | 18 | 75 | 1794 | 46.04 | 2291.7087 | 0 | Heating | 2291.7087 | 4 | 1833.367 | 1833.367 | 0 | 6 | 0 | 0 | 4 | 0 | 0 | 0 | 6 | 0 | 366.6734 | 0.14103 | 1 | 0.5 | 0 | 8.2745 | 0 | 8.2745 | 1870.7826 | 0 | 107.0854 | 0.082373 | 1 | 0.5 | 0 | 4.1373 | 0 | 4.1373
2007-03-16 19:00 | 3 | 16 | 19 | 75 | 1795 | 46.4 | 2370.921 | 0 | Heating | 2370.921 | 4 | 1896.7368 | 1896.7368 | 0 | 6 | 0 | 0 | 4 | 0 | 0 | 0 | 6 | 0 | 379.3474 | 0.1459 | 1 | 0.5 | 0 | 8.2745 | 0 | 8.2745 | 1935.4457 | 0 | 110.7868 | 0.085221 | 1 | 0.5 | 0 | 4.1373 | 0 | 4.1373
2007-03-16 20:00 | 3 | 16 | 20 | 75 | 1796 | 46.04 | 2570.7195 | 0 | Heating | 2570.7195 | 4 | 2056.5756 | 2056.5756 | 0 | 6 | 0 | 0 | 4 | 0 | 0 | 0 | 6 | 0 | 411.3151 | 0.1582 | 1 | 0.5 | 0 | 8.2745 | 0 | 8.2745 | 2098.5465 | 0 | 120.1229 | 0.092402 | 1 | 0.5 | 0 | 4.1373 | 0 | 4.1373
2007-03-16 21:00 | 3 | 16 | 21 | 75 | 1797 | 44.96 | 2723.5068 | 0 | Heating | 2723.5068 | 4 | 2178.8054 | 2178.8054 | 0 | 6 | 0 | 0 | 4 | 0 | 0 | 0 | 6 | 0 | 435.7611 | 0.1676 | 1 | 0.5 | 0 | 8.2745 | 0 | 8.2745 | 2223.2708 | 0 | 127.2622 | 0.097894 | 1 | 0.5 | 0 | 4.1373 | 0 | 4.1373
2007-03-16 22:00 | 3 | 16 | 22 | 75 | 1798 | 44.6 | 2864.7998 | 0 | Heating | 2864.7998 | 4 | 2291.8398 | 2291.8398 | 0 | 6 | 0 | 0 | 4 | 0 | 0 | 0 | 6 | 0 | 458.368 | 0.1763 | 1 | 0.5 | 0 | 8.2745 | 0 | 8.2745 | 2338.6121 | 0 | 133.8645 | 0.10297 | 1 | 0.5 | 0 | 4.1373 | 0 | 4.1373
2007-03-16 23:00 | 3 | 16 | 23 | 75 | 1799 | 44.06 | 1800.0983 | 0 | Heating | 1800.0983 | 4 | 1440.0786 | 1440.0786 | 0 | 6 | 0 | 0 | 4 | 0 | 0 | 0 | 6 | 0 | 288.0157 | 0.11078 | 1 | 0.5 | 0 | 8.2745 | 0 | 8.2745 | 1469.468 | 0 | 84.1138 | 0.064703 | 1 | 0.5 | 0 | 4.1373 | 0 | 4.1373
2007-03-17 | 3 | 17 | 0 | 76 | 1800 | 42.98 | 1724.8707 | 0 | Heating | 1724.8707 | 4 | 1379.8965 | 1379.8965 | 0 | 6 | 0 | 0 | 4 | 0 | 0 | 0 | 6 | 0 | 275.9793 | 0.10615 | 1 | 0.5 | 0 | 8.2745 | 0 | 8.2745 | 1408.0577 | 0 | 80.5986 | 0.061999 | 1 | 0.5 | 0 | 4.1373 | 0 | 4.1373
2007-03-17 01:00 | 3 | 17 | 1 | 76 | 1801 | 42.08 | 1516.3449 | 0 | Heating | 1516.3449 | 4 | 1213.0759 | 1213.0759 | 0 | 6 | 0 | 0 | 4 | 0 | 0 | 0 | 6 | 0 | 242.6152 | 0.093314 | 1 | 0.5 | 0 | 8.2745 | 0 | 8.2745 | 1237.8326 | 0 | 70.8548 | 0.054504 | 1 | 0.5 | 0 | 4.1373 | 0 | 4.1373
2007-03-17 02:00 | 3 | 17 | 2 | 76 | 1802 | 42.08 | 1626.6375 | 0 | Heating | 1626.6375 | 4 | 1301.31 | 1301.31 | 0 | 6 | 0 | 0 | 4 | 0 | 0 | 0 | 6 | 0 | 260.262 | 0.1001 | 1 | 0.5 | 0 | 8.2745 | 0 | 8.2745 | 1327.8674 | 0 | 76.0084 | 0.058468 | 1 | 0.5 | 0 | 4.1373 | 0 | 4.1373
2007-03-17 03:00 | 3 | 17 | 3 | 76 | 1803 | 39.2 | 1759.302 | 0 | Heating | 1759.302 | 4 | 1407.4416 | 1407.4416 | 0 | 6 | 0 | 0 | 4 | 0 | 0 | 0 | 6 | 0 | 281.4883 | 0.10826 | 1 | 0.5 | 0 | 8.2745 | 0 | 8.2745 | 1436.1649 | 0 | 82.2075 | 0.063237 | 1 | 0.5 | 0 | 4.1373 | 0 | 4.1373
2007-03-17 04:00 | 3 | 17 | 4 | 76 | 1804 | 39.02 | 1902.1139 | 0 | Heating | 1902.1139 | 4 | 1521.6911 | 1521.6911 | 0 | 6 | 0 | 0 | 4 | 0 | 0 | 0 | 6 | 0 | 304.3382 | 0.11705 | 1 | 0.5 | 0 | 8.2745 | 0 | 8.2745 | 1552.746 | 0 | 88.8807 | 0.06837 | 1 | 0.5 | 0 | 4.1373 | 0 | 4.1373
2007-03-17 05:00 | 3 | 17 | 5 | 76 | 1805 | 39.02 | 2008.0943 | 0 | Heating | 2008.0943 | 4 | 1606.4754 | 1606.4754 | 0 | 6 | 0 | 0 | 4 | 0 | 0 | 0 | 6 | 0 | 321.2951 | 0.12358 | 1 | 0.5 | 0 | 8.2745 | 0 | 8.2745 | 1639.2607 | 0 | 93.8329 | 0.072179 | 1 | 0.5 | 0 | 4.1373 | 0 | 4.1373
2007-03-17 06:00 | 3 | 17 | 6 | 76 | 1806 | 33.98 | 2278.4571 | 0 | Heating | 2278.4571 | 4 | 1822.7657 | 1822.7657 | 0 | 6 | 0 | 0 | 4 | 0 | 0 | 0 | 6 | 0 | 364.5531 | 0.14021 | 1 | 0.5 | 0 | 8.2745 | 0 | 8.2745 | 1859.965 | 0 | 106.4662 | 0.081897 | 1 | 0.5 | 0 | 4.1373 | 0 | 4.1373
2007-03-17 07:00 | 3 | 17 | 7 | 76 | 1807 | 33.98 | 2625.7389 | 0 | Heating | 2625.7389 | 4 | 2100.5912 | 2100.5912 | 0 | 6 | 0 | 0 | 4 | 0 | 0 | 0 | 6 | 0 | 420.1182 | 0.16158 | 1 | 0.5 | 0 | 8.2745 | 0 | 8.2745 | 2143.4604 | 0 | 122.6938 | 0.09438 | 1 | 0.5 | 0 | 4.1373 | 0 | 4.1373
2007-03-17 08:00 | 3 | 17 | 8 | 76 | 1808 | 33.98 | 2534.8595 | 0 | Heating | 2534.8595 | 4 | 2027.8876 | 2027.8876 | 0 | 6 | 0 | 0 | 4 | 0 | 0 | 0 | 6 | 0 | 405.5775 | 0.15599 | 1 | 0.5 | 0 | 8.2745 | 0 | 8.2745 | 2069.273 | 0 | 118.4472 | 0.091113 | 1 | 0.5 | 0 | 4.1373 | 0 | 4.1373
2007-03-17 09:00 | 3 | 17 | 9 | 76 | 1809 | 46.94 | 4552.1522 | 0 | Heating | 4552.1522 | 4 | 3641.7218 | 3200 | 441.7218 | 6 | 21.5769 | 0 | 4 | 0 | 0 | 0 | 6 | 0 | 728.3444 | 0.28013 | 1 | 0.56026 | 0 | 10.7502 | 0 | 10.7502 | 3265.3061 | 0 | 186.9093 | 0.14378 | 1 | 0.5 | 0 | 4.1373 | 0 | 4.1373
2007-03-17 10:00 | 3 | 17 | 10 | 76 | 1810 | 50 | 3703.7675 | 0 | Heating | 3703.7675 | 4 | 2963.014 | 2963.014 | 0 | 6 | 0 | 0 | 4 | 0 | 0 | 0 | 6 | 0 | 592.6028 | 0.22792 | 1 | 0.5 | 0 | 8.2745 | 0 | 8.2745 | 3023.4837 | 0 | 173.0672 | 0.13313 | 1 | 0.5 | 0 | 4.1373 | 0 | 4.1373
2007-03-17 11:00 | 3 | 17 | 11 | 76 | 1811 | 50 | 3214.2018 | 0 | Heating | 3214.2018 | 4 | 2571.3614 | 2571.3614 | 0 | 6 | 0 | 0 | 4 | 0 | 0 | 0 | 6 | 0 | 514.2723 | 0.1978 | 1 | 0.5 | 0 | 8.2745 | 0 | 8.2745 | 2623.8382 | 0 | 150.1911 | 0.11553 | 1 | 0.5 | 0 | 4.1373 | 0 | 4.1373
2007-03-17 12:00 | 3 | 17 | 12 | 76 | 1812 | 55.04 | 2884.2492 | 0 | Heating | 2884.2492 | 4 | 2307.3993 | 2307.3993 | 0 | 6 | 0 | 0 | 4 | 0 | 0 | 0 | 6 | 0 | 461.4799 | 0.17749 | 1 | 0.5 | 0 | 8.2745 | 0 | 8.2745 | 2354.4891 | 0 | 134.7733 | 0.10367 | 1 | 0.5 | 0 | 4.1373 | 0 | 4.1373
2007-03-17 13:00 | 3 | 17 | 13 | 76 | 1813 | 57.92 | 2585.0367 | 0 | Heating | 2585.0367 | 4 | 2068.0294 | 2068.0294 | 0 | 6 | 0 | 0 | 4 | 0 | 0 | 0 | 6 | 0 | 413.6059 | 0.15908 | 1 | 0.5 | 0 | 8.2745 | 0 | 8.2745 | 2110.234 | 0 | 120.7919 | 0.092917 | 1 | 0.5 | 0 | 4.1373 | 0 | 4.1373
2007-03-17 14:00 | 3 | 17 | 14 | 76 | 1814 | 59 | 2533.0947 | 0 | Heating | 2533.0947 | 4 | 2026.4758 | 2026.4758 | 0 | 6 | 0 | 0 | 4 | 0 | 0 | 0 | 6 | 0 | 405.2952 | 0.15588 | 1 | 0.5 | 0 | 8.2745 | 0 | 8.2745 | 2067.8324 | 0 | 118.3648 | 0.09105 | 1 | 0.5 | 0 | 4.1373 | 0 | 4.1373
2007-03-17 15:00 | 3 | 17 | 15 | 76 | 1815 | 60.08 | 2560.5333 | 0 | Heating | 2560.5333 | 4 | 2048.4266 | 2048.4266 | 0 | 6 | 0 | 0 | 4 | 0 | 0 | 0 | 6 | 0 | 409.6853 | 0.15757 | 1 | 0.5 | 0 | 8.2745 | 0 | 8.2745 | 2090.2313 | 0 | 119.6469 | 0.092036 | 1 | 0.5 | 0 | 4.1373 | 0 | 4.1373
2007-03-17 16:00 | 3 | 17 | 16 | 76 | 1816 | 60.98 | 2649.9498 | 0 | Heating | 2649.9498 | 4 | 2119.9598 | 2119.9598 | 0 | 6 | 0 | 0 | 4 | 0 | 0 | 0 | 6 | 0 | 423.992 | 0.16307 | 1 | 0.5 | 0 | 8.2745 | 0 | 8.2745 | 2163.2243 | 0 | 123.8251 | 0.09525 | 1 | 0.5 | 0 | 4.1373 | 0 | 4.1373
2007-03-17 17:00 | 3 | 17 | 17 | 76 | 1817 | 60.98 | 2783.6348 | 0 | Heating | 2783.6348 | 4 | 2226.9079 | 2226.9079 | 0 | 6 | 0 | 0 | 4 | 0 | 0 | 0 | 6 | 0 | 445.3816 | 0.1713 | 1 | 0.5 | 0 | 8.2745 | 0 | 8.2745 | 2272.355 | 0 | 130.0718 | 0.10006 | 1 | 0.5 | 0 | 4.1373 | 0 | 4.1373
2007-03-17 18:00 | 3 | 17 | 18 | 76 | 1818 | 55.04 | 3407.5969 | 0 | Heating | 3407.5969 | 4 | 2726.0776 | 2726.0776 | 0 | 6 | 0 | 0 | 4 | 0 | 0 | 0 | 6 | 0 | 545.2155 | 0.2097 | 1 | 0.5 | 0 | 8.2745 | 0 | 8.2745 | 2781.7118 | 0 | 159.2279 | 0.12248 | 1 | 0.5 | 0 | 4.1373 | 0 | 4.1373
2007-03-17 19:00 | 3 | 17 | 19 | 76 | 1819 | 51.08 | 3663.8671 | 0 | Heating | 3663.8671 | 4 | 2931.0936 | 2931.0936 | 0 | 6 | 0 | 0 | 4 | 0 | 0 | 0 | 6 | 0 | 586.2187 | 0.22547 | 1 | 0.5 | 0 | 8.2745 | 0 | 8.2745 | 2990.9119 | 0 | 171.2027 | 0.13169 | 1 | 0.5 | 0 | 4.1373 | 0 | 4.1373
2007-03-17 20:00 | 3 | 17 | 20 | 76 | 1820 | 51.08 | 2160.9768 | 0 | Heating | 2160.9768 | 4 | 1728.7814 | 1728.7814 | 0 | 6 | 0 | 0 | 4 | 0 | 0 | 0 | 6 | 0 | 345.7563 | 0.13298 | 1 | 0.5 | 0 | 8.2745 | 0 | 8.2745 | 1764.0627 | 0 | 100.9767 | 0.077674 | 1 | 0.5 | 0 | 4.1373 | 0 | 4.1373
2007-03-17 21:00 | 3 | 17 | 21 | 76 | 1821 | 51.98 | 2173.9832 | 0 | Heating | 2173.9832 | 4 | 1739.1866 | 1739.1866 | 0 | 6 | 0 | 0 | 4 | 0 | 0 | 0 | 6 | 0 | 347.8373 | 0.13378 | 1 | 0.5 | 0 | 8.2745 | 0 | 8.2745 | 1774.6802 | 0 | 101.5844 | 0.078142 | 1 | 0.5 | 0 | 4.1373 | 0 | 4.1373
2007-03-17 22:00 | 3 | 17 | 22 | 76 | 1822 | 50 | 2177.3905 | 0 | Heating | 2177.3905 | 4 | 1741.9124 | 1741.9124 | 0 | 6 | 0 | 0 | 4 | 0 | 0 | 0 | 6 | 0 | 348.3825 | 0.13399 | 1 | 0.5 | 0 | 8.2745 | 0 | 8.2745 | 1777.4616 | 0 | 101.7437 | 0.078264 | 1 | 0.5 | 0 | 4.1373 | 0 | 4.1373
2007-03-17 23:00 | 3 | 17 | 23 | 76 | 1823 | 50 | 2230.3626 | 0 | Heating | 2230.3626 | 4 | 1784.2901 | 1784.2901 | 0 | 6 | 0 | 0 | 4 | 0 | 0 | 0 | 6 | 0 | 356.858 | 0.13725 | 1 | 0.5 | 0 | 8.2745 | 0 | 8.2745 | 1820.7042 | 0 | 104.2189 | 0.080168 | 1 | 0.5 | 0 | 4.1373 | 0 | 4.1373
2007-03-18 | 3 | 18 | 0 | 77 | 1824 | 50 | 2194.1276 | 0 | Heating | 2194.1276 | 4 | 1755.3021 | 1755.3021 | 0 | 6 | 0 | 0 | 4 | 0 | 0 | 0 | 6 | 0 | 351.0604 | 0.13502 | 1 | 0.5 | 0 | 8.2745 | 0 | 8.2745 | 1791.1245 | 0 | 102.5257 | 0.078866 | 1 | 0.5 | 0 | 4.1373 | 0 | 4.1373
2007-03-18 01:00 | 3 | 18 | 1 | 77 | 1825 | 51.98 | 2199.6032 | 0 | Heating | 2199.6032 | 4 | 1759.6826 | 1759.6826 | 0 | 6 | 0 | 0 | 4 | 0 | 0 | 0 | 6 | 0 | 351.9365 | 0.13536 | 1 | 0.5 | 0 | 8.2745 | 0 | 8.2745 | 1795.5945 | 0 | 102.7816 | 0.079063 | 1 | 0.5 | 0 | 4.1373 | 0 | 4.1373
2007-03-18 02:00 | 3 | 18 | 2 | 77 | 1826 | 51.98 | 2049.0672 | 0 | Heating | 2049.0672 | 4 | 1639.2537 | 1639.2537 | 0 | 6 | 0 | 0 | 4 | 0 | 0 | 0 | 6 | 0 | 327.8507 | 0.1261 | 1 | 0.5 | 0 | 8.2745 | 0 | 8.2745 | 1672.7079 | 0 | 95.7474 | 0.073652 | 1 | 0.5 | 0 | 4.1373 | 0 | 4.1373
2007-03-18 03:00 | 3 | 18 | 3 | 77 | 1827 | 51.98 | 2130.4024 | 0 | Heating | 2130.4024 | 4 | 1704.3219 | 1704.3219 | 0 | 6 | 0 | 0 | 4 | 0 | 0 | 0 | 6 | 0 | 340.8644 | 0.1311 | 1 | 0.5 | 0 | 8.2745 | 0 | 8.2745 | 1739.104 | 0 | 99.548 | 0.076575 | 1 | 0.5 | 0 | 4.1373 | 0 | 4.1373
2007-03-18 04:00 | 3 | 18 | 4 | 77 | 1828 | 50 | 2179.3058 | 0 | Heating | 2179.3058 | 4 | 1743.4447 | 1743.4447 | 0 | 6 | 0 | 0 | 4 | 0 | 0 | 0 | 6 | 0 | 348.6889 | 0.13411 | 1 | 0.5 | 0 | 8.2745 | 0 | 8.2745 | 1779.0252 | 0 | 101.8332 | 0.078333 | 1 | 0.5 | 0 | 4.1373 | 0 | 4.1373
2007-03-18 05:00 | 3 | 18 | 5 | 77 | 1829 | 50 | 2245.2384 | 0 | Heating | 2245.2384 | 4 | 1796.1907 | 1796.1907 | 0 | 6 | 0 | 0 | 4 | 0 | 0 | 0 | 6 | 0 | 359.2381 | 0.13817 | 1 | 0.5 | 0 | 8.2745 | 0 | 8.2745 | 1832.8477 | 0 | 104.914 | 0.080703 | 1 | 0.5 | 0 | 4.1373 | 0 | 4.1373
2007-03-18 06:00 | 3 | 18 | 6 | 77 | 1830 | 51.98 | 2501.1987 | 0 | Heating | 2501.1987 | 4 | 2000.9589 | 2000.9589 | 0 | 6 | 0 | 0 | 4 | 0 | 0 | 0 | 6 | 0 | 400.1918 | 0.15392 | 1 | 0.5 | 0 | 8.2745 | 0 | 8.2745 | 2041.7948 | 0 | 116.8743 | 0.089903 | 1 | 0.5 | 0 | 4.1373 | 0 | 4.1373
2007-03-18 07:00 | 3 | 18 | 7 | 77 | 1831 | 51.98 | 5282.2001 | 0 | Heating | 5282.2001 | 4 | 4225.7601 | 3200 | 1025.7601 | 6 | 50.1055 | 0 | 4 | 0 | 0 | 0 | 6 | 0 | 845.152 | 0.32506 | 1 | 0.65012 | 0 | 15.1354 | 0 | 15.1354 | 3265.3061 | 0 | 186.9093 | 0.14378 | 1 | 0.5 | 0 | 4.1373 | 0 | 4.1373
2007-03-18 08:00 | 3 | 18 | 8 | 77 | 1832 | 51.98 | 4625.1369 | 0 | Heating | 4625.1369 | 4 | 3700.1095 | 3200 | 500.1095 | 6 | 24.429 | 0 | 4 | 0 | 0 | 0 | 6 | 0 | 740.0219 | 0.28462 | 1 | 0.56925 | 0 | 11.1508 | 0 | 11.1508 | 3265.3061 | 0 | 186.9093 | 0.14378 | 1 | 0.5 | 0 | 4.1373 | 0 | 4.1373
2007-03-18 09:00 | 3 | 18 | 9 | 77 | 1833 | 53.96 | 3988.8541 | 0 | Heating | 3988.8541 | 4 | 3191.0832 | 3191.0832 | 0 | 6 | 0 | 0 | 4 | 0 | 0 | 0 | 6 | 0 | 638.2166 | 0.24547 | 1 | 0.5 | 0 | 8.2745 | 0 | 8.2745 | 3256.2074 | 0 | 186.3885 | 0.14338 | 1 | 0.5 | 0 | 4.1373 | 0 | 4.1373
2007-03-18 10:00 | 3 | 18 | 10 | 77 | 1834 | 57.92 | 3260.6738 | 0 | Heating | 3260.6738 | 4 | 2608.5391 | 2608.5391 | 0 | 6 | 0 | 0 | 4 | 0 | 0 | 0 | 6 | 0 | 521.7078 | 0.20066 | 1 | 0.5 | 0 | 8.2745 | 0 | 8.2745 | 2661.7746 | 0 | 152.3626 | 0.1172 | 1 | 0.5 | 0 | 4.1373 | 0 | 4.1373
2007-03-18 11:00 | 3 | 18 | 11 | 77 | 1835 | 57.92 | 2765.6371 | 0 | Heating | 2765.6371 | 4 | 2212.5097 | 2212.5097 | 0 | 6 | 0 | 0 | 4 | 0 | 0 | 0 | 6 | 0 | 442.5019 | 0.17019 | 1 | 0.5 | 0 | 8.2745 | 0 | 8.2745 | 2257.6629 | 0 | 129.2308 | 0.099408 | 1 | 0.5 | 0 | 4.1373 | 0 | 4.1373
2007-03-18 12:00 | 3 | 18 | 12 | 77 | 1836 | 60.08 | 2251.0128 | 0 | Heating | 2251.0128 | 4 | 1800.8102 | 1800.8102 | 0 | 6 | 0 | 0 | 4 | 0 | 0 | 0 | 6 | 0 | 360.162 | 0.13852 | 1 | 0.5 | 0 | 8.2745 | 0 | 8.2745 | 1837.5614 | 0 | 105.1838 | 0.080911 | 1 | 0.5 | 0 | 4.1373 | 0 | 4.1373
2007-03-18 13:00 | 3 | 18 | 13 | 77 | 1837 | 60.98 | 1891.7542 | 0 | Heating | 1891.7542 | 4 | 1513.4034 | 1513.4034 | 0 | 6 | 0 | 0 | 4 | 0 | 0 | 0 | 6 | 0 | 302.6807 | 0.11642 | 1 | 0.5 | 0 | 8.2745 | 0 | 8.2745 | 1544.2892 | 0 | 88.3966 | 0.067997 | 1 | 0.5 | 0 | 4.1373 | 0 | 4.1373
2007-03-18 14:00 | 3 | 18 | 14 | 77 | 1838 | 60.98 | 1653.2012 | 0 | Heating | 1653.2012 | 4 | 1322.5609 | 1322.5609 | 0 | 6 | 0 | 0 | 4 | 0 | 0 | 0 | 6 | 0 | 264.5122 | 0.10174 | 1 | 0.5 | 0 | 8.2745 | 0 | 8.2745 | 1349.552 | 0 | 77.2497 | 0.059423 | 1 | 0.5 | 0 | 4.1373 | 0 | 4.1373
2007-03-18 15:00 | 3 | 18 | 15 | 77 | 1839 | 60.08 | 1510.0288 | 0 | Heating | 1510.0288 | 4 | 1208.0231 | 1208.0231 | 0 | 6 | 0 | 0 | 4 | 0 | 0 | 0 | 6 | 0 | 241.6046 | 0.092925 | 1 | 0.5 | 0 | 8.2745 | 0 | 8.2745 | 1232.6766 | 0 | 70.5596 | 0.054277 | 1 | 0.5 | 0 | 4.1373 | 0 | 4.1373
2007-03-18 16:00 | 3 | 18 | 16 | 77 | 1840 | 57.92 | 1441.3917 | 0 | Heating | 1441.3917 | 4 | 1153.1133 | 1153.1133 | 0 | 6 | 0 | 0 | 4 | 0 | 0 | 0 | 6 | 0 | 230.6227 | 0.088701 | 1 | 0.5 | 0 | 8.2745 | 0 | 8.2745 | 1176.6463 | 0 | 67.3524 | 0.05181 | 1 | 0.5 | 0 | 4.1373 | 0 | 4.1373
2007-03-18 17:00 | 3 | 18 | 17 | 77 | 1841 | 57.92 | 1520.1082 | 0 | Heating | 1520.1082 | 4 | 1216.0865 | 1216.0865 | 0 | 6 | 0 | 0 | 4 | 0 | 0 | 0 | 6 | 0 | 243.2173 | 0.093545 | 1 | 0.5 | 0 | 8.2745 | 0 | 8.2745 | 1240.9046 | 0 | 71.0306 | 0.054639 | 1 | 0.5 | 0 | 4.1373 | 0 | 4.1373
2007-03-18 18:00 | 3 | 18 | 18 | 77 | 1842 | 53.06 | 1747.4088 | 0 | Heating | 1747.4088 | 4 | 1397.927 | 1397.927 | 0 | 6 | 0 | 0 | 4 | 0 | 0 | 0 | 6 | 0 | 279.5854 | 0.10753 | 1 | 0.5 | 0 | 8.2745 | 0 | 8.2745 | 1426.4562 | 0 | 81.6518 | 0.062809 | 1 | 0.5 | 0 | 4.1373 | 0 | 4.1373
2007-03-18 19:00 | 3 | 18 | 19 | 77 | 1843 | 51.08 | 2036.161 | 0 | Heating | 2036.161 | 4 | 1628.9288 | 1628.9288 | 0 | 6 | 0 | 0 | 4 | 0 | 0 | 0 | 6 | 0 | 325.7858 | 0.1253 | 1 | 0.5 | 0 | 8.2745 | 0 | 8.2745 | 1662.1723 | 0 | 95.1444 | 0.073188 | 1 | 0.5 | 0 | 4.1373 | 0 | 4.1373
2007-03-18 20:00 | 3 | 18 | 20 | 77 | 1844 | 51.08 | 2188.8535 | 0 | Heating | 2188.8535 | 4 | 1751.0828 | 1751.0828 | 0 | 6 | 0 | 0 | 4 | 0 | 0 | 0 | 6 | 0 | 350.2166 | 0.1347 | 1 | 0.5 | 0 | 8.2745 | 0 | 8.2745 | 1786.8192 | 0 | 102.2793 | 0.078676 | 1 | 0.5 | 0 | 4.1373 | 0 | 4.1373
2007-03-18 21:00 | 3 | 18 | 21 | 77 | 1845 | 46.04 | 2369.6217 | 0 | Heating | 2369.6217 | 4 | 1895.6973 | 1895.6973 | 0 | 6 | 0 | 0 | 4 | 0 | 0 | 0 | 6 | 0 | 379.1395 | 0.14582 | 1 | 0.5 | 0 | 8.2745 | 0 | 8.2745 | 1934.385 | 0 | 110.7261 | 0.085174 | 1 | 0.5 | 0 | 4.1373 | 0 | 4.1373
2007-03-18 22:00 | 3 | 18 | 22 | 77 | 1846 | 44.96 | 1519.2872 | 0 | Heating | 1519.2872 | 4 | 1215.4297 | 1215.4297 | 0 | 6 | 0 | 0 | 4 | 0 | 0 | 0 | 6 | 0 | 243.0859 | 0.093495 | 1 | 0.5 | 0 | 8.2745 | 0 | 8.2745 | 1240.2344 | 0 | 70.9922 | 0.054609 | 1 | 0.5 | 0 | 4.1373 | 0 | 4.1373
2007-03-18 23:00 | 3 | 18 | 23 | 77 | 1847 | 44.96 | 1409.4799 | 0 | Heating | 1409.4799 | 4 | 1127.5839 | 1127.5839 | 0 | 6 | 0 | 0 | 4 | 0 | 0 | 0 | 6 | 0 | 225.5168 | 0.086737 | 1 | 0.5 | 0 | 8.2745 | 0 | 8.2745 | 1150.5959 | 0 | 65.8612 | 0.050662 | 1 | 0.5 | 0 | 4.1373 | 0 | 4.1373
2007-03-19 | 3 | 19 | 0 | 78 | 1848 | 44.06 | 1357.4619 | 0 | Heating | 1357.4619 | 4 | 1085.9695 | 1085.9695 | 0 | 6 | 0 | 0 | 4 | 0 | 0 | 0 | 6 | 0 | 217.1939 | 0.083536 | 1 | 0.5 | 0 | 8.2745 | 0 | 8.2745 | 1108.1321 | 0 | 63.4306 | 0.048793 | 1 | 0.5 | 0 | 4.1373 | 0 | 4.1373
2007-03-19 01:00 | 3 | 19 | 1 | 78 | 1849 | 44.96 | 1255.5371 | 0 | Heating | 1255.5371 | 4 | 1004.4297 | 1004.4297 | 0 | 6 | 0 | 0 | 4 | 0 | 0 | 0 | 6 | 0 | 200.8859 | 0.077264 | 1 | 0.5 | 0 | 8.2745 | 0 | 8.2745 | 1024.9282 | 0 | 58.6679 | 0.045129 | 1 | 0.5 | 0 | 4.1373 | 0 | 4.1373
2007-03-19 02:00 | 3 | 19 | 2 | 78 | 1850 | 44.96 | 1044.5901 | 0 | Heating | 1044.5901 | 4 | 835.6721 | 835.6721 | 0 | 6 | 0 | 0 | 4 | 0 | 0 | 0 | 6 | 0 | 167.1344 | 0.064282 | 1 | 0.5 | 0 | 8.2745 | 0 | 8.2745 | 852.7266 | 0 | 48.8109 | 0.037547 | 1 | 0.5 | 0 | 4.1373 | 0 | 4.1373
2007-03-19 03:00 | 3 | 19 | 3 | 78 | 1851 | 42.08 | 1084.6709 | 0 | Heating | 1084.6709 | 4 | 867.7367 | 867.7367 | 0 | 6 | 0 | 0 | 4 | 0 | 0 | 0 | 6 | 0 | 173.5473 | 0.066749 | 1 | 0.5 | 0 | 8.2745 | 0 | 8.2745 | 885.4456 | 0 | 50.6838 | 0.038988 | 1 | 0.5 | 0 | 4.1373 | 0 | 4.1373
2007-03-19 04:00 | 3 | 19 | 4 | 78 | 1852 | 39.92 | 1087.9573 | 0 | Heating | 1087.9573 | 4 | 870.3659 | 870.3659 | 0 | 6 | 0 | 0 | 4 | 0 | 0 | 0 | 6 | 0 | 174.0732 | 0.066951 | 1 | 0.5 | 0 | 8.2745 | 0 | 8.2745 | 888.1284 | 0 | 50.8373 | 0.039106 | 1 | 0.5 | 0 | 4.1373 | 0 | 4.1373
2007-03-19 05:00 | 3 | 19 | 5 | 78 | 1853 | 39.92 | 1071.8662 | 0 | Heating | 1071.8662 | 4 | 857.493 | 857.493 | 0 | 6 | 0 | 0 | 4 | 0 | 0 | 0 | 6 | 0 | 171.4986 | 0.065961 | 1 | 0.5 | 0 | 8.2745 | 0 | 8.2745 | 874.9928 | 0 | 50.0855 | 0.038527 | 1 | 0.5 | 0 | 4.1373 | 0 | 4.1373
2007-03-19 06:00 | 3 | 19 | 6 | 78 | 1854 | 39.02 | 1224.062 | 0 | Heating | 1224.062 | 4 | 979.2496 | 979.2496 | 0 | 6 | 0 | 0 | 4 | 0 | 0 | 0 | 6 | 0 | 195.8499 | 0.075327 | 1 | 0.5 | 0 | 8.2745 | 0 | 8.2745 | 999.2343 | 0 | 57.1972 | 0.043998 | 1 | 0.5 | 0 | 4.1373 | 0 | 4.1373
2007-03-19 07:00 | 3 | 19 | 7 | 78 | 1855 | 37.94 | 3274.5313 | 0 | Heating | 3274.5313 | 4 | 2619.625 | 2619.625 | 0 | 6 | 0 | 0 | 4 | 0 | 0 | 0 | 6 | 0 | 523.925 | 0.20151 | 1 | 0.5 | 0 | 8.2745 | 0 | 8.2745 | 2673.0868 | 0 | 153.0101 | 0.1177 | 1 | 0.5 | 0 | 4.1373 | 0 | 4.1373
2007-03-19 08:00 | 3 | 19 | 8 | 78 | 1856 | 37.94 | 2653.5623 | 0 | Heating | 2653.5623 | 4 | 2122.8498 | 2122.8498 | 0 | 6 | 0 | 0 | 4 | 0 | 0 | 0 | 6 | 0 | 424.57 | 0.1633 | 1 | 0.5 | 0 | 8.2745 | 0 | 8.2745 | 2166.1733 | 0 | 123.9939 | 0.09538 | 1 | 0.5 | 0 | 4.1373 | 0 | 4.1373
2007-03-19 09:00 | 3 | 19 | 9 | 78 | 1857 | 37.4 | 2336.4185 | 0 | Heating | 2336.4185 | 4 | 1869.1348 | 1869.1348 | 0 | 6 | 0 | 0 | 4 | 0 | 0 | 0 | 6 | 0 | 373.827 | 0.14378 | 1 | 0.5 | 0 | 8.2745 | 0 | 8.2745 | 1907.2804 | 0 | 109.1746 | 0.08398 | 1 | 0.5 | 0 | 4.1373 | 0 | 4.1373
2007-03-19 10:00 | 3 | 19 | 10 | 78 | 1858 | 35.6 | 1886.3447 | 0 | Heating | 1886.3447 | 4 | 1509.0758 | 1509.0758 | 0 | 6 | 0 | 0 | 4 | 0 | 0 | 0 | 6 | 0 | 301.8152 | 0.11608 | 1 | 0.5 | 0 | 8.2745 | 0 | 8.2745 | 1539.8733 | 0 | 88.1439 | 0.067803 | 1 | 0.5 | 0 | 4.1373 | 0 | 4.1373
2007-03-19 11:00 | 3 | 19 | 11 | 78 | 1859 | 35.96 | 1541.8994 | 0 | Heating | 1541.8994 | 4 | 1233.5195 | 1233.5195 | 0 | 6 | 0 | 0 | 4 | 0 | 0 | 0 | 6 | 0 | 246.7039 | 0.094886 | 1 | 0.5 | 0 | 8.2745 | 0 | 8.2745 | 1258.6934 | 0 | 72.0488 | 0.055422 | 1 | 0.5 | 0 | 4.1373 | 0 | 4.1373
2007-03-19 12:00 | 3 | 19 | 12 | 78 | 1860 | 39.92 | 1128.8183 | 0 | Heating | 1128.8183 | 4 | 903.0547 | 903.0547 | 0 | 6 | 0 | 0 | 4 | 0 | 0 | 0 | 6 | 0 | 180.6109 | 0.069466 | 1 | 0.5 | 0 | 8.2745 | 0 | 8.2745 | 921.4843 | 0 | 52.7467 | 0.040574 | 1 | 0.5 | 0 | 4.1373 | 0 | 4.1373
2007-03-19 13:00 | 3 | 19 | 13 | 78 | 1861 | 42.08 | 847.2628 | 0 | Heating | 847.2628 | 4 | 677.8102 | 677.8102 | 0 | 6 | 0 | 0 | 4 | 0 | 0 | 0 | 6 | 0 | 135.562 | 0.052139 | 1 | 0.5 | 0 | 8.2745 | 0 | 8.2745 | 691.6431 | 0 | 39.5903 | 0.030454 | 1 | 0.5 | 0 | 4.1373 | 0 | 4.1373
2007-03-19 14:00 | 3 | 19 | 14 | 78 | 1862 | 42.08 | 653.3111 | 0 | Heating | 653.3111 | 4 | 522.6489 | 522.6489 | 0 | 6 | 0 | 0 | 4 | 0 | 0 | 0 | 6 | 0 | 104.5298 | 0.040204 | 1 | 0.5 | 0 | 8.2745 | 0 | 8.2745 | 533.3152 | 0 | 30.5275 | 0.023483 | 1 | 0.5 | 0 | 4.1373 | 0 | 4.1373
2007-03-19 15:00 | 3 | 19 | 15 | 78 | 1863 | 44.96 | 502.3407 | 0 | Heating | 502.3407 | 4 | 401.8726 | 401.8726 | 0 | 6 | 0 | 0 | 4 | 0 | 0 | 0 | 6 | 0 | 80.3745 | 0.030913 | 1 | 0.5 | 0 | 8.2745 | 0 | 8.2745 | 410.0741 | 0 | 23.473 | 0.018056 | 1 | 0.5 | 0 | 4.1373 | 0 | 4.1373
2007-03-19 16:00 | 3 | 19 | 16 | 78 | 1864 | 44.06 | 422.0579 | 0 | Heating | 422.0579 | 4 | 337.6463 | 337.6463 | 0 | 6 | 0 | 0 | 4 | 0 | 0 | 0 | 6 | 0 | 67.5293 | 0.025973 | 1 | 0.5 | 0 | 8.2745 | 0 | 8.2745 | 344.537 | 0 | 19.7216 | 0.01517 | 1 | 0.5 | 0 | 4.1373 | 0 | 4.1373
2007-03-19 17:00 | 3 | 19 | 17 | 78 | 1865 | 44.06 | 441.1914 | 0 | Heating | 441.1914 | 4 | 352.9531 | 352.9531 | 0 | 6 | 0 | 0 | 4 | 0 | 0 | 0 | 6 | 0 | 70.5906 | 0.02715 | 1 | 0.5 | 0 | 8.2745 | 0 | 8.2745 | 360.1562 | 0 | 20.6157 | 0.015858 | 1 | 0.5 | 0 | 4.1373 | 0 | 4.1373
2007-03-19 18:00 | 3 | 19 | 18 | 78 | 1866 | 39.92 | 611.2098 | 0 | Heating | 611.2098 | 4 | 488.9678 | 488.9678 | 0 | 6 | 0 | 0 | 4 | 0 | 0 | 0 | 6 | 0 | 97.7936 | 0.037613 | 1 | 0.5 | 0 | 8.2745 | 0 | 8.2745 | 498.9468 | 0 | 28.5602 | 0.021969 | 1 | 0.5 | 0 | 4.1373 | 0 | 4.1373
2007-03-19 19:00 | 3 | 19 | 19 | 78 | 1867 | 37.94 | 786.5705 | 0 | Heating | 786.5705 | 4 | 629.2564 | 629.2564 | 0 | 6 | 0 | 0 | 4 | 0 | 0 | 0 | 6 | 0 | 125.8513 | 0.048404 | 1 | 0.5 | 0 | 8.2745 | 0 | 8.2745 | 642.0984 | 0 | 36.7543 | 0.028273 | 1 | 0.5 | 0 | 4.1373 | 0 | 4.1373
2007-03-19 20:00 | 3 | 19 | 20 | 78 | 1868 | 37.94 | 902.1288 | 0 | Heating | 902.1288 | 4 | 721.703 | 721.703 | 0 | 6 | 0 | 0 | 4 | 0 | 0 | 0 | 6 | 0 | 144.3406 | 0.055516 | 1 | 0.5 | 0 | 8.2745 | 0 | 8.2745 | 736.4317 | 0 | 42.1541 | 0.032426 | 1 | 0.5 | 0 | 4.1373 | 0 | 4.1373
2007-03-19 21:00 | 3 | 19 | 21 | 78 | 1869 | 32 | 1021.5742 | 0 | Heating | 1021.5742 | 4 | 817.2594 | 817.2594 | 0 | 6 | 0 | 0 | 4 | 0 | 0 | 0 | 6 | 0 | 163.4519 | 0.062866 | 1 | 0.5 | 0 | 8.2745 | 0 | 8.2745 | 833.9382 | 0 | 47.7354 | 0.03672 | 1 | 0.5 | 0 | 4.1373 | 0 | 4.1373
2007-03-19 22:00 | 3 | 19 | 22 | 78 | 1870 | 30.92 | 706.1536 | 0 | Heating | 706.1536 | 4 | 564.9229 | 564.9229 | 0 | 6 | 0 | 0 | 4 | 0 | 0 | 0 | 6 | 0 | 112.9846 | 0.043456 | 1 | 0.5 | 0 | 8.2745 | 0 | 8.2745 | 576.4519 | 0 | 32.9967 | 0.025382 | 1 | 0.5 | 0 | 4.1373 | 0 | 4.1373
2007-03-19 23:00 | 3 | 19 | 23 | 78 | 1871 | 30.92 | 716.8754 | 0 | Heating | 716.8754 | 4 | 573.5003 | 573.5003 | 0 | 6 | 0 | 0 | 4 | 0 | 0 | 0 | 6 | 0 | 114.7001 | 0.044115 | 1 | 0.5 | 0 | 8.2745 | 0 | 8.2745 | 585.2044 | 0 | 33.4977 | 0.025767 | 1 | 0.5 | 0 | 4.1373 | 0 | 4.1373
2007-03-20 | 3 | 20 | 0 | 79 | 1872 | 28.94 | 651.0573 | 0 | Heating | 651.0573 | 4 | 520.8458 | 520.8458 | 0 | 6 | 0 | 0 | 4 | 0 | 0 | 0 | 6 | 0 | 104.1692 | 0.040065 | 1 | 0.5 | 0 | 8.2745 | 0 | 8.2745 | 531.4754 | 0 | 30.4222 | 0.023402 | 1 | 0.5 | 0 | 4.1373 | 0 | 4.1373
2007-03-20 01:00 | 3 | 20 | 1 | 79 | 1873 | 28.94 | 583.8815 | 0 | Heating | 583.8815 | 4 | 467.1052 | 467.1052 | 0 | 6 | 0 | 0 | 4 | 0 | 0 | 0 | 6 | 0 | 93.421 | 0.035931 | 1 | 0.5 | 0 | 8.2745 | 0 | 8.2745 | 476.6379 | 0 | 27.2832 | 0.020987 | 1 | 0.5 | 0 | 4.1373 | 0 | 4.1373
2007-03-20 02:00 | 3 | 20 | 2 | 79 | 1874 | 28.94 | 461.34 | 0 | Heating | 461.34 | 4 | 369.072 | 369.072 | 0 | 6 | 0 | 0 | 4 | 0 | 0 | 0 | 6 | 0 | 73.8144 | 0.02839 | 1 | 0.5 | 0 | 8.2745 | 0 | 8.2745 | 376.6041 | 0 | 21.5572 | 0.016582 | 1 | 0.5 | 0 | 4.1373 | 0 | 4.1373
2007-03-20 03:00 | 3 | 20 | 3 | 79 | 1875 | 26.06 | 512.8899 | 0 | Heating | 512.8899 | 4 | 410.3119 | 410.3119 | 0 | 6 | 0 | 0 | 4 | 0 | 0 | 0 | 6 | 0 | 82.0624 | 0.031562 | 1 | 0.5 | 0 | 8.2745 | 0 | 8.2745 | 418.6856 | 0 | 23.966 | 0.018435 | 1 | 0.5 | 0 | 4.1373 | 0 | 4.1373
2007-03-20 04:00 | 3 | 20 | 4 | 79 | 1876 | 24.08 | 575.4927 | 0 | Heating | 575.4927 | 4 | 460.3942 | 460.3942 | 0 | 6 | 0 | 0 | 4 | 0 | 0 | 0 | 6 | 0 | 92.0788 | 0.035415 | 1 | 0.5 | 0 | 8.2745 | 0 | 8.2745 | 469.79 | 0 | 26.8912 | 0.020686 | 1 | 0.5 | 0 | 4.1373 | 0 | 4.1373
2007-03-20 05:00 | 3 | 20 | 5 | 79 | 1877 | 24.08 | 624.9157 | 0 | Heating | 624.9157 | 4 | 499.9326 | 499.9326 | 0 | 6 | 0 | 0 | 4 | 0 | 0 | 0 | 6 | 0 | 99.9865 | 0.038456 | 1 | 0.5 | 0 | 8.2745 | 0 | 8.2745 | 510.1353 | 0 | 29.2006 | 0.022462 | 1 | 0.5 | 0 | 4.1373 | 0 | 4.1373
2007-03-20 06:00 | 3 | 20 | 6 | 79 | 1878 | 21.92 | 841.0201 | 0 | Heating | 841.0201 | 4 | 672.8161 | 672.8161 | 0 | 6 | 0 | 0 | 4 | 0 | 0 | 0 | 6 | 0 | 134.5632 | 0.051755 | 1 | 0.5 | 0 | 8.2745 | 0 | 8.2745 | 686.547 | 0 | 39.2986 | 0.03023 | 1 | 0.5 | 0 | 4.1373 | 0 | 4.1373
2007-03-20 07:00 | 3 | 20 | 7 | 79 | 1879 | 24.08 | 2786.7587 | 0 | Heating | 2786.7587 | 4 | 2229.407 | 2229.407 | 0 | 6 | 0 | 0 | 4 | 0 | 0 | 0 | 6 | 0 | 445.8814 | 0.17149 | 1 | 0.5 | 0 | 8.2745 | 0 | 8.2745 | 2274.9051 | 0 | 130.2178 | 0.10017 | 1 | 0.5 | 0 | 4.1373 | 0 | 4.1373
2007-03-20 08:00 | 3 | 20 | 8 | 79 | 1880 | 24.08 | 2042.8207 | 0 | Heating | 2042.8207 | 4 | 1634.2565 | 1634.2565 | 0 | 6 | 0 | 0 | 4 | 0 | 0 | 0 | 6 | 0 | 326.8513 | 0.12571 | 1 | 0.5 | 0 | 8.2745 | 0 | 8.2745 | 1667.6087 | 0 | 95.4556 | 0.073427 | 1 | 0.5 | 0 | 4.1373 | 0 | 4.1373
2007-03-20 09:00 | 3 | 20 | 9 | 79 | 1881 | 33.08 | 1488.8599 | 0 | Heating | 1488.8599 | 4 | 1191.0879 | 1191.0879 | 0 | 6 | 0 | 0 | 4 | 0 | 0 | 0 | 6 | 0 | 238.2176 | 0.091622 | 1 | 0.5 | 0 | 8.2745 | 0 | 8.2745 | 1215.3959 | 0 | 69.5705 | 0.053516 | 1 | 0.5 | 0 | 4.1373 | 0 | 4.1373
2007-03-20 10:00 | 3 | 20 | 10 | 79 | 1882 | 37.04 | 808.9101 | 0 | Heating | 808.9101 | 4 | 647.1281 | 647.1281 | 0 | 6 | 0 | 0 | 4 | 0 | 0 | 0 | 6 | 0 | 129.4256 | 0.049779 | 1 | 0.5 | 0 | 8.2745 | 0 | 8.2745 | 660.3348 | 0 | 37.7982 | 0.029076 | 1 | 0.5 | 0 | 4.1373 | 0 | 4.1373
2007-03-20 11:00 | 3 | 20 | 11 | 79 | 1883 | 37.04 | 438.4351 | 0 | Heating | 438.4351 | 4 | 350.7481 | 350.7481 | 0 | 6 | 0 | 0 | 4 | 0 | 0 | 0 | 6 | 0 | 70.1496 | 0.026981 | 1 | 0.5 | 0 | 8.2745 | 0 | 8.2745 | 357.9062 | 0 | 20.4869 | 0.015759 | 1 | 0.5 | 0 | 4.1373 | 0 | 4.1373
2007-03-20 12:00 | 3 | 20 | 12 | 79 | 1884 | 39.02 | 216.3736 | 0 | Heating | 216.3736 | 4 | 173.0989 | 173.0989 | 0 | 6 | 0 | 0 | 4 | 0 | 0 | 0 | 6 | 0 | 34.6198 | 0.013315 | 1 | 0.5 | 0 | 8.2745 | 0 | 8.2745 | 176.6315 | 0 | 10.1106 | 0.0077774 | 1 | 0.5 | 0 | 4.1373 | 0 | 4.1373
2007-03-20 13:00 | 3 | 20 | 13 | 79 | 1885 | 39.92 | 0 | 254.9168 | Cooling | 0 | 4 | 0 | 0 | 0 | 6 | 0 | 254.9168 | 4 | 318.646 | 318.646 | 0 | 6 | 0 | 31.8646 | 0.012256 | 1 | 0.5 | 0 | 8.2745 | 0 | 8.2745 | 0 | 312.2731 | 39.0341 | 0.030026 | 1 | 0.5 | 0 | 4.1373 | 0 | 4.1373
2007-03-20 14:00 | 3 | 20 | 14 | 79 | 1886 | 39.92 | 0 | 821.2117 | Cooling | 0 | 4 | 0 | 0 | 0 | 6 | 0 | 821.2117 | 4 | 1026.5146 | 1026.5146 | 0 | 6 | 0 | 102.6515 | 0.039481 | 1 | 0.5 | 0 | 8.2745 | 0 | 8.2745 | 0 | 1005.9843 | 125.748 | 0.096729 | 1 | 0.5 | 0 | 4.1373 | 0 | 4.1373
2007-03-20 15:00 | 3 | 20 | 15 | 79 | 1887 | 44.06 | 0 | 1166.4363 | Cooling | 0 | 4 | 0 | 0 | 0 | 6 | 0 | 1166.4363 | 4 | 1458.0454 | 1458.0454 | 0 | 6 | 0 | 145.8045 | 0.056079 | 1 | 0.5 | 0 | 8.2745 | 0 | 8.2745 | 0 | 1428.8845 | 178.6106 | 0.13739 | 1 | 0.5 | 0 | 4.1373 | 0 | 4.1373
2007-03-20 16:00 | 3 | 20 | 16 | 79 | 1888 | 44.96 | 0 | 1326.304 | Cooling | 0 | 4 | 0 | 0 | 0 | 6 | 0 | 1326.304 | 4 | 1657.8799 | 1657.8799 | 0 | 6 | 0 | 165.788 | 0.063765 | 1 | 0.5 | 0 | 8.2745 | 0 | 8.2745 | 0 | 1624.7224 | 203.0903 | 0.15622 | 1 | 0.5 | 0 | 4.1373 | 0 | 4.1373
2007-03-20 17:00 | 3 | 20 | 17 | 79 | 1889 | 44.96 | 0 | 1281.687 | Cooling | 0 | 4 | 0 | 0 | 0 | 6 | 0 | 1281.687 | 4 | 1602.1087 | 1602.1087 | 0 | 6 | 0 | 160.2109 | 0.06162 | 1 | 0.5 | 0 | 8.2745 | 0 | 8.2745 | 0 | 1570.0666 | 196.2583 | 0.15097 | 1 | 0.5 | 0 | 4.1373 | 0 | 4.1373
2007-03-20 18:00 | 3 | 20 | 18 | 79 | 1890 | 41 | 0 | 763.9184 | Cooling | 0 | 4 | 0 | 0 | 0 | 6 | 0 | 763.9184 | 4 | 954.898 | 954.898 | 0 | 6 | 0 | 95.4898 | 0.036727 | 1 | 0.5 | 0 | 8.2745 | 0 | 8.2745 | 0 | 935.8 | 116.975 | 0.089981 | 1 | 0.5 | 0 | 4.1373 | 0 | 4.1373
2007-03-20 19:00 | 3 | 20 | 19 | 79 | 1891 | 41 | 0 | 85.3562 | Cooling | 0 | 4 | 0 | 0 | 0 | 6 | 0 | 85.3562 | 4 | 106.6952 | 106.6952 | 0 | 6 | 0 | 10.6695 | 0.0041037 | 1 | 0.5 | 0 | 8.2745 | 0 | 8.2745 | 0 | 104.5613 | 13.0702 | 0.010054 | 1 | 0.5 | 0 | 4.1373 | 0 | 4.1373
2007-03-20 20:00 | 3 | 20 | 20 | 79 | 1892 | 41 | 92.2062 | 0 | Heating | 92.2062 | 4 | 73.765 | 73.765 | 0 | 6 | 0 | 0 | 4 | 0 | 0 | 0 | 6 | 0 | 14.753 | 0.0056742 | 1 | 0.5 | 0 | 8.2745 | 0 | 8.2745 | 75.2704 | 0 | 4.3086 | 0.0033143 | 1 | 0.5 | 0 | 4.1373 | 0 | 4.1373
2007-03-20 21:00 | 3 | 20 | 21 | 79 | 1893 | 37.04 | 156.3361 | 0 | Heating | 156.3361 | 4 | 125.0689 | 125.0689 | 0 | 6 | 0 | 0 | 4 | 0 | 0 | 0 | 6 | 0 | 25.0138 | 0.0096207 | 1 | 0.5 | 0 | 8.2745 | 0 | 8.2745 | 127.6213 | 0 | 7.3052 | 0.0056194 | 1 | 0.5 | 0 | 4.1373 | 0 | 4.1373
2007-03-20 22:00 | 3 | 20 | 22 | 79 | 1894 | 37.04 | 156.5322 | 0 | Heating | 156.5322 | 4 | 125.2258 | 125.2258 | 0 | 6 | 0 | 0 | 4 | 0 | 0 | 0 | 6 | 0 | 25.0452 | 0.0096328 | 1 | 0.5 | 0 | 8.2745 | 0 | 8.2745 | 127.7814 | 0 | 7.3143 | 0.0056264 | 1 | 0.5 | 0 | 4.1373 | 0 | 4.1373
2007-03-20 23:00 | 3 | 20 | 23 | 79 | 1895 | 37.04 | 206.4338 | 0 | Heating | 206.4338 | 4 | 165.147 | 165.147 | 0 | 6 | 0 | 0 | 4 | 0 | 0 | 0 | 6 | 0 | 33.0294 | 0.012704 | 1 | 0.5 | 0 | 8.2745 | 0 | 8.2745 | 168.5174 | 0 | 9.6461 | 0.0074201 | 1 | 0.5 | 0 | 4.1373 | 0 | 4.1373
2007-03-21 | 3 | 21 | 0 | 80 | 1896 | 39.02 | 113.2059 | 0 | Heating | 113.2059 | 4 | 90.5647 | 90.5647 | 0 | 6 | 0 | 0 | 4 | 0 | 0 | 0 | 6 | 0 | 18.1129 | 0.0069665 | 1 | 0.5 | 0 | 8.2745 | 0 | 8.2745 | 92.413 | 0 | 5.2898 | 0.0040691 | 1 | 0.5 | 0 | 4.1373 | 0 | 4.1373
2007-03-21 01:00 | 3 | 21 | 1 | 80 | 1897 | 39.92 | 38.3202 | 0 | Heating | 38.3202 | 4 | 30.6561 | 30.6561 | 0 | 6 | 0 | 0 | 4 | 0 | 0 | 0 | 6 | 0 | 6.1312 | 0.0023582 | 1 | 0.5 | 0 | 8.2745 | 0 | 8.2745 | 31.2818 | 0 | 1.7906 | 0.0013774 | 1 | 0.5 | 0 | 4.1373 | 0 | 4.1373
2007-03-21 02:00 | 3 | 21 | 2 | 80 | 1898 | 39.92 | 15.6588 | 0 | Heating | 15.6588 | 4 | 12.527 | 12.527 | 0 | 6 | 0 | 0 | 4 | 0 | 0 | 0 | 6 | 0 | 2.5054 | 0.00096362 | 1 | 0.5 | 0 | 8.2745 | 0 | 8.2745 | 12.7827 | 0 | 0.73169 | 0.00056284 | 1 | 0.5 | 0 | 4.1373 | 0 | 4.1373
2007-03-21 03:00 | 3 | 21 | 3 | 80 | 1899 | 37.94 | 17.7045 | 0 | Heating | 17.7045 | 4 | 14.1636 | 14.1636 | 0 | 6 | 0 | 0 | 4 | 0 | 0 | 0 | 6 | 0 | 2.8327 | 0.0010895 | 1 | 0.5 | 0 | 8.2745 | 0 | 8.2745 | 14.4526 | 0 | 0.82728 | 0.00063637 | 1 | 0.5 | 0 | 4.1373 | 0 | 4.1373
2007-03-21 04:00 | 3 | 21 | 4 | 80 | 1900 | 39.02 | 34.3886 | 0 | Heating | 34.3886 | 4 | 27.5109 | 27.5109 | 0 | 6 | 0 | 0 | 4 | 0 | 0 | 0 | 6 | 0 | 5.5022 | 0.0021162 | 1 | 0.5 | 0 | 8.2745 | 0 | 8.2745 | 28.0723 | 0 | 1.6069 | 0.0012361 | 1 | 0.5 | 0 | 4.1373 | 0 | 4.1373
2007-03-21 05:00 | 3 | 21 | 5 | 80 | 1901 | 39.02 | 58.8826 | 0 | Heating | 58.8826 | 4 | 47.1061 | 47.1061 | 0 | 6 | 0 | 0 | 4 | 0 | 0 | 0 | 6 | 0 | 9.4212 | 0.0036235 | 1 | 0.5 | 0 | 8.2745 | 0 | 8.2745 | 48.0675 | 0 | 2.7514 | 0.0021165 | 1 | 0.5 | 0 | 4.1373 | 0 | 4.1373
2007-03-21 06:00 | 3 | 21 | 6 | 80 | 1902 | 37.94 | 208.7976 | 0 | Heating | 208.7976 | 4 | 167.0381 | 167.0381 | 0 | 6 | 0 | 0 | 4 | 0 | 0 | 0 | 6 | 0 | 33.4076 | 0.012849 | 1 | 0.5 | 0 | 8.2745 | 0 | 8.2745 | 170.447 | 0 | 9.7566 | 0.007505 | 1 | 0.5 | 0 | 4.1373 | 0 | 4.1373
2007-03-21 07:00 | 3 | 21 | 7 | 80 | 1903 | 35.6 | 867.8459 | 0 | Heating | 867.8459 | 4 | 694.2768 | 694.2768 | 0 | 6 | 0 | 0 | 4 | 0 | 0 | 0 | 6 | 0 | 138.8554 | 0.053406 | 1 | 0.5 | 0 | 8.2745 | 0 | 8.2745 | 708.4457 | 0 | 40.5521 | 0.031194 | 1 | 0.5 | 0 | 4.1373 | 0 | 4.1373
2007-03-21 08:00 | 3 | 21 | 8 | 80 | 1904 | 35.06 | 801.7106 | 0 | Heating | 801.7106 | 4 | 641.3685 | 641.3685 | 0 | 6 | 0 | 0 | 4 | 0 | 0 | 0 | 6 | 0 | 128.2737 | 0.049336 | 1 | 0.5 | 0 | 8.2745 | 0 | 8.2745 | 654.4577 | 0 | 37.4618 | 0.028817 | 1 | 0.5 | 0 | 4.1373 | 0 | 4.1373
2007-03-21 09:00 | 3 | 21 | 9 | 80 | 1905 | 33.08 | 648.6822 | 0 | Heating | 648.6822 | 4 | 518.9458 | 518.9458 | 0 | 6 | 0 | 0 | 4 | 0 | 0 | 0 | 6 | 0 | 103.7892 | 0.039919 | 1 | 0.5 | 0 | 8.2745 | 0 | 8.2745 | 529.5365 | 0 | 30.3112 | 0.023316 | 1 | 0.5 | 0 | 4.1373 | 0 | 4.1373
2007-03-21 10:00 | 3 | 21 | 10 | 80 | 1906 | 33.8 | 312.9545 | 0 | Heating | 312.9545 | 4 | 250.3636 | 250.3636 | 0 | 6 | 0 | 0 | 4 | 0 | 0 | 0 | 6 | 0 | 50.0727 | 0.019259 | 1 | 0.5 | 0 | 8.2745 | 0 | 8.2745 | 255.473 | 0 | 14.6235 | 0.011249 | 1 | 0.5 | 0 | 4.1373 | 0 | 4.1373
2007-03-21 11:00 | 3 | 21 | 11 | 80 | 1907 | 33.98 | 166.4995 | 0 | Heating | 166.4995 | 4 | 133.1996 | 133.1996 | 0 | 6 | 0 | 0 | 4 | 0 | 0 | 0 | 6 | 0 | 26.6399 | 0.010246 | 1 | 0.5 | 0 | 8.2745 | 0 | 8.2745 | 135.9179 | 0 | 7.7801 | 0.0059847 | 1 | 0.5 | 0 | 4.1373 | 0 | 4.1373
2007-03-21 12:00 | 3 | 21 | 12 | 80 | 1908 | 35.6 | 13.3015 | 0 | Heating | 13.3015 | 4 | 10.6412 | 10.6412 | 0 | 6 | 0 | 0 | 4 | 0 | 0 | 0 | 6 | 0 | 2.1282 | 0.00081855 | 1 | 0.5 | 0 | 8.2745 | 0 | 8.2745 | 10.8583 | 0 | 0.62154 | 0.00047811 | 1 | 0.5 | 0 | 4.1373 | 0 | 4.1373
2007-03-21 13:00 | 3 | 21 | 13 | 80 | 1909 | 35.96 | 0 | 72.7982 | Cooling | 0 | 4 | 0 | 0 | 0 | 6 | 0 | 72.7982 | 4 | 90.9977 | 90.9977 | 0 | 6 | 0 | 9.0998 | 0.0034999 | 1 | 0.5 | 0 | 8.2745 | 0 | 8.2745 | 0 | 89.1778 | 11.1472 | 0.0085748 | 1 | 0.5 | 0 | 4.1373 | 0 | 4.1373
2007-03-21 14:00 | 3 | 21 | 14 | 80 | 1910 | 35.96 | 0 | 60.1427 | Cooling | 0 | 4 | 0 | 0 | 0 | 6 | 0 | 60.1427 | 4 | 75.1783 | 75.1783 | 0 | 6 | 0 | 7.5178 | 0.0028915 | 1 | 0.5 | 0 | 8.2745 | 0 | 8.2745 | 0 | 73.6748 | 9.2093 | 0.0070841 | 1 | 0.5 | 0 | 4.1373 | 0 | 4.1373
2007-03-21 15:00 | 3 | 21 | 15 | 80 | 1911 | 37.4 | 49.7019 | 0 | Heating | 49.7019 | 4 | 39.7615 | 39.7615 | 0 | 6 | 0 | 0 | 4 | 0 | 0 | 0 | 6 | 0 | 7.9523 | 0.0030586 | 1 | 0.5 | 0 | 8.2745 | 0 | 8.2745 | 40.573 | 0 | 2.3224 | 0.0017865 | 1 | 0.5 | 0 | 4.1373 | 0 | 4.1373
2007-03-21 16:00 | 3 | 21 | 16 | 80 | 1912 | 37.4 | 301.1499 | 0 | Heating | 301.1499 | 4 | 240.9199 | 240.9199 | 0 | 6 | 0 | 0 | 4 | 0 | 0 | 0 | 6 | 0 | 48.184 | 0.018532 | 1 | 0.5 | 0 | 8.2745 | 0 | 8.2745 | 245.8366 | 0 | 14.0719 | 0.010825 | 1 | 0.5 | 0 | 4.1373 | 0 | 4.1373
2007-03-21 17:00 | 3 | 21 | 17 | 80 | 1913 | 37.04 | 469.6164 | 0 | Heating | 469.6164 | 4 | 375.6932 | 375.6932 | 0 | 6 | 0 | 0 | 4 | 0 | 0 | 0 | 6 | 0 | 75.1386 | 0.028899 | 1 | 0.5 | 0 | 8.2745 | 0 | 8.2745 | 383.3604 | 0 | 21.9439 | 0.01688 | 1 | 0.5 | 0 | 4.1373 | 0 | 4.1373
2007-03-21 18:00 | 3 | 21 | 18 | 80 | 1914 | 37.4 | 641.5567 | 0 | Heating | 641.5567 | 4 | 513.2454 | 513.2454 | 0 | 6 | 0 | 0 | 4 | 0 | 0 | 0 | 6 | 0 | 102.6491 | 0.03948 | 1 | 0.5 | 0 | 8.2745 | 0 | 8.2745 | 523.7198 | 0 | 29.9782 | 0.02306 | 1 | 0.5 | 0 | 4.1373 | 0 | 4.1373
2007-03-21 19:00 | 3 | 21 | 19 | 80 | 1915 | 37.4 | 802.4279 | 0 | Heating | 802.4279 | 4 | 641.9423 | 641.9423 | 0 | 6 | 0 | 0 | 4 | 0 | 0 | 0 | 6 | 0 | 128.3885 | 0.04938 | 1 | 0.5 | 0 | 8.2745 | 0 | 8.2745 | 655.0432 | 0 | 37.4953 | 0.028843 | 1 | 0.5 | 0 | 4.1373 | 0 | 4.1373
2007-03-21 20:00 | 3 | 21 | 20 | 80 | 1916 | 37.04 | 890.5454 | 0 | Heating | 890.5454 | 4 | 712.4363 | 712.4363 | 0 | 6 | 0 | 0 | 4 | 0 | 0 | 0 | 6 | 0 | 142.4873 | 0.054803 | 1 | 0.5 | 0 | 8.2745 | 0 | 8.2745 | 726.9758 | 0 | 41.6128 | 0.03201 | 1 | 0.5 | 0 | 4.1373 | 0 | 4.1373
2007-03-21 21:00 | 3 | 21 | 21 | 80 | 1917 | 37.4 | 1008.6585 | 0 | Heating | 1008.6585 | 4 | 806.9268 | 806.9268 | 0 | 6 | 0 | 0 | 4 | 0 | 0 | 0 | 6 | 0 | 161.3854 | 0.062071 | 1 | 0.5 | 0 | 8.2745 | 0 | 8.2745 | 823.3947 | 0 | 47.1319 | 0.036255 | 1 | 0.5 | 0 | 4.1373 | 0 | 4.1373
2007-03-21 22:00 | 3 | 21 | 22 | 80 | 1918 | 37.4 | 658.1988 | 0 | Heating | 658.1988 | 4 | 526.5591 | 526.5591 | 0 | 6 | 0 | 0 | 4 | 0 | 0 | 0 | 6 | 0 | 105.3118 | 0.040505 | 1 | 0.5 | 0 | 8.2745 | 0 | 8.2745 | 537.3052 | 0 | 30.7559 | 0.023658 | 1 | 0.5 | 0 | 4.1373 | 0 | 4.1373
2007-03-21 23:00 | 3 | 21 | 23 | 80 | 1919 | 37.94 | 719.1648 | 0 | Heating | 719.1648 | 4 | 575.3318 | 575.3318 | 0 | 6 | 0 | 0 | 4 | 0 | 0 | 0 | 6 | 0 | 115.0664 | 0.044256 | 1 | 0.5 | 0 | 8.2745 | 0 | 8.2745 | 587.0733 | 0 | 33.6047 | 0.02585 | 1 | 0.5 | 0 | 4.1373 | 0 | 4.1373
2007-03-22 | 3 | 22 | 0 | 81 | 1920 | 41 | 707.276 | 0 | Heating | 707.276 | 4 | 565.8208 | 565.8208 | 0 | 6 | 0 | 0 | 4 | 0 | 0 | 0 | 6 | 0 | 113.1642 | 0.043525 | 1 | 0.5 | 0 | 8.2745 | 0 | 8.2745 | 577.3681 | 0 | 33.0491 | 0.025422 | 1 | 0.5 | 0 | 4.1373 | 0 | 4.1373
2007-03-22 01:00 | 3 | 22 | 1 | 81 | 1921 | 41 | 517.3866 | 0 | Heating | 517.3866 | 4 | 413.9093 | 413.9093 | 0 | 6 | 0 | 0 | 4 | 0 | 0 | 0 | 6 | 0 | 82.7819 | 0.031839 | 1 | 0.5 | 0 | 8.2745 | 0 | 8.2745 | 422.3564 | 0 | 24.1761 | 0.018597 | 1 | 0.5 | 0 | 4.1373 | 0 | 4.1373
2007-03-22 02:00 | 3 | 22 | 2 | 81 | 1922 | 39.92 | 693.1362 | 0 | Heating | 693.1362 | 4 | 554.509 | 554.509 | 0 | 6 | 0 | 0 | 4 | 0 | 0 | 0 | 6 | 0 | 110.9018 | 0.042655 | 1 | 0.5 | 0 | 8.2745 | 0 | 8.2745 | 565.8255 | 0 | 32.3884 | 0.024914 | 1 | 0.5 | 0 | 4.1373 | 0 | 4.1373
2007-03-22 03:00 | 3 | 22 | 3 | 81 | 1923 | 39.02 | 869.6239 | 0 | Heating | 869.6239 | 4 | 695.6991 | 695.6991 | 0 | 6 | 0 | 0 | 4 | 0 | 0 | 0 | 6 | 0 | 139.1398 | 0.053515 | 1 | 0.5 | 0 | 8.2745 | 0 | 8.2745 | 709.897 | 0 | 40.6352 | 0.031258 | 1 | 0.5 | 0 | 4.1373 | 0 | 4.1373
2007-03-22 04:00 | 3 | 22 | 4 | 81 | 1924 | 39.02 | 1040.5647 | 0 | Heating | 1040.5647 | 4 | 832.4517 | 832.4517 | 0 | 6 | 0 | 0 | 4 | 0 | 0 | 0 | 6 | 0 | 166.4903 | 0.064035 | 1 | 0.5 | 0 | 8.2745 | 0 | 8.2745 | 849.4406 | 0 | 48.6228 | 0.037402 | 1 | 0.5 | 0 | 4.1373 | 0 | 4.1373
2007-03-22 05:00 | 3 | 22 | 5 | 81 | 1925 | 39.02 | 1185.6914 | 0 | Heating | 1185.6914 | 4 | 948.5531 | 948.5531 | 0 | 6 | 0 | 0 | 4 | 0 | 0 | 0 | 6 | 0 | 189.7106 | 0.072966 | 1 | 0.5 | 0 | 8.2745 | 0 | 8.2745 | 967.9114 | 0 | 55.4042 | 0.042619 | 1 | 0.5 | 0 | 4.1373 | 0 | 4.1373
2007-03-22 06:00 | 3 | 22 | 6 | 81 | 1926 | 37.94 | 1498.4633 | 0 | Heating | 1498.4633 | 4 | 1198.7706 | 1198.7706 | 0 | 6 | 0 | 0 | 4 | 0 | 0 | 0 | 6 | 0 | 239.7541 | 0.092213 | 1 | 0.5 | 0 | 8.2745 | 0 | 8.2745 | 1223.2353 | 0 | 70.0192 | 0.053861 | 1 | 0.5 | 0 | 4.1373 | 0 | 4.1373
2007-03-22 07:00 | 3 | 22 | 7 | 81 | 1927 | 37.04 | 3876.3259 | 0 | Heating | 3876.3259 | 4 | 3101.0607 | 3101.0607 | 0 | 6 | 0 | 0 | 4 | 0 | 0 | 0 | 6 | 0 | 620.2121 | 0.23854 | 1 | 0.5 | 0 | 8.2745 | 0 | 8.2745 | 3164.3477 | 0 | 181.1304 | 0.13933 | 1 | 0.5 | 0 | 4.1373 | 0 | 4.1373
2007-03-22 08:00 | 3 | 22 | 8 | 81 | 1928 | 37.04 | 3254.4424 | 0 | Heating | 3254.4424 | 4 | 2603.5539 | 2603.5539 | 0 | 6 | 0 | 0 | 4 | 0 | 0 | 0 | 6 | 0 | 520.7108 | 0.20027 | 1 | 0.5 | 0 | 8.2745 | 0 | 8.2745 | 2656.6877 | 0 | 152.0714 | 0.11698 | 1 | 0.5 | 0 | 4.1373 | 0 | 4.1373
2007-03-22 09:00 | 3 | 22 | 9 | 81 | 1929 | 39.02 | 2842.9507 | 0 | Heating | 2842.9507 | 4 | 2274.3606 | 2274.3606 | 0 | 6 | 0 | 0 | 4 | 0 | 0 | 0 | 6 | 0 | 454.8721 | 0.17495 | 1 | 0.5 | 0 | 8.2745 | 0 | 8.2745 | 2320.7761 | 0 | 132.8435 | 0.10219 | 1 | 0.5 | 0 | 4.1373 | 0 | 4.1373
2007-03-22 10:00 | 3 | 22 | 10 | 81 | 1930 | 39.92 | 2331.6366 | 0 | Heating | 2331.6366 | 4 | 1865.3093 | 1865.3093 | 0 | 6 | 0 | 0 | 4 | 0 | 0 | 0 | 6 | 0 | 373.0619 | 0.14349 | 1 | 0.5 | 0 | 8.2745 | 0 | 8.2745 | 1903.3769 | 0 | 108.9512 | 0.083809 | 1 | 0.5 | 0 | 4.1373 | 0 | 4.1373
2007-03-22 11:00 | 3 | 22 | 11 | 81 | 1931 | 39.92 | 2037.0475 | 0 | Heating | 2037.0475 | 4 | 1629.638 | 1629.638 | 0 | 6 | 0 | 0 | 4 | 0 | 0 | 0 | 6 | 0 | 325.9276 | 0.12536 | 1 | 0.5 | 0 | 8.2745 | 0 | 8.2745 | 1662.8959 | 0 | 95.1858 | 0.07322 | 1 | 0.5 | 0 | 4.1373 | 0 | 4.1373
2007-03-22 12:00 | 3 | 22 | 12 | 81 | 1932 | 41 | 1730.3363 | 0 | Heating | 1730.3363 | 4 | 1384.269 | 1384.269 | 0 | 6 | 0 | 0 | 4 | 0 | 0 | 0 | 6 | 0 | 276.8538 | 0.10648 | 1 | 0.5 | 0 | 8.2745 | 0 | 8.2745 | 1412.5194 | 0 | 80.854 | 0.062195 | 1 | 0.5 | 0 | 4.1373 | 0 | 4.1373
2007-03-22 13:00 | 3 | 22 | 13 | 81 | 1933 | 41 | 1550.1169 | 0 | Heating | 1550.1169 | 4 | 1240.0936 | 1240.0936 | 0 | 6 | 0 | 0 | 4 | 0 | 0 | 0 | 6 | 0 | 248.0187 | 0.095392 | 1 | 0.5 | 0 | 8.2745 | 0 | 8.2745 | 1265.4016 | 0 | 72.4328 | 0.055718 | 1 | 0.5 | 0 | 4.1373 | 0 | 4.1373
2007-03-22 14:00 | 3 | 22 | 14 | 81 | 1934 | 41 | 1435.4336 | 0 | Heating | 1435.4336 | 4 | 1148.3469 | 1148.3469 | 0 | 6 | 0 | 0 | 4 | 0 | 0 | 0 | 6 | 0 | 229.6694 | 0.088334 | 1 | 0.5 | 0 | 8.2745 | 0 | 8.2745 | 1171.7825 | 0 | 67.074 | 0.051595 | 1 | 0.5 | 0 | 4.1373 | 0 | 4.1373
2007-03-22 15:00 | 3 | 22 | 15 | 81 | 1935 | 41 | 1375.5631 | 0 | Heating | 1375.5631 | 4 | 1100.4505 | 1100.4505 | 0 | 6 | 0 | 0 | 4 | 0 | 0 | 0 | 6 | 0 | 220.0901 | 0.08465 | 1 | 0.5 | 0 | 8.2745 | 0 | 8.2745 | 1122.9086 | 0 | 64.2764 | 0.049443 | 1 | 0.5 | 0 | 4.1373 | 0 | 4.1373
2007-03-22 16:00 | 3 | 22 | 16 | 81 | 1936 | 41 | 1387.11 | 0 | Heating | 1387.11 | 4 | 1109.688 | 1109.688 | 0 | 6 | 0 | 0 | 4 | 0 | 0 | 0 | 6 | 0 | 221.9376 | 0.085361 | 1 | 0.5 | 0 | 8.2745 | 0 | 8.2745 | 1132.3347 | 0 | 64.816 | 0.049858 | 1 | 0.5 | 0 | 4.1373 | 0 | 4.1373
2007-03-22 17:00 | 3 | 22 | 17 | 81 | 1937 | 41 | 1479.2829 | 0 | Heating | 1479.2829 | 4 | 1183.4263 | 1183.4263 | 0 | 6 | 0 | 0 | 4 | 0 | 0 | 0 | 6 | 0 | 236.6853 | 0.091033 | 1 | 0.5 | 0 | 8.2745 | 0 | 8.2745 | 1207.5779 | 0 | 69.1229 | 0.053171 | 1 | 0.5 | 0 | 4.1373 | 0 | 4.1373
2007-03-22 18:00 | 3 | 22 | 18 | 81 | 1938 | 39.02 | 1700.4467 | 0 | Heating | 1700.4467 | 4 | 1360.3574 | 1360.3574 | 0 | 6 | 0 | 0 | 4 | 0 | 0 | 0 | 6 | 0 | 272.0715 | 0.10464 | 1 | 0.5 | 0 | 8.2745 | 0 | 8.2745 | 1388.1197 | 0 | 79.4573 | 0.061121 | 1 | 0.5 | 0 | 4.1373 | 0 | 4.1373
2007-03-22 19:00 | 3 | 22 | 19 | 81 | 1939 | 35.96 | 1972.3225 | 0 | Heating | 1972.3225 | 4 | 1577.858 | 1577.858 | 0 | 6 | 0 | 0 | 4 | 0 | 0 | 0 | 6 | 0 | 315.5716 | 0.12137 | 1 | 0.5 | 0 | 8.2745 | 0 | 8.2745 | 1610.0592 | 0 | 92.1614 | 0.070893 | 1 | 0.5 | 0 | 4.1373 | 0 | 4.1373
2007-03-22 20:00 | 3 | 22 | 20 | 81 | 1940 | 35.96 | 2094.494 | 0 | Heating | 2094.494 | 4 | 1675.5952 | 1675.5952 | 0 | 6 | 0 | 0 | 4 | 0 | 0 | 0 | 6 | 0 | 335.119 | 0.12889 | 1 | 0.5 | 0 | 8.2745 | 0 | 8.2745 | 1709.7911 | 0 | 97.8701 | 0.075285 | 1 | 0.5 | 0 | 4.1373 | 0 | 4.1373
2007-03-22 21:00 | 3 | 22 | 21 | 81 | 1941 | 37.04 | 2230.2219 | 0 | Heating | 2230.2219 | 4 | 1784.1775 | 1784.1775 | 0 | 6 | 0 | 0 | 4 | 0 | 0 | 0 | 6 | 0 | 356.8355 | 0.13724 | 1 | 0.5 | 0 | 8.2745 | 0 | 8.2745 | 1820.5893 | 0 | 104.2123 | 0.080163 | 1 | 0.5 | 0 | 4.1373 | 0 | 4.1373
2007-03-22 22:00 | 3 | 22 | 22 | 81 | 1942 | 33.98 | 1374.1149 | 0 | Heating | 1374.1149 | 4 | 1099.2919 | 1099.2919 | 0 | 6 | 0 | 0 | 4 | 0 | 0 | 0 | 6 | 0 | 219.8584 | 0.084561 | 1 | 0.5 | 0 | 8.2745 | 0 | 8.2745 | 1121.7265 | 0 | 64.2087 | 0.049391 | 1 | 0.5 | 0 | 4.1373 | 0 | 4.1373
2007-03-22 23:00 | 3 | 22 | 23 | 81 | 1943 | 33.98 | 1346.5471 | 0 | Heating | 1346.5471 | 4 | 1077.2377 | 1077.2377 | 0 | 6 | 0 | 0 | 4 | 0 | 0 | 0 | 6 | 0 | 215.4475 | 0.082864 | 1 | 0.5 | 0 | 8.2745 | 0 | 8.2745 | 1099.2221 | 0 | 62.9206 | 0.0484 | 1 | 0.5 | 0 | 4.1373 | 0 | 4.1373
2007-03-23 | 3 | 23 | 0 | 82 | 1944 | 32 | 1411.62 | 0 | Heating | 1411.62 | 4 | 1129.296 | 1129.296 | 0 | 6 | 0 | 0 | 4 | 0 | 0 | 0 | 6 | 0 | 225.8592 | 0.086869 | 1 | 0.5 | 0 | 8.2745 | 0 | 8.2745 | 1152.3428 | 0 | 65.9612 | 0.050739 | 1 | 0.5 | 0 | 4.1373 | 0 | 4.1373
2007-03-23 01:00 | 3 | 23 | 1 | 82 | 1945 | 30.92 | 1201.9215 | 0 | Heating | 1201.9215 | 4 | 961.5372 | 961.5372 | 0 | 6 | 0 | 0 | 4 | 0 | 0 | 0 | 6 | 0 | 192.3074 | 0.073964 | 1 | 0.5 | 0 | 8.2745 | 0 | 8.2745 | 981.1604 | 0 | 56.1626 | 0.043202 | 1 | 0.5 | 0 | 4.1373 | 0 | 4.1373
2007-03-23 02:00 | 3 | 23 | 2 | 82 | 1946 | 30.92 | 1410.0409 | 0 | Heating | 1410.0409 | 4 | 1128.0327 | 1128.0327 | 0 | 6 | 0 | 0 | 4 | 0 | 0 | 0 | 6 | 0 | 225.6065 | 0.086772 | 1 | 0.5 | 0 | 8.2745 | 0 | 8.2745 | 1151.0538 | 0 | 65.8875 | 0.050683 | 1 | 0.5 | 0 | 4.1373 | 0 | 4.1373
2007-03-23 03:00 | 3 | 23 | 3 | 82 | 1947 | 30.02 | 1487.9761 | 0 | Heating | 1487.9761 | 4 | 1190.3809 | 1190.3809 | 0 | 6 | 0 | 0 | 4 | 0 | 0 | 0 | 6 | 0 | 238.0762 | 0.091568 | 1 | 0.5 | 0 | 8.2745 | 0 | 8.2745 | 1214.6744 | 0 | 69.5292 | 0.053484 | 1 | 0.5 | 0 | 4.1373 | 0 | 4.1373
2007-03-23 04:00 | 3 | 23 | 4 | 82 | 1948 | 30.02 | 1565.6511 | 0 | Heating | 1565.6511 | 4 | 1252.5209 | 1252.5209 | 0 | 6 | 0 | 0 | 4 | 0 | 0 | 0 | 6 | 0 | 250.5042 | 0.096348 | 1 | 0.5 | 0 | 8.2745 | 0 | 8.2745 | 1278.0825 | 0 | 73.1587 | 0.056276 | 1 | 0.5 | 0 | 4.1373 | 0 | 4.1373
2007-03-23 05:00 | 3 | 23 | 5 | 82 | 1949 | 30.02 | 1617.6737 | 0 | Heating | 1617.6737 | 4 | 1294.1389 | 1294.1389 | 0 | 6 | 0 | 0 | 4 | 0 | 0 | 0 | 6 | 0 | 258.8278 | 0.099549 | 1 | 0.5 | 0 | 8.2745 | 0 | 8.2745 | 1320.5499 | 0 | 75.5896 | 0.058146 | 1 | 0.5 | 0 | 4.1373 | 0 | 4.1373
2007-03-23 06:00 | 3 | 23 | 6 | 82 | 1950 | 28.04 | 1841.4742 | 0 | Heating | 1841.4742 | 4 | 1473.1793 | 1473.1793 | 0 | 6 | 0 | 0 | 4 | 0 | 0 | 0 | 6 | 0 | 294.6359 | 0.11332 | 1 | 0.5 | 0 | 8.2745 | 0 | 8.2745 | 1503.2442 | 0 | 86.0472 | 0.06619 | 1 | 0.5 | 0 | 4.1373 | 0 | 4.1373
2007-03-23 07:00 | 3 | 23 | 7 | 82 | 1951 | 26.96 | 4350.4123 | 0 | Heating | 4350.4123 | 4 | 3480.3299 | 3200 | 280.3299 | 6 | 13.6933 | 0 | 4 | 0 | 0 | 0 | 6 | 0 | 696.066 | 0.26772 | 1 | 0.53544 | 0 | 9.6859 | 0 | 9.6859 | 3265.3061 | 0 | 186.9093 | 0.14378 | 1 | 0.5 | 0 | 4.1373 | 0 | 4.1373
2007-03-23 08:00 | 3 | 23 | 8 | 82 | 1952 | 26.96 | 3539.5675 | 0 | Heating | 3539.5675 | 4 | 2831.654 | 2831.654 | 0 | 6 | 0 | 0 | 4 | 0 | 0 | 0 | 6 | 0 | 566.3308 | 0.21782 | 1 | 0.5 | 0 | 8.2745 | 0 | 8.2745 | 2889.4429 | 0 | 165.3946 | 0.12723 | 1 | 0.5 | 0 | 4.1373 | 0 | 4.1373
2007-03-23 09:00 | 3 | 23 | 9 | 82 | 1953 | 28.04 | 3028.9347 | 0 | Heating | 3028.9347 | 4 | 2423.1478 | 2423.1478 | 0 | 6 | 0 | 0 | 4 | 0 | 0 | 0 | 6 | 0 | 484.6296 | 0.1864 | 1 | 0.5 | 0 | 8.2745 | 0 | 8.2745 | 2472.5998 | 0 | 141.534 | 0.10887 | 1 | 0.5 | 0 | 4.1373 | 0 | 4.1373
2007-03-23 10:00 | 3 | 23 | 10 | 82 | 1954 | 28.04 | 2316.8071 | 0 | Heating | 2316.8071 | 4 | 1853.4457 | 1853.4457 | 0 | 6 | 0 | 0 | 4 | 0 | 0 | 0 | 6 | 0 | 370.6891 | 0.14257 | 1 | 0.5 | 0 | 8.2745 | 0 | 8.2745 | 1891.2711 | 0 | 108.2582 | 0.083276 | 1 | 0.5 | 0 | 4.1373 | 0 | 4.1373
2007-03-23 11:00 | 3 | 23 | 11 | 82 | 1955 | 28.04 | 1765.1064 | 0 | Heating | 1765.1064 | 4 | 1412.0851 | 1412.0851 | 0 | 6 | 0 | 0 | 4 | 0 | 0 | 0 | 6 | 0 | 282.417 | 0.10862 | 1 | 0.5 | 0 | 8.2745 | 0 | 8.2745 | 1440.9032 | 0 | 82.4787 | 0.063445 | 1 | 0.5 | 0 | 4.1373 | 0 | 4.1373
2007-03-23 12:00 | 3 | 23 | 12 | 82 | 1956 | 28.94 | 1274.6249 | 0 | Heating | 1274.6249 | 4 | 1019.7 | 1019.7 | 0 | 6 | 0 | 0 | 4 | 0 | 0 | 0 | 6 | 0 | 203.94 | 0.078438 | 1 | 0.5 | 0 | 8.2745 | 0 | 8.2745 | 1040.5102 | 0 | 59.5598 | 0.045815 | 1 | 0.5 | 0 | 4.1373 | 0 | 4.1373
2007-03-23 13:00 | 3 | 23 | 13 | 82 | 1957 | 30.02 | 947.0768 | 0 | Heating | 947.0768 | 4 | 757.6615 | 757.6615 | 0 | 6 | 0 | 0 | 4 | 0 | 0 | 0 | 6 | 0 | 151.5323 | 0.058282 | 1 | 0.5 | 0 | 8.2745 | 0 | 8.2745 | 773.1239 | 0 | 44.2544 | 0.034042 | 1 | 0.5 | 0 | 4.1373 | 0 | 4.1373
2007-03-23 14:00 | 3 | 23 | 14 | 82 | 1958 | 30.02 | 719.2445 | 0 | Heating | 719.2445 | 4 | 575.3956 | 575.3956 | 0 | 6 | 0 | 0 | 4 | 0 | 0 | 0 | 6 | 0 | 115.0791 | 0.044261 | 1 | 0.5 | 0 | 8.2745 | 0 | 8.2745 | 587.1384 | 0 | 33.6084 | 0.025853 | 1 | 0.5 | 0 | 4.1373 | 0 | 4.1373
2007-03-23 15:00 | 3 | 23 | 15 | 82 | 1959 | 30.92 | 576.6376 | 0 | Heating | 576.6376 | 4 | 461.3101 | 461.3101 | 0 | 6 | 0 | 0 | 4 | 0 | 0 | 0 | 6 | 0 | 92.262 | 0.035485 | 1 | 0.5 | 0 | 8.2745 | 0 | 8.2745 | 470.7245 | 0 | 26.9447 | 0.020727 | 1 | 0.5 | 0 | 4.1373 | 0 | 4.1373
2007-03-23 16:00 | 3 | 23 | 16 | 82 | 1960 | 32 | 509.8594 | 0 | Heating | 509.8594 | 4 | 407.8875 | 407.8875 | 0 | 6 | 0 | 0 | 4 | 0 | 0 | 0 | 6 | 0 | 81.5775 | 0.031376 | 1 | 0.5 | 0 | 8.2745 | 0 | 8.2745 | 416.2118 | 0 | 23.8244 | 0.018326 | 1 | 0.5 | 0 | 4.1373 | 0 | 4.1373
2007-03-23 17:00 | 3 | 23 | 17 | 82 | 1961 | 32 | 579.3615 | 0 | Heating | 579.3615 | 4 | 463.4892 | 463.4892 | 0 | 6 | 0 | 0 | 4 | 0 | 0 | 0 | 6 | 0 | 92.6978 | 0.035653 | 1 | 0.5 | 0 | 8.2745 | 0 | 8.2745 | 472.9481 | 0 | 27.072 | 0.020825 | 1 | 0.5 | 0 | 4.1373 | 0 | 4.1373
2007-03-23 18:00 | 3 | 23 | 18 | 82 | 1962 | 30.2 | 825.6582 | 0 | Heating | 825.6582 | 4 | 660.5266 | 660.5266 | 0 | 6 | 0 | 0 | 4 | 0 | 0 | 0 | 6 | 0 | 132.1053 | 0.05081 | 1 | 0.5 | 0 | 8.2745 | 0 | 8.2745 | 674.0067 | 0 | 38.5808 | 0.029678 | 1 | 0.5 | 0 | 4.1373 | 0 | 4.1373
2007-03-23 19:00 | 3 | 23 | 19 | 82 | 1963 | 30.02 | 1096.3972 | 0 | Heating | 1096.3972 | 4 | 877.1178 | 877.1178 | 0 | 6 | 0 | 0 | 4 | 0 | 0 | 0 | 6 | 0 | 175.4236 | 0.067471 | 1 | 0.5 | 0 | 8.2745 | 0 | 8.2745 | 895.0181 | 0 | 51.2317 | 0.039409 | 1 | 0.5 | 0 | 4.1373 | 0 | 4.1373
2007-03-23 20:00 | 3 | 23 | 20 | 82 | 1964 | 30.02 | 1291.721 | 0 | Heating | 1291.721 | 4 | 1033.3768 | 1033.3768 | 0 | 6 | 0 | 0 | 4 | 0 | 0 | 0 | 6 | 0 | 206.6754 | 0.079491 | 1 | 0.5 | 0 | 8.2745 | 0 | 8.2745 | 1054.4661 | 0 | 60.3587 | 0.04643 | 1 | 0.5 | 0 | 4.1373 | 0 | 4.1373
2007-03-23 21:00 | 3 | 23 | 21 | 82 | 1965 | 28.94 | 1469.9257 | 0 | Heating | 1469.9257 | 4 | 1175.9406 | 1175.9406 | 0 | 6 | 0 | 0 | 4 | 0 | 0 | 0 | 6 | 0 | 235.1881 | 0.090457 | 1 | 0.5 | 0 | 8.2745 | 0 | 8.2745 | 1199.9394 | 0 | 68.6857 | 0.052835 | 1 | 0.5 | 0 | 4.1373 | 0 | 4.1373
2007-03-23 22:00 | 3 | 23 | 22 | 82 | 1966 | 28.94 | 1667.4218 | 0 | Heating | 1667.4218 | 4 | 1333.9374 | 1333.9374 | 0 | 6 | 0 | 0 | 4 | 0 | 0 | 0 | 6 | 0 | 266.7875 | 0.10261 | 1 | 0.5 | 0 | 8.2745 | 0 | 8.2745 | 1361.1606 | 0 | 77.9142 | 0.059934 | 1 | 0.5 | 0 | 4.1373 | 0 | 4.1373
2007-03-23 23:00 | 3 | 23 | 23 | 82 | 1967 | 28.94 | 955.2561 | 0 | Heating | 955.2561 | 4 | 764.2049 | 764.2049 | 0 | 6 | 0 | 0 | 4 | 0 | 0 | 0 | 6 | 0 | 152.841 | 0.058785 | 1 | 0.5 | 0 | 8.2745 | 0 | 8.2745 | 779.8009 | 0 | 44.6366 | 0.034336 | 1 | 0.5 | 0 | 4.1373 | 0 | 4.1373
2007-03-24 | 3 | 24 | 0 | 83 | 1968 | 28.04 | 858.133 | 0 | Heating | 858.133 | 4 | 686.5064 | 686.5064 | 0 | 6 | 0 | 0 | 4 | 0 | 0 | 0 | 6 | 0 | 137.3013 | 0.052808 | 1 | 0.5 | 0 | 8.2745 | 0 | 8.2745 | 700.5167 | 0 | 40.0983 | 0.030845 | 1 | 0.5 | 0 | 4.1373 | 0 | 4.1373
2007-03-24 01:00 | 3 | 24 | 1 | 83 | 1969 | 28.04 | 607.0497 | 0 | Heating | 607.0497 | 4 | 485.6397 | 485.6397 | 0 | 6 | 0 | 0 | 4 | 0 | 0 | 0 | 6 | 0 | 97.1279 | 0.037357 | 1 | 0.5 | 0 | 8.2745 | 0 | 8.2745 | 495.5507 | 0 | 28.3658 | 0.02182 | 1 | 0.5 | 0 | 4.1373 | 0 | 4.1373
2007-03-24 02:00 | 3 | 24 | 2 | 83 | 1970 | 28.04 | 633.6317 | 0 | Heating | 633.6317 | 4 | 506.9054 | 506.9054 | 0 | 6 | 0 | 0 | 4 | 0 | 0 | 0 | 6 | 0 | 101.3811 | 0.038993 | 1 | 0.5 | 0 | 8.2745 | 0 | 8.2745 | 517.2504 | 0 | 29.6079 | 0.022775 | 1 | 0.5 | 0 | 4.1373 | 0 | 4.1373
2007-03-24 03:00 | 3 | 24 | 3 | 83 | 1971 | 26.96 | 660.5162 | 0 | Heating | 660.5162 | 4 | 528.4129 | 528.4129 | 0 | 6 | 0 | 0 | 4 | 0 | 0 | 0 | 6 | 0 | 105.6826 | 0.040647 | 1 | 0.5 | 0 | 8.2745 | 0 | 8.2745 | 539.1969 | 0 | 30.8642 | 0.023742 | 1 | 0.5 | 0 | 4.1373 | 0 | 4.1373
2007-03-24 04:00 | 3 | 24 | 4 | 83 | 1972 | 26.06 | 693.3244 | 0 | Heating | 693.3244 | 4 | 554.6595 | 554.6595 | 0 | 6 | 0 | 0 | 4 | 0 | 0 | 0 | 6 | 0 | 110.9319 | 0.042666 | 1 | 0.5 | 0 | 8.2745 | 0 | 8.2745 | 565.9791 | 0 | 32.3972 | 0.024921 | 1 | 0.5 | 0 | 4.1373 | 0 | 4.1373
2007-03-24 05:00 | 3 | 24 | 5 | 83 | 1973 | 26.06 | 723.7262 | 0 | Heating | 723.7262 | 4 | 578.9809 | 578.9809 | 0 | 6 | 0 | 0 | 4 | 0 | 0 | 0 | 6 | 0 | 115.7962 | 0.044537 | 1 | 0.5 | 0 | 8.2745 | 0 | 8.2745 | 590.7969 | 0 | 33.8178 | 0.026014 | 1 | 0.5 | 0 | 4.1373 | 0 | 4.1373
2007-03-24 06:00 | 3 | 24 | 6 | 83 | 1974 | 24.8 | 938.5928 | 0 | Heating | 938.5928 | 4 | 750.8742 | 750.8742 | 0 | 6 | 0 | 0 | 4 | 0 | 0 | 0 | 6 | 0 | 150.1748 | 0.05776 | 1 | 0.5 | 0 | 8.2745 | 0 | 8.2745 | 766.1982 | 0 | 43.8579 | 0.033737 | 1 | 0.5 | 0 | 4.1373 | 0 | 4.1373
2007-03-24 07:00 | 3 | 24 | 7 | 83 | 1975 | 24.98 | 1235.867 | 0 | Heating | 1235.867 | 4 | 988.6936 | 988.6936 | 0 | 6 | 0 | 0 | 4 | 0 | 0 | 0 | 6 | 0 | 197.7387 | 0.076053 | 1 | 0.5 | 0 | 8.2745 | 0 | 8.2745 | 1008.871 | 0 | 57.7488 | 0.044422 | 1 | 0.5 | 0 | 4.1373 | 0 | 4.1373
2007-03-24 08:00 | 3 | 24 | 8 | 83 | 1976 | 24.98 | 1108.7497 | 0 | Heating | 1108.7497 | 4 | 886.9998 | 886.9998 | 0 | 6 | 0 | 0 | 4 | 0 | 0 | 0 | 6 | 0 | 177.4 | 0.068231 | 1 | 0.5 | 0 | 8.2745 | 0 | 8.2745 | 905.1018 | 0 | 51.8089 | 0.039853 | 1 | 0.5 | 0 | 4.1373 | 0 | 4.1373
2007-03-24 09:00 | 3 | 24 | 9 | 83 | 1977 | 30.02 | 2253.9166 | 0 | Heating | 2253.9166 | 4 | 1803.1333 | 1803.1333 | 0 | 6 | 0 | 0 | 4 | 0 | 0 | 0 | 6 | 0 | 360.6267 | 0.1387 | 1 | 0.5 | 0 | 8.2745 | 0 | 8.2745 | 1839.9319 | 0 | 105.3195 | 0.081015 | 1 | 0.5 | 0 | 4.1373 | 0 | 4.1373
2007-03-24 10:00 | 3 | 24 | 10 | 83 | 1978 | 32 | 1482.5179 | 0 | Heating | 1482.5179 | 4 | 1186.0144 | 1186.0144 | 0 | 6 | 0 | 0 | 4 | 0 | 0 | 0 | 6 | 0 | 237.2029 | 0.091232 | 1 | 0.5 | 0 | 8.2745 | 0 | 8.2745 | 1210.2187 | 0 | 69.2741 | 0.053288 | 1 | 0.5 | 0 | 4.1373 | 0 | 4.1373
2007-03-24 11:00 | 3 | 24 | 11 | 83 | 1979 | 32 | 1012.3331 | 0 | Heating | 1012.3331 | 4 | 809.8665 | 809.8665 | 0 | 6 | 0 | 0 | 4 | 0 | 0 | 0 | 6 | 0 | 161.9733 | 0.062297 | 1 | 0.5 | 0 | 8.2745 | 0 | 8.2745 | 826.3944 | 0 | 47.3036 | 0.036387 | 1 | 0.5 | 0 | 4.1373 | 0 | 4.1373
2007-03-24 12:00 | 3 | 24 | 12 | 83 | 1980 | 37.94 | 624.108 | 0 | Heating | 624.108 | 4 | 499.2864 | 499.2864 | 0 | 6 | 0 | 0 | 4 | 0 | 0 | 0 | 6 | 0 | 99.8573 | 0.038407 | 1 | 0.5 | 0 | 8.2745 | 0 | 8.2745 | 509.4759 | 0 | 29.1629 | 0.022433 | 1 | 0.5 | 0 | 4.1373 | 0 | 4.1373
2007-03-24 13:00 | 3 | 24 | 13 | 83 | 1981 | 37.04 | 298.8746 | 0 | Heating | 298.8746 | 4 | 239.0997 | 239.0997 | 0 | 6 | 0 | 0 | 4 | 0 | 0 | 0 | 6 | 0 | 47.8199 | 0.018392 | 1 | 0.5 | 0 | 8.2745 | 0 | 8.2745 | 243.9793 | 0 | 13.9656 | 0.010743 | 1 | 0.5 | 0 | 4.1373 | 0 | 4.1373
2007-03-24 14:00 | 3 | 24 | 14 | 83 | 1982 | 37.04 | 184.4145 | 0 | Heating | 184.4145 | 4 | 147.5316 | 147.5316 | 0 | 6 | 0 | 0 | 4 | 0 | 0 | 0 | 6 | 0 | 29.5063 | 0.011349 | 1 | 0.5 | 0 | 8.2745 | 0 | 8.2745 | 150.5425 | 0 | 8.6172 | 0.0066286 | 1 | 0.5 | 0 | 4.1373 | 0 | 4.1373
2007-03-24 15:00 | 3 | 24 | 15 | 83 | 1983 | 42.08 | 132.0718 | 0 | Heating | 132.0718 | 4 | 105.6574 | 105.6574 | 0 | 6 | 0 | 0 | 4 | 0 | 0 | 0 | 6 | 0 | 21.1315 | 0.0081275 | 1 | 0.5 | 0 | 8.2745 | 0 | 8.2745 | 107.8137 | 0 | 6.1714 | 0.0047472 | 1 | 0.5 | 0 | 4.1373 | 0 | 4.1373
2007-03-24 16:00 | 3 | 24 | 16 | 83 | 1984 | 39.92 | 133.4654 | 0 | Heating | 133.4654 | 4 | 106.7723 | 106.7723 | 0 | 6 | 0 | 0 | 4 | 0 | 0 | 0 | 6 | 0 | 21.3545 | 0.0082133 | 1 | 0.5 | 0 | 8.2745 | 0 | 8.2745 | 108.9514 | 0 | 6.2365 | 0.0047973 | 1 | 0.5 | 0 | 4.1373 | 0 | 4.1373
2007-03-24 17:00 | 3 | 24 | 17 | 83 | 1985 | 39.92 | 162.9386 | 0 | Heating | 162.9386 | 4 | 130.3509 | 130.3509 | 0 | 6 | 0 | 0 | 4 | 0 | 0 | 0 | 6 | 0 | 26.0702 | 0.010027 | 1 | 0.5 | 0 | 8.2745 | 0 | 8.2745 | 133.0111 | 0 | 7.6137 | 0.0058567 | 1 | 0.5 | 0 | 4.1373 | 0 | 4.1373
2007-03-24 18:00 | 3 | 24 | 18 | 83 | 1986 | 37.04 | 246.2163 | 0 | Heating | 246.2163 | 4 | 196.9731 | 196.9731 | 0 | 6 | 0 | 0 | 4 | 0 | 0 | 0 | 6 | 0 | 39.3946 | 0.015152 | 1 | 0.5 | 0 | 8.2745 | 0 | 8.2745 | 200.9929 | 0 | 11.505 | 0.00885 | 1 | 0.5 | 0 | 4.1373 | 0 | 4.1373
2007-03-24 19:00 | 3 | 24 | 19 | 83 | 1987 | 35.06 | 428.1263 | 0 | Heating | 428.1263 | 4 | 342.501 | 342.501 | 0 | 6 | 0 | 0 | 4 | 0 | 0 | 0 | 6 | 0 | 68.5002 | 0.026346 | 1 | 0.5 | 0 | 8.2745 | 0 | 8.2745 | 349.4908 | 0 | 20.0052 | 0.015389 | 1 | 0.5 | 0 | 4.1373 | 0 | 4.1373
2007-03-24 20:00 | 3 | 24 | 20 | 83 | 1988 | 35.06 | 355.6796 | 0 | Heating | 355.6796 | 4 | 284.5437 | 284.5437 | 0 | 6 | 0 | 0 | 4 | 0 | 0 | 0 | 6 | 0 | 56.9087 | 0.021888 | 1 | 0.5 | 0 | 8.2745 | 0 | 8.2745 | 290.3507 | 0 | 16.62 | 0.012785 | 1 | 0.5 | 0 | 4.1373 | 0 | 4.1373
2007-03-24 21:00 | 3 | 24 | 21 | 83 | 1989 | 32 | 372.4062 | 0 | Heating | 372.4062 | 4 | 297.9249 | 297.9249 | 0 | 6 | 0 | 0 | 4 | 0 | 0 | 0 | 6 | 0 | 59.585 | 0.022917 | 1 | 0.5 | 0 | 8.2745 | 0 | 8.2745 | 304.005 | 0 | 17.4015 | 0.013386 | 1 | 0.5 | 0 | 4.1373 | 0 | 4.1373
2007-03-24 22:00 | 3 | 24 | 22 | 83 | 1990 | 30.02 | 369.1571 | 0 | Heating | 369.1571 | 4 | 295.3257 | 295.3257 | 0 | 6 | 0 | 0 | 4 | 0 | 0 | 0 | 6 | 0 | 59.0651 | 0.022717 | 1 | 0.5 | 0 | 8.2745 | 0 | 8.2745 | 301.3527 | 0 | 17.2497 | 0.013269 | 1 | 0.5 | 0 | 4.1373 | 0 | 4.1373
2007-03-24 23:00 | 3 | 24 | 23 | 83 | 1991 | 30.02 | 427.4209 | 0 | Heating | 427.4209 | 4 | 341.9367 | 341.9367 | 0 | 6 | 0 | 0 | 4 | 0 | 0 | 0 | 6 | 0 | 68.3873 | 0.026303 | 1 | 0.5 | 0 | 8.2745 | 0 | 8.2745 | 348.915 | 0 | 19.9722 | 0.015363 | 1 | 0.5 | 0 | 4.1373 | 0 | 4.1373
2007-03-25 | 3 | 25 | 0 | 84 | 1992 | 28.94 | 387.2328 | 0 | Heating | 387.2328 | 4 | 309.7863 | 309.7863 | 0 | 6 | 0 | 0 | 4 | 0 | 0 | 0 | 6 | 0 | 61.9573 | 0.02383 | 1 | 0.5 | 0 | 8.2745 | 0 | 8.2745 | 316.1084 | 0 | 18.0944 | 0.013919 | 1 | 0.5 | 0 | 4.1373 | 0 | 4.1373
2007-03-25 01:00 | 3 | 25 | 1 | 84 | 1993 | 28.04 | 338.7575 | 0 | Heating | 338.7575 | 4 | 271.006 | 271.006 | 0 | 6 | 0 | 0 | 4 | 0 | 0 | 0 | 6 | 0 | 54.2012 | 0.020847 | 1 | 0.5 | 0 | 8.2745 | 0 | 8.2745 | 276.5368 | 0 | 15.8292 | 0.012176 | 1 | 0.5 | 0 | 4.1373 | 0 | 4.1373
2007-03-25 02:00 | 3 | 25 | 2 | 84 | 1994 | 28.04 | 255.4937 | 0 | Heating | 255.4937 | 4 | 204.395 | 204.395 | 0 | 6 | 0 | 0 | 4 | 0 | 0 | 0 | 6 | 0 | 40.879 | 0.015723 | 1 | 0.5 | 0 | 8.2745 | 0 | 8.2745 | 208.5663 | 0 | 11.9385 | 0.0091835 | 1 | 0.5 | 0 | 4.1373 | 0 | 4.1373
2007-03-25 03:00 | 3 | 25 | 3 | 84 | 1995 | 26.96 | 264.7119 | 0 | Heating | 264.7119 | 4 | 211.7695 | 211.7695 | 0 | 6 | 0 | 0 | 4 | 0 | 0 | 0 | 6 | 0 | 42.3539 | 0.01629 | 1 | 0.5 | 0 | 8.2745 | 0 | 8.2745 | 216.0913 | 0 | 12.3693 | 0.0095148 | 1 | 0.5 | 0 | 4.1373 | 0 | 4.1373
2007-03-25 04:00 | 3 | 25 | 4 | 84 | 1996 | 26.06 | 295.1758 | 0 | Heating | 295.1758 | 4 | 236.1407 | 236.1407 | 0 | 6 | 0 | 0 | 4 | 0 | 0 | 0 | 6 | 0 | 47.2281 | 0.018165 | 1 | 0.5 | 0 | 8.2745 | 0 | 8.2745 | 240.9599 | 0 | 13.7928 | 0.01061 | 1 | 0.5 | 0 | 4.1373 | 0 | 4.1373
2007-03-25 05:00 | 3 | 25 | 5 | 84 | 1997 | 26.06 | 328.0436 | 0 | Heating | 328.0436 | 4 | 262.4349 | 262.4349 | 0 | 6 | 0 | 0 | 4 | 0 | 0 | 0 | 6 | 0 | 52.487 | 0.020187 | 1 | 0.5 | 0 | 8.2745 | 0 | 8.2745 | 267.7907 | 0 | 15.3286 | 0.011791 | 1 | 0.5 | 0 | 4.1373 | 0 | 4.1373
2007-03-25 06:00 | 3 | 25 | 6 | 84 | 1998 | 24.98 | 523.5992 | 0 | Heating | 523.5992 | 4 | 418.8794 | 418.8794 | 0 | 6 | 0 | 0 | 4 | 0 | 0 | 0 | 6 | 0 | 83.7759 | 0.032221 | 1 | 0.5 | 0 | 8.2745 | 0 | 8.2745 | 427.4279 | 0 | 24.4664 | 0.01882 | 1 | 0.5 | 0 | 4.1373 | 0 | 4.1373
2007-03-25 07:00 | 3 | 25 | 7 | 84 | 1999 | 26.96 | 2134.7654 | 0 | Heating | 2134.7654 | 4 | 1707.8123 | 1707.8123 | 0 | 6 | 0 | 0 | 4 | 0 | 0 | 0 | 6 | 0 | 341.5625 | 0.13137 | 1 | 0.5 | 0 | 8.2745 | 0 | 8.2745 | 1742.6657 | 0 | 99.7519 | 0.076732 | 1 | 0.5 | 0 | 4.1373 | 0 | 4.1373
2007-03-25 08:00 | 3 | 25 | 8 | 84 | 2000 | 26.96 | 1658.0219 | 0 | Heating | 1658.0219 | 4 | 1326.4175 | 1326.4175 | 0 | 6 | 0 | 0 | 4 | 0 | 0 | 0 | 6 | 0 | 265.2835 | 0.10203 | 1 | 0.5 | 0 | 8.2745 | 0 | 8.2745 | 1353.4873 | 0 | 77.4749 | 0.059596 | 1 | 0.5 | 0 | 4.1373 | 0 | 4.1373
2007-03-25 09:00 | 3 | 25 | 9 | 84 | 2001 | 33.08 | 1423.1441 | 0 | Heating | 1423.1441 | 4 | 1138.5153 | 1138.5153 | 0 | 6 | 0 | 0 | 4 | 0 | 0 | 0 | 6 | 0 | 227.7031 | 0.087578 | 1 | 0.5 | 0 | 8.2745 | 0 | 8.2745 | 1161.7503 | 0 | 66.4997 | 0.051154 | 1 | 0.5 | 0 | 4.1373 | 0 | 4.1373
2007-03-25 10:00 | 3 | 25 | 10 | 84 | 2002 | 33.98 | 1003.9165 | 0 | Heating | 1003.9165 | 4 | 803.1332 | 803.1332 | 0 | 6 | 0 | 0 | 4 | 0 | 0 | 0 | 6 | 0 | 160.6266 | 0.061779 | 1 | 0.5 | 0 | 8.2745 | 0 | 8.2745 | 819.5237 | 0 | 46.9103 | 0.036085 | 1 | 0.5 | 0 | 4.1373 | 0 | 4.1373
2007-03-25 11:00 | 3 | 25 | 11 | 84 | 2003 | 33.98 | 758.5256 | 0 | Heating | 758.5256 | 4 | 606.8205 | 606.8205 | 0 | 6 | 0 | 0 | 4 | 0 | 0 | 0 | 6 | 0 | 121.3641 | 0.046678 | 1 | 0.5 | 0 | 8.2745 | 0 | 8.2745 | 619.2046 | 0 | 35.4439 | 0.027265 | 1 | 0.5 | 0 | 4.1373 | 0 | 4.1373
2007-03-25 12:00 | 3 | 25 | 12 | 84 | 2004 | 35.96 | 457.5004 | 0 | Heating | 457.5004 | 4 | 366.0003 | 366.0003 | 0 | 6 | 0 | 0 | 4 | 0 | 0 | 0 | 6 | 0 | 73.2001 | 0.028154 | 1 | 0.5 | 0 | 8.2745 | 0 | 8.2745 | 373.4697 | 0 | 21.3778 | 0.016444 | 1 | 0.5 | 0 | 4.1373 | 0 | 4.1373
2007-03-25 13:00 | 3 | 25 | 13 | 84 | 2005 | 37.04 | 302.3057 | 0 | Heating | 302.3057 | 4 | 241.8446 | 241.8446 | 0 | 6 | 0 | 0 | 4 | 0 | 0 | 0 | 6 | 0 | 48.3689 | 0.018603 | 1 | 0.5 | 0 | 8.2745 | 0 | 8.2745 | 246.7802 | 0 | 14.1259 | 0.010866 | 1 | 0.5 | 0 | 4.1373 | 0 | 4.1373
2007-03-25 14:00 | 3 | 25 | 14 | 84 | 2006 | 37.04 | 233.2914 | 0 | Heating | 233.2914 | 4 | 186.6332 | 186.6332 | 0 | 6 | 0 | 0 | 4 | 0 | 0 | 0 | 6 | 0 | 37.3266 | 0.014356 | 1 | 0.5 | 0 | 8.2745 | 0 | 8.2745 | 190.442 | 0 | 10.9011 | 0.0083855 | 1 | 0.5 | 0 | 4.1373 | 0 | 4.1373
2007-03-25 15:00 | 3 | 25 | 15 | 84 | 2007 | 35.96 | 202.122 | 0 | Heating | 202.122 | 4 | 161.6976 | 161.6976 | 0 | 6 | 0 | 0 | 4 | 0 | 0 | 0 | 6 | 0 | 32.3395 | 0.012438 | 1 | 0.5 | 0 | 8.2745 | 0 | 8.2745 | 164.9975 | 0 | 9.4446 | 0.0072651 | 1 | 0.5 | 0 | 4.1373 | 0 | 4.1373
2007-03-25 16:00 | 3 | 25 | 16 | 84 | 2008 | 35.06 | 248.1751 | 0 | Heating | 248.1751 | 4 | 198.5401 | 198.5401 | 0 | 6 | 0 | 0 | 4 | 0 | 0 | 0 | 6 | 0 | 39.708 | 0.015272 | 1 | 0.5 | 0 | 8.2745 | 0 | 8.2745 | 202.5919 | 0 | 11.5966 | 0.0089204 | 1 | 0.5 | 0 | 4.1373 | 0 | 4.1373
2007-03-25 17:00 | 3 | 25 | 17 | 84 | 2009 | 35.06 | 288.2277 | 0 | Heating | 288.2277 | 4 | 230.5822 | 230.5822 | 0 | 6 | 0 | 0 | 4 | 0 | 0 | 0 | 6 | 0 | 46.1164 | 0.017737 | 1 | 0.5 | 0 | 8.2745 | 0 | 8.2745 | 235.2879 | 0 | 13.4681 | 0.01036 | 1 | 0.5 | 0 | 4.1373 | 0 | 4.1373
2007-03-25 18:00 | 3 | 25 | 18 | 84 | 2010 | 30.02 | 380.4935 | 0 | Heating | 380.4935 | 4 | 304.3948 | 304.3948 | 0 | 6 | 0 | 0 | 4 | 0 | 0 | 0 | 6 | 0 | 60.879 | 0.023415 | 1 | 0.5 | 0 | 8.2745 | 0 | 8.2745 | 310.6069 | 0 | 17.7794 | 0.013676 | 1 | 0.5 | 0 | 4.1373 | 0 | 4.1373
2007-03-25 19:00 | 3 | 25 | 19 | 84 | 2011 | 28.94 | 486.5387 | 0 | Heating | 486.5387 | 4 | 389.2309 | 389.2309 | 0 | 6 | 0 | 0 | 4 | 0 | 0 | 0 | 6 | 0 | 77.8462 | 0.029941 | 1 | 0.5 | 0 | 8.2745 | 0 | 8.2745 | 397.1744 | 0 | 22.7347 | 0.017488 | 1 | 0.5 | 0 | 4.1373 | 0 | 4.1373
2007-03-25 20:00 | 3 | 25 | 20 | 84 | 2012 | 28.94 | 633.4803 | 0 | Heating | 633.4803 | 4 | 506.7843 | 506.7843 | 0 | 6 | 0 | 0 | 4 | 0 | 0 | 0 | 6 | 0 | 101.3569 | 0.038983 | 1 | 0.5 | 0 | 8.2745 | 0 | 8.2745 | 517.1268 | 0 | 29.6008 | 0.02277 | 1 | 0.5 | 0 | 4.1373 | 0 | 4.1373
2007-03-25 21:00 | 3 | 25 | 21 | 84 | 2013 | 26.06 | 801.527 | 0 | Heating | 801.527 | 4 | 641.2216 | 641.2216 | 0 | 6 | 0 | 0 | 4 | 0 | 0 | 0 | 6 | 0 | 128.2443 | 0.049325 | 1 | 0.5 | 0 | 8.2745 | 0 | 8.2745 | 654.3077 | 0 | 37.4532 | 0.02881 | 1 | 0.5 | 0 | 4.1373 | 0 | 4.1373
2007-03-25 22:00 | 3 | 25 | 22 | 84 | 2014 | 24.98 | 597.5596 | 0 | Heating | 597.5596 | 4 | 478.0477 | 478.0477 | 0 | 6 | 0 | 0 | 4 | 0 | 0 | 0 | 6 | 0 | 95.6095 | 0.036773 | 1 | 0.5 | 0 | 8.2745 | 0 | 8.2745 | 487.8037 | 0 | 27.9224 | 0.021479 | 1 | 0.5 | 0 | 4.1373 | 0 | 4.1373
2007-03-25 23:00 | 3 | 25 | 23 | 84 | 2015 | 24.98 | 634.6277 | 0 | Heating | 634.6277 | 4 | 507.7022 | 507.7022 | 0 | 6 | 0 | 0 | 4 | 0 | 0 | 0 | 6 | 0 | 101.5404 | 0.039054 | 1 | 0.5 | 0 | 8.2745 | 0 | 8.2745 | 518.0635 | 0 | 29.6545 | 0.022811 | 1 | 0.5 | 0 | 4.1373 | 0 | 4.1373
2007-03-26 | 3 | 26 | 0 | 85 | 2016 | 23 | 573.8784 | 0 | Heating | 573.8784 | 4 | 459.1028 | 459.1028 | 0 | 6 | 0 | 0 | 4 | 0 | 0 | 0 | 6 | 0 | 91.8206 | 0.035316 | 1 | 0.5 | 0 | 8.2745 | 0 | 8.2745 | 468.4722 | 0 | 26.8158 | 0.020628 | 1 | 0.5 | 0 | 4.1373 | 0 | 4.1373
2007-03-26 01:00 | 3 | 26 | 1 | 85 | 2017 | 21.92 | 487.916 | 0 | Heating | 487.916 | 4 | 390.3328 | 390.3328 | 0 | 6 | 0 | 0 | 4 | 0 | 0 | 0 | 6 | 0 | 78.0666 | 0.030026 | 1 | 0.5 | 0 | 8.2745 | 0 | 8.2745 | 398.2988 | 0 | 22.799 | 0.017538 | 1 | 0.5 | 0 | 4.1373 | 0 | 4.1373
2007-03-26 02:00 | 3 | 26 | 2 | 85 | 2018 | 21.92 | 364.992 | 0 | Heating | 364.992 | 4 | 291.9936 | 291.9936 | 0 | 6 | 0 | 0 | 4 | 0 | 0 | 0 | 6 | 0 | 58.3987 | 0.022461 | 1 | 0.5 | 0 | 8.2745 | 0 | 8.2745 | 297.9527 | 0 | 17.0551 | 0.013119 | 1 | 0.5 | 0 | 4.1373 | 0 | 4.1373
2007-03-26 03:00 | 3 | 26 | 3 | 85 | 2019 | 21.02 | 368.7247 | 0 | Heating | 368.7247 | 4 | 294.9798 | 294.9798 | 0 | 6 | 0 | 0 | 4 | 0 | 0 | 0 | 6 | 0 | 58.996 | 0.022691 | 1 | 0.5 | 0 | 8.2745 | 0 | 8.2745 | 300.9998 | 0 | 17.2295 | 0.013253 | 1 | 0.5 | 0 | 4.1373 | 0 | 4.1373
2007-03-26 04:00 | 3 | 26 | 4 | 85 | 2020 | 19.04 | 394.3645 | 0 | Heating | 394.3645 | 4 | 315.4916 | 315.4916 | 0 | 6 | 0 | 0 | 4 | 0 | 0 | 0 | 6 | 0 | 63.0983 | 0.024269 | 1 | 0.5 | 0 | 8.2745 | 0 | 8.2745 | 321.9302 | 0 | 18.4276 | 0.014175 | 1 | 0.5 | 0 | 4.1373 | 0 | 4.1373
2007-03-26 05:00 | 3 | 26 | 5 | 85 | 2021 | 19.04 | 437.8032 | 0 | Heating | 437.8032 | 4 | 350.2425 | 350.2425 | 0 | 6 | 0 | 0 | 4 | 0 | 0 | 0 | 6 | 0 | 70.0485 | 0.026942 | 1 | 0.5 | 0 | 8.2745 | 0 | 8.2745 | 357.3903 | 0 | 20.4574 | 0.015736 | 1 | 0.5 | 0 | 4.1373 | 0 | 4.1373
2007-03-26 06:00 | 3 | 26 | 6 | 85 | 2022 | 19.04 | 671.8056 | 0 | Heating | 671.8056 | 4 | 537.4445 | 537.4445 | 0 | 6 | 0 | 0 | 4 | 0 | 0 | 0 | 6 | 0 | 107.4889 | 0.041342 | 1 | 0.5 | 0 | 8.2745 | 0 | 8.2745 | 548.4127 | 0 | 31.3917 | 0.024147 | 1 | 0.5 | 0 | 4.1373 | 0 | 4.1373
2007-03-26 07:00 | 3 | 26 | 7 | 85 | 2023 | 21.02 | 2508.5734 | 0 | Heating | 2508.5734 | 4 | 2006.8588 | 2006.8588 | 0 | 6 | 0 | 0 | 4 | 0 | 0 | 0 | 6 | 0 | 401.3718 | 0.15437 | 1 | 0.5 | 0 | 8.2745 | 0 | 8.2745 | 2047.8151 | 0 | 117.219 | 0.090168 | 1 | 0.5 | 0 | 4.1373 | 0 | 4.1373
2007-03-26 08:00 | 3 | 26 | 8 | 85 | 2024 | 21.02 | 1937.896 | 0 | Heating | 1937.896 | 4 | 1550.3168 | 1550.3168 | 0 | 6 | 0 | 0 | 4 | 0 | 0 | 0 | 6 | 0 | 310.0634 | 0.11926 | 1 | 0.5 | 0 | 8.2745 | 0 | 8.2745 | 1581.9559 | 0 | 90.5527 | 0.069656 | 1 | 0.5 | 0 | 4.1373 | 0 | 4.1373
2007-03-26 09:00 | 3 | 26 | 9 | 85 | 2025 | 26.96 | 1571.7397 | 0 | Heating | 1571.7397 | 4 | 1257.3917 | 1257.3917 | 0 | 6 | 0 | 0 | 4 | 0 | 0 | 0 | 6 | 0 | 251.4783 | 0.096722 | 1 | 0.5 | 0 | 8.2745 | 0 | 8.2745 | 1283.0528 | 0 | 73.4432 | 0.056495 | 1 | 0.5 | 0 | 4.1373 | 0 | 4.1373
2007-03-26 10:00 | 3 | 26 | 10 | 85 | 2026 | 28.94 | 1022.8511 | 0 | Heating | 1022.8511 | 4 | 818.2809 | 818.2809 | 0 | 6 | 0 | 0 | 4 | 0 | 0 | 0 | 6 | 0 | 163.6562 | 0.062945 | 1 | 0.5 | 0 | 8.2745 | 0 | 8.2745 | 834.9805 | 0 | 47.7951 | 0.036765 | 1 | 0.5 | 0 | 4.1373 | 0 | 4.1373
2007-03-26 11:00 | 3 | 26 | 11 | 85 | 2027 | 28.94 | 702.7476 | 0 | Heating | 702.7476 | 4 | 562.1981 | 562.1981 | 0 | 6 | 0 | 0 | 4 | 0 | 0 | 0 | 6 | 0 | 112.4396 | 0.043246 | 1 | 0.5 | 0 | 8.2745 | 0 | 8.2745 | 573.6715 | 0 | 32.8375 | 0.02526 | 1 | 0.5 | 0 | 4.1373 | 0 | 4.1373
2007-03-26 12:00 | 3 | 26 | 12 | 85 | 2028 | 33.08 | 336.4071 | 0 | Heating | 336.4071 | 4 | 269.1257 | 269.1257 | 0 | 6 | 0 | 0 | 4 | 0 | 0 | 0 | 6 | 0 | 53.8251 | 0.020702 | 1 | 0.5 | 0 | 8.2745 | 0 | 8.2745 | 274.618 | 0 | 15.7194 | 0.012092 | 1 | 0.5 | 0 | 4.1373 | 0 | 4.1373
2007-03-26 13:00 | 3 | 26 | 13 | 85 | 2029 | 35.06 | 147.398 | 0 | Heating | 147.398 | 4 | 117.9184 | 117.9184 | 0 | 6 | 0 | 0 | 4 | 0 | 0 | 0 | 6 | 0 | 23.5837 | 0.0090706 | 1 | 0.5 | 0 | 8.2745 | 0 | 8.2745 | 120.3249 | 0 | 6.8875 | 0.0052981 | 1 | 0.5 | 0 | 4.1373 | 0 | 4.1373
2007-03-26 14:00 | 3 | 26 | 14 | 85 | 2030 | 35.06 | 6.2281 | 0 | Heating | 6.2281 | 4 | 4.9825 | 4.9825 | 0 | 6 | 0 | 0 | 4 | 0 | 0 | 0 | 6 | 0 | 0.9965 | 0.00038327 | 1 | 0.5 | 0 | 8.2745 | 0 | 8.2745 | 5.0842 | 0 | 0.29102 | 0.00022386 | 1 | 0.5 | 0 | 4.1373 | 0 | 4.1373
2007-03-26 15:00 | 3 | 26 | 15 | 85 | 2031 | 35.96 | 0 | 122.1449 | Cooling | 0 | 4 | 0 | 0 | 0 | 6 | 0 | 122.1449 | 4 | 152.6811 | 152.6811 | 0 | 6 | 0 | 15.2681 | 0.0058724 | 1 | 0.5 | 0 | 8.2745 | 0 | 8.2745 | 0 | 149.6275 | 18.7034 | 0.014387 | 1 | 0.5 | 0 | 4.1373 | 0 | 4.1373
2007-03-26 16:00 | 3 | 26 | 16 | 85 | 2032 | 35.06 | 0 | 200.199 | Cooling | 0 | 4 | 0 | 0 | 0 | 6 | 0 | 200.199 | 4 | 250.2488 | 250.2488 | 0 | 6 | 0 | 25.0249 | 0.009625 | 1 | 0.5 | 0 | 8.2745 | 0 | 8.2745 | 0 | 245.2438 | 30.6555 | 0.023581 | 1 | 0.5 | 0 | 4.1373 | 0 | 4.1373
2007-03-26 17:00 | 3 | 26 | 17 | 85 | 2033 | 35.06 | 0 | 154.5995 | Cooling | 0 | 4 | 0 | 0 | 0 | 6 | 0 | 154.5995 | 4 | 193.2493 | 193.2493 | 0 | 6 | 0 | 19.3249 | 0.0074327 | 1 | 0.5 | 0 | 8.2745 | 0 | 8.2745 | 0 | 189.3843 | 23.673 | 0.01821 | 1 | 0.5 | 0 | 4.1373 | 0 | 4.1373
2007-03-26 18:00 | 3 | 26 | 18 | 85 | 2034 | 30.92 | 38.171 | 0 | Heating | 38.171 | 4 | 30.5368 | 30.5368 | 0 | 6 | 0 | 0 | 4 | 0 | 0 | 0 | 6 | 0 | 6.1074 | 0.002349 | 1 | 0.5 | 0 | 8.2745 | 0 | 8.2745 | 31.16 | 0 | 1.7836 | 0.001372 | 1 | 0.5 | 0 | 4.1373 | 0 | 4.1373
2007-03-26 19:00 | 3 | 26 | 19 | 85 | 2035 | 28.94 | 241.9131 | 0 | Heating | 241.9131 | 4 | 193.5304 | 193.5304 | 0 | 6 | 0 | 0 | 4 | 0 | 0 | 0 | 6 | 0 | 38.7061 | 0.014887 | 1 | 0.5 | 0 | 8.2745 | 0 | 8.2745 | 197.48 | 0 | 11.304 | 0.0086953 | 1 | 0.5 | 0 | 4.1373 | 0 | 4.1373
2007-03-26 20:00 | 3 | 26 | 20 | 85 | 2036 | 28.94 | 434.2121 | 0 | Heating | 434.2121 | 4 | 347.3697 | 347.3697 | 0 | 6 | 0 | 0 | 4 | 0 | 0 | 0 | 6 | 0 | 69.4739 | 0.026721 | 1 | 0.5 | 0 | 8.2745 | 0 | 8.2745 | 354.4589 | 0 | 20.2896 | 0.015607 | 1 | 0.5 | 0 | 4.1373 | 0 | 4.1373
2007-03-26 21:00 | 3 | 26 | 21 | 85 | 2037 | 26.96 | 694.9006 | 0 | Heating | 694.9006 | 4 | 555.9205 | 555.9205 | 0 | 6 | 0 | 0 | 4 | 0 | 0 | 0 | 6 | 0 | 111.1841 | 0.042763 | 1 | 0.5 | 0 | 8.2745 | 0 | 8.2745 | 567.2658 | 0 | 32.4709 | 0.024978 | 1 | 0.5 | 0 | 4.1373 | 0 | 4.1373
2007-03-26 22:00 | 3 | 26 | 22 | 85 | 2038 | 26.06 | 530.5307 | 0 | Heating | 530.5307 | 4 | 424.4245 | 424.4245 | 0 | 6 | 0 | 0 | 4 | 0 | 0 | 0 | 6 | 0 | 84.8849 | 0.032648 | 1 | 0.5 | 0 | 8.2745 | 0 | 8.2745 | 433.0863 | 0 | 24.7903 | 0.019069 | 1 | 0.5 | 0 | 4.1373 | 0 | 4.1373
2007-03-26 23:00 | 3 | 26 | 23 | 85 | 2039 | 26.06 | 547.2573 | 0 | Heating | 547.2573 | 4 | 437.8058 | 437.8058 | 0 | 6 | 0 | 0 | 4 | 0 | 0 | 0 | 6 | 0 | 87.5612 | 0.033677 | 1 | 0.5 | 0 | 8.2745 | 0 | 8.2745 | 446.7406 | 0 | 25.5719 | 0.019671 | 1 | 0.5 | 0 | 4.1373 | 0 | 4.1373
2007-03-27 | 3 | 27 | 0 | 86 | 2040 | 24.98 | 430.4576 | 0 | Heating | 430.4576 | 4 | 344.3661 | 344.3661 | 0 | 6 | 0 | 0 | 4 | 0 | 0 | 0 | 6 | 0 | 68.8732 | 0.02649 | 1 | 0.5 | 0 | 8.2745 | 0 | 8.2745 | 351.394 | 0 | 20.1141 | 0.015472 | 1 | 0.5 | 0 | 4.1373 | 0 | 4.1373
2007-03-27 01:00 | 3 | 27 | 1 | 86 | 2041 | 24.08 | 296.6496 | 0 | Heating | 296.6496 | 4 | 237.3197 | 237.3197 | 0 | 6 | 0 | 0 | 4 | 0 | 0 | 0 | 6 | 0 | 47.4639 | 0.018255 | 1 | 0.5 | 0 | 8.2745 | 0 | 8.2745 | 242.163 | 0 | 13.8616 | 0.010663 | 1 | 0.5 | 0 | 4.1373 | 0 | 4.1373
2007-03-27 02:00 | 3 | 27 | 2 | 86 | 2042 | 24.08 | 196.36 | 0 | Heating | 196.36 | 4 | 157.088 | 157.088 | 0 | 6 | 0 | 0 | 4 | 0 | 0 | 0 | 6 | 0 | 31.4176 | 0.012084 | 1 | 0.5 | 0 | 8.2745 | 0 | 8.2745 | 160.2939 | 0 | 9.1754 | 0.007058 | 1 | 0.5 | 0 | 4.1373 | 0 | 4.1373
2007-03-27 03:00 | 3 | 27 | 3 | 86 | 2043 | 21.92 | 203.3221 | 0 | Heating | 203.3221 | 4 | 162.6576 | 162.6576 | 0 | 6 | 0 | 0 | 4 | 0 | 0 | 0 | 6 | 0 | 32.5315 | 0.012512 | 1 | 0.5 | 0 | 8.2745 | 0 | 8.2745 | 165.9772 | 0 | 9.5007 | 0.0073082 | 1 | 0.5 | 0 | 4.1373 | 0 | 4.1373
2007-03-27 04:00 | 3 | 27 | 4 | 86 | 2044 | 21.02 | 222.7233 | 0 | Heating | 222.7233 | 4 | 178.1786 | 178.1786 | 0 | 6 | 0 | 0 | 4 | 0 | 0 | 0 | 6 | 0 | 35.6357 | 0.013706 | 1 | 0.5 | 0 | 8.2745 | 0 | 8.2745 | 181.8149 | 0 | 10.4073 | 0.0080056 | 1 | 0.5 | 0 | 4.1373 | 0 | 4.1373
2007-03-27 05:00 | 3 | 27 | 5 | 86 | 2045 | 21.02 | 243.1564 | 0 | Heating | 243.1564 | 4 | 194.5251 | 194.5251 | 0 | 6 | 0 | 0 | 4 | 0 | 0 | 0 | 6 | 0 | 38.905 | 0.014963 | 1 | 0.5 | 0 | 8.2745 | 0 | 8.2745 | 198.495 | 0 | 11.3621 | 0.00874 | 1 | 0.5 | 0 | 4.1373 | 0 | 4.1373
2007-03-27 06:00 | 3 | 27 | 6 | 86 | 2046 | 21.02 | 419.7423 | 0 | Heating | 419.7423 | 4 | 335.7939 | 335.7939 | 0 | 6 | 0 | 0 | 4 | 0 | 0 | 0 | 6 | 0 | 67.1588 | 0.02583 | 1 | 0.5 | 0 | 8.2745 | 0 | 8.2745 | 342.6468 | 0 | 19.6134 | 0.015087 | 1 | 0.5 | 0 | 4.1373 | 0 | 4.1373
2007-03-27 07:00 | 3 | 27 | 7 | 86 | 2047 | 23 | 1658.5244 | 0 | Heating | 1658.5244 | 4 | 1326.8195 | 1326.8195 | 0 | 6 | 0 | 0 | 4 | 0 | 0 | 0 | 6 | 0 | 265.3639 | 0.10206 | 1 | 0.5 | 0 | 8.2745 | 0 | 8.2745 | 1353.8974 | 0 | 77.4984 | 0.059614 | 1 | 0.5 | 0 | 4.1373 | 0 | 4.1373
2007-03-27 08:00 | 3 | 27 | 8 | 86 | 2048 | 23 | 1219.2074 | 0 | Heating | 1219.2074 | 4 | 975.3659 | 975.3659 | 0 | 6 | 0 | 0 | 4 | 0 | 0 | 0 | 6 | 0 | 195.0732 | 0.075028 | 1 | 0.5 | 0 | 8.2745 | 0 | 8.2745 | 995.2713 | 0 | 56.9703 | 0.043823 | 1 | 0.5 | 0 | 4.1373 | 0 | 4.1373
2007-03-27 09:00 | 3 | 27 | 9 | 86 | 2049 | 26.96 | 1013.0312 | 0 | Heating | 1013.0312 | 4 | 810.4249 | 810.4249 | 0 | 6 | 0 | 0 | 4 | 0 | 0 | 0 | 6 | 0 | 162.085 | 0.06234 | 1 | 0.5 | 0 | 8.2745 | 0 | 8.2745 | 826.9642 | 0 | 47.3362 | 0.036412 | 1 | 0.5 | 0 | 4.1373 | 0 | 4.1373
2007-03-27 10:00 | 3 | 27 | 10 | 86 | 2050 | 30.92 | 548.571 | 0 | Heating | 548.571 | 4 | 438.8568 | 438.8568 | 0 | 6 | 0 | 0 | 4 | 0 | 0 | 0 | 6 | 0 | 87.7714 | 0.033758 | 1 | 0.5 | 0 | 8.2745 | 0 | 8.2745 | 447.8131 | 0 | 25.6333 | 0.019718 | 1 | 0.5 | 0 | 4.1373 | 0 | 4.1373
2007-03-27 11:00 | 3 | 27 | 11 | 86 | 2051 | 30.92 | 276.8119 | 0 | Heating | 276.8119 | 4 | 221.4495 | 221.4495 | 0 | 6 | 0 | 0 | 4 | 0 | 0 | 0 | 6 | 0 | 44.2899 | 0.017035 | 1 | 0.5 | 0 | 8.2745 | 0 | 8.2745 | 225.9689 | 0 | 12.9347 | 0.0099498 | 1 | 0.5 | 0 | 4.1373 | 0 | 4.1373
2007-03-27 12:00 | 3 | 27 | 12 | 86 | 2052 | 33.98 | 15.6474 | 0 | Heating | 15.6474 | 4 | 12.5179 | 12.5179 | 0 | 6 | 0 | 0 | 4 | 0 | 0 | 0 | 6 | 0 | 2.5036 | 0.00096291 | 1 | 0.5 | 0 | 8.2745 | 0 | 8.2745 | 12.7734 | 0 | 0.73116 | 0.00056243 | 1 | 0.5 | 0 | 4.1373 | 0 | 4.1373
2007-03-27 13:00 | 3 | 27 | 13 | 86 | 2053 | 35.96 | 0 | 262.8777 | Cooling | 0 | 4 | 0 | 0 | 0 | 6 | 0 | 262.8777 | 4 | 328.5971 | 328.5971 | 0 | 6 | 0 | 32.8597 | 0.012638 | 1 | 0.5 | 0 | 8.2745 | 0 | 8.2745 | 0 | 322.0252 | 40.2531 | 0.030964 | 1 | 0.5 | 0 | 4.1373 | 0 | 4.1373
2007-03-27 14:00 | 3 | 27 | 14 | 86 | 2054 | 35.96 | 0 | 632.4696 | Cooling | 0 | 4 | 0 | 0 | 0 | 6 | 0 | 632.4696 | 4 | 790.5869 | 790.5869 | 0 | 6 | 0 | 79.0587 | 0.030407 | 1 | 0.5 | 0 | 8.2745 | 0 | 8.2745 | 0 | 774.7752 | 96.8469 | 0.074498 | 1 | 0.5 | 0 | 4.1373 | 0 | 4.1373
2007-03-27 15:00 | 3 | 27 | 15 | 86 | 2055 | 37.04 | 0 | 842.3864 | Cooling | 0 | 4 | 0 | 0 | 0 | 6 | 0 | 842.3864 | 4 | 1052.983 | 1052.983 | 0 | 6 | 0 | 105.2983 | 0.040499 | 1 | 0.5 | 0 | 8.2745 | 0 | 8.2745 | 0 | 1031.9234 | 128.9904 | 0.099223 | 1 | 0.5 | 0 | 4.1373 | 0 | 4.1373
2007-03-27 16:00 | 3 | 27 | 16 | 86 | 2056 | 35.96 | 0 | 1003.2536 | Cooling | 0 | 4 | 0 | 0 | 0 | 6 | 0 | 1003.2536 | 4 | 1254.067 | 1254.067 | 0 | 6 | 0 | 125.4067 | 0.048233 | 1 | 0.5 | 0 | 8.2745 | 0 | 8.2745 | 0 | 1228.9856 | 153.6232 | 0.11817 | 1 | 0.5 | 0 | 4.1373 | 0 | 4.1373
2007-03-27 17:00 | 3 | 27 | 17 | 86 | 2057 | 35.96 | 0 | 898.6028 | Cooling | 0 | 4 | 0 | 0 | 0 | 6 | 0 | 898.6028 | 4 | 1123.2536 | 1123.2536 | 0 | 6 | 0 | 112.3254 | 0.043202 | 1 | 0.5 | 0 | 8.2745 | 0 | 8.2745 | 0 | 1100.7885 | 137.5986 | 0.10585 | 1 | 0.5 | 0 | 4.1373 | 0 | 4.1373
2007-03-27 18:00 | 3 | 27 | 18 | 86 | 2058 | 32 | 0 | 386.3416 | Cooling | 0 | 4 | 0 | 0 | 0 | 6 | 0 | 386.3416 | 4 | 482.927 | 482.927 | 0 | 6 | 0 | 48.2927 | 0.018574 | 1 | 0.5 | 0 | 8.2745 | 0 | 8.2745 | 0 | 473.2685 | 59.1586 | 0.045507 | 1 | 0.5 | 0 | 4.1373 | 0 | 4.1373
2007-03-27 19:00 | 3 | 27 | 19 | 86 | 2059 | 28.94 | 0 | 7.1055 | Cooling | 0 | 4 | 0 | 0 | 0 | 6 | 0 | 7.1055 | 4 | 8.8819 | 8.8819 | 0 | 6 | 0 | 0.88819 | 0.00034161 | 1 | 0.5 | 0 | 8.2745 | 0 | 8.2745 | 0 | 8.7043 | 1.088 | 0.00083695 | 1 | 0.5 | 0 | 4.1373 | 0 | 4.1373
2007-03-27 20:00 | 3 | 27 | 20 | 86 | 2060 | 28.94 | 58.6626 | 0 | Heating | 58.6626 | 4 | 46.93 | 46.93 | 0 | 6 | 0 | 0 | 4 | 0 | 0 | 0 | 6 | 0 | 9.386 | 0.00361 | 1 | 0.5 | 0 | 8.2745 | 0 | 8.2745 | 47.8878 | 0 | 2.7411 | 0.0021086 | 1 | 0.5 | 0 | 4.1373 | 0 | 4.1373
2007-03-27 21:00 | 3 | 27 | 21 | 86 | 2061 | 26.96 | 128.9066 | 0 | Heating | 128.9066 | 4 | 103.1253 | 103.1253 | 0 | 6 | 0 | 0 | 4 | 0 | 0 | 0 | 6 | 0 | 20.6251 | 0.0079327 | 1 | 0.5 | 0 | 8.2745 | 0 | 8.2745 | 105.2299 | 0 | 6.0235 | 0.0046334 | 1 | 0.5 | 0 | 4.1373 | 0 | 4.1373
2007-03-27 22:00 | 3 | 27 | 22 | 86 | 2062 | 26.06 | 114.7722 | 0 | Heating | 114.7722 | 4 | 91.8177 | 91.8177 | 0 | 6 | 0 | 0 | 4 | 0 | 0 | 0 | 6 | 0 | 18.3635 | 0.0070629 | 1 | 0.5 | 0 | 8.2745 | 0 | 8.2745 | 93.6916 | 0 | 5.363 | 0.0041254 | 1 | 0.5 | 0 | 4.1373 | 0 | 4.1373
2007-03-27 23:00 | 3 | 27 | 23 | 86 | 2063 | 26.06 | 186.5617 | 0 | Heating | 186.5617 | 4 | 149.2494 | 149.2494 | 0 | 6 | 0 | 0 | 4 | 0 | 0 | 0 | 6 | 0 | 29.8499 | 0.011481 | 1 | 0.5 | 0 | 8.2745 | 0 | 8.2745 | 152.2953 | 0 | 8.7175 | 0.0067058 | 1 | 0.5 | 0 | 4.1373 | 0 | 4.1373
2007-03-28 | 3 | 28 | 0 | 87 | 2064 | 26.96 | 138.1897 | 0 | Heating | 138.1897 | 4 | 110.5518 | 110.5518 | 0 | 6 | 0 | 0 | 4 | 0 | 0 | 0 | 6 | 0 | 22.1104 | 0.008504 | 1 | 0.5 | 0 | 8.2745 | 0 | 8.2745 | 112.808 | 0 | 6.4572 | 0.0049671 | 1 | 0.5 | 0 | 4.1373 | 0 | 4.1373
2007-03-28 01:00 | 3 | 28 | 1 | 87 | 2065 | 26.96 | 99.1309 | 0 | Heating | 99.1309 | 4 | 79.3047 | 79.3047 | 0 | 6 | 0 | 0 | 4 | 0 | 0 | 0 | 6 | 0 | 15.8609 | 0.0061004 | 1 | 0.5 | 0 | 8.2745 | 0 | 8.2745 | 80.9232 | 0 | 4.6321 | 0.0035632 | 1 | 0.5 | 0 | 4.1373 | 0 | 4.1373
2007-03-28 02:00 | 3 | 28 | 2 | 87 | 2066 | 26.96 | 78.0287 | 0 | Heating | 78.0287 | 4 | 62.4229 | 62.4229 | 0 | 6 | 0 | 0 | 4 | 0 | 0 | 0 | 6 | 0 | 12.4846 | 0.0048018 | 1 | 0.5 | 0 | 8.2745 | 0 | 8.2745 | 63.6969 | 0 | 3.6461 | 0.0028047 | 1 | 0.5 | 0 | 4.1373 | 0 | 4.1373
2007-03-28 03:00 | 3 | 28 | 3 | 87 | 2067 | 24.98 | 128.0166 | 0 | Heating | 128.0166 | 4 | 102.4133 | 102.4133 | 0 | 6 | 0 | 0 | 4 | 0 | 0 | 0 | 6 | 0 | 20.4827 | 0.0078779 | 1 | 0.5 | 0 | 8.2745 | 0 | 8.2745 | 104.5034 | 0 | 5.9819 | 0.0046014 | 1 | 0.5 | 0 | 4.1373 | 0 | 4.1373
2007-03-28 04:00 | 3 | 28 | 4 | 87 | 2068 | 24.98 | 189.808 | 0 | Heating | 189.808 | 4 | 151.8464 | 151.8464 | 0 | 6 | 0 | 0 | 4 | 0 | 0 | 0 | 6 | 0 | 30.3693 | 0.01168 | 1 | 0.5 | 0 | 8.2745 | 0 | 8.2745 | 154.9453 | 0 | 8.8692 | 0.0068225 | 1 | 0.5 | 0 | 4.1373 | 0 | 4.1373
2007-03-28 05:00 | 3 | 28 | 5 | 87 | 2069 | 24.98 | 245.7581 | 0 | Heating | 245.7581 | 4 | 196.6065 | 196.6065 | 0 | 6 | 0 | 0 | 4 | 0 | 0 | 0 | 6 | 0 | 39.3213 | 0.015124 | 1 | 0.5 | 0 | 8.2745 | 0 | 8.2745 | 200.6188 | 0 | 11.4836 | 0.0088336 | 1 | 0.5 | 0 | 4.1373 | 0 | 4.1373
2007-03-28 06:00 | 3 | 28 | 6 | 87 | 2070 | 24.08 | 472.4249 | 0 | Heating | 472.4249 | 4 | 377.94 | 377.94 | 0 | 6 | 0 | 0 | 4 | 0 | 0 | 0 | 6 | 0 | 75.588 | 0.029072 | 1 | 0.5 | 0 | 8.2745 | 0 | 8.2745 | 385.653 | 0 | 22.0752 | 0.016981 | 1 | 0.5 | 0 | 4.1373 | 0 | 4.1373
2007-03-28 07:00 | 3 | 28 | 7 | 87 | 2071 | 24.98 | 1948.1215 | 0 | Heating | 1948.1215 | 4 | 1558.4972 | 1558.4972 | 0 | 6 | 0 | 0 | 4 | 0 | 0 | 0 | 6 | 0 | 311.6994 | 0.11988 | 1 | 0.5 | 0 | 8.2745 | 0 | 8.2745 | 1590.3032 | 0 | 91.0305 | 0.070023 | 1 | 0.5 | 0 | 4.1373 | 0 | 4.1373
2007-03-28 08:00 | 3 | 28 | 8 | 87 | 2072 | 24.98 | 1689.9117 | 0 | Heating | 1689.9117 | 4 | 1351.9294 | 1351.9294 | 0 | 6 | 0 | 0 | 4 | 0 | 0 | 0 | 6 | 0 | 270.3859 | 0.10399 | 1 | 0.5 | 0 | 8.2745 | 0 | 8.2745 | 1379.5198 | 0 | 78.9651 | 0.060742 | 1 | 0.5 | 0 | 4.1373 | 0 | 4.1373
2007-03-28 09:00 | 3 | 28 | 9 | 87 | 2073 | 30.92 | 1688.0296 | 0 | Heating | 1688.0296 | 4 | 1350.4237 | 1350.4237 | 0 | 6 | 0 | 0 | 4 | 0 | 0 | 0 | 6 | 0 | 270.0847 | 0.10388 | 1 | 0.5 | 0 | 8.2745 | 0 | 8.2745 | 1377.9834 | 0 | 78.8771 | 0.060675 | 1 | 0.5 | 0 | 4.1373 | 0 | 4.1373
2007-03-28 10:00 | 3 | 28 | 10 | 87 | 2074 | 33.08 | 1470.755 | 0 | Heating | 1470.755 | 4 | 1176.604 | 1176.604 | 0 | 6 | 0 | 0 | 4 | 0 | 0 | 0 | 6 | 0 | 235.3208 | 0.090508 | 1 | 0.5 | 0 | 8.2745 | 0 | 8.2745 | 1200.6163 | 0 | 68.7245 | 0.052865 | 1 | 0.5 | 0 | 4.1373 | 0 | 4.1373
2007-03-28 11:00 | 3 | 28 | 11 | 87 | 2075 | 33.08 | 1331.1608 | 0 | Heating | 1331.1608 | 4 | 1064.9286 | 1064.9286 | 0 | 6 | 0 | 0 | 4 | 0 | 0 | 0 | 6 | 0 | 212.9857 | 0.081918 | 1 | 0.5 | 0 | 8.2745 | 0 | 8.2745 | 1086.6619 | 0 | 62.2016 | 0.047847 | 1 | 0.5 | 0 | 4.1373 | 0 | 4.1373
2007-03-28 12:00 | 3 | 28 | 12 | 87 | 2076 | 37.94 | 1093.1101 | 0 | Heating | 1093.1101 | 4 | 874.4881 | 874.4881 | 0 | 6 | 0 | 0 | 4 | 0 | 0 | 0 | 6 | 0 | 174.8976 | 0.067268 | 1 | 0.5 | 0 | 8.2745 | 0 | 8.2745 | 892.3348 | 0 | 51.0781 | 0.039291 | 1 | 0.5 | 0 | 4.1373 | 0 | 4.1373
2007-03-28 13:00 | 3 | 28 | 13 | 87 | 2077 | 39.92 | 914.4719 | 0 | Heating | 914.4719 | 4 | 731.5776 | 731.5776 | 0 | 6 | 0 | 0 | 4 | 0 | 0 | 0 | 6 | 0 | 146.3155 | 0.056275 | 1 | 0.5 | 0 | 8.2745 | 0 | 8.2745 | 746.5077 | 0 | 42.7308 | 0.03287 | 1 | 0.5 | 0 | 4.1373 | 0 | 4.1373
2007-03-28 14:00 | 3 | 28 | 14 | 87 | 2078 | 39.92 | 837.8635 | 0 | Heating | 837.8635 | 4 | 670.2908 | 670.2908 | 0 | 6 | 0 | 0 | 4 | 0 | 0 | 0 | 6 | 0 | 134.0582 | 0.051561 | 1 | 0.5 | 0 | 8.2745 | 0 | 8.2745 | 683.9702 | 0 | 39.1511 | 0.030116 | 1 | 0.5 | 0 | 4.1373 | 0 | 4.1373
2007-03-28 15:00 | 3 | 28 | 15 | 87 | 2079 | 42.08 | 830.4804 | 0 | Heating | 830.4804 | 4 | 664.3843 | 664.3843 | 0 | 6 | 0 | 0 | 4 | 0 | 0 | 0 | 6 | 0 | 132.8769 | 0.051106 | 1 | 0.5 | 0 | 8.2745 | 0 | 8.2745 | 677.9432 | 0 | 38.8061 | 0.029851 | 1 | 0.5 | 0 | 4.1373 | 0 | 4.1373
2007-03-28 16:00 | 3 | 28 | 16 | 87 | 2080 | 41 | 881.6769 | 0 | Heating | 881.6769 | 4 | 705.3415 | 705.3415 | 0 | 6 | 0 | 0 | 4 | 0 | 0 | 0 | 6 | 0 | 141.0683 | 0.054257 | 1 | 0.5 | 0 | 8.2745 | 0 | 8.2745 | 719.7362 | 0 | 41.1984 | 0.031691 | 1 | 0.5 | 0 | 4.1373 | 0 | 4.1373
2007-03-28 17:00 | 3 | 28 | 17 | 87 | 2081 | 41 | 955.4237 | 0 | Heating | 955.4237 | 4 | 764.3389 | 764.3389 | 0 | 6 | 0 | 0 | 4 | 0 | 0 | 0 | 6 | 0 | 152.8678 | 0.058795 | 1 | 0.5 | 0 | 8.2745 | 0 | 8.2745 | 779.9377 | 0 | 44.6444 | 0.034342 | 1 | 0.5 | 0 | 4.1373 | 0 | 4.1373
2007-03-28 18:00 | 3 | 28 | 18 | 87 | 2082 | 35.96 | 1089.4713 | 0 | Heating | 1089.4713 | 4 | 871.577 | 871.577 | 0 | 6 | 0 | 0 | 4 | 0 | 0 | 0 | 6 | 0 | 174.3154 | 0.067044 | 1 | 0.5 | 0 | 8.2745 | 0 | 8.2745 | 889.3643 | 0 | 50.9081 | 0.03916 | 1 | 0.5 | 0 | 4.1373 | 0 | 4.1373
2007-03-28 19:00 | 3 | 28 | 19 | 87 | 2083 | 35.06 | 1270.2102 | 0 | Heating | 1270.2102 | 4 | 1016.1682 | 1016.1682 | 0 | 6 | 0 | 0 | 4 | 0 | 0 | 0 | 6 | 0 | 203.2336 | 0.078167 | 1 | 0.5 | 0 | 8.2745 | 0 | 8.2745 | 1036.9063 | 0 | 59.3535 | 0.045657 | 1 | 0.5 | 0 | 4.1373 | 0 | 4.1373
2007-03-28 20:00 | 3 | 28 | 20 | 87 | 2084 | 35.06 | 1308.878 | 0 | Heating | 1308.878 | 4 | 1047.1024 | 1047.1024 | 0 | 6 | 0 | 0 | 4 | 0 | 0 | 0 | 6 | 0 | 209.4205 | 0.080546 | 1 | 0.5 | 0 | 8.2745 | 0 | 8.2745 | 1068.4719 | 0 | 61.1604 | 0.047046 | 1 | 0.5 | 0 | 4.1373 | 0 | 4.1373
2007-03-28 21:00 | 3 | 28 | 21 | 87 | 2085 | 33.08 | 1344.8208 | 0 | Heating | 1344.8208 | 4 | 1075.8567 | 1075.8567 | 0 | 6 | 0 | 0 | 4 | 0 | 0 | 0 | 6 | 0 | 215.1713 | 0.082758 | 1 | 0.5 | 0 | 8.2745 | 0 | 8.2745 | 1097.8129 | 0 | 62.8399 | 0.048338 | 1 | 0.5 | 0 | 4.1373 | 0 | 4.1373
2007-03-28 22:00 | 3 | 28 | 22 | 87 | 2086 | 32 | 814.0523 | 0 | Heating | 814.0523 | 4 | 651.2419 | 651.2419 | 0 | 6 | 0 | 0 | 4 | 0 | 0 | 0 | 6 | 0 | 130.2484 | 0.050096 | 1 | 0.5 | 0 | 8.2745 | 0 | 8.2745 | 664.5325 | 0 | 38.0385 | 0.02926 | 1 | 0.5 | 0 | 4.1373 | 0 | 4.1373
2007-03-28 23:00 | 3 | 28 | 23 | 87 | 2087 | 32 | 797.6553 | 0 | Heating | 797.6553 | 4 | 638.1243 | 638.1243 | 0 | 6 | 0 | 0 | 4 | 0 | 0 | 0 | 6 | 0 | 127.6249 | 0.049086 | 1 | 0.5 | 0 | 8.2745 | 0 | 8.2745 | 651.1472 | 0 | 37.2723 | 0.028671 | 1 | 0.5 | 0 | 4.1373 | 0 | 4.1373
2007-03-29 | 3 | 29 | 0 | 88 | 2088 | 30.92 | 743.7794 | 0 | Heating | 743.7794 | 4 | 595.0235 | 595.0235 | 0 | 6 | 0 | 0 | 4 | 0 | 0 | 0 | 6 | 0 | 119.0047 | 0.045771 | 1 | 0.5 | 0 | 8.2745 | 0 | 8.2745 | 607.1668 | 0 | 34.7548 | 0.026734 | 1 | 0.5 | 0 | 4.1373 | 0 | 4.1373
2007-03-29 01:00 | 3 | 29 | 1 | 88 | 2089 | 30.02 | 514.746 | 0 | Heating | 514.746 | 4 | 411.7968 | 411.7968 | 0 | 6 | 0 | 0 | 4 | 0 | 0 | 0 | 6 | 0 | 82.3594 | 0.031677 | 1 | 0.5 | 0 | 8.2745 | 0 | 8.2745 | 420.2008 | 0 | 24.0527 | 0.018502 | 1 | 0.5 | 0 | 4.1373 | 0 | 4.1373
2007-03-29 02:00 | 3 | 29 | 2 | 88 | 2090 | 30.02 | 589.4469 | 0 | Heating | 589.4469 | 4 | 471.5575 | 471.5575 | 0 | 6 | 0 | 0 | 4 | 0 | 0 | 0 | 6 | 0 | 94.3115 | 0.036274 | 1 | 0.5 | 0 | 8.2745 | 0 | 8.2745 | 481.1811 | 0 | 27.5433 | 0.021187 | 1 | 0.5 | 0 | 4.1373 | 0 | 4.1373
2007-03-29 03:00 | 3 | 29 | 3 | 88 | 2091 | 28.94 | 681.5504 | 0 | Heating | 681.5504 | 4 | 545.2403 | 545.2403 | 0 | 6 | 0 | 0 | 4 | 0 | 0 | 0 | 6 | 0 | 109.0481 | 0.041942 | 1 | 0.5 | 0 | 8.2745 | 0 | 8.2745 | 556.3677 | 0 | 31.847 | 0.024498 | 1 | 0.5 | 0 | 4.1373 | 0 | 4.1373
2007-03-29 04:00 | 3 | 29 | 4 | 88 | 2092 | 28.04 | 774.6079 | 0 | Heating | 774.6079 | 4 | 619.6863 | 619.6863 | 0 | 6 | 0 | 0 | 4 | 0 | 0 | 0 | 6 | 0 | 123.9373 | 0.047668 | 1 | 0.5 | 0 | 8.2745 | 0 | 8.2745 | 632.333 | 0 | 36.1954 | 0.027843 | 1 | 0.5 | 0 | 4.1373 | 0 | 4.1373
2007-03-29 05:00 | 3 | 29 | 5 | 88 | 2093 | 28.04 | 837.7042 | 0 | Heating | 837.7042 | 4 | 670.1634 | 670.1634 | 0 | 6 | 0 | 0 | 4 | 0 | 0 | 0 | 6 | 0 | 134.0327 | 0.051551 | 1 | 0.5 | 0 | 8.2745 | 0 | 8.2745 | 683.8402 | 0 | 39.1437 | 0.030111 | 1 | 0.5 | 0 | 4.1373 | 0 | 4.1373
2007-03-29 06:00 | 3 | 29 | 6 | 88 | 2094 | 28.04 | 1053.2803 | 0 | Heating | 1053.2803 | 4 | 842.6243 | 842.6243 | 0 | 6 | 0 | 0 | 4 | 0 | 0 | 0 | 6 | 0 | 168.5249 | 0.064817 | 1 | 0.5 | 0 | 8.2745 | 0 | 8.2745 | 859.8207 | 0 | 49.217 | 0.037859 | 1 | 0.5 | 0 | 4.1373 | 0 | 4.1373
2007-03-29 07:00 | 3 | 29 | 7 | 88 | 2095 | 30.02 | 3178.1706 | 0 | Heating | 3178.1706 | 4 | 2542.5365 | 2542.5365 | 0 | 6 | 0 | 0 | 4 | 0 | 0 | 0 | 6 | 0 | 508.5073 | 0.19558 | 1 | 0.5 | 0 | 8.2745 | 0 | 8.2745 | 2594.425 | 0 | 148.5074 | 0.11424 | 1 | 0.5 | 0 | 4.1373 | 0 | 4.1373
2007-03-29 08:00 | 3 | 29 | 8 | 88 | 2096 | 30.02 | 2544.9991 | 0 | Heating | 2544.9991 | 4 | 2035.9993 | 2035.9993 | 0 | 6 | 0 | 0 | 4 | 0 | 0 | 0 | 6 | 0 | 407.1999 | 0.15662 | 1 | 0.5 | 0 | 8.2745 | 0 | 8.2745 | 2077.5503 | 0 | 118.921 | 0.091478 | 1 | 0.5 | 0 | 4.1373 | 0 | 4.1373
2007-03-29 09:00 | 3 | 29 | 9 | 88 | 2097 | 33.98 | 2170.3878 | 0 | Heating | 2170.3878 | 4 | 1736.3102 | 1736.3102 | 0 | 6 | 0 | 0 | 4 | 0 | 0 | 0 | 6 | 0 | 347.262 | 0.13356 | 1 | 0.5 | 0 | 8.2745 | 0 | 8.2745 | 1771.7451 | 0 | 101.4164 | 0.078013 | 1 | 0.5 | 0 | 4.1373 | 0 | 4.1373
2007-03-29 10:00 | 3 | 29 | 10 | 88 | 2098 | 35.06 | 1637.7803 | 0 | Heating | 1637.7803 | 4 | 1310.2243 | 1310.2243 | 0 | 6 | 0 | 0 | 4 | 0 | 0 | 0 | 6 | 0 | 262.0449 | 0.10079 | 1 | 0.5 | 0 | 8.2745 | 0 | 8.2745 | 1336.9635 | 0 | 76.5291 | 0.058869 | 1 | 0.5 | 0 | 4.1373 | 0 | 4.1373
2007-03-29 11:00 | 3 | 29 | 11 | 88 | 2099 | 35.06 | 1285.3304 | 0 | Heating | 1285.3304 | 4 | 1028.2643 | 1028.2643 | 0 | 6 | 0 | 0 | 4 | 0 | 0 | 0 | 6 | 0 | 205.6529 | 0.079097 | 1 | 0.5 | 0 | 8.2745 | 0 | 8.2745 | 1049.2493 | 0 | 60.0601 | 0.0462 | 1 | 0.5 | 0 | 4.1373 | 0 | 4.1373
2007-03-29 12:00 | 3 | 29 | 12 | 88 | 2100 | 37.04 | 861.3938 | 0 | Heating | 861.3938 | 4 | 689.1151 | 689.1151 | 0 | 6 | 0 | 0 | 4 | 0 | 0 | 0 | 6 | 0 | 137.823 | 0.053009 | 1 | 0.5 | 0 | 8.2745 | 0 | 8.2745 | 703.1786 | 0 | 40.2506 | 0.030962 | 1 | 0.5 | 0 | 4.1373 | 0 | 4.1373
2007-03-29 13:00 | 3 | 29 | 13 | 88 | 2101 | 41 | 516.9905 | 0 | Heating | 516.9905 | 4 | 413.5924 | 413.5924 | 0 | 6 | 0 | 0 | 4 | 0 | 0 | 0 | 6 | 0 | 82.7185 | 0.031815 | 1 | 0.5 | 0 | 8.2745 | 0 | 8.2745 | 422.0331 | 0 | 24.1576 | 0.018583 | 1 | 0.5 | 0 | 4.1373 | 0 | 4.1373
2007-03-29 14:00 | 3 | 29 | 14 | 88 | 2102 | 41 | 311.5589 | 0 | Heating | 311.5589 | 4 | 249.2471 | 249.2471 | 0 | 6 | 0 | 0 | 4 | 0 | 0 | 0 | 6 | 0 | 49.8494 | 0.019173 | 1 | 0.5 | 0 | 8.2745 | 0 | 8.2745 | 254.3338 | 0 | 14.5583 | 0.011199 | 1 | 0.5 | 0 | 4.1373 | 0 | 4.1373
2007-03-29 15:00 | 3 | 29 | 15 | 88 | 2103 | 42.08 | 245.1769 | 0 | Heating | 245.1769 | 4 | 196.1416 | 196.1416 | 0 | 6 | 0 | 0 | 4 | 0 | 0 | 0 | 6 | 0 | 39.2283 | 0.015088 | 1 | 0.5 | 0 | 8.2745 | 0 | 8.2745 | 200.1444 | 0 | 11.4565 | 0.0088127 | 1 | 0.5 | 0 | 4.1373 | 0 | 4.1373
2007-03-29 16:00 | 3 | 29 | 16 | 88 | 2104 | 44.06 | 258.0315 | 0 | Heating | 258.0315 | 4 | 206.4252 | 206.4252 | 0 | 6 | 0 | 0 | 4 | 0 | 0 | 0 | 6 | 0 | 41.285 | 0.015879 | 1 | 0.5 | 0 | 8.2745 | 0 | 8.2745 | 210.6379 | 0 | 12.0571 | 0.0092747 | 1 | 0.5 | 0 | 4.1373 | 0 | 4.1373
2007-03-29 17:00 | 3 | 29 | 17 | 88 | 2105 | 44.06 | 330.9341 | 0 | Heating | 330.9341 | 4 | 264.7473 | 264.7473 | 0 | 6 | 0 | 0 | 4 | 0 | 0 | 0 | 6 | 0 | 52.9495 | 0.020365 | 1 | 0.5 | 0 | 8.2745 | 0 | 8.2745 | 270.1503 | 0 | 15.4637 | 0.011895 | 1 | 0.5 | 0 | 4.1373 | 0 | 4.1373
2007-03-29 18:00 | 3 | 29 | 18 | 88 | 2106 | 42.08 | 532.708 | 0 | Heating | 532.708 | 4 | 426.1664 | 426.1664 | 0 | 6 | 0 | 0 | 4 | 0 | 0 | 0 | 6 | 0 | 85.2333 | 0.032782 | 1 | 0.5 | 0 | 8.2745 | 0 | 8.2745 | 434.8636 | 0 | 24.892 | 0.019148 | 1 | 0.5 | 0 | 4.1373 | 0 | 4.1373
2007-03-29 19:00 | 3 | 29 | 19 | 88 | 2107 | 39.02 | 766.3566 | 0 | Heating | 766.3566 | 4 | 613.0853 | 613.0853 | 0 | 6 | 0 | 0 | 4 | 0 | 0 | 0 | 6 | 0 | 122.6171 | 0.04716 | 1 | 0.5 | 0 | 8.2745 | 0 | 8.2745 | 625.5972 | 0 | 35.8098 | 0.027546 | 1 | 0.5 | 0 | 4.1373 | 0 | 4.1373
2007-03-29 20:00 | 3 | 29 | 20 | 88 | 2108 | 39.02 | 909.1628 | 0 | Heating | 909.1628 | 4 | 727.3302 | 727.3302 | 0 | 6 | 0 | 0 | 4 | 0 | 0 | 0 | 6 | 0 | 145.466 | 0.055948 | 1 | 0.5 | 0 | 8.2745 | 0 | 8.2745 | 742.1737 | 0 | 42.4828 | 0.032679 | 1 | 0.5 | 0 | 4.1373 | 0 | 4.1373
2007-03-29 21:00 | 3 | 29 | 21 | 88 | 2109 | 33.98 | 1034.3438 | 0 | Heating | 1034.3438 | 4 | 827.475 | 827.475 | 0 | 6 | 0 | 0 | 4 | 0 | 0 | 0 | 6 | 0 | 165.495 | 0.063652 | 1 | 0.5 | 0 | 8.2745 | 0 | 8.2745 | 844.3623 | 0 | 48.3321 | 0.037179 | 1 | 0.5 | 0 | 4.1373 | 0 | 4.1373
2007-03-29 22:00 | 3 | 29 | 22 | 88 | 2110 | 33.98 | 698.6621 | 0 | Heating | 698.6621 | 4 | 558.9297 | 558.9297 | 0 | 6 | 0 | 0 | 4 | 0 | 0 | 0 | 6 | 0 | 111.7859 | 0.042995 | 1 | 0.5 | 0 | 8.2745 | 0 | 8.2745 | 570.3364 | 0 | 32.6466 | 0.025113 | 1 | 0.5 | 0 | 4.1373 | 0 | 4.1373
2007-03-29 23:00 | 3 | 29 | 23 | 88 | 2111 | 33.98 | 723.6203 | 0 | Heating | 723.6203 | 4 | 578.8963 | 578.8963 | 0 | 6 | 0 | 0 | 4 | 0 | 0 | 0 | 6 | 0 | 115.7793 | 0.04453 | 1 | 0.5 | 0 | 8.2745 | 0 | 8.2745 | 590.7105 | 0 | 33.8128 | 0.02601 | 1 | 0.5 | 0 | 4.1373 | 0 | 4.1373
2007-03-30 | 3 | 30 | 0 | 89 | 2112 | 33.08 | 663.1494 | 0 | Heating | 663.1494 | 4 | 530.5195 | 530.5195 | 0 | 6 | 0 | 0 | 4 | 0 | 0 | 0 | 6 | 0 | 106.1039 | 0.040809 | 1 | 0.5 | 0 | 8.2745 | 0 | 8.2745 | 541.3464 | 0 | 30.9872 | 0.023836 | 1 | 0.5 | 0 | 4.1373 | 0 | 4.1373
2007-03-30 01:00 | 3 | 30 | 1 | 89 | 2113 | 33.98 | 451.8815 | 0 | Heating | 451.8815 | 4 | 361.5052 | 361.5052 | 0 | 6 | 0 | 0 | 4 | 0 | 0 | 0 | 6 | 0 | 72.301 | 0.027808 | 1 | 0.5 | 0 | 8.2745 | 0 | 8.2745 | 368.8828 | 0 | 21.1152 | 0.016242 | 1 | 0.5 | 0 | 4.1373 | 0 | 4.1373
2007-03-30 02:00 | 3 | 30 | 2 | 89 | 2114 | 33.98 | 495.7432 | 0 | Heating | 495.7432 | 4 | 396.5946 | 396.5946 | 0 | 6 | 0 | 0 | 4 | 0 | 0 | 0 | 6 | 0 | 79.3189 | 0.030507 | 1 | 0.5 | 0 | 8.2745 | 0 | 8.2745 | 404.6883 | 0 | 23.1648 | 0.017819 | 1 | 0.5 | 0 | 4.1373 | 0 | 4.1373
2007-03-30 03:00 | 3 | 30 | 3 | 89 | 2115 | 32 | 570.3344 | 0 | Heating | 570.3344 | 4 | 456.2675 | 456.2675 | 0 | 6 | 0 | 0 | 4 | 0 | 0 | 0 | 6 | 0 | 91.2535 | 0.035098 | 1 | 0.5 | 0 | 8.2745 | 0 | 8.2745 | 465.5791 | 0 | 26.6502 | 0.0205 | 1 | 0.5 | 0 | 4.1373 | 0 | 4.1373
2007-03-30 04:00 | 3 | 30 | 4 | 89 | 2116 | 32 | 657.6394 | 0 | Heating | 657.6394 | 4 | 526.1115 | 526.1115 | 0 | 6 | 0 | 0 | 4 | 0 | 0 | 0 | 6 | 0 | 105.2223 | 0.04047 | 1 | 0.5 | 0 | 8.2745 | 0 | 8.2745 | 536.8485 | 0 | 30.7297 | 0.023638 | 1 | 0.5 | 0 | 4.1373 | 0 | 4.1373
2007-03-30 05:00 | 3 | 30 | 5 | 89 | 2117 | 32 | 721.4881 | 0 | Heating | 721.4881 | 4 | 577.1905 | 577.1905 | 0 | 6 | 0 | 0 | 4 | 0 | 0 | 0 | 6 | 0 | 115.4381 | 0.044399 | 1 | 0.5 | 0 | 8.2745 | 0 | 8.2745 | 588.9699 | 0 | 33.7132 | 0.025933 | 1 | 0.5 | 0 | 4.1373 | 0 | 4.1373
2007-03-30 06:00 | 3 | 30 | 6 | 89 | 2118 | 30.92 | 947.1787 | 0 | Heating | 947.1787 | 4 | 757.743 | 757.743 | 0 | 6 | 0 | 0 | 4 | 0 | 0 | 0 | 6 | 0 | 151.5486 | 0.058288 | 1 | 0.5 | 0 | 8.2745 | 0 | 8.2745 | 773.2071 | 0 | 44.2591 | 0.034045 | 1 | 0.5 | 0 | 4.1373 | 0 | 4.1373
2007-03-30 07:00 | 3 | 30 | 7 | 89 | 2119 | 33.98 | 3024.1044 | 0 | Heating | 3024.1044 | 4 | 2419.2836 | 2419.2836 | 0 | 6 | 0 | 0 | 4 | 0 | 0 | 0 | 6 | 0 | 483.8567 | 0.1861 | 1 | 0.5 | 0 | 8.2745 | 0 | 8.2745 | 2468.6567 | 0 | 141.3083 | 0.1087 | 1 | 0.5 | 0 | 4.1373 | 0 | 4.1373
2007-03-30 08:00 | 3 | 30 | 8 | 89 | 2120 | 33.98 | 2295.019 | 0 | Heating | 2295.019 | 4 | 1836.0152 | 1836.0152 | 0 | 6 | 0 | 0 | 4 | 0 | 0 | 0 | 6 | 0 | 367.203 | 0.14123 | 1 | 0.5 | 0 | 8.2745 | 0 | 8.2745 | 1873.4849 | 0 | 107.2401 | 0.082492 | 1 | 0.5 | 0 | 4.1373 | 0 | 4.1373
2007-03-30 09:00 | 3 | 30 | 9 | 89 | 2121 | 41 | 1926.941 | 0 | Heating | 1926.941 | 4 | 1541.5528 | 1541.5528 | 0 | 6 | 0 | 0 | 4 | 0 | 0 | 0 | 6 | 0 | 308.3106 | 0.11858 | 1 | 0.5 | 0 | 8.2745 | 0 | 8.2745 | 1573.0131 | 0 | 90.0408 | 0.069262 | 1 | 0.5 | 0 | 4.1373 | 0 | 4.1373
2007-03-30 10:00 | 3 | 30 | 10 | 89 | 2122 | 44.06 | 1289.9934 | 0 | Heating | 1289.9934 | 4 | 1031.9947 | 1031.9947 | 0 | 6 | 0 | 0 | 4 | 0 | 0 | 0 | 6 | 0 | 206.3989 | 0.079384 | 1 | 0.5 | 0 | 8.2745 | 0 | 8.2745 | 1053.0558 | 0 | 60.278 | 0.046368 | 1 | 0.5 | 0 | 4.1373 | 0 | 4.1373
2007-03-30 11:00 | 3 | 30 | 11 | 89 | 2123 | 44.06 | 811.249 | 0 | Heating | 811.249 | 4 | 648.9992 | 648.9992 | 0 | 6 | 0 | 0 | 4 | 0 | 0 | 0 | 6 | 0 | 129.7998 | 0.049923 | 1 | 0.5 | 0 | 8.2745 | 0 | 8.2745 | 662.2441 | 0 | 37.9075 | 0.02916 | 1 | 0.5 | 0 | 4.1373 | 0 | 4.1373
2007-03-30 12:00 | 3 | 30 | 12 | 89 | 2124 | 48.02 | 400.2955 | 0 | Heating | 400.2955 | 4 | 320.2364 | 320.2364 | 0 | 6 | 0 | 0 | 4 | 0 | 0 | 0 | 6 | 0 | 64.0473 | 0.024634 | 1 | 0.5 | 0 | 8.2745 | 0 | 8.2745 | 326.7718 | 0 | 18.7047 | 0.014388 | 1 | 0.5 | 0 | 4.1373 | 0 | 4.1373
2007-03-30 13:00 | 3 | 30 | 13 | 89 | 2125 | 50 | 192.2028 | 0 | Heating | 192.2028 | 4 | 153.7623 | 153.7623 | 0 | 6 | 0 | 0 | 4 | 0 | 0 | 0 | 6 | 0 | 30.7525 | 0.011828 | 1 | 0.5 | 0 | 8.2745 | 0 | 8.2745 | 156.9003 | 0 | 8.9811 | 0.0069086 | 1 | 0.5 | 0 | 4.1373 | 0 | 4.1373
2007-03-30 14:00 | 3 | 30 | 14 | 89 | 2126 | 50 | 98.5665 | 0 | Heating | 98.5665 | 4 | 78.8532 | 78.8532 | 0 | 6 | 0 | 0 | 4 | 0 | 0 | 0 | 6 | 0 | 15.7706 | 0.0060656 | 1 | 0.5 | 0 | 8.2745 | 0 | 8.2745 | 80.4625 | 0 | 4.6058 | 0.0035429 | 1 | 0.5 | 0 | 4.1373 | 0 | 4.1373
2007-03-30 15:00 | 3 | 30 | 15 | 89 | 2127 | 53.06 | 82.2678 | 0 | Heating | 82.2678 | 4 | 65.8143 | 65.8143 | 0 | 6 | 0 | 0 | 4 | 0 | 0 | 0 | 6 | 0 | 13.1629 | 0.0050626 | 1 | 0.5 | 0 | 8.2745 | 0 | 8.2745 | 67.1574 | 0 | 3.8442 | 0.002957 | 1 | 0.5 | 0 | 4.1373 | 0 | 4.1373
2007-03-30 16:00 | 3 | 30 | 16 | 89 | 2128 | 53.06 | 93.2159 | 0 | Heating | 93.2159 | 4 | 74.5727 | 74.5727 | 0 | 6 | 0 | 0 | 4 | 0 | 0 | 0 | 6 | 0 | 14.9145 | 0.0057364 | 1 | 0.5 | 0 | 8.2745 | 0 | 8.2745 | 76.0946 | 0 | 4.3557 | 0.0033506 | 1 | 0.5 | 0 | 4.1373 | 0 | 4.1373
2007-03-30 17:00 | 3 | 30 | 17 | 89 | 2129 | 53.06 | 129.78 | 0 | Heating | 129.78 | 4 | 103.824 | 103.824 | 0 | 6 | 0 | 0 | 4 | 0 | 0 | 0 | 6 | 0 | 20.7648 | 0.0079865 | 1 | 0.5 | 0 | 8.2745 | 0 | 8.2745 | 105.9429 | 0 | 6.0643 | 0.0046648 | 1 | 0.5 | 0 | 4.1373 | 0 | 4.1373
2007-03-30 18:00 | 3 | 30 | 18 | 89 | 2130 | 50 | 217.1835 | 0 | Heating | 217.1835 | 4 | 173.7468 | 173.7468 | 0 | 6 | 0 | 0 | 4 | 0 | 0 | 0 | 6 | 0 | 34.7494 | 0.013365 | 1 | 0.5 | 0 | 8.2745 | 0 | 8.2745 | 177.2927 | 0 | 10.1484 | 0.0078065 | 1 | 0.5 | 0 | 4.1373 | 0 | 4.1373
2007-03-30 19:00 | 3 | 30 | 19 | 89 | 2131 | 48.92 | 313.9353 | 0 | Heating | 313.9353 | 4 | 251.1483 | 251.1483 | 0 | 6 | 0 | 0 | 4 | 0 | 0 | 0 | 6 | 0 | 50.2297 | 0.019319 | 1 | 0.5 | 0 | 8.2745 | 0 | 8.2745 | 256.2738 | 0 | 14.6694 | 0.011284 | 1 | 0.5 | 0 | 4.1373 | 0 | 4.1373
2007-03-30 20:00 | 3 | 30 | 20 | 89 | 2132 | 48.92 | 391.5614 | 0 | Heating | 391.5614 | 4 | 313.2491 | 313.2491 | 0 | 6 | 0 | 0 | 4 | 0 | 0 | 0 | 6 | 0 | 62.6498 | 0.024096 | 1 | 0.5 | 0 | 8.2745 | 0 | 8.2745 | 319.6419 | 0 | 18.2966 | 0.014074 | 1 | 0.5 | 0 | 4.1373 | 0 | 4.1373
2007-03-30 21:00 | 3 | 30 | 21 | 89 | 2133 | 44.06 | 496.6038 | 0 | Heating | 496.6038 | 4 | 397.2831 | 397.2831 | 0 | 6 | 0 | 0 | 4 | 0 | 0 | 0 | 6 | 0 | 79.4566 | 0.03056 | 1 | 0.5 | 0 | 8.2745 | 0 | 8.2745 | 405.3909 | 0 | 23.205 | 0.01785 | 1 | 0.5 | 0 | 4.1373 | 0 | 4.1373
2007-03-30 22:00 | 3 | 30 | 22 | 89 | 2134 | 42.98 | 578.6529 | 0 | Heating | 578.6529 | 4 | 462.9223 | 462.9223 | 0 | 6 | 0 | 0 | 4 | 0 | 0 | 0 | 6 | 0 | 92.5845 | 0.035609 | 1 | 0.5 | 0 | 8.2745 | 0 | 8.2745 | 472.3697 | 0 | 27.0389 | 0.020799 | 1 | 0.5 | 0 | 4.1373 | 0 | 4.1373
2007-03-30 23:00 | 3 | 30 | 23 | 89 | 2135 | 42.98 | 380.3049 | 0 | Heating | 380.3049 | 4 | 304.2439 | 304.2439 | 0 | 6 | 0 | 0 | 4 | 0 | 0 | 0 | 6 | 0 | 60.8488 | 0.023403 | 1 | 0.5 | 0 | 8.2745 | 0 | 8.2745 | 310.453 | 0 | 17.7706 | 0.01367 | 1 | 0.5 | 0 | 4.1373 | 0 | 4.1373
2007-03-31 | 3 | 31 | 0 | 90 | 2136 | 41 | 366.7667 | 0 | Heating | 366.7667 | 4 | 293.4134 | 293.4134 | 0 | 6 | 0 | 0 | 4 | 0 | 0 | 0 | 6 | 0 | 58.6827 | 0.02257 | 1 | 0.5 | 0 | 8.2745 | 0 | 8.2745 | 299.4014 | 0 | 17.138 | 0.013183 | 1 | 0.5 | 0 | 4.1373 | 0 | 4.1373
2007-03-31 01:00 | 3 | 31 | 1 | 90 | 2137 | 39.92 | 258.685 | 0 | Heating | 258.685 | 4 | 206.948 | 206.948 | 0 | 6 | 0 | 0 | 4 | 0 | 0 | 0 | 6 | 0 | 41.3896 | 0.015919 | 1 | 0.5 | 0 | 8.2745 | 0 | 8.2745 | 211.1714 | 0 | 12.0877 | 0.0092982 | 1 | 0.5 | 0 | 4.1373 | 0 | 4.1373
2007-03-31 02:00 | 3 | 31 | 2 | 90 | 2138 | 39.92 | 279.4214 | 0 | Heating | 279.4214 | 4 | 223.5371 | 223.5371 | 0 | 6 | 0 | 0 | 4 | 0 | 0 | 0 | 6 | 0 | 44.7074 | 0.017195 | 1 | 0.5 | 0 | 8.2745 | 0 | 8.2745 | 228.0991 | 0 | 13.0566 | 0.010044 | 1 | 0.5 | 0 | 4.1373 | 0 | 4.1373
2007-03-31 03:00 | 3 | 31 | 3 | 90 | 2139 | 39.02 | 301.1628 | 0 | Heating | 301.1628 | 4 | 240.9302 | 240.9302 | 0 | 6 | 0 | 0 | 4 | 0 | 0 | 0 | 6 | 0 | 48.186 | 0.018533 | 1 | 0.5 | 0 | 8.2745 | 0 | 8.2745 | 245.8472 | 0 | 14.0725 | 0.010825 | 1 | 0.5 | 0 | 4.1373 | 0 | 4.1373
2007-03-31 04:00 | 3 | 31 | 4 | 90 | 2140 | 39.02 | 347.3859 | 0 | Heating | 347.3859 | 4 | 277.9087 | 277.9087 | 0 | 6 | 0 | 0 | 4 | 0 | 0 | 0 | 6 | 0 | 55.5817 | 0.021378 | 1 | 0.5 | 0 | 8.2745 | 0 | 8.2745 | 283.5803 | 0 | 16.2324 | 0.012486 | 1 | 0.5 | 0 | 4.1373 | 0 | 4.1373
2007-03-31 05:00 | 3 | 31 | 5 | 90 | 2141 | 39.02 | 385.7034 | 0 | Heating | 385.7034 | 4 | 308.5627 | 308.5627 | 0 | 6 | 0 | 0 | 4 | 0 | 0 | 0 | 6 | 0 | 61.7125 | 0.023736 | 1 | 0.5 | 0 | 8.2745 | 0 | 8.2745 | 314.8599 | 0 | 18.0229 | 0.013864 | 1 | 0.5 | 0 | 4.1373 | 0 | 4.1373
2007-03-31 06:00 | 3 | 31 | 6 | 90 | 2142 | 37.94 | 598.1428 | 0 | Heating | 598.1428 | 4 | 478.5143 | 478.5143 | 0 | 6 | 0 | 0 | 4 | 0 | 0 | 0 | 6 | 0 | 95.7029 | 0.036809 | 1 | 0.5 | 0 | 8.2745 | 0 | 8.2745 | 488.2799 | 0 | 27.9496 | 0.0215 | 1 | 0.5 | 0 | 4.1373 | 0 | 4.1373
2007-03-31 07:00 | 3 | 31 | 7 | 90 | 2143 | 37.94 | 932.4696 | 0 | Heating | 932.4696 | 4 | 745.9757 | 745.9757 | 0 | 6 | 0 | 0 | 4 | 0 | 0 | 0 | 6 | 0 | 149.1951 | 0.057383 | 1 | 0.5 | 0 | 8.2745 | 0 | 8.2745 | 761.1997 | 0 | 43.5718 | 0.033517 | 1 | 0.5 | 0 | 4.1373 | 0 | 4.1373
2007-03-31 08:00 | 3 | 31 | 8 | 90 | 2144 | 37.94 | 916.9587 | 0 | Heating | 916.9587 | 4 | 733.567 | 733.567 | 0 | 6 | 0 | 0 | 4 | 0 | 0 | 0 | 6 | 0 | 146.7134 | 0.056428 | 1 | 0.5 | 0 | 8.2745 | 0 | 8.2745 | 748.5377 | 0 | 42.847 | 0.032959 | 1 | 0.5 | 0 | 4.1373 | 0 | 4.1373
2007-03-31 09:00 | 3 | 31 | 9 | 90 | 2145 | 42.08 | 2076.5271 | 0 | Heating | 2076.5271 | 4 | 1661.2217 | 1661.2217 | 0 | 6 | 0 | 0 | 4 | 0 | 0 | 0 | 6 | 0 | 332.2443 | 0.12779 | 1 | 0.5 | 0 | 8.2745 | 0 | 8.2745 | 1695.1242 | 0 | 97.0306 | 0.074639 | 1 | 0.5 | 0 | 4.1373 | 0 | 4.1373
2007-03-31 10:00 | 3 | 31 | 10 | 90 | 2146 | 44.96 | 1570.2094 | 0 | Heating | 1570.2094 | 4 | 1256.1675 | 1256.1675 | 0 | 6 | 0 | 0 | 4 | 0 | 0 | 0 | 6 | 0 | 251.2335 | 0.096628 | 1 | 0.5 | 0 | 8.2745 | 0 | 8.2745 | 1281.8036 | 0 | 73.3717 | 0.05644 | 1 | 0.5 | 0 | 4.1373 | 0 | 4.1373
2007-03-31 11:00 | 3 | 31 | 11 | 90 | 2147 | 44.96 | 1241.9488 | 0 | Heating | 1241.9488 | 4 | 993.5591 | 993.5591 | 0 | 6 | 0 | 0 | 4 | 0 | 0 | 0 | 6 | 0 | 198.7118 | 0.076428 | 1 | 0.5 | 0 | 8.2745 | 0 | 8.2745 | 1013.8358 | 0 | 58.033 | 0.044641 | 1 | 0.5 | 0 | 4.1373 | 0 | 4.1373
2007-03-31 12:00 | 3 | 31 | 12 | 90 | 2148 | 48.02 | 896.7879 | 0 | Heating | 896.7879 | 4 | 717.4303 | 717.4303 | 0 | 6 | 0 | 0 | 4 | 0 | 0 | 0 | 6 | 0 | 143.4861 | 0.055187 | 1 | 0.5 | 0 | 8.2745 | 0 | 8.2745 | 732.0718 | 0 | 41.9045 | 0.032234 | 1 | 0.5 | 0 | 4.1373 | 0 | 4.1373
2007-03-31 13:00 | 3 | 31 | 13 | 90 | 2149 | 48.92 | 578.1282 | 0 | Heating | 578.1282 | 4 | 462.5026 | 462.5026 | 0 | 6 | 0 | 0 | 4 | 0 | 0 | 0 | 6 | 0 | 92.5005 | 0.035577 | 1 | 0.5 | 0 | 8.2745 | 0 | 8.2745 | 471.9414 | 0 | 27.0144 | 0.02078 | 1 | 0.5 | 0 | 4.1373 | 0 | 4.1373
2007-03-31 14:00 | 3 | 31 | 14 | 90 | 2150 | 48.92 | 470.3058 | 0 | Heating | 470.3058 | 4 | 376.2446 | 376.2446 | 0 | 6 | 0 | 0 | 4 | 0 | 0 | 0 | 6 | 0 | 75.2489 | 0.028942 | 1 | 0.5 | 0 | 8.2745 | 0 | 8.2745 | 383.9231 | 0 | 21.9761 | 0.016905 | 1 | 0.5 | 0 | 4.1373 | 0 | 4.1373
2007-03-31 15:00 | 3 | 31 | 15 | 90 | 2151 | 48.02 | 483.3209 | 0 | Heating | 483.3209 | 4 | 386.6568 | 386.6568 | 0 | 6 | 0 | 0 | 4 | 0 | 0 | 0 | 6 | 0 | 77.3314 | 0.029743 | 1 | 0.5 | 0 | 8.2745 | 0 | 8.2745 | 394.5477 | 0 | 22.5843 | 0.017373 | 1 | 0.5 | 0 | 4.1373 | 0 | 4.1373
2007-03-31 16:00 | 3 | 31 | 16 | 90 | 2152 | 46.04 | 544.6846 | 0 | Heating | 544.6846 | 4 | 435.7477 | 435.7477 | 0 | 6 | 0 | 0 | 4 | 0 | 0 | 0 | 6 | 0 | 87.1495 | 0.033519 | 1 | 0.5 | 0 | 8.2745 | 0 | 8.2745 | 444.6405 | 0 | 25.4517 | 0.019578 | 1 | 0.5 | 0 | 4.1373 | 0 | 4.1373
2007-03-31 17:00 | 3 | 31 | 17 | 90 | 2153 | 46.04 | 623.7944 | 0 | Heating | 623.7944 | 4 | 499.0356 | 499.0356 | 0 | 6 | 0 | 0 | 4 | 0 | 0 | 0 | 6 | 0 | 99.8071 | 0.038387 | 1 | 0.5 | 0 | 8.2745 | 0 | 8.2745 | 509.22 | 0 | 29.1483 | 0.022422 | 1 | 0.5 | 0 | 4.1373 | 0 | 4.1373
2007-03-31 18:00 | 3 | 31 | 18 | 90 | 2154 | 44.06 | 933.9905 | 0 | Heating | 933.9905 | 4 | 747.1924 | 747.1924 | 0 | 6 | 0 | 0 | 4 | 0 | 0 | 0 | 6 | 0 | 149.4385 | 0.057476 | 1 | 0.5 | 0 | 8.2745 | 0 | 8.2745 | 762.4412 | 0 | 43.6429 | 0.033571 | 1 | 0.5 | 0 | 4.1373 | 0 | 4.1373
2007-03-31 19:00 | 3 | 31 | 19 | 90 | 2155 | 43.16 | 1099.4173 | 0 | Heating | 1099.4173 | 4 | 879.5338 | 879.5338 | 0 | 6 | 0 | 0 | 4 | 0 | 0 | 0 | 6 | 0 | 175.9068 | 0.067656 | 1 | 0.5 | 0 | 8.2745 | 0 | 8.2745 | 897.4835 | 0 | 51.3728 | 0.039518 | 1 | 0.5 | 0 | 4.1373 | 0 | 4.1373
2007-03-31 20:00 | 3 | 31 | 20 | 90 | 2156 | 42.62 | 599.1938 | 0 | Heating | 599.1938 | 4 | 479.355 | 479.355 | 0 | 6 | 0 | 0 | 4 | 0 | 0 | 0 | 6 | 0 | 95.871 | 0.036873 | 1 | 0.5 | 0 | 8.2745 | 0 | 8.2745 | 489.1378 | 0 | 27.9987 | 0.021537 | 1 | 0.5 | 0 | 4.1373 | 0 | 4.1373
2007-03-31 21:00 | 3 | 31 | 21 | 90 | 2157 | 41.54 | 581.463 | 0 | Heating | 581.463 | 4 | 465.1704 | 465.1704 | 0 | 6 | 0 | 0 | 4 | 0 | 0 | 0 | 6 | 0 | 93.0341 | 0.035782 | 1 | 0.5 | 0 | 8.2745 | 0 | 8.2745 | 474.6636 | 0 | 27.1702 | 0.0209 | 1 | 0.5 | 0 | 4.1373 | 0 | 4.1373
2007-03-31 22:00 | 3 | 31 | 22 | 90 | 2158 | 38.48 | 582.2236 | 0 | Heating | 582.2236 | 4 | 465.7789 | 465.7789 | 0 | 6 | 0 | 0 | 4 | 0 | 0 | 0 | 6 | 0 | 93.1558 | 0.035829 | 1 | 0.5 | 0 | 8.2745 | 0 | 8.2745 | 475.2846 | 0 | 27.2058 | 0.020928 | 1 | 0.5 | 0 | 4.1373 | 0 | 4.1373
2007-03-31 23:00 | 3 | 31 | 23 | 90 | 2159 | 35.42 | 651.1543 | 0 | Heating | 651.1543 | 4 | 520.9234 | 520.9234 | 0 | 6 | 0 | 0 | 4 | 0 | 0 | 0 | 6 | 0 | 104.1847 | 0.040071 | 1 | 0.5 | 0 | 8.2745 | 0 | 8.2745 | 531.5545 | 0 | 30.4267 | 0.023405 | 1 | 0.5 | 0 | 4.1373 | 0 | 4.1373
2007-04-01 | 4 | 1 | 0 | 91 | 2160 | 33.08 | 645.4486 | 0 | Heating | 645.4486 | 4 | 516.3589 | 516.3589 | 0 | 6 | 0 | 0 | 4 | 0 | 0 | 0 | 6 | 0 | 103.2718 | 0.03972 | 1 | 0.5 | 0 | 8.2745 | 0 | 8.2745 | 526.8969 | 0 | 30.1601 | 0.0232 | 1 | 0.5 | 0 | 4.1373 | 0 | 4.1373
2007-04-01 01:00 | 4 | 1 | 1 | 91 | 2161 | 30.74 | 643.0029 | 0 | Heating | 643.0029 | 4 | 514.4023 | 514.4023 | 0 | 6 | 0 | 0 | 4 | 0 | 0 | 0 | 6 | 0 | 102.8805 | 0.039569 | 1 | 0.5 | 0 | 8.2745 | 0 | 8.2745 | 524.9003 | 0 | 30.0458 | 0.023112 | 1 | 0.5 | 0 | 4.1373 | 0 | 4.1373
2007-04-01 02:00 | 4 | 1 | 2 | 91 | 2162 | 30.92 | 587.182 | 0 | Heating | 587.182 | 4 | 469.7456 | 469.7456 | 0 | 6 | 0 | 0 | 4 | 0 | 0 | 0 | 6 | 0 | 93.9491 | 0.036134 | 1 | 0.5 | 0 | 8.2745 | 0 | 8.2745 | 479.3322 | 0 | 27.4374 | 0.021106 | 1 | 0.5 | 0 | 4.1373 | 0 | 4.1373
2007-04-01 03:00 | 4 | 1 | 3 | 91 | 2163 | 30.92 | 713.449 | 0 | Heating | 713.449 | 4 | 570.7592 | 570.7592 | 0 | 6 | 0 | 0 | 4 | 0 | 0 | 0 | 6 | 0 | 114.1518 | 0.043905 | 1 | 0.5 | 0 | 8.2745 | 0 | 8.2745 | 582.4074 | 0 | 33.3376 | 0.025644 | 1 | 0.5 | 0 | 4.1373 | 0 | 4.1373
2007-04-01 04:00 | 4 | 1 | 4 | 91 | 2164 | 31.46 | 835.8554 | 0 | Heating | 835.8554 | 4 | 668.6843 | 668.6843 | 0 | 6 | 0 | 0 | 4 | 0 | 0 | 0 | 6 | 0 | 133.7369 | 0.051437 | 1 | 0.5 | 0 | 8.2745 | 0 | 8.2745 | 682.331 | 0 | 39.0573 | 0.030044 | 1 | 0.5 | 0 | 4.1373 | 0 | 4.1373
2007-04-01 05:00 | 4 | 1 | 5 | 91 | 2165 | 32.18 | 960.7322 | 0 | Heating | 960.7322 | 4 | 768.5858 | 768.5858 | 0 | 6 | 0 | 0 | 4 | 0 | 0 | 0 | 6 | 0 | 153.7172 | 0.059122 | 1 | 0.5 | 0 | 8.2745 | 0 | 8.2745 | 784.2712 | 0 | 44.8925 | 0.034533 | 1 | 0.5 | 0 | 4.1373 | 0 | 4.1373
2007-04-01 06:00 | 4 | 1 | 6 | 91 | 2166 | 34.16 | 1267.6909 | 0 | Heating | 1267.6909 | 4 | 1014.1528 | 1014.1528 | 0 | 6 | 0 | 0 | 4 | 0 | 0 | 0 | 6 | 0 | 202.8306 | 0.078012 | 1 | 0.5 | 0 | 8.2745 | 0 | 8.2745 | 1034.8497 | 0 | 59.2358 | 0.045566 | 1 | 0.5 | 0 | 4.1373 | 0 | 4.1373
2007-04-01 07:00 | 4 | 1 | 7 | 91 | 2167 | 33.98 | 3368.5312 | 0 | Heating | 3368.5312 | 4 | 2694.825 | 2694.825 | 0 | 6 | 0 | 0 | 4 | 0 | 0 | 0 | 6 | 0 | 538.965 | 0.20729 | 1 | 0.5 | 0 | 8.2745 | 0 | 8.2745 | 2749.8214 | 0 | 157.4025 | 0.12108 | 1 | 0.5 | 0 | 4.1373 | 0 | 4.1373
2007-04-01 08:00 | 4 | 1 | 8 | 91 | 2168 | 33.98 | 2455.1614 | 0 | Heating | 2455.1614 | 4 | 1964.1291 | 1964.1291 | 0 | 6 | 0 | 0 | 4 | 0 | 0 | 0 | 6 | 0 | 392.8258 | 0.15109 | 1 | 0.5 | 0 | 8.2745 | 0 | 8.2745 | 2004.2134 | 0 | 114.7231 | 0.088249 | 1 | 0.5 | 0 | 4.1373 | 0 | 4.1373
2007-04-01 09:00 | 4 | 1 | 9 | 91 | 2169 | 39.02 | 1890.0285 | 0 | Heating | 1890.0285 | 4 | 1512.0228 | 1512.0228 | 0 | 6 | 0 | 0 | 4 | 0 | 0 | 0 | 6 | 0 | 302.4046 | 0.11631 | 1 | 0.5 | 0 | 8.2745 | 0 | 8.2745 | 1542.8804 | 0 | 88.316 | 0.067935 | 1 | 0.5 | 0 | 4.1373 | 0 | 4.1373
2007-04-01 10:00 | 4 | 1 | 10 | 91 | 2170 | 42.08 | 1302.2902 | 0 | Heating | 1302.2902 | 4 | 1041.8321 | 1041.8321 | 0 | 6 | 0 | 0 | 4 | 0 | 0 | 0 | 6 | 0 | 208.3664 | 0.080141 | 1 | 0.5 | 0 | 8.2745 | 0 | 8.2745 | 1063.094 | 0 | 60.8525 | 0.04681 | 1 | 0.5 | 0 | 4.1373 | 0 | 4.1373
2007-04-01 11:00 | 4 | 1 | 11 | 91 | 2171 | 42.08 | 960.3391 | 0 | Heating | 960.3391 | 4 | 768.2713 | 768.2713 | 0 | 6 | 0 | 0 | 4 | 0 | 0 | 0 | 6 | 0 | 153.6543 | 0.059098 | 1 | 0.5 | 0 | 8.2745 | 0 | 8.2745 | 783.9503 | 0 | 44.8741 | 0.034519 | 1 | 0.5 | 0 | 4.1373 | 0 | 4.1373
2007-04-01 12:00 | 4 | 1 | 12 | 91 | 2172 | 48.02 | 596.9136 | 0 | Heating | 596.9136 | 4 | 477.5309 | 477.5309 | 0 | 6 | 0 | 0 | 4 | 0 | 0 | 0 | 6 | 0 | 95.5062 | 0.036733 | 1 | 0.5 | 0 | 8.2745 | 0 | 8.2745 | 487.2764 | 0 | 27.8922 | 0.021456 | 1 | 0.5 | 0 | 4.1373 | 0 | 4.1373
2007-04-01 13:00 | 4 | 1 | 13 | 91 | 2173 | 50 | 394.8374 | 0 | Heating | 394.8374 | 4 | 315.8699 | 315.8699 | 0 | 6 | 0 | 0 | 4 | 0 | 0 | 0 | 6 | 0 | 63.174 | 0.024298 | 1 | 0.5 | 0 | 8.2745 | 0 | 8.2745 | 322.3162 | 0 | 18.4497 | 0.014192 | 1 | 0.5 | 0 | 4.1373 | 0 | 4.1373
2007-04-01 14:00 | 4 | 1 | 14 | 91 | 2174 | 50 | 260.0986 | 0 | Heating | 260.0986 | 4 | 208.0789 | 208.0789 | 0 | 6 | 0 | 0 | 4 | 0 | 0 | 0 | 6 | 0 | 41.6158 | 0.016006 | 1 | 0.5 | 0 | 8.2745 | 0 | 8.2745 | 212.3254 | 0 | 12.1537 | 0.009349 | 1 | 0.5 | 0 | 4.1373 | 0 | 4.1373
2007-04-01 15:00 | 4 | 1 | 15 | 91 | 2175 | 51.08 | 156.0295 | 0 | Heating | 156.0295 | 4 | 124.8236 | 124.8236 | 0 | 6 | 0 | 0 | 4 | 0 | 0 | 0 | 6 | 0 | 24.9647 | 0.0096018 | 1 | 0.5 | 0 | 8.2745 | 0 | 8.2745 | 127.371 | 0 | 7.2908 | 0.0056083 | 1 | 0.5 | 0 | 4.1373 | 0 | 4.1373
2007-04-01 16:00 | 4 | 1 | 16 | 91 | 2176 | 50 | 165.9941 | 0 | Heating | 165.9941 | 4 | 132.7953 | 132.7953 | 0 | 6 | 0 | 0 | 4 | 0 | 0 | 0 | 6 | 0 | 26.5591 | 0.010215 | 1 | 0.5 | 0 | 8.2745 | 0 | 8.2745 | 135.5054 | 0 | 7.7565 | 0.0059665 | 1 | 0.5 | 0 | 4.1373 | 0 | 4.1373
2007-04-01 17:00 | 4 | 1 | 17 | 91 | 2177 | 50 | 219.2544 | 0 | Heating | 219.2544 | 4 | 175.4035 | 175.4035 | 0 | 6 | 0 | 0 | 4 | 0 | 0 | 0 | 6 | 0 | 35.0807 | 0.013493 | 1 | 0.5 | 0 | 8.2745 | 0 | 8.2745 | 178.9832 | 0 | 10.2452 | 0.0078809 | 1 | 0.5 | 0 | 4.1373 | 0 | 4.1373
2007-04-01 18:00 | 4 | 1 | 18 | 91 | 2178 | 48.02 | 363.9764 | 0 | Heating | 363.9764 | 4 | 291.1812 | 291.1812 | 0 | 6 | 0 | 0 | 4 | 0 | 0 | 0 | 6 | 0 | 58.2362 | 0.022399 | 1 | 0.5 | 0 | 8.2745 | 0 | 8.2745 | 297.1236 | 0 | 17.0076 | 0.013083 | 1 | 0.5 | 0 | 4.1373 | 0 | 4.1373
2007-04-01 19:00 | 4 | 1 | 19 | 91 | 2179 | 46.04 | 852.4267 | 0 | Heating | 852.4267 | 4 | 681.9414 | 681.9414 | 0 | 6 | 0 | 0 | 4 | 0 | 0 | 0 | 6 | 0 | 136.3883 | 0.052457 | 1 | 0.5 | 0 | 8.2745 | 0 | 8.2745 | 695.8585 | 0 | 39.8316 | 0.03064 | 1 | 0.5 | 0 | 4.1373 | 0 | 4.1373
2007-04-01 20:00 | 4 | 1 | 20 | 91 | 2180 | 46.04 | 1231.6722 | 0 | Heating | 1231.6722 | 4 | 985.3377 | 985.3377 | 0 | 6 | 0 | 0 | 4 | 0 | 0 | 0 | 6 | 0 | 197.0675 | 0.075795 | 1 | 0.5 | 0 | 8.2745 | 0 | 8.2745 | 1005.4467 | 0 | 57.5528 | 0.044271 | 1 | 0.5 | 0 | 4.1373 | 0 | 4.1373
2007-04-01 21:00 | 4 | 1 | 21 | 91 | 2181 | 39.02 | 1419.375 | 0 | Heating | 1419.375 | 4 | 1135.5 | 1135.5 | 0 | 6 | 0 | 0 | 4 | 0 | 0 | 0 | 6 | 0 | 227.1 | 0.087346 | 1 | 0.5 | 0 | 8.2745 | 0 | 8.2745 | 1158.6735 | 0 | 66.3236 | 0.051018 | 1 | 0.5 | 0 | 4.1373 | 0 | 4.1373
2007-04-01 22:00 | 4 | 1 | 22 | 91 | 2182 | 37.94 | 915.5231 | 0 | Heating | 915.5231 | 4 | 732.4185 | 732.4185 | 0 | 6 | 0 | 0 | 4 | 0 | 0 | 0 | 6 | 0 | 146.4837 | 0.05634 | 1 | 0.5 | 0 | 8.2745 | 0 | 8.2745 | 747.3658 | 0 | 42.78 | 0.032908 | 1 | 0.5 | 0 | 4.1373 | 0 | 4.1373
2007-04-01 23:00 | 4 | 1 | 23 | 91 | 2183 | 37.94 | 903.2442 | 0 | Heating | 903.2442 | 4 | 722.5954 | 722.5954 | 0 | 6 | 0 | 0 | 4 | 0 | 0 | 0 | 6 | 0 | 144.5191 | 0.055584 | 1 | 0.5 | 0 | 8.2745 | 0 | 8.2745 | 737.3422 | 0 | 42.2062 | 0.032466 | 1 | 0.5 | 0 | 4.1373 | 0 | 4.1373
2007-04-02 | 4 | 2 | 0 | 92 | 2184 | 33.08 | 877.1652 | 0 | Heating | 877.1652 | 4 | 701.7322 | 701.7322 | 0 | 6 | 0 | 0 | 4 | 0 | 0 | 0 | 6 | 0 | 140.3464 | 0.053979 | 1 | 0.5 | 0 | 8.2745 | 0 | 8.2745 | 716.0532 | 0 | 40.9876 | 0.031529 | 1 | 0.5 | 0 | 4.1373 | 0 | 4.1373
2007-04-02 01:00 | 4 | 2 | 1 | 92 | 2185 | 30.92 | 684.0023 | 0 | Heating | 684.0023 | 4 | 547.2018 | 547.2018 | 0 | 6 | 0 | 0 | 4 | 0 | 0 | 0 | 6 | 0 | 109.4404 | 0.042092 | 1 | 0.5 | 0 | 8.2745 | 0 | 8.2745 | 558.3692 | 0 | 31.9616 | 0.024586 | 1 | 0.5 | 0 | 4.1373 | 0 | 4.1373
2007-04-02 02:00 | 4 | 2 | 2 | 92 | 2186 | 30.92 | 840.0791 | 0 | Heating | 840.0791 | 4 | 672.0632 | 672.0632 | 0 | 6 | 0 | 0 | 4 | 0 | 0 | 0 | 6 | 0 | 134.4126 | 0.051697 | 1 | 0.5 | 0 | 8.2745 | 0 | 8.2745 | 685.7788 | 0 | 39.2547 | 0.030196 | 1 | 0.5 | 0 | 4.1373 | 0 | 4.1373
2007-04-02 03:00 | 4 | 2 | 3 | 92 | 2187 | 30.92 | 944.3919 | 0 | Heating | 944.3919 | 4 | 755.5135 | 755.5135 | 0 | 6 | 0 | 0 | 4 | 0 | 0 | 0 | 6 | 0 | 151.1027 | 0.058116 | 1 | 0.5 | 0 | 8.2745 | 0 | 8.2745 | 770.9322 | 0 | 44.1289 | 0.033945 | 1 | 0.5 | 0 | 4.1373 | 0 | 4.1373
2007-04-02 04:00 | 4 | 2 | 4 | 92 | 2188 | 30.92 | 1000.1645 | 0 | Heating | 1000.1645 | 4 | 800.1316 | 800.1316 | 0 | 6 | 0 | 0 | 4 | 0 | 0 | 0 | 6 | 0 | 160.0263 | 0.061549 | 1 | 0.5 | 0 | 8.2745 | 0 | 8.2745 | 816.4608 | 0 | 46.735 | 0.03595 | 1 | 0.5 | 0 | 4.1373 | 0 | 4.1373
2007-04-02 05:00 | 4 | 2 | 5 | 92 | 2189 | 30.92 | 1097.3316 | 0 | Heating | 1097.3316 | 4 | 877.8653 | 877.8653 | 0 | 6 | 0 | 0 | 4 | 0 | 0 | 0 | 6 | 0 | 175.5731 | 0.067528 | 1 | 0.5 | 0 | 8.2745 | 0 | 8.2745 | 895.7809 | 0 | 51.2754 | 0.039443 | 1 | 0.5 | 0 | 4.1373 | 0 | 4.1373
2007-04-02 06:00 | 4 | 2 | 6 | 92 | 2190 | 39.02 | 2890.3894 | 0 | Heating | 2890.3894 | 4 | 2312.3115 | 2312.3115 | 0 | 6 | 0 | 0 | 4 | 0 | 0 | 0 | 6 | 0 | 462.4623 | 0.17787 | 1 | 0.5 | 0 | 8.2745 | 0 | 8.2745 | 2359.5015 | 0 | 135.0602 | 0.10389 | 1 | 0.5 | 0 | 4.1373 | 0 | 4.1373
2007-04-02 07:00 | 4 | 2 | 7 | 92 | 2191 | 39.92 | 2727.8108 | 0 | Heating | 2727.8108 | 4 | 2182.2487 | 2182.2487 | 0 | 6 | 0 | 0 | 4 | 0 | 0 | 0 | 6 | 0 | 436.4497 | 0.16787 | 1 | 0.5 | 0 | 8.2745 | 0 | 8.2745 | 2226.7844 | 0 | 127.4633 | 0.098049 | 1 | 0.5 | 0 | 4.1373 | 0 | 4.1373
2007-04-02 08:00 | 4 | 2 | 8 | 92 | 2192 | 39.92 | 2583.9151 | 0 | Heating | 2583.9151 | 4 | 2067.1321 | 2067.1321 | 0 | 6 | 0 | 0 | 4 | 0 | 0 | 0 | 6 | 0 | 413.4264 | 0.15901 | 1 | 0.5 | 0 | 8.2745 | 0 | 8.2745 | 2109.3184 | 0 | 120.7395 | 0.092877 | 1 | 0.5 | 0 | 4.1373 | 0 | 4.1373
2007-04-02 09:00 | 4 | 2 | 9 | 92 | 2193 | 42.08 | 2083.0471 | 0 | Heating | 2083.0471 | 4 | 1666.4377 | 1666.4377 | 0 | 6 | 0 | 0 | 4 | 0 | 0 | 0 | 6 | 0 | 333.2875 | 0.12819 | 1 | 0.5 | 0 | 8.2745 | 0 | 8.2745 | 1700.4466 | 0 | 97.3352 | 0.074873 | 1 | 0.5 | 0 | 4.1373 | 0 | 4.1373
2007-04-02 10:00 | 4 | 2 | 10 | 92 | 2194 | 46.94 | 1626.4508 | 0 | Heating | 1626.4508 | 4 | 1301.1607 | 1301.1607 | 0 | 6 | 0 | 0 | 4 | 0 | 0 | 0 | 6 | 0 | 260.2321 | 0.10009 | 1 | 0.5 | 0 | 8.2745 | 0 | 8.2745 | 1327.715 | 0 | 75.9997 | 0.058461 | 1 | 0.5 | 0 | 4.1373 | 0 | 4.1373
2007-04-02 11:00 | 4 | 2 | 11 | 92 | 2195 | 46.94 | 1235.8136 | 0 | Heating | 1235.8136 | 4 | 988.6509 | 988.6509 | 0 | 6 | 0 | 0 | 4 | 0 | 0 | 0 | 6 | 0 | 197.7302 | 0.07605 | 1 | 0.5 | 0 | 8.2745 | 0 | 8.2745 | 1008.8274 | 0 | 57.7463 | 0.04442 | 1 | 0.5 | 0 | 4.1373 | 0 | 4.1373
2007-04-02 12:00 | 4 | 2 | 12 | 92 | 2196 | 50 | 860.0482 | 0 | Heating | 860.0482 | 4 | 688.0386 | 688.0386 | 0 | 6 | 0 | 0 | 4 | 0 | 0 | 0 | 6 | 0 | 137.6077 | 0.052926 | 1 | 0.5 | 0 | 8.2745 | 0 | 8.2745 | 702.0802 | 0 | 40.1878 | 0.030914 | 1 | 0.5 | 0 | 4.1373 | 0 | 4.1373
2007-04-02 13:00 | 4 | 2 | 13 | 92 | 2197 | 53.06 | 629.6735 | 0 | Heating | 629.6735 | 4 | 503.7388 | 503.7388 | 0 | 6 | 0 | 0 | 4 | 0 | 0 | 0 | 6 | 0 | 100.7478 | 0.038749 | 1 | 0.5 | 0 | 8.2745 | 0 | 8.2745 | 514.0192 | 0 | 29.423 | 0.022633 | 1 | 0.5 | 0 | 4.1373 | 0 | 4.1373
2007-04-02 14:00 | 4 | 2 | 14 | 92 | 2198 | 53.06 | 503.965 | 0 | Heating | 503.965 | 4 | 403.172 | 403.172 | 0 | 6 | 0 | 0 | 4 | 0 | 0 | 0 | 6 | 0 | 80.6344 | 0.031013 | 1 | 0.5 | 0 | 8.2745 | 0 | 8.2745 | 411.4 | 0 | 23.5489 | 0.018115 | 1 | 0.5 | 0 | 4.1373 | 0 | 4.1373
2007-04-02 15:00 | 4 | 2 | 15 | 92 | 2199 | 59 | 412.0859 | 0 | Heating | 412.0859 | 4 | 329.6687 | 329.6687 | 0 | 6 | 0 | 0 | 4 | 0 | 0 | 0 | 6 | 0 | 65.9337 | 0.025359 | 1 | 0.5 | 0 | 8.2745 | 0 | 8.2745 | 336.3966 | 0 | 19.2557 | 0.014812 | 1 | 0.5 | 0 | 4.1373 | 0 | 4.1373
2007-04-02 16:00 | 4 | 2 | 16 | 92 | 2200 | 59 | 391.1801 | 0 | Heating | 391.1801 | 4 | 312.9441 | 312.9441 | 0 | 6 | 0 | 0 | 4 | 0 | 0 | 0 | 6 | 0 | 62.5888 | 0.024073 | 1 | 0.5 | 0 | 8.2745 | 0 | 8.2745 | 319.3307 | 0 | 18.2788 | 0.014061 | 1 | 0.5 | 0 | 4.1373 | 0 | 4.1373
2007-04-02 17:00 | 4 | 2 | 17 | 92 | 2201 | 59 | 376.5792 | 0 | Heating | 376.5792 | 4 | 301.2634 | 301.2634 | 0 | 6 | 0 | 0 | 4 | 0 | 0 | 0 | 6 | 0 | 60.2527 | 0.023174 | 1 | 0.5 | 0 | 8.2745 | 0 | 8.2745 | 307.4116 | 0 | 17.5965 | 0.013536 | 1 | 0.5 | 0 | 4.1373 | 0 | 4.1373
2007-04-02 18:00 | 4 | 2 | 18 | 92 | 2202 | 53.06 | 581.3221 | 0 | Heating | 581.3221 | 4 | 465.0577 | 465.0577 | 0 | 6 | 0 | 0 | 4 | 0 | 0 | 0 | 6 | 0 | 93.0115 | 0.035774 | 1 | 0.5 | 0 | 8.2745 | 0 | 8.2745 | 474.5487 | 0 | 27.1636 | 0.020895 | 1 | 0.5 | 0 | 4.1373 | 0 | 4.1373
2007-04-02 19:00 | 4 | 2 | 19 | 92 | 2203 | 48.92 | 813.629 | 0 | Heating | 813.629 | 4 | 650.9032 | 650.9032 | 0 | 6 | 0 | 0 | 4 | 0 | 0 | 0 | 6 | 0 | 130.1806 | 0.050069 | 1 | 0.5 | 0 | 8.2745 | 0 | 8.2745 | 664.1869 | 0 | 38.0187 | 0.029245 | 1 | 0.5 | 0 | 4.1373 | 0 | 4.1373
2007-04-02 20:00 | 4 | 2 | 20 | 92 | 2204 | 48.92 | 962.451 | 0 | Heating | 962.451 | 4 | 769.9608 | 769.9608 | 0 | 6 | 0 | 0 | 4 | 0 | 0 | 0 | 6 | 0 | 153.9922 | 0.059228 | 1 | 0.5 | 0 | 8.2745 | 0 | 8.2745 | 785.6743 | 0 | 44.9728 | 0.034594 | 1 | 0.5 | 0 | 4.1373 | 0 | 4.1373
2007-04-02 21:00 | 4 | 2 | 21 | 92 | 2205 | 44.06 | 772.504 | 0 | Heating | 772.504 | 4 | 618.0032 | 618.0032 | 0 | 6 | 0 | 0 | 4 | 0 | 0 | 0 | 6 | 0 | 123.6006 | 0.047539 | 1 | 0.5 | 0 | 8.2745 | 0 | 8.2745 | 630.6155 | 0 | 36.0971 | 0.027767 | 1 | 0.5 | 0 | 4.1373 | 0 | 4.1373
2007-04-02 22:00 | 4 | 2 | 22 | 92 | 2206 | 41 | 842.5881 | 0 | Heating | 842.5881 | 4 | 674.0705 | 674.0705 | 0 | 6 | 0 | 0 | 4 | 0 | 0 | 0 | 6 | 0 | 134.8141 | 0.051852 | 1 | 0.5 | 0 | 8.2745 | 0 | 8.2745 | 687.827 | 0 | 39.3719 | 0.030286 | 1 | 0.5 | 0 | 4.1373 | 0 | 4.1373
2007-04-02 23:00 | 4 | 2 | 23 | 92 | 2207 | 41 | 881.2429 | 0 | Heating | 881.2429 | 4 | 704.9943 | 704.9943 | 0 | 6 | 0 | 0 | 4 | 0 | 0 | 0 | 6 | 0 | 140.9989 | 0.05423 | 1 | 0.5 | 0 | 8.2745 | 0 | 8.2745 | 719.382 | 0 | 41.1781 | 0.031675 | 1 | 0.5 | 0 | 4.1373 | 0 | 4.1373
2007-04-03 | 4 | 3 | 0 | 93 | 2208 | 39.92 | 779.2343 | 0 | Heating | 779.2343 | 4 | 623.3874 | 623.3874 | 0 | 6 | 0 | 0 | 4 | 0 | 0 | 0 | 6 | 0 | 124.6775 | 0.047953 | 1 | 0.5 | 0 | 8.2745 | 0 | 8.2745 | 636.1096 | 0 | 36.4115 | 0.028009 | 1 | 0.5 | 0 | 4.1373 | 0 | 4.1373
2007-04-03 01:00 | 4 | 3 | 1 | 93 | 2209 | 37.94 | 567.2637 | 0 | Heating | 567.2637 | 4 | 453.811 | 453.811 | 0 | 6 | 0 | 0 | 4 | 0 | 0 | 0 | 6 | 0 | 90.7622 | 0.034909 | 1 | 0.5 | 0 | 8.2745 | 0 | 8.2745 | 463.0724 | 0 | 26.5067 | 0.02039 | 1 | 0.5 | 0 | 4.1373 | 0 | 4.1373
2007-04-03 02:00 | 4 | 3 | 2 | 93 | 2210 | 37.94 | 571.2712 | 0 | Heating | 571.2712 | 4 | 457.0169 | 457.0169 | 0 | 6 | 0 | 0 | 4 | 0 | 0 | 0 | 6 | 0 | 91.4034 | 0.035155 | 1 | 0.5 | 0 | 8.2745 | 0 | 8.2745 | 466.3438 | 0 | 26.694 | 0.020534 | 1 | 0.5 | 0 | 4.1373 | 0 | 4.1373
2007-04-03 03:00 | 4 | 3 | 3 | 93 | 2211 | 35.96 | 561.7681 | 0 | Heating | 561.7681 | 4 | 449.4145 | 449.4145 | 0 | 6 | 0 | 0 | 4 | 0 | 0 | 0 | 6 | 0 | 89.8829 | 0.03457 | 1 | 0.5 | 0 | 8.2745 | 0 | 8.2745 | 458.5862 | 0 | 26.2499 | 0.020192 | 1 | 0.5 | 0 | 4.1373 | 0 | 4.1373
2007-04-03 04:00 | 4 | 3 | 4 | 93 | 2212 | 35.06 | 542.4498 | 0 | Heating | 542.4498 | 4 | 433.9598 | 433.9598 | 0 | 6 | 0 | 0 | 4 | 0 | 0 | 0 | 6 | 0 | 86.792 | 0.033382 | 1 | 0.5 | 0 | 8.2745 | 0 | 8.2745 | 442.8161 | 0 | 25.3472 | 0.019498 | 1 | 0.5 | 0 | 4.1373 | 0 | 4.1373
2007-04-03 05:00 | 4 | 3 | 5 | 93 | 2213 | 35.06 | 593.8045 | 0 | Heating | 593.8045 | 4 | 475.0436 | 475.0436 | 0 | 6 | 0 | 0 | 4 | 0 | 0 | 0 | 6 | 0 | 95.0087 | 0.036542 | 1 | 0.5 | 0 | 8.2745 | 0 | 8.2745 | 484.7384 | 0 | 27.7469 | 0.021344 | 1 | 0.5 | 0 | 4.1373 | 0 | 4.1373
2007-04-03 06:00 | 4 | 3 | 6 | 93 | 2214 | 32 | 2066.4506 | 0 | Heating | 2066.4506 | 4 | 1653.1604 | 1653.1604 | 0 | 6 | 0 | 0 | 4 | 0 | 0 | 0 | 6 | 0 | 330.6321 | 0.12717 | 1 | 0.5 | 0 | 8.2745 | 0 | 8.2745 | 1686.8984 | 0 | 96.5597 | 0.074277 | 1 | 0.5 | 0 | 4.1373 | 0 | 4.1373
2007-04-03 07:00 | 4 | 3 | 7 | 93 | 2215 | 35.06 | 1898.2825 | 0 | Heating | 1898.2825 | 4 | 1518.626 | 1518.626 | 0 | 6 | 0 | 0 | 4 | 0 | 0 | 0 | 6 | 0 | 303.7252 | 0.11682 | 1 | 0.5 | 0 | 8.2745 | 0 | 8.2745 | 1549.6184 | 0 | 88.7017 | 0.068232 | 1 | 0.5 | 0 | 4.1373 | 0 | 4.1373
2007-04-03 08:00 | 4 | 3 | 8 | 93 | 2216 | 35.06 | 1715.5507 | 0 | Heating | 1715.5507 | 4 | 1372.4405 | 1372.4405 | 0 | 6 | 0 | 0 | 4 | 0 | 0 | 0 | 6 | 0 | 274.4881 | 0.10557 | 1 | 0.5 | 0 | 8.2745 | 0 | 8.2745 | 1400.4495 | 0 | 80.1631 | 0.061664 | 1 | 0.5 | 0 | 4.1373 | 0 | 4.1373
2007-04-03 09:00 | 4 | 3 | 9 | 93 | 2217 | 39.92 | 1338.7215 | 0 | Heating | 1338.7215 | 4 | 1070.9772 | 1070.9772 | 0 | 6 | 0 | 0 | 4 | 0 | 0 | 0 | 6 | 0 | 214.1954 | 0.082383 | 1 | 0.5 | 0 | 8.2745 | 0 | 8.2745 | 1092.8339 | 0 | 62.5549 | 0.048119 | 1 | 0.5 | 0 | 4.1373 | 0 | 4.1373
2007-04-03 10:00 | 4 | 3 | 10 | 93 | 2218 | 42.98 | 1079.8427 | 0 | Heating | 1079.8427 | 4 | 863.8742 | 863.8742 | 0 | 6 | 0 | 0 | 4 | 0 | 0 | 0 | 6 | 0 | 172.7748 | 0.066452 | 1 | 0.5 | 0 | 8.2745 | 0 | 8.2745 | 881.5043 | 0 | 50.4582 | 0.038814 | 1 | 0.5 | 0 | 4.1373 | 0 | 4.1373
2007-04-03 11:00 | 4 | 3 | 11 | 93 | 2219 | 42.98 | 833.9238 | 0 | Heating | 833.9238 | 4 | 667.139 | 667.139 | 0 | 6 | 0 | 0 | 4 | 0 | 0 | 0 | 6 | 0 | 133.4278 | 0.051318 | 1 | 0.5 | 0 | 8.2745 | 0 | 8.2745 | 680.7541 | 0 | 38.967 | 0.029975 | 1 | 0.5 | 0 | 4.1373 | 0 | 4.1373
2007-04-03 12:00 | 4 | 3 | 12 | 93 | 2220 | 46.04 | 627.95 | 0 | Heating | 627.95 | 4 | 502.36 | 502.36 | 0 | 6 | 0 | 0 | 4 | 0 | 0 | 0 | 6 | 0 | 100.472 | 0.038643 | 1 | 0.5 | 0 | 8.2745 | 0 | 8.2745 | 512.6122 | 0 | 29.3424 | 0.022571 | 1 | 0.5 | 0 | 4.1373 | 0 | 4.1373
2007-04-03 13:00 | 4 | 3 | 13 | 93 | 2221 | 48.02 | 431.9893 | 0 | Heating | 431.9893 | 4 | 345.5914 | 345.5914 | 0 | 6 | 0 | 0 | 4 | 0 | 0 | 0 | 6 | 0 | 69.1183 | 0.026584 | 1 | 0.5 | 0 | 8.2745 | 0 | 8.2745 | 352.6443 | 0 | 20.1857 | 0.015527 | 1 | 0.5 | 0 | 4.1373 | 0 | 4.1373
2007-04-03 14:00 | 4 | 3 | 14 | 93 | 2222 | 48.02 | 343.2405 | 0 | Heating | 343.2405 | 4 | 274.5924 | 274.5924 | 0 | 6 | 0 | 0 | 4 | 0 | 0 | 0 | 6 | 0 | 54.9185 | 0.021122 | 1 | 0.5 | 0 | 8.2745 | 0 | 8.2745 | 280.1963 | 0 | 16.0387 | 0.012337 | 1 | 0.5 | 0 | 4.1373 | 0 | 4.1373
2007-04-03 15:00 | 4 | 3 | 15 | 93 | 2223 | 51.98 | 387.2902 | 0 | Heating | 387.2902 | 4 | 309.8322 | 309.8322 | 0 | 6 | 0 | 0 | 4 | 0 | 0 | 0 | 6 | 0 | 61.9664 | 0.023833 | 1 | 0.5 | 0 | 8.2745 | 0 | 8.2745 | 316.1553 | 0 | 18.097 | 0.013921 | 1 | 0.5 | 0 | 4.1373 | 0 | 4.1373
2007-04-03 16:00 | 4 | 3 | 16 | 93 | 2224 | 50 | 658.3829 | 0 | Heating | 658.3829 | 4 | 526.7063 | 526.7063 | 0 | 6 | 0 | 0 | 4 | 0 | 0 | 0 | 6 | 0 | 105.3413 | 0.040516 | 1 | 0.5 | 0 | 8.2745 | 0 | 8.2745 | 537.4554 | 0 | 30.7645 | 0.023665 | 1 | 0.5 | 0 | 4.1373 | 0 | 4.1373
2007-04-03 17:00 | 4 | 3 | 17 | 93 | 2225 | 50 | 872.143 | 0 | Heating | 872.143 | 4 | 697.7144 | 697.7144 | 0 | 6 | 0 | 0 | 4 | 0 | 0 | 0 | 6 | 0 | 139.5429 | 0.05367 | 1 | 0.5 | 0 | 8.2745 | 0 | 8.2745 | 711.9535 | 0 | 40.7529 | 0.031348 | 1 | 0.5 | 0 | 4.1373 | 0 | 4.1373
2007-04-03 18:00 | 4 | 3 | 18 | 93 | 2226 | 48.02 | 1121.724 | 0 | Heating | 1121.724 | 4 | 897.3792 | 897.3792 | 0 | 6 | 0 | 0 | 4 | 0 | 0 | 0 | 6 | 0 | 179.4758 | 0.069029 | 1 | 0.5 | 0 | 8.2745 | 0 | 8.2745 | 915.6931 | 0 | 52.4152 | 0.040319 | 1 | 0.5 | 0 | 4.1373 | 0 | 4.1373
2007-04-03 19:00 | 4 | 3 | 19 | 93 | 2227 | 44.96 | 1290.7612 | 0 | Heating | 1290.7612 | 4 | 1032.609 | 1032.609 | 0 | 6 | 0 | 0 | 4 | 0 | 0 | 0 | 6 | 0 | 206.5218 | 0.079431 | 1 | 0.5 | 0 | 8.2745 | 0 | 8.2745 | 1053.6826 | 0 | 60.3138 | 0.046395 | 1 | 0.5 | 0 | 4.1373 | 0 | 4.1373
2007-04-03 20:00 | 4 | 3 | 20 | 93 | 2228 | 44.96 | 1420.9645 | 0 | Heating | 1420.9645 | 4 | 1136.7716 | 1136.7716 | 0 | 6 | 0 | 0 | 4 | 0 | 0 | 0 | 6 | 0 | 227.3543 | 0.087444 | 1 | 0.5 | 0 | 8.2745 | 0 | 8.2745 | 1159.971 | 0 | 66.3979 | 0.051075 | 1 | 0.5 | 0 | 4.1373 | 0 | 4.1373
2007-04-03 21:00 | 4 | 3 | 21 | 93 | 2229 | 41 | 975.8367 | 0 | Heating | 975.8367 | 4 | 780.6693 | 780.6693 | 0 | 6 | 0 | 0 | 4 | 0 | 0 | 0 | 6 | 0 | 156.1339 | 0.060051 | 1 | 0.5 | 0 | 8.2745 | 0 | 8.2745 | 796.6014 | 0 | 45.5982 | 0.035076 | 1 | 0.5 | 0 | 4.1373 | 0 | 4.1373
2007-04-03 22:00 | 4 | 3 | 22 | 93 | 2230 | 37.94 | 882.4441 | 0 | Heating | 882.4441 | 4 | 705.9553 | 705.9553 | 0 | 6 | 0 | 0 | 4 | 0 | 0 | 0 | 6 | 0 | 141.1911 | 0.054304 | 1 | 0.5 | 0 | 8.2745 | 0 | 8.2745 | 720.3625 | 0 | 41.2343 | 0.031719 | 1 | 0.5 | 0 | 4.1373 | 0 | 4.1373
2007-04-03 23:00 | 4 | 3 | 23 | 93 | 2231 | 37.94 | 925.949 | 0 | Heating | 925.949 | 4 | 740.7592 | 740.7592 | 0 | 6 | 0 | 0 | 4 | 0 | 0 | 0 | 6 | 0 | 148.1518 | 0.056981 | 1 | 0.5 | 0 | 8.2745 | 0 | 8.2745 | 755.8768 | 0 | 43.2671 | 0.033282 | 1 | 0.5 | 0 | 4.1373 | 0 | 4.1373
2007-04-04 | 4 | 4 | 0 | 94 | 2232 | 37.04 | 921.0737 | 0 | Heating | 921.0737 | 4 | 736.859 | 736.859 | 0 | 6 | 0 | 0 | 4 | 0 | 0 | 0 | 6 | 0 | 147.3718 | 0.056681 | 1 | 0.5 | 0 | 8.2745 | 0 | 8.2745 | 751.8969 | 0 | 43.0393 | 0.033107 | 1 | 0.5 | 0 | 4.1373 | 0 | 4.1373
2007-04-04 01:00 | 4 | 4 | 1 | 94 | 2233 | 35.96 | 705.2879 | 0 | Heating | 705.2879 | 4 | 564.2303 | 564.2303 | 0 | 6 | 0 | 0 | 4 | 0 | 0 | 0 | 6 | 0 | 112.8461 | 0.043402 | 1 | 0.5 | 0 | 8.2745 | 0 | 8.2745 | 575.7452 | 0 | 32.9562 | 0.025351 | 1 | 0.5 | 0 | 4.1373 | 0 | 4.1373
2007-04-04 02:00 | 4 | 4 | 2 | 94 | 2234 | 35.96 | 761.5009 | 0 | Heating | 761.5009 | 4 | 609.2008 | 609.2008 | 0 | 6 | 0 | 0 | 4 | 0 | 0 | 0 | 6 | 0 | 121.8402 | 0.046862 | 1 | 0.5 | 0 | 8.2745 | 0 | 8.2745 | 621.6334 | 0 | 35.5829 | 0.027371 | 1 | 0.5 | 0 | 4.1373 | 0 | 4.1373
2007-04-04 03:00 | 4 | 4 | 3 | 94 | 2235 | 35.06 | 760.7145 | 0 | Heating | 760.7145 | 4 | 608.5716 | 608.5716 | 0 | 6 | 0 | 0 | 4 | 0 | 0 | 0 | 6 | 0 | 121.7143 | 0.046813 | 1 | 0.5 | 0 | 8.2745 | 0 | 8.2745 | 620.9914 | 0 | 35.5462 | 0.027343 | 1 | 0.5 | 0 | 4.1373 | 0 | 4.1373
2007-04-04 04:00 | 4 | 4 | 4 | 94 | 2236 | 35.06 | 768.0797 | 0 | Heating | 768.0797 | 4 | 614.4638 | 614.4638 | 0 | 6 | 0 | 0 | 4 | 0 | 0 | 0 | 6 | 0 | 122.8928 | 0.047266 | 1 | 0.5 | 0 | 8.2745 | 0 | 8.2745 | 627.0039 | 0 | 35.8903 | 0.027608 | 1 | 0.5 | 0 | 4.1373 | 0 | 4.1373
2007-04-04 05:00 | 4 | 4 | 5 | 94 | 2237 | 35.06 | 879.8634 | 0 | Heating | 879.8634 | 4 | 703.8907 | 703.8907 | 0 | 6 | 0 | 0 | 4 | 0 | 0 | 0 | 6 | 0 | 140.7781 | 0.054145 | 1 | 0.5 | 0 | 8.2745 | 0 | 8.2745 | 718.2558 | 0 | 41.1137 | 0.031626 | 1 | 0.5 | 0 | 4.1373 | 0 | 4.1373
2007-04-04 06:00 | 4 | 4 | 6 | 94 | 2238 | 33.98 | 2734.2938 | 0 | Heating | 2734.2938 | 4 | 2187.435 | 2187.435 | 0 | 6 | 0 | 0 | 4 | 0 | 0 | 0 | 6 | 0 | 437.487 | 0.16826 | 1 | 0.5 | 0 | 8.2745 | 0 | 8.2745 | 2232.0765 | 0 | 127.7663 | 0.098282 | 1 | 0.5 | 0 | 4.1373 | 0 | 4.1373
2007-04-04 07:00 | 4 | 4 | 7 | 94 | 2239 | 35.96 | 2559.5614 | 0 | Heating | 2559.5614 | 4 | 2047.6491 | 2047.6491 | 0 | 6 | 0 | 0 | 4 | 0 | 0 | 0 | 6 | 0 | 409.5298 | 0.15751 | 1 | 0.5 | 0 | 8.2745 | 0 | 8.2745 | 2089.4379 | 0 | 119.6015 | 0.092001 | 1 | 0.5 | 0 | 4.1373 | 0 | 4.1373
2007-04-04 08:00 | 4 | 4 | 8 | 94 | 2240 | 35.96 | 2306.4693 | 0 | Heating | 2306.4693 | 4 | 1845.1755 | 1845.1755 | 0 | 6 | 0 | 0 | 4 | 0 | 0 | 0 | 6 | 0 | 369.0351 | 0.14194 | 1 | 0.5 | 0 | 8.2745 | 0 | 8.2745 | 1882.8321 | 0 | 107.7752 | 0.082904 | 1 | 0.5 | 0 | 4.1373 | 0 | 4.1373
2007-04-04 09:00 | 4 | 4 | 9 | 94 | 2241 | 44.06 | 1933.7676 | 0 | Heating | 1933.7676 | 4 | 1547.0141 | 1547.0141 | 0 | 6 | 0 | 0 | 4 | 0 | 0 | 0 | 6 | 0 | 309.4028 | 0.119 | 1 | 0.5 | 0 | 8.2745 | 0 | 8.2745 | 1578.5858 | 0 | 90.3598 | 0.069508 | 1 | 0.5 | 0 | 4.1373 | 0 | 4.1373
2007-04-04 10:00 | 4 | 4 | 10 | 94 | 2242 | 48.02 | 1667.8198 | 0 | Heating | 1667.8198 | 4 | 1334.2559 | 1334.2559 | 0 | 6 | 0 | 0 | 4 | 0 | 0 | 0 | 6 | 0 | 266.8512 | 0.10264 | 1 | 0.5 | 0 | 8.2745 | 0 | 8.2745 | 1361.4856 | 0 | 77.9328 | 0.059948 | 1 | 0.5 | 0 | 4.1373 | 0 | 4.1373
2007-04-04 11:00 | 4 | 4 | 11 | 94 | 2243 | 48.02 | 1354.8988 | 0 | Heating | 1354.8988 | 4 | 1083.919 | 1083.919 | 0 | 6 | 0 | 0 | 4 | 0 | 0 | 0 | 6 | 0 | 216.7838 | 0.083378 | 1 | 0.5 | 0 | 8.2745 | 0 | 8.2745 | 1106.0398 | 0 | 63.3108 | 0.048701 | 1 | 0.5 | 0 | 4.1373 | 0 | 4.1373
2007-04-04 12:00 | 4 | 4 | 12 | 94 | 2244 | 48.92 | 1046.0926 | 0 | Heating | 1046.0926 | 4 | 836.8741 | 836.8741 | 0 | 6 | 0 | 0 | 4 | 0 | 0 | 0 | 6 | 0 | 167.3748 | 0.064375 | 1 | 0.5 | 0 | 8.2745 | 0 | 8.2745 | 853.9532 | 0 | 48.8811 | 0.037601 | 1 | 0.5 | 0 | 4.1373 | 0 | 4.1373
2007-04-04 13:00 | 4 | 4 | 13 | 94 | 2245 | 50 | 856.2595 | 0 | Heating | 856.2595 | 4 | 685.0076 | 685.0076 | 0 | 6 | 0 | 0 | 4 | 0 | 0 | 0 | 6 | 0 | 137.0015 | 0.052693 | 1 | 0.5 | 0 | 8.2745 | 0 | 8.2745 | 698.9874 | 0 | 40.0107 | 0.030777 | 1 | 0.5 | 0 | 4.1373 | 0 | 4.1373
2007-04-04 14:00 | 4 | 4 | 14 | 94 | 2246 | 50 | 708.1975 | 0 | Heating | 708.1975 | 4 | 566.558 | 566.558 | 0 | 6 | 0 | 0 | 4 | 0 | 0 | 0 | 6 | 0 | 113.3116 | 0.043581 | 1 | 0.5 | 0 | 8.2745 | 0 | 8.2745 | 578.1204 | 0 | 33.0922 | 0.025456 | 1 | 0.5 | 0 | 4.1373 | 0 | 4.1373
2007-04-04 15:00 | 4 | 4 | 15 | 94 | 2247 | 48.92 | 547.8074 | 0 | Heating | 547.8074 | 4 | 438.2459 | 438.2459 | 0 | 6 | 0 | 0 | 4 | 0 | 0 | 0 | 6 | 0 | 87.6492 | 0.033711 | 1 | 0.5 | 0 | 8.2745 | 0 | 8.2745 | 447.1897 | 0 | 25.5976 | 0.01969 | 1 | 0.5 | 0 | 4.1373 | 0 | 4.1373
2007-04-04 16:00 | 4 | 4 | 16 | 94 | 2248 | 48.02 | 510.4982 | 0 | Heating | 510.4982 | 4 | 408.3986 | 408.3986 | 0 | 6 | 0 | 0 | 4 | 0 | 0 | 0 | 6 | 0 | 81.6797 | 0.031415 | 1 | 0.5 | 0 | 8.2745 | 0 | 8.2745 | 416.7333 | 0 | 23.8542 | 0.018349 | 1 | 0.5 | 0 | 4.1373 | 0 | 4.1373
2007-04-04 17:00 | 4 | 4 | 17 | 94 | 2249 | 48.02 | 491.9091 | 0 | Heating | 491.9091 | 4 | 393.5273 | 393.5273 | 0 | 6 | 0 | 0 | 4 | 0 | 0 | 0 | 6 | 0 | 78.7055 | 0.030271 | 1 | 0.5 | 0 | 8.2745 | 0 | 8.2745 | 401.5585 | 0 | 22.9856 | 0.017681 | 1 | 0.5 | 0 | 4.1373 | 0 | 4.1373
2007-04-04 18:00 | 4 | 4 | 18 | 94 | 2250 | 44.06 | 683.4704 | 0 | Heating | 683.4704 | 4 | 546.7763 | 546.7763 | 0 | 6 | 0 | 0 | 4 | 0 | 0 | 0 | 6 | 0 | 109.3553 | 0.04206 | 1 | 0.5 | 0 | 8.2745 | 0 | 8.2745 | 557.935 | 0 | 31.9368 | 0.024567 | 1 | 0.5 | 0 | 4.1373 | 0 | 4.1373
2007-04-04 19:00 | 4 | 4 | 19 | 94 | 2251 | 41 | 987.1267 | 0 | Heating | 987.1267 | 4 | 789.7014 | 789.7014 | 0 | 6 | 0 | 0 | 4 | 0 | 0 | 0 | 6 | 0 | 157.9403 | 0.060746 | 1 | 0.5 | 0 | 8.2745 | 0 | 8.2745 | 805.8177 | 0 | 46.1258 | 0.035481 | 1 | 0.5 | 0 | 4.1373 | 0 | 4.1373
2007-04-04 20:00 | 4 | 4 | 20 | 94 | 2252 | 41 | 1201.6758 | 0 | Heating | 1201.6758 | 4 | 961.3406 | 961.3406 | 0 | 6 | 0 | 0 | 4 | 0 | 0 | 0 | 6 | 0 | 192.2681 | 0.073949 | 1 | 0.5 | 0 | 8.2745 | 0 | 8.2745 | 980.9598 | 0 | 56.1511 | 0.043193 | 1 | 0.5 | 0 | 4.1373 | 0 | 4.1373
2007-04-04 21:00 | 4 | 4 | 21 | 94 | 2253 | 37.94 | 870.7755 | 0 | Heating | 870.7755 | 4 | 696.6204 | 696.6204 | 0 | 6 | 0 | 0 | 4 | 0 | 0 | 0 | 6 | 0 | 139.3241 | 0.053586 | 1 | 0.5 | 0 | 8.2745 | 0 | 8.2745 | 710.8371 | 0 | 40.689 | 0.031299 | 1 | 0.5 | 0 | 4.1373 | 0 | 4.1373
2007-04-04 22:00 | 4 | 4 | 22 | 94 | 2254 | 37.94 | 829.7913 | 0 | Heating | 829.7913 | 4 | 663.833 | 663.833 | 0 | 6 | 0 | 0 | 4 | 0 | 0 | 0 | 6 | 0 | 132.7666 | 0.051064 | 1 | 0.5 | 0 | 8.2745 | 0 | 8.2745 | 677.3806 | 0 | 38.7739 | 0.029826 | 1 | 0.5 | 0 | 4.1373 | 0 | 4.1373
2007-04-04 23:00 | 4 | 4 | 23 | 94 | 2255 | 37.94 | 888.1478 | 0 | Heating | 888.1478 | 4 | 710.5183 | 710.5183 | 0 | 6 | 0 | 0 | 4 | 0 | 0 | 0 | 6 | 0 | 142.1037 | 0.054655 | 1 | 0.5 | 0 | 8.2745 | 0 | 8.2745 | 725.0186 | 0 | 41.5008 | 0.031924 | 1 | 0.5 | 0 | 4.1373 | 0 | 4.1373
2007-04-05 | 4 | 5 | 0 | 95 | 2256 | 37.04 | 874.3074 | 0 | Heating | 874.3074 | 4 | 699.4459 | 699.4459 | 0 | 6 | 0 | 0 | 4 | 0 | 0 | 0 | 6 | 0 | 139.8892 | 0.053804 | 1 | 0.5 | 0 | 8.2745 | 0 | 8.2745 | 713.7204 | 0 | 40.8541 | 0.031426 | 1 | 0.5 | 0 | 4.1373 | 0 | 4.1373
2007-04-05 01:00 | 4 | 5 | 1 | 95 | 2257 | 37.4 | 704.1961 | 0 | Heating | 704.1961 | 4 | 563.3569 | 563.3569 | 0 | 6 | 0 | 0 | 4 | 0 | 0 | 0 | 6 | 0 | 112.6714 | 0.043335 | 1 | 0.5 | 0 | 8.2745 | 0 | 8.2745 | 574.854 | 0 | 32.9052 | 0.025312 | 1 | 0.5 | 0 | 4.1373 | 0 | 4.1373
2007-04-05 02:00 | 4 | 5 | 2 | 95 | 2258 | 37.04 | 835.1409 | 0 | Heating | 835.1409 | 4 | 668.1128 | 668.1128 | 0 | 6 | 0 | 0 | 4 | 0 | 0 | 0 | 6 | 0 | 133.6226 | 0.051393 | 1 | 0.5 | 0 | 8.2745 | 0 | 8.2745 | 681.7477 | 0 | 39.0239 | 0.030018 | 1 | 0.5 | 0 | 4.1373 | 0 | 4.1373
2007-04-05 03:00 | 4 | 5 | 3 | 95 | 2259 | 37.94 | 883.2171 | 0 | Heating | 883.2171 | 4 | 706.5736 | 706.5736 | 0 | 6 | 0 | 0 | 4 | 0 | 0 | 0 | 6 | 0 | 141.3147 | 0.054352 | 1 | 0.5 | 0 | 8.2745 | 0 | 8.2745 | 720.9935 | 0 | 41.2704 | 0.031746 | 1 | 0.5 | 0 | 4.1373 | 0 | 4.1373
2007-04-05 04:00 | 4 | 5 | 4 | 95 | 2260 | 37.94 | 942.0155 | 0 | Heating | 942.0155 | 4 | 753.6124 | 753.6124 | 0 | 6 | 0 | 0 | 4 | 0 | 0 | 0 | 6 | 0 | 150.7225 | 0.05797 | 1 | 0.5 | 0 | 8.2745 | 0 | 8.2745 | 768.9923 | 0 | 44.0179 | 0.03386 | 1 | 0.5 | 0 | 4.1373 | 0 | 4.1373
2007-04-05 05:00 | 4 | 5 | 5 | 95 | 2261 | 37.94 | 1155.5335 | 0 | Heating | 1155.5335 | 4 | 924.4268 | 924.4268 | 0 | 6 | 0 | 0 | 4 | 0 | 0 | 0 | 6 | 0 | 184.8854 | 0.07111 | 1 | 0.5 | 0 | 8.2745 | 0 | 8.2745 | 943.2927 | 0 | 53.995 | 0.041535 | 1 | 0.5 | 0 | 4.1373 | 0 | 4.1373
2007-04-05 06:00 | 4 | 5 | 6 | 95 | 2262 | 37.94 | 3273.7814 | 0 | Heating | 3273.7814 | 4 | 2619.0251 | 2619.0251 | 0 | 6 | 0 | 0 | 4 | 0 | 0 | 0 | 6 | 0 | 523.805 | 0.20146 | 1 | 0.5 | 0 | 8.2745 | 0 | 8.2745 | 2672.4746 | 0 | 152.9751 | 0.11767 | 1 | 0.5 | 0 | 4.1373 | 0 | 4.1373
2007-04-05 07:00 | 4 | 5 | 7 | 95 | 2263 | 37.94 | 2855.8931 | 0 | Heating | 2855.8931 | 4 | 2284.7145 | 2284.7145 | 0 | 6 | 0 | 0 | 4 | 0 | 0 | 0 | 6 | 0 | 456.9429 | 0.17575 | 1 | 0.5 | 0 | 8.2745 | 0 | 8.2745 | 2331.3413 | 0 | 133.4483 | 0.10265 | 1 | 0.5 | 0 | 4.1373 | 0 | 4.1373
2007-04-05 08:00 | 4 | 5 | 8 | 95 | 2264 | 39.02 | 2301.0142 | 0 | Heating | 2301.0142 | 4 | 1840.8114 | 1840.8114 | 0 | 6 | 0 | 0 | 4 | 0 | 0 | 0 | 6 | 0 | 368.1623 | 0.1416 | 1 | 0.5 | 0 | 8.2745 | 0 | 8.2745 | 1878.3789 | 0 | 107.5203 | 0.082708 | 1 | 0.5 | 0 | 4.1373 | 0 | 4.1373
2007-04-05 09:00 | 4 | 5 | 9 | 95 | 2265 | 44.06 | 1646.8258 | 0 | Heating | 1646.8258 | 4 | 1317.4607 | 1317.4607 | 0 | 6 | 0 | 0 | 4 | 0 | 0 | 0 | 6 | 0 | 263.4921 | 0.10134 | 1 | 0.5 | 0 | 8.2745 | 0 | 8.2745 | 1344.3476 | 0 | 76.9518 | 0.059194 | 1 | 0.5 | 0 | 4.1373 | 0 | 4.1373
2007-04-05 10:00 | 4 | 5 | 10 | 95 | 2266 | 46.04 | 1249.9421 | 0 | Heating | 1249.9421 | 4 | 999.9537 | 999.9537 | 0 | 6 | 0 | 0 | 4 | 0 | 0 | 0 | 6 | 0 | 199.9907 | 0.07692 | 1 | 0.5 | 0 | 8.2745 | 0 | 8.2745 | 1020.3609 | 0 | 58.4065 | 0.044928 | 1 | 0.5 | 0 | 4.1373 | 0 | 4.1373
2007-04-05 11:00 | 4 | 5 | 11 | 95 | 2267 | 46.04 | 887.9139 | 0 | Heating | 887.9139 | 4 | 710.3311 | 710.3311 | 0 | 6 | 0 | 0 | 4 | 0 | 0 | 0 | 6 | 0 | 142.0662 | 0.054641 | 1 | 0.5 | 0 | 8.2745 | 0 | 8.2745 | 724.8277 | 0 | 41.4899 | 0.031915 | 1 | 0.5 | 0 | 4.1373 | 0 | 4.1373
2007-04-05 12:00 | 4 | 5 | 12 | 95 | 2268 | 44.96 | 622.9099 | 0 | Heating | 622.9099 | 4 | 498.328 | 498.328 | 0 | 6 | 0 | 0 | 4 | 0 | 0 | 0 | 6 | 0 | 99.6656 | 0.038333 | 1 | 0.5 | 0 | 8.2745 | 0 | 8.2745 | 508.4979 | 0 | 29.1069 | 0.02239 | 1 | 0.5 | 0 | 4.1373 | 0 | 4.1373
2007-04-05 13:00 | 4 | 5 | 13 | 95 | 2269 | 44.96 | 423.5995 | 0 | Heating | 423.5995 | 4 | 338.8796 | 338.8796 | 0 | 6 | 0 | 0 | 4 | 0 | 0 | 0 | 6 | 0 | 67.7759 | 0.026068 | 1 | 0.5 | 0 | 8.2745 | 0 | 8.2745 | 345.7955 | 0 | 19.7937 | 0.015226 | 1 | 0.5 | 0 | 4.1373 | 0 | 4.1373
2007-04-05 14:00 | 4 | 5 | 14 | 95 | 2270 | 44.96 | 245.5113 | 0 | Heating | 245.5113 | 4 | 196.409 | 196.409 | 0 | 6 | 0 | 0 | 4 | 0 | 0 | 0 | 6 | 0 | 39.2818 | 0.015108 | 1 | 0.5 | 0 | 8.2745 | 0 | 8.2745 | 200.4174 | 0 | 11.4721 | 0.0088247 | 1 | 0.5 | 0 | 4.1373 | 0 | 4.1373
2007-04-05 15:00 | 4 | 5 | 15 | 95 | 2271 | 42.08 | 65.3521 | 0 | Heating | 65.3521 | 4 | 52.2817 | 52.2817 | 0 | 6 | 0 | 0 | 4 | 0 | 0 | 0 | 6 | 0 | 10.4563 | 0.0040217 | 1 | 0.5 | 0 | 8.2745 | 0 | 8.2745 | 53.3487 | 0 | 3.0537 | 0.002349 | 1 | 0.5 | 0 | 4.1373 | 0 | 4.1373
2007-04-05 16:00 | 4 | 5 | 16 | 95 | 2272 | 42.08 | 20.3277 | 0 | Heating | 20.3277 | 4 | 16.2621 | 16.2621 | 0 | 6 | 0 | 0 | 4 | 0 | 0 | 0 | 6 | 0 | 3.2524 | 0.0012509 | 1 | 0.5 | 0 | 8.2745 | 0 | 8.2745 | 16.594 | 0 | 0.94986 | 0.00073066 | 1 | 0.5 | 0 | 4.1373 | 0 | 4.1373
2007-04-05 17:00 | 4 | 5 | 17 | 95 | 2273 | 42.08 | 48.1014 | 0 | Heating | 48.1014 | 4 | 38.4811 | 38.4811 | 0 | 6 | 0 | 0 | 4 | 0 | 0 | 0 | 6 | 0 | 7.6962 | 0.0029601 | 1 | 0.5 | 0 | 8.2745 | 0 | 8.2745 | 39.2664 | 0 | 2.2476 | 0.001729 | 1 | 0.5 | 0 | 4.1373 | 0 | 4.1373
2007-04-05 18:00 | 4 | 5 | 18 | 95 | 2274 | 39.02 | 158.7948 | 0 | Heating | 158.7948 | 4 | 127.0359 | 127.0359 | 0 | 6 | 0 | 0 | 4 | 0 | 0 | 0 | 6 | 0 | 25.4072 | 0.009772 | 1 | 0.5 | 0 | 8.2745 | 0 | 8.2745 | 129.6284 | 0 | 7.4201 | 0.0057077 | 1 | 0.5 | 0 | 4.1373 | 0 | 4.1373
2007-04-05 19:00 | 4 | 5 | 19 | 95 | 2275 | 37.04 | 282.9231 | 0 | Heating | 282.9231 | 4 | 226.3385 | 226.3385 | 0 | 6 | 0 | 0 | 4 | 0 | 0 | 0 | 6 | 0 | 45.2677 | 0.017411 | 1 | 0.5 | 0 | 8.2745 | 0 | 8.2745 | 230.9576 | 0 | 13.2202 | 0.010169 | 1 | 0.5 | 0 | 4.1373 | 0 | 4.1373
2007-04-05 20:00 | 4 | 5 | 20 | 95 | 2276 | 37.04 | 359.9274 | 0 | Heating | 359.9274 | 4 | 287.9419 | 287.9419 | 0 | 6 | 0 | 0 | 4 | 0 | 0 | 0 | 6 | 0 | 57.5884 | 0.022149 | 1 | 0.5 | 0 | 8.2745 | 0 | 8.2745 | 293.8183 | 0 | 16.8184 | 0.012937 | 1 | 0.5 | 0 | 4.1373 | 0 | 4.1373
2007-04-05 21:00 | 4 | 5 | 21 | 95 | 2277 | 37.04 | 362.4444 | 0 | Heating | 362.4444 | 4 | 289.9555 | 289.9555 | 0 | 6 | 0 | 0 | 4 | 0 | 0 | 0 | 6 | 0 | 57.9911 | 0.022304 | 1 | 0.5 | 0 | 8.2745 | 0 | 8.2745 | 295.873 | 0 | 16.9361 | 0.013028 | 1 | 0.5 | 0 | 4.1373 | 0 | 4.1373
2007-04-05 22:00 | 4 | 5 | 22 | 95 | 2278 | 37.04 | 362.6513 | 0 | Heating | 362.6513 | 4 | 290.121 | 290.121 | 0 | 6 | 0 | 0 | 4 | 0 | 0 | 0 | 6 | 0 | 58.0242 | 0.022317 | 1 | 0.5 | 0 | 8.2745 | 0 | 8.2745 | 296.0419 | 0 | 16.9457 | 0.013035 | 1 | 0.5 | 0 | 4.1373 | 0 | 4.1373
2007-04-05 23:00 | 4 | 5 | 23 | 95 | 2279 | 37.04 | 431.5742 | 0 | Heating | 431.5742 | 4 | 345.2593 | 345.2593 | 0 | 6 | 0 | 0 | 4 | 0 | 0 | 0 | 6 | 0 | 69.0519 | 0.026558 | 1 | 0.5 | 0 | 8.2745 | 0 | 8.2745 | 352.3055 | 0 | 20.1663 | 0.015513 | 1 | 0.5 | 0 | 4.1373 | 0 | 4.1373
2007-04-06 | 4 | 6 | 0 | 96 | 2280 | 37.04 | 309.8131 | 0 | Heating | 309.8131 | 4 | 247.8505 | 247.8505 | 0 | 6 | 0 | 0 | 4 | 0 | 0 | 0 | 6 | 0 | 49.5701 | 0.019065 | 1 | 0.5 | 0 | 8.2745 | 0 | 8.2745 | 252.9087 | 0 | 14.4767 | 0.011136 | 1 | 0.5 | 0 | 4.1373 | 0 | 4.1373
2007-04-06 01:00 | 4 | 6 | 1 | 96 | 2281 | 35.96 | 222.1616 | 0 | Heating | 222.1616 | 4 | 177.7293 | 177.7293 | 0 | 6 | 0 | 0 | 4 | 0 | 0 | 0 | 6 | 0 | 35.5459 | 0.013671 | 1 | 0.5 | 0 | 8.2745 | 0 | 8.2745 | 181.3564 | 0 | 10.381 | 0.0079854 | 1 | 0.5 | 0 | 4.1373 | 0 | 4.1373
2007-04-06 02:00 | 4 | 6 | 2 | 96 | 2282 | 35.96 | 217.0623 | 0 | Heating | 217.0623 | 4 | 173.6498 | 173.6498 | 0 | 6 | 0 | 0 | 4 | 0 | 0 | 0 | 6 | 0 | 34.73 | 0.013358 | 1 | 0.5 | 0 | 8.2745 | 0 | 8.2745 | 177.1937 | 0 | 10.1427 | 0.0078021 | 1 | 0.5 | 0 | 4.1373 | 0 | 4.1373
2007-04-06 03:00 | 4 | 6 | 3 | 96 | 2283 | 33.98 | 218.0682 | 0 | Heating | 218.0682 | 4 | 174.4546 | 174.4546 | 0 | 6 | 0 | 0 | 4 | 0 | 0 | 0 | 6 | 0 | 34.8909 | 0.01342 | 1 | 0.5 | 0 | 8.2745 | 0 | 8.2745 | 178.0149 | 0 | 10.1897 | 0.0078383 | 1 | 0.5 | 0 | 4.1373 | 0 | 4.1373
2007-04-06 04:00 | 4 | 6 | 4 | 96 | 2284 | 33.98 | 229.3246 | 0 | Heating | 229.3246 | 4 | 183.4597 | 183.4597 | 0 | 6 | 0 | 0 | 4 | 0 | 0 | 0 | 6 | 0 | 36.6919 | 0.014112 | 1 | 0.5 | 0 | 8.2745 | 0 | 8.2745 | 187.2038 | 0 | 10.7157 | 0.0082429 | 1 | 0.5 | 0 | 4.1373 | 0 | 4.1373
2007-04-06 05:00 | 4 | 6 | 5 | 96 | 2285 | 33.98 | 320.8573 | 0 | Heating | 320.8573 | 4 | 256.6859 | 256.6859 | 0 | 6 | 0 | 0 | 4 | 0 | 0 | 0 | 6 | 0 | 51.3372 | 0.019745 | 1 | 0.5 | 0 | 8.2745 | 0 | 8.2745 | 261.9243 | 0 | 14.9928 | 0.011533 | 1 | 0.5 | 0 | 4.1373 | 0 | 4.1373
2007-04-06 06:00 | 4 | 6 | 6 | 96 | 2286 | 28.94 | 1424.1908 | 0 | Heating | 1424.1908 | 4 | 1139.3526 | 1139.3526 | 0 | 6 | 0 | 0 | 4 | 0 | 0 | 0 | 6 | 0 | 227.8705 | 0.087643 | 1 | 0.5 | 0 | 8.2745 | 0 | 8.2745 | 1162.6047 | 0 | 66.5486 | 0.051191 | 1 | 0.5 | 0 | 4.1373 | 0 | 4.1373
2007-04-06 07:00 | 4 | 6 | 7 | 96 | 2287 | 33.98 | 1448.3602 | 0 | Heating | 1448.3602 | 4 | 1158.6881 | 1158.6881 | 0 | 6 | 0 | 0 | 4 | 0 | 0 | 0 | 6 | 0 | 231.7376 | 0.08913 | 1 | 0.5 | 0 | 8.2745 | 0 | 8.2745 | 1182.3348 | 0 | 67.678 | 0.05206 | 1 | 0.5 | 0 | 4.1373 | 0 | 4.1373
2007-04-06 08:00 | 4 | 6 | 8 | 96 | 2288 | 33.98 | 1479.5148 | 0 | Heating | 1479.5148 | 4 | 1183.6119 | 1183.6119 | 0 | 6 | 0 | 0 | 4 | 0 | 0 | 0 | 6 | 0 | 236.7224 | 0.091047 | 1 | 0.5 | 0 | 8.2745 | 0 | 8.2745 | 1207.7672 | 0 | 69.1338 | 0.05318 | 1 | 0.5 | 0 | 4.1373 | 0 | 4.1373
2007-04-06 09:00 | 4 | 6 | 9 | 96 | 2289 | 37.94 | 1259.2789 | 0 | Heating | 1259.2789 | 4 | 1007.4231 | 1007.4231 | 0 | 6 | 0 | 0 | 4 | 0 | 0 | 0 | 6 | 0 | 201.4846 | 0.077494 | 1 | 0.5 | 0 | 8.2745 | 0 | 8.2745 | 1027.9828 | 0 | 58.8427 | 0.045264 | 1 | 0.5 | 0 | 4.1373 | 0 | 4.1373
2007-04-06 10:00 | 4 | 6 | 10 | 96 | 2290 | 41 | 1098.3582 | 0 | Heating | 1098.3582 | 4 | 878.6866 | 878.6866 | 0 | 6 | 0 | 0 | 4 | 0 | 0 | 0 | 6 | 0 | 175.7373 | 0.067591 | 1 | 0.5 | 0 | 8.2745 | 0 | 8.2745 | 896.6189 | 0 | 51.3234 | 0.03948 | 1 | 0.5 | 0 | 4.1373 | 0 | 4.1373
2007-04-06 11:00 | 4 | 6 | 11 | 96 | 2291 | 41 | 969.5395 | 0 | Heating | 969.5395 | 4 | 775.6316 | 775.6316 | 0 | 6 | 0 | 0 | 4 | 0 | 0 | 0 | 6 | 0 | 155.1263 | 0.059664 | 1 | 0.5 | 0 | 8.2745 | 0 | 8.2745 | 791.4608 | 0 | 45.304 | 0.034849 | 1 | 0.5 | 0 | 4.1373 | 0 | 4.1373
2007-04-06 12:00 | 4 | 6 | 12 | 96 | 2292 | 46.94 | 854.1276 | 0 | Heating | 854.1276 | 4 | 683.3021 | 683.3021 | 0 | 6 | 0 | 0 | 4 | 0 | 0 | 0 | 6 | 0 | 136.6604 | 0.052562 | 1 | 0.5 | 0 | 8.2745 | 0 | 8.2745 | 697.247 | 0 | 39.9111 | 0.030701 | 1 | 0.5 | 0 | 4.1373 | 0 | 4.1373
2007-04-06 13:00 | 4 | 6 | 13 | 96 | 2293 | 50 | 832.1706 | 0 | Heating | 832.1706 | 4 | 665.7365 | 665.7365 | 0 | 6 | 0 | 0 | 4 | 0 | 0 | 0 | 6 | 0 | 133.1473 | 0.051211 | 1 | 0.5 | 0 | 8.2745 | 0 | 8.2745 | 679.323 | 0 | 38.8851 | 0.029912 | 1 | 0.5 | 0 | 4.1373 | 0 | 4.1373
2007-04-06 14:00 | 4 | 6 | 14 | 96 | 2294 | 50 | 905.2454 | 0 | Heating | 905.2454 | 4 | 724.1963 | 724.1963 | 0 | 6 | 0 | 0 | 4 | 0 | 0 | 0 | 6 | 0 | 144.8393 | 0.055707 | 1 | 0.5 | 0 | 8.2745 | 0 | 8.2745 | 738.9759 | 0 | 42.2997 | 0.032538 | 1 | 0.5 | 0 | 4.1373 | 0 | 4.1373
2007-04-06 15:00 | 4 | 6 | 15 | 96 | 2295 | 53.96 | 915.092 | 0 | Heating | 915.092 | 4 | 732.0736 | 732.0736 | 0 | 6 | 0 | 0 | 4 | 0 | 0 | 0 | 6 | 0 | 146.4147 | 0.056313 | 1 | 0.5 | 0 | 8.2745 | 0 | 8.2745 | 747.0139 | 0 | 42.7598 | 0.032892 | 1 | 0.5 | 0 | 4.1373 | 0 | 4.1373
2007-04-06 16:00 | 4 | 6 | 16 | 96 | 2296 | 55.04 | 1006.1634 | 0 | Heating | 1006.1634 | 4 | 804.9307 | 804.9307 | 0 | 6 | 0 | 0 | 4 | 0 | 0 | 0 | 6 | 0 | 160.9861 | 0.061918 | 1 | 0.5 | 0 | 8.2745 | 0 | 8.2745 | 821.3579 | 0 | 47.0153 | 0.036166 | 1 | 0.5 | 0 | 4.1373 | 0 | 4.1373
2007-04-06 17:00 | 4 | 6 | 17 | 96 | 2297 | 55.04 | 1107.762 | 0 | Heating | 1107.762 | 4 | 886.2096 | 886.2096 | 0 | 6 | 0 | 0 | 4 | 0 | 0 | 0 | 6 | 0 | 177.2419 | 0.06817 | 1 | 0.5 | 0 | 8.2745 | 0 | 8.2745 | 904.2955 | 0 | 51.7628 | 0.039818 | 1 | 0.5 | 0 | 4.1373 | 0 | 4.1373
2007-04-06 18:00 | 4 | 6 | 18 | 96 | 2298 | 51.08 | 1261.8643 | 0 | Heating | 1261.8643 | 4 | 1009.4914 | 1009.4914 | 0 | 6 | 0 | 0 | 4 | 0 | 0 | 0 | 6 | 0 | 201.8983 | 0.077653 | 1 | 0.5 | 0 | 8.2745 | 0 | 8.2745 | 1030.0933 | 0 | 58.9636 | 0.045357 | 1 | 0.5 | 0 | 4.1373 | 0 | 4.1373
2007-04-06 19:00 | 4 | 6 | 19 | 96 | 2299 | 46.94 | 1448.2241 | 0 | Heating | 1448.2241 | 4 | 1158.5793 | 1158.5793 | 0 | 6 | 0 | 0 | 4 | 0 | 0 | 0 | 6 | 0 | 231.7159 | 0.089121 | 1 | 0.5 | 0 | 8.2745 | 0 | 8.2745 | 1182.2238 | 0 | 67.6717 | 0.052055 | 1 | 0.5 | 0 | 4.1373 | 0 | 4.1373
2007-04-06 20:00 | 4 | 6 | 20 | 96 | 2300 | 46.94 | 1503.0732 | 0 | Heating | 1503.0732 | 4 | 1202.4585 | 1202.4585 | 0 | 6 | 0 | 0 | 4 | 0 | 0 | 0 | 6 | 0 | 240.4917 | 0.092497 | 1 | 0.5 | 0 | 8.2745 | 0 | 8.2745 | 1226.9985 | 0 | 70.2346 | 0.054027 | 1 | 0.5 | 0 | 4.1373 | 0 | 4.1373
2007-04-06 21:00 | 4 | 6 | 21 | 96 | 2301 | 44.06 | 1596.9114 | 0 | Heating | 1596.9114 | 4 | 1277.5291 | 1277.5291 | 0 | 6 | 0 | 0 | 4 | 0 | 0 | 0 | 6 | 0 | 255.5058 | 0.098271 | 1 | 0.5 | 0 | 8.2745 | 0 | 8.2745 | 1303.6011 | 0 | 74.6194 | 0.0574 | 1 | 0.5 | 0 | 4.1373 | 0 | 4.1373
2007-04-06 22:00 | 4 | 6 | 22 | 96 | 2302 | 37.04 | 945.8694 | 0 | Heating | 945.8694 | 4 | 756.6955 | 756.6955 | 0 | 6 | 0 | 0 | 4 | 0 | 0 | 0 | 6 | 0 | 151.3391 | 0.058207 | 1 | 0.5 | 0 | 8.2745 | 0 | 8.2745 | 772.1383 | 0 | 44.198 | 0.033998 | 1 | 0.5 | 0 | 4.1373 | 0 | 4.1373
2007-04-06 23:00 | 4 | 6 | 23 | 96 | 2303 | 37.04 | 970.3713 | 0 | Heating | 970.3713 | 4 | 776.297 | 776.297 | 0 | 6 | 0 | 0 | 4 | 0 | 0 | 0 | 6 | 0 | 155.2594 | 0.059715 | 1 | 0.5 | 0 | 8.2745 | 0 | 8.2745 | 792.1398 | 0 | 45.3429 | 0.034879 | 1 | 0.5 | 0 | 4.1373 | 0 | 4.1373
2007-04-07 | 4 | 7 | 0 | 97 | 2304 | 35.06 | 759.08 | 0 | Heating | 759.08 | 4 | 607.264 | 607.264 | 0 | 6 | 0 | 0 | 4 | 0 | 0 | 0 | 6 | 0 | 121.4528 | 0.046713 | 1 | 0.5 | 0 | 8.2745 | 0 | 8.2745 | 619.6572 | 0 | 35.4698 | 0.027284 | 1 | 0.5 | 0 | 4.1373 | 0 | 4.1373
2007-04-07 01:00 | 4 | 7 | 1 | 97 | 2305 | 35.06 | 738.0159 | 0 | Heating | 738.0159 | 4 | 590.4127 | 590.4127 | 0 | 6 | 0 | 0 | 4 | 0 | 0 | 0 | 6 | 0 | 118.0825 | 0.045416 | 1 | 0.5 | 0 | 8.2745 | 0 | 8.2745 | 602.4619 | 0 | 34.4855 | 0.026527 | 1 | 0.5 | 0 | 4.1373 | 0 | 4.1373
2007-04-07 02:00 | 4 | 7 | 2 | 97 | 2306 | 35.06 | 805.5106 | 0 | Heating | 805.5106 | 4 | 644.4085 | 644.4085 | 0 | 6 | 0 | 0 | 4 | 0 | 0 | 0 | 6 | 0 | 128.8817 | 0.04957 | 1 | 0.5 | 0 | 8.2745 | 0 | 8.2745 | 657.5597 | 0 | 37.6394 | 0.028953 | 1 | 0.5 | 0 | 4.1373 | 0 | 4.1373
2007-04-07 03:00 | 4 | 7 | 3 | 97 | 2307 | 32 | 828.3903 | 0 | Heating | 828.3903 | 4 | 662.7122 | 662.7122 | 0 | 6 | 0 | 0 | 4 | 0 | 0 | 0 | 6 | 0 | 132.5424 | 0.050978 | 1 | 0.5 | 0 | 8.2745 | 0 | 8.2745 | 676.237 | 0 | 38.7085 | 0.029776 | 1 | 0.5 | 0 | 4.1373 | 0 | 4.1373
2007-04-07 04:00 | 4 | 7 | 4 | 97 | 2308 | 30.92 | 839.9551 | 0 | Heating | 839.9551 | 4 | 671.9641 | 671.9641 | 0 | 6 | 0 | 0 | 4 | 0 | 0 | 0 | 6 | 0 | 134.3928 | 0.05169 | 1 | 0.5 | 0 | 8.2745 | 0 | 8.2745 | 685.6777 | 0 | 39.2489 | 0.030191 | 1 | 0.5 | 0 | 4.1373 | 0 | 4.1373
2007-04-07 05:00 | 4 | 7 | 5 | 97 | 2309 | 30.92 | 948.8828 | 0 | Heating | 948.8828 | 4 | 759.1062 | 759.1062 | 0 | 6 | 0 | 0 | 4 | 0 | 0 | 0 | 6 | 0 | 151.8212 | 0.058393 | 1 | 0.5 | 0 | 8.2745 | 0 | 8.2745 | 774.5982 | 0 | 44.3388 | 0.034107 | 1 | 0.5 | 0 | 4.1373 | 0 | 4.1373
2007-04-07 06:00 | 4 | 7 | 6 | 97 | 2310 | 30.02 | 1043.9542 | 0 | Heating | 1043.9542 | 4 | 835.1634 | 835.1634 | 0 | 6 | 0 | 0 | 4 | 0 | 0 | 0 | 6 | 0 | 167.0327 | 0.064243 | 1 | 0.5 | 0 | 8.2745 | 0 | 8.2745 | 852.2075 | 0 | 48.7812 | 0.037524 | 1 | 0.5 | 0 | 4.1373 | 0 | 4.1373
2007-04-07 07:00 | 4 | 7 | 7 | 97 | 2311 | 35.06 | 1369.7377 | 0 | Heating | 1369.7377 | 4 | 1095.7902 | 1095.7902 | 0 | 6 | 0 | 0 | 4 | 0 | 0 | 0 | 6 | 0 | 219.158 | 0.084292 | 1 | 0.5 | 0 | 8.2745 | 0 | 8.2745 | 1118.1532 | 0 | 64.0042 | 0.049234 | 1 | 0.5 | 0 | 4.1373 | 0 | 4.1373
2007-04-07 08:00 | 4 | 7 | 8 | 97 | 2312 | 35.06 | 3018.4221 | 0 | Heating | 3018.4221 | 4 | 2414.7377 | 2414.7377 | 0 | 6 | 0 | 0 | 4 | 0 | 0 | 0 | 6 | 0 | 482.9475 | 0.18575 | 1 | 0.5 | 0 | 8.2745 | 0 | 8.2745 | 2464.0181 | 0 | 141.0428 | 0.10849 | 1 | 0.5 | 0 | 4.1373 | 0 | 4.1373
2007-04-07 09:00 | 4 | 7 | 9 | 97 | 2313 | 44.06 | 2471.4668 | 0 | Heating | 2471.4668 | 4 | 1977.1735 | 1977.1735 | 0 | 6 | 0 | 0 | 4 | 0 | 0 | 0 | 6 | 0 | 395.4347 | 0.15209 | 1 | 0.5 | 0 | 8.2745 | 0 | 8.2745 | 2017.5239 | 0 | 115.4851 | 0.088835 | 1 | 0.5 | 0 | 4.1373 | 0 | 4.1373
2007-04-07 10:00 | 4 | 7 | 10 | 97 | 2314 | 48.92 | 2127.8863 | 0 | Heating | 2127.8863 | 4 | 1702.309 | 1702.309 | 0 | 6 | 0 | 0 | 4 | 0 | 0 | 0 | 6 | 0 | 340.4618 | 0.13095 | 1 | 0.5 | 0 | 8.2745 | 0 | 8.2745 | 1737.05 | 0 | 99.4305 | 0.076485 | 1 | 0.5 | 0 | 4.1373 | 0 | 4.1373
2007-04-07 11:00 | 4 | 7 | 11 | 97 | 2315 | 48.92 | 1957.1844 | 0 | Heating | 1957.1844 | 4 | 1565.7475 | 1565.7475 | 0 | 6 | 0 | 0 | 4 | 0 | 0 | 0 | 6 | 0 | 313.1495 | 0.12044 | 1 | 0.5 | 0 | 8.2745 | 0 | 8.2745 | 1597.7015 | 0 | 91.454 | 0.070349 | 1 | 0.5 | 0 | 4.1373 | 0 | 4.1373
2007-04-07 12:00 | 4 | 7 | 12 | 97 | 2316 | 53.96 | 1746.7183 | 0 | Heating | 1746.7183 | 4 | 1397.3747 | 1397.3747 | 0 | 6 | 0 | 0 | 4 | 0 | 0 | 0 | 6 | 0 | 279.4749 | 0.10749 | 1 | 0.5 | 0 | 8.2745 | 0 | 8.2745 | 1425.8925 | 0 | 81.6195 | 0.062784 | 1 | 0.5 | 0 | 4.1373 | 0 | 4.1373
2007-04-07 13:00 | 4 | 7 | 13 | 97 | 2317 | 55.04 | 1626.7562 | 0 | Heating | 1626.7562 | 4 | 1301.405 | 1301.405 | 0 | 6 | 0 | 0 | 4 | 0 | 0 | 0 | 6 | 0 | 260.281 | 0.10011 | 1 | 0.5 | 0 | 8.2745 | 0 | 8.2745 | 1327.9643 | 0 | 76.014 | 0.058472 | 1 | 0.5 | 0 | 4.1373 | 0 | 4.1373
2007-04-07 14:00 | 4 | 7 | 14 | 97 | 2318 | 55.04 | 1566.5415 | 0 | Heating | 1566.5415 | 4 | 1253.2332 | 1253.2332 | 0 | 6 | 0 | 0 | 4 | 0 | 0 | 0 | 6 | 0 | 250.6466 | 0.096403 | 1 | 0.5 | 0 | 8.2745 | 0 | 8.2745 | 1278.8094 | 0 | 73.2003 | 0.056308 | 1 | 0.5 | 0 | 4.1373 | 0 | 4.1373
2007-04-07 15:00 | 4 | 7 | 15 | 97 | 2319 | 53.96 | 1492.4376 | 0 | Heating | 1492.4376 | 4 | 1193.95 | 1193.95 | 0 | 6 | 0 | 0 | 4 | 0 | 0 | 0 | 6 | 0 | 238.79 | 0.091842 | 1 | 0.5 | 0 | 8.2745 | 0 | 8.2745 | 1218.3164 | 0 | 69.7376 | 0.053644 | 1 | 0.5 | 0 | 4.1373 | 0 | 4.1373
2007-04-07 16:00 | 4 | 7 | 16 | 97 | 2320 | 53.96 | 1489.3466 | 0 | Heating | 1489.3466 | 4 | 1191.4773 | 1191.4773 | 0 | 6 | 0 | 0 | 4 | 0 | 0 | 0 | 6 | 0 | 238.2955 | 0.091652 | 1 | 0.5 | 0 | 8.2745 | 0 | 8.2745 | 1215.7931 | 0 | 69.5932 | 0.053533 | 1 | 0.5 | 0 | 4.1373 | 0 | 4.1373
2007-04-07 17:00 | 4 | 7 | 17 | 97 | 2321 | 53.96 | 1783.5897 | 0 | Heating | 1783.5897 | 4 | 1426.8717 | 1426.8717 | 0 | 6 | 0 | 0 | 4 | 0 | 0 | 0 | 6 | 0 | 285.3743 | 0.10976 | 1 | 0.5 | 0 | 8.2745 | 0 | 8.2745 | 1455.9916 | 0 | 83.3424 | 0.06411 | 1 | 0.5 | 0 | 4.1373 | 0 | 4.1373
2007-04-07 18:00 | 4 | 7 | 18 | 97 | 2322 | 53.06 | 1950.3313 | 0 | Heating | 1950.3313 | 4 | 1560.2651 | 1560.2651 | 0 | 6 | 0 | 0 | 4 | 0 | 0 | 0 | 6 | 0 | 312.053 | 0.12002 | 1 | 0.5 | 0 | 8.2745 | 0 | 8.2745 | 1592.1072 | 0 | 91.1338 | 0.070103 | 1 | 0.5 | 0 | 4.1373 | 0 | 4.1373
2007-04-07 19:00 | 4 | 7 | 19 | 97 | 2323 | 50 | 1174.1921 | 0 | Heating | 1174.1921 | 4 | 939.3537 | 939.3537 | 0 | 6 | 0 | 0 | 4 | 0 | 0 | 0 | 6 | 0 | 187.8707 | 0.072258 | 1 | 0.5 | 0 | 8.2745 | 0 | 8.2745 | 958.5242 | 0 | 54.8669 | 0.042205 | 1 | 0.5 | 0 | 4.1373 | 0 | 4.1373
2007-04-07 20:00 | 4 | 7 | 20 | 97 | 2324 | 50 | 1186.2855 | 0 | Heating | 1186.2855 | 4 | 949.0284 | 949.0284 | 0 | 6 | 0 | 0 | 4 | 0 | 0 | 0 | 6 | 0 | 189.8057 | 0.073002 | 1 | 0.5 | 0 | 8.2745 | 0 | 8.2745 | 968.3963 | 0 | 55.432 | 0.04264 | 1 | 0.5 | 0 | 4.1373 | 0 | 4.1373
2007-04-07 21:00 | 4 | 7 | 21 | 97 | 2325 | 46.94 | 1204.3865 | 0 | Heating | 1204.3865 | 4 | 963.5092 | 963.5092 | 0 | 6 | 0 | 0 | 4 | 0 | 0 | 0 | 6 | 0 | 192.7018 | 0.074116 | 1 | 0.5 | 0 | 8.2745 | 0 | 8.2745 | 983.1726 | 0 | 56.2778 | 0.043291 | 1 | 0.5 | 0 | 4.1373 | 0 | 4.1373
2007-04-07 22:00 | 4 | 7 | 22 | 97 | 2326 | 44.96 | 1178.8278 | 0 | Heating | 1178.8278 | 4 | 943.0622 | 943.0622 | 0 | 6 | 0 | 0 | 4 | 0 | 0 | 0 | 6 | 0 | 188.6124 | 0.072543 | 1 | 0.5 | 0 | 8.2745 | 0 | 8.2745 | 962.3084 | 0 | 55.0835 | 0.042372 | 1 | 0.5 | 0 | 4.1373 | 0 | 4.1373
2007-04-07 23:00 | 4 | 7 | 23 | 97 | 2327 | 44.06 | 1215.3765 | 0 | Heating | 1215.3765 | 4 | 972.3012 | 972.3012 | 0 | 6 | 0 | 0 | 4 | 0 | 0 | 0 | 6 | 0 | 194.4602 | 0.074792 | 1 | 0.5 | 0 | 8.2745 | 0 | 8.2745 | 992.1441 | 0 | 56.7913 | 0.043686 | 1 | 0.5 | 0 | 4.1373 | 0 | 4.1373
2007-04-08 | 4 | 8 | 0 | 98 | 2328 | 42.08 | 998.5638 | 0 | Heating | 998.5638 | 4 | 798.851 | 798.851 | 0 | 6 | 0 | 0 | 4 | 0 | 0 | 0 | 6 | 0 | 159.7702 | 0.06145 | 1 | 0.5 | 0 | 8.2745 | 0 | 8.2745 | 815.1541 | 0 | 46.6602 | 0.035892 | 1 | 0.5 | 0 | 4.1373 | 0 | 4.1373
2007-04-08 01:00 | 4 | 8 | 1 | 98 | 2329 | 42.08 | 977.8364 | 0 | Heating | 977.8364 | 4 | 782.2691 | 782.2691 | 0 | 6 | 0 | 0 | 4 | 0 | 0 | 0 | 6 | 0 | 156.4538 | 0.060175 | 1 | 0.5 | 0 | 8.2745 | 0 | 8.2745 | 798.2338 | 0 | 45.6917 | 0.035147 | 1 | 0.5 | 0 | 4.1373 | 0 | 4.1373
2007-04-08 02:00 | 4 | 8 | 2 | 98 | 2330 | 42.08 | 1030.7854 | 0 | Heating | 1030.7854 | 4 | 824.6283 | 824.6283 | 0 | 6 | 0 | 0 | 4 | 0 | 0 | 0 | 6 | 0 | 164.9257 | 0.063433 | 1 | 0.5 | 0 | 8.2745 | 0 | 8.2745 | 841.4575 | 0 | 48.1659 | 0.037051 | 1 | 0.5 | 0 | 4.1373 | 0 | 4.1373
2007-04-08 03:00 | 4 | 8 | 3 | 98 | 2331 | 46.04 | 1071.7955 | 0 | Heating | 1071.7955 | 4 | 857.4364 | 857.4364 | 0 | 6 | 0 | 0 | 4 | 0 | 0 | 0 | 6 | 0 | 171.4873 | 0.065957 | 1 | 0.5 | 0 | 8.2745 | 0 | 8.2745 | 874.9351 | 0 | 50.0821 | 0.038525 | 1 | 0.5 | 0 | 4.1373 | 0 | 4.1373
2007-04-08 04:00 | 4 | 8 | 4 | 98 | 2332 | 46.4 | 1111.0294 | 0 | Heating | 1111.0294 | 4 | 888.8235 | 888.8235 | 0 | 6 | 0 | 0 | 4 | 0 | 0 | 0 | 6 | 0 | 177.7647 | 0.068371 | 1 | 0.5 | 0 | 8.2745 | 0 | 8.2745 | 906.9628 | 0 | 51.9154 | 0.039935 | 1 | 0.5 | 0 | 4.1373 | 0 | 4.1373
2007-04-08 05:00 | 4 | 8 | 5 | 98 | 2333 | 46.94 | 1255.0642 | 0 | Heating | 1255.0642 | 4 | 1004.0513 | 1004.0513 | 0 | 6 | 0 | 0 | 4 | 0 | 0 | 0 | 6 | 0 | 200.8103 | 0.077235 | 1 | 0.5 | 0 | 8.2745 | 0 | 8.2745 | 1024.5422 | 0 | 58.6458 | 0.045112 | 1 | 0.5 | 0 | 4.1373 | 0 | 4.1373
2007-04-08 06:00 | 4 | 8 | 6 | 98 | 2334 | 46.94 | 3218.5793 | 0 | Heating | 3218.5793 | 4 | 2574.8635 | 2574.8635 | 0 | 6 | 0 | 0 | 4 | 0 | 0 | 0 | 6 | 0 | 514.9727 | 0.19807 | 1 | 0.5 | 0 | 8.2745 | 0 | 8.2745 | 2627.4117 | 0 | 150.3956 | 0.11569 | 1 | 0.5 | 0 | 4.1373 | 0 | 4.1373
2007-04-08 07:00 | 4 | 8 | 7 | 98 | 2335 | 48.02 | 2865.0964 | 0 | Heating | 2865.0964 | 4 | 2292.0771 | 2292.0771 | 0 | 6 | 0 | 0 | 4 | 0 | 0 | 0 | 6 | 0 | 458.4154 | 0.17631 | 1 | 0.5 | 0 | 8.2745 | 0 | 8.2745 | 2338.8542 | 0 | 133.8783 | 0.10298 | 1 | 0.5 | 0 | 4.1373 | 0 | 4.1373
2007-04-08 08:00 | 4 | 8 | 8 | 98 | 2336 | 48.02 | 2489.808 | 0 | Heating | 2489.808 | 4 | 1991.8464 | 1991.8464 | 0 | 6 | 0 | 0 | 4 | 0 | 0 | 0 | 6 | 0 | 398.3693 | 0.15322 | 1 | 0.5 | 0 | 8.2745 | 0 | 8.2745 | 2032.4963 | 0 | 116.3421 | 0.089494 | 1 | 0.5 | 0 | 4.1373 | 0 | 4.1373
2007-04-08 09:00 | 4 | 8 | 9 | 98 | 2337 | 51.08 | 1962.6717 | 0 | Heating | 1962.6717 | 4 | 1570.1374 | 1570.1374 | 0 | 6 | 0 | 0 | 4 | 0 | 0 | 0 | 6 | 0 | 314.0275 | 0.12078 | 1 | 0.5 | 0 | 8.2745 | 0 | 8.2745 | 1602.181 | 0 | 91.7104 | 0.070546 | 1 | 0.5 | 0 | 4.1373 | 0 | 4.1373
2007-04-08 10:00 | 4 | 8 | 10 | 98 | 2338 | 55.04 | 1530.4693 | 0 | Heating | 1530.4693 | 4 | 1224.3755 | 1224.3755 | 0 | 6 | 0 | 0 | 4 | 0 | 0 | 0 | 6 | 0 | 244.8751 | 0.094183 | 1 | 0.5 | 0 | 8.2745 | 0 | 8.2745 | 1249.3627 | 0 | 71.5148 | 0.055011 | 1 | 0.5 | 0 | 4.1373 | 0 | 4.1373
2007-04-08 11:00 | 4 | 8 | 11 | 98 | 2339 | 55.94 | 1210.7919 | 0 | Heating | 1210.7919 | 4 | 968.6335 | 968.6335 | 0 | 6 | 0 | 0 | 4 | 0 | 0 | 0 | 6 | 0 | 193.7267 | 0.07451 | 1 | 0.5 | 0 | 8.2745 | 0 | 8.2745 | 988.4016 | 0 | 56.5771 | 0.043521 | 1 | 0.5 | 0 | 4.1373 | 0 | 4.1373
2007-04-08 12:00 | 4 | 8 | 12 | 98 | 2340 | 59 | 921.1059 | 0 | Heating | 921.1059 | 4 | 736.8847 | 736.8847 | 0 | 6 | 0 | 0 | 4 | 0 | 0 | 0 | 6 | 0 | 147.3769 | 0.056683 | 1 | 0.5 | 0 | 8.2745 | 0 | 8.2745 | 751.9232 | 0 | 43.0408 | 0.033108 | 1 | 0.5 | 0 | 4.1373 | 0 | 4.1373
2007-04-08 13:00 | 4 | 8 | 13 | 98 | 2341 | 60.08 | 707.8085 | 0 | Heating | 707.8085 | 4 | 566.2468 | 566.2468 | 0 | 6 | 0 | 0 | 4 | 0 | 0 | 0 | 6 | 0 | 113.2494 | 0.043557 | 1 | 0.5 | 0 | 8.2745 | 0 | 8.2745 | 577.8028 | 0 | 33.074 | 0.025442 | 1 | 0.5 | 0 | 4.1373 | 0 | 4.1373
2007-04-08 14:00 | 4 | 8 | 14 | 98 | 2342 | 60.08 | 552.2663 | 0 | Heating | 552.2663 | 4 | 441.8131 | 441.8131 | 0 | 6 | 0 | 0 | 4 | 0 | 0 | 0 | 6 | 0 | 88.3626 | 0.033986 | 1 | 0.5 | 0 | 8.2745 | 0 | 8.2745 | 450.8297 | 0 | 25.8059 | 0.019851 | 1 | 0.5 | 0 | 4.1373 | 0 | 4.1373
2007-04-08 15:00 | 4 | 8 | 15 | 98 | 2343 | 51.98 | 451.6537 | 0 | Heating | 451.6537 | 4 | 361.323 | 361.323 | 0 | 6 | 0 | 0 | 4 | 0 | 0 | 0 | 6 | 0 | 72.2646 | 0.027794 | 1 | 0.5 | 0 | 8.2745 | 0 | 8.2745 | 368.6969 | 0 | 21.1046 | 0.016234 | 1 | 0.5 | 0 | 4.1373 | 0 | 4.1373
2007-04-08 16:00 | 4 | 8 | 16 | 98 | 2344 | 51.98 | 459.2497 | 0 | Heating | 459.2497 | 4 | 367.3997 | 367.3997 | 0 | 6 | 0 | 0 | 4 | 0 | 0 | 0 | 6 | 0 | 73.4799 | 0.028262 | 1 | 0.5 | 0 | 8.2745 | 0 | 8.2745 | 374.8977 | 0 | 21.4595 | 0.016507 | 1 | 0.5 | 0 | 4.1373 | 0 | 4.1373
2007-04-08 17:00 | 4 | 8 | 17 | 98 | 2345 | 51.98 | 460.2635 | 0 | Heating | 460.2635 | 4 | 368.2108 | 368.2108 | 0 | 6 | 0 | 0 | 4 | 0 | 0 | 0 | 6 | 0 | 73.6422 | 0.028324 | 1 | 0.5 | 0 | 8.2745 | 0 | 8.2745 | 375.7253 | 0 | 21.5069 | 0.016544 | 1 | 0.5 | 0 | 4.1373 | 0 | 4.1373
2007-04-08 18:00 | 4 | 8 | 18 | 98 | 2346 | 46.94 | 628.312 | 0 | Heating | 628.312 | 4 | 502.6496 | 502.6496 | 0 | 6 | 0 | 0 | 4 | 0 | 0 | 0 | 6 | 0 | 100.5299 | 0.038665 | 1 | 0.5 | 0 | 8.2745 | 0 | 8.2745 | 512.9078 | 0 | 29.3593 | 0.022584 | 1 | 0.5 | 0 | 4.1373 | 0 | 4.1373
2007-04-08 19:00 | 4 | 8 | 19 | 98 | 2347 | 42.98 | 894.7487 | 0 | Heating | 894.7487 | 4 | 715.7989 | 715.7989 | 0 | 6 | 0 | 0 | 4 | 0 | 0 | 0 | 6 | 0 | 143.1598 | 0.055061 | 1 | 0.5 | 0 | 8.2745 | 0 | 8.2745 | 730.4071 | 0 | 41.8092 | 0.032161 | 1 | 0.5 | 0 | 4.1373 | 0 | 4.1373
2007-04-08 20:00 | 4 | 8 | 20 | 98 | 2348 | 42.98 | 1150.9666 | 0 | Heating | 1150.9666 | 4 | 920.7733 | 920.7733 | 0 | 6 | 0 | 0 | 4 | 0 | 0 | 0 | 6 | 0 | 184.1547 | 0.070829 | 1 | 0.5 | 0 | 8.2745 | 0 | 8.2745 | 939.5646 | 0 | 53.7816 | 0.04137 | 1 | 0.5 | 0 | 4.1373 | 0 | 4.1373
2007-04-08 21:00 | 4 | 8 | 21 | 98 | 2349 | 42.98 | 875.6381 | 0 | Heating | 875.6381 | 4 | 700.5105 | 700.5105 | 0 | 6 | 0 | 0 | 4 | 0 | 0 | 0 | 6 | 0 | 140.1021 | 0.053885 | 1 | 0.5 | 0 | 8.2745 | 0 | 8.2745 | 714.8066 | 0 | 40.9162 | 0.031474 | 1 | 0.5 | 0 | 4.1373 | 0 | 4.1373
2007-04-08 22:00 | 4 | 8 | 22 | 98 | 2350 | 42.98 | 880.8574 | 0 | Heating | 880.8574 | 4 | 704.6859 | 704.6859 | 0 | 6 | 0 | 0 | 4 | 0 | 0 | 0 | 6 | 0 | 140.9372 | 0.054207 | 1 | 0.5 | 0 | 8.2745 | 0 | 8.2745 | 719.0673 | 0 | 41.1601 | 0.031662 | 1 | 0.5 | 0 | 4.1373 | 0 | 4.1373
2007-04-08 23:00 | 4 | 8 | 23 | 98 | 2351 | 42.98 | 941.0119 | 0 | Heating | 941.0119 | 4 | 752.8095 | 752.8095 | 0 | 6 | 0 | 0 | 4 | 0 | 0 | 0 | 6 | 0 | 150.5619 | 0.057908 | 1 | 0.5 | 0 | 8.2745 | 0 | 8.2745 | 768.173 | 0 | 43.971 | 0.033824 | 1 | 0.5 | 0 | 4.1373 | 0 | 4.1373
2007-04-09 | 4 | 9 | 0 | 99 | 2352 | 42.98 | 895.0302 | 0 | Heating | 895.0302 | 4 | 716.0241 | 716.0241 | 0 | 6 | 0 | 0 | 4 | 0 | 0 | 0 | 6 | 0 | 143.2048 | 0.055079 | 1 | 0.5 | 0 | 8.2745 | 0 | 8.2745 | 730.6369 | 0 | 41.8224 | 0.032171 | 1 | 0.5 | 0 | 4.1373 | 0 | 4.1373
2007-04-09 01:00 | 4 | 9 | 1 | 99 | 2353 | 42.98 | 683.2486 | 0 | Heating | 683.2486 | 4 | 546.5989 | 546.5989 | 0 | 6 | 0 | 0 | 4 | 0 | 0 | 0 | 6 | 0 | 109.3198 | 0.042046 | 1 | 0.5 | 0 | 8.2745 | 0 | 8.2745 | 557.754 | 0 | 31.9264 | 0.024559 | 1 | 0.5 | 0 | 4.1373 | 0 | 4.1373
2007-04-09 02:00 | 4 | 9 | 2 | 99 | 2354 | 42.98 | 757.1936 | 0 | Heating | 757.1936 | 4 | 605.7549 | 605.7549 | 0 | 6 | 0 | 0 | 4 | 0 | 0 | 0 | 6 | 0 | 121.151 | 0.046597 | 1 | 0.5 | 0 | 8.2745 | 0 | 8.2745 | 618.1172 | 0 | 35.3816 | 0.027217 | 1 | 0.5 | 0 | 4.1373 | 0 | 4.1373
2007-04-09 03:00 | 4 | 9 | 3 | 99 | 2355 | 41 | 758.781 | 0 | Heating | 758.781 | 4 | 607.0248 | 607.0248 | 0 | 6 | 0 | 0 | 4 | 0 | 0 | 0 | 6 | 0 | 121.405 | 0.046694 | 1 | 0.5 | 0 | 8.2745 | 0 | 8.2745 | 619.4131 | 0 | 35.4558 | 0.027274 | 1 | 0.5 | 0 | 4.1373 | 0 | 4.1373
2007-04-09 04:00 | 4 | 9 | 4 | 99 | 2356 | 39.92 | 770.9692 | 0 | Heating | 770.9692 | 4 | 616.7753 | 616.7753 | 0 | 6 | 0 | 0 | 4 | 0 | 0 | 0 | 6 | 0 | 123.3551 | 0.047444 | 1 | 0.5 | 0 | 8.2745 | 0 | 8.2745 | 629.3626 | 0 | 36.0253 | 0.027712 | 1 | 0.5 | 0 | 4.1373 | 0 | 4.1373
2007-04-09 05:00 | 4 | 9 | 5 | 99 | 2357 | 39.92 | 929.5174 | 0 | Heating | 929.5174 | 4 | 743.6139 | 743.6139 | 0 | 6 | 0 | 0 | 4 | 0 | 0 | 0 | 6 | 0 | 148.7228 | 0.057201 | 1 | 0.5 | 0 | 8.2745 | 0 | 8.2745 | 758.7897 | 0 | 43.4339 | 0.033411 | 1 | 0.5 | 0 | 4.1373 | 0 | 4.1373
2007-04-09 06:00 | 4 | 9 | 6 | 99 | 2358 | 37.04 | 2916.6031 | 0 | Heating | 2916.6031 | 4 | 2333.2825 | 2333.2825 | 0 | 6 | 0 | 0 | 4 | 0 | 0 | 0 | 6 | 0 | 466.6565 | 0.17948 | 1 | 0.5 | 0 | 8.2745 | 0 | 8.2745 | 2380.9005 | 0 | 136.2851 | 0.10483 | 1 | 0.5 | 0 | 4.1373 | 0 | 4.1373
2007-04-09 07:00 | 4 | 9 | 7 | 99 | 2359 | 42.08 | 2567.998 | 0 | Heating | 2567.998 | 4 | 2054.3984 | 2054.3984 | 0 | 6 | 0 | 0 | 4 | 0 | 0 | 0 | 6 | 0 | 410.8797 | 0.15803 | 1 | 0.5 | 0 | 8.2745 | 0 | 8.2745 | 2096.3249 | 0 | 119.9957 | 0.092304 | 1 | 0.5 | 0 | 4.1373 | 0 | 4.1373
2007-04-09 08:00 | 4 | 9 | 8 | 99 | 2360 | 42.08 | 2119.5837 | 0 | Heating | 2119.5837 | 4 | 1695.667 | 1695.667 | 0 | 6 | 0 | 0 | 4 | 0 | 0 | 0 | 6 | 0 | 339.1334 | 0.13044 | 1 | 0.5 | 0 | 8.2745 | 0 | 8.2745 | 1730.2724 | 0 | 99.0425 | 0.076187 | 1 | 0.5 | 0 | 4.1373 | 0 | 4.1373
2007-04-09 09:00 | 4 | 9 | 9 | 99 | 2361 | 46.94 | 1481.6686 | 0 | Heating | 1481.6686 | 4 | 1185.3349 | 1185.3349 | 0 | 6 | 0 | 0 | 4 | 0 | 0 | 0 | 6 | 0 | 237.067 | 0.09118 | 1 | 0.5 | 0 | 8.2745 | 0 | 8.2745 | 1209.5254 | 0 | 69.2344 | 0.053257 | 1 | 0.5 | 0 | 4.1373 | 0 | 4.1373
2007-04-09 10:00 | 4 | 9 | 10 | 99 | 2362 | 48.92 | 1060.2658 | 0 | Heating | 1060.2658 | 4 | 848.2126 | 848.2126 | 0 | 6 | 0 | 0 | 4 | 0 | 0 | 0 | 6 | 0 | 169.6425 | 0.065247 | 1 | 0.5 | 0 | 8.2745 | 0 | 8.2745 | 865.5231 | 0 | 49.5434 | 0.03811 | 1 | 0.5 | 0 | 4.1373 | 0 | 4.1373
2007-04-09 11:00 | 4 | 9 | 11 | 99 | 2363 | 48.92 | 800.5053 | 0 | Heating | 800.5053 | 4 | 640.4042 | 640.4042 | 0 | 6 | 0 | 0 | 4 | 0 | 0 | 0 | 6 | 0 | 128.0808 | 0.049262 | 1 | 0.5 | 0 | 8.2745 | 0 | 8.2745 | 653.4737 | 0 | 37.4055 | 0.028773 | 1 | 0.5 | 0 | 4.1373 | 0 | 4.1373
2007-04-09 12:00 | 4 | 9 | 12 | 99 | 2364 | 51.98 | 603.6369 | 0 | Heating | 603.6369 | 4 | 482.9095 | 482.9095 | 0 | 6 | 0 | 0 | 4 | 0 | 0 | 0 | 6 | 0 | 96.5819 | 0.037147 | 1 | 0.5 | 0 | 8.2745 | 0 | 8.2745 | 492.7648 | 0 | 28.2063 | 0.021697 | 1 | 0.5 | 0 | 4.1373 | 0 | 4.1373
2007-04-09 13:00 | 4 | 9 | 13 | 99 | 2365 | 53.06 | 429.2967 | 0 | Heating | 429.2967 | 4 | 343.4374 | 343.4374 | 0 | 6 | 0 | 0 | 4 | 0 | 0 | 0 | 6 | 0 | 68.6875 | 0.026418 | 1 | 0.5 | 0 | 8.2745 | 0 | 8.2745 | 350.4463 | 0 | 20.0599 | 0.015431 | 1 | 0.5 | 0 | 4.1373 | 0 | 4.1373
2007-04-09 14:00 | 4 | 9 | 14 | 99 | 2366 | 53.06 | 316.3177 | 0 | Heating | 316.3177 | 4 | 253.0542 | 253.0542 | 0 | 6 | 0 | 0 | 4 | 0 | 0 | 0 | 6 | 0 | 50.6108 | 0.019466 | 1 | 0.5 | 0 | 8.2745 | 0 | 8.2745 | 258.2185 | 0 | 14.7807 | 0.01137 | 1 | 0.5 | 0 | 4.1373 | 0 | 4.1373
2007-04-09 15:00 | 4 | 9 | 15 | 99 | 2367 | 51.08 | 225.5993 | 0 | Heating | 225.5993 | 4 | 180.4795 | 180.4795 | 0 | 6 | 0 | 0 | 4 | 0 | 0 | 0 | 6 | 0 | 36.0959 | 0.013883 | 1 | 0.5 | 0 | 8.2745 | 0 | 8.2745 | 184.1627 | 0 | 10.5417 | 0.008109 | 1 | 0.5 | 0 | 4.1373 | 0 | 4.1373
2007-04-09 16:00 | 4 | 9 | 16 | 99 | 2368 | 50 | 183.9451 | 0 | Heating | 183.9451 | 4 | 147.156 | 147.156 | 0 | 6 | 0 | 0 | 4 | 0 | 0 | 0 | 6 | 0 | 29.4312 | 0.01132 | 1 | 0.5 | 0 | 8.2745 | 0 | 8.2745 | 150.1592 | 0 | 8.5953 | 0.0066117 | 1 | 0.5 | 0 | 4.1373 | 0 | 4.1373
2007-04-09 17:00 | 4 | 9 | 17 | 99 | 2369 | 50 | 227.3597 | 0 | Heating | 227.3597 | 4 | 181.8877 | 181.8877 | 0 | 6 | 0 | 0 | 4 | 0 | 0 | 0 | 6 | 0 | 36.3775 | 0.013991 | 1 | 0.5 | 0 | 8.2745 | 0 | 8.2745 | 185.5997 | 0 | 10.6239 | 0.0081722 | 1 | 0.5 | 0 | 4.1373 | 0 | 4.1373
2007-04-09 18:00 | 4 | 9 | 18 | 99 | 2370 | 46.94 | 364.1541 | 0 | Heating | 364.1541 | 4 | 291.3233 | 291.3233 | 0 | 6 | 0 | 0 | 4 | 0 | 0 | 0 | 6 | 0 | 58.2647 | 0.022409 | 1 | 0.5 | 0 | 8.2745 | 0 | 8.2745 | 297.2686 | 0 | 17.0159 | 0.013089 | 1 | 0.5 | 0 | 4.1373 | 0 | 4.1373
2007-04-09 19:00 | 4 | 9 | 19 | 99 | 2371 | 42.98 | 553.1678 | 0 | Heating | 553.1678 | 4 | 442.5342 | 442.5342 | 0 | 6 | 0 | 0 | 4 | 0 | 0 | 0 | 6 | 0 | 88.5068 | 0.034041 | 1 | 0.5 | 0 | 8.2745 | 0 | 8.2745 | 451.5655 | 0 | 25.8481 | 0.019883 | 1 | 0.5 | 0 | 4.1373 | 0 | 4.1373
2007-04-09 20:00 | 4 | 9 | 20 | 99 | 2372 | 42.98 | 694.6618 | 0 | Heating | 694.6618 | 4 | 555.7294 | 555.7294 | 0 | 6 | 0 | 0 | 4 | 0 | 0 | 0 | 6 | 0 | 111.1459 | 0.042748 | 1 | 0.5 | 0 | 8.2745 | 0 | 8.2745 | 567.0709 | 0 | 32.4597 | 0.024969 | 1 | 0.5 | 0 | 4.1373 | 0 | 4.1373
2007-04-09 21:00 | 4 | 9 | 21 | 99 | 2373 | 39.92 | 552.6059 | 0 | Heating | 552.6059 | 4 | 442.0847 | 442.0847 | 0 | 6 | 0 | 0 | 4 | 0 | 0 | 0 | 6 | 0 | 88.4169 | 0.034007 | 1 | 0.5 | 0 | 8.2745 | 0 | 8.2745 | 451.1069 | 0 | 25.8218 | 0.019863 | 1 | 0.5 | 0 | 4.1373 | 0 | 4.1373
2007-04-09 22:00 | 4 | 9 | 22 | 99 | 2374 | 37.94 | 517.8687 | 0 | Heating | 517.8687 | 4 | 414.2949 | 414.2949 | 0 | 6 | 0 | 0 | 4 | 0 | 0 | 0 | 6 | 0 | 82.859 | 0.031869 | 1 | 0.5 | 0 | 8.2745 | 0 | 8.2745 | 422.7499 | 0 | 24.1986 | 0.018614 | 1 | 0.5 | 0 | 4.1373 | 0 | 4.1373
2007-04-09 23:00 | 4 | 9 | 23 | 99 | 2375 | 37.94 | 515.8057 | 0 | Heating | 515.8057 | 4 | 412.6446 | 412.6446 | 0 | 6 | 0 | 0 | 4 | 0 | 0 | 0 | 6 | 0 | 82.5289 | 0.031742 | 1 | 0.5 | 0 | 8.2745 | 0 | 8.2745 | 421.0659 | 0 | 24.1022 | 0.01854 | 1 | 0.5 | 0 | 4.1373 | 0 | 4.1373
2007-04-10 | 4 | 10 | 0 | 100 | 2376 | 35.96 | 415.7904 | 0 | Heating | 415.7904 | 4 | 332.6323 | 332.6323 | 0 | 6 | 0 | 0 | 4 | 0 | 0 | 0 | 6 | 0 | 66.5265 | 0.025587 | 1 | 0.5 | 0 | 8.2745 | 0 | 8.2745 | 339.4208 | 0 | 19.4288 | 0.014945 | 1 | 0.5 | 0 | 4.1373 | 0 | 4.1373
2007-04-10 01:00 | 4 | 10 | 1 | 100 | 2377 | 28.94 | 237.9231 | 0 | Heating | 237.9231 | 4 | 190.3384 | 190.3384 | 0 | 6 | 0 | 0 | 4 | 0 | 0 | 0 | 6 | 0 | 38.0677 | 0.014641 | 1 | 0.5 | 0 | 8.2745 | 0 | 8.2745 | 194.2229 | 0 | 11.1175 | 0.0085519 | 1 | 0.5 | 0 | 4.1373 | 0 | 4.1373
2007-04-10 02:00 | 4 | 10 | 2 | 100 | 2378 | 28.94 | 217.9759 | 0 | Heating | 217.9759 | 4 | 174.3807 | 174.3807 | 0 | 6 | 0 | 0 | 4 | 0 | 0 | 0 | 6 | 0 | 34.8761 | 0.013414 | 1 | 0.5 | 0 | 8.2745 | 0 | 8.2745 | 177.9395 | 0 | 10.1854 | 0.0078349 | 1 | 0.5 | 0 | 4.1373 | 0 | 4.1373
2007-04-10 03:00 | 4 | 10 | 3 | 100 | 2379 | 26.96 | 203.5396 | 0 | Heating | 203.5396 | 4 | 162.8317 | 162.8317 | 0 | 6 | 0 | 0 | 4 | 0 | 0 | 0 | 6 | 0 | 32.5663 | 0.012526 | 1 | 0.5 | 0 | 8.2745 | 0 | 8.2745 | 166.1548 | 0 | 9.5109 | 0.007316 | 1 | 0.5 | 0 | 4.1373 | 0 | 4.1373
2007-04-10 04:00 | 4 | 10 | 4 | 100 | 2380 | 26.96 | 205.4148 | 0 | Heating | 205.4148 | 4 | 164.3318 | 164.3318 | 0 | 6 | 0 | 0 | 4 | 0 | 0 | 0 | 6 | 0 | 32.8664 | 0.012641 | 1 | 0.5 | 0 | 8.2745 | 0 | 8.2745 | 167.6855 | 0 | 9.5985 | 0.0073835 | 1 | 0.5 | 0 | 4.1373 | 0 | 4.1373
2007-04-10 05:00 | 4 | 10 | 5 | 100 | 2381 | 26.96 | 279.5731 | 0 | Heating | 279.5731 | 4 | 223.6585 | 223.6585 | 0 | 6 | 0 | 0 | 4 | 0 | 0 | 0 | 6 | 0 | 44.7317 | 0.017204 | 1 | 0.5 | 0 | 8.2745 | 0 | 8.2745 | 228.223 | 0 | 13.0637 | 0.010049 | 1 | 0.5 | 0 | 4.1373 | 0 | 4.1373
2007-04-10 06:00 | 4 | 10 | 6 | 100 | 2382 | 30.92 | 1216.8155 | 0 | Heating | 1216.8155 | 4 | 973.4524 | 973.4524 | 0 | 6 | 0 | 0 | 4 | 0 | 0 | 0 | 6 | 0 | 194.6905 | 0.074881 | 1 | 0.5 | 0 | 8.2745 | 0 | 8.2745 | 993.3188 | 0 | 56.8585 | 0.043737 | 1 | 0.5 | 0 | 4.1373 | 0 | 4.1373
2007-04-10 07:00 | 4 | 10 | 7 | 100 | 2383 | 37.04 | 1287.2928 | 0 | Heating | 1287.2928 | 4 | 1029.8342 | 1029.8342 | 0 | 6 | 0 | 0 | 4 | 0 | 0 | 0 | 6 | 0 | 205.9668 | 0.079218 | 1 | 0.5 | 0 | 8.2745 | 0 | 8.2745 | 1050.8512 | 0 | 60.1518 | 0.046271 | 1 | 0.5 | 0 | 4.1373 | 0 | 4.1373
2007-04-10 08:00 | 4 | 10 | 8 | 100 | 2384 | 37.04 | 1338.7954 | 0 | Heating | 1338.7954 | 4 | 1071.0363 | 1071.0363 | 0 | 6 | 0 | 0 | 4 | 0 | 0 | 0 | 6 | 0 | 214.2073 | 0.082387 | 1 | 0.5 | 0 | 8.2745 | 0 | 8.2745 | 1092.8942 | 0 | 62.5583 | 0.048122 | 1 | 0.5 | 0 | 4.1373 | 0 | 4.1373
2007-04-10 09:00 | 4 | 10 | 9 | 100 | 2385 | 44.96 | 1094.8939 | 0 | Heating | 1094.8939 | 4 | 875.9151 | 875.9151 | 0 | 6 | 0 | 0 | 4 | 0 | 0 | 0 | 6 | 0 | 175.183 | 0.067378 | 1 | 0.5 | 0 | 8.2745 | 0 | 8.2745 | 893.7909 | 0 | 51.1615 | 0.039355 | 1 | 0.5 | 0 | 4.1373 | 0 | 4.1373
2007-04-10 10:00 | 4 | 10 | 10 | 100 | 2386 | 50 | 934.7394 | 0 | Heating | 934.7394 | 4 | 747.7915 | 747.7915 | 0 | 6 | 0 | 0 | 4 | 0 | 0 | 0 | 6 | 0 | 149.5583 | 0.057522 | 1 | 0.5 | 0 | 8.2745 | 0 | 8.2745 | 763.0526 | 0 | 43.6779 | 0.033598 | 1 | 0.5 | 0 | 4.1373 | 0 | 4.1373
2007-04-10 11:00 | 4 | 10 | 11 | 100 | 2387 | 50 | 788.1276 | 0 | Heating | 788.1276 | 4 | 630.502 | 630.502 | 0 | 6 | 0 | 0 | 4 | 0 | 0 | 0 | 6 | 0 | 126.1004 | 0.0485 | 1 | 0.5 | 0 | 8.2745 | 0 | 8.2745 | 643.3694 | 0 | 36.8271 | 0.028329 | 1 | 0.5 | 0 | 4.1373 | 0 | 4.1373
2007-04-10 12:00 | 4 | 10 | 12 | 100 | 2388 | 60.08 | 656.4764 | 0 | Heating | 656.4764 | 4 | 525.1811 | 525.1811 | 0 | 6 | 0 | 0 | 4 | 0 | 0 | 0 | 6 | 0 | 105.0362 | 0.040399 | 1 | 0.5 | 0 | 8.2745 | 0 | 8.2745 | 535.8991 | 0 | 30.6754 | 0.023596 | 1 | 0.5 | 0 | 4.1373 | 0 | 4.1373
2007-04-10 13:00 | 4 | 10 | 13 | 100 | 2389 | 60.98 | 654.6771 | 0 | Heating | 654.6771 | 4 | 523.7417 | 523.7417 | 0 | 6 | 0 | 0 | 4 | 0 | 0 | 0 | 6 | 0 | 104.7483 | 0.040288 | 1 | 0.5 | 0 | 8.2745 | 0 | 8.2745 | 534.4303 | 0 | 30.5913 | 0.023532 | 1 | 0.5 | 0 | 4.1373 | 0 | 4.1373
2007-04-10 14:00 | 4 | 10 | 14 | 100 | 2390 | 60.98 | 590.8508 | 0 | Heating | 590.8508 | 4 | 472.6806 | 472.6806 | 0 | 6 | 0 | 0 | 4 | 0 | 0 | 0 | 6 | 0 | 94.5361 | 0.03636 | 1 | 0.5 | 0 | 8.2745 | 0 | 8.2745 | 482.3271 | 0 | 27.6089 | 0.021238 | 1 | 0.5 | 0 | 4.1373 | 0 | 4.1373
2007-04-10 15:00 | 4 | 10 | 15 | 100 | 2391 | 66.02 | 490.5719 | 0 | Heating | 490.5719 | 4 | 392.4575 | 392.4575 | 0 | 6 | 0 | 0 | 4 | 0 | 0 | 0 | 6 | 0 | 78.4915 | 0.030189 | 1 | 0.5 | 0 | 8.2745 | 0 | 8.2745 | 400.4668 | 0 | 22.9231 | 0.017633 | 1 | 0.5 | 0 | 4.1373 | 0 | 4.1373
2007-04-10 16:00 | 4 | 10 | 16 | 100 | 2392 | 64.94 | 479.8439 | 0 | Heating | 479.8439 | 4 | 383.8752 | 383.8752 | 0 | 6 | 0 | 0 | 4 | 0 | 0 | 0 | 6 | 0 | 76.775 | 0.029529 | 1 | 0.5 | 0 | 8.2745 | 0 | 8.2745 | 391.7093 | 0 | 22.4218 | 0.017248 | 1 | 0.5 | 0 | 4.1373 | 0 | 4.1373
2007-04-10 17:00 | 4 | 10 | 17 | 100 | 2393 | 64.94 | 490.0614 | 0 | Heating | 490.0614 | 4 | 392.0491 | 392.0491 | 0 | 6 | 0 | 0 | 4 | 0 | 0 | 0 | 6 | 0 | 78.4098 | 0.030158 | 1 | 0.5 | 0 | 8.2745 | 0 | 8.2745 | 400.0501 | 0 | 22.8993 | 0.017615 | 1 | 0.5 | 0 | 4.1373 | 0 | 4.1373
2007-04-10 18:00 | 4 | 10 | 18 | 100 | 2394 | 62.06 | 641.3972 | 0 | Heating | 641.3972 | 4 | 513.1178 | 513.1178 | 0 | 6 | 0 | 0 | 4 | 0 | 0 | 0 | 6 | 0 | 102.6236 | 0.039471 | 1 | 0.5 | 0 | 8.2745 | 0 | 8.2745 | 523.5896 | 0 | 29.9708 | 0.023054 | 1 | 0.5 | 0 | 4.1373 | 0 | 4.1373
2007-04-10 19:00 | 4 | 10 | 19 | 100 | 2395 | 59 | 816.5015 | 0 | Heating | 816.5015 | 4 | 653.2012 | 653.2012 | 0 | 6 | 0 | 0 | 4 | 0 | 0 | 0 | 6 | 0 | 130.6402 | 0.050246 | 1 | 0.5 | 0 | 8.2745 | 0 | 8.2745 | 666.5318 | 0 | 38.1529 | 0.029348 | 1 | 0.5 | 0 | 4.1373 | 0 | 4.1373
2007-04-10 20:00 | 4 | 10 | 20 | 100 | 2396 | 59 | 909.897 | 0 | Heating | 909.897 | 4 | 727.9176 | 727.9176 | 0 | 6 | 0 | 0 | 4 | 0 | 0 | 0 | 6 | 0 | 145.5835 | 0.055994 | 1 | 0.5 | 0 | 8.2745 | 0 | 8.2745 | 742.773 | 0 | 42.5171 | 0.032705 | 1 | 0.5 | 0 | 4.1373 | 0 | 4.1373
2007-04-10 21:00 | 4 | 10 | 21 | 100 | 2397 | 55.94 | 686.9734 | 0 | Heating | 686.9734 | 4 | 549.5787 | 549.5787 | 0 | 6 | 0 | 0 | 4 | 0 | 0 | 0 | 6 | 0 | 109.9157 | 0.042275 | 1 | 0.5 | 0 | 8.2745 | 0 | 8.2745 | 560.7946 | 0 | 32.1004 | 0.024693 | 1 | 0.5 | 0 | 4.1373 | 0 | 4.1373
2007-04-10 22:00 | 4 | 10 | 22 | 100 | 2398 | 55.94 | 671.4697 | 0 | Heating | 671.4697 | 4 | 537.1758 | 537.1758 | 0 | 6 | 0 | 0 | 4 | 0 | 0 | 0 | 6 | 0 | 107.4352 | 0.041321 | 1 | 0.5 | 0 | 8.2745 | 0 | 8.2745 | 548.1385 | 0 | 31.376 | 0.024135 | 1 | 0.5 | 0 | 4.1373 | 0 | 4.1373
2007-04-10 23:00 | 4 | 10 | 23 | 100 | 2399 | 55.94 | 691.3878 | 0 | Heating | 691.3878 | 4 | 553.1102 | 553.1102 | 0 | 6 | 0 | 0 | 4 | 0 | 0 | 0 | 6 | 0 | 110.622 | 0.042547 | 1 | 0.5 | 0 | 8.2745 | 0 | 8.2745 | 564.3982 | 0 | 32.3067 | 0.024851 | 1 | 0.5 | 0 | 4.1373 | 0 | 4.1373
2007-04-11 | 4 | 11 | 0 | 101 | 2400 | 55.94 | 599.3976 | 0 | Heating | 599.3976 | 4 | 479.5181 | 479.5181 | 0 | 6 | 0 | 0 | 4 | 0 | 0 | 0 | 6 | 0 | 95.9036 | 0.036886 | 1 | 0.5 | 0 | 8.2745 | 0 | 8.2745 | 489.3042 | 0 | 28.0083 | 0.021545 | 1 | 0.5 | 0 | 4.1373 | 0 | 4.1373
2007-04-11 01:00 | 4 | 11 | 1 | 101 | 2401 | 55.94 | 423.4917 | 0 | Heating | 423.4917 | 4 | 338.7933 | 338.7933 | 0 | 6 | 0 | 0 | 4 | 0 | 0 | 0 | 6 | 0 | 67.7587 | 0.026061 | 1 | 0.5 | 0 | 8.2745 | 0 | 8.2745 | 345.7075 | 0 | 19.7886 | 0.015222 | 1 | 0.5 | 0 | 4.1373 | 0 | 4.1373
2007-04-11 02:00 | 4 | 11 | 2 | 101 | 2402 | 55.94 | 477.5058 | 0 | Heating | 477.5058 | 4 | 382.0047 | 382.0047 | 0 | 6 | 0 | 0 | 4 | 0 | 0 | 0 | 6 | 0 | 76.4009 | 0.029385 | 1 | 0.5 | 0 | 8.2745 | 0 | 8.2745 | 389.8007 | 0 | 22.3126 | 0.017164 | 1 | 0.5 | 0 | 4.1373 | 0 | 4.1373
2007-04-11 03:00 | 4 | 11 | 3 | 101 | 2403 | 55.94 | 539.1013 | 0 | Heating | 539.1013 | 4 | 431.281 | 431.281 | 0 | 6 | 0 | 0 | 4 | 0 | 0 | 0 | 6 | 0 | 86.2562 | 0.033175 | 1 | 0.5 | 0 | 8.2745 | 0 | 8.2745 | 440.0827 | 0 | 25.1908 | 0.019378 | 1 | 0.5 | 0 | 4.1373 | 0 | 4.1373
2007-04-11 04:00 | 4 | 11 | 4 | 101 | 2404 | 53.96 | 647.6931 | 0 | Heating | 647.6931 | 4 | 518.1545 | 518.1545 | 0 | 6 | 0 | 0 | 4 | 0 | 0 | 0 | 6 | 0 | 103.6309 | 0.039858 | 1 | 0.5 | 0 | 8.2745 | 0 | 8.2745 | 528.7291 | 0 | 30.265 | 0.023281 | 1 | 0.5 | 0 | 4.1373 | 0 | 4.1373
2007-04-11 05:00 | 4 | 11 | 5 | 101 | 2405 | 53.96 | 818.9326 | 0 | Heating | 818.9326 | 4 | 655.1461 | 655.1461 | 0 | 6 | 0 | 0 | 4 | 0 | 0 | 0 | 6 | 0 | 131.0292 | 0.050396 | 1 | 0.5 | 0 | 8.2745 | 0 | 8.2745 | 668.5164 | 0 | 38.2665 | 0.029436 | 1 | 0.5 | 0 | 4.1373 | 0 | 4.1373
2007-04-11 06:00 | 4 | 11 | 6 | 101 | 2406 | 51.08 | 2506.2024 | 0 | Heating | 2506.2024 | 4 | 2004.9619 | 2004.9619 | 0 | 6 | 0 | 0 | 4 | 0 | 0 | 0 | 6 | 0 | 400.9924 | 0.15423 | 1 | 0.5 | 0 | 8.2745 | 0 | 8.2745 | 2045.8795 | 0 | 117.1082 | 0.090083 | 1 | 0.5 | 0 | 4.1373 | 0 | 4.1373
2007-04-11 07:00 | 4 | 11 | 7 | 101 | 2407 | 53.96 | 2206.5586 | 0 | Heating | 2206.5586 | 4 | 1765.2468 | 1765.2468 | 0 | 6 | 0 | 0 | 4 | 0 | 0 | 0 | 6 | 0 | 353.0494 | 0.13579 | 1 | 0.5 | 0 | 8.2745 | 0 | 8.2745 | 1801.2723 | 0 | 103.1066 | 0.079313 | 1 | 0.5 | 0 | 4.1373 | 0 | 4.1373
2007-04-11 08:00 | 4 | 11 | 8 | 101 | 2408 | 53.96 | 1918.1084 | 0 | Heating | 1918.1084 | 4 | 1534.4867 | 1534.4867 | 0 | 6 | 0 | 0 | 4 | 0 | 0 | 0 | 6 | 0 | 306.8973 | 0.11804 | 1 | 0.5 | 0 | 8.2745 | 0 | 8.2745 | 1565.8028 | 0 | 89.6281 | 0.068945 | 1 | 0.5 | 0 | 4.1373 | 0 | 4.1373
2007-04-11 09:00 | 4 | 11 | 9 | 101 | 2409 | 59 | 1489.4671 | 0 | Heating | 1489.4671 | 4 | 1191.5737 | 1191.5737 | 0 | 6 | 0 | 0 | 4 | 0 | 0 | 0 | 6 | 0 | 238.3147 | 0.09166 | 1 | 0.5 | 0 | 8.2745 | 0 | 8.2745 | 1215.8915 | 0 | 69.5988 | 0.053538 | 1 | 0.5 | 0 | 4.1373 | 0 | 4.1373
2007-04-11 10:00 | 4 | 11 | 10 | 101 | 2410 | 60.08 | 1183.7105 | 0 | Heating | 1183.7105 | 4 | 946.9684 | 946.9684 | 0 | 6 | 0 | 0 | 4 | 0 | 0 | 0 | 6 | 0 | 189.3937 | 0.072844 | 1 | 0.5 | 0 | 8.2745 | 0 | 8.2745 | 966.2943 | 0 | 55.3116 | 0.042547 | 1 | 0.5 | 0 | 4.1373 | 0 | 4.1373
2007-04-11 11:00 | 4 | 11 | 11 | 101 | 2411 | 60.08 | 884.4206 | 0 | Heating | 884.4206 | 4 | 707.5365 | 707.5365 | 0 | 6 | 0 | 0 | 4 | 0 | 0 | 0 | 6 | 0 | 141.5073 | 0.054426 | 1 | 0.5 | 0 | 8.2745 | 0 | 8.2745 | 721.976 | 0 | 41.3266 | 0.03179 | 1 | 0.5 | 0 | 4.1373 | 0 | 4.1373
2007-04-11 12:00 | 4 | 11 | 12 | 101 | 2412 | 64.94 | 620.2189 | 0 | Heating | 620.2189 | 4 | 496.1751 | 496.1751 | 0 | 6 | 0 | 0 | 4 | 0 | 0 | 0 | 6 | 0 | 99.235 | 0.038167 | 1 | 0.5 | 0 | 8.2745 | 0 | 8.2745 | 506.3011 | 0 | 28.9812 | 0.022293 | 1 | 0.5 | 0 | 4.1373 | 0 | 4.1373
2007-04-11 13:00 | 4 | 11 | 13 | 101 | 2413 | 64.04 | 446.3515 | 0 | Heating | 446.3515 | 4 | 357.0812 | 357.0812 | 0 | 6 | 0 | 0 | 4 | 0 | 0 | 0 | 6 | 0 | 71.4162 | 0.027468 | 1 | 0.5 | 0 | 8.2745 | 0 | 8.2745 | 364.3686 | 0 | 20.8568 | 0.016044 | 1 | 0.5 | 0 | 4.1373 | 0 | 4.1373
2007-04-11 14:00 | 4 | 11 | 14 | 101 | 2414 | 64.04 | 343.9754 | 0 | Heating | 343.9754 | 4 | 275.1803 | 275.1803 | 0 | 6 | 0 | 0 | 4 | 0 | 0 | 0 | 6 | 0 | 55.0361 | 0.021168 | 1 | 0.5 | 0 | 8.2745 | 0 | 8.2745 | 280.7963 | 0 | 16.0731 | 0.012364 | 1 | 0.5 | 0 | 4.1373 | 0 | 4.1373
2007-04-11 15:00 | 4 | 11 | 15 | 101 | 2415 | 57.02 | 248.0161 | 0 | Heating | 248.0161 | 4 | 198.4129 | 198.4129 | 0 | 6 | 0 | 0 | 4 | 0 | 0 | 0 | 6 | 0 | 39.6826 | 0.015263 | 1 | 0.5 | 0 | 8.2745 | 0 | 8.2745 | 202.4621 | 0 | 11.5891 | 0.0089147 | 1 | 0.5 | 0 | 4.1373 | 0 | 4.1373
2007-04-11 16:00 | 4 | 11 | 16 | 101 | 2416 | 53.96 | 204.8288 | 0 | Heating | 204.8288 | 4 | 163.863 | 163.863 | 0 | 6 | 0 | 0 | 4 | 0 | 0 | 0 | 6 | 0 | 32.7726 | 0.012605 | 1 | 0.5 | 0 | 8.2745 | 0 | 8.2745 | 167.2072 | 0 | 9.5711 | 0.0073624 | 1 | 0.5 | 0 | 4.1373 | 0 | 4.1373
2007-04-11 17:00 | 4 | 11 | 17 | 101 | 2417 | 53.96 | 251.2936 | 0 | Heating | 251.2936 | 4 | 201.0348 | 201.0348 | 0 | 6 | 0 | 0 | 4 | 0 | 0 | 0 | 6 | 0 | 40.207 | 0.015464 | 1 | 0.5 | 0 | 8.2745 | 0 | 8.2745 | 205.1376 | 0 | 11.7423 | 0.0090325 | 1 | 0.5 | 0 | 4.1373 | 0 | 4.1373
2007-04-11 18:00 | 4 | 11 | 18 | 101 | 2418 | 48.02 | 447.8275 | 0 | Heating | 447.8275 | 4 | 358.262 | 358.262 | 0 | 6 | 0 | 0 | 4 | 0 | 0 | 0 | 6 | 0 | 71.6524 | 0.027559 | 1 | 0.5 | 0 | 8.2745 | 0 | 8.2745 | 365.5735 | 0 | 20.9258 | 0.016097 | 1 | 0.5 | 0 | 4.1373 | 0 | 4.1373
2007-04-11 19:00 | 4 | 11 | 19 | 101 | 2419 | 48.02 | 693.954 | 0 | Heating | 693.954 | 4 | 555.1632 | 555.1632 | 0 | 6 | 0 | 0 | 4 | 0 | 0 | 0 | 6 | 0 | 111.0326 | 0.042705 | 1 | 0.5 | 0 | 8.2745 | 0 | 8.2745 | 566.4931 | 0 | 32.4266 | 0.024944 | 1 | 0.5 | 0 | 4.1373 | 0 | 4.1373
2007-04-11 20:00 | 4 | 11 | 20 | 101 | 2420 | 48.02 | 795.7099 | 0 | Heating | 795.7099 | 4 | 636.568 | 636.568 | 0 | 6 | 0 | 0 | 4 | 0 | 0 | 0 | 6 | 0 | 127.3136 | 0.048967 | 1 | 0.5 | 0 | 8.2745 | 0 | 8.2745 | 649.5591 | 0 | 37.1814 | 0.028601 | 1 | 0.5 | 0 | 4.1373 | 0 | 4.1373
2007-04-11 21:00 | 4 | 11 | 21 | 101 | 2421 | 46.94 | 601.2234 | 0 | Heating | 601.2234 | 4 | 480.9787 | 480.9787 | 0 | 6 | 0 | 0 | 4 | 0 | 0 | 0 | 6 | 0 | 96.1957 | 0.036998 | 1 | 0.5 | 0 | 8.2745 | 0 | 8.2745 | 490.7946 | 0 | 28.0936 | 0.02161 | 1 | 0.5 | 0 | 4.1373 | 0 | 4.1373
2007-04-11 22:00 | 4 | 11 | 22 | 101 | 2422 | 46.04 | 605.3879 | 0 | Heating | 605.3879 | 4 | 484.3103 | 484.3103 | 0 | 6 | 0 | 0 | 4 | 0 | 0 | 0 | 6 | 0 | 96.8621 | 0.037255 | 1 | 0.5 | 0 | 8.2745 | 0 | 8.2745 | 494.1942 | 0 | 28.2882 | 0.02176 | 1 | 0.5 | 0 | 4.1373 | 0 | 4.1373
2007-04-11 23:00 | 4 | 11 | 23 | 101 | 2423 | 46.04 | 639.0056 | 0 | Heating | 639.0056 | 4 | 511.2045 | 511.2045 | 0 | 6 | 0 | 0 | 4 | 0 | 0 | 0 | 6 | 0 | 102.2409 | 0.039323 | 1 | 0.5 | 0 | 8.2745 | 0 | 8.2745 | 521.6373 | 0 | 29.859 | 0.022968 | 1 | 0.5 | 0 | 4.1373 | 0 | 4.1373
2007-04-12 | 4 | 12 | 0 | 102 | 2424 | 41 | 558.1615 | 0 | Heating | 558.1615 | 4 | 446.5292 | 446.5292 | 0 | 6 | 0 | 0 | 4 | 0 | 0 | 0 | 6 | 0 | 89.3058 | 0.034348 | 1 | 0.5 | 0 | 8.2745 | 0 | 8.2745 | 455.6421 | 0 | 26.0814 | 0.020063 | 1 | 0.5 | 0 | 4.1373 | 0 | 4.1373
2007-04-12 01:00 | 4 | 12 | 1 | 102 | 2425 | 37.94 | 405.7525 | 0 | Heating | 405.7525 | 4 | 324.602 | 324.602 | 0 | 6 | 0 | 0 | 4 | 0 | 0 | 0 | 6 | 0 | 64.9204 | 0.024969 | 1 | 0.5 | 0 | 8.2745 | 0 | 8.2745 | 331.2266 | 0 | 18.9597 | 0.014584 | 1 | 0.5 | 0 | 4.1373 | 0 | 4.1373
2007-04-12 02:00 | 4 | 12 | 2 | 102 | 2426 | 39.02 | 503.3562 | 0 | Heating | 503.3562 | 4 | 402.685 | 402.685 | 0 | 6 | 0 | 0 | 4 | 0 | 0 | 0 | 6 | 0 | 80.537 | 0.030976 | 1 | 0.5 | 0 | 8.2745 | 0 | 8.2745 | 410.9031 | 0 | 23.5205 | 0.018093 | 1 | 0.5 | 0 | 4.1373 | 0 | 4.1373
2007-04-12 03:00 | 4 | 12 | 3 | 102 | 2427 | 35.06 | 568.7711 | 0 | Heating | 568.7711 | 4 | 455.0169 | 455.0169 | 0 | 6 | 0 | 0 | 4 | 0 | 0 | 0 | 6 | 0 | 91.0034 | 0.035001 | 1 | 0.5 | 0 | 8.2745 | 0 | 8.2745 | 464.303 | 0 | 26.5772 | 0.020444 | 1 | 0.5 | 0 | 4.1373 | 0 | 4.1373
2007-04-12 04:00 | 4 | 12 | 4 | 102 | 2428 | 37.04 | 623.4273 | 0 | Heating | 623.4273 | 4 | 498.7418 | 498.7418 | 0 | 6 | 0 | 0 | 4 | 0 | 0 | 0 | 6 | 0 | 99.7484 | 0.038365 | 1 | 0.5 | 0 | 8.2745 | 0 | 8.2745 | 508.9202 | 0 | 29.1311 | 0.022409 | 1 | 0.5 | 0 | 4.1373 | 0 | 4.1373
2007-04-12 05:00 | 4 | 12 | 5 | 102 | 2429 | 37.04 | 780.2044 | 0 | Heating | 780.2044 | 4 | 624.1635 | 624.1635 | 0 | 6 | 0 | 0 | 4 | 0 | 0 | 0 | 6 | 0 | 124.8327 | 0.048013 | 1 | 0.5 | 0 | 8.2745 | 0 | 8.2745 | 636.9015 | 0 | 36.4569 | 0.028044 | 1 | 0.5 | 0 | 4.1373 | 0 | 4.1373
2007-04-12 06:00 | 4 | 12 | 6 | 102 | 2430 | 33.98 | 2604.9446 | 0 | Heating | 2604.9446 | 4 | 2083.9557 | 2083.9557 | 0 | 6 | 0 | 0 | 4 | 0 | 0 | 0 | 6 | 0 | 416.7911 | 0.1603 | 1 | 0.5 | 0 | 8.2745 | 0 | 8.2745 | 2126.4854 | 0 | 121.7221 | 0.093632 | 1 | 0.5 | 0 | 4.1373 | 0 | 4.1373
2007-04-12 07:00 | 4 | 12 | 7 | 102 | 2431 | 35.96 | 2295.5221 | 0 | Heating | 2295.5221 | 4 | 1836.4177 | 1836.4177 | 0 | 6 | 0 | 0 | 4 | 0 | 0 | 0 | 6 | 0 | 367.2835 | 0.14126 | 1 | 0.5 | 0 | 8.2745 | 0 | 8.2745 | 1873.8956 | 0 | 107.2636 | 0.08251 | 1 | 0.5 | 0 | 4.1373 | 0 | 4.1373
2007-04-12 08:00 | 4 | 12 | 8 | 102 | 2432 | 35.96 | 2012.3147 | 0 | Heating | 2012.3147 | 4 | 1609.8517 | 1609.8517 | 0 | 6 | 0 | 0 | 4 | 0 | 0 | 0 | 6 | 0 | 321.9703 | 0.12383 | 1 | 0.5 | 0 | 8.2745 | 0 | 8.2745 | 1642.7058 | 0 | 94.0301 | 0.072331 | 1 | 0.5 | 0 | 4.1373 | 0 | 4.1373
2007-04-12 09:00 | 4 | 12 | 9 | 102 | 2433 | 41 | 1576.995 | 0 | Heating | 1576.995 | 4 | 1261.596 | 1261.596 | 0 | 6 | 0 | 0 | 4 | 0 | 0 | 0 | 6 | 0 | 252.3192 | 0.097046 | 1 | 0.5 | 0 | 8.2745 | 0 | 8.2745 | 1287.3428 | 0 | 73.6888 | 0.056684 | 1 | 0.5 | 0 | 4.1373 | 0 | 4.1373
2007-04-12 10:00 | 4 | 12 | 10 | 102 | 2434 | 51.08 | 1250.6404 | 0 | Heating | 1250.6404 | 4 | 1000.5123 | 1000.5123 | 0 | 6 | 0 | 0 | 4 | 0 | 0 | 0 | 6 | 0 | 200.1025 | 0.076962 | 1 | 0.5 | 0 | 8.2745 | 0 | 8.2745 | 1020.9309 | 0 | 58.4391 | 0.044953 | 1 | 0.5 | 0 | 4.1373 | 0 | 4.1373
2007-04-12 11:00 | 4 | 12 | 11 | 102 | 2435 | 51.08 | 969.4067 | 0 | Heating | 969.4067 | 4 | 775.5253 | 775.5253 | 0 | 6 | 0 | 0 | 4 | 0 | 0 | 0 | 6 | 0 | 155.1051 | 0.059656 | 1 | 0.5 | 0 | 8.2745 | 0 | 8.2745 | 791.3524 | 0 | 45.2978 | 0.034844 | 1 | 0.5 | 0 | 4.1373 | 0 | 4.1373
2007-04-12 12:00 | 4 | 12 | 12 | 102 | 2436 | 60.98 | 711.3175 | 0 | Heating | 711.3175 | 4 | 569.054 | 569.054 | 0 | 6 | 0 | 0 | 4 | 0 | 0 | 0 | 6 | 0 | 113.8108 | 0.043773 | 1 | 0.5 | 0 | 8.2745 | 0 | 8.2745 | 580.6673 | 0 | 33.238 | 0.025568 | 1 | 0.5 | 0 | 4.1373 | 0 | 4.1373
2007-04-12 13:00 | 4 | 12 | 13 | 102 | 2437 | 62.96 | 607.2119 | 0 | Heating | 607.2119 | 4 | 485.7695 | 485.7695 | 0 | 6 | 0 | 0 | 4 | 0 | 0 | 0 | 6 | 0 | 97.1539 | 0.037367 | 1 | 0.5 | 0 | 8.2745 | 0 | 8.2745 | 495.6832 | 0 | 28.3734 | 0.021826 | 1 | 0.5 | 0 | 4.1373 | 0 | 4.1373
2007-04-12 14:00 | 4 | 12 | 14 | 102 | 2438 | 62.96 | 537.4533 | 0 | Heating | 537.4533 | 4 | 429.9627 | 429.9627 | 0 | 6 | 0 | 0 | 4 | 0 | 0 | 0 | 6 | 0 | 85.9925 | 0.033074 | 1 | 0.5 | 0 | 8.2745 | 0 | 8.2745 | 438.7374 | 0 | 25.1138 | 0.019318 | 1 | 0.5 | 0 | 4.1373 | 0 | 4.1373
2007-04-12 15:00 | 4 | 12 | 15 | 102 | 2439 | 68 | 502.3549 | 0 | Heating | 502.3549 | 4 | 401.8839 | 401.8839 | 0 | 6 | 0 | 0 | 4 | 0 | 0 | 0 | 6 | 0 | 80.3768 | 0.030914 | 1 | 0.5 | 0 | 8.2745 | 0 | 8.2745 | 410.0856 | 0 | 23.4737 | 0.018057 | 1 | 0.5 | 0 | 4.1373 | 0 | 4.1373
2007-04-12 16:00 | 4 | 12 | 16 | 102 | 2440 | 69.08 | 604.7218 | 0 | Heating | 604.7218 | 4 | 483.7775 | 483.7775 | 0 | 6 | 0 | 0 | 4 | 0 | 0 | 0 | 6 | 0 | 96.7555 | 0.037214 | 1 | 0.5 | 0 | 8.2745 | 0 | 8.2745 | 493.6505 | 0 | 28.257 | 0.021736 | 1 | 0.5 | 0 | 4.1373 | 0 | 4.1373
2007-04-12 17:00 | 4 | 12 | 17 | 102 | 2441 | 69.08 | 754.5518 | 0 | Heating | 754.5518 | 4 | 603.6414 | 603.6414 | 0 | 6 | 0 | 0 | 4 | 0 | 0 | 0 | 6 | 0 | 120.7283 | 0.046434 | 1 | 0.5 | 0 | 8.2745 | 0 | 8.2745 | 615.9607 | 0 | 35.2582 | 0.027122 | 1 | 0.5 | 0 | 4.1373 | 0 | 4.1373
2007-04-12 18:00 | 4 | 12 | 18 | 102 | 2442 | 64.04 | 918.83 | 0 | Heating | 918.83 | 4 | 735.064 | 735.064 | 0 | 6 | 0 | 0 | 4 | 0 | 0 | 0 | 6 | 0 | 147.0128 | 0.056543 | 1 | 0.5 | 0 | 8.2745 | 0 | 8.2745 | 750.0653 | 0 | 42.9345 | 0.033027 | 1 | 0.5 | 0 | 4.1373 | 0 | 4.1373
2007-04-12 19:00 | 4 | 12 | 19 | 102 | 2443 | 60.08 | 1044.1627 | 0 | Heating | 1044.1627 | 4 | 835.3302 | 835.3302 | 0 | 6 | 0 | 0 | 4 | 0 | 0 | 0 | 6 | 0 | 167.066 | 0.064256 | 1 | 0.5 | 0 | 8.2745 | 0 | 8.2745 | 852.3777 | 0 | 48.7909 | 0.037531 | 1 | 0.5 | 0 | 4.1373 | 0 | 4.1373
2007-04-12 20:00 | 4 | 12 | 20 | 102 | 2444 | 60.08 | 1089.9477 | 0 | Heating | 1089.9477 | 4 | 871.9582 | 871.9582 | 0 | 6 | 0 | 0 | 4 | 0 | 0 | 0 | 6 | 0 | 174.3916 | 0.067074 | 1 | 0.5 | 0 | 8.2745 | 0 | 8.2745 | 889.7532 | 0 | 50.9304 | 0.039177 | 1 | 0.5 | 0 | 4.1373 | 0 | 4.1373
2007-04-12 21:00 | 4 | 12 | 21 | 102 | 2445 | 51.98 | 732.0523 | 0 | Heating | 732.0523 | 4 | 585.6418 | 585.6418 | 0 | 6 | 0 | 0 | 4 | 0 | 0 | 0 | 6 | 0 | 117.1284 | 0.045049 | 1 | 0.5 | 0 | 8.2745 | 0 | 8.2745 | 597.5937 | 0 | 34.2069 | 0.026313 | 1 | 0.5 | 0 | 4.1373 | 0 | 4.1373
2007-04-12 22:00 | 4 | 12 | 22 | 102 | 2446 | 50 | 706.039 | 0 | Heating | 706.039 | 4 | 564.8312 | 564.8312 | 0 | 6 | 0 | 0 | 4 | 0 | 0 | 0 | 6 | 0 | 112.9662 | 0.043449 | 1 | 0.5 | 0 | 8.2745 | 0 | 8.2745 | 576.3583 | 0 | 32.9913 | 0.025378 | 1 | 0.5 | 0 | 4.1373 | 0 | 4.1373
2007-04-12 23:00 | 4 | 12 | 23 | 102 | 2447 | 50 | 709.6777 | 0 | Heating | 709.6777 | 4 | 567.7422 | 567.7422 | 0 | 6 | 0 | 0 | 4 | 0 | 0 | 0 | 6 | 0 | 113.5484 | 0.043672 | 1 | 0.5 | 0 | 8.2745 | 0 | 8.2745 | 579.3288 | 0 | 33.1613 | 0.025509 | 1 | 0.5 | 0 | 4.1373 | 0 | 4.1373
2007-04-13 | 4 | 13 | 0 | 103 | 2448 | 48.92 | 479.9304 | 0 | Heating | 479.9304 | 4 | 383.9443 | 383.9443 | 0 | 6 | 0 | 0 | 4 | 0 | 0 | 0 | 6 | 0 | 76.7889 | 0.029534 | 1 | 0.5 | 0 | 8.2745 | 0 | 8.2745 | 391.7799 | 0 | 22.4259 | 0.017251 | 1 | 0.5 | 0 | 4.1373 | 0 | 4.1373
2007-04-13 01:00 | 4 | 13 | 1 | 103 | 2449 | 48.02 | 389.6634 | 0 | Heating | 389.6634 | 4 | 311.7307 | 311.7307 | 0 | 6 | 0 | 0 | 4 | 0 | 0 | 0 | 6 | 0 | 62.3461 | 0.023979 | 1 | 0.5 | 0 | 8.2745 | 0 | 8.2745 | 318.0926 | 0 | 18.2079 | 0.014006 | 1 | 0.5 | 0 | 4.1373 | 0 | 4.1373
2007-04-13 02:00 | 4 | 13 | 2 | 103 | 2450 | 48.02 | 383.2011 | 0 | Heating | 383.2011 | 4 | 306.5609 | 306.5609 | 0 | 6 | 0 | 0 | 4 | 0 | 0 | 0 | 6 | 0 | 61.3122 | 0.023582 | 1 | 0.5 | 0 | 8.2745 | 0 | 8.2745 | 312.8173 | 0 | 17.906 | 0.013774 | 1 | 0.5 | 0 | 4.1373 | 0 | 4.1373
2007-04-13 03:00 | 4 | 13 | 3 | 103 | 2451 | 44.96 | 388.2219 | 0 | Heating | 388.2219 | 4 | 310.5775 | 310.5775 | 0 | 6 | 0 | 0 | 4 | 0 | 0 | 0 | 6 | 0 | 62.1155 | 0.023891 | 1 | 0.5 | 0 | 8.2745 | 0 | 8.2745 | 316.9159 | 0 | 18.1406 | 0.013954 | 1 | 0.5 | 0 | 4.1373 | 0 | 4.1373
2007-04-13 04:00 | 4 | 13 | 4 | 103 | 2452 | 44.96 | 399.7177 | 0 | Heating | 399.7177 | 4 | 319.7741 | 319.7741 | 0 | 6 | 0 | 0 | 4 | 0 | 0 | 0 | 6 | 0 | 63.9548 | 0.024598 | 1 | 0.5 | 0 | 8.2745 | 0 | 8.2745 | 326.3001 | 0 | 18.6777 | 0.014367 | 1 | 0.5 | 0 | 4.1373 | 0 | 4.1373
2007-04-13 05:00 | 4 | 13 | 5 | 103 | 2453 | 44.96 | 501.5787 | 0 | Heating | 501.5787 | 4 | 401.263 | 401.263 | 0 | 6 | 0 | 0 | 4 | 0 | 0 | 0 | 6 | 0 | 80.2526 | 0.030866 | 1 | 0.5 | 0 | 8.2745 | 0 | 8.2745 | 409.452 | 0 | 23.4374 | 0.018029 | 1 | 0.5 | 0 | 4.1373 | 0 | 4.1373
2007-04-13 06:00 | 4 | 13 | 6 | 103 | 2454 | 46.94 | 1985.45 | 0 | Heating | 1985.45 | 4 | 1588.36 | 1588.36 | 0 | 6 | 0 | 0 | 4 | 0 | 0 | 0 | 6 | 0 | 317.672 | 0.12218 | 1 | 0.5 | 0 | 8.2745 | 0 | 8.2745 | 1620.7755 | 0 | 92.7748 | 0.071365 | 1 | 0.5 | 0 | 4.1373 | 0 | 4.1373
2007-04-13 07:00 | 4 | 13 | 7 | 103 | 2455 | 48.02 | 1865.8107 | 0 | Heating | 1865.8107 | 4 | 1492.6486 | 1492.6486 | 0 | 6 | 0 | 0 | 4 | 0 | 0 | 0 | 6 | 0 | 298.5297 | 0.11482 | 1 | 0.5 | 0 | 8.2745 | 0 | 8.2745 | 1523.1108 | 0 | 87.1844 | 0.067065 | 1 | 0.5 | 0 | 4.1373 | 0 | 4.1373
2007-04-13 08:00 | 4 | 13 | 8 | 103 | 2456 | 48.02 | 1843.1109 | 0 | Heating | 1843.1109 | 4 | 1474.4887 | 1474.4887 | 0 | 6 | 0 | 0 | 4 | 0 | 0 | 0 | 6 | 0 | 294.8977 | 0.11342 | 1 | 0.5 | 0 | 8.2745 | 0 | 8.2745 | 1504.5803 | 0 | 86.1237 | 0.066249 | 1 | 0.5 | 0 | 4.1373 | 0 | 4.1373
2007-04-13 09:00 | 4 | 13 | 9 | 103 | 2457 | 59 | 1549.2557 | 0 | Heating | 1549.2557 | 4 | 1239.4046 | 1239.4046 | 0 | 6 | 0 | 0 | 4 | 0 | 0 | 0 | 6 | 0 | 247.8809 | 0.095339 | 1 | 0.5 | 0 | 8.2745 | 0 | 8.2745 | 1264.6985 | 0 | 72.3926 | 0.055687 | 1 | 0.5 | 0 | 4.1373 | 0 | 4.1373
2007-04-13 10:00 | 4 | 13 | 10 | 103 | 2458 | 62.96 | 1284.467 | 0 | Heating | 1284.467 | 4 | 1027.5736 | 1027.5736 | 0 | 6 | 0 | 0 | 4 | 0 | 0 | 0 | 6 | 0 | 205.5147 | 0.079044 | 1 | 0.5 | 0 | 8.2745 | 0 | 8.2745 | 1048.5445 | 0 | 60.0197 | 0.046169 | 1 | 0.5 | 0 | 4.1373 | 0 | 4.1373
2007-04-13 11:00 | 4 | 13 | 11 | 103 | 2459 | 62.96 | 1099.3489 | 0 | Heating | 1099.3489 | 4 | 879.4792 | 879.4792 | 0 | 6 | 0 | 0 | 4 | 0 | 0 | 0 | 6 | 0 | 175.8958 | 0.067652 | 1 | 0.5 | 0 | 8.2745 | 0 | 8.2745 | 897.4277 | 0 | 51.3696 | 0.039515 | 1 | 0.5 | 0 | 4.1373 | 0 | 4.1373
2007-04-13 12:00 | 4 | 13 | 12 | 103 | 2460 | 69.08 | 962.2869 | 0 | Heating | 962.2869 | 4 | 769.8295 | 769.8295 | 0 | 6 | 0 | 0 | 4 | 0 | 0 | 0 | 6 | 0 | 153.9659 | 0.059218 | 1 | 0.5 | 0 | 8.2745 | 0 | 8.2745 | 785.5403 | 0 | 44.9651 | 0.034589 | 1 | 0.5 | 0 | 4.1373 | 0 | 4.1373
2007-04-13 13:00 | 4 | 13 | 13 | 103 | 2461 | 71.06 | 883.4107 | 0 | Heating | 883.4107 | 4 | 706.7285 | 706.7285 | 0 | 6 | 0 | 0 | 4 | 0 | 0 | 0 | 6 | 0 | 141.3457 | 0.054364 | 1 | 0.5 | 0 | 8.2745 | 0 | 8.2745 | 721.1516 | 0 | 41.2794 | 0.031753 | 1 | 0.5 | 0 | 4.1373 | 0 | 4.1373
2007-04-13 14:00 | 4 | 13 | 14 | 103 | 2462 | 71.06 | 848.4463 | 0 | Heating | 848.4463 | 4 | 678.7571 | 678.7571 | 0 | 6 | 0 | 0 | 4 | 0 | 0 | 0 | 6 | 0 | 135.7514 | 0.052212 | 1 | 0.5 | 0 | 8.2745 | 0 | 8.2745 | 692.6092 | 0 | 39.6456 | 0.030497 | 1 | 0.5 | 0 | 4.1373 | 0 | 4.1373
2007-04-13 15:00 | 4 | 13 | 15 | 103 | 2463 | 75.92 | 748.9158 | 0 | Heating | 748.9158 | 4 | 599.1326 | 599.1326 | 0 | 6 | 0 | 0 | 4 | 0 | 0 | 0 | 6 | 0 | 119.8265 | 0.046087 | 1 | 0.5 | 0 | 8.2745 | 0 | 8.2745 | 611.3598 | 0 | 34.9948 | 0.026919 | 1 | 0.5 | 0 | 4.1373 | 0 | 4.1373
2007-04-13 16:00 | 4 | 13 | 16 | 103 | 2464 | 77 | 719.0432 | 0 | Heating | 719.0432 | 4 | 575.2346 | 575.2346 | 0 | 6 | 0 | 0 | 4 | 0 | 0 | 0 | 6 | 0 | 115.0469 | 0.044249 | 1 | 0.5 | 0 | 8.2745 | 0 | 8.2745 | 586.9741 | 0 | 33.599 | 0.025845 | 1 | 0.5 | 0 | 4.1373 | 0 | 4.1373
2007-04-13 17:00 | 4 | 13 | 17 | 103 | 2465 | 77 | 749.3443 | 0 | Heating | 749.3443 | 4 | 599.4754 | 599.4754 | 0 | 6 | 0 | 0 | 4 | 0 | 0 | 0 | 6 | 0 | 119.8951 | 0.046113 | 1 | 0.5 | 0 | 8.2745 | 0 | 8.2745 | 611.7096 | 0 | 35.0149 | 0.026935 | 1 | 0.5 | 0 | 4.1373 | 0 | 4.1373
2007-04-13 18:00 | 4 | 13 | 18 | 103 | 2466 | 77 | 855.308 | 0 | Heating | 855.308 | 4 | 684.2464 | 684.2464 | 0 | 6 | 0 | 0 | 4 | 0 | 0 | 0 | 6 | 0 | 136.8493 | 0.052634 | 1 | 0.5 | 0 | 8.2745 | 0 | 8.2745 | 698.2106 | 0 | 39.9663 | 0.030743 | 1 | 0.5 | 0 | 4.1373 | 0 | 4.1373
2007-04-13 19:00 | 4 | 13 | 19 | 103 | 2467 | 75.02 | 951.2389 | 0 | Heating | 951.2389 | 4 | 760.9911 | 760.9911 | 0 | 6 | 0 | 0 | 4 | 0 | 0 | 0 | 6 | 0 | 152.1982 | 0.058538 | 1 | 0.5 | 0 | 8.2745 | 0 | 8.2745 | 776.5215 | 0 | 44.4489 | 0.034191 | 1 | 0.5 | 0 | 4.1373 | 0 | 4.1373
2007-04-13 20:00 | 4 | 13 | 20 | 103 | 2468 | 75.02 | 953.5173 | 0 | Heating | 953.5173 | 4 | 762.8139 | 762.8139 | 0 | 6 | 0 | 0 | 4 | 0 | 0 | 0 | 6 | 0 | 152.5628 | 0.058678 | 1 | 0.5 | 0 | 8.2745 | 0 | 8.2745 | 778.3815 | 0 | 44.5553 | 0.034273 | 1 | 0.5 | 0 | 4.1373 | 0 | 4.1373
2007-04-13 21:00 | 4 | 13 | 21 | 103 | 2469 | 71.96 | 983.3475 | 0 | Heating | 983.3475 | 4 | 786.678 | 786.678 | 0 | 6 | 0 | 0 | 4 | 0 | 0 | 0 | 6 | 0 | 157.3356 | 0.060514 | 1 | 0.5 | 0 | 8.2745 | 0 | 8.2745 | 802.7326 | 0 | 45.9492 | 0.035346 | 1 | 0.5 | 0 | 4.1373 | 0 | 4.1373
2007-04-13 22:00 | 4 | 13 | 22 | 103 | 2470 | 69.98 | 561.775 | 0 | Heating | 561.775 | 4 | 449.42 | 449.42 | 0 | 6 | 0 | 0 | 4 | 0 | 0 | 0 | 6 | 0 | 89.884 | 0.034571 | 1 | 0.5 | 0 | 8.2745 | 0 | 8.2745 | 458.5919 | 0 | 26.2502 | 0.020192 | 1 | 0.5 | 0 | 4.1373 | 0 | 4.1373
2007-04-13 23:00 | 4 | 13 | 23 | 103 | 2471 | 69.98 | 572.3095 | 0 | Heating | 572.3095 | 4 | 457.8476 | 457.8476 | 0 | 6 | 0 | 0 | 4 | 0 | 0 | 0 | 6 | 0 | 91.5695 | 0.035219 | 1 | 0.5 | 0 | 8.2745 | 0 | 8.2745 | 467.1914 | 0 | 26.7425 | 0.020571 | 1 | 0.5 | 0 | 4.1373 | 0 | 4.1373
2007-04-14 | 4 | 14 | 0 | 104 | 2472 | 69.08 | 420.0739 | 0 | Heating | 420.0739 | 4 | 336.0591 | 336.0591 | 0 | 6 | 0 | 0 | 4 | 0 | 0 | 0 | 6 | 0 | 67.2118 | 0.025851 | 1 | 0.5 | 0 | 8.2745 | 0 | 8.2745 | 342.9174 | 0 | 19.6289 | 0.015099 | 1 | 0.5 | 0 | 4.1373 | 0 | 4.1373
2007-04-14 01:00 | 4 | 14 | 1 | 104 | 2473 | 69.08 | 369.4803 | 0 | Heating | 369.4803 | 4 | 295.5842 | 295.5842 | 0 | 6 | 0 | 0 | 4 | 0 | 0 | 0 | 6 | 0 | 59.1168 | 0.022737 | 1 | 0.5 | 0 | 8.2745 | 0 | 8.2745 | 301.6165 | 0 | 17.2648 | 0.013281 | 1 | 0.5 | 0 | 4.1373 | 0 | 4.1373
2007-04-14 02:00 | 4 | 14 | 2 | 104 | 2474 | 69.08 | 382.8228 | 0 | Heating | 382.8228 | 4 | 306.2582 | 306.2582 | 0 | 6 | 0 | 0 | 4 | 0 | 0 | 0 | 6 | 0 | 61.2516 | 0.023558 | 1 | 0.5 | 0 | 8.2745 | 0 | 8.2745 | 312.5084 | 0 | 17.8883 | 0.01376 | 1 | 0.5 | 0 | 4.1373 | 0 | 4.1373
2007-04-14 03:00 | 4 | 14 | 3 | 104 | 2475 | 66.02 | 399.0714 | 0 | Heating | 399.0714 | 4 | 319.2572 | 319.2572 | 0 | 6 | 0 | 0 | 4 | 0 | 0 | 0 | 6 | 0 | 63.8514 | 0.024558 | 1 | 0.5 | 0 | 8.2745 | 0 | 8.2745 | 325.7726 | 0 | 18.6475 | 0.014344 | 1 | 0.5 | 0 | 4.1373 | 0 | 4.1373
2007-04-14 04:00 | 4 | 14 | 4 | 104 | 2476 | 64.94 | 411.3635 | 0 | Heating | 411.3635 | 4 | 329.0908 | 329.0908 | 0 | 6 | 0 | 0 | 4 | 0 | 0 | 0 | 6 | 0 | 65.8182 | 0.025315 | 1 | 0.5 | 0 | 8.2745 | 0 | 8.2745 | 335.8069 | 0 | 19.2219 | 0.014786 | 1 | 0.5 | 0 | 4.1373 | 0 | 4.1373
2007-04-14 05:00 | 4 | 14 | 5 | 104 | 2477 | 64.94 | 511.0516 | 0 | Heating | 511.0516 | 4 | 408.8413 | 408.8413 | 0 | 6 | 0 | 0 | 4 | 0 | 0 | 0 | 6 | 0 | 81.7683 | 0.031449 | 1 | 0.5 | 0 | 8.2745 | 0 | 8.2745 | 417.185 | 0 | 23.8801 | 0.018369 | 1 | 0.5 | 0 | 4.1373 | 0 | 4.1373
2007-04-14 06:00 | 4 | 14 | 6 | 104 | 2478 | 62.96 | 572.3933 | 0 | Heating | 572.3933 | 4 | 457.9146 | 457.9146 | 0 | 6 | 0 | 0 | 4 | 0 | 0 | 0 | 6 | 0 | 91.5829 | 0.035224 | 1 | 0.5 | 0 | 8.2745 | 0 | 8.2745 | 467.2598 | 0 | 26.7464 | 0.020574 | 1 | 0.5 | 0 | 4.1373 | 0 | 4.1373
2007-04-14 07:00 | 4 | 14 | 7 | 104 | 2479 | 64.94 | 855.6983 | 0 | Heating | 855.6983 | 4 | 684.5586 | 684.5586 | 0 | 6 | 0 | 0 | 4 | 0 | 0 | 0 | 6 | 0 | 136.9117 | 0.052658 | 1 | 0.5 | 0 | 8.2745 | 0 | 8.2745 | 698.5292 | 0 | 39.9845 | 0.030757 | 1 | 0.5 | 0 | 4.1373 | 0 | 4.1373
2007-04-14 08:00 | 4 | 14 | 8 | 104 | 2480 | 64.94 | 1979.1659 | 0 | Heating | 1979.1659 | 4 | 1583.3327 | 1583.3327 | 0 | 6 | 0 | 0 | 4 | 0 | 0 | 0 | 6 | 0 | 316.6665 | 0.12179 | 1 | 0.5 | 0 | 8.2745 | 0 | 8.2745 | 1615.6456 | 0 | 92.4811 | 0.071139 | 1 | 0.5 | 0 | 4.1373 | 0 | 4.1373
2007-04-14 09:00 | 4 | 14 | 9 | 104 | 2481 | 69.98 | 1508.8337 | 0 | Heating | 1508.8337 | 4 | 1207.0669 | 1207.0669 | 0 | 6 | 0 | 0 | 4 | 0 | 0 | 0 | 6 | 0 | 241.4134 | 0.092851 | 1 | 0.5 | 0 | 8.2745 | 0 | 8.2745 | 1231.701 | 0 | 70.5038 | 0.054234 | 1 | 0.5 | 0 | 4.1373 | 0 | 4.1373
2007-04-14 10:00 | 4 | 14 | 10 | 104 | 2482 | 71.96 | 1188.1104 | 0 | Heating | 1188.1104 | 4 | 950.4883 | 950.4883 | 0 | 6 | 0 | 0 | 4 | 0 | 0 | 0 | 6 | 0 | 190.0977 | 0.073114 | 1 | 0.5 | 0 | 8.2745 | 0 | 8.2745 | 969.8861 | 0 | 55.5172 | 0.042706 | 1 | 0.5 | 0 | 4.1373 | 0 | 4.1373
2007-04-14 11:00 | 4 | 14 | 11 | 104 | 2483 | 71.96 | 934.0662 | 0 | Heating | 934.0662 | 4 | 747.2529 | 747.2529 | 0 | 6 | 0 | 0 | 4 | 0 | 0 | 0 | 6 | 0 | 149.4506 | 0.057481 | 1 | 0.5 | 0 | 8.2745 | 0 | 8.2745 | 762.503 | 0 | 43.6464 | 0.033574 | 1 | 0.5 | 0 | 4.1373 | 0 | 4.1373
2007-04-14 12:00 | 4 | 14 | 12 | 104 | 2484 | 73.94 | 644.137 | 0 | Heating | 644.137 | 4 | 515.3096 | 515.3096 | 0 | 6 | 0 | 0 | 4 | 0 | 0 | 0 | 6 | 0 | 103.0619 | 0.039639 | 1 | 0.5 | 0 | 8.2745 | 0 | 8.2745 | 525.8261 | 0 | 30.0988 | 0.023153 | 1 | 0.5 | 0 | 4.1373 | 0 | 4.1373
2007-04-14 13:00 | 4 | 14 | 13 | 104 | 2485 | 75.92 | 504.6594 | 0 | Heating | 504.6594 | 4 | 403.7275 | 403.7275 | 0 | 6 | 0 | 0 | 4 | 0 | 0 | 0 | 6 | 0 | 80.7455 | 0.031056 | 1 | 0.5 | 0 | 8.2745 | 0 | 8.2745 | 411.9669 | 0 | 23.5814 | 0.01814 | 1 | 0.5 | 0 | 4.1373 | 0 | 4.1373
2007-04-14 14:00 | 4 | 14 | 14 | 104 | 2486 | 75.92 | 431.0268 | 0 | Heating | 431.0268 | 4 | 344.8214 | 344.8214 | 0 | 6 | 0 | 0 | 4 | 0 | 0 | 0 | 6 | 0 | 68.9643 | 0.026525 | 1 | 0.5 | 0 | 8.2745 | 0 | 8.2745 | 351.8586 | 0 | 20.1407 | 0.015493 | 1 | 0.5 | 0 | 4.1373 | 0 | 4.1373
2007-04-14 15:00 | 4 | 14 | 15 | 104 | 2487 | 78.08 | 323.0159 | 0 | Heating | 323.0159 | 4 | 258.4128 | 258.4128 | 0 | 6 | 0 | 0 | 4 | 0 | 0 | 0 | 6 | 0 | 51.6826 | 0.019878 | 1 | 0.5 | 0 | 8.2745 | 0 | 8.2745 | 263.6865 | 0 | 15.0937 | 0.011611 | 1 | 0.5 | 0 | 4.1373 | 0 | 4.1373
2007-04-14 16:00 | 4 | 14 | 16 | 104 | 2488 | 77 | 257.9776 | 0 | Heating | 257.9776 | 4 | 206.3821 | 206.3821 | 0 | 6 | 0 | 0 | 4 | 0 | 0 | 0 | 6 | 0 | 41.2764 | 0.015876 | 1 | 0.5 | 0 | 8.2745 | 0 | 8.2745 | 210.5939 | 0 | 12.0546 | 0.0092728 | 1 | 0.5 | 0 | 4.1373 | 0 | 4.1373
2007-04-14 17:00 | 4 | 14 | 17 | 104 | 2489 | 77 | 256.0884 | 0 | Heating | 256.0884 | 4 | 204.8707 | 204.8707 | 0 | 6 | 0 | 0 | 4 | 0 | 0 | 0 | 6 | 0 | 40.9741 | 0.015759 | 1 | 0.5 | 0 | 8.2745 | 0 | 8.2745 | 209.0518 | 0 | 11.9663 | 0.0092049 | 1 | 0.5 | 0 | 4.1373 | 0 | 4.1373
2007-04-14 18:00 | 4 | 14 | 18 | 104 | 2490 | 73.94 | 382.659 | 0 | Heating | 382.659 | 4 | 306.1272 | 306.1272 | 0 | 6 | 0 | 0 | 4 | 0 | 0 | 0 | 6 | 0 | 61.2254 | 0.023548 | 1 | 0.5 | 0 | 8.2745 | 0 | 8.2745 | 312.3747 | 0 | 17.8806 | 0.013754 | 1 | 0.5 | 0 | 4.1373 | 0 | 4.1373
2007-04-14 19:00 | 4 | 14 | 19 | 104 | 2491 | 71.96 | 411.538 | 0 | Heating | 411.538 | 4 | 329.2304 | 329.2304 | 0 | 6 | 0 | 0 | 4 | 0 | 0 | 0 | 6 | 0 | 65.8461 | 0.025325 | 1 | 0.5 | 0 | 8.2745 | 0 | 8.2745 | 335.9494 | 0 | 19.2301 | 0.014792 | 1 | 0.5 | 0 | 4.1373 | 0 | 4.1373
2007-04-14 20:00 | 4 | 14 | 20 | 104 | 2492 | 71.96 | 486.7489 | 0 | Heating | 486.7489 | 4 | 389.3991 | 389.3991 | 0 | 6 | 0 | 0 | 4 | 0 | 0 | 0 | 6 | 0 | 77.8798 | 0.029954 | 1 | 0.5 | 0 | 8.2745 | 0 | 8.2745 | 397.346 | 0 | 22.7445 | 0.017496 | 1 | 0.5 | 0 | 4.1373 | 0 | 4.1373
2007-04-14 21:00 | 4 | 14 | 21 | 104 | 2493 | 68 | 575.8312 | 0 | Heating | 575.8312 | 4 | 460.6649 | 460.6649 | 0 | 6 | 0 | 0 | 4 | 0 | 0 | 0 | 6 | 0 | 92.133 | 0.035436 | 1 | 0.5 | 0 | 8.2745 | 0 | 8.2745 | 470.0663 | 0 | 26.9071 | 0.020698 | 1 | 0.5 | 0 | 4.1373 | 0 | 4.1373
2007-04-14 22:00 | 4 | 14 | 22 | 104 | 2494 | 66.92 | 617.2004 | 0 | Heating | 617.2004 | 4 | 493.7603 | 493.7603 | 0 | 6 | 0 | 0 | 4 | 0 | 0 | 0 | 6 | 0 | 98.7521 | 0.037982 | 1 | 0.5 | 0 | 8.2745 | 0 | 8.2745 | 503.837 | 0 | 28.8401 | 0.022185 | 1 | 0.5 | 0 | 4.1373 | 0 | 4.1373
2007-04-14 23:00 | 4 | 14 | 23 | 104 | 2495 | 66.92 | 680.0907 | 0 | Heating | 680.0907 | 4 | 544.0725 | 544.0725 | 0 | 6 | 0 | 0 | 4 | 0 | 0 | 0 | 6 | 0 | 108.8145 | 0.041852 | 1 | 0.5 | 0 | 8.2745 | 0 | 8.2745 | 555.176 | 0 | 31.7788 | 0.024445 | 1 | 0.5 | 0 | 4.1373 | 0 | 4.1373
2007-04-15 | 4 | 15 | 0 | 105 | 2496 | 66.02 | 492.5158 | 0 | Heating | 492.5158 | 4 | 394.0126 | 394.0126 | 0 | 6 | 0 | 0 | 4 | 0 | 0 | 0 | 6 | 0 | 78.8025 | 0.030309 | 1 | 0.5 | 0 | 8.2745 | 0 | 8.2745 | 402.0537 | 0 | 23.014 | 0.017703 | 1 | 0.5 | 0 | 4.1373 | 0 | 4.1373
2007-04-15 01:00 | 4 | 15 | 1 | 105 | 2497 | 64.94 | 466.8737 | 0 | Heating | 466.8737 | 4 | 373.499 | 373.499 | 0 | 6 | 0 | 0 | 4 | 0 | 0 | 0 | 6 | 0 | 74.6998 | 0.028731 | 1 | 0.5 | 0 | 8.2745 | 0 | 8.2745 | 381.1214 | 0 | 21.8158 | 0.016781 | 1 | 0.5 | 0 | 4.1373 | 0 | 4.1373
2007-04-15 02:00 | 4 | 15 | 2 | 105 | 2498 | 64.94 | 508.7229 | 0 | Heating | 508.7229 | 4 | 406.9783 | 406.9783 | 0 | 6 | 0 | 0 | 4 | 0 | 0 | 0 | 6 | 0 | 81.3957 | 0.031306 | 1 | 0.5 | 0 | 8.2745 | 0 | 8.2745 | 415.284 | 0 | 23.7713 | 0.018286 | 1 | 0.5 | 0 | 4.1373 | 0 | 4.1373
2007-04-15 03:00 | 4 | 15 | 3 | 105 | 2499 | 64.04 | 548.4881 | 0 | Heating | 548.4881 | 4 | 438.7904 | 438.7904 | 0 | 6 | 0 | 0 | 4 | 0 | 0 | 0 | 6 | 0 | 87.7581 | 0.033753 | 1 | 0.5 | 0 | 8.2745 | 0 | 8.2745 | 447.7454 | 0 | 25.6294 | 0.019715 | 1 | 0.5 | 0 | 4.1373 | 0 | 4.1373
2007-04-15 04:00 | 4 | 15 | 4 | 105 | 2500 | 64.04 | 572.529 | 0 | Heating | 572.529 | 4 | 458.0232 | 458.0232 | 0 | 6 | 0 | 0 | 4 | 0 | 0 | 0 | 6 | 0 | 91.6046 | 0.035233 | 1 | 0.5 | 0 | 8.2745 | 0 | 8.2745 | 467.3707 | 0 | 26.7528 | 0.020579 | 1 | 0.5 | 0 | 4.1373 | 0 | 4.1373
2007-04-15 05:00 | 4 | 15 | 5 | 105 | 2501 | 64.04 | 713.0443 | 0 | Heating | 713.0443 | 4 | 570.4354 | 570.4354 | 0 | 6 | 0 | 0 | 4 | 0 | 0 | 0 | 6 | 0 | 114.0871 | 0.04388 | 1 | 0.5 | 0 | 8.2745 | 0 | 8.2745 | 582.077 | 0 | 33.3187 | 0.02563 | 1 | 0.5 | 0 | 4.1373 | 0 | 4.1373
2007-04-15 06:00 | 4 | 15 | 6 | 105 | 2502 | 64.04 | 2505.9918 | 0 | Heating | 2505.9918 | 4 | 2004.7934 | 2004.7934 | 0 | 6 | 0 | 0 | 4 | 0 | 0 | 0 | 6 | 0 | 400.9587 | 0.15421 | 1 | 0.5 | 0 | 8.2745 | 0 | 8.2745 | 2045.7076 | 0 | 117.0983 | 0.090076 | 1 | 0.5 | 0 | 4.1373 | 0 | 4.1373
2007-04-15 07:00 | 4 | 15 | 7 | 105 | 2503 | 64.04 | 2187.2583 | 0 | Heating | 2187.2583 | 4 | 1749.8066 | 1749.8066 | 0 | 6 | 0 | 0 | 4 | 0 | 0 | 0 | 6 | 0 | 349.9613 | 0.1346 | 1 | 0.5 | 0 | 8.2745 | 0 | 8.2745 | 1785.5169 | 0 | 102.2047 | 0.078619 | 1 | 0.5 | 0 | 4.1373 | 0 | 4.1373
2007-04-15 08:00 | 4 | 15 | 8 | 105 | 2504 | 62.96 | 1767.0168 | 0 | Heating | 1767.0168 | 4 | 1413.6134 | 1413.6134 | 0 | 6 | 0 | 0 | 4 | 0 | 0 | 0 | 6 | 0 | 282.7227 | 0.10874 | 1 | 0.5 | 0 | 8.2745 | 0 | 8.2745 | 1442.4627 | 0 | 82.568 | 0.063514 | 1 | 0.5 | 0 | 4.1373 | 0 | 4.1373
2007-04-15 09:00 | 4 | 15 | 9 | 105 | 2505 | 62.96 | 1144.0105 | 0 | Heating | 1144.0105 | 4 | 915.2084 | 915.2084 | 0 | 6 | 0 | 0 | 4 | 0 | 0 | 0 | 6 | 0 | 183.0417 | 0.070401 | 1 | 0.5 | 0 | 8.2745 | 0 | 8.2745 | 933.8862 | 0 | 53.4566 | 0.04112 | 1 | 0.5 | 0 | 4.1373 | 0 | 4.1373
2007-04-15 10:00 | 4 | 15 | 10 | 105 | 2506 | 64.94 | 646.005 | 0 | Heating | 646.005 | 4 | 516.804 | 516.804 | 0 | 6 | 0 | 0 | 4 | 0 | 0 | 0 | 6 | 0 | 103.3608 | 0.039754 | 1 | 0.5 | 0 | 8.2745 | 0 | 8.2745 | 527.351 | 0 | 30.1861 | 0.02322 | 1 | 0.5 | 0 | 4.1373 | 0 | 4.1373
2007-04-15 11:00 | 4 | 15 | 11 | 105 | 2507 | 64.94 | 317.4655 | 0 | Heating | 317.4655 | 4 | 253.9724 | 253.9724 | 0 | 6 | 0 | 0 | 4 | 0 | 0 | 0 | 6 | 0 | 50.7945 | 0.019536 | 1 | 0.5 | 0 | 8.2745 | 0 | 8.2745 | 259.1555 | 0 | 14.8343 | 0.011411 | 1 | 0.5 | 0 | 4.1373 | 0 | 4.1373
2007-04-15 12:00 | 4 | 15 | 12 | 105 | 2508 | 64.04 | 0 | 338.9347 | Cooling | 0 | 4 | 0 | 0 | 0 | 6 | 0 | 338.9347 | 4 | 423.6684 | 423.6684 | 0 | 6 | 0 | 42.3668 | 0.016295 | 1 | 0.5 | 0 | 8.2745 | 0 | 8.2745 | 0 | 415.195 | 51.8994 | 0.039923 | 1 | 0.5 | 0 | 4.1373 | 0 | 4.1373
2007-04-15 13:00 | 4 | 15 | 13 | 105 | 2509 | 62.96 | 0 | 967.6879 | Cooling | 0 | 4 | 0 | 0 | 0 | 6 | 0 | 967.6879 | 4 | 1209.6099 | 1209.6099 | 0 | 6 | 0 | 120.961 | 0.046523 | 1 | 0.5 | 0 | 8.2745 | 0 | 8.2745 | 0 | 1185.4177 | 148.1772 | 0.11398 | 1 | 0.5 | 0 | 4.1373 | 0 | 4.1373
2007-04-15 14:00 | 4 | 15 | 14 | 105 | 2510 | 57.02 | 0 | 1366.742 | Cooling | 0 | 4 | 0 | 0 | 0 | 6 | 0 | 1366.742 | 4 | 1708.4275 | 1708.4275 | 0 | 6 | 0 | 170.8428 | 0.065709 | 1 | 0.5 | 0 | 8.2745 | 0 | 8.2745 | 0 | 1674.259 | 209.2824 | 0.16099 | 1 | 0.5 | 0 | 4.1373 | 0 | 4.1373
2007-04-15 15:00 | 4 | 15 | 15 | 105 | 2511 | 42.98 | 0 | 1816.9836 | Cooling | 0 | 4 | 0 | 0 | 0 | 6 | 0 | 1816.9836 | 4 | 2271.2295 | 2271.2295 | 0 | 6 | 0 | 227.123 | 0.087355 | 1 | 0.5 | 0 | 8.2745 | 0 | 8.2745 | 0 | 2225.8049 | 278.2256 | 0.21402 | 1 | 0.5 | 0 | 4.1373 | 0 | 4.1373
2007-04-15 16:00 | 4 | 15 | 16 | 105 | 2512 | 41 | 0 | 2077.7691 | Cooling | 0 | 4 | 0 | 0 | 0 | 6 | 0 | 2077.7691 | 4 | 2597.2113 | 2597.2113 | 0 | 6 | 0 | 259.7211 | 0.099893 | 1 | 0.5 | 0 | 8.2745 | 0 | 8.2745 | 0 | 2545.2671 | 318.1584 | 0.24474 | 1 | 0.5 | 0 | 4.1373 | 0 | 4.1373
2007-04-15 17:00 | 4 | 15 | 17 | 105 | 2513 | 41 | 0 | 2115.973 | Cooling | 0 | 4 | 0 | 0 | 0 | 6 | 0 | 2115.973 | 4 | 2644.9662 | 2644.9662 | 0 | 6 | 0 | 264.4966 | 0.10173 | 1 | 0.5 | 0 | 8.2745 | 0 | 8.2745 | 0 | 2592.0669 | 324.0084 | 0.24924 | 1 | 0.5 | 0 | 4.1373 | 0 | 4.1373
2007-04-15 18:00 | 4 | 15 | 18 | 105 | 2514 | 35.96 | 0 | 1682.3328 | Cooling | 0 | 4 | 0 | 0 | 0 | 6 | 0 | 1682.3328 | 4 | 2102.916 | 2102.916 | 0 | 6 | 0 | 210.2916 | 0.080881 | 1 | 0.5 | 0 | 8.2745 | 0 | 8.2745 | 0 | 2060.8577 | 257.6072 | 0.19816 | 1 | 0.5 | 0 | 4.1373 | 0 | 4.1373
2007-04-15 19:00 | 4 | 15 | 19 | 105 | 2515 | 33.98 | 0 | 1221.4738 | Cooling | 0 | 4 | 0 | 0 | 0 | 6 | 0 | 1221.4738 | 4 | 1526.8423 | 1526.8423 | 0 | 6 | 0 | 152.6842 | 0.058725 | 1 | 0.5 | 0 | 8.2745 | 0 | 8.2745 | 0 | 1496.3054 | 187.0382 | 0.14388 | 1 | 0.5 | 0 | 4.1373 | 0 | 4.1373
2007-04-15 20:00 | 4 | 15 | 20 | 105 | 2516 | 33.08 | 0 | 829.7805 | Cooling | 0 | 4 | 0 | 0 | 0 | 6 | 0 | 829.7805 | 4 | 1037.2256 | 1037.2256 | 0 | 6 | 0 | 103.7226 | 0.039893 | 1 | 0.5 | 0 | 8.2745 | 0 | 8.2745 | 0 | 1016.4811 | 127.0601 | 0.097739 | 1 | 0.5 | 0 | 4.1373 | 0 | 4.1373
2007-04-15 21:00 | 4 | 15 | 21 | 105 | 2517 | 32 | 0 | 287.3984 | Cooling | 0 | 4 | 0 | 0 | 0 | 6 | 0 | 287.3984 | 4 | 359.248 | 359.248 | 0 | 6 | 0 | 35.9248 | 0.013817 | 1 | 0.5 | 0 | 8.2745 | 0 | 8.2745 | 0 | 352.063 | 44.0079 | 0.033852 | 1 | 0.5 | 0 | 4.1373 | 0 | 4.1373
2007-04-15 22:00 | 4 | 15 | 22 | 105 | 2518 | 30.02 | 56.2036 | 0 | Heating | 56.2036 | 4 | 44.9629 | 44.9629 | 0 | 6 | 0 | 0 | 4 | 0 | 0 | 0 | 6 | 0 | 8.9926 | 0.0034587 | 1 | 0.5 | 0 | 8.2745 | 0 | 8.2745 | 45.8805 | 0 | 2.6262 | 0.0020202 | 1 | 0.5 | 0 | 4.1373 | 0 | 4.1373
2007-04-15 23:00 | 4 | 15 | 23 | 105 | 2519 | 28.94 | 78.1779 | 0 | Heating | 78.1779 | 4 | 62.5423 | 62.5423 | 0 | 6 | 0 | 0 | 4 | 0 | 0 | 0 | 6 | 0 | 12.5085 | 0.0048109 | 1 | 0.5 | 0 | 8.2745 | 0 | 8.2745 | 63.8187 | 0 | 3.653 | 0.00281 | 1 | 0.5 | 0 | 4.1373 | 0 | 4.1373
2007-04-16 | 4 | 16 | 0 | 106 | 2520 | 30.02 | 0 | 12.4748 | Cooling | 0 | 4 | 0 | 0 | 0 | 6 | 0 | 12.4748 | 4 | 15.5935 | 15.5935 | 0 | 6 | 0 | 1.5593 | 0.00059975 | 1 | 0.5 | 0 | 8.2745 | 0 | 8.2745 | 0 | 15.2816 | 1.9102 | 0.0014694 | 1 | 0.5 | 0 | 4.1373 | 0 | 4.1373
2007-04-16 01:00 | 4 | 16 | 1 | 106 | 2521 | 30.02 | 0 | 104.1999 | Cooling | 0 | 4 | 0 | 0 | 0 | 6 | 0 | 104.1999 | 4 | 130.2498 | 130.2498 | 0 | 6 | 0 | 13.025 | 0.0050096 | 1 | 0.5 | 0 | 8.2745 | 0 | 8.2745 | 0 | 127.6448 | 15.9556 | 0.012274 | 1 | 0.5 | 0 | 4.1373 | 0 | 4.1373
2007-04-16 02:00 | 4 | 16 | 2 | 106 | 2522 | 30.02 | 0 | 108.2661 | Cooling | 0 | 4 | 0 | 0 | 0 | 6 | 0 | 108.2661 | 4 | 135.3327 | 135.3327 | 0 | 6 | 0 | 13.5333 | 0.0052051 | 1 | 0.5 | 0 | 8.2745 | 0 | 8.2745 | 0 | 132.626 | 16.5783 | 0.012753 | 1 | 0.5 | 0 | 4.1373 | 0 | 4.1373
2007-04-16 03:00 | 4 | 16 | 3 | 106 | 2523 | 28.94 | 0 | 112.0819 | Cooling | 0 | 4 | 0 | 0 | 0 | 6 | 0 | 112.0819 | 4 | 140.1024 | 140.1024 | 0 | 6 | 0 | 14.0102 | 0.0053886 | 1 | 0.5 | 0 | 8.2745 | 0 | 8.2745 | 0 | 137.3003 | 17.1625 | 0.013202 | 1 | 0.5 | 0 | 4.1373 | 0 | 4.1373
2007-04-16 04:00 | 4 | 16 | 4 | 106 | 2524 | 28.94 | 0 | 101.2019 | Cooling | 0 | 4 | 0 | 0 | 0 | 6 | 0 | 101.2019 | 4 | 126.5024 | 126.5024 | 0 | 6 | 0 | 12.6502 | 0.0048655 | 1 | 0.5 | 0 | 8.2745 | 0 | 8.2745 | 0 | 123.9724 | 15.4965 | 0.01192 | 1 | 0.5 | 0 | 4.1373 | 0 | 4.1373
2007-04-16 05:00 | 4 | 16 | 5 | 106 | 2525 | 28.94 | 0 | 87.3416 | Cooling | 0 | 4 | 0 | 0 | 0 | 6 | 0 | 87.3416 | 4 | 109.1771 | 109.1771 | 0 | 6 | 0 | 10.9177 | 0.0041991 | 1 | 0.5 | 0 | 8.2745 | 0 | 8.2745 | 0 | 106.9935 | 13.3742 | 0.010288 | 1 | 0.5 | 0 | 4.1373 | 0 | 4.1373
2007-04-16 06:00 | 4 | 16 | 6 | 106 | 2526 | 26.96 | 149.243 | 0 | Heating | 149.243 | 4 | 119.3944 | 119.3944 | 0 | 6 | 0 | 0 | 4 | 0 | 0 | 0 | 6 | 0 | 23.8789 | 0.0091842 | 1 | 0.5 | 0 | 8.2745 | 0 | 8.2745 | 121.831 | 0 | 6.9737 | 0.0053644 | 1 | 0.5 | 0 | 4.1373 | 0 | 4.1373
2007-04-16 07:00 | 4 | 16 | 7 | 106 | 2527 | 26.96 | 491.0945 | 0 | Heating | 491.0945 | 4 | 392.8756 | 392.8756 | 0 | 6 | 0 | 0 | 4 | 0 | 0 | 0 | 6 | 0 | 78.5751 | 0.030221 | 1 | 0.5 | 0 | 8.2745 | 0 | 8.2745 | 400.8935 | 0 | 22.9475 | 0.017652 | 1 | 0.5 | 0 | 4.1373 | 0 | 4.1373
2007-04-16 08:00 | 4 | 16 | 8 | 106 | 2528 | 26.96 | 428.4722 | 0 | Heating | 428.4722 | 4 | 342.7778 | 342.7778 | 0 | 6 | 0 | 0 | 4 | 0 | 0 | 0 | 6 | 0 | 68.5556 | 0.026368 | 1 | 0.5 | 0 | 8.2745 | 0 | 8.2745 | 349.7733 | 0 | 20.0214 | 0.015401 | 1 | 0.5 | 0 | 4.1373 | 0 | 4.1373
2007-04-16 09:00 | 4 | 16 | 9 | 106 | 2529 | 30.02 | 561.9941 | 0 | Heating | 561.9941 | 4 | 449.5952 | 449.5952 | 0 | 6 | 0 | 0 | 4 | 0 | 0 | 0 | 6 | 0 | 89.919 | 0.034584 | 1 | 0.5 | 0 | 8.2745 | 0 | 8.2745 | 458.7707 | 0 | 26.2605 | 0.0202 | 1 | 0.5 | 0 | 4.1373 | 0 | 4.1373
2007-04-16 10:00 | 4 | 16 | 10 | 106 | 2530 | 30.92 | 650.6453 | 0 | Heating | 650.6453 | 4 | 520.5162 | 520.5162 | 0 | 6 | 0 | 0 | 4 | 0 | 0 | 0 | 6 | 0 | 104.1032 | 0.04004 | 1 | 0.5 | 0 | 8.2745 | 0 | 8.2745 | 531.139 | 0 | 30.4029 | 0.023387 | 1 | 0.5 | 0 | 4.1373 | 0 | 4.1373
2007-04-16 11:00 | 4 | 16 | 11 | 106 | 2531 | 30.92 | 535.0192 | 0 | Heating | 535.0192 | 4 | 428.0154 | 428.0154 | 0 | 6 | 0 | 0 | 4 | 0 | 0 | 0 | 6 | 0 | 85.6031 | 0.032924 | 1 | 0.5 | 0 | 8.2745 | 0 | 8.2745 | 436.7504 | 0 | 25 | 0.019231 | 1 | 0.5 | 0 | 4.1373 | 0 | 4.1373
2007-04-16 12:00 | 4 | 16 | 12 | 106 | 2532 | 33.98 | 413.0451 | 0 | Heating | 413.0451 | 4 | 330.4361 | 330.4361 | 0 | 6 | 0 | 0 | 4 | 0 | 0 | 0 | 6 | 0 | 66.0872 | 0.025418 | 1 | 0.5 | 0 | 8.2745 | 0 | 8.2745 | 337.1797 | 0 | 19.3005 | 0.014847 | 1 | 0.5 | 0 | 4.1373 | 0 | 4.1373
2007-04-16 13:00 | 4 | 16 | 13 | 106 | 2533 | 37.04 | 182.6955 | 0 | Heating | 182.6955 | 4 | 146.1564 | 146.1564 | 0 | 6 | 0 | 0 | 4 | 0 | 0 | 0 | 6 | 0 | 29.2313 | 0.011243 | 1 | 0.5 | 0 | 8.2745 | 0 | 8.2745 | 149.1392 | 0 | 8.5369 | 0.0065668 | 1 | 0.5 | 0 | 4.1373 | 0 | 4.1373
2007-04-16 14:00 | 4 | 16 | 14 | 106 | 2534 | 37.04 | 0 | 25.0671 | Cooling | 0 | 4 | 0 | 0 | 0 | 6 | 0 | 25.0671 | 4 | 31.3338 | 31.3338 | 0 | 6 | 0 | 3.1334 | 0.0012051 | 1 | 0.5 | 0 | 8.2745 | 0 | 8.2745 | 0 | 30.7072 | 3.8384 | 0.0029526 | 1 | 0.5 | 0 | 4.1373 | 0 | 4.1373
2007-04-16 15:00 | 4 | 16 | 15 | 106 | 2535 | 41 | 0 | 202.7289 | Cooling | 0 | 4 | 0 | 0 | 0 | 6 | 0 | 202.7289 | 4 | 253.4111 | 253.4111 | 0 | 6 | 0 | 25.3411 | 0.0097466 | 1 | 0.5 | 0 | 8.2745 | 0 | 8.2745 | 0 | 248.3429 | 31.0429 | 0.023879 | 1 | 0.5 | 0 | 4.1373 | 0 | 4.1373
2007-04-16 16:00 | 4 | 16 | 16 | 106 | 2536 | 41 | 0 | 157.4323 | Cooling | 0 | 4 | 0 | 0 | 0 | 6 | 0 | 157.4323 | 4 | 196.7904 | 196.7904 | 0 | 6 | 0 | 19.679 | 0.0075689 | 1 | 0.5 | 0 | 8.2745 | 0 | 8.2745 | 0 | 192.8546 | 24.1068 | 0.018544 | 1 | 0.5 | 0 | 4.1373 | 0 | 4.1373
2007-04-16 17:00 | 4 | 16 | 17 | 106 | 2537 | 41 | 0 | 92.6514 | Cooling | 0 | 4 | 0 | 0 | 0 | 6 | 0 | 92.6514 | 4 | 115.8142 | 115.8142 | 0 | 6 | 0 | 11.5814 | 0.0044544 | 1 | 0.5 | 0 | 8.2745 | 0 | 8.2745 | 0 | 113.4979 | 14.1872 | 0.010913 | 1 | 0.5 | 0 | 4.1373 | 0 | 4.1373
2007-04-16 18:00 | 4 | 16 | 18 | 106 | 2538 | 39.02 | 67.1133 | 0 | Heating | 67.1133 | 4 | 53.6907 | 53.6907 | 0 | 6 | 0 | 0 | 4 | 0 | 0 | 0 | 6 | 0 | 10.7381 | 0.0041301 | 1 | 0.5 | 0 | 8.2745 | 0 | 8.2745 | 54.7864 | 0 | 3.136 | 0.0024123 | 1 | 0.5 | 0 | 4.1373 | 0 | 4.1373
2007-04-16 19:00 | 4 | 16 | 19 | 106 | 2539 | 35.96 | 279.9911 | 0 | Heating | 279.9911 | 4 | 223.9928 | 223.9928 | 0 | 6 | 0 | 0 | 4 | 0 | 0 | 0 | 6 | 0 | 44.7986 | 0.01723 | 1 | 0.5 | 0 | 8.2745 | 0 | 8.2745 | 228.5641 | 0 | 13.0832 | 0.010064 | 1 | 0.5 | 0 | 4.1373 | 0 | 4.1373
2007-04-16 20:00 | 4 | 16 | 20 | 106 | 2540 | 35.96 | 524.6426 | 0 | Heating | 524.6426 | 4 | 419.7141 | 419.7141 | 0 | 6 | 0 | 0 | 4 | 0 | 0 | 0 | 6 | 0 | 83.9428 | 0.032286 | 1 | 0.5 | 0 | 8.2745 | 0 | 8.2745 | 428.2797 | 0 | 24.5152 | 0.018858 | 1 | 0.5 | 0 | 4.1373 | 0 | 4.1373
2007-04-16 21:00 | 4 | 16 | 21 | 106 | 2541 | 33.08 | 386.3394 | 0 | Heating | 386.3394 | 4 | 309.0715 | 309.0715 | 0 | 6 | 0 | 0 | 4 | 0 | 0 | 0 | 6 | 0 | 61.8143 | 0.023775 | 1 | 0.5 | 0 | 8.2745 | 0 | 8.2745 | 315.3791 | 0 | 18.0526 | 0.013887 | 1 | 0.5 | 0 | 4.1373 | 0 | 4.1373
2007-04-16 22:00 | 4 | 16 | 22 | 106 | 2542 | 30.92 | 446.4529 | 0 | Heating | 446.4529 | 4 | 357.1623 | 357.1623 | 0 | 6 | 0 | 0 | 4 | 0 | 0 | 0 | 6 | 0 | 71.4325 | 0.027474 | 1 | 0.5 | 0 | 8.2745 | 0 | 8.2745 | 364.4514 | 0 | 20.8616 | 0.016047 | 1 | 0.5 | 0 | 4.1373 | 0 | 4.1373
2007-04-16 23:00 | 4 | 16 | 23 | 106 | 2543 | 30.92 | 525.1008 | 0 | Heating | 525.1008 | 4 | 420.0806 | 420.0806 | 0 | 6 | 0 | 0 | 4 | 0 | 0 | 0 | 6 | 0 | 84.0161 | 0.032314 | 1 | 0.5 | 0 | 8.2745 | 0 | 8.2745 | 428.6537 | 0 | 24.5366 | 0.018874 | 1 | 0.5 | 0 | 4.1373 | 0 | 4.1373
2007-04-17 | 4 | 17 | 0 | 107 | 2544 | 30.02 | 436.5214 | 0 | Heating | 436.5214 | 4 | 349.2171 | 349.2171 | 0 | 6 | 0 | 0 | 4 | 0 | 0 | 0 | 6 | 0 | 69.8434 | 0.026863 | 1 | 0.5 | 0 | 8.2745 | 0 | 8.2745 | 356.344 | 0 | 20.3975 | 0.01569 | 1 | 0.5 | 0 | 4.1373 | 0 | 4.1373
2007-04-17 01:00 | 4 | 17 | 1 | 107 | 2545 | 28.94 | 282.4767 | 0 | Heating | 282.4767 | 4 | 225.9814 | 225.9814 | 0 | 6 | 0 | 0 | 4 | 0 | 0 | 0 | 6 | 0 | 45.1963 | 0.017383 | 1 | 0.5 | 0 | 8.2745 | 0 | 8.2745 | 230.5933 | 0 | 13.1994 | 0.010153 | 1 | 0.5 | 0 | 4.1373 | 0 | 4.1373
2007-04-17 02:00 | 4 | 17 | 2 | 107 | 2546 | 28.94 | 335.5212 | 0 | Heating | 335.5212 | 4 | 268.417 | 268.417 | 0 | 6 | 0 | 0 | 4 | 0 | 0 | 0 | 6 | 0 | 53.6834 | 0.020647 | 1 | 0.5 | 0 | 8.2745 | 0 | 8.2745 | 273.8949 | 0 | 15.678 | 0.01206 | 1 | 0.5 | 0 | 4.1373 | 0 | 4.1373
2007-04-17 03:00 | 4 | 17 | 3 | 107 | 2547 | 28.04 | 393.6878 | 0 | Heating | 393.6878 | 4 | 314.9502 | 314.9502 | 0 | 6 | 0 | 0 | 4 | 0 | 0 | 0 | 6 | 0 | 62.99 | 0.024227 | 1 | 0.5 | 0 | 8.2745 | 0 | 8.2745 | 321.3778 | 0 | 18.396 | 0.014151 | 1 | 0.5 | 0 | 4.1373 | 0 | 4.1373
2007-04-17 04:00 | 4 | 17 | 4 | 107 | 2548 | 26.96 | 396.7053 | 0 | Heating | 396.7053 | 4 | 317.3642 | 317.3642 | 0 | 6 | 0 | 0 | 4 | 0 | 0 | 0 | 6 | 0 | 63.4728 | 0.024413 | 1 | 0.5 | 0 | 8.2745 | 0 | 8.2745 | 323.841 | 0 | 18.537 | 0.014259 | 1 | 0.5 | 0 | 4.1373 | 0 | 4.1373
2007-04-17 05:00 | 4 | 17 | 5 | 107 | 2549 | 26.96 | 496.2968 | 0 | Heating | 496.2968 | 4 | 397.0375 | 397.0375 | 0 | 6 | 0 | 0 | 4 | 0 | 0 | 0 | 6 | 0 | 79.4075 | 0.030541 | 1 | 0.5 | 0 | 8.2745 | 0 | 8.2745 | 405.1403 | 0 | 23.1906 | 0.017839 | 1 | 0.5 | 0 | 4.1373 | 0 | 4.1373
2007-04-17 06:00 | 4 | 17 | 6 | 107 | 2550 | 26.06 | 1954.2832 | 0 | Heating | 1954.2832 | 4 | 1563.4266 | 1563.4266 | 0 | 6 | 0 | 0 | 4 | 0 | 0 | 0 | 6 | 0 | 312.6853 | 0.12026 | 1 | 0.5 | 0 | 8.2745 | 0 | 8.2745 | 1595.3332 | 0 | 91.3184 | 0.070245 | 1 | 0.5 | 0 | 4.1373 | 0 | 4.1373
2007-04-17 07:00 | 4 | 17 | 7 | 107 | 2551 | 30.02 | 1752.7788 | 0 | Heating | 1752.7788 | 4 | 1402.2231 | 1402.2231 | 0 | 6 | 0 | 0 | 4 | 0 | 0 | 0 | 6 | 0 | 280.4446 | 0.10786 | 1 | 0.5 | 0 | 8.2745 | 0 | 8.2745 | 1430.8399 | 0 | 81.9027 | 0.063002 | 1 | 0.5 | 0 | 4.1373 | 0 | 4.1373
2007-04-17 08:00 | 4 | 17 | 8 | 107 | 2552 | 30.02 | 1578.1526 | 0 | Heating | 1578.1526 | 4 | 1262.5221 | 1262.5221 | 0 | 6 | 0 | 0 | 4 | 0 | 0 | 0 | 6 | 0 | 252.5044 | 0.097117 | 1 | 0.5 | 0 | 8.2745 | 0 | 8.2745 | 1288.2878 | 0 | 73.7429 | 0.056725 | 1 | 0.5 | 0 | 4.1373 | 0 | 4.1373
2007-04-17 09:00 | 4 | 17 | 9 | 107 | 2553 | 37.04 | 1238.5138 | 0 | Heating | 1238.5138 | 4 | 990.811 | 990.811 | 0 | 6 | 0 | 0 | 4 | 0 | 0 | 0 | 6 | 0 | 198.1622 | 0.076216 | 1 | 0.5 | 0 | 8.2745 | 0 | 8.2745 | 1011.0317 | 0 | 57.8724 | 0.044517 | 1 | 0.5 | 0 | 4.1373 | 0 | 4.1373
2007-04-17 10:00 | 4 | 17 | 10 | 107 | 2554 | 39.02 | 1102.482 | 0 | Heating | 1102.482 | 4 | 881.9856 | 881.9856 | 0 | 6 | 0 | 0 | 4 | 0 | 0 | 0 | 6 | 0 | 176.3971 | 0.067845 | 1 | 0.5 | 0 | 8.2745 | 0 | 8.2745 | 899.9853 | 0 | 51.516 | 0.039628 | 1 | 0.5 | 0 | 4.1373 | 0 | 4.1373
2007-04-17 11:00 | 4 | 17 | 11 | 107 | 2555 | 39.02 | 1046.8058 | 0 | Heating | 1046.8058 | 4 | 837.4446 | 837.4446 | 0 | 6 | 0 | 0 | 4 | 0 | 0 | 0 | 6 | 0 | 167.4889 | 0.064419 | 1 | 0.5 | 0 | 8.2745 | 0 | 8.2745 | 854.5353 | 0 | 48.9144 | 0.037626 | 1 | 0.5 | 0 | 4.1373 | 0 | 4.1373
2007-04-17 12:00 | 4 | 17 | 12 | 107 | 2556 | 44.96 | 856.4778 | 0 | Heating | 856.4778 | 4 | 685.1822 | 685.1822 | 0 | 6 | 0 | 0 | 4 | 0 | 0 | 0 | 6 | 0 | 137.0364 | 0.052706 | 1 | 0.5 | 0 | 8.2745 | 0 | 8.2745 | 699.1655 | 0 | 40.0209 | 0.030785 | 1 | 0.5 | 0 | 4.1373 | 0 | 4.1373
2007-04-17 13:00 | 4 | 17 | 13 | 107 | 2557 | 46.94 | 595.3951 | 0 | Heating | 595.3951 | 4 | 476.316 | 476.316 | 0 | 6 | 0 | 0 | 4 | 0 | 0 | 0 | 6 | 0 | 95.2632 | 0.03664 | 1 | 0.5 | 0 | 8.2745 | 0 | 8.2745 | 486.0368 | 0 | 27.8212 | 0.021401 | 1 | 0.5 | 0 | 4.1373 | 0 | 4.1373
2007-04-17 14:00 | 4 | 17 | 14 | 107 | 2558 | 46.94 | 487.8369 | 0 | Heating | 487.8369 | 4 | 390.2695 | 390.2695 | 0 | 6 | 0 | 0 | 4 | 0 | 0 | 0 | 6 | 0 | 78.0539 | 0.030021 | 1 | 0.5 | 0 | 8.2745 | 0 | 8.2745 | 398.2342 | 0 | 22.7953 | 0.017535 | 1 | 0.5 | 0 | 4.1373 | 0 | 4.1373
2007-04-17 15:00 | 4 | 17 | 15 | 107 | 2559 | 51.98 | 360.5585 | 0 | Heating | 360.5585 | 4 | 288.4468 | 288.4468 | 0 | 6 | 0 | 0 | 4 | 0 | 0 | 0 | 6 | 0 | 57.6894 | 0.022188 | 1 | 0.5 | 0 | 8.2745 | 0 | 8.2745 | 294.3335 | 0 | 16.8479 | 0.01296 | 1 | 0.5 | 0 | 4.1373 | 0 | 4.1373
2007-04-17 16:00 | 4 | 17 | 16 | 107 | 2560 | 53.06 | 365.81 | 0 | Heating | 365.81 | 4 | 292.648 | 292.648 | 0 | 6 | 0 | 0 | 4 | 0 | 0 | 0 | 6 | 0 | 58.5296 | 0.022511 | 1 | 0.5 | 0 | 8.2745 | 0 | 8.2745 | 298.6204 | 0 | 17.0933 | 0.013149 | 1 | 0.5 | 0 | 4.1373 | 0 | 4.1373
2007-04-17 17:00 | 4 | 17 | 17 | 107 | 2561 | 53.06 | 466.5487 | 0 | Heating | 466.5487 | 4 | 373.2389 | 373.2389 | 0 | 6 | 0 | 0 | 4 | 0 | 0 | 0 | 6 | 0 | 74.6478 | 0.028711 | 1 | 0.5 | 0 | 8.2745 | 0 | 8.2745 | 380.8561 | 0 | 21.8006 | 0.01677 | 1 | 0.5 | 0 | 4.1373 | 0 | 4.1373
2007-04-17 18:00 | 4 | 17 | 18 | 107 | 2562 | 50 | 619.2128 | 0 | Heating | 619.2128 | 4 | 495.3703 | 495.3703 | 0 | 6 | 0 | 0 | 4 | 0 | 0 | 0 | 6 | 0 | 99.0741 | 0.038105 | 1 | 0.5 | 0 | 8.2745 | 0 | 8.2745 | 505.4799 | 0 | 28.9342 | 0.022257 | 1 | 0.5 | 0 | 4.1373 | 0 | 4.1373
2007-04-17 19:00 | 4 | 17 | 19 | 107 | 2563 | 48.02 | 849.3241 | 0 | Heating | 849.3241 | 4 | 679.4593 | 679.4593 | 0 | 6 | 0 | 0 | 4 | 0 | 0 | 0 | 6 | 0 | 135.8919 | 0.052266 | 1 | 0.5 | 0 | 8.2745 | 0 | 8.2745 | 693.3258 | 0 | 39.6867 | 0.030528 | 1 | 0.5 | 0 | 4.1373 | 0 | 4.1373
2007-04-17 20:00 | 4 | 17 | 20 | 107 | 2564 | 48.02 | 955.4091 | 0 | Heating | 955.4091 | 4 | 764.3272 | 764.3272 | 0 | 6 | 0 | 0 | 4 | 0 | 0 | 0 | 6 | 0 | 152.8654 | 0.058794 | 1 | 0.5 | 0 | 8.2745 | 0 | 8.2745 | 779.9258 | 0 | 44.6437 | 0.034341 | 1 | 0.5 | 0 | 4.1373 | 0 | 4.1373
2007-04-17 21:00 | 4 | 17 | 21 | 107 | 2565 | 44.06 | 665.2732 | 0 | Heating | 665.2732 | 4 | 532.2186 | 532.2186 | 0 | 6 | 0 | 0 | 4 | 0 | 0 | 0 | 6 | 0 | 106.4437 | 0.04094 | 1 | 0.5 | 0 | 8.2745 | 0 | 8.2745 | 543.0802 | 0 | 31.0864 | 0.023913 | 1 | 0.5 | 0 | 4.1373 | 0 | 4.1373
2007-04-17 22:00 | 4 | 17 | 22 | 107 | 2566 | 42.08 | 684.2505 | 0 | Heating | 684.2505 | 4 | 547.4004 | 547.4004 | 0 | 6 | 0 | 0 | 4 | 0 | 0 | 0 | 6 | 0 | 109.4801 | 0.042108 | 1 | 0.5 | 0 | 8.2745 | 0 | 8.2745 | 558.5718 | 0 | 31.9732 | 0.024595 | 1 | 0.5 | 0 | 4.1373 | 0 | 4.1373
2007-04-17 23:00 | 4 | 17 | 23 | 107 | 2567 | 42.08 | 742.3116 | 0 | Heating | 742.3116 | 4 | 593.8493 | 593.8493 | 0 | 6 | 0 | 0 | 4 | 0 | 0 | 0 | 6 | 0 | 118.7699 | 0.045681 | 1 | 0.5 | 0 | 8.2745 | 0 | 8.2745 | 605.9686 | 0 | 34.6862 | 0.026682 | 1 | 0.5 | 0 | 4.1373 | 0 | 4.1373
2007-04-18 | 4 | 18 | 0 | 108 | 2568 | 37.94 | 674.5647 | 0 | Heating | 674.5647 | 4 | 539.6518 | 539.6518 | 0 | 6 | 0 | 0 | 4 | 0 | 0 | 0 | 6 | 0 | 107.9304 | 0.041512 | 1 | 0.5 | 0 | 8.2745 | 0 | 8.2745 | 550.6651 | 0 | 31.5206 | 0.024247 | 1 | 0.5 | 0 | 4.1373 | 0 | 4.1373
2007-04-18 01:00 | 4 | 18 | 1 | 108 | 2569 | 35.96 | 443.1138 | 0 | Heating | 443.1138 | 4 | 354.491 | 354.491 | 0 | 6 | 0 | 0 | 4 | 0 | 0 | 0 | 6 | 0 | 70.8982 | 0.027269 | 1 | 0.5 | 0 | 8.2745 | 0 | 8.2745 | 361.7255 | 0 | 20.7055 | 0.015927 | 1 | 0.5 | 0 | 4.1373 | 0 | 4.1373
2007-04-18 02:00 | 4 | 18 | 2 | 108 | 2570 | 35.96 | 465.5765 | 0 | Heating | 465.5765 | 4 | 372.4612 | 372.4612 | 0 | 6 | 0 | 0 | 4 | 0 | 0 | 0 | 6 | 0 | 74.4922 | 0.028651 | 1 | 0.5 | 0 | 8.2745 | 0 | 8.2745 | 380.0625 | 0 | 21.7552 | 0.016735 | 1 | 0.5 | 0 | 4.1373 | 0 | 4.1373
2007-04-18 03:00 | 4 | 18 | 3 | 108 | 2571 | 33.08 | 499.747 | 0 | Heating | 499.747 | 4 | 399.7976 | 399.7976 | 0 | 6 | 0 | 0 | 4 | 0 | 0 | 0 | 6 | 0 | 79.9595 | 0.030754 | 1 | 0.5 | 0 | 8.2745 | 0 | 8.2745 | 407.9567 | 0 | 23.3518 | 0.017963 | 1 | 0.5 | 0 | 4.1373 | 0 | 4.1373
2007-04-18 04:00 | 4 | 18 | 4 | 108 | 2572 | 30.92 | 521.4263 | 0 | Heating | 521.4263 | 4 | 417.1411 | 417.1411 | 0 | 6 | 0 | 0 | 4 | 0 | 0 | 0 | 6 | 0 | 83.4282 | 0.032088 | 1 | 0.5 | 0 | 8.2745 | 0 | 8.2745 | 425.6542 | 0 | 24.3649 | 0.018742 | 1 | 0.5 | 0 | 4.1373 | 0 | 4.1373
2007-04-18 05:00 | 4 | 18 | 5 | 108 | 2573 | 30.92 | 644.3342 | 0 | Heating | 644.3342 | 4 | 515.4674 | 515.4674 | 0 | 6 | 0 | 0 | 4 | 0 | 0 | 0 | 6 | 0 | 103.0935 | 0.039651 | 1 | 0.5 | 0 | 8.2745 | 0 | 8.2745 | 525.9871 | 0 | 30.108 | 0.02316 | 1 | 0.5 | 0 | 4.1373 | 0 | 4.1373
2007-04-18 06:00 | 4 | 18 | 6 | 108 | 2574 | 30.02 | 2360.9511 | 0 | Heating | 2360.9511 | 4 | 1888.7609 | 1888.7609 | 0 | 6 | 0 | 0 | 4 | 0 | 0 | 0 | 6 | 0 | 377.7522 | 0.14529 | 1 | 0.5 | 0 | 8.2745 | 0 | 8.2745 | 1927.307 | 0 | 110.321 | 0.084862 | 1 | 0.5 | 0 | 4.1373 | 0 | 4.1373
2007-04-18 07:00 | 4 | 18 | 7 | 108 | 2575 | 33.98 | 2177.4919 | 0 | Heating | 2177.4919 | 4 | 1741.9935 | 1741.9935 | 0 | 6 | 0 | 0 | 4 | 0 | 0 | 0 | 6 | 0 | 348.3987 | 0.134 | 1 | 0.5 | 0 | 8.2745 | 0 | 8.2745 | 1777.5444 | 0 | 101.7484 | 0.078268 | 1 | 0.5 | 0 | 4.1373 | 0 | 4.1373
2007-04-18 08:00 | 4 | 18 | 8 | 108 | 2576 | 33.98 | 1859.8808 | 0 | Heating | 1859.8808 | 4 | 1487.9046 | 1487.9046 | 0 | 6 | 0 | 0 | 4 | 0 | 0 | 0 | 6 | 0 | 297.5809 | 0.11445 | 1 | 0.5 | 0 | 8.2745 | 0 | 8.2745 | 1518.27 | 0 | 86.9073 | 0.066852 | 1 | 0.5 | 0 | 4.1373 | 0 | 4.1373
2007-04-18 09:00 | 4 | 18 | 9 | 108 | 2577 | 41 | 1375.0698 | 0 | Heating | 1375.0698 | 4 | 1100.0559 | 1100.0559 | 0 | 6 | 0 | 0 | 4 | 0 | 0 | 0 | 6 | 0 | 220.0112 | 0.08462 | 1 | 0.5 | 0 | 8.2745 | 0 | 8.2745 | 1122.506 | 0 | 64.2533 | 0.049426 | 1 | 0.5 | 0 | 4.1373 | 0 | 4.1373
2007-04-18 10:00 | 4 | 18 | 10 | 108 | 2578 | 42.98 | 1098.0647 | 0 | Heating | 1098.0647 | 4 | 878.4518 | 878.4518 | 0 | 6 | 0 | 0 | 4 | 0 | 0 | 0 | 6 | 0 | 175.6904 | 0.067573 | 1 | 0.5 | 0 | 8.2745 | 0 | 8.2745 | 896.3794 | 0 | 51.3096 | 0.039469 | 1 | 0.5 | 0 | 4.1373 | 0 | 4.1373
2007-04-18 11:00 | 4 | 18 | 11 | 108 | 2579 | 42.98 | 858.671 | 0 | Heating | 858.671 | 4 | 686.9368 | 686.9368 | 0 | 6 | 0 | 0 | 4 | 0 | 0 | 0 | 6 | 0 | 137.3874 | 0.052841 | 1 | 0.5 | 0 | 8.2745 | 0 | 8.2745 | 700.9559 | 0 | 40.1234 | 0.030864 | 1 | 0.5 | 0 | 4.1373 | 0 | 4.1373
2007-04-18 12:00 | 4 | 18 | 12 | 108 | 2580 | 46.94 | 646.5657 | 0 | Heating | 646.5657 | 4 | 517.2525 | 517.2525 | 0 | 6 | 0 | 0 | 4 | 0 | 0 | 0 | 6 | 0 | 103.4505 | 0.039789 | 1 | 0.5 | 0 | 8.2745 | 0 | 8.2745 | 527.8087 | 0 | 30.2123 | 0.02324 | 1 | 0.5 | 0 | 4.1373 | 0 | 4.1373
2007-04-18 13:00 | 4 | 18 | 13 | 108 | 2581 | 48.02 | 415.137 | 0 | Heating | 415.137 | 4 | 332.1096 | 332.1096 | 0 | 6 | 0 | 0 | 4 | 0 | 0 | 0 | 6 | 0 | 66.4219 | 0.025547 | 1 | 0.5 | 0 | 8.2745 | 0 | 8.2745 | 338.8873 | 0 | 19.3982 | 0.014922 | 1 | 0.5 | 0 | 4.1373 | 0 | 4.1373
2007-04-18 14:00 | 4 | 18 | 14 | 108 | 2582 | 48.02 | 257.0362 | 0 | Heating | 257.0362 | 4 | 205.6289 | 205.6289 | 0 | 6 | 0 | 0 | 4 | 0 | 0 | 0 | 6 | 0 | 41.1258 | 0.015818 | 1 | 0.5 | 0 | 8.2745 | 0 | 8.2745 | 209.8255 | 0 | 12.0106 | 0.0092389 | 1 | 0.5 | 0 | 4.1373 | 0 | 4.1373
2007-04-18 15:00 | 4 | 18 | 15 | 108 | 2583 | 50 | 142.8452 | 0 | Heating | 142.8452 | 4 | 114.2762 | 114.2762 | 0 | 6 | 0 | 0 | 4 | 0 | 0 | 0 | 6 | 0 | 22.8552 | 0.0087905 | 1 | 0.5 | 0 | 8.2745 | 0 | 8.2745 | 116.6084 | 0 | 6.6748 | 0.0051344 | 1 | 0.5 | 0 | 4.1373 | 0 | 4.1373
2007-04-18 16:00 | 4 | 18 | 16 | 108 | 2584 | 50 | 78.3805 | 0 | Heating | 78.3805 | 4 | 62.7044 | 62.7044 | 0 | 6 | 0 | 0 | 4 | 0 | 0 | 0 | 6 | 0 | 12.5409 | 0.0048234 | 1 | 0.5 | 0 | 8.2745 | 0 | 8.2745 | 63.9841 | 0 | 3.6625 | 0.0028173 | 1 | 0.5 | 0 | 4.1373 | 0 | 4.1373
2007-04-18 17:00 | 4 | 18 | 17 | 108 | 2585 | 50 | 67.3734 | 0 | Heating | 67.3734 | 4 | 53.8988 | 53.8988 | 0 | 6 | 0 | 0 | 4 | 0 | 0 | 0 | 6 | 0 | 10.7798 | 0.0041461 | 1 | 0.5 | 0 | 8.2745 | 0 | 8.2745 | 54.9987 | 0 | 3.1482 | 0.0024217 | 1 | 0.5 | 0 | 4.1373 | 0 | 4.1373
2007-04-18 18:00 | 4 | 18 | 18 | 108 | 2586 | 48.92 | 186.7572 | 0 | Heating | 186.7572 | 4 | 149.4058 | 149.4058 | 0 | 6 | 0 | 0 | 4 | 0 | 0 | 0 | 6 | 0 | 29.8812 | 0.011493 | 1 | 0.5 | 0 | 8.2745 | 0 | 8.2745 | 152.4549 | 0 | 8.7267 | 0.0067128 | 1 | 0.5 | 0 | 4.1373 | 0 | 4.1373
2007-04-18 19:00 | 4 | 18 | 19 | 108 | 2587 | 48.02 | 478.497 | 0 | Heating | 478.497 | 4 | 382.7976 | 382.7976 | 0 | 6 | 0 | 0 | 4 | 0 | 0 | 0 | 6 | 0 | 76.5595 | 0.029446 | 1 | 0.5 | 0 | 8.2745 | 0 | 8.2745 | 390.6098 | 0 | 22.3589 | 0.017199 | 1 | 0.5 | 0 | 4.1373 | 0 | 4.1373
2007-04-18 20:00 | 4 | 18 | 20 | 108 | 2588 | 48.02 | 779.2645 | 0 | Heating | 779.2645 | 4 | 623.4116 | 623.4116 | 0 | 6 | 0 | 0 | 4 | 0 | 0 | 0 | 6 | 0 | 124.6823 | 0.047955 | 1 | 0.5 | 0 | 8.2745 | 0 | 8.2745 | 636.1343 | 0 | 36.413 | 0.02801 | 1 | 0.5 | 0 | 4.1373 | 0 | 4.1373
2007-04-18 21:00 | 4 | 18 | 21 | 108 | 2589 | 44.96 | 608.1721 | 0 | Heating | 608.1721 | 4 | 486.5377 | 486.5377 | 0 | 6 | 0 | 0 | 4 | 0 | 0 | 0 | 6 | 0 | 97.3075 | 0.037426 | 1 | 0.5 | 0 | 8.2745 | 0 | 8.2745 | 496.467 | 0 | 28.4183 | 0.02186 | 1 | 0.5 | 0 | 4.1373 | 0 | 4.1373
2007-04-18 22:00 | 4 | 18 | 22 | 108 | 2590 | 44.06 | 637.254 | 0 | Heating | 637.254 | 4 | 509.8032 | 509.8032 | 0 | 6 | 0 | 0 | 4 | 0 | 0 | 0 | 6 | 0 | 101.9606 | 0.039216 | 1 | 0.5 | 0 | 8.2745 | 0 | 8.2745 | 520.2074 | 0 | 29.7772 | 0.022906 | 1 | 0.5 | 0 | 4.1373 | 0 | 4.1373
2007-04-18 23:00 | 4 | 18 | 23 | 108 | 2591 | 44.06 | 696.6626 | 0 | Heating | 696.6626 | 4 | 557.3301 | 557.3301 | 0 | 6 | 0 | 0 | 4 | 0 | 0 | 0 | 6 | 0 | 111.466 | 0.042872 | 1 | 0.5 | 0 | 8.2745 | 0 | 8.2745 | 568.7041 | 0 | 32.5532 | 0.025041 | 1 | 0.5 | 0 | 4.1373 | 0 | 4.1373
2007-04-19 | 4 | 19 | 0 | 109 | 2592 | 41 | 616.4016 | 0 | Heating | 616.4016 | 4 | 493.1213 | 493.1213 | 0 | 6 | 0 | 0 | 4 | 0 | 0 | 0 | 6 | 0 | 98.6243 | 0.037932 | 1 | 0.5 | 0 | 8.2745 | 0 | 8.2745 | 503.185 | 0 | 28.8028 | 0.022156 | 1 | 0.5 | 0 | 4.1373 | 0 | 4.1373
2007-04-19 01:00 | 4 | 19 | 1 | 109 | 2593 | 42.98 | 341.7209 | 0 | Heating | 341.7209 | 4 | 273.3767 | 273.3767 | 0 | 6 | 0 | 0 | 4 | 0 | 0 | 0 | 6 | 0 | 54.6753 | 0.021029 | 1 | 0.5 | 0 | 8.2745 | 0 | 8.2745 | 278.9558 | 0 | 15.9677 | 0.012283 | 1 | 0.5 | 0 | 4.1373 | 0 | 4.1373
2007-04-19 02:00 | 4 | 19 | 2 | 109 | 2594 | 42.98 | 272.4096 | 0 | Heating | 272.4096 | 4 | 217.9277 | 217.9277 | 0 | 6 | 0 | 0 | 4 | 0 | 0 | 0 | 6 | 0 | 43.5855 | 0.016764 | 1 | 0.5 | 0 | 8.2745 | 0 | 8.2745 | 222.3752 | 0 | 12.729 | 0.0097915 | 1 | 0.5 | 0 | 4.1373 | 0 | 4.1373
2007-04-19 03:00 | 4 | 19 | 3 | 109 | 2595 | 37.4 | 266.1224 | 0 | Heating | 266.1224 | 4 | 212.8979 | 212.8979 | 0 | 6 | 0 | 0 | 4 | 0 | 0 | 0 | 6 | 0 | 42.5796 | 0.016377 | 1 | 0.5 | 0 | 8.2745 | 0 | 8.2745 | 217.2428 | 0 | 12.4352 | 0.0095655 | 1 | 0.5 | 0 | 4.1373 | 0 | 4.1373
2007-04-19 04:00 | 4 | 19 | 4 | 109 | 2596 | 39.02 | 282.7855 | 0 | Heating | 282.7855 | 4 | 226.2284 | 226.2284 | 0 | 6 | 0 | 0 | 4 | 0 | 0 | 0 | 6 | 0 | 45.2457 | 0.017402 | 1 | 0.5 | 0 | 8.2745 | 0 | 8.2745 | 230.8453 | 0 | 13.2138 | 0.010164 | 1 | 0.5 | 0 | 4.1373 | 0 | 4.1373
2007-04-19 05:00 | 4 | 19 | 5 | 109 | 2597 | 35.96 | 356.9635 | 0 | Heating | 356.9635 | 4 | 285.5708 | 285.5708 | 0 | 6 | 0 | 0 | 4 | 0 | 0 | 0 | 6 | 0 | 57.1142 | 0.021967 | 1 | 0.5 | 0 | 8.2745 | 0 | 8.2745 | 291.3988 | 0 | 16.68 | 0.012831 | 1 | 0.5 | 0 | 4.1373 | 0 | 4.1373
2007-04-19 06:00 | 4 | 19 | 6 | 109 | 2598 | 42.98 | 1440.8147 | 0 | Heating | 1440.8147 | 4 | 1152.6518 | 1152.6518 | 0 | 6 | 0 | 0 | 4 | 0 | 0 | 0 | 6 | 0 | 230.5304 | 0.088666 | 1 | 0.5 | 0 | 8.2745 | 0 | 8.2745 | 1176.1753 | 0 | 67.3254 | 0.051789 | 1 | 0.5 | 0 | 4.1373 | 0 | 4.1373
2007-04-19 07:00 | 4 | 19 | 7 | 109 | 2599 | 44.96 | 1322.0689 | 0 | Heating | 1322.0689 | 4 | 1057.6551 | 1057.6551 | 0 | 6 | 0 | 0 | 4 | 0 | 0 | 0 | 6 | 0 | 211.531 | 0.081358 | 1 | 0.5 | 0 | 8.2745 | 0 | 8.2745 | 1079.2399 | 0 | 61.7768 | 0.047521 | 1 | 0.5 | 0 | 4.1373 | 0 | 4.1373
2007-04-19 08:00 | 4 | 19 | 8 | 109 | 2600 | 44.96 | 1226.3381 | 0 | Heating | 1226.3381 | 4 | 981.0705 | 981.0705 | 0 | 6 | 0 | 0 | 4 | 0 | 0 | 0 | 6 | 0 | 196.2141 | 0.075467 | 1 | 0.5 | 0 | 8.2745 | 0 | 8.2745 | 1001.0924 | 0 | 57.3035 | 0.04408 | 1 | 0.5 | 0 | 4.1373 | 0 | 4.1373
2007-04-19 09:00 | 4 | 19 | 9 | 109 | 2601 | 50 | 791.2322 | 0 | Heating | 791.2322 | 4 | 632.9857 | 632.9857 | 0 | 6 | 0 | 0 | 4 | 0 | 0 | 0 | 6 | 0 | 126.5971 | 0.048691 | 1 | 0.5 | 0 | 8.2745 | 0 | 8.2745 | 645.9038 | 0 | 36.9722 | 0.02844 | 1 | 0.5 | 0 | 4.1373 | 0 | 4.1373
2007-04-19 10:00 | 4 | 19 | 10 | 109 | 2602 | 51.98 | 574.8661 | 0 | Heating | 574.8661 | 4 | 459.8929 | 459.8929 | 0 | 6 | 0 | 0 | 4 | 0 | 0 | 0 | 6 | 0 | 91.9786 | 0.035376 | 1 | 0.5 | 0 | 8.2745 | 0 | 8.2745 | 469.2785 | 0 | 26.862 | 0.020663 | 1 | 0.5 | 0 | 4.1373 | 0 | 4.1373
2007-04-19 11:00 | 4 | 19 | 11 | 109 | 2603 | 51.98 | 281.2839 | 0 | Heating | 281.2839 | 4 | 225.0271 | 225.0271 | 0 | 6 | 0 | 0 | 4 | 0 | 0 | 0 | 6 | 0 | 45.0054 | 0.01731 | 1 | 0.5 | 0 | 8.2745 | 0 | 8.2745 | 229.6195 | 0 | 13.1436 | 0.01011 | 1 | 0.5 | 0 | 4.1373 | 0 | 4.1373
2007-04-19 12:00 | 4 | 19 | 12 | 109 | 2604 | 55.94 | 0 | 21.7201 | Cooling | 0 | 4 | 0 | 0 | 0 | 6 | 0 | 21.7201 | 4 | 27.1501 | 27.1501 | 0 | 6 | 0 | 2.715 | 0.0010442 | 1 | 0.5 | 0 | 8.2745 | 0 | 8.2745 | 0 | 26.6071 | 3.3259 | 0.0025584 | 1 | 0.5 | 0 | 4.1373 | 0 | 4.1373
2007-04-19 13:00 | 4 | 19 | 13 | 109 | 2605 | 57.02 | 0 | 389.9557 | Cooling | 0 | 4 | 0 | 0 | 0 | 6 | 0 | 389.9557 | 4 | 487.4446 | 487.4446 | 0 | 6 | 0 | 48.7445 | 0.018748 | 1 | 0.5 | 0 | 8.2745 | 0 | 8.2745 | 0 | 477.6957 | 59.712 | 0.045932 | 1 | 0.5 | 0 | 4.1373 | 0 | 4.1373
2007-04-19 14:00 | 4 | 19 | 14 | 109 | 2606 | 57.02 | 0 | 211.4801 | Cooling | 0 | 4 | 0 | 0 | 0 | 6 | 0 | 211.4801 | 4 | 264.3502 | 264.3502 | 0 | 6 | 0 | 26.435 | 0.010167 | 1 | 0.5 | 0 | 8.2745 | 0 | 8.2745 | 0 | 259.0631 | 32.3829 | 0.02491 | 1 | 0.5 | 0 | 4.1373 | 0 | 4.1373
2007-04-19 15:00 | 4 | 19 | 15 | 109 | 2607 | 60.08 | 0 | 217.2814 | Cooling | 0 | 4 | 0 | 0 | 0 | 6 | 0 | 217.2814 | 4 | 271.6017 | 271.6017 | 0 | 6 | 0 | 27.1602 | 0.010446 | 1 | 0.5 | 0 | 8.2745 | 0 | 8.2745 | 0 | 266.1697 | 33.2712 | 0.025593 | 1 | 0.5 | 0 | 4.1373 | 0 | 4.1373
2007-04-19 16:00 | 4 | 19 | 16 | 109 | 2608 | 60.08 | 0 | 172.2658 | Cooling | 0 | 4 | 0 | 0 | 0 | 6 | 0 | 172.2658 | 4 | 215.3323 | 215.3323 | 0 | 6 | 0 | 21.5332 | 0.008282 | 1 | 0.5 | 0 | 8.2745 | 0 | 8.2745 | 0 | 211.0256 | 26.3782 | 0.020291 | 1 | 0.5 | 0 | 4.1373 | 0 | 4.1373
2007-04-19 17:00 | 4 | 19 | 17 | 109 | 2609 | 60.08 | 0 | 103.2523 | Cooling | 0 | 4 | 0 | 0 | 0 | 6 | 0 | 103.2523 | 4 | 129.0653 | 129.0653 | 0 | 6 | 0 | 12.9065 | 0.0049641 | 1 | 0.5 | 0 | 8.2745 | 0 | 8.2745 | 0 | 126.484 | 15.8105 | 0.012162 | 1 | 0.5 | 0 | 4.1373 | 0 | 4.1373
2007-04-19 18:00 | 4 | 19 | 18 | 109 | 2610 | 55.94 | 8.2889 | 0 | Heating | 8.2889 | 4 | 6.6311 | 6.6311 | 0 | 6 | 0 | 0 | 4 | 0 | 0 | 0 | 6 | 0 | 1.3262 | 0.00051008 | 1 | 0.5 | 0 | 8.2745 | 0 | 8.2745 | 6.7664 | 0 | 0.38732 | 0.00029794 | 1 | 0.5 | 0 | 4.1373 | 0 | 4.1373
2007-04-19 19:00 | 4 | 19 | 19 | 109 | 2611 | 51.08 | 139.9243 | 0 | Heating | 139.9243 | 4 | 111.9394 | 111.9394 | 0 | 6 | 0 | 0 | 4 | 0 | 0 | 0 | 6 | 0 | 22.3879 | 0.0086107 | 1 | 0.5 | 0 | 8.2745 | 0 | 8.2745 | 114.2239 | 0 | 6.5383 | 0.0050295 | 1 | 0.5 | 0 | 4.1373 | 0 | 4.1373
2007-04-19 20:00 | 4 | 19 | 20 | 109 | 2612 | 51.08 | 271.9506 | 0 | Heating | 271.9506 | 4 | 217.5605 | 217.5605 | 0 | 6 | 0 | 0 | 4 | 0 | 0 | 0 | 6 | 0 | 43.5121 | 0.016735 | 1 | 0.5 | 0 | 8.2745 | 0 | 8.2745 | 222.0005 | 0 | 12.7075 | 0.009775 | 1 | 0.5 | 0 | 4.1373 | 0 | 4.1373
2007-04-19 21:00 | 4 | 19 | 21 | 109 | 2613 | 46.04 | 315.4287 | 0 | Heating | 315.4287 | 4 | 252.343 | 252.343 | 0 | 6 | 0 | 0 | 4 | 0 | 0 | 0 | 6 | 0 | 50.4686 | 0.019411 | 1 | 0.5 | 0 | 8.2745 | 0 | 8.2745 | 257.4928 | 0 | 14.7391 | 0.011338 | 1 | 0.5 | 0 | 4.1373 | 0 | 4.1373
2007-04-19 22:00 | 4 | 19 | 22 | 109 | 2614 | 44.96 | 356.291 | 0 | Heating | 356.291 | 4 | 285.0328 | 285.0328 | 0 | 6 | 0 | 0 | 4 | 0 | 0 | 0 | 6 | 0 | 57.0066 | 0.021926 | 1 | 0.5 | 0 | 8.2745 | 0 | 8.2745 | 290.8498 | 0 | 16.6485 | 0.012807 | 1 | 0.5 | 0 | 4.1373 | 0 | 4.1373
2007-04-19 23:00 | 4 | 19 | 23 | 109 | 2615 | 44.96 | 404.4367 | 0 | Heating | 404.4367 | 4 | 323.5494 | 323.5494 | 0 | 6 | 0 | 0 | 4 | 0 | 0 | 0 | 6 | 0 | 64.7099 | 0.024888 | 1 | 0.5 | 0 | 8.2745 | 0 | 8.2745 | 330.1524 | 0 | 18.8983 | 0.014537 | 1 | 0.5 | 0 | 4.1373 | 0 | 4.1373
2007-04-20 | 4 | 20 | 0 | 110 | 2616 | 42.08 | 292.0633 | 0 | Heating | 292.0633 | 4 | 233.6507 | 233.6507 | 0 | 6 | 0 | 0 | 4 | 0 | 0 | 0 | 6 | 0 | 46.7301 | 0.017973 | 1 | 0.5 | 0 | 8.2745 | 0 | 8.2745 | 238.419 | 0 | 13.6473 | 0.010498 | 1 | 0.5 | 0 | 4.1373 | 0 | 4.1373
2007-04-20 01:00 | 4 | 20 | 1 | 110 | 2617 | 41 | 234.4618 | 0 | Heating | 234.4618 | 4 | 187.5695 | 187.5695 | 0 | 6 | 0 | 0 | 4 | 0 | 0 | 0 | 6 | 0 | 37.5139 | 0.014428 | 1 | 0.5 | 0 | 8.2745 | 0 | 8.2745 | 191.3974 | 0 | 10.9558 | 0.0084275 | 1 | 0.5 | 0 | 4.1373 | 0 | 4.1373
2007-04-20 02:00 | 4 | 20 | 2 | 110 | 2618 | 41 | 248.3786 | 0 | Heating | 248.3786 | 4 | 198.7029 | 198.7029 | 0 | 6 | 0 | 0 | 4 | 0 | 0 | 0 | 6 | 0 | 39.7406 | 0.015285 | 1 | 0.5 | 0 | 8.2745 | 0 | 8.2745 | 202.758 | 0 | 11.6061 | 0.0089277 | 1 | 0.5 | 0 | 4.1373 | 0 | 4.1373
2007-04-20 03:00 | 4 | 20 | 3 | 110 | 2619 | 33.08 | 318.1061 | 0 | Heating | 318.1061 | 4 | 254.4849 | 254.4849 | 0 | 6 | 0 | 0 | 4 | 0 | 0 | 0 | 6 | 0 | 50.897 | 0.019576 | 1 | 0.5 | 0 | 8.2745 | 0 | 8.2745 | 259.6784 | 0 | 14.8642 | 0.011434 | 1 | 0.5 | 0 | 4.1373 | 0 | 4.1373
2007-04-20 04:00 | 4 | 20 | 4 | 110 | 2620 | 33.08 | 358.4675 | 0 | Heating | 358.4675 | 4 | 286.774 | 286.774 | 0 | 6 | 0 | 0 | 4 | 0 | 0 | 0 | 6 | 0 | 57.3548 | 0.02206 | 1 | 0.5 | 0 | 8.2745 | 0 | 8.2745 | 292.6266 | 0 | 16.7502 | 0.012885 | 1 | 0.5 | 0 | 4.1373 | 0 | 4.1373
2007-04-20 05:00 | 4 | 20 | 5 | 110 | 2621 | 33.08 | 438.9901 | 0 | Heating | 438.9901 | 4 | 351.1921 | 351.1921 | 0 | 6 | 0 | 0 | 4 | 0 | 0 | 0 | 6 | 0 | 70.2384 | 0.027015 | 1 | 0.5 | 0 | 8.2745 | 0 | 8.2745 | 358.3593 | 0 | 20.5128 | 0.015779 | 1 | 0.5 | 0 | 4.1373 | 0 | 4.1373
2007-04-20 06:00 | 4 | 20 | 6 | 110 | 2622 | 30.92 | 1752.2677 | 0 | Heating | 1752.2677 | 4 | 1401.8141 | 1401.8141 | 0 | 6 | 0 | 0 | 4 | 0 | 0 | 0 | 6 | 0 | 280.3628 | 0.10783 | 1 | 0.5 | 0 | 8.2745 | 0 | 8.2745 | 1430.4226 | 0 | 81.8788 | 0.062984 | 1 | 0.5 | 0 | 4.1373 | 0 | 4.1373
2007-04-20 07:00 | 4 | 20 | 7 | 110 | 2623 | 39.92 | 1643.3998 | 0 | Heating | 1643.3998 | 4 | 1314.7199 | 1314.7199 | 0 | 6 | 0 | 0 | 4 | 0 | 0 | 0 | 6 | 0 | 262.944 | 0.10113 | 1 | 0.5 | 0 | 8.2745 | 0 | 8.2745 | 1341.5509 | 0 | 76.7917 | 0.059071 | 1 | 0.5 | 0 | 4.1373 | 0 | 4.1373
2007-04-20 08:00 | 4 | 20 | 8 | 110 | 2624 | 39.92 | 1670.6438 | 0 | Heating | 1670.6438 | 4 | 1336.515 | 1336.515 | 0 | 6 | 0 | 0 | 4 | 0 | 0 | 0 | 6 | 0 | 267.303 | 0.10281 | 1 | 0.5 | 0 | 8.2745 | 0 | 8.2745 | 1363.7908 | 0 | 78.0647 | 0.06005 | 1 | 0.5 | 0 | 4.1373 | 0 | 4.1373
2007-04-20 09:00 | 4 | 20 | 9 | 110 | 2625 | 48.92 | 1361.1139 | 0 | Heating | 1361.1139 | 4 | 1088.8911 | 1088.8911 | 0 | 6 | 0 | 0 | 4 | 0 | 0 | 0 | 6 | 0 | 217.7782 | 0.083761 | 1 | 0.5 | 0 | 8.2745 | 0 | 8.2745 | 1111.1134 | 0 | 63.6012 | 0.048924 | 1 | 0.5 | 0 | 4.1373 | 0 | 4.1373
2007-04-20 10:00 | 4 | 20 | 10 | 110 | 2626 | 50 | 1043.1687 | 0 | Heating | 1043.1687 | 4 | 834.5349 | 834.5349 | 0 | 6 | 0 | 0 | 4 | 0 | 0 | 0 | 6 | 0 | 166.907 | 0.064195 | 1 | 0.5 | 0 | 8.2745 | 0 | 8.2745 | 851.5662 | 0 | 48.7445 | 0.037496 | 1 | 0.5 | 0 | 4.1373 | 0 | 4.1373
2007-04-20 11:00 | 4 | 20 | 11 | 110 | 2627 | 50 | 817.4541 | 0 | Heating | 817.4541 | 4 | 653.9632 | 653.9632 | 0 | 6 | 0 | 0 | 4 | 0 | 0 | 0 | 6 | 0 | 130.7926 | 0.050305 | 1 | 0.5 | 0 | 8.2745 | 0 | 8.2745 | 667.3094 | 0 | 38.1974 | 0.029383 | 1 | 0.5 | 0 | 4.1373 | 0 | 4.1373
2007-04-20 12:00 | 4 | 20 | 12 | 110 | 2628 | 55.94 | 601.1802 | 0 | Heating | 601.1802 | 4 | 480.9442 | 480.9442 | 0 | 6 | 0 | 0 | 4 | 0 | 0 | 0 | 6 | 0 | 96.1888 | 0.036996 | 1 | 0.5 | 0 | 8.2745 | 0 | 8.2745 | 490.7594 | 0 | 28.0915 | 0.021609 | 1 | 0.5 | 0 | 4.1373 | 0 | 4.1373
2007-04-20 13:00 | 4 | 20 | 13 | 110 | 2629 | 57.92 | 470.2208 | 0 | Heating | 470.2208 | 4 | 376.1766 | 376.1766 | 0 | 6 | 0 | 0 | 4 | 0 | 0 | 0 | 6 | 0 | 75.2353 | 0.028937 | 1 | 0.5 | 0 | 8.2745 | 0 | 8.2745 | 383.8537 | 0 | 21.9722 | 0.016902 | 1 | 0.5 | 0 | 4.1373 | 0 | 4.1373
2007-04-20 14:00 | 4 | 20 | 14 | 110 | 2630 | 57.92 | 411.2556 | 0 | Heating | 411.2556 | 4 | 329.0045 | 329.0045 | 0 | 6 | 0 | 0 | 4 | 0 | 0 | 0 | 6 | 0 | 65.8009 | 0.025308 | 1 | 0.5 | 0 | 8.2745 | 0 | 8.2745 | 335.7189 | 0 | 19.2169 | 0.014782 | 1 | 0.5 | 0 | 4.1373 | 0 | 4.1373
2007-04-20 15:00 | 4 | 20 | 15 | 110 | 2631 | 62.06 | 348.0129 | 0 | Heating | 348.0129 | 4 | 278.4104 | 278.4104 | 0 | 6 | 0 | 0 | 4 | 0 | 0 | 0 | 6 | 0 | 55.6821 | 0.021416 | 1 | 0.5 | 0 | 8.2745 | 0 | 8.2745 | 284.0922 | 0 | 16.2617 | 0.012509 | 1 | 0.5 | 0 | 4.1373 | 0 | 4.1373
2007-04-20 16:00 | 4 | 20 | 16 | 110 | 2632 | 62.06 | 375.9601 | 0 | Heating | 375.9601 | 4 | 300.7681 | 300.7681 | 0 | 6 | 0 | 0 | 4 | 0 | 0 | 0 | 6 | 0 | 60.1536 | 0.023136 | 1 | 0.5 | 0 | 8.2745 | 0 | 8.2745 | 306.9062 | 0 | 17.5676 | 0.013514 | 1 | 0.5 | 0 | 4.1373 | 0 | 4.1373
2007-04-20 17:00 | 4 | 20 | 17 | 110 | 2633 | 62.06 | 399.1588 | 0 | Heating | 399.1588 | 4 | 319.327 | 319.327 | 0 | 6 | 0 | 0 | 4 | 0 | 0 | 0 | 6 | 0 | 63.8654 | 0.024564 | 1 | 0.5 | 0 | 8.2745 | 0 | 8.2745 | 325.8439 | 0 | 18.6516 | 0.014347 | 1 | 0.5 | 0 | 4.1373 | 0 | 4.1373
2007-04-20 18:00 | 4 | 20 | 18 | 110 | 2634 | 62.06 | 627.2598 | 0 | Heating | 627.2598 | 4 | 501.8078 | 501.8078 | 0 | 6 | 0 | 0 | 4 | 0 | 0 | 0 | 6 | 0 | 100.3616 | 0.038601 | 1 | 0.5 | 0 | 8.2745 | 0 | 8.2745 | 512.0488 | 0 | 29.3102 | 0.022546 | 1 | 0.5 | 0 | 4.1373 | 0 | 4.1373
2007-04-20 19:00 | 4 | 20 | 19 | 110 | 2635 | 59 | 882.4122 | 0 | Heating | 882.4122 | 4 | 705.9297 | 705.9297 | 0 | 6 | 0 | 0 | 4 | 0 | 0 | 0 | 6 | 0 | 141.1859 | 0.054302 | 1 | 0.5 | 0 | 8.2745 | 0 | 8.2745 | 720.3365 | 0 | 41.2328 | 0.031718 | 1 | 0.5 | 0 | 4.1373 | 0 | 4.1373
2007-04-20 20:00 | 4 | 20 | 20 | 110 | 2636 | 59 | 1027.2403 | 0 | Heating | 1027.2403 | 4 | 821.7923 | 821.7923 | 0 | 6 | 0 | 0 | 4 | 0 | 0 | 0 | 6 | 0 | 164.3585 | 0.063215 | 1 | 0.5 | 0 | 8.2745 | 0 | 8.2745 | 838.5635 | 0 | 48.0002 | 0.036923 | 1 | 0.5 | 0 | 4.1373 | 0 | 4.1373
2007-04-20 21:00 | 4 | 20 | 21 | 110 | 2637 | 55.94 | 1170.9086 | 0 | Heating | 1170.9086 | 4 | 936.7269 | 936.7269 | 0 | 6 | 0 | 0 | 4 | 0 | 0 | 0 | 6 | 0 | 187.3454 | 0.072056 | 1 | 0.5 | 0 | 8.2745 | 0 | 8.2745 | 955.8437 | 0 | 54.7134 | 0.042087 | 1 | 0.5 | 0 | 4.1373 | 0 | 4.1373
2007-04-20 22:00 | 4 | 20 | 22 | 110 | 2638 | 53.06 | 700.7977 | 0 | Heating | 700.7977 | 4 | 560.6381 | 560.6381 | 0 | 6 | 0 | 0 | 4 | 0 | 0 | 0 | 6 | 0 | 112.1276 | 0.043126 | 1 | 0.5 | 0 | 8.2745 | 0 | 8.2745 | 572.0797 | 0 | 32.7464 | 0.02519 | 1 | 0.5 | 0 | 4.1373 | 0 | 4.1373
2007-04-20 23:00 | 4 | 20 | 23 | 110 | 2639 | 53.06 | 772.2103 | 0 | Heating | 772.2103 | 4 | 617.7683 | 617.7683 | 0 | 6 | 0 | 0 | 4 | 0 | 0 | 0 | 6 | 0 | 123.5537 | 0.047521 | 1 | 0.5 | 0 | 8.2745 | 0 | 8.2745 | 630.3758 | 0 | 36.0833 | 0.027756 | 1 | 0.5 | 0 | 4.1373 | 0 | 4.1373
2007-04-21 | 4 | 21 | 0 | 111 | 2640 | 48.02 | 611.9238 | 0 | Heating | 611.9238 | 4 | 489.539 | 489.539 | 0 | 6 | 0 | 0 | 4 | 0 | 0 | 0 | 6 | 0 | 97.9078 | 0.037657 | 1 | 0.5 | 0 | 8.2745 | 0 | 8.2745 | 499.5296 | 0 | 28.5936 | 0.021995 | 1 | 0.5 | 0 | 4.1373 | 0 | 4.1373
2007-04-21 01:00 | 4 | 21 | 1 | 111 | 2641 | 46.04 | 662.6657 | 0 | Heating | 662.6657 | 4 | 530.1326 | 530.1326 | 0 | 6 | 0 | 0 | 4 | 0 | 0 | 0 | 6 | 0 | 106.0265 | 0.040779 | 1 | 0.5 | 0 | 8.2745 | 0 | 8.2745 | 540.9516 | 0 | 30.9646 | 0.023819 | 1 | 0.5 | 0 | 4.1373 | 0 | 4.1373
2007-04-21 02:00 | 4 | 21 | 2 | 111 | 2642 | 46.04 | 697.2329 | 0 | Heating | 697.2329 | 4 | 557.7863 | 557.7863 | 0 | 6 | 0 | 0 | 4 | 0 | 0 | 0 | 6 | 0 | 111.5573 | 0.042907 | 1 | 0.5 | 0 | 8.2745 | 0 | 8.2745 | 569.1697 | 0 | 32.5798 | 0.025061 | 1 | 0.5 | 0 | 4.1373 | 0 | 4.1373
2007-04-21 03:00 | 4 | 21 | 3 | 111 | 2643 | 44.06 | 687.8909 | 0 | Heating | 687.8909 | 4 | 550.3127 | 550.3127 | 0 | 6 | 0 | 0 | 4 | 0 | 0 | 0 | 6 | 0 | 110.0625 | 0.042332 | 1 | 0.5 | 0 | 8.2745 | 0 | 8.2745 | 561.5436 | 0 | 32.1433 | 0.024726 | 1 | 0.5 | 0 | 4.1373 | 0 | 4.1373
2007-04-21 04:00 | 4 | 21 | 4 | 111 | 2644 | 42.98 | 666.5461 | 0 | Heating | 666.5461 | 4 | 533.2369 | 533.2369 | 0 | 6 | 0 | 0 | 4 | 0 | 0 | 0 | 6 | 0 | 106.6474 | 0.041018 | 1 | 0.5 | 0 | 8.2745 | 0 | 8.2745 | 544.1193 | 0 | 31.1459 | 0.023958 | 1 | 0.5 | 0 | 4.1373 | 0 | 4.1373
2007-04-21 05:00 | 4 | 21 | 5 | 111 | 2645 | 42.98 | 773.2901 | 0 | Heating | 773.2901 | 4 | 618.6321 | 618.6321 | 0 | 6 | 0 | 0 | 4 | 0 | 0 | 0 | 6 | 0 | 123.7264 | 0.047587 | 1 | 0.5 | 0 | 8.2745 | 0 | 8.2745 | 631.2572 | 0 | 36.1338 | 0.027795 | 1 | 0.5 | 0 | 4.1373 | 0 | 4.1373
2007-04-21 06:00 | 4 | 21 | 6 | 111 | 2646 | 41 | 871.5301 | 0 | Heating | 871.5301 | 4 | 697.2241 | 697.2241 | 0 | 6 | 0 | 0 | 4 | 0 | 0 | 0 | 6 | 0 | 139.4448 | 0.053633 | 1 | 0.5 | 0 | 8.2745 | 0 | 8.2745 | 711.4531 | 0 | 40.7243 | 0.031326 | 1 | 0.5 | 0 | 4.1373 | 0 | 4.1373
2007-04-21 07:00 | 4 | 21 | 7 | 111 | 2647 | 44.96 | 1127.1807 | 0 | Heating | 1127.1807 | 4 | 901.7446 | 901.7446 | 0 | 6 | 0 | 0 | 4 | 0 | 0 | 0 | 6 | 0 | 180.3489 | 0.069365 | 1 | 0.5 | 0 | 8.2745 | 0 | 8.2745 | 920.1475 | 0 | 52.6702 | 0.040516 | 1 | 0.5 | 0 | 4.1373 | 0 | 4.1373
2007-04-21 08:00 | 4 | 21 | 8 | 111 | 2648 | 44.96 | 2567.7151 | 0 | Heating | 2567.7151 | 4 | 2054.172 | 2054.172 | 0 | 6 | 0 | 0 | 4 | 0 | 0 | 0 | 6 | 0 | 410.8344 | 0.15801 | 1 | 0.5 | 0 | 8.2745 | 0 | 8.2745 | 2096.0939 | 0 | 119.9825 | 0.092294 | 1 | 0.5 | 0 | 4.1373 | 0 | 4.1373
2007-04-21 09:00 | 4 | 21 | 9 | 111 | 2649 | 50 | 1950.8617 | 0 | Heating | 1950.8617 | 4 | 1560.6894 | 1560.6894 | 0 | 6 | 0 | 0 | 4 | 0 | 0 | 0 | 6 | 0 | 312.1379 | 0.12005 | 1 | 0.5 | 0 | 8.2745 | 0 | 8.2745 | 1592.5402 | 0 | 91.1586 | 0.070122 | 1 | 0.5 | 0 | 4.1373 | 0 | 4.1373
2007-04-21 10:00 | 4 | 21 | 10 | 111 | 2650 | 55.04 | 1493.3886 | 0 | Heating | 1493.3886 | 4 | 1194.7109 | 1194.7109 | 0 | 6 | 0 | 0 | 4 | 0 | 0 | 0 | 6 | 0 | 238.9422 | 0.091901 | 1 | 0.5 | 0 | 8.2745 | 0 | 8.2745 | 1219.0927 | 0 | 69.7821 | 0.053679 | 1 | 0.5 | 0 | 4.1373 | 0 | 4.1373
2007-04-21 11:00 | 4 | 21 | 11 | 111 | 2651 | 55.04 | 1181.029 | 0 | Heating | 1181.029 | 4 | 944.8232 | 944.8232 | 0 | 6 | 0 | 0 | 4 | 0 | 0 | 0 | 6 | 0 | 188.9646 | 0.072679 | 1 | 0.5 | 0 | 8.2745 | 0 | 8.2745 | 964.1053 | 0 | 55.1863 | 0.042451 | 1 | 0.5 | 0 | 4.1373 | 0 | 4.1373
2007-04-21 12:00 | 4 | 21 | 12 | 111 | 2652 | 62.96 | 872.0407 | 0 | Heating | 872.0407 | 4 | 697.6326 | 697.6326 | 0 | 6 | 0 | 0 | 4 | 0 | 0 | 0 | 6 | 0 | 139.5265 | 0.053664 | 1 | 0.5 | 0 | 8.2745 | 0 | 8.2745 | 711.87 | 0 | 40.7481 | 0.031345 | 1 | 0.5 | 0 | 4.1373 | 0 | 4.1373
2007-04-21 13:00 | 4 | 21 | 13 | 111 | 2653 | 66.92 | 699.428 | 0 | Heating | 699.428 | 4 | 559.5424 | 559.5424 | 0 | 6 | 0 | 0 | 4 | 0 | 0 | 0 | 6 | 0 | 111.9085 | 0.043042 | 1 | 0.5 | 0 | 8.2745 | 0 | 8.2745 | 570.9616 | 0 | 32.6824 | 0.02514 | 1 | 0.5 | 0 | 4.1373 | 0 | 4.1373
2007-04-21 14:00 | 4 | 21 | 14 | 111 | 2654 | 66.92 | 630.9383 | 0 | Heating | 630.9383 | 4 | 504.7507 | 504.7507 | 0 | 6 | 0 | 0 | 4 | 0 | 0 | 0 | 6 | 0 | 100.9501 | 0.038827 | 1 | 0.5 | 0 | 8.2745 | 0 | 8.2745 | 515.0517 | 0 | 29.4821 | 0.022679 | 1 | 0.5 | 0 | 4.1373 | 0 | 4.1373
2007-04-21 15:00 | 4 | 21 | 15 | 111 | 2655 | 71.06 | 621.3767 | 0 | Heating | 621.3767 | 4 | 497.1014 | 497.1014 | 0 | 6 | 0 | 0 | 4 | 0 | 0 | 0 | 6 | 0 | 99.4203 | 0.038239 | 1 | 0.5 | 0 | 8.2745 | 0 | 8.2745 | 507.2463 | 0 | 29.0353 | 0.022335 | 1 | 0.5 | 0 | 4.1373 | 0 | 4.1373
2007-04-21 16:00 | 4 | 21 | 16 | 111 | 2656 | 71.96 | 645.1082 | 0 | Heating | 645.1082 | 4 | 516.0865 | 516.0865 | 0 | 6 | 0 | 0 | 4 | 0 | 0 | 0 | 6 | 0 | 103.2173 | 0.039699 | 1 | 0.5 | 0 | 8.2745 | 0 | 8.2745 | 526.6189 | 0 | 30.1442 | 0.023188 | 1 | 0.5 | 0 | 4.1373 | 0 | 4.1373
2007-04-21 17:00 | 4 | 21 | 17 | 111 | 2657 | 71.96 | 861.7771 | 0 | Heating | 861.7771 | 4 | 689.4217 | 689.4217 | 0 | 6 | 0 | 0 | 4 | 0 | 0 | 0 | 6 | 0 | 137.8843 | 0.053032 | 1 | 0.5 | 0 | 8.2745 | 0 | 8.2745 | 703.4915 | 0 | 40.2685 | 0.030976 | 1 | 0.5 | 0 | 4.1373 | 0 | 4.1373
2007-04-21 18:00 | 4 | 21 | 18 | 111 | 2658 | 69.08 | 992.5921 | 0 | Heating | 992.5921 | 4 | 794.0737 | 794.0737 | 0 | 6 | 0 | 0 | 4 | 0 | 0 | 0 | 6 | 0 | 158.8147 | 0.061083 | 1 | 0.5 | 0 | 8.2745 | 0 | 8.2745 | 810.2793 | 0 | 46.3812 | 0.035678 | 1 | 0.5 | 0 | 4.1373 | 0 | 4.1373
2007-04-21 19:00 | 4 | 21 | 19 | 111 | 2659 | 66.92 | 635.0349 | 0 | Heating | 635.0349 | 4 | 508.0279 | 508.0279 | 0 | 6 | 0 | 0 | 4 | 0 | 0 | 0 | 6 | 0 | 101.6056 | 0.039079 | 1 | 0.5 | 0 | 8.2745 | 0 | 8.2745 | 518.3959 | 0 | 29.6735 | 0.022826 | 1 | 0.5 | 0 | 4.1373 | 0 | 4.1373
2007-04-21 20:00 | 4 | 21 | 20 | 111 | 2660 | 66.92 | 707.1606 | 0 | Heating | 707.1606 | 4 | 565.7285 | 565.7285 | 0 | 6 | 0 | 0 | 4 | 0 | 0 | 0 | 6 | 0 | 113.1457 | 0.043518 | 1 | 0.5 | 0 | 8.2745 | 0 | 8.2745 | 577.2739 | 0 | 33.0437 | 0.025418 | 1 | 0.5 | 0 | 4.1373 | 0 | 4.1373
2007-04-21 21:00 | 4 | 21 | 21 | 111 | 2661 | 64.94 | 754.8765 | 0 | Heating | 754.8765 | 4 | 603.9012 | 603.9012 | 0 | 6 | 0 | 0 | 4 | 0 | 0 | 0 | 6 | 0 | 120.7802 | 0.046454 | 1 | 0.5 | 0 | 8.2745 | 0 | 8.2745 | 616.2257 | 0 | 35.2734 | 0.027133 | 1 | 0.5 | 0 | 4.1373 | 0 | 4.1373
2007-04-21 22:00 | 4 | 21 | 22 | 111 | 2662 | 62.06 | 792.9776 | 0 | Heating | 792.9776 | 4 | 634.382 | 634.382 | 0 | 6 | 0 | 0 | 4 | 0 | 0 | 0 | 6 | 0 | 126.8764 | 0.048799 | 1 | 0.5 | 0 | 8.2745 | 0 | 8.2745 | 647.3286 | 0 | 37.0537 | 0.028503 | 1 | 0.5 | 0 | 4.1373 | 0 | 4.1373
2007-04-21 23:00 | 4 | 21 | 23 | 111 | 2663 | 62.06 | 870.4843 | 0 | Heating | 870.4843 | 4 | 696.3875 | 696.3875 | 0 | 6 | 0 | 0 | 4 | 0 | 0 | 0 | 6 | 0 | 139.2775 | 0.053568 | 1 | 0.5 | 0 | 8.2745 | 0 | 8.2745 | 710.5994 | 0 | 40.6754 | 0.031289 | 1 | 0.5 | 0 | 4.1373 | 0 | 4.1373
2007-04-22 | 4 | 22 | 0 | 112 | 2664 | 60.08 | 709.6998 | 0 | Heating | 709.6998 | 4 | 567.7598 | 567.7598 | 0 | 6 | 0 | 0 | 4 | 0 | 0 | 0 | 6 | 0 | 113.552 | 0.043674 | 1 | 0.5 | 0 | 8.2745 | 0 | 8.2745 | 579.3467 | 0 | 33.1624 | 0.02551 | 1 | 0.5 | 0 | 4.1373 | 0 | 4.1373
2007-04-22 01:00 | 4 | 22 | 1 | 112 | 2665 | 57.92 | 782.0438 | 0 | Heating | 782.0438 | 4 | 625.6351 | 625.6351 | 0 | 6 | 0 | 0 | 4 | 0 | 0 | 0 | 6 | 0 | 125.127 | 0.048126 | 1 | 0.5 | 0 | 8.2745 | 0 | 8.2745 | 638.4031 | 0 | 36.5428 | 0.02811 | 1 | 0.5 | 0 | 4.1373 | 0 | 4.1373
2007-04-22 02:00 | 4 | 22 | 2 | 112 | 2666 | 57.92 | 796.5094 | 0 | Heating | 796.5094 | 4 | 637.2075 | 637.2075 | 0 | 6 | 0 | 0 | 4 | 0 | 0 | 0 | 6 | 0 | 127.4415 | 0.049016 | 1 | 0.5 | 0 | 8.2745 | 0 | 8.2745 | 650.2118 | 0 | 37.2188 | 0.02863 | 1 | 0.5 | 0 | 4.1373 | 0 | 4.1373
2007-04-22 03:00 | 4 | 22 | 3 | 112 | 2667 | 55.04 | 780.6529 | 0 | Heating | 780.6529 | 4 | 624.5223 | 624.5223 | 0 | 6 | 0 | 0 | 4 | 0 | 0 | 0 | 6 | 0 | 124.9045 | 0.04804 | 1 | 0.5 | 0 | 8.2745 | 0 | 8.2745 | 637.2677 | 0 | 36.4778 | 0.02806 | 1 | 0.5 | 0 | 4.1373 | 0 | 4.1373
2007-04-22 04:00 | 4 | 22 | 4 | 112 | 2668 | 53.06 | 818.007 | 0 | Heating | 818.007 | 4 | 654.4056 | 654.4056 | 0 | 6 | 0 | 0 | 4 | 0 | 0 | 0 | 6 | 0 | 130.8811 | 0.050339 | 1 | 0.5 | 0 | 8.2745 | 0 | 8.2745 | 667.7608 | 0 | 38.2233 | 0.029403 | 1 | 0.5 | 0 | 4.1373 | 0 | 4.1373
2007-04-22 05:00 | 4 | 22 | 5 | 112 | 2669 | 53.06 | 942.9495 | 0 | Heating | 942.9495 | 4 | 754.3596 | 754.3596 | 0 | 6 | 0 | 0 | 4 | 0 | 0 | 0 | 6 | 0 | 150.8719 | 0.058028 | 1 | 0.5 | 0 | 8.2745 | 0 | 8.2745 | 769.7547 | 0 | 44.0615 | 0.033893 | 1 | 0.5 | 0 | 4.1373 | 0 | 4.1373
2007-04-22 06:00 | 4 | 22 | 6 | 112 | 2670 | 51.98 | 2759.1282 | 0 | Heating | 2759.1282 | 4 | 2207.3025 | 2207.3025 | 0 | 6 | 0 | 0 | 4 | 0 | 0 | 0 | 6 | 0 | 441.4605 | 0.16979 | 1 | 0.5 | 0 | 8.2745 | 0 | 8.2745 | 2252.3495 | 0 | 128.9267 | 0.099174 | 1 | 0.5 | 0 | 4.1373 | 0 | 4.1373
2007-04-22 07:00 | 4 | 22 | 7 | 112 | 2671 | 53.96 | 2411.5502 | 0 | Heating | 2411.5502 | 4 | 1929.2402 | 1929.2402 | 0 | 6 | 0 | 0 | 4 | 0 | 0 | 0 | 6 | 0 | 385.848 | 0.1484 | 1 | 0.5 | 0 | 8.2745 | 0 | 8.2745 | 1968.6124 | 0 | 112.6853 | 0.086681 | 1 | 0.5 | 0 | 4.1373 | 0 | 4.1373
2007-04-22 08:00 | 4 | 22 | 8 | 112 | 2672 | 53.96 | 2084.2925 | 0 | Heating | 2084.2925 | 4 | 1667.434 | 1667.434 | 0 | 6 | 0 | 0 | 4 | 0 | 0 | 0 | 6 | 0 | 333.4868 | 0.12826 | 1 | 0.5 | 0 | 8.2745 | 0 | 8.2745 | 1701.4632 | 0 | 97.3934 | 0.074918 | 1 | 0.5 | 0 | 4.1373 | 0 | 4.1373
2007-04-22 09:00 | 4 | 22 | 9 | 112 | 2673 | 55.94 | 1608.3655 | 0 | Heating | 1608.3655 | 4 | 1286.6924 | 1286.6924 | 0 | 6 | 0 | 0 | 4 | 0 | 0 | 0 | 6 | 0 | 257.3385 | 0.098976 | 1 | 0.5 | 0 | 8.2745 | 0 | 8.2745 | 1312.9514 | 0 | 75.1546 | 0.057811 | 1 | 0.5 | 0 | 4.1373 | 0 | 4.1373
2007-04-22 10:00 | 4 | 22 | 10 | 112 | 2674 | 59 | 1293.3787 | 0 | Heating | 1293.3787 | 4 | 1034.703 | 1034.703 | 0 | 6 | 0 | 0 | 4 | 0 | 0 | 0 | 6 | 0 | 206.9406 | 0.079593 | 1 | 0.5 | 0 | 8.2745 | 0 | 8.2745 | 1055.8194 | 0 | 60.4361 | 0.046489 | 1 | 0.5 | 0 | 4.1373 | 0 | 4.1373
2007-04-22 11:00 | 4 | 22 | 11 | 112 | 2675 | 59 | 1070.4651 | 0 | Heating | 1070.4651 | 4 | 856.3721 | 856.3721 | 0 | 6 | 0 | 0 | 4 | 0 | 0 | 0 | 6 | 0 | 171.2744 | 0.065875 | 1 | 0.5 | 0 | 8.2745 | 0 | 8.2745 | 873.8491 | 0 | 50.02 | 0.038477 | 1 | 0.5 | 0 | 4.1373 | 0 | 4.1373
2007-04-22 12:00 | 4 | 22 | 12 | 112 | 2676 | 66.92 | 786.4767 | 0 | Heating | 786.4767 | 4 | 629.1814 | 629.1814 | 0 | 6 | 0 | 0 | 4 | 0 | 0 | 0 | 6 | 0 | 125.8363 | 0.048399 | 1 | 0.5 | 0 | 8.2745 | 0 | 8.2745 | 642.0218 | 0 | 36.75 | 0.028269 | 1 | 0.5 | 0 | 4.1373 | 0 | 4.1373
2007-04-22 13:00 | 4 | 22 | 13 | 112 | 2677 | 69.08 | 601.1484 | 0 | Heating | 601.1484 | 4 | 480.9187 | 480.9187 | 0 | 6 | 0 | 0 | 4 | 0 | 0 | 0 | 6 | 0 | 96.1837 | 0.036994 | 1 | 0.5 | 0 | 8.2745 | 0 | 8.2745 | 490.7334 | 0 | 28.0901 | 0.021608 | 1 | 0.5 | 0 | 4.1373 | 0 | 4.1373
2007-04-22 14:00 | 4 | 22 | 14 | 112 | 2678 | 69.08 | 503.0187 | 0 | Heating | 503.0187 | 4 | 402.415 | 402.415 | 0 | 6 | 0 | 0 | 4 | 0 | 0 | 0 | 6 | 0 | 80.483 | 0.030955 | 1 | 0.5 | 0 | 8.2745 | 0 | 8.2745 | 410.6275 | 0 | 23.5047 | 0.018081 | 1 | 0.5 | 0 | 4.1373 | 0 | 4.1373
2007-04-22 15:00 | 4 | 22 | 15 | 112 | 2679 | 62.96 | 410.9053 | 0 | Heating | 410.9053 | 4 | 328.7243 | 328.7243 | 0 | 6 | 0 | 0 | 4 | 0 | 0 | 0 | 6 | 0 | 65.7449 | 0.025286 | 1 | 0.5 | 0 | 8.2745 | 0 | 8.2745 | 335.4329 | 0 | 19.2005 | 0.01477 | 1 | 0.5 | 0 | 4.1373 | 0 | 4.1373
2007-04-22 16:00 | 4 | 22 | 16 | 112 | 2680 | 62.96 | 401.9422 | 0 | Heating | 401.9422 | 4 | 321.5538 | 321.5538 | 0 | 6 | 0 | 0 | 4 | 0 | 0 | 0 | 6 | 0 | 64.3108 | 0.024735 | 1 | 0.5 | 0 | 8.2745 | 0 | 8.2745 | 328.1161 | 0 | 18.7817 | 0.014447 | 1 | 0.5 | 0 | 4.1373 | 0 | 4.1373
2007-04-22 17:00 | 4 | 22 | 17 | 112 | 2681 | 62.96 | 466.6242 | 0 | Heating | 466.6242 | 4 | 373.2994 | 373.2994 | 0 | 6 | 0 | 0 | 4 | 0 | 0 | 0 | 6 | 0 | 74.6599 | 0.028715 | 1 | 0.5 | 0 | 8.2745 | 0 | 8.2745 | 380.9177 | 0 | 21.8041 | 0.016772 | 1 | 0.5 | 0 | 4.1373 | 0 | 4.1373
2007-04-22 18:00 | 4 | 22 | 18 | 112 | 2682 | 59 | 650.2152 | 0 | Heating | 650.2152 | 4 | 520.1721 | 520.1721 | 0 | 6 | 0 | 0 | 4 | 0 | 0 | 0 | 6 | 0 | 104.0344 | 0.040013 | 1 | 0.5 | 0 | 8.2745 | 0 | 8.2745 | 530.7879 | 0 | 30.3828 | 0.023371 | 1 | 0.5 | 0 | 4.1373 | 0 | 4.1373
2007-04-22 19:00 | 4 | 22 | 19 | 112 | 2683 | 57.92 | 850.2042 | 0 | Heating | 850.2042 | 4 | 680.1634 | 680.1634 | 0 | 6 | 0 | 0 | 4 | 0 | 0 | 0 | 6 | 0 | 136.0327 | 0.05232 | 1 | 0.5 | 0 | 8.2745 | 0 | 8.2745 | 694.0443 | 0 | 39.7278 | 0.03056 | 1 | 0.5 | 0 | 4.1373 | 0 | 4.1373
2007-04-22 20:00 | 4 | 22 | 20 | 112 | 2684 | 57.92 | 972.9696 | 0 | Heating | 972.9696 | 4 | 778.3757 | 778.3757 | 0 | 6 | 0 | 0 | 4 | 0 | 0 | 0 | 6 | 0 | 155.6751 | 0.059875 | 1 | 0.5 | 0 | 8.2745 | 0 | 8.2745 | 794.2609 | 0 | 45.4643 | 0.034973 | 1 | 0.5 | 0 | 4.1373 | 0 | 4.1373
2007-04-22 21:00 | 4 | 22 | 21 | 112 | 2685 | 55.94 | 721.5544 | 0 | Heating | 721.5544 | 4 | 577.2435 | 577.2435 | 0 | 6 | 0 | 0 | 4 | 0 | 0 | 0 | 6 | 0 | 115.4487 | 0.044403 | 1 | 0.5 | 0 | 8.2745 | 0 | 8.2745 | 589.024 | 0 | 33.7163 | 0.025936 | 1 | 0.5 | 0 | 4.1373 | 0 | 4.1373
2007-04-22 22:00 | 4 | 22 | 22 | 112 | 2686 | 55.94 | 740.639 | 0 | Heating | 740.639 | 4 | 592.5112 | 592.5112 | 0 | 6 | 0 | 0 | 4 | 0 | 0 | 0 | 6 | 0 | 118.5022 | 0.045578 | 1 | 0.5 | 0 | 8.2745 | 0 | 8.2745 | 604.6033 | 0 | 34.6081 | 0.026622 | 1 | 0.5 | 0 | 4.1373 | 0 | 4.1373
2007-04-22 23:00 | 4 | 22 | 23 | 112 | 2687 | 55.94 | 772.9207 | 0 | Heating | 772.9207 | 4 | 618.3366 | 618.3366 | 0 | 6 | 0 | 0 | 4 | 0 | 0 | 0 | 6 | 0 | 123.6673 | 0.047564 | 1 | 0.5 | 0 | 8.2745 | 0 | 8.2745 | 630.9557 | 0 | 36.1165 | 0.027782 | 1 | 0.5 | 0 | 4.1373 | 0 | 4.1373
2007-04-23 | 4 | 23 | 0 | 113 | 2688 | 51.08 | 712.148 | 0 | Heating | 712.148 | 4 | 569.7184 | 569.7184 | 0 | 6 | 0 | 0 | 4 | 0 | 0 | 0 | 6 | 0 | 113.9437 | 0.043824 | 1 | 0.5 | 0 | 8.2745 | 0 | 8.2745 | 581.3453 | 0 | 33.2768 | 0.025598 | 1 | 0.5 | 0 | 4.1373 | 0 | 4.1373
2007-04-23 01:00 | 4 | 23 | 1 | 113 | 2689 | 48.92 | 493.0126 | 0 | Heating | 493.0126 | 4 | 394.4101 | 394.4101 | 0 | 6 | 0 | 0 | 4 | 0 | 0 | 0 | 6 | 0 | 78.882 | 0.030339 | 1 | 0.5 | 0 | 8.2745 | 0 | 8.2745 | 402.4593 | 0 | 23.0372 | 0.017721 | 1 | 0.5 | 0 | 4.1373 | 0 | 4.1373
2007-04-23 02:00 | 4 | 23 | 2 | 113 | 2690 | 48.02 | 549.9051 | 0 | Heating | 549.9051 | 4 | 439.9241 | 439.9241 | 0 | 6 | 0 | 0 | 4 | 0 | 0 | 0 | 6 | 0 | 87.9848 | 0.03384 | 1 | 0.5 | 0 | 8.2745 | 0 | 8.2745 | 448.9021 | 0 | 25.6956 | 0.019766 | 1 | 0.5 | 0 | 4.1373 | 0 | 4.1373
2007-04-23 03:00 | 4 | 23 | 3 | 113 | 2691 | 46.04 | 612.08 | 0 | Heating | 612.08 | 4 | 489.664 | 489.664 | 0 | 6 | 0 | 0 | 4 | 0 | 0 | 0 | 6 | 0 | 97.9328 | 0.037666 | 1 | 0.5 | 0 | 8.2745 | 0 | 8.2745 | 499.6571 | 0 | 28.6009 | 0.022001 | 1 | 0.5 | 0 | 4.1373 | 0 | 4.1373
2007-04-23 04:00 | 4 | 23 | 4 | 113 | 2692 | 46.04 | 719.0132 | 0 | Heating | 719.0132 | 4 | 575.2105 | 575.2105 | 0 | 6 | 0 | 0 | 4 | 0 | 0 | 0 | 6 | 0 | 115.0421 | 0.044247 | 1 | 0.5 | 0 | 8.2745 | 0 | 8.2745 | 586.9495 | 0 | 33.5976 | 0.025844 | 1 | 0.5 | 0 | 4.1373 | 0 | 4.1373
2007-04-23 05:00 | 4 | 23 | 5 | 113 | 2693 | 44.96 | 856.4933 | 0 | Heating | 856.4933 | 4 | 685.1947 | 685.1947 | 0 | 6 | 0 | 0 | 4 | 0 | 0 | 0 | 6 | 0 | 137.0389 | 0.052707 | 1 | 0.5 | 0 | 8.2745 | 0 | 8.2745 | 699.1782 | 0 | 40.0217 | 0.030786 | 1 | 0.5 | 0 | 4.1373 | 0 | 4.1373
2007-04-23 06:00 | 4 | 23 | 6 | 113 | 2694 | 44.96 | 2615.013 | 0 | Heating | 2615.013 | 4 | 2092.0104 | 2092.0104 | 0 | 6 | 0 | 0 | 4 | 0 | 0 | 0 | 6 | 0 | 418.4021 | 0.16092 | 1 | 0.5 | 0 | 8.2745 | 0 | 8.2745 | 2134.7045 | 0 | 122.1926 | 0.093994 | 1 | 0.5 | 0 | 4.1373 | 0 | 4.1373
2007-04-23 07:00 | 4 | 23 | 7 | 113 | 2695 | 44.96 | 2231.4751 | 0 | Heating | 2231.4751 | 4 | 1785.1801 | 1785.1801 | 0 | 6 | 0 | 0 | 4 | 0 | 0 | 0 | 6 | 0 | 357.036 | 0.13732 | 1 | 0.5 | 0 | 8.2745 | 0 | 8.2745 | 1821.6123 | 0 | 104.2709 | 0.080208 | 1 | 0.5 | 0 | 4.1373 | 0 | 4.1373
2007-04-23 08:00 | 4 | 23 | 8 | 113 | 2696 | 42.98 | 1877.2172 | 0 | Heating | 1877.2172 | 4 | 1501.7737 | 1501.7737 | 0 | 6 | 0 | 0 | 4 | 0 | 0 | 0 | 6 | 0 | 300.3547 | 0.11552 | 1 | 0.5 | 0 | 8.2745 | 0 | 8.2745 | 1532.4222 | 0 | 87.7174 | 0.067475 | 1 | 0.5 | 0 | 4.1373 | 0 | 4.1373
2007-04-23 09:00 | 4 | 23 | 9 | 113 | 2697 | 44.06 | 1356.2748 | 0 | Heating | 1356.2748 | 4 | 1085.0198 | 1085.0198 | 0 | 6 | 0 | 0 | 4 | 0 | 0 | 0 | 6 | 0 | 217.004 | 0.083463 | 1 | 0.5 | 0 | 8.2745 | 0 | 8.2745 | 1107.1631 | 0 | 63.3751 | 0.04875 | 1 | 0.5 | 0 | 4.1373 | 0 | 4.1373
2007-04-23 10:00 | 4 | 23 | 10 | 113 | 2698 | 44.96 | 952.6088 | 0 | Heating | 952.6088 | 4 | 762.087 | 762.087 | 0 | 6 | 0 | 0 | 4 | 0 | 0 | 0 | 6 | 0 | 152.4174 | 0.058622 | 1 | 0.5 | 0 | 8.2745 | 0 | 8.2745 | 777.6398 | 0 | 44.5129 | 0.034241 | 1 | 0.5 | 0 | 4.1373 | 0 | 4.1373
2007-04-23 11:00 | 4 | 23 | 11 | 113 | 2699 | 44.96 | 618.4519 | 0 | Heating | 618.4519 | 4 | 494.7615 | 494.7615 | 0 | 6 | 0 | 0 | 4 | 0 | 0 | 0 | 6 | 0 | 98.9523 | 0.038059 | 1 | 0.5 | 0 | 8.2745 | 0 | 8.2745 | 504.8587 | 0 | 28.8986 | 0.02223 | 1 | 0.5 | 0 | 4.1373 | 0 | 4.1373
2007-04-23 12:00 | 4 | 23 | 12 | 113 | 2700 | 48.02 | 359.4533 | 0 | Heating | 359.4533 | 4 | 287.5626 | 287.5626 | 0 | 6 | 0 | 0 | 4 | 0 | 0 | 0 | 6 | 0 | 57.5125 | 0.02212 | 1 | 0.5 | 0 | 8.2745 | 0 | 8.2745 | 293.4313 | 0 | 16.7963 | 0.01292 | 1 | 0.5 | 0 | 4.1373 | 0 | 4.1373
2007-04-23 13:00 | 4 | 23 | 13 | 113 | 2701 | 53.06 | 220.5837 | 0 | Heating | 220.5837 | 4 | 176.467 | 176.467 | 0 | 6 | 0 | 0 | 4 | 0 | 0 | 0 | 6 | 0 | 35.2934 | 0.013574 | 1 | 0.5 | 0 | 8.2745 | 0 | 8.2745 | 180.0683 | 0 | 10.3073 | 0.0079287 | 1 | 0.5 | 0 | 4.1373 | 0 | 4.1373
2007-04-23 14:00 | 4 | 23 | 14 | 113 | 2702 | 53.06 | 126.6428 | 0 | Heating | 126.6428 | 4 | 101.3142 | 101.3142 | 0 | 6 | 0 | 0 | 4 | 0 | 0 | 0 | 6 | 0 | 20.2628 | 0.0077934 | 1 | 0.5 | 0 | 8.2745 | 0 | 8.2745 | 103.3819 | 0 | 5.9177 | 0.0045521 | 1 | 0.5 | 0 | 4.1373 | 0 | 4.1373
2007-04-23 15:00 | 4 | 23 | 15 | 113 | 2703 | 50 | 0 | 12.6743 | Cooling | 0 | 4 | 0 | 0 | 0 | 6 | 0 | 12.6743 | 4 | 15.8429 | 15.8429 | 0 | 6 | 0 | 1.5843 | 0.00060934 | 1 | 0.5 | 0 | 8.2745 | 0 | 8.2745 | 0 | 15.526 | 1.9408 | 0.0014929 | 1 | 0.5 | 0 | 4.1373 | 0 | 4.1373
2007-04-23 16:00 | 4 | 23 | 16 | 113 | 2704 | 48.92 | 0 | 72.5135 | Cooling | 0 | 4 | 0 | 0 | 0 | 6 | 0 | 72.5135 | 4 | 90.6419 | 90.6419 | 0 | 6 | 0 | 9.0642 | 0.0034862 | 1 | 0.5 | 0 | 8.2745 | 0 | 8.2745 | 0 | 88.829 | 11.1036 | 0.0085413 | 1 | 0.5 | 0 | 4.1373 | 0 | 4.1373
2007-04-23 17:00 | 4 | 23 | 17 | 113 | 2705 | 48.92 | 0 | 66.3906 | Cooling | 0 | 4 | 0 | 0 | 0 | 6 | 0 | 66.3906 | 4 | 82.9882 | 82.9882 | 0 | 6 | 0 | 8.2988 | 0.0031919 | 1 | 0.5 | 0 | 8.2745 | 0 | 8.2745 | 0 | 81.3285 | 10.1661 | 0.00782 | 1 | 0.5 | 0 | 4.1373 | 0 | 4.1373
2007-04-23 18:00 | 4 | 23 | 18 | 113 | 2706 | 46.04 | 65.5178 | 0 | Heating | 65.5178 | 4 | 52.4142 | 52.4142 | 0 | 6 | 0 | 0 | 4 | 0 | 0 | 0 | 6 | 0 | 10.4828 | 0.0040319 | 1 | 0.5 | 0 | 8.2745 | 0 | 8.2745 | 53.4839 | 0 | 3.0615 | 0.002355 | 1 | 0.5 | 0 | 4.1373 | 0 | 4.1373
2007-04-23 19:00 | 4 | 23 | 19 | 113 | 2707 | 44.06 | 223.6901 | 0 | Heating | 223.6901 | 4 | 178.9521 | 178.9521 | 0 | 6 | 0 | 0 | 4 | 0 | 0 | 0 | 6 | 0 | 35.7904 | 0.013766 | 1 | 0.5 | 0 | 8.2745 | 0 | 8.2745 | 182.6042 | 0 | 10.4524 | 0.0080403 | 1 | 0.5 | 0 | 4.1373 | 0 | 4.1373
2007-04-23 20:00 | 4 | 23 | 20 | 113 | 2708 | 44.06 | 330.936 | 0 | Heating | 330.936 | 4 | 264.7488 | 264.7488 | 0 | 6 | 0 | 0 | 4 | 0 | 0 | 0 | 6 | 0 | 52.9498 | 0.020365 | 1 | 0.5 | 0 | 8.2745 | 0 | 8.2745 | 270.1519 | 0 | 15.4638 | 0.011895 | 1 | 0.5 | 0 | 4.1373 | 0 | 4.1373
2007-04-23 21:00 | 4 | 23 | 21 | 113 | 2709 | 42.98 | 375.9294 | 0 | Heating | 375.9294 | 4 | 300.7435 | 300.7435 | 0 | 6 | 0 | 0 | 4 | 0 | 0 | 0 | 6 | 0 | 60.1487 | 0.023134 | 1 | 0.5 | 0 | 8.2745 | 0 | 8.2745 | 306.8812 | 0 | 17.5662 | 0.013512 | 1 | 0.5 | 0 | 4.1373 | 0 | 4.1373
2007-04-23 22:00 | 4 | 23 | 22 | 113 | 2710 | 42.98 | 489.0475 | 0 | Heating | 489.0475 | 4 | 391.238 | 391.238 | 0 | 6 | 0 | 0 | 4 | 0 | 0 | 0 | 6 | 0 | 78.2476 | 0.030095 | 1 | 0.5 | 0 | 8.2745 | 0 | 8.2745 | 399.2225 | 0 | 22.8519 | 0.017578 | 1 | 0.5 | 0 | 4.1373 | 0 | 4.1373
2007-04-23 23:00 | 4 | 23 | 23 | 113 | 2711 | 42.98 | 557.2397 | 0 | Heating | 557.2397 | 4 | 445.7917 | 445.7917 | 0 | 6 | 0 | 0 | 4 | 0 | 0 | 0 | 6 | 0 | 89.1583 | 0.034292 | 1 | 0.5 | 0 | 8.2745 | 0 | 8.2745 | 454.8895 | 0 | 26.0383 | 0.020029 | 1 | 0.5 | 0 | 4.1373 | 0 | 4.1373
2007-04-24 | 4 | 24 | 0 | 114 | 2712 | 39.92 | 463.0436 | 0 | Heating | 463.0436 | 4 | 370.4349 | 370.4349 | 0 | 6 | 0 | 0 | 4 | 0 | 0 | 0 | 6 | 0 | 74.087 | 0.028495 | 1 | 0.5 | 0 | 8.2745 | 0 | 8.2745 | 377.9948 | 0 | 21.6368 | 0.016644 | 1 | 0.5 | 0 | 4.1373 | 0 | 4.1373
2007-04-24 01:00 | 4 | 24 | 1 | 114 | 2713 | 39.02 | 283.2823 | 0 | Heating | 283.2823 | 4 | 226.6258 | 226.6258 | 0 | 6 | 0 | 0 | 4 | 0 | 0 | 0 | 6 | 0 | 45.3252 | 0.017433 | 1 | 0.5 | 0 | 8.2745 | 0 | 8.2745 | 231.2508 | 0 | 13.237 | 0.010182 | 1 | 0.5 | 0 | 4.1373 | 0 | 4.1373
2007-04-24 02:00 | 4 | 24 | 2 | 114 | 2714 | 39.02 | 269.5362 | 0 | Heating | 269.5362 | 4 | 215.629 | 215.629 | 0 | 6 | 0 | 0 | 4 | 0 | 0 | 0 | 6 | 0 | 43.1258 | 0.016587 | 1 | 0.5 | 0 | 8.2745 | 0 | 8.2745 | 220.0296 | 0 | 12.5947 | 0.0096882 | 1 | 0.5 | 0 | 4.1373 | 0 | 4.1373
2007-04-24 03:00 | 4 | 24 | 3 | 114 | 2715 | 37.94 | 271.6732 | 0 | Heating | 271.6732 | 4 | 217.3386 | 217.3386 | 0 | 6 | 0 | 0 | 4 | 0 | 0 | 0 | 6 | 0 | 43.4677 | 0.016718 | 1 | 0.5 | 0 | 8.2745 | 0 | 8.2745 | 221.774 | 0 | 12.6946 | 0.009765 | 1 | 0.5 | 0 | 4.1373 | 0 | 4.1373
2007-04-24 04:00 | 4 | 24 | 4 | 114 | 2716 | 37.04 | 286.6792 | 0 | Heating | 286.6792 | 4 | 229.3433 | 229.3433 | 0 | 6 | 0 | 0 | 4 | 0 | 0 | 0 | 6 | 0 | 45.8687 | 0.017642 | 1 | 0.5 | 0 | 8.2745 | 0 | 8.2745 | 234.0238 | 0 | 13.3958 | 0.010304 | 1 | 0.5 | 0 | 4.1373 | 0 | 4.1373
2007-04-24 05:00 | 4 | 24 | 5 | 114 | 2717 | 37.04 | 389.183 | 0 | Heating | 389.183 | 4 | 311.3464 | 311.3464 | 0 | 6 | 0 | 0 | 4 | 0 | 0 | 0 | 6 | 0 | 62.2693 | 0.02395 | 1 | 0.5 | 0 | 8.2745 | 0 | 8.2745 | 317.7004 | 0 | 18.1855 | 0.013989 | 1 | 0.5 | 0 | 4.1373 | 0 | 4.1373
2007-04-24 06:00 | 4 | 24 | 6 | 114 | 2718 | 37.94 | 1603.2982 | 0 | Heating | 1603.2982 | 4 | 1282.6386 | 1282.6386 | 0 | 6 | 0 | 0 | 4 | 0 | 0 | 0 | 6 | 0 | 256.5277 | 0.098665 | 1 | 0.5 | 0 | 8.2745 | 0 | 8.2745 | 1308.8149 | 0 | 74.9179 | 0.057629 | 1 | 0.5 | 0 | 4.1373 | 0 | 4.1373
2007-04-24 07:00 | 4 | 24 | 7 | 114 | 2719 | 39.92 | 1395.1236 | 0 | Heating | 1395.1236 | 4 | 1116.0989 | 1116.0989 | 0 | 6 | 0 | 0 | 4 | 0 | 0 | 0 | 6 | 0 | 223.2198 | 0.085854 | 1 | 0.5 | 0 | 8.2745 | 0 | 8.2745 | 1138.8764 | 0 | 65.1904 | 0.050146 | 1 | 0.5 | 0 | 4.1373 | 0 | 4.1373
2007-04-24 08:00 | 4 | 24 | 8 | 114 | 2720 | 39.92 | 1152.8303 | 0 | Heating | 1152.8303 | 4 | 922.2642 | 922.2642 | 0 | 6 | 0 | 0 | 4 | 0 | 0 | 0 | 6 | 0 | 184.4528 | 0.070943 | 1 | 0.5 | 0 | 8.2745 | 0 | 8.2745 | 941.0859 | 0 | 53.8687 | 0.041437 | 1 | 0.5 | 0 | 4.1373 | 0 | 4.1373
2007-04-24 09:00 | 4 | 24 | 9 | 114 | 2721 | 44.96 | 613.3827 | 0 | Heating | 613.3827 | 4 | 490.7062 | 490.7062 | 0 | 6 | 0 | 0 | 4 | 0 | 0 | 0 | 6 | 0 | 98.1412 | 0.037747 | 1 | 0.5 | 0 | 8.2745 | 0 | 8.2745 | 500.7206 | 0 | 28.6617 | 0.022047 | 1 | 0.5 | 0 | 4.1373 | 0 | 4.1373
2007-04-24 10:00 | 4 | 24 | 10 | 114 | 2722 | 48.92 | 123.624 | 0 | Heating | 123.624 | 4 | 98.8992 | 98.8992 | 0 | 6 | 0 | 0 | 4 | 0 | 0 | 0 | 6 | 0 | 19.7798 | 0.0076076 | 1 | 0.5 | 0 | 8.2745 | 0 | 8.2745 | 100.9176 | 0 | 5.7766 | 0.0044436 | 1 | 0.5 | 0 | 4.1373 | 0 | 4.1373
2007-04-24 11:00 | 4 | 24 | 11 | 114 | 2723 | 48.92 | 0 | 490.8383 | Cooling | 0 | 4 | 0 | 0 | 0 | 6 | 0 | 490.8383 | 4 | 613.5478 | 613.5478 | 0 | 6 | 0 | 61.3548 | 0.023598 | 1 | 0.5 | 0 | 8.2745 | 0 | 8.2745 | 0 | 601.2769 | 75.1596 | 0.057815 | 1 | 0.5 | 0 | 4.1373 | 0 | 4.1373
2007-04-24 12:00 | 4 | 24 | 12 | 114 | 2724 | 53.96 | 0 | 1010.511 | Cooling | 0 | 4 | 0 | 0 | 0 | 6 | 0 | 1010.511 | 4 | 1263.1387 | 1263.1387 | 0 | 6 | 0 | 126.3139 | 0.048582 | 1 | 0.5 | 0 | 8.2745 | 0 | 8.2745 | 0 | 1237.8759 | 154.7345 | 0.11903 | 1 | 0.5 | 0 | 4.1373 | 0 | 4.1373
2007-04-24 13:00 | 4 | 24 | 13 | 114 | 2725 | 57.02 | 0 | 1349.3197 | Cooling | 0 | 4 | 0 | 0 | 0 | 6 | 0 | 1349.3197 | 4 | 1686.6496 | 1686.6496 | 0 | 6 | 0 | 168.665 | 0.064871 | 1 | 0.5 | 0 | 8.2745 | 0 | 8.2745 | 0 | 1652.9166 | 206.6146 | 0.15893 | 1 | 0.5 | 0 | 4.1373 | 0 | 4.1373
2007-04-24 14:00 | 4 | 24 | 14 | 114 | 2726 | 57.02 | 0 | 1607.968 | Cooling | 0 | 4 | 0 | 0 | 0 | 6 | 0 | 1607.968 | 4 | 2009.96 | 2009.96 | 0 | 6 | 0 | 200.996 | 0.077306 | 1 | 0.5 | 0 | 8.2745 | 0 | 8.2745 | 0 | 1969.7608 | 246.2201 | 0.1894 | 1 | 0.5 | 0 | 4.1373 | 0 | 4.1373
2007-04-24 15:00 | 4 | 24 | 15 | 114 | 2727 | 57.02 | 0 | 1807.1547 | Cooling | 0 | 4 | 0 | 0 | 0 | 6 | 0 | 1807.1547 | 4 | 2258.9433 | 2258.9433 | 0 | 6 | 0 | 225.8943 | 0.086882 | 1 | 0.5 | 0 | 8.2745 | 0 | 8.2745 | 0 | 2213.7644 | 276.7206 | 0.21286 | 1 | 0.5 | 0 | 4.1373 | 0 | 4.1373
2007-04-24 16:00 | 4 | 24 | 16 | 114 | 2728 | 57.92 | 0 | 1854.6468 | Cooling | 0 | 4 | 0 | 0 | 0 | 6 | 0 | 1854.6468 | 4 | 2318.3085 | 2318.3085 | 0 | 6 | 0 | 231.8308 | 0.089166 | 1 | 0.5 | 0 | 8.2745 | 0 | 8.2745 | 0 | 2271.9423 | 283.9928 | 0.21846 | 1 | 0.5 | 0 | 4.1373 | 0 | 4.1373
2007-04-24 17:00 | 4 | 24 | 17 | 114 | 2729 | 57.92 | 0 | 1840.0918 | Cooling | 0 | 4 | 0 | 0 | 0 | 6 | 0 | 1840.0918 | 4 | 2300.1148 | 2300.1148 | 0 | 6 | 0 | 230.0115 | 0.088466 | 1 | 0.5 | 0 | 8.2745 | 0 | 8.2745 | 0 | 2254.1125 | 281.7641 | 0.21674 | 1 | 0.5 | 0 | 4.1373 | 0 | 4.1373
2007-04-24 18:00 | 4 | 24 | 18 | 114 | 2730 | 55.04 | 0 | 1529.836 | Cooling | 0 | 4 | 0 | 0 | 0 | 6 | 0 | 1529.836 | 4 | 1912.2951 | 1912.2951 | 0 | 6 | 0 | 191.2295 | 0.07355 | 1 | 0.5 | 0 | 8.2745 | 0 | 8.2745 | 0 | 1874.0492 | 234.2561 | 0.1802 | 1 | 0.5 | 0 | 4.1373 | 0 | 4.1373
2007-04-24 19:00 | 4 | 24 | 19 | 114 | 2731 | 51.98 | 0 | 1182.8737 | Cooling | 0 | 4 | 0 | 0 | 0 | 6 | 0 | 1182.8737 | 4 | 1478.5921 | 1478.5921 | 0 | 6 | 0 | 147.8592 | 0.056869 | 1 | 0.5 | 0 | 8.2745 | 0 | 8.2745 | 0 | 1449.0202 | 181.1275 | 0.13933 | 1 | 0.5 | 0 | 4.1373 | 0 | 4.1373
2007-04-24 20:00 | 4 | 24 | 20 | 114 | 2732 | 51.98 | 0 | 887.9334 | Cooling | 0 | 4 | 0 | 0 | 0 | 6 | 0 | 887.9334 | 4 | 1109.9167 | 1109.9167 | 0 | 6 | 0 | 110.9917 | 0.042689 | 1 | 0.5 | 0 | 8.2745 | 0 | 8.2745 | 0 | 1087.7184 | 135.9648 | 0.10459 | 1 | 0.5 | 0 | 4.1373 | 0 | 4.1373
2007-04-24 21:00 | 4 | 24 | 21 | 114 | 2733 | 46.94 | 0 | 546.1372 | Cooling | 0 | 4 | 0 | 0 | 0 | 6 | 0 | 546.1372 | 4 | 682.6715 | 682.6715 | 0 | 6 | 0 | 68.2672 | 0.026257 | 1 | 0.5 | 0 | 8.2745 | 0 | 8.2745 | 0 | 669.0181 | 83.6273 | 0.064329 | 1 | 0.5 | 0 | 4.1373 | 0 | 4.1373
2007-04-24 22:00 | 4 | 24 | 22 | 114 | 2734 | 44.96 | 0 | 14.2456 | Cooling | 0 | 4 | 0 | 0 | 0 | 6 | 0 | 14.2456 | 4 | 17.807 | 17.807 | 0 | 6 | 0 | 1.7807 | 0.00068489 | 1 | 0.5 | 0 | 8.2745 | 0 | 8.2745 | 0 | 17.4509 | 2.1814 | 0.001678 | 1 | 0.5 | 0 | 4.1373 | 0 | 4.1373
2007-04-24 23:00 | 4 | 24 | 23 | 114 | 2735 | 44.96 | 6.8805 | 0 | Heating | 6.8805 | 4 | 5.5044 | 5.5044 | 0 | 6 | 0 | 0 | 4 | 0 | 0 | 0 | 6 | 0 | 1.1009 | 0.00042341 | 1 | 0.5 | 0 | 8.2745 | 0 | 8.2745 | 5.6167 | 0 | 0.32151 | 0.00024731 | 1 | 0.5 | 0 | 4.1373 | 0 | 4.1373
2007-04-25 | 4 | 25 | 0 | 115 | 2736 | 41 | 0 | 83.059 | Cooling | 0 | 4 | 0 | 0 | 0 | 6 | 0 | 83.059 | 4 | 103.8237 | 103.8237 | 0 | 6 | 0 | 10.3824 | 0.0039932 | 1 | 0.5 | 0 | 8.2745 | 0 | 8.2745 | 0 | 101.7472 | 12.7184 | 0.0097834 | 1 | 0.5 | 0 | 4.1373 | 0 | 4.1373
2007-04-25 01:00 | 4 | 25 | 1 | 115 | 2737 | 39.92 | 0 | 162.4915 | Cooling | 0 | 4 | 0 | 0 | 0 | 6 | 0 | 162.4915 | 4 | 203.1144 | 203.1144 | 0 | 6 | 0 | 20.3114 | 0.0078121 | 1 | 0.5 | 0 | 8.2745 | 0 | 8.2745 | 0 | 199.0521 | 24.8815 | 0.01914 | 1 | 0.5 | 0 | 4.1373 | 0 | 4.1373
2007-04-25 02:00 | 4 | 25 | 2 | 115 | 2738 | 39.92 | 0 | 165.1093 | Cooling | 0 | 4 | 0 | 0 | 0 | 6 | 0 | 165.1093 | 4 | 206.3866 | 206.3866 | 0 | 6 | 0 | 20.6387 | 0.0079379 | 1 | 0.5 | 0 | 8.2745 | 0 | 8.2745 | 0 | 202.2588 | 25.2824 | 0.019448 | 1 | 0.5 | 0 | 4.1373 | 0 | 4.1373
2007-04-25 03:00 | 4 | 25 | 3 | 115 | 2739 | 33.98 | 0 | 161.2867 | Cooling | 0 | 4 | 0 | 0 | 0 | 6 | 0 | 161.2867 | 4 | 201.6084 | 201.6084 | 0 | 6 | 0 | 20.1608 | 0.0077542 | 1 | 0.5 | 0 | 8.2745 | 0 | 8.2745 | 0 | 197.5763 | 24.697 | 0.018998 | 1 | 0.5 | 0 | 4.1373 | 0 | 4.1373
2007-04-25 04:00 | 4 | 25 | 4 | 115 | 2740 | 32 | 0 | 143.7055 | Cooling | 0 | 4 | 0 | 0 | 0 | 6 | 0 | 143.7055 | 4 | 179.6319 | 179.6319 | 0 | 6 | 0 | 17.9632 | 0.0069089 | 1 | 0.5 | 0 | 8.2745 | 0 | 8.2745 | 0 | 176.0393 | 22.0049 | 0.016927 | 1 | 0.5 | 0 | 4.1373 | 0 | 4.1373
2007-04-25 05:00 | 4 | 25 | 5 | 115 | 2741 | 32 | 0 | 125.1565 | Cooling | 0 | 4 | 0 | 0 | 0 | 6 | 0 | 125.1565 | 4 | 156.4457 | 156.4457 | 0 | 6 | 0 | 15.6446 | 0.0060171 | 1 | 0.5 | 0 | 8.2745 | 0 | 8.2745 | 0 | 153.3167 | 19.1646 | 0.014742 | 1 | 0.5 | 0 | 4.1373 | 0 | 4.1373
2007-04-25 06:00 | 4 | 25 | 6 | 115 | 2742 | 33.98 | 57.6464 | 0 | Heating | 57.6464 | 4 | 46.1171 | 46.1171 | 0 | 6 | 0 | 0 | 4 | 0 | 0 | 0 | 6 | 0 | 9.2234 | 0.0035475 | 1 | 0.5 | 0 | 8.2745 | 0 | 8.2745 | 47.0583 | 0 | 2.6937 | 0.002072 | 1 | 0.5 | 0 | 4.1373 | 0 | 4.1373
2007-04-25 07:00 | 4 | 25 | 7 | 115 | 2743 | 42.08 | 414.3969 | 0 | Heating | 414.3969 | 4 | 331.5175 | 331.5175 | 0 | 6 | 0 | 0 | 4 | 0 | 0 | 0 | 6 | 0 | 66.3035 | 0.025501 | 1 | 0.5 | 0 | 8.2745 | 0 | 8.2745 | 338.2832 | 0 | 19.3637 | 0.014895 | 1 | 0.5 | 0 | 4.1373 | 0 | 4.1373
2007-04-25 08:00 | 4 | 25 | 8 | 115 | 2744 | 42.08 | 99.4925 | 0 | Heating | 99.4925 | 4 | 79.594 | 79.594 | 0 | 6 | 0 | 0 | 4 | 0 | 0 | 0 | 6 | 0 | 15.9188 | 0.0061226 | 1 | 0.5 | 0 | 8.2745 | 0 | 8.2745 | 81.2183 | 0 | 4.649 | 0.0035762 | 1 | 0.5 | 0 | 4.1373 | 0 | 4.1373
2007-04-25 09:00 | 4 | 25 | 9 | 115 | 2745 | 46.94 | 142.5216 | 0 | Heating | 142.5216 | 4 | 114.0173 | 114.0173 | 0 | 6 | 0 | 0 | 4 | 0 | 0 | 0 | 6 | 0 | 22.8035 | 0.0087706 | 1 | 0.5 | 0 | 8.2745 | 0 | 8.2745 | 116.3442 | 0 | 6.6597 | 0.0051228 | 1 | 0.5 | 0 | 4.1373 | 0 | 4.1373
2007-04-25 10:00 | 4 | 25 | 10 | 115 | 2746 | 51.08 | 69.376 | 0 | Heating | 69.376 | 4 | 55.5008 | 55.5008 | 0 | 6 | 0 | 0 | 4 | 0 | 0 | 0 | 6 | 0 | 11.1002 | 0.0042693 | 1 | 0.5 | 0 | 8.2745 | 0 | 8.2745 | 56.6335 | 0 | 3.2418 | 0.0024937 | 1 | 0.5 | 0 | 4.1373 | 0 | 4.1373
2007-04-25 11:00 | 4 | 25 | 11 | 115 | 2747 | 51.08 | 0 | 16.6637 | Cooling | 0 | 4 | 0 | 0 | 0 | 6 | 0 | 16.6637 | 4 | 20.8296 | 20.8296 | 0 | 6 | 0 | 2.083 | 0.00080114 | 1 | 0.5 | 0 | 8.2745 | 0 | 8.2745 | 0 | 20.413 | 2.5516 | 0.0019628 | 1 | 0.5 | 0 | 4.1373 | 0 | 4.1373
2007-04-25 12:00 | 4 | 25 | 12 | 115 | 2748 | 57.02 | 0 | 300.4679 | Cooling | 0 | 4 | 0 | 0 | 0 | 6 | 0 | 300.4679 | 4 | 375.5848 | 375.5848 | 0 | 6 | 0 | 37.5585 | 0.014446 | 1 | 0.5 | 0 | 8.2745 | 0 | 8.2745 | 0 | 368.0731 | 46.0091 | 0.035392 | 1 | 0.5 | 0 | 4.1373 | 0 | 4.1373
2007-04-25 13:00 | 4 | 25 | 13 | 115 | 2749 | 59 | 0 | 929.6704 | Cooling | 0 | 4 | 0 | 0 | 0 | 6 | 0 | 929.6704 | 4 | 1162.0881 | 1162.0881 | 0 | 6 | 0 | 116.2088 | 0.044696 | 1 | 0.5 | 0 | 8.2745 | 0 | 8.2745 | 0 | 1138.8463 | 142.3558 | 0.1095 | 1 | 0.5 | 0 | 4.1373 | 0 | 4.1373
2007-04-25 14:00 | 4 | 25 | 14 | 115 | 2750 | 59 | 0 | 990.3285 | Cooling | 0 | 4 | 0 | 0 | 0 | 6 | 0 | 990.3285 | 4 | 1237.9107 | 1237.9107 | 0 | 6 | 0 | 123.7911 | 0.047612 | 1 | 0.5 | 0 | 8.2745 | 0 | 8.2745 | 0 | 1213.1525 | 151.6441 | 0.11665 | 1 | 0.5 | 0 | 4.1373 | 0 | 4.1373
2007-04-25 15:00 | 4 | 25 | 15 | 115 | 2751 | 62.06 | 0 | 847.1346 | Cooling | 0 | 4 | 0 | 0 | 0 | 6 | 0 | 847.1346 | 4 | 1058.9182 | 1058.9182 | 0 | 6 | 0 | 105.8918 | 0.040728 | 1 | 0.5 | 0 | 8.2745 | 0 | 8.2745 | 0 | 1037.7398 | 129.7175 | 0.099783 | 1 | 0.5 | 0 | 4.1373 | 0 | 4.1373
2007-04-25 16:00 | 4 | 25 | 16 | 115 | 2752 | 62.96 | 0 | 473.6979 | Cooling | 0 | 4 | 0 | 0 | 0 | 6 | 0 | 473.6979 | 4 | 592.1224 | 592.1224 | 0 | 6 | 0 | 59.2122 | 0.022774 | 1 | 0.5 | 0 | 8.2745 | 0 | 8.2745 | 0 | 580.2799 | 72.535 | 0.055796 | 1 | 0.5 | 0 | 4.1373 | 0 | 4.1373
2007-04-25 17:00 | 4 | 25 | 17 | 115 | 2753 | 62.96 | 0 | 302.9645 | Cooling | 0 | 4 | 0 | 0 | 0 | 6 | 0 | 302.9645 | 4 | 378.7056 | 378.7056 | 0 | 6 | 0 | 37.8706 | 0.014566 | 1 | 0.5 | 0 | 8.2745 | 0 | 8.2745 | 0 | 371.1315 | 46.3914 | 0.035686 | 1 | 0.5 | 0 | 4.1373 | 0 | 4.1373
2007-04-25 18:00 | 4 | 25 | 18 | 115 | 2754 | 62.06 | 0 | 158.0301 | Cooling | 0 | 4 | 0 | 0 | 0 | 6 | 0 | 158.0301 | 4 | 197.5376 | 197.5376 | 0 | 6 | 0 | 19.7538 | 0.0075976 | 1 | 0.5 | 0 | 8.2745 | 0 | 8.2745 | 0 | 193.5868 | 24.1984 | 0.018614 | 1 | 0.5 | 0 | 4.1373 | 0 | 4.1373
2007-04-25 19:00 | 4 | 25 | 19 | 115 | 2755 | 62.06 | 14.1478 | 0 | Heating | 14.1478 | 4 | 11.3183 | 11.3183 | 0 | 6 | 0 | 0 | 4 | 0 | 0 | 0 | 6 | 0 | 2.2637 | 0.00087063 | 1 | 0.5 | 0 | 8.2745 | 0 | 8.2745 | 11.5492 | 0 | 0.66109 | 0.00050853 | 1 | 0.5 | 0 | 4.1373 | 0 | 4.1373
2007-04-25 20:00 | 4 | 25 | 20 | 115 | 2756 | 62.06 | 122.4862 | 0 | Heating | 122.4862 | 4 | 97.989 | 97.989 | 0 | 6 | 0 | 0 | 4 | 0 | 0 | 0 | 6 | 0 | 19.5978 | 0.0075376 | 1 | 0.5 | 0 | 8.2745 | 0 | 8.2745 | 99.9888 | 0 | 5.7235 | 0.0044027 | 1 | 0.5 | 0 | 4.1373 | 0 | 4.1373
2007-04-25 21:00 | 4 | 25 | 21 | 115 | 2757 | 57.92 | 100.0908 | 0 | Heating | 100.0908 | 4 | 80.0726 | 80.0726 | 0 | 6 | 0 | 0 | 4 | 0 | 0 | 0 | 6 | 0 | 16.0145 | 0.0061594 | 1 | 0.5 | 0 | 8.2745 | 0 | 8.2745 | 81.7068 | 0 | 4.677 | 0.0035977 | 1 | 0.5 | 0 | 4.1373 | 0 | 4.1373
2007-04-25 22:00 | 4 | 25 | 22 | 115 | 2758 | 51.98 | 165.5802 | 0 | Heating | 165.5802 | 4 | 132.4641 | 132.4641 | 0 | 6 | 0 | 0 | 4 | 0 | 0 | 0 | 6 | 0 | 26.4928 | 0.01019 | 1 | 0.5 | 0 | 8.2745 | 0 | 8.2745 | 135.1675 | 0 | 7.7371 | 0.0059516 | 1 | 0.5 | 0 | 4.1373 | 0 | 4.1373
2007-04-25 23:00 | 4 | 25 | 23 | 115 | 2759 | 51.98 | 226.8802 | 0 | Heating | 226.8802 | 4 | 181.5042 | 181.5042 | 0 | 6 | 0 | 0 | 4 | 0 | 0 | 0 | 6 | 0 | 36.3008 | 0.013962 | 1 | 0.5 | 0 | 8.2745 | 0 | 8.2745 | 185.2084 | 0 | 10.6015 | 0.008155 | 1 | 0.5 | 0 | 4.1373 | 0 | 4.1373
2007-04-26 | 4 | 26 | 0 | 116 | 2760 | 44.96 | 214.4793 | 0 | Heating | 214.4793 | 4 | 171.5835 | 171.5835 | 0 | 6 | 0 | 0 | 4 | 0 | 0 | 0 | 6 | 0 | 34.3167 | 0.013199 | 1 | 0.5 | 0 | 8.2745 | 0 | 8.2745 | 175.0852 | 0 | 10.022 | 0.0077093 | 1 | 0.5 | 0 | 4.1373 | 0 | 4.1373
2007-04-26 01:00 | 4 | 26 | 1 | 116 | 2761 | 44.06 | 86.2547 | 0 | Heating | 86.2547 | 4 | 69.0037 | 69.0037 | 0 | 6 | 0 | 0 | 4 | 0 | 0 | 0 | 6 | 0 | 13.8007 | 0.005308 | 1 | 0.5 | 0 | 8.2745 | 0 | 8.2745 | 70.412 | 0 | 4.0305 | 0.0031003 | 1 | 0.5 | 0 | 4.1373 | 0 | 4.1373
2007-04-26 02:00 | 4 | 26 | 2 | 116 | 2762 | 44.06 | 107.9173 | 0 | Heating | 107.9173 | 4 | 86.3338 | 86.3338 | 0 | 6 | 0 | 0 | 4 | 0 | 0 | 0 | 6 | 0 | 17.2668 | 0.0066411 | 1 | 0.5 | 0 | 8.2745 | 0 | 8.2745 | 88.0957 | 0 | 5.0427 | 0.003879 | 1 | 0.5 | 0 | 4.1373 | 0 | 4.1373
2007-04-26 03:00 | 4 | 26 | 3 | 116 | 2763 | 44.06 | 124.1896 | 0 | Heating | 124.1896 | 4 | 99.3517 | 99.3517 | 0 | 6 | 0 | 0 | 4 | 0 | 0 | 0 | 6 | 0 | 19.8703 | 0.0076424 | 1 | 0.5 | 0 | 8.2745 | 0 | 8.2745 | 101.3793 | 0 | 5.803 | 0.0044639 | 1 | 0.5 | 0 | 4.1373 | 0 | 4.1373
2007-04-26 04:00 | 4 | 26 | 4 | 116 | 2764 | 42.98 | 148.6953 | 0 | Heating | 148.6953 | 4 | 118.9562 | 118.9562 | 0 | 6 | 0 | 0 | 4 | 0 | 0 | 0 | 6 | 0 | 23.7912 | 0.0091505 | 1 | 0.5 | 0 | 8.2745 | 0 | 8.2745 | 121.3839 | 0 | 6.9481 | 0.0053447 | 1 | 0.5 | 0 | 4.1373 | 0 | 4.1373
2007-04-26 05:00 | 4 | 26 | 5 | 116 | 2765 | 42.98 | 235.6292 | 0 | Heating | 235.6292 | 4 | 188.5034 | 188.5034 | 0 | 6 | 0 | 0 | 4 | 0 | 0 | 0 | 6 | 0 | 37.7007 | 0.0145 | 1 | 0.5 | 0 | 8.2745 | 0 | 8.2745 | 192.3504 | 0 | 11.0103 | 0.0084695 | 1 | 0.5 | 0 | 4.1373 | 0 | 4.1373
2007-04-26 06:00 | 4 | 26 | 6 | 116 | 2766 | 42.98 | 1267.2661 | 0 | Heating | 1267.2661 | 4 | 1013.8129 | 1013.8129 | 0 | 6 | 0 | 0 | 4 | 0 | 0 | 0 | 6 | 0 | 202.7626 | 0.077986 | 1 | 0.5 | 0 | 8.2745 | 0 | 8.2745 | 1034.503 | 0 | 59.216 | 0.045551 | 1 | 0.5 | 0 | 4.1373 | 0 | 4.1373
2007-04-26 07:00 | 4 | 26 | 7 | 116 | 2767 | 42.98 | 1316.2546 | 0 | Heating | 1316.2546 | 4 | 1053.0036 | 1053.0036 | 0 | 6 | 0 | 0 | 4 | 0 | 0 | 0 | 6 | 0 | 210.6007 | 0.081 | 1 | 0.5 | 0 | 8.2745 | 0 | 8.2745 | 1074.4935 | 0 | 61.5051 | 0.047312 | 1 | 0.5 | 0 | 4.1373 | 0 | 4.1373
2007-04-26 08:00 | 4 | 26 | 8 | 116 | 2768 | 42.98 | 1316.4937 | 0 | Heating | 1316.4937 | 4 | 1053.195 | 1053.195 | 0 | 6 | 0 | 0 | 4 | 0 | 0 | 0 | 6 | 0 | 210.639 | 0.081015 | 1 | 0.5 | 0 | 8.2745 | 0 | 8.2745 | 1074.6887 | 0 | 61.5162 | 0.04732 | 1 | 0.5 | 0 | 4.1373 | 0 | 4.1373
2007-04-26 09:00 | 4 | 26 | 9 | 116 | 2769 | 44.96 | 1037.6042 | 0 | Heating | 1037.6042 | 4 | 830.0834 | 830.0834 | 0 | 6 | 0 | 0 | 4 | 0 | 0 | 0 | 6 | 0 | 166.0167 | 0.063853 | 1 | 0.5 | 0 | 8.2745 | 0 | 8.2745 | 847.0239 | 0 | 48.4845 | 0.037296 | 1 | 0.5 | 0 | 4.1373 | 0 | 4.1373
2007-04-26 10:00 | 4 | 26 | 10 | 116 | 2770 | 44.96 | 845.0026 | 0 | Heating | 845.0026 | 4 | 676.0021 | 676.0021 | 0 | 6 | 0 | 0 | 4 | 0 | 0 | 0 | 6 | 0 | 135.2004 | 0.052 | 1 | 0.5 | 0 | 8.2745 | 0 | 8.2745 | 689.798 | 0 | 39.4847 | 0.030373 | 1 | 0.5 | 0 | 4.1373 | 0 | 4.1373
2007-04-26 11:00 | 4 | 26 | 11 | 116 | 2771 | 44.96 | 546.0395 | 0 | Heating | 546.0395 | 4 | 436.8316 | 436.8316 | 0 | 6 | 0 | 0 | 4 | 0 | 0 | 0 | 6 | 0 | 87.3663 | 0.033602 | 1 | 0.5 | 0 | 8.2745 | 0 | 8.2745 | 445.7465 | 0 | 25.515 | 0.019627 | 1 | 0.5 | 0 | 4.1373 | 0 | 4.1373
2007-04-26 12:00 | 4 | 26 | 12 | 116 | 2772 | 48.92 | 202.4136 | 0 | Heating | 202.4136 | 4 | 161.9309 | 161.9309 | 0 | 6 | 0 | 0 | 4 | 0 | 0 | 0 | 6 | 0 | 32.3862 | 0.012456 | 1 | 0.5 | 0 | 8.2745 | 0 | 8.2745 | 165.2356 | 0 | 9.4582 | 0.0072756 | 1 | 0.5 | 0 | 4.1373 | 0 | 4.1373
2007-04-26 13:00 | 4 | 26 | 13 | 116 | 2773 | 53.96 | 0 | 41.714 | Cooling | 0 | 4 | 0 | 0 | 0 | 6 | 0 | 41.714 | 4 | 52.1425 | 52.1425 | 0 | 6 | 0 | 5.2142 | 0.0020055 | 1 | 0.5 | 0 | 8.2745 | 0 | 8.2745 | 0 | 51.0996 | 6.3875 | 0.0049134 | 1 | 0.5 | 0 | 4.1373 | 0 | 4.1373
2007-04-26 14:00 | 4 | 26 | 14 | 116 | 2774 | 53.96 | 0 | 262.9704 | Cooling | 0 | 4 | 0 | 0 | 0 | 6 | 0 | 262.9704 | 4 | 328.713 | 328.713 | 0 | 6 | 0 | 32.8713 | 0.012643 | 1 | 0.5 | 0 | 8.2745 | 0 | 8.2745 | 0 | 322.1388 | 40.2673 | 0.030975 | 1 | 0.5 | 0 | 4.1373 | 0 | 4.1373
2007-04-26 15:00 | 4 | 26 | 15 | 116 | 2775 | 57.02 | 0 | 731.1925 | Cooling | 0 | 4 | 0 | 0 | 0 | 6 | 0 | 731.1925 | 4 | 913.9906 | 913.9906 | 0 | 6 | 0 | 91.3991 | 0.035153 | 1 | 0.5 | 0 | 8.2745 | 0 | 8.2745 | 0 | 895.7108 | 111.9638 | 0.086126 | 1 | 0.5 | 0 | 4.1373 | 0 | 4.1373
2007-04-26 16:00 | 4 | 26 | 16 | 116 | 2776 | 55.94 | 0 | 1103.8558 | Cooling | 0 | 4 | 0 | 0 | 0 | 6 | 0 | 1103.8558 | 4 | 1379.8198 | 1379.8198 | 0 | 6 | 0 | 137.982 | 0.05307 | 1 | 0.5 | 0 | 8.2745 | 0 | 8.2745 | 0 | 1352.2234 | 169.0279 | 0.13002 | 1 | 0.5 | 0 | 4.1373 | 0 | 4.1373
2007-04-26 17:00 | 4 | 26 | 17 | 116 | 2777 | 55.94 | 0 | 1179.174 | Cooling | 0 | 4 | 0 | 0 | 0 | 6 | 0 | 1179.174 | 4 | 1473.9675 | 1473.9675 | 0 | 6 | 0 | 147.3968 | 0.056691 | 1 | 0.5 | 0 | 8.2745 | 0 | 8.2745 | 0 | 1444.4882 | 180.561 | 0.13889 | 1 | 0.5 | 0 | 4.1373 | 0 | 4.1373
2007-04-26 18:00 | 4 | 26 | 18 | 116 | 2778 | 50 | 0 | 656.0845 | Cooling | 0 | 4 | 0 | 0 | 0 | 6 | 0 | 656.0845 | 4 | 820.1057 | 820.1057 | 0 | 6 | 0 | 82.0106 | 0.031543 | 1 | 0.5 | 0 | 8.2745 | 0 | 8.2745 | 0 | 803.7035 | 100.4629 | 0.077279 | 1 | 0.5 | 0 | 4.1373 | 0 | 4.1373
2007-04-26 19:00 | 4 | 26 | 19 | 116 | 2779 | 46.94 | 0 | 139.6658 | Cooling | 0 | 4 | 0 | 0 | 0 | 6 | 0 | 139.6658 | 4 | 174.5823 | 174.5823 | 0 | 6 | 0 | 17.4582 | 0.0067147 | 1 | 0.5 | 0 | 8.2745 | 0 | 8.2745 | 0 | 171.0906 | 21.3863 | 0.016451 | 1 | 0.5 | 0 | 4.1373 | 0 | 4.1373
2007-04-26 20:00 | 4 | 26 | 20 | 116 | 2780 | 46.04 | 12.7693 | 0 | Heating | 12.7693 | 4 | 10.2154 | 10.2154 | 0 | 6 | 0 | 0 | 4 | 0 | 0 | 0 | 6 | 0 | 2.0431 | 0.0007858 | 1 | 0.5 | 0 | 8.2745 | 0 | 8.2745 | 10.4239 | 0 | 0.59668 | 0.00045898 | 1 | 0.5 | 0 | 4.1373 | 0 | 4.1373
2007-04-26 21:00 | 4 | 26 | 21 | 116 | 2781 | 46.94 | 77.4721 | 0 | Heating | 77.4721 | 4 | 61.9777 | 61.9777 | 0 | 6 | 0 | 0 | 4 | 0 | 0 | 0 | 6 | 0 | 12.3955 | 0.0047675 | 1 | 0.5 | 0 | 8.2745 | 0 | 8.2745 | 63.2425 | 0 | 3.6201 | 0.0027847 | 1 | 0.5 | 0 | 4.1373 | 0 | 4.1373
2007-04-26 22:00 | 4 | 26 | 22 | 116 | 2782 | 44.96 | 157.3267 | 0 | Heating | 157.3267 | 4 | 125.8614 | 125.8614 | 0 | 6 | 0 | 0 | 4 | 0 | 0 | 0 | 6 | 0 | 25.1723 | 0.0096816 | 1 | 0.5 | 0 | 8.2745 | 0 | 8.2745 | 128.43 | 0 | 7.3515 | 0.005655 | 1 | 0.5 | 0 | 4.1373 | 0 | 4.1373
2007-04-26 23:00 | 4 | 26 | 23 | 116 | 2783 | 44.96 | 171.8833 | 0 | Heating | 171.8833 | 4 | 137.5066 | 137.5066 | 0 | 6 | 0 | 0 | 4 | 0 | 0 | 0 | 6 | 0 | 27.5013 | 0.010577 | 1 | 0.5 | 0 | 8.2745 | 0 | 8.2745 | 140.3129 | 0 | 8.0316 | 0.0061782 | 1 | 0.5 | 0 | 4.1373 | 0 | 4.1373
2007-04-27 | 4 | 27 | 0 | 117 | 2784 | 44.06 | 81.9905 | 0 | Heating | 81.9905 | 4 | 65.5924 | 65.5924 | 0 | 6 | 0 | 0 | 4 | 0 | 0 | 0 | 6 | 0 | 13.1185 | 0.0050456 | 1 | 0.5 | 0 | 8.2745 | 0 | 8.2745 | 66.931 | 0 | 3.8312 | 0.0029471 | 1 | 0.5 | 0 | 4.1373 | 0 | 4.1373
2007-04-27 01:00 | 4 | 27 | 1 | 117 | 2785 | 44.06 | 5.9186 | 0 | Heating | 5.9186 | 4 | 4.7349 | 4.7349 | 0 | 6 | 0 | 0 | 4 | 0 | 0 | 0 | 6 | 0 | 0.94697 | 0.00036422 | 1 | 0.5 | 0 | 8.2745 | 0 | 8.2745 | 4.8315 | 0 | 0.27656 | 0.00021274 | 1 | 0.5 | 0 | 4.1373 | 0 | 4.1373
2007-04-27 02:00 | 4 | 27 | 2 | 117 | 2786 | 44.06 | 11.341 | 0 | Heating | 11.341 | 4 | 9.0728 | 9.0728 | 0 | 6 | 0 | 0 | 4 | 0 | 0 | 0 | 6 | 0 | 1.8146 | 0.00069791 | 1 | 0.5 | 0 | 8.2745 | 0 | 8.2745 | 9.258 | 0 | 0.52993 | 0.00040764 | 1 | 0.5 | 0 | 4.1373 | 0 | 4.1373
2007-04-27 03:00 | 4 | 27 | 3 | 117 | 2787 | 41 | 12.6361 | 0 | Heating | 12.6361 | 4 | 10.1089 | 10.1089 | 0 | 6 | 0 | 0 | 4 | 0 | 0 | 0 | 6 | 0 | 2.0218 | 0.00077761 | 1 | 0.5 | 0 | 8.2745 | 0 | 8.2745 | 10.3152 | 0 | 0.59045 | 0.00045419 | 1 | 0.5 | 0 | 4.1373 | 0 | 4.1373
2007-04-27 04:00 | 4 | 27 | 4 | 117 | 2788 | 42.98 | 22.8684 | 0 | Heating | 22.8684 | 4 | 18.2948 | 18.2948 | 0 | 6 | 0 | 0 | 4 | 0 | 0 | 0 | 6 | 0 | 3.659 | 0.0014073 | 1 | 0.5 | 0 | 8.2745 | 0 | 8.2745 | 18.6681 | 0 | 1.0686 | 0.00082199 | 1 | 0.5 | 0 | 4.1373 | 0 | 4.1373
2007-04-27 05:00 | 4 | 27 | 5 | 117 | 2789 | 42.98 | 78.2284 | 0 | Heating | 78.2284 | 4 | 62.5827 | 62.5827 | 0 | 6 | 0 | 0 | 4 | 0 | 0 | 0 | 6 | 0 | 12.5165 | 0.0048141 | 1 | 0.5 | 0 | 8.2745 | 0 | 8.2745 | 63.8599 | 0 | 3.6554 | 0.0028119 | 1 | 0.5 | 0 | 4.1373 | 0 | 4.1373
2007-04-27 06:00 | 4 | 27 | 6 | 117 | 2790 | 42.98 | 712.7884 | 0 | Heating | 712.7884 | 4 | 570.2307 | 570.2307 | 0 | 6 | 0 | 0 | 4 | 0 | 0 | 0 | 6 | 0 | 114.0461 | 0.043864 | 1 | 0.5 | 0 | 8.2745 | 0 | 8.2745 | 581.8681 | 0 | 33.3067 | 0.025621 | 1 | 0.5 | 0 | 4.1373 | 0 | 4.1373
2007-04-27 07:00 | 4 | 27 | 7 | 117 | 2791 | 44.06 | 845.8378 | 0 | Heating | 845.8378 | 4 | 676.6702 | 676.6702 | 0 | 6 | 0 | 0 | 4 | 0 | 0 | 0 | 6 | 0 | 135.334 | 0.052052 | 1 | 0.5 | 0 | 8.2745 | 0 | 8.2745 | 690.4798 | 0 | 39.5237 | 0.030403 | 1 | 0.5 | 0 | 4.1373 | 0 | 4.1373
2007-04-27 08:00 | 4 | 27 | 8 | 117 | 2792 | 44.06 | 759.9271 | 0 | Heating | 759.9271 | 4 | 607.9417 | 607.9417 | 0 | 6 | 0 | 0 | 4 | 0 | 0 | 0 | 6 | 0 | 121.5883 | 0.046765 | 1 | 0.5 | 0 | 8.2745 | 0 | 8.2745 | 620.3487 | 0 | 35.5094 | 0.027315 | 1 | 0.5 | 0 | 4.1373 | 0 | 4.1373
2007-04-27 09:00 | 4 | 27 | 9 | 117 | 2793 | 48.02 | 366.7829 | 0 | Heating | 366.7829 | 4 | 293.4263 | 293.4263 | 0 | 6 | 0 | 0 | 4 | 0 | 0 | 0 | 6 | 0 | 58.6853 | 0.022571 | 1 | 0.5 | 0 | 8.2745 | 0 | 8.2745 | 299.4146 | 0 | 17.1388 | 0.013184 | 1 | 0.5 | 0 | 4.1373 | 0 | 4.1373
2007-04-27 10:00 | 4 | 27 | 10 | 117 | 2794 | 48.92 | 0 | 150.4728 | Cooling | 0 | 4 | 0 | 0 | 0 | 6 | 0 | 150.4728 | 4 | 188.091 | 188.091 | 0 | 6 | 0 | 18.8091 | 0.0072343 | 1 | 0.5 | 0 | 8.2745 | 0 | 8.2745 | 0 | 184.3291 | 23.0411 | 0.017724 | 1 | 0.5 | 0 | 4.1373 | 0 | 4.1373
2007-04-27 11:00 | 4 | 27 | 11 | 117 | 2795 | 48.92 | 0 | 907.4844 | Cooling | 0 | 4 | 0 | 0 | 0 | 6 | 0 | 907.4844 | 4 | 1134.3554 | 1134.3554 | 0 | 6 | 0 | 113.4355 | 0.043629 | 1 | 0.5 | 0 | 8.2745 | 0 | 8.2745 | 0 | 1111.6683 | 138.9585 | 0.10689 | 1 | 0.5 | 0 | 4.1373 | 0 | 4.1373
2007-04-27 12:00 | 4 | 27 | 12 | 117 | 2796 | 50 | 0 | 1559.8249 | Cooling | 0 | 4 | 0 | 0 | 0 | 6 | 0 | 1559.8249 | 4 | 1949.7812 | 1949.7812 | 0 | 6 | 0 | 194.9781 | 0.074992 | 1 | 0.5 | 0 | 8.2745 | 0 | 8.2745 | 0 | 1910.7856 | 238.8482 | 0.18373 | 1 | 0.5 | 0 | 4.1373 | 0 | 4.1373
2007-04-27 13:00 | 4 | 27 | 13 | 117 | 2797 | 51.08 | 0 | 2221.4542 | Cooling | 0 | 4 | 0 | 0 | 0 | 6 | 0 | 2221.4542 | 4 | 2776.8177 | 2776.8177 | 0 | 6 | 0 | 277.6818 | 0.1068 | 1 | 0.5 | 0 | 8.2745 | 0 | 8.2745 | 0 | 2721.2814 | 340.1602 | 0.26166 | 1 | 0.52332 | 0 | 4.5947 | 0 | 4.5947
2007-04-27 14:00 | 4 | 27 | 14 | 117 | 2798 | 51.08 | 0 | 2574.355 | Cooling | 0 | 4 | 0 | 0 | 0 | 6 | 0 | 2574.355 | 4 | 3217.9437 | 3217.9437 | 0 | 6 | 0 | 321.7944 | 0.12377 | 1 | 0.5 | 0 | 8.2745 | 0 | 8.2745 | 0 | 3153.5849 | 394.1981 | 0.30323 | 1 | 0.60646 | 0 | 6.4495 | 0 | 6.4495
2007-04-27 15:00 | 4 | 27 | 15 | 117 | 2799 | 51.98 | 0 | 2010.4998 | Cooling | 0 | 4 | 0 | 0 | 0 | 6 | 0 | 2010.4998 | 4 | 2513.1247 | 2513.1247 | 0 | 6 | 0 | 251.3125 | 0.096659 | 1 | 0.5 | 0 | 8.2745 | 0 | 8.2745 | 0 | 2462.8622 | 307.8578 | 0.23681 | 1 | 0.5 | 0 | 4.1373 | 0 | 4.1373
2007-04-27 16:00 | 4 | 27 | 16 | 117 | 2800 | 51.98 | 0 | 1897.8724 | Cooling | 0 | 4 | 0 | 0 | 0 | 6 | 0 | 1897.8724 | 4 | 2372.3405 | 2372.3405 | 0 | 6 | 0 | 237.234 | 0.091244 | 1 | 0.5 | 0 | 8.2745 | 0 | 8.2745 | 0 | 2324.8937 | 290.6117 | 0.22355 | 1 | 0.5 | 0 | 4.1373 | 0 | 4.1373
2007-04-27 17:00 | 4 | 27 | 17 | 117 | 2801 | 51.98 | 0 | 2234.3135 | Cooling | 0 | 4 | 0 | 0 | 0 | 6 | 0 | 2234.3135 | 4 | 2792.8918 | 2792.8918 | 0 | 6 | 0 | 279.2892 | 0.10742 | 1 | 0.5 | 0 | 8.2745 | 0 | 8.2745 | 0 | 2737.034 | 342.1293 | 0.26318 | 1 | 0.52635 | 0 | 4.6561 | 0 | 4.6561
2007-04-27 18:00 | 4 | 27 | 18 | 117 | 2802 | 50 | 0 | 1197.5115 | Cooling | 0 | 4 | 0 | 0 | 0 | 6 | 0 | 1197.5115 | 4 | 1496.8894 | 1496.8894 | 0 | 6 | 0 | 149.6889 | 0.057573 | 1 | 0.5 | 0 | 8.2745 | 0 | 8.2745 | 0 | 1466.9516 | 183.369 | 0.14105 | 1 | 0.5 | 0 | 4.1373 | 0 | 4.1373
2007-04-27 19:00 | 4 | 27 | 19 | 117 | 2803 | 48.02 | 0 | 660.4808 | Cooling | 0 | 4 | 0 | 0 | 0 | 6 | 0 | 660.4808 | 4 | 825.601 | 825.601 | 0 | 6 | 0 | 82.5601 | 0.031754 | 1 | 0.5 | 0 | 8.2745 | 0 | 8.2745 | 0 | 809.089 | 101.1361 | 0.077797 | 1 | 0.5 | 0 | 4.1373 | 0 | 4.1373
2007-04-27 20:00 | 4 | 27 | 20 | 117 | 2804 | 48.02 | 0 | 457.4098 | Cooling | 0 | 4 | 0 | 0 | 0 | 6 | 0 | 457.4098 | 4 | 571.7622 | 571.7622 | 0 | 6 | 0 | 57.1762 | 0.021991 | 1 | 0.5 | 0 | 8.2745 | 0 | 8.2745 | 0 | 560.327 | 70.0409 | 0.053878 | 1 | 0.5 | 0 | 4.1373 | 0 | 4.1373
2007-04-27 21:00 | 4 | 27 | 21 | 117 | 2805 | 46.04 | 0 | 200.758 | Cooling | 0 | 4 | 0 | 0 | 0 | 6 | 0 | 200.758 | 4 | 250.9475 | 250.9475 | 0 | 6 | 0 | 25.0948 | 0.0096518 | 1 | 0.5 | 0 | 8.2745 | 0 | 8.2745 | 0 | 245.9286 | 30.7411 | 0.023647 | 1 | 0.5 | 0 | 4.1373 | 0 | 4.1373
2007-04-27 22:00 | 4 | 27 | 22 | 117 | 2806 | 44.96 | 0 | 86.215 | Cooling | 0 | 4 | 0 | 0 | 0 | 6 | 0 | 86.215 | 4 | 107.7688 | 107.7688 | 0 | 6 | 0 | 10.7769 | 0.004145 | 1 | 0.5 | 0 | 8.2745 | 0 | 8.2745 | 0 | 105.6134 | 13.2017 | 0.010155 | 1 | 0.5 | 0 | 4.1373 | 0 | 4.1373
2007-04-27 23:00 | 4 | 27 | 23 | 117 | 2807 | 44.96 | 0.17705 | 0 | Heating | 0.17705 | 4 | 0.14164 | 0.14164 | 0 | 6 | 0 | 0 | 4 | 0 | 0 | 0 | 6 | 0 | 0.028328 | 1.0895e-05 | 1 | 0.5 | 0 | 8.2745 | 0 | 8.2745 | 0.14453 | 0 | 0.008273 | 6.3639e-06 | 1 | 0.5 | 0 | 4.1373 | 0 | 4.1373
2007-04-28 | 4 | 28 | 0 | 118 | 2808 | 44.96 | 0 | 59.9867 | Cooling | 0 | 4 | 0 | 0 | 0 | 6 | 0 | 59.9867 | 4 | 74.9834 | 74.9834 | 0 | 6 | 0 | 7.4983 | 0.002884 | 1 | 0.5 | 0 | 8.2745 | 0 | 8.2745 | 0 | 73.4837 | 9.1855 | 0.0070657 | 1 | 0.5 | 0 | 4.1373 | 0 | 4.1373
2007-04-28 01:00 | 4 | 28 | 1 | 118 | 2809 | 44.96 | 0 | 121.3861 | Cooling | 0 | 4 | 0 | 0 | 0 | 6 | 0 | 121.3861 | 4 | 151.7326 | 151.7326 | 0 | 6 | 0 | 15.1733 | 0.0058359 | 1 | 0.5 | 0 | 8.2745 | 0 | 8.2745 | 0 | 148.6979 | 18.5872 | 0.014298 | 1 | 0.5 | 0 | 4.1373 | 0 | 4.1373
2007-04-28 02:00 | 4 | 28 | 2 | 118 | 2810 | 44.96 | 0 | 84.1175 | Cooling | 0 | 4 | 0 | 0 | 0 | 6 | 0 | 84.1175 | 4 | 105.1469 | 105.1469 | 0 | 6 | 0 | 10.5147 | 0.0040441 | 1 | 0.5 | 0 | 8.2745 | 0 | 8.2745 | 0 | 103.0439 | 12.8805 | 0.0099081 | 1 | 0.5 | 0 | 4.1373 | 0 | 4.1373
2007-04-28 03:00 | 4 | 28 | 3 | 118 | 2811 | 42.08 | 0 | 47.0223 | Cooling | 0 | 4 | 0 | 0 | 0 | 6 | 0 | 47.0223 | 4 | 58.7779 | 58.7779 | 0 | 6 | 0 | 5.8778 | 0.0022607 | 1 | 0.5 | 0 | 8.2745 | 0 | 8.2745 | 0 | 57.6024 | 7.2003 | 0.0055387 | 1 | 0.5 | 0 | 4.1373 | 0 | 4.1373
2007-04-28 04:00 | 4 | 28 | 4 | 118 | 2812 | 39.02 | 0 | 6.1525 | Cooling | 0 | 4 | 0 | 0 | 0 | 6 | 0 | 6.1525 | 4 | 7.6906 | 7.6906 | 0 | 6 | 0 | 0.76906 | 0.00029579 | 1 | 0.5 | 0 | 8.2745 | 0 | 8.2745 | 0 | 7.5368 | 0.9421 | 0.00072469 | 1 | 0.5 | 0 | 4.1373 | 0 | 4.1373
2007-04-28 05:00 | 4 | 28 | 5 | 118 | 2813 | 39.02 | 90.9064 | 0 | Heating | 90.9064 | 4 | 72.7251 | 72.7251 | 0 | 6 | 0 | 0 | 4 | 0 | 0 | 0 | 6 | 0 | 14.545 | 0.0055942 | 1 | 0.5 | 0 | 8.2745 | 0 | 8.2745 | 74.2093 | 0 | 4.2478 | 0.0032675 | 1 | 0.5 | 0 | 4.1373 | 0 | 4.1373
2007-04-28 06:00 | 4 | 28 | 6 | 118 | 2814 | 41 | 210.7973 | 0 | Heating | 210.7973 | 4 | 168.6379 | 168.6379 | 0 | 6 | 0 | 0 | 4 | 0 | 0 | 0 | 6 | 0 | 33.7276 | 0.012972 | 1 | 0.5 | 0 | 8.2745 | 0 | 8.2745 | 172.0795 | 0 | 9.85 | 0.0075769 | 1 | 0.5 | 0 | 4.1373 | 0 | 4.1373
2007-04-28 07:00 | 4 | 28 | 7 | 118 | 2815 | 46.04 | 521.3479 | 0 | Heating | 521.3479 | 4 | 417.0783 | 417.0783 | 0 | 6 | 0 | 0 | 4 | 0 | 0 | 0 | 6 | 0 | 83.4157 | 0.032083 | 1 | 0.5 | 0 | 8.2745 | 0 | 8.2745 | 425.5901 | 0 | 24.3612 | 0.018739 | 1 | 0.5 | 0 | 4.1373 | 0 | 4.1373
2007-04-28 08:00 | 4 | 28 | 8 | 118 | 2816 | 46.04 | 1468.8673 | 0 | Heating | 1468.8673 | 4 | 1175.0938 | 1175.0938 | 0 | 6 | 0 | 0 | 4 | 0 | 0 | 0 | 6 | 0 | 235.0188 | 0.090392 | 1 | 0.5 | 0 | 8.2745 | 0 | 8.2745 | 1199.0754 | 0 | 68.6363 | 0.052797 | 1 | 0.5 | 0 | 4.1373 | 0 | 4.1373
2007-04-28 09:00 | 4 | 28 | 9 | 118 | 2817 | 51.08 | 1172.5789 | 0 | Heating | 1172.5789 | 4 | 938.0631 | 938.0631 | 0 | 6 | 0 | 0 | 4 | 0 | 0 | 0 | 6 | 0 | 187.6126 | 0.072159 | 1 | 0.5 | 0 | 8.2745 | 0 | 8.2745 | 957.2073 | 0 | 54.7915 | 0.042147 | 1 | 0.5 | 0 | 4.1373 | 0 | 4.1373
2007-04-28 10:00 | 4 | 28 | 10 | 118 | 2818 | 53.96 | 950.0964 | 0 | Heating | 950.0964 | 4 | 760.0771 | 760.0771 | 0 | 6 | 0 | 0 | 4 | 0 | 0 | 0 | 6 | 0 | 152.0154 | 0.058467 | 1 | 0.5 | 0 | 8.2745 | 0 | 8.2745 | 775.5889 | 0 | 44.3955 | 0.03415 | 1 | 0.5 | 0 | 4.1373 | 0 | 4.1373
2007-04-28 11:00 | 4 | 28 | 11 | 118 | 2819 | 53.96 | 770.2844 | 0 | Heating | 770.2844 | 4 | 616.2275 | 616.2275 | 0 | 6 | 0 | 0 | 4 | 0 | 0 | 0 | 6 | 0 | 123.2455 | 0.047402 | 1 | 0.5 | 0 | 8.2745 | 0 | 8.2745 | 628.8036 | 0 | 35.9933 | 0.027687 | 1 | 0.5 | 0 | 4.1373 | 0 | 4.1373
2007-04-28 12:00 | 4 | 28 | 12 | 118 | 2820 | 57.92 | 479.5309 | 0 | Heating | 479.5309 | 4 | 383.6247 | 383.6247 | 0 | 6 | 0 | 0 | 4 | 0 | 0 | 0 | 6 | 0 | 76.7249 | 0.02951 | 1 | 0.5 | 0 | 8.2745 | 0 | 8.2745 | 391.4538 | 0 | 22.4072 | 0.017236 | 1 | 0.5 | 0 | 4.1373 | 0 | 4.1373
2007-04-28 13:00 | 4 | 28 | 13 | 118 | 2821 | 60.08 | 282.992 | 0 | Heating | 282.992 | 4 | 226.3936 | 226.3936 | 0 | 6 | 0 | 0 | 4 | 0 | 0 | 0 | 6 | 0 | 45.2787 | 0.017415 | 1 | 0.5 | 0 | 8.2745 | 0 | 8.2745 | 231.0139 | 0 | 13.2235 | 0.010172 | 1 | 0.5 | 0 | 4.1373 | 0 | 4.1373
2007-04-28 14:00 | 4 | 28 | 14 | 118 | 2822 | 60.08 | 196.3566 | 0 | Heating | 196.3566 | 4 | 157.0853 | 157.0853 | 0 | 6 | 0 | 0 | 4 | 0 | 0 | 0 | 6 | 0 | 31.4171 | 0.012083 | 1 | 0.5 | 0 | 8.2745 | 0 | 8.2745 | 160.2911 | 0 | 9.1752 | 0.0070579 | 1 | 0.5 | 0 | 4.1373 | 0 | 4.1373
2007-04-28 15:00 | 4 | 28 | 15 | 118 | 2823 | 60.98 | 68.119 | 0 | Heating | 68.119 | 4 | 54.4952 | 54.4952 | 0 | 6 | 0 | 0 | 4 | 0 | 0 | 0 | 6 | 0 | 10.899 | 0.0041919 | 1 | 0.5 | 0 | 8.2745 | 0 | 8.2745 | 55.6074 | 0 | 3.183 | 0.0024485 | 1 | 0.5 | 0 | 4.1373 | 0 | 4.1373
2007-04-28 16:00 | 4 | 28 | 16 | 118 | 2824 | 60.98 | 24.6474 | 0 | Heating | 24.6474 | 4 | 19.7179 | 19.7179 | 0 | 6 | 0 | 0 | 4 | 0 | 0 | 0 | 6 | 0 | 3.9436 | 0.0015168 | 1 | 0.5 | 0 | 8.2745 | 0 | 8.2745 | 20.1203 | 0 | 1.1517 | 0.00088593 | 1 | 0.5 | 0 | 4.1373 | 0 | 4.1373
2007-04-28 17:00 | 4 | 28 | 17 | 118 | 2825 | 60.98 | 190.6364 | 0 | Heating | 190.6364 | 4 | 152.5091 | 152.5091 | 0 | 6 | 0 | 0 | 4 | 0 | 0 | 0 | 6 | 0 | 30.5018 | 0.011731 | 1 | 0.5 | 0 | 8.2745 | 0 | 8.2745 | 155.6215 | 0 | 8.9079 | 0.0068523 | 1 | 0.5 | 0 | 4.1373 | 0 | 4.1373
2007-04-28 18:00 | 4 | 28 | 18 | 118 | 2826 | 59 | 384.8202 | 0 | Heating | 384.8202 | 4 | 307.8562 | 307.8562 | 0 | 6 | 0 | 0 | 4 | 0 | 0 | 0 | 6 | 0 | 61.5712 | 0.023681 | 1 | 0.5 | 0 | 8.2745 | 0 | 8.2745 | 314.1389 | 0 | 17.9816 | 0.013832 | 1 | 0.5 | 0 | 4.1373 | 0 | 4.1373
2007-04-28 19:00 | 4 | 28 | 19 | 118 | 2827 | 55.94 | 249.7649 | 0 | Heating | 249.7649 | 4 | 199.8119 | 199.8119 | 0 | 6 | 0 | 0 | 4 | 0 | 0 | 0 | 6 | 0 | 39.9624 | 0.01537 | 1 | 0.5 | 0 | 8.2745 | 0 | 8.2745 | 203.8897 | 0 | 11.6708 | 0.0089776 | 1 | 0.5 | 0 | 4.1373 | 0 | 4.1373
2007-04-28 20:00 | 4 | 28 | 20 | 118 | 2828 | 55.94 | 310.9128 | 0 | Heating | 310.9128 | 4 | 248.7302 | 248.7302 | 0 | 6 | 0 | 0 | 4 | 0 | 0 | 0 | 6 | 0 | 49.746 | 0.019133 | 1 | 0.5 | 0 | 8.2745 | 0 | 8.2745 | 253.8063 | 0 | 14.5281 | 0.011175 | 1 | 0.5 | 0 | 4.1373 | 0 | 4.1373
2007-04-28 21:00 | 4 | 28 | 21 | 118 | 2829 | 51.98 | 356.9921 | 0 | Heating | 356.9921 | 4 | 285.5937 | 285.5937 | 0 | 6 | 0 | 0 | 4 | 0 | 0 | 0 | 6 | 0 | 57.1187 | 0.021969 | 1 | 0.5 | 0 | 8.2745 | 0 | 8.2745 | 291.4221 | 0 | 16.6813 | 0.012832 | 1 | 0.5 | 0 | 4.1373 | 0 | 4.1373
2007-04-28 22:00 | 4 | 28 | 22 | 118 | 2830 | 51.08 | 381.8078 | 0 | Heating | 381.8078 | 4 | 305.4462 | 305.4462 | 0 | 6 | 0 | 0 | 4 | 0 | 0 | 0 | 6 | 0 | 61.0892 | 0.023496 | 1 | 0.5 | 0 | 8.2745 | 0 | 8.2745 | 311.6798 | 0 | 17.8409 | 0.013724 | 1 | 0.5 | 0 | 4.1373 | 0 | 4.1373
2007-04-28 23:00 | 4 | 28 | 23 | 118 | 2831 | 51.08 | 433.8405 | 0 | Heating | 433.8405 | 4 | 347.0724 | 347.0724 | 0 | 6 | 0 | 0 | 4 | 0 | 0 | 0 | 6 | 0 | 69.4145 | 0.026698 | 1 | 0.5 | 0 | 8.2745 | 0 | 8.2745 | 354.1555 | 0 | 20.2722 | 0.015594 | 1 | 0.5 | 0 | 4.1373 | 0 | 4.1373
2007-04-29 | 4 | 29 | 0 | 119 | 2832 | 48.02 | 290.4342 | 0 | Heating | 290.4342 | 4 | 232.3473 | 232.3473 | 0 | 6 | 0 | 0 | 4 | 0 | 0 | 0 | 6 | 0 | 46.4695 | 0.017873 | 1 | 0.5 | 0 | 8.2745 | 0 | 8.2745 | 237.0891 | 0 | 13.5712 | 0.010439 | 1 | 0.5 | 0 | 4.1373 | 0 | 4.1373
2007-04-29 01:00 | 4 | 29 | 1 | 119 | 2833 | 51.08 | 225.1445 | 0 | Heating | 225.1445 | 4 | 180.1156 | 180.1156 | 0 | 6 | 0 | 0 | 4 | 0 | 0 | 0 | 6 | 0 | 36.0231 | 0.013855 | 1 | 0.5 | 0 | 8.2745 | 0 | 8.2745 | 183.7915 | 0 | 10.5204 | 0.0080926 | 1 | 0.5 | 0 | 4.1373 | 0 | 4.1373
2007-04-29 02:00 | 4 | 29 | 2 | 119 | 2834 | 51.08 | 261.3516 | 0 | Heating | 261.3516 | 4 | 209.0813 | 209.0813 | 0 | 6 | 0 | 0 | 4 | 0 | 0 | 0 | 6 | 0 | 41.8163 | 0.016083 | 1 | 0.5 | 0 | 8.2745 | 0 | 8.2745 | 213.3483 | 0 | 12.2123 | 0.009394 | 1 | 0.5 | 0 | 4.1373 | 0 | 4.1373
2007-04-29 03:00 | 4 | 29 | 3 | 119 | 2835 | 50 | 274.5777 | 0 | Heating | 274.5777 | 4 | 219.6621 | 219.6621 | 0 | 6 | 0 | 0 | 4 | 0 | 0 | 0 | 6 | 0 | 43.9324 | 0.016897 | 1 | 0.5 | 0 | 8.2745 | 0 | 8.2745 | 224.145 | 0 | 12.8303 | 0.0098694 | 1 | 0.5 | 0 | 4.1373 | 0 | 4.1373
2007-04-29 04:00 | 4 | 29 | 4 | 119 | 2836 | 50 | 279.9525 | 0 | Heating | 279.9525 | 4 | 223.962 | 223.962 | 0 | 6 | 0 | 0 | 4 | 0 | 0 | 0 | 6 | 0 | 44.7924 | 0.017228 | 1 | 0.5 | 0 | 8.2745 | 0 | 8.2745 | 228.5327 | 0 | 13.0814 | 0.010063 | 1 | 0.5 | 0 | 4.1373 | 0 | 4.1373
2007-04-29 05:00 | 4 | 29 | 5 | 119 | 2837 | 50 | 380.3422 | 0 | Heating | 380.3422 | 4 | 304.2737 | 304.2737 | 0 | 6 | 0 | 0 | 4 | 0 | 0 | 0 | 6 | 0 | 60.8547 | 0.023406 | 1 | 0.5 | 0 | 8.2745 | 0 | 8.2745 | 310.4834 | 0 | 17.7724 | 0.013671 | 1 | 0.5 | 0 | 4.1373 | 0 | 4.1373
2007-04-29 06:00 | 4 | 29 | 6 | 119 | 2838 | 48.92 | 1782.1907 | 0 | Heating | 1782.1907 | 4 | 1425.7526 | 1425.7526 | 0 | 6 | 0 | 0 | 4 | 0 | 0 | 0 | 6 | 0 | 285.1505 | 0.10967 | 1 | 0.5 | 0 | 8.2745 | 0 | 8.2745 | 1454.8496 | 0 | 83.277 | 0.064059 | 1 | 0.5 | 0 | 4.1373 | 0 | 4.1373
2007-04-29 07:00 | 4 | 29 | 7 | 119 | 2839 | 48.92 | 1714.1544 | 0 | Heating | 1714.1544 | 4 | 1371.3235 | 1371.3235 | 0 | 6 | 0 | 0 | 4 | 0 | 0 | 0 | 6 | 0 | 274.2647 | 0.10549 | 1 | 0.5 | 0 | 8.2745 | 0 | 8.2745 | 1399.3097 | 0 | 80.0979 | 0.061614 | 1 | 0.5 | 0 | 4.1373 | 0 | 4.1373
2007-04-29 08:00 | 4 | 29 | 8 | 119 | 2840 | 48.02 | 1613.0506 | 0 | Heating | 1613.0506 | 4 | 1290.4405 | 1290.4405 | 0 | 6 | 0 | 0 | 4 | 0 | 0 | 0 | 6 | 0 | 258.0881 | 0.099265 | 1 | 0.5 | 0 | 8.2745 | 0 | 8.2745 | 1316.776 | 0 | 75.3736 | 0.05798 | 1 | 0.5 | 0 | 4.1373 | 0 | 4.1373
2007-04-29 09:00 | 4 | 29 | 9 | 119 | 2841 | 48.02 | 1240.8647 | 0 | Heating | 1240.8647 | 4 | 992.6917 | 992.6917 | 0 | 6 | 0 | 0 | 4 | 0 | 0 | 0 | 6 | 0 | 198.5383 | 0.076361 | 1 | 0.5 | 0 | 8.2745 | 0 | 8.2745 | 1012.9508 | 0 | 57.9823 | 0.044602 | 1 | 0.5 | 0 | 4.1373 | 0 | 4.1373
2007-04-29 10:00 | 4 | 29 | 10 | 119 | 2842 | 48.02 | 984.4792 | 0 | Heating | 984.4792 | 4 | 787.5833 | 787.5833 | 0 | 6 | 0 | 0 | 4 | 0 | 0 | 0 | 6 | 0 | 157.5167 | 0.060583 | 1 | 0.5 | 0 | 8.2745 | 0 | 8.2745 | 803.6564 | 0 | 46.0021 | 0.035386 | 1 | 0.5 | 0 | 4.1373 | 0 | 4.1373
2007-04-29 11:00 | 4 | 29 | 11 | 119 | 2843 | 50 | 723.3258 | 0 | Heating | 723.3258 | 4 | 578.6606 | 578.6606 | 0 | 6 | 0 | 0 | 4 | 0 | 0 | 0 | 6 | 0 | 115.7321 | 0.044512 | 1 | 0.5 | 0 | 8.2745 | 0 | 8.2745 | 590.47 | 0 | 33.7991 | 0.025999 | 1 | 0.5 | 0 | 4.1373 | 0 | 4.1373
2007-04-29 12:00 | 4 | 29 | 12 | 119 | 2844 | 53.06 | 567.5335 | 0 | Heating | 567.5335 | 4 | 454.0268 | 454.0268 | 0 | 6 | 0 | 0 | 4 | 0 | 0 | 0 | 6 | 0 | 90.8054 | 0.034925 | 1 | 0.5 | 0 | 8.2745 | 0 | 8.2745 | 463.2926 | 0 | 26.5193 | 0.020399 | 1 | 0.5 | 0 | 4.1373 | 0 | 4.1373
2007-04-29 13:00 | 4 | 29 | 13 | 119 | 2845 | 53.06 | 389.454 | 0 | Heating | 389.454 | 4 | 311.5632 | 311.5632 | 0 | 6 | 0 | 0 | 4 | 0 | 0 | 0 | 6 | 0 | 62.3126 | 0.023966 | 1 | 0.5 | 0 | 8.2745 | 0 | 8.2745 | 317.9216 | 0 | 18.1981 | 0.013999 | 1 | 0.5 | 0 | 4.1373 | 0 | 4.1373
2007-04-29 14:00 | 4 | 29 | 14 | 119 | 2846 | 53.06 | 203.0061 | 0 | Heating | 203.0061 | 4 | 162.4049 | 162.4049 | 0 | 6 | 0 | 0 | 4 | 0 | 0 | 0 | 6 | 0 | 32.481 | 0.012493 | 1 | 0.5 | 0 | 8.2745 | 0 | 8.2745 | 165.7193 | 0 | 9.4859 | 0.0072969 | 1 | 0.5 | 0 | 4.1373 | 0 | 4.1373
2007-04-29 15:00 | 4 | 29 | 15 | 119 | 2847 | 51.08 | 43.9731 | 0 | Heating | 43.9731 | 4 | 35.1784 | 35.1784 | 0 | 6 | 0 | 0 | 4 | 0 | 0 | 0 | 6 | 0 | 7.0357 | 0.002706 | 1 | 0.5 | 0 | 8.2745 | 0 | 8.2745 | 35.8964 | 0 | 2.0547 | 0.0015806 | 1 | 0.5 | 0 | 4.1373 | 0 | 4.1373
2007-04-29 16:00 | 4 | 29 | 16 | 119 | 2848 | 48.02 | 17.863 | 0 | Heating | 17.863 | 4 | 14.2904 | 14.2904 | 0 | 6 | 0 | 0 | 4 | 0 | 0 | 0 | 6 | 0 | 2.8581 | 0.0010993 | 1 | 0.5 | 0 | 8.2745 | 0 | 8.2745 | 14.582 | 0 | 0.83469 | 0.00064207 | 1 | 0.5 | 0 | 4.1373 | 0 | 4.1373
2007-04-29 17:00 | 4 | 29 | 17 | 119 | 2849 | 48.02 | 36.0738 | 0 | Heating | 36.0738 | 4 | 28.859 | 28.859 | 0 | 6 | 0 | 0 | 4 | 0 | 0 | 0 | 6 | 0 | 5.7718 | 0.0022199 | 1 | 0.5 | 0 | 8.2745 | 0 | 8.2745 | 29.448 | 0 | 1.6856 | 0.0012966 | 1 | 0.5 | 0 | 4.1373 | 0 | 4.1373
2007-04-29 18:00 | 4 | 29 | 18 | 119 | 2850 | 46.04 | 176.7477 | 0 | Heating | 176.7477 | 4 | 141.3981 | 141.3981 | 0 | 6 | 0 | 0 | 4 | 0 | 0 | 0 | 6 | 0 | 28.2796 | 0.010877 | 1 | 0.5 | 0 | 8.2745 | 0 | 8.2745 | 144.2838 | 0 | 8.2589 | 0.006353 | 1 | 0.5 | 0 | 4.1373 | 0 | 4.1373
2007-04-29 19:00 | 4 | 29 | 19 | 119 | 2851 | 44.06 | 310.7283 | 0 | Heating | 310.7283 | 4 | 248.5827 | 248.5827 | 0 | 6 | 0 | 0 | 4 | 0 | 0 | 0 | 6 | 0 | 49.7165 | 0.019122 | 1 | 0.5 | 0 | 8.2745 | 0 | 8.2745 | 253.6558 | 0 | 14.5195 | 0.011169 | 1 | 0.5 | 0 | 4.1373 | 0 | 4.1373
2007-04-29 20:00 | 4 | 29 | 20 | 119 | 2852 | 44.06 | 393.5673 | 0 | Heating | 393.5673 | 4 | 314.8539 | 314.8539 | 0 | 6 | 0 | 0 | 4 | 0 | 0 | 0 | 6 | 0 | 62.9708 | 0.02422 | 1 | 0.5 | 0 | 8.2745 | 0 | 8.2745 | 321.2794 | 0 | 18.3904 | 0.014146 | 1 | 0.5 | 0 | 4.1373 | 0 | 4.1373
2007-04-29 21:00 | 4 | 29 | 21 | 119 | 2853 | 42.98 | 336.4816 | 0 | Heating | 336.4816 | 4 | 269.1853 | 269.1853 | 0 | 6 | 0 | 0 | 4 | 0 | 0 | 0 | 6 | 0 | 53.8371 | 0.020707 | 1 | 0.5 | 0 | 8.2745 | 0 | 8.2745 | 274.6788 | 0 | 15.7229 | 0.012095 | 1 | 0.5 | 0 | 4.1373 | 0 | 4.1373
2007-04-29 22:00 | 4 | 29 | 22 | 119 | 2854 | 42.08 | 343.8804 | 0 | Heating | 343.8804 | 4 | 275.1043 | 275.1043 | 0 | 6 | 0 | 0 | 4 | 0 | 0 | 0 | 6 | 0 | 55.0209 | 0.021162 | 1 | 0.5 | 0 | 8.2745 | 0 | 8.2745 | 280.7187 | 0 | 16.0686 | 0.01236 | 1 | 0.5 | 0 | 4.1373 | 0 | 4.1373
2007-04-29 23:00 | 4 | 29 | 23 | 119 | 2855 | 42.08 | 372.2997 | 0 | Heating | 372.2997 | 4 | 297.8397 | 297.8397 | 0 | 6 | 0 | 0 | 4 | 0 | 0 | 0 | 6 | 0 | 59.5679 | 0.022911 | 1 | 0.5 | 0 | 8.2745 | 0 | 8.2745 | 303.9181 | 0 | 17.3966 | 0.013382 | 1 | 0.5 | 0 | 4.1373 | 0 | 4.1373
2007-04-30 | 4 | 30 | 0 | 120 | 2856 | 41 | 283.7381 | 0 | Heating | 283.7381 | 4 | 226.9905 | 226.9905 | 0 | 6 | 0 | 0 | 4 | 0 | 0 | 0 | 6 | 0 | 45.3981 | 0.017461 | 1 | 0.5 | 0 | 8.2745 | 0 | 8.2745 | 231.6229 | 0 | 13.2583 | 0.010199 | 1 | 0.5 | 0 | 4.1373 | 0 | 4.1373
2007-04-30 01:00 | 4 | 30 | 1 | 120 | 2857 | 41 | 123.6481 | 0 | Heating | 123.6481 | 4 | 98.9185 | 98.9185 | 0 | 6 | 0 | 0 | 4 | 0 | 0 | 0 | 6 | 0 | 19.7837 | 0.0076091 | 1 | 0.5 | 0 | 8.2745 | 0 | 8.2745 | 100.9372 | 0 | 5.7777 | 0.0044444 | 1 | 0.5 | 0 | 4.1373 | 0 | 4.1373
2007-04-30 02:00 | 4 | 30 | 2 | 120 | 2858 | 41 | 111.6573 | 0 | Heating | 111.6573 | 4 | 89.3259 | 89.3259 | 0 | 6 | 0 | 0 | 4 | 0 | 0 | 0 | 6 | 0 | 17.8652 | 0.0068712 | 1 | 0.5 | 0 | 8.2745 | 0 | 8.2745 | 91.1488 | 0 | 5.2174 | 0.0040134 | 1 | 0.5 | 0 | 4.1373 | 0 | 4.1373
2007-04-30 03:00 | 4 | 30 | 3 | 120 | 2859 | 41 | 108.6247 | 0 | Heating | 108.6247 | 4 | 86.8997 | 86.8997 | 0 | 6 | 0 | 0 | 4 | 0 | 0 | 0 | 6 | 0 | 17.3799 | 0.0066846 | 1 | 0.5 | 0 | 8.2745 | 0 | 8.2745 | 88.6732 | 0 | 5.0757 | 0.0039044 | 1 | 0.5 | 0 | 4.1373 | 0 | 4.1373
2007-04-30 04:00 | 4 | 30 | 4 | 120 | 2860 | 39.92 | 127.796 | 0 | Heating | 127.796 | 4 | 102.2368 | 102.2368 | 0 | 6 | 0 | 0 | 4 | 0 | 0 | 0 | 6 | 0 | 20.4474 | 0.0078644 | 1 | 0.5 | 0 | 8.2745 | 0 | 8.2745 | 104.3232 | 0 | 5.9716 | 0.0045935 | 1 | 0.5 | 0 | 4.1373 | 0 | 4.1373
2007-04-30 05:00 | 4 | 30 | 5 | 120 | 2861 | 39.92 | 216.8946 | 0 | Heating | 216.8946 | 4 | 173.5157 | 173.5157 | 0 | 6 | 0 | 0 | 4 | 0 | 0 | 0 | 6 | 0 | 34.7031 | 0.013347 | 1 | 0.5 | 0 | 8.2745 | 0 | 8.2745 | 177.0568 | 0 | 10.1349 | 0.0077961 | 1 | 0.5 | 0 | 4.1373 | 0 | 4.1373
2007-04-30 06:00 | 4 | 30 | 6 | 120 | 2862 | 41 | 1131.0298 | 0 | Heating | 1131.0298 | 4 | 904.8239 | 904.8239 | 0 | 6 | 0 | 0 | 4 | 0 | 0 | 0 | 6 | 0 | 180.9648 | 0.069602 | 1 | 0.5 | 0 | 8.2745 | 0 | 8.2745 | 923.2897 | 0 | 52.85 | 0.040654 | 1 | 0.5 | 0 | 4.1373 | 0 | 4.1373
2007-04-30 07:00 | 4 | 30 | 7 | 120 | 2863 | 42.08 | 1254.7357 | 0 | Heating | 1254.7357 | 4 | 1003.7886 | 1003.7886 | 0 | 6 | 0 | 0 | 4 | 0 | 0 | 0 | 6 | 0 | 200.7577 | 0.077215 | 1 | 0.5 | 0 | 8.2745 | 0 | 8.2745 | 1024.274 | 0 | 58.6305 | 0.0451 | 1 | 0.5 | 0 | 4.1373 | 0 | 4.1373
2007-04-30 08:00 | 4 | 30 | 8 | 120 | 2864 | 42.08 | 1247.9744 | 0 | Heating | 1247.9744 | 4 | 998.3795 | 998.3795 | 0 | 6 | 0 | 0 | 4 | 0 | 0 | 0 | 6 | 0 | 199.6759 | 0.076798 | 1 | 0.5 | 0 | 8.2745 | 0 | 8.2745 | 1018.7546 | 0 | 58.3145 | 0.044857 | 1 | 0.5 | 0 | 4.1373 | 0 | 4.1373
2007-04-30 09:00 | 4 | 30 | 9 | 120 | 2865 | 42.98 | 907.1862 | 0 | Heating | 907.1862 | 4 | 725.749 | 725.749 | 0 | 6 | 0 | 0 | 4 | 0 | 0 | 0 | 6 | 0 | 145.1498 | 0.055827 | 1 | 0.5 | 0 | 8.2745 | 0 | 8.2745 | 740.5602 | 0 | 42.3904 | 0.032608 | 1 | 0.5 | 0 | 4.1373 | 0 | 4.1373
2007-04-30 10:00 | 4 | 30 | 10 | 120 | 2866 | 44.06 | 619.719 | 0 | Heating | 619.719 | 4 | 495.7752 | 495.7752 | 0 | 6 | 0 | 0 | 4 | 0 | 0 | 0 | 6 | 0 | 99.155 | 0.038137 | 1 | 0.5 | 0 | 8.2745 | 0 | 8.2745 | 505.893 | 0 | 28.9578 | 0.022275 | 1 | 0.5 | 0 | 4.1373 | 0 | 4.1373
2007-04-30 11:00 | 4 | 30 | 11 | 120 | 2867 | 44.06 | 322.5645 | 0 | Heating | 322.5645 | 4 | 258.0516 | 258.0516 | 0 | 6 | 0 | 0 | 4 | 0 | 0 | 0 | 6 | 0 | 51.6103 | 0.01985 | 1 | 0.5 | 0 | 8.2745 | 0 | 8.2745 | 263.318 | 0 | 15.0726 | 0.011594 | 1 | 0.5 | 0 | 4.1373 | 0 | 4.1373
2007-04-30 12:00 | 4 | 30 | 12 | 120 | 2868 | 44.06 | 85.1305 | 0 | Heating | 85.1305 | 4 | 68.1044 | 68.1044 | 0 | 6 | 0 | 0 | 4 | 0 | 0 | 0 | 6 | 0 | 13.6209 | 0.0052388 | 1 | 0.5 | 0 | 8.2745 | 0 | 8.2745 | 69.4943 | 0 | 3.9779 | 0.0030599 | 1 | 0.5 | 0 | 4.1373 | 0 | 4.1373
2007-04-30 13:00 | 4 | 30 | 13 | 120 | 2869 | 44.96 | 0 | 106.8602 | Cooling | 0 | 4 | 0 | 0 | 0 | 6 | 0 | 106.8602 | 4 | 133.5753 | 133.5753 | 0 | 6 | 0 | 13.3575 | 0.0051375 | 1 | 0.5 | 0 | 8.2745 | 0 | 8.2745 | 0 | 130.9038 | 16.363 | 0.012587 | 1 | 0.5 | 0 | 4.1373 | 0 | 4.1373
2007-04-30 14:00 | 4 | 30 | 14 | 120 | 2870 | 44.96 | 0 | 194.0331 | Cooling | 0 | 4 | 0 | 0 | 0 | 6 | 0 | 194.0331 | 4 | 242.5413 | 242.5413 | 0 | 6 | 0 | 24.2541 | 0.0093285 | 1 | 0.5 | 0 | 8.2745 | 0 | 8.2745 | 0 | 237.6905 | 29.7113 | 0.022855 | 1 | 0.5 | 0 | 4.1373 | 0 | 4.1373
2007-04-30 15:00 | 4 | 30 | 15 | 120 | 2871 | 44.96 | 0 | 403.3234 | Cooling | 0 | 4 | 0 | 0 | 0 | 6 | 0 | 403.3234 | 4 | 504.1543 | 504.1543 | 0 | 6 | 0 | 50.4154 | 0.019391 | 1 | 0.5 | 0 | 8.2745 | 0 | 8.2745 | 0 | 494.0712 | 61.7589 | 0.047507 | 1 | 0.5 | 0 | 4.1373 | 0 | 4.1373
2007-04-30 16:00 | 4 | 30 | 16 | 120 | 2872 | 44.6 | 0 | 564.5727 | Cooling | 0 | 4 | 0 | 0 | 0 | 6 | 0 | 564.5727 | 4 | 705.7159 | 705.7159 | 0 | 6 | 0 | 70.5716 | 0.027143 | 1 | 0.5 | 0 | 8.2745 | 0 | 8.2745 | 0 | 691.6016 | 86.4502 | 0.0665 | 1 | 0.5 | 0 | 4.1373 | 0 | 4.1373
2007-04-30 17:00 | 4 | 30 | 17 | 120 | 2873 | 44.96 | 0 | 538.1026 | Cooling | 0 | 4 | 0 | 0 | 0 | 6 | 0 | 538.1026 | 4 | 672.6283 | 672.6283 | 0 | 6 | 0 | 67.2628 | 0.02587 | 1 | 0.5 | 0 | 8.2745 | 0 | 8.2745 | 0 | 659.1757 | 82.397 | 0.063382 | 1 | 0.5 | 0 | 4.1373 | 0 | 4.1373
2007-04-30 18:00 | 4 | 30 | 18 | 120 | 2874 | 46.04 | 0 | 192.0278 | Cooling | 0 | 4 | 0 | 0 | 0 | 6 | 0 | 192.0278 | 4 | 240.0347 | 240.0347 | 0 | 6 | 0 | 24.0035 | 0.0092321 | 1 | 0.5 | 0 | 8.2745 | 0 | 8.2745 | 0 | 235.234 | 29.4043 | 0.022619 | 1 | 0.5 | 0 | 4.1373 | 0 | 4.1373
2007-04-30 19:00 | 4 | 30 | 19 | 120 | 2875 | 46.58 | 0 | 34.2721 | Cooling | 0 | 4 | 0 | 0 | 0 | 6 | 0 | 34.2721 | 4 | 42.8402 | 42.8402 | 0 | 6 | 0 | 4.284 | 0.0016477 | 1 | 0.5 | 0 | 8.2745 | 0 | 8.2745 | 0 | 41.9834 | 5.2479 | 0.0040369 | 1 | 0.5 | 0 | 4.1373 | 0 | 4.1373
2007-04-30 20:00 | 4 | 30 | 20 | 120 | 2876 | 46.76 | 45.2965 | 0 | Heating | 45.2965 | 4 | 36.2372 | 36.2372 | 0 | 6 | 0 | 0 | 4 | 0 | 0 | 0 | 6 | 0 | 7.2474 | 0.0027875 | 1 | 0.5 | 0 | 8.2745 | 0 | 8.2745 | 36.9767 | 0 | 2.1166 | 0.0016281 | 1 | 0.5 | 0 | 4.1373 | 0 | 4.1373
2007-04-30 21:00 | 4 | 30 | 21 | 120 | 2877 | 47.3 | 80.046 | 0 | Heating | 80.046 | 4 | 64.0368 | 64.0368 | 0 | 6 | 0 | 0 | 4 | 0 | 0 | 0 | 6 | 0 | 12.8074 | 0.0049259 | 1 | 0.5 | 0 | 8.2745 | 0 | 8.2745 | 65.3436 | 0 | 3.7403 | 0.0028772 | 1 | 0.5 | 0 | 4.1373 | 0 | 4.1373
2007-04-30 22:00 | 4 | 30 | 22 | 120 | 2878 | 47.48 | 138.0803 | 0 | Heating | 138.0803 | 4 | 110.4643 | 110.4643 | 0 | 6 | 0 | 0 | 4 | 0 | 0 | 0 | 6 | 0 | 22.0929 | 0.0084973 | 1 | 0.5 | 0 | 8.2745 | 0 | 8.2745 | 112.7186 | 0 | 6.4521 | 0.0049632 | 1 | 0.5 | 0 | 4.1373 | 0 | 4.1373
2007-04-30 23:00 | 4 | 30 | 23 | 120 | 2879 | 47.84 | 136.1167 | 0 | Heating | 136.1167 | 4 | 108.8933 | 108.8933 | 0 | 6 | 0 | 0 | 4 | 0 | 0 | 0 | 6 | 0 | 21.7787 | 0.0083764 | 1 | 0.5 | 0 | 8.2745 | 0 | 8.2745 | 111.1156 | 0 | 6.3604 | 0.0048926 | 1 | 0.5 | 0 | 4.1373 | 0 | 4.1373
2007-05-01 | 5 | 1 | 0 | 121 | 2880 | 48.56 | 64.1195 | 0 | Heating | 64.1195 | 4 | 51.2956 | 51.2956 | 0 | 6 | 0 | 0 | 4 | 0 | 0 | 0 | 6 | 0 | 10.2591 | 0.0039458 | 1 | 0.5 | 0 | 8.2745 | 0 | 8.2745 | 52.3425 | 0 | 2.9961 | 0.0023047 | 1 | 0.5 | 0 | 4.1373 | 0 | 4.1373
2007-05-01 01:00 | 5 | 1 | 1 | 121 | 2881 | 48.56 | 0 | 51.039 | Cooling | 0 | 4 | 0 | 0 | 0 | 6 | 0 | 51.039 | 4 | 63.7987 | 63.7987 | 0 | 6 | 0 | 6.3799 | 0.0024538 | 1 | 0.5 | 0 | 8.2745 | 0 | 8.2745 | 0 | 62.5227 | 7.8153 | 0.0060118 | 1 | 0.5 | 0 | 4.1373 | 0 | 4.1373
2007-05-01 02:00 | 5 | 1 | 2 | 121 | 2882 | 48.2 | 0 | 60.4262 | Cooling | 0 | 4 | 0 | 0 | 0 | 6 | 0 | 60.4262 | 4 | 75.5327 | 75.5327 | 0 | 6 | 0 | 7.5533 | 0.0029051 | 1 | 0.5 | 0 | 8.2745 | 0 | 8.2745 | 0 | 74.0221 | 9.2528 | 0.0071175 | 1 | 0.5 | 0 | 4.1373 | 0 | 4.1373
2007-05-01 03:00 | 5 | 1 | 3 | 121 | 2883 | 48.2 | 0 | 69.7091 | Cooling | 0 | 4 | 0 | 0 | 0 | 6 | 0 | 69.7091 | 4 | 87.1363 | 87.1363 | 0 | 6 | 0 | 8.7136 | 0.0033514 | 1 | 0.5 | 0 | 8.2745 | 0 | 8.2745 | 0 | 85.3936 | 10.6742 | 0.0082109 | 1 | 0.5 | 0 | 4.1373 | 0 | 4.1373
2007-05-01 04:00 | 5 | 1 | 4 | 121 | 2884 | 48.02 | 0 | 69.184 | Cooling | 0 | 4 | 0 | 0 | 0 | 6 | 0 | 69.184 | 4 | 86.48 | 86.48 | 0 | 6 | 0 | 8.648 | 0.0033262 | 1 | 0.5 | 0 | 8.2745 | 0 | 8.2745 | 0 | 84.7504 | 10.5938 | 0.0081491 | 1 | 0.5 | 0 | 4.1373 | 0 | 4.1373
2007-05-01 05:00 | 5 | 1 | 5 | 121 | 2885 | 48.2 | 0 | 40.8841 | Cooling | 0 | 4 | 0 | 0 | 0 | 6 | 0 | 40.8841 | 4 | 51.1051 | 51.1051 | 0 | 6 | 0 | 5.1105 | 0.0019656 | 1 | 0.5 | 0 | 8.2745 | 0 | 8.2745 | 0 | 50.083 | 6.2604 | 0.0048157 | 1 | 0.5 | 0 | 4.1373 | 0 | 4.1373
2007-05-01 06:00 | 5 | 1 | 6 | 121 | 2886 | 50.36 | 342.3413 | 0 | Heating | 342.3413 | 4 | 273.873 | 273.873 | 0 | 6 | 0 | 0 | 4 | 0 | 0 | 0 | 6 | 0 | 54.7746 | 0.021067 | 1 | 0.5 | 0 | 8.2745 | 0 | 8.2745 | 279.4623 | 0 | 15.9967 | 0.012305 | 1 | 0.5 | 0 | 4.1373 | 0 | 4.1373
2007-05-01 07:00 | 5 | 1 | 7 | 121 | 2887 | 48.92 | 669.8468 | 0 | Heating | 669.8468 | 4 | 535.8774 | 535.8774 | 0 | 6 | 0 | 0 | 4 | 0 | 0 | 0 | 6 | 0 | 107.1755 | 0.041221 | 1 | 0.5 | 0 | 8.2745 | 0 | 8.2745 | 546.8137 | 0 | 31.3002 | 0.024077 | 1 | 0.5 | 0 | 4.1373 | 0 | 4.1373
2007-05-01 08:00 | 5 | 1 | 8 | 121 | 2888 | 48.92 | 491.5103 | 0 | Heating | 491.5103 | 4 | 393.2082 | 393.2082 | 0 | 6 | 0 | 0 | 4 | 0 | 0 | 0 | 6 | 0 | 78.6416 | 0.030247 | 1 | 0.5 | 0 | 8.2745 | 0 | 8.2745 | 401.2329 | 0 | 22.967 | 0.017667 | 1 | 0.5 | 0 | 4.1373 | 0 | 4.1373
2007-05-01 09:00 | 5 | 1 | 9 | 121 | 2889 | 55.94 | 200.0951 | 0 | Heating | 200.0951 | 4 | 160.076 | 160.076 | 0 | 6 | 0 | 0 | 4 | 0 | 0 | 0 | 6 | 0 | 32.0152 | 0.012314 | 1 | 0.5 | 0 | 8.2745 | 0 | 8.2745 | 163.3429 | 0 | 9.3499 | 0.0071922 | 1 | 0.5 | 0 | 4.1373 | 0 | 4.1373
2007-05-01 10:00 | 5 | 1 | 10 | 121 | 2890 | 57.92 | 41.539 | 0 | Heating | 41.539 | 4 | 33.2312 | 33.2312 | 0 | 6 | 0 | 0 | 4 | 0 | 0 | 0 | 6 | 0 | 6.6462 | 0.0025562 | 1 | 0.5 | 0 | 8.2745 | 0 | 8.2745 | 33.9094 | 0 | 1.941 | 0.0014931 | 1 | 0.5 | 0 | 4.1373 | 0 | 4.1373
2007-05-01 11:00 | 5 | 1 | 11 | 121 | 2891 | 57.92 | 0 | 33.8663 | Cooling | 0 | 4 | 0 | 0 | 0 | 6 | 0 | 33.8663 | 4 | 42.3329 | 42.3329 | 0 | 6 | 0 | 4.2333 | 0.0016282 | 1 | 0.5 | 0 | 8.2745 | 0 | 8.2745 | 0 | 41.4862 | 5.1858 | 0.0039891 | 1 | 0.5 | 0 | 4.1373 | 0 | 4.1373
2007-05-01 12:00 | 5 | 1 | 12 | 121 | 2892 | 66.02 | 0 | 106.7278 | Cooling | 0 | 4 | 0 | 0 | 0 | 6 | 0 | 106.7278 | 4 | 133.4097 | 133.4097 | 0 | 6 | 0 | 13.341 | 0.0051311 | 1 | 0.5 | 0 | 8.2745 | 0 | 8.2745 | 0 | 130.7415 | 16.3427 | 0.012571 | 1 | 0.5 | 0 | 4.1373 | 0 | 4.1373
2007-05-01 13:00 | 5 | 1 | 13 | 121 | 2893 | 68 | 0 | 167.3791 | Cooling | 0 | 4 | 0 | 0 | 0 | 6 | 0 | 167.3791 | 4 | 209.2239 | 209.2239 | 0 | 6 | 0 | 20.9224 | 0.0080471 | 1 | 0.5 | 0 | 8.2745 | 0 | 8.2745 | 0 | 205.0394 | 25.6299 | 0.019715 | 1 | 0.5 | 0 | 4.1373 | 0 | 4.1373
2007-05-01 14:00 | 5 | 1 | 14 | 121 | 2894 | 68 | 0 | 236.5221 | Cooling | 0 | 4 | 0 | 0 | 0 | 6 | 0 | 236.5221 | 4 | 295.6526 | 295.6526 | 0 | 6 | 0 | 29.5653 | 0.011371 | 1 | 0.5 | 0 | 8.2745 | 0 | 8.2745 | 0 | 289.7396 | 36.2174 | 0.02786 | 1 | 0.5 | 0 | 4.1373 | 0 | 4.1373
2007-05-01 15:00 | 5 | 1 | 15 | 121 | 2895 | 69.08 | 0 | 345.8838 | Cooling | 0 | 4 | 0 | 0 | 0 | 6 | 0 | 345.8838 | 4 | 432.3548 | 432.3548 | 0 | 6 | 0 | 43.2355 | 0.016629 | 1 | 0.5 | 0 | 8.2745 | 0 | 8.2745 | 0 | 423.7077 | 52.9635 | 0.040741 | 1 | 0.5 | 0 | 4.1373 | 0 | 4.1373
2007-05-01 16:00 | 5 | 1 | 16 | 121 | 2896 | 66.92 | 0 | 364.7907 | Cooling | 0 | 4 | 0 | 0 | 0 | 6 | 0 | 364.7907 | 4 | 455.9883 | 455.9883 | 0 | 6 | 0 | 45.5988 | 0.017538 | 1 | 0.5 | 0 | 8.2745 | 0 | 8.2745 | 0 | 446.8686 | 55.8586 | 0.042968 | 1 | 0.5 | 0 | 4.1373 | 0 | 4.1373
2007-05-01 17:00 | 5 | 1 | 17 | 121 | 2897 | 66.92 | 0 | 290.3767 | Cooling | 0 | 4 | 0 | 0 | 0 | 6 | 0 | 290.3767 | 4 | 362.9708 | 362.9708 | 0 | 6 | 0 | 36.2971 | 0.01396 | 1 | 0.5 | 0 | 8.2745 | 0 | 8.2745 | 0 | 355.7114 | 44.4639 | 0.034203 | 1 | 0.5 | 0 | 4.1373 | 0 | 4.1373
2007-05-01 18:00 | 5 | 1 | 18 | 121 | 2898 | 62.06 | 0 | 139.8797 | Cooling | 0 | 4 | 0 | 0 | 0 | 6 | 0 | 139.8797 | 4 | 174.8496 | 174.8496 | 0 | 6 | 0 | 17.485 | 0.006725 | 1 | 0.5 | 0 | 8.2745 | 0 | 8.2745 | 0 | 171.3526 | 21.4191 | 0.016476 | 1 | 0.5 | 0 | 4.1373 | 0 | 4.1373
2007-05-01 19:00 | 5 | 1 | 19 | 121 | 2899 | 60.08 | 29.135 | 0 | Heating | 29.135 | 4 | 23.308 | 23.308 | 0 | 6 | 0 | 0 | 4 | 0 | 0 | 0 | 6 | 0 | 4.6616 | 0.0017929 | 1 | 0.5 | 0 | 8.2745 | 0 | 8.2745 | 23.7837 | 0 | 1.3614 | 0.0010472 | 1 | 0.5 | 0 | 4.1373 | 0 | 4.1373
2007-05-01 20:00 | 5 | 1 | 20 | 121 | 2900 | 60.08 | 172.8724 | 0 | Heating | 172.8724 | 4 | 138.2979 | 138.2979 | 0 | 6 | 0 | 0 | 4 | 0 | 0 | 0 | 6 | 0 | 27.6596 | 0.010638 | 1 | 0.5 | 0 | 8.2745 | 0 | 8.2745 | 141.1203 | 0 | 8.0779 | 0.0062137 | 1 | 0.5 | 0 | 4.1373 | 0 | 4.1373
2007-05-01 21:00 | 5 | 1 | 21 | 121 | 2901 | 55.04 | 156.1571 | 0 | Heating | 156.1571 | 4 | 124.9257 | 124.9257 | 0 | 6 | 0 | 0 | 4 | 0 | 0 | 0 | 6 | 0 | 24.9851 | 0.0096097 | 1 | 0.5 | 0 | 8.2745 | 0 | 8.2745 | 127.4752 | 0 | 7.2968 | 0.0056129 | 1 | 0.5 | 0 | 4.1373 | 0 | 4.1373
2007-05-01 22:00 | 5 | 1 | 22 | 121 | 2902 | 53.96 | 202.696 | 0 | Heating | 202.696 | 4 | 162.1568 | 162.1568 | 0 | 6 | 0 | 0 | 4 | 0 | 0 | 0 | 6 | 0 | 32.4314 | 0.012474 | 1 | 0.5 | 0 | 8.2745 | 0 | 8.2745 | 165.4661 | 0 | 9.4714 | 0.0072857 | 1 | 0.5 | 0 | 4.1373 | 0 | 4.1373
2007-05-01 23:00 | 5 | 1 | 23 | 121 | 2903 | 53.96 | 270.9008 | 0 | Heating | 270.9008 | 4 | 216.7206 | 216.7206 | 0 | 6 | 0 | 0 | 4 | 0 | 0 | 0 | 6 | 0 | 43.3441 | 0.016671 | 1 | 0.5 | 0 | 8.2745 | 0 | 8.2745 | 221.1435 | 0 | 12.6585 | 0.0097373 | 1 | 0.5 | 0 | 4.1373 | 0 | 4.1373
2007-05-02 | 5 | 2 | 0 | 122 | 2904 | 51.08 | 269.2944 | 0 | Heating | 269.2944 | 4 | 215.4355 | 215.4355 | 0 | 6 | 0 | 0 | 4 | 0 | 0 | 0 | 6 | 0 | 43.0871 | 0.016572 | 1 | 0.5 | 0 | 8.2745 | 0 | 8.2745 | 219.8321 | 0 | 12.5834 | 0.0096795 | 1 | 0.5 | 0 | 4.1373 | 0 | 4.1373
2007-05-02 01:00 | 5 | 2 | 1 | 122 | 2905 | 50 | 135.4028 | 0 | Heating | 135.4028 | 4 | 108.3222 | 108.3222 | 0 | 6 | 0 | 0 | 4 | 0 | 0 | 0 | 6 | 0 | 21.6644 | 0.0083325 | 1 | 0.5 | 0 | 8.2745 | 0 | 8.2745 | 110.5329 | 0 | 6.327 | 0.0048669 | 1 | 0.5 | 0 | 4.1373 | 0 | 4.1373
2007-05-02 02:00 | 5 | 2 | 2 | 122 | 2906 | 50 | 164.6534 | 0 | Heating | 164.6534 | 4 | 131.7228 | 131.7228 | 0 | 6 | 0 | 0 | 4 | 0 | 0 | 0 | 6 | 0 | 26.3446 | 0.010133 | 1 | 0.5 | 0 | 8.2745 | 0 | 8.2745 | 134.411 | 0 | 7.6938 | 0.0059183 | 1 | 0.5 | 0 | 4.1373 | 0 | 4.1373
2007-05-02 03:00 | 5 | 2 | 3 | 122 | 2907 | 44.96 | 168.2318 | 0 | Heating | 168.2318 | 4 | 134.5855 | 134.5855 | 0 | 6 | 0 | 0 | 4 | 0 | 0 | 0 | 6 | 0 | 26.9171 | 0.010353 | 1 | 0.5 | 0 | 8.2745 | 0 | 8.2745 | 137.3321 | 0 | 7.861 | 0.0060469 | 1 | 0.5 | 0 | 4.1373 | 0 | 4.1373
2007-05-02 04:00 | 5 | 2 | 4 | 122 | 2908 | 42.08 | 183.4223 | 0 | Heating | 183.4223 | 4 | 146.7378 | 146.7378 | 0 | 6 | 0 | 0 | 4 | 0 | 0 | 0 | 6 | 0 | 29.3476 | 0.011288 | 1 | 0.5 | 0 | 8.2745 | 0 | 8.2745 | 149.7325 | 0 | 8.5708 | 0.0065929 | 1 | 0.5 | 0 | 4.1373 | 0 | 4.1373
2007-05-02 05:00 | 5 | 2 | 5 | 122 | 2909 | 42.08 | 278.4145 | 0 | Heating | 278.4145 | 4 | 222.7316 | 222.7316 | 0 | 6 | 0 | 0 | 4 | 0 | 0 | 0 | 6 | 0 | 44.5463 | 0.017133 | 1 | 0.5 | 0 | 8.2745 | 0 | 8.2745 | 227.2771 | 0 | 13.0096 | 0.010007 | 1 | 0.5 | 0 | 4.1373 | 0 | 4.1373
2007-05-02 06:00 | 5 | 2 | 6 | 122 | 2910 | 44.06 | 1329.0287 | 0 | Heating | 1329.0287 | 4 | 1063.223 | 1063.223 | 0 | 6 | 0 | 0 | 4 | 0 | 0 | 0 | 6 | 0 | 212.6446 | 0.081786 | 1 | 0.5 | 0 | 8.2745 | 0 | 8.2745 | 1084.9214 | 0 | 62.102 | 0.047771 | 1 | 0.5 | 0 | 4.1373 | 0 | 4.1373
2007-05-02 07:00 | 5 | 2 | 7 | 122 | 2911 | 51.08 | 1301.0675 | 0 | Heating | 1301.0675 | 4 | 1040.854 | 1040.854 | 0 | 6 | 0 | 0 | 4 | 0 | 0 | 0 | 6 | 0 | 208.1708 | 0.080066 | 1 | 0.5 | 0 | 8.2745 | 0 | 8.2745 | 1062.0959 | 0 | 60.7954 | 0.046766 | 1 | 0.5 | 0 | 4.1373 | 0 | 4.1373
2007-05-02 08:00 | 5 | 2 | 8 | 122 | 2912 | 51.08 | 1228.161 | 0 | Heating | 1228.161 | 4 | 982.5288 | 982.5288 | 0 | 6 | 0 | 0 | 4 | 0 | 0 | 0 | 6 | 0 | 196.5058 | 0.075579 | 1 | 0.5 | 0 | 8.2745 | 0 | 8.2745 | 1002.5804 | 0 | 57.3887 | 0.044145 | 1 | 0.5 | 0 | 4.1373 | 0 | 4.1373
2007-05-02 09:00 | 5 | 2 | 9 | 122 | 2913 | 53.96 | 753.1297 | 0 | Heating | 753.1297 | 4 | 602.5038 | 602.5038 | 0 | 6 | 0 | 0 | 4 | 0 | 0 | 0 | 6 | 0 | 120.5008 | 0.046346 | 1 | 0.5 | 0 | 8.2745 | 0 | 8.2745 | 614.7997 | 0 | 35.1917 | 0.027071 | 1 | 0.5 | 0 | 4.1373 | 0 | 4.1373
2007-05-02 10:00 | 5 | 2 | 10 | 122 | 2914 | 55.04 | 326.7345 | 0 | Heating | 326.7345 | 4 | 261.3876 | 261.3876 | 0 | 6 | 0 | 0 | 4 | 0 | 0 | 0 | 6 | 0 | 52.2775 | 0.020107 | 1 | 0.5 | 0 | 8.2745 | 0 | 8.2745 | 266.722 | 0 | 15.2674 | 0.011744 | 1 | 0.5 | 0 | 4.1373 | 0 | 4.1373
2007-05-02 11:00 | 5 | 2 | 11 | 122 | 2915 | 55.04 | 94.1664 | 0 | Heating | 94.1664 | 4 | 75.3332 | 75.3332 | 0 | 6 | 0 | 0 | 4 | 0 | 0 | 0 | 6 | 0 | 15.0666 | 0.0057949 | 1 | 0.5 | 0 | 8.2745 | 0 | 8.2745 | 76.8706 | 0 | 4.4001 | 0.0033847 | 1 | 0.5 | 0 | 4.1373 | 0 | 4.1373
2007-05-02 12:00 | 5 | 2 | 12 | 122 | 2916 | 60.08 | 0 | 109.5009 | Cooling | 0 | 4 | 0 | 0 | 0 | 6 | 0 | 109.5009 | 4 | 136.8761 | 136.8761 | 0 | 6 | 0 | 13.6876 | 0.0052645 | 1 | 0.5 | 0 | 8.2745 | 0 | 8.2745 | 0 | 134.1386 | 16.7673 | 0.012898 | 1 | 0.5 | 0 | 4.1373 | 0 | 4.1373
2007-05-02 13:00 | 5 | 2 | 13 | 122 | 2917 | 60.08 | 0 | 324.7515 | Cooling | 0 | 4 | 0 | 0 | 0 | 6 | 0 | 324.7515 | 4 | 405.9394 | 405.9394 | 0 | 6 | 0 | 40.5939 | 0.015613 | 1 | 0.5 | 0 | 8.2745 | 0 | 8.2745 | 0 | 397.8206 | 49.7276 | 0.038252 | 1 | 0.5 | 0 | 4.1373 | 0 | 4.1373
2007-05-02 14:00 | 5 | 2 | 14 | 122 | 2918 | 60.08 | 0 | 489.4326 | Cooling | 0 | 4 | 0 | 0 | 0 | 6 | 0 | 489.4326 | 4 | 611.7907 | 611.7907 | 0 | 6 | 0 | 61.1791 | 0.02353 | 1 | 0.5 | 0 | 8.2745 | 0 | 8.2745 | 0 | 599.5549 | 74.9444 | 0.05765 | 1 | 0.5 | 0 | 4.1373 | 0 | 4.1373
2007-05-02 15:00 | 5 | 2 | 15 | 122 | 2919 | 60.08 | 0 | 623.5738 | Cooling | 0 | 4 | 0 | 0 | 0 | 6 | 0 | 623.5738 | 4 | 779.4673 | 779.4673 | 0 | 6 | 0 | 77.9467 | 0.02998 | 1 | 0.5 | 0 | 8.2745 | 0 | 8.2745 | 0 | 763.878 | 95.4847 | 0.07345 | 1 | 0.5 | 0 | 4.1373 | 0 | 4.1373
2007-05-02 16:00 | 5 | 2 | 16 | 122 | 2920 | 60.08 | 0 | 508.3037 | Cooling | 0 | 4 | 0 | 0 | 0 | 6 | 0 | 508.3037 | 4 | 635.3796 | 635.3796 | 0 | 6 | 0 | 63.538 | 0.024438 | 1 | 0.5 | 0 | 8.2745 | 0 | 8.2745 | 0 | 622.672 | 77.834 | 0.059872 | 1 | 0.5 | 0 | 4.1373 | 0 | 4.1373
2007-05-02 17:00 | 5 | 2 | 17 | 122 | 2921 | 60.08 | 0 | 253.3167 | Cooling | 0 | 4 | 0 | 0 | 0 | 6 | 0 | 253.3167 | 4 | 316.6459 | 316.6459 | 0 | 6 | 0 | 31.6646 | 0.012179 | 1 | 0.5 | 0 | 8.2745 | 0 | 8.2745 | 0 | 310.313 | 38.7891 | 0.029838 | 1 | 0.5 | 0 | 4.1373 | 0 | 4.1373
2007-05-02 18:00 | 5 | 2 | 18 | 122 | 2922 | 57.02 | 0 | 57.8706 | Cooling | 0 | 4 | 0 | 0 | 0 | 6 | 0 | 57.8706 | 4 | 72.3382 | 72.3382 | 0 | 6 | 0 | 7.2338 | 0.0027822 | 1 | 0.5 | 0 | 8.2745 | 0 | 8.2745 | 0 | 70.8914 | 8.8614 | 0.0068165 | 1 | 0.5 | 0 | 4.1373 | 0 | 4.1373
2007-05-02 19:00 | 5 | 2 | 19 | 122 | 2923 | 55.94 | 111.0393 | 0 | Heating | 111.0393 | 4 | 88.8315 | 88.8315 | 0 | 6 | 0 | 0 | 4 | 0 | 0 | 0 | 6 | 0 | 17.7663 | 0.0068332 | 1 | 0.5 | 0 | 8.2745 | 0 | 8.2745 | 90.6443 | 0 | 5.1886 | 0.0039912 | 1 | 0.5 | 0 | 4.1373 | 0 | 4.1373
2007-05-02 20:00 | 5 | 2 | 20 | 122 | 2924 | 55.94 | 233.308 | 0 | Heating | 233.308 | 4 | 186.6464 | 186.6464 | 0 | 6 | 0 | 0 | 4 | 0 | 0 | 0 | 6 | 0 | 37.3293 | 0.014357 | 1 | 0.5 | 0 | 8.2745 | 0 | 8.2745 | 190.4555 | 0 | 10.9019 | 0.008386 | 1 | 0.5 | 0 | 4.1373 | 0 | 4.1373
2007-05-02 21:00 | 5 | 2 | 21 | 122 | 2925 | 51.08 | 236.4498 | 0 | Heating | 236.4498 | 4 | 189.1599 | 189.1599 | 0 | 6 | 0 | 0 | 4 | 0 | 0 | 0 | 6 | 0 | 37.832 | 0.014551 | 1 | 0.5 | 0 | 8.2745 | 0 | 8.2745 | 193.0203 | 0 | 11.0487 | 0.008499 | 1 | 0.5 | 0 | 4.1373 | 0 | 4.1373
2007-05-02 22:00 | 5 | 2 | 22 | 122 | 2926 | 50 | 278.6846 | 0 | Heating | 278.6846 | 4 | 222.9477 | 222.9477 | 0 | 6 | 0 | 0 | 4 | 0 | 0 | 0 | 6 | 0 | 44.5895 | 0.01715 | 1 | 0.5 | 0 | 8.2745 | 0 | 8.2745 | 227.4977 | 0 | 13.0222 | 0.010017 | 1 | 0.5 | 0 | 4.1373 | 0 | 4.1373
2007-05-02 23:00 | 5 | 2 | 23 | 122 | 2927 | 50 | 331.5447 | 0 | Heating | 331.5447 | 4 | 265.2358 | 265.2358 | 0 | 6 | 0 | 0 | 4 | 0 | 0 | 0 | 6 | 0 | 53.0472 | 0.020403 | 1 | 0.5 | 0 | 8.2745 | 0 | 8.2745 | 270.6487 | 0 | 15.4922 | 0.011917 | 1 | 0.5 | 0 | 4.1373 | 0 | 4.1373
2007-05-03 | 5 | 3 | 0 | 123 | 2928 | 50 | 288.1983 | 0 | Heating | 288.1983 | 4 | 230.5586 | 230.5586 | 0 | 6 | 0 | 0 | 4 | 0 | 0 | 0 | 6 | 0 | 46.1117 | 0.017735 | 1 | 0.5 | 0 | 8.2745 | 0 | 8.2745 | 235.2639 | 0 | 13.4667 | 0.010359 | 1 | 0.5 | 0 | 4.1373 | 0 | 4.1373
2007-05-03 01:00 | 5 | 3 | 1 | 123 | 2929 | 48.92 | 141.3698 | 0 | Heating | 141.3698 | 4 | 113.0959 | 113.0959 | 0 | 6 | 0 | 0 | 4 | 0 | 0 | 0 | 6 | 0 | 22.6192 | 0.0086997 | 1 | 0.5 | 0 | 8.2745 | 0 | 8.2745 | 115.4039 | 0 | 6.6058 | 0.0050814 | 1 | 0.5 | 0 | 4.1373 | 0 | 4.1373
2007-05-03 02:00 | 5 | 3 | 2 | 123 | 2930 | 48.92 | 157.2488 | 0 | Heating | 157.2488 | 4 | 125.799 | 125.799 | 0 | 6 | 0 | 0 | 4 | 0 | 0 | 0 | 6 | 0 | 25.1598 | 0.0096768 | 1 | 0.5 | 0 | 8.2745 | 0 | 8.2745 | 128.3664 | 0 | 7.3478 | 0.0056522 | 1 | 0.5 | 0 | 4.1373 | 0 | 4.1373
2007-05-03 03:00 | 5 | 3 | 3 | 123 | 2931 | 50 | 176.3891 | 0 | Heating | 176.3891 | 4 | 141.1112 | 141.1112 | 0 | 6 | 0 | 0 | 4 | 0 | 0 | 0 | 6 | 0 | 28.2222 | 0.010855 | 1 | 0.5 | 0 | 8.2745 | 0 | 8.2745 | 143.9911 | 0 | 8.2422 | 0.0063401 | 1 | 0.5 | 0 | 4.1373 | 0 | 4.1373
2007-05-03 04:00 | 5 | 3 | 4 | 123 | 2932 | 50 | 201.0136 | 0 | Heating | 201.0136 | 4 | 160.8108 | 160.8108 | 0 | 6 | 0 | 0 | 4 | 0 | 0 | 0 | 6 | 0 | 32.1622 | 0.01237 | 1 | 0.5 | 0 | 8.2745 | 0 | 8.2745 | 164.0927 | 0 | 9.3928 | 0.0072253 | 1 | 0.5 | 0 | 4.1373 | 0 | 4.1373
2007-05-03 05:00 | 5 | 3 | 5 | 123 | 2933 | 50 | 277.9816 | 0 | Heating | 277.9816 | 4 | 222.3852 | 222.3852 | 0 | 6 | 0 | 0 | 4 | 0 | 0 | 0 | 6 | 0 | 44.477 | 0.017107 | 1 | 0.5 | 0 | 8.2745 | 0 | 8.2745 | 226.9237 | 0 | 12.9893 | 0.0099918 | 1 | 0.5 | 0 | 4.1373 | 0 | 4.1373
2007-05-03 06:00 | 5 | 3 | 6 | 123 | 2934 | 50 | 1263.5376 | 0 | Heating | 1263.5376 | 4 | 1010.8301 | 1010.8301 | 0 | 6 | 0 | 0 | 4 | 0 | 0 | 0 | 6 | 0 | 202.166 | 0.077756 | 1 | 0.5 | 0 | 8.2745 | 0 | 8.2745 | 1031.4593 | 0 | 59.0417 | 0.045417 | 1 | 0.5 | 0 | 4.1373 | 0 | 4.1373
2007-05-03 07:00 | 5 | 3 | 7 | 123 | 2935 | 51.08 | 1348.0355 | 0 | Heating | 1348.0355 | 4 | 1078.4284 | 1078.4284 | 0 | 6 | 0 | 0 | 4 | 0 | 0 | 0 | 6 | 0 | 215.6857 | 0.082956 | 1 | 0.5 | 0 | 8.2745 | 0 | 8.2745 | 1100.4371 | 0 | 62.9901 | 0.048454 | 1 | 0.5 | 0 | 4.1373 | 0 | 4.1373
2007-05-03 08:00 | 5 | 3 | 8 | 123 | 2936 | 51.08 | 1390.1143 | 0 | Heating | 1390.1143 | 4 | 1112.0914 | 1112.0914 | 0 | 6 | 0 | 0 | 4 | 0 | 0 | 0 | 6 | 0 | 222.4183 | 0.085545 | 1 | 0.5 | 0 | 8.2745 | 0 | 8.2745 | 1134.7872 | 0 | 64.9563 | 0.049966 | 1 | 0.5 | 0 | 4.1373 | 0 | 4.1373
2007-05-03 09:00 | 5 | 3 | 9 | 123 | 2937 | 55.94 | 1155.1175 | 0 | Heating | 1155.1175 | 4 | 924.094 | 924.094 | 0 | 6 | 0 | 0 | 4 | 0 | 0 | 0 | 6 | 0 | 184.8188 | 0.071084 | 1 | 0.5 | 0 | 8.2745 | 0 | 8.2745 | 942.9531 | 0 | 53.9756 | 0.04152 | 1 | 0.5 | 0 | 4.1373 | 0 | 4.1373
2007-05-03 10:00 | 5 | 3 | 10 | 123 | 2938 | 60.98 | 983.7109 | 0 | Heating | 983.7109 | 4 | 786.9688 | 786.9688 | 0 | 6 | 0 | 0 | 4 | 0 | 0 | 0 | 6 | 0 | 157.3938 | 0.060536 | 1 | 0.5 | 0 | 8.2745 | 0 | 8.2745 | 803.0293 | 0 | 45.9662 | 0.035359 | 1 | 0.5 | 0 | 4.1373 | 0 | 4.1373
2007-05-03 11:00 | 5 | 3 | 11 | 123 | 2939 | 60.98 | 757.3464 | 0 | Heating | 757.3464 | 4 | 605.8771 | 605.8771 | 0 | 6 | 0 | 0 | 4 | 0 | 0 | 0 | 6 | 0 | 121.1754 | 0.046606 | 1 | 0.5 | 0 | 8.2745 | 0 | 8.2745 | 618.2419 | 0 | 35.3888 | 0.027222 | 1 | 0.5 | 0 | 4.1373 | 0 | 4.1373
2007-05-03 12:00 | 5 | 3 | 12 | 123 | 2940 | 62.96 | 566.4921 | 0 | Heating | 566.4921 | 4 | 453.1937 | 453.1937 | 0 | 6 | 0 | 0 | 4 | 0 | 0 | 0 | 6 | 0 | 90.6387 | 0.034861 | 1 | 0.5 | 0 | 8.2745 | 0 | 8.2745 | 462.4425 | 0 | 26.4707 | 0.020362 | 1 | 0.5 | 0 | 4.1373 | 0 | 4.1373
2007-05-03 13:00 | 5 | 3 | 13 | 123 | 2941 | 62.96 | 396.265 | 0 | Heating | 396.265 | 4 | 317.012 | 317.012 | 0 | 6 | 0 | 0 | 4 | 0 | 0 | 0 | 6 | 0 | 63.4024 | 0.024386 | 1 | 0.5 | 0 | 8.2745 | 0 | 8.2745 | 323.4816 | 0 | 18.5164 | 0.014243 | 1 | 0.5 | 0 | 4.1373 | 0 | 4.1373
2007-05-03 14:00 | 5 | 3 | 14 | 123 | 2942 | 62.96 | 256.6411 | 0 | Heating | 256.6411 | 4 | 205.3128 | 205.3128 | 0 | 6 | 0 | 0 | 4 | 0 | 0 | 0 | 6 | 0 | 41.0626 | 0.015793 | 1 | 0.5 | 0 | 8.2745 | 0 | 8.2745 | 209.5029 | 0 | 11.9922 | 0.0092247 | 1 | 0.5 | 0 | 4.1373 | 0 | 4.1373
2007-05-03 15:00 | 5 | 3 | 15 | 123 | 2943 | 64.04 | 50.183 | 0 | Heating | 50.183 | 4 | 40.1464 | 40.1464 | 0 | 6 | 0 | 0 | 4 | 0 | 0 | 0 | 6 | 0 | 8.0293 | 0.0030882 | 1 | 0.5 | 0 | 8.2745 | 0 | 8.2745 | 40.9657 | 0 | 2.3449 | 0.0018038 | 1 | 0.5 | 0 | 4.1373 | 0 | 4.1373
2007-05-03 16:00 | 5 | 3 | 16 | 123 | 2944 | 60.08 | 0 | 62.5788 | Cooling | 0 | 4 | 0 | 0 | 0 | 6 | 0 | 62.5788 | 4 | 78.2235 | 78.2235 | 0 | 6 | 0 | 7.8224 | 0.0030086 | 1 | 0.5 | 0 | 8.2745 | 0 | 8.2745 | 0 | 76.6591 | 9.5824 | 0.0073711 | 1 | 0.5 | 0 | 4.1373 | 0 | 4.1373
2007-05-03 17:00 | 5 | 3 | 17 | 123 | 2945 | 60.08 | 0 | 80.049 | Cooling | 0 | 4 | 0 | 0 | 0 | 6 | 0 | 80.049 | 4 | 100.0612 | 100.0612 | 0 | 6 | 0 | 10.0061 | 0.0038485 | 1 | 0.5 | 0 | 8.2745 | 0 | 8.2745 | 0 | 98.06 | 12.2575 | 0.0094288 | 1 | 0.5 | 0 | 4.1373 | 0 | 4.1373
2007-05-03 18:00 | 5 | 3 | 18 | 123 | 2946 | 55.94 | 48.0592 | 0 | Heating | 48.0592 | 4 | 38.4474 | 38.4474 | 0 | 6 | 0 | 0 | 4 | 0 | 0 | 0 | 6 | 0 | 7.6895 | 0.0029575 | 1 | 0.5 | 0 | 8.2745 | 0 | 8.2745 | 39.232 | 0 | 2.2457 | 0.0017274 | 1 | 0.5 | 0 | 4.1373 | 0 | 4.1373
2007-05-03 19:00 | 5 | 3 | 19 | 123 | 2947 | 53.96 | 286.8176 | 0 | Heating | 286.8176 | 4 | 229.4541 | 229.4541 | 0 | 6 | 0 | 0 | 4 | 0 | 0 | 0 | 6 | 0 | 45.8908 | 0.01765 | 1 | 0.5 | 0 | 8.2745 | 0 | 8.2745 | 234.1368 | 0 | 13.4022 | 0.010309 | 1 | 0.5 | 0 | 4.1373 | 0 | 4.1373
2007-05-03 20:00 | 5 | 3 | 20 | 123 | 2948 | 53.96 | 516.4012 | 0 | Heating | 516.4012 | 4 | 413.1209 | 413.1209 | 0 | 6 | 0 | 0 | 4 | 0 | 0 | 0 | 6 | 0 | 82.6242 | 0.031779 | 1 | 0.5 | 0 | 8.2745 | 0 | 8.2745 | 421.552 | 0 | 24.13 | 0.018562 | 1 | 0.5 | 0 | 4.1373 | 0 | 4.1373
2007-05-03 21:00 | 5 | 3 | 21 | 123 | 2949 | 50 | 427.0219 | 0 | Heating | 427.0219 | 4 | 341.6175 | 341.6175 | 0 | 6 | 0 | 0 | 4 | 0 | 0 | 0 | 6 | 0 | 68.3235 | 0.026278 | 1 | 0.5 | 0 | 8.2745 | 0 | 8.2745 | 348.5893 | 0 | 19.9536 | 0.015349 | 1 | 0.5 | 0 | 4.1373 | 0 | 4.1373
2007-05-03 22:00 | 5 | 3 | 22 | 123 | 2950 | 50 | 552.3836 | 0 | Heating | 552.3836 | 4 | 441.9069 | 441.9069 | 0 | 6 | 0 | 0 | 4 | 0 | 0 | 0 | 6 | 0 | 88.3814 | 0.033993 | 1 | 0.5 | 0 | 8.2745 | 0 | 8.2745 | 450.9254 | 0 | 25.8114 | 0.019855 | 1 | 0.5 | 0 | 4.1373 | 0 | 4.1373
2007-05-03 23:00 | 5 | 3 | 23 | 123 | 2951 | 50 | 678.1946 | 0 | Heating | 678.1946 | 4 | 542.5557 | 542.5557 | 0 | 6 | 0 | 0 | 4 | 0 | 0 | 0 | 6 | 0 | 108.5111 | 0.041735 | 1 | 0.5 | 0 | 8.2745 | 0 | 8.2745 | 553.6282 | 0 | 31.6902 | 0.024377 | 1 | 0.5 | 0 | 4.1373 | 0 | 4.1373
2007-05-04 | 5 | 4 | 0 | 124 | 2952 | 50 | 519.3088 | 0 | Heating | 519.3088 | 4 | 415.4471 | 415.4471 | 0 | 6 | 0 | 0 | 4 | 0 | 0 | 0 | 6 | 0 | 83.0894 | 0.031957 | 1 | 0.5 | 0 | 8.2745 | 0 | 8.2745 | 423.9256 | 0 | 24.2659 | 0.018666 | 1 | 0.5 | 0 | 4.1373 | 0 | 4.1373
2007-05-04 01:00 | 5 | 4 | 1 | 124 | 2953 | 48.92 | 508.5343 | 0 | Heating | 508.5343 | 4 | 406.8274 | 406.8274 | 0 | 6 | 0 | 0 | 4 | 0 | 0 | 0 | 6 | 0 | 81.3655 | 0.031294 | 1 | 0.5 | 0 | 8.2745 | 0 | 8.2745 | 415.13 | 0 | 23.7625 | 0.018279 | 1 | 0.5 | 0 | 4.1373 | 0 | 4.1373
2007-05-04 02:00 | 5 | 4 | 2 | 124 | 2954 | 48.92 | 582.0732 | 0 | Heating | 582.0732 | 4 | 465.6585 | 465.6585 | 0 | 6 | 0 | 0 | 4 | 0 | 0 | 0 | 6 | 0 | 93.1317 | 0.03582 | 1 | 0.5 | 0 | 8.2745 | 0 | 8.2745 | 475.1618 | 0 | 27.1987 | 0.020922 | 1 | 0.5 | 0 | 4.1373 | 0 | 4.1373
2007-05-04 03:00 | 5 | 4 | 3 | 124 | 2955 | 46.94 | 629.31 | 0 | Heating | 629.31 | 4 | 503.448 | 503.448 | 0 | 6 | 0 | 0 | 4 | 0 | 0 | 0 | 6 | 0 | 100.6896 | 0.038727 | 1 | 0.5 | 0 | 8.2745 | 0 | 8.2745 | 513.7224 | 0 | 29.406 | 0.02262 | 1 | 0.5 | 0 | 4.1373 | 0 | 4.1373
2007-05-04 04:00 | 5 | 4 | 4 | 124 | 2956 | 48.92 | 686.8377 | 0 | Heating | 686.8377 | 4 | 549.4701 | 549.4701 | 0 | 6 | 0 | 0 | 4 | 0 | 0 | 0 | 6 | 0 | 109.894 | 0.042267 | 1 | 0.5 | 0 | 8.2745 | 0 | 8.2745 | 560.6838 | 0 | 32.0941 | 0.024688 | 1 | 0.5 | 0 | 4.1373 | 0 | 4.1373
2007-05-04 05:00 | 5 | 4 | 5 | 124 | 2957 | 48.92 | 820.7271 | 0 | Heating | 820.7271 | 4 | 656.5816 | 656.5816 | 0 | 6 | 0 | 0 | 4 | 0 | 0 | 0 | 6 | 0 | 131.3163 | 0.050506 | 1 | 0.5 | 0 | 8.2745 | 0 | 8.2745 | 669.9813 | 0 | 38.3504 | 0.0295 | 1 | 0.5 | 0 | 4.1373 | 0 | 4.1373
2007-05-04 06:00 | 5 | 4 | 6 | 124 | 2958 | 48.92 | 2452.3833 | 0 | Heating | 2452.3833 | 4 | 1961.9067 | 1961.9067 | 0 | 6 | 0 | 0 | 4 | 0 | 0 | 0 | 6 | 0 | 392.3813 | 0.15092 | 1 | 0.5 | 0 | 8.2745 | 0 | 8.2745 | 2001.9456 | 0 | 114.5933 | 0.088149 | 1 | 0.5 | 0 | 4.1373 | 0 | 4.1373
2007-05-04 07:00 | 5 | 4 | 7 | 124 | 2959 | 50 | 1840.9524 | 0 | Heating | 1840.9524 | 4 | 1472.7619 | 1472.7619 | 0 | 6 | 0 | 0 | 4 | 0 | 0 | 0 | 6 | 0 | 294.5524 | 0.11329 | 1 | 0.5 | 0 | 8.2745 | 0 | 8.2745 | 1502.8183 | 0 | 86.0228 | 0.066171 | 1 | 0.5 | 0 | 4.1373 | 0 | 4.1373
2007-05-04 08:00 | 5 | 4 | 8 | 124 | 2960 | 50 | 1522.1125 | 0 | Heating | 1522.1125 | 4 | 1217.69 | 1217.69 | 0 | 6 | 0 | 0 | 4 | 0 | 0 | 0 | 6 | 0 | 243.538 | 0.093668 | 1 | 0.5 | 0 | 8.2745 | 0 | 8.2745 | 1242.5408 | 0 | 71.1243 | 0.054711 | 1 | 0.5 | 0 | 4.1373 | 0 | 4.1373
2007-05-04 09:00 | 5 | 4 | 9 | 124 | 2961 | 50 | 1003.2348 | 0 | Heating | 1003.2348 | 4 | 802.5878 | 802.5878 | 0 | 6 | 0 | 0 | 4 | 0 | 0 | 0 | 6 | 0 | 160.5176 | 0.061738 | 1 | 0.5 | 0 | 8.2745 | 0 | 8.2745 | 818.9672 | 0 | 46.8785 | 0.03606 | 1 | 0.5 | 0 | 4.1373 | 0 | 4.1373
2007-05-04 10:00 | 5 | 4 | 10 | 124 | 2962 | 50 | 644.5473 | 0 | Heating | 644.5473 | 4 | 515.6378 | 515.6378 | 0 | 6 | 0 | 0 | 4 | 0 | 0 | 0 | 6 | 0 | 103.1276 | 0.039664 | 1 | 0.5 | 0 | 8.2745 | 0 | 8.2745 | 526.1611 | 0 | 30.118 | 0.023168 | 1 | 0.5 | 0 | 4.1373 | 0 | 4.1373
2007-05-04 11:00 | 5 | 4 | 11 | 124 | 2963 | 50 | 407.6916 | 0 | Heating | 407.6916 | 4 | 326.1533 | 326.1533 | 0 | 6 | 0 | 0 | 4 | 0 | 0 | 0 | 6 | 0 | 65.2307 | 0.025089 | 1 | 0.5 | 0 | 8.2745 | 0 | 8.2745 | 332.8094 | 0 | 19.0503 | 0.014654 | 1 | 0.5 | 0 | 4.1373 | 0 | 4.1373
2007-05-04 12:00 | 5 | 4 | 12 | 124 | 2964 | 53.06 | 226.1587 | 0 | Heating | 226.1587 | 4 | 180.927 | 180.927 | 0 | 6 | 0 | 0 | 4 | 0 | 0 | 0 | 6 | 0 | 36.1854 | 0.013917 | 1 | 0.5 | 0 | 8.2745 | 0 | 8.2745 | 184.6194 | 0 | 10.5678 | 0.0081291 | 1 | 0.5 | 0 | 4.1373 | 0 | 4.1373
2007-05-04 13:00 | 5 | 4 | 13 | 124 | 2965 | 53.06 | 111.8246 | 0 | Heating | 111.8246 | 4 | 89.4597 | 89.4597 | 0 | 6 | 0 | 0 | 4 | 0 | 0 | 0 | 6 | 0 | 17.8919 | 0.0068815 | 1 | 0.5 | 0 | 8.2745 | 0 | 8.2745 | 91.2854 | 0 | 5.2253 | 0.0040194 | 1 | 0.5 | 0 | 4.1373 | 0 | 4.1373
2007-05-04 14:00 | 5 | 4 | 14 | 124 | 2966 | 53.06 | 47.6777 | 0 | Heating | 47.6777 | 4 | 38.1422 | 38.1422 | 0 | 6 | 0 | 0 | 4 | 0 | 0 | 0 | 6 | 0 | 7.6284 | 0.002934 | 1 | 0.5 | 0 | 8.2745 | 0 | 8.2745 | 38.9206 | 0 | 2.2279 | 0.0017137 | 1 | 0.5 | 0 | 4.1373 | 0 | 4.1373
2007-05-04 15:00 | 5 | 4 | 15 | 124 | 2967 | 50 | 0 | 114.1951 | Cooling | 0 | 4 | 0 | 0 | 0 | 6 | 0 | 114.1951 | 4 | 142.7438 | 142.7438 | 0 | 6 | 0 | 14.2744 | 0.0054901 | 1 | 0.5 | 0 | 8.2745 | 0 | 8.2745 | 0 | 139.889 | 17.4861 | 0.013451 | 1 | 0.5 | 0 | 4.1373 | 0 | 4.1373
2007-05-04 16:00 | 5 | 4 | 16 | 124 | 2968 | 50 | 0 | 200.9784 | Cooling | 0 | 4 | 0 | 0 | 0 | 6 | 0 | 200.9784 | 4 | 251.223 | 251.223 | 0 | 6 | 0 | 25.1223 | 0.0096624 | 1 | 0.5 | 0 | 8.2745 | 0 | 8.2745 | 0 | 246.1985 | 30.7748 | 0.023673 | 1 | 0.5 | 0 | 4.1373 | 0 | 4.1373
2007-05-04 17:00 | 5 | 4 | 17 | 124 | 2969 | 50 | 0 | 134.5248 | Cooling | 0 | 4 | 0 | 0 | 0 | 6 | 0 | 134.5248 | 4 | 168.156 | 168.156 | 0 | 6 | 0 | 16.8156 | 0.0064675 | 1 | 0.5 | 0 | 8.2745 | 0 | 8.2745 | 0 | 164.7929 | 20.5991 | 0.015845 | 1 | 0.5 | 0 | 4.1373 | 0 | 4.1373
2007-05-04 18:00 | 5 | 4 | 18 | 124 | 2970 | 51.08 | 62.1219 | 0 | Heating | 62.1219 | 4 | 49.6976 | 49.6976 | 0 | 6 | 0 | 0 | 4 | 0 | 0 | 0 | 6 | 0 | 9.9395 | 0.0038229 | 1 | 0.5 | 0 | 8.2745 | 0 | 8.2745 | 50.7118 | 0 | 2.9028 | 0.0022329 | 1 | 0.5 | 0 | 4.1373 | 0 | 4.1373
2007-05-04 19:00 | 5 | 4 | 19 | 124 | 2971 | 50 | 164.1821 | 0 | Heating | 164.1821 | 4 | 131.3457 | 131.3457 | 0 | 6 | 0 | 0 | 4 | 0 | 0 | 0 | 6 | 0 | 26.2691 | 0.010104 | 1 | 0.5 | 0 | 8.2745 | 0 | 8.2745 | 134.0262 | 0 | 7.6718 | 0.0059014 | 1 | 0.5 | 0 | 4.1373 | 0 | 4.1373
2007-05-04 20:00 | 5 | 4 | 20 | 124 | 2972 | 50 | 240.3898 | 0 | Heating | 240.3898 | 4 | 192.3119 | 192.3119 | 0 | 6 | 0 | 0 | 4 | 0 | 0 | 0 | 6 | 0 | 38.4624 | 0.014793 | 1 | 0.5 | 0 | 8.2745 | 0 | 8.2745 | 196.2366 | 0 | 11.2328 | 0.0086406 | 1 | 0.5 | 0 | 4.1373 | 0 | 4.1373
2007-05-04 21:00 | 5 | 4 | 21 | 124 | 2973 | 48.02 | 331.1505 | 0 | Heating | 331.1505 | 4 | 264.9204 | 264.9204 | 0 | 6 | 0 | 0 | 4 | 0 | 0 | 0 | 6 | 0 | 52.9841 | 0.020378 | 1 | 0.5 | 0 | 8.2745 | 0 | 8.2745 | 270.327 | 0 | 15.4738 | 0.011903 | 1 | 0.5 | 0 | 4.1373 | 0 | 4.1373
2007-05-04 22:00 | 5 | 4 | 22 | 124 | 2974 | 48.02 | 213.7822 | 0 | Heating | 213.7822 | 4 | 171.0258 | 171.0258 | 0 | 6 | 0 | 0 | 4 | 0 | 0 | 0 | 6 | 0 | 34.2052 | 0.013156 | 1 | 0.5 | 0 | 8.2745 | 0 | 8.2745 | 174.5161 | 0 | 9.9895 | 0.0076842 | 1 | 0.5 | 0 | 4.1373 | 0 | 4.1373
2007-05-04 23:00 | 5 | 4 | 23 | 124 | 2975 | 48.02 | 265.0995 | 0 | Heating | 265.0995 | 4 | 212.0796 | 212.0796 | 0 | 6 | 0 | 0 | 4 | 0 | 0 | 0 | 6 | 0 | 42.4159 | 0.016314 | 1 | 0.5 | 0 | 8.2745 | 0 | 8.2745 | 216.4077 | 0 | 12.3874 | 0.0095288 | 1 | 0.5 | 0 | 4.1373 | 0 | 4.1373
2007-05-05 | 5 | 5 | 0 | 125 | 2976 | 48.02 | 186.9472 | 0 | Heating | 186.9472 | 4 | 149.5578 | 149.5578 | 0 | 6 | 0 | 0 | 4 | 0 | 0 | 0 | 6 | 0 | 29.9116 | 0.011504 | 1 | 0.5 | 0 | 8.2745 | 0 | 8.2745 | 152.61 | 0 | 8.7355 | 0.0067197 | 1 | 0.5 | 0 | 4.1373 | 0 | 4.1373
2007-05-05 01:00 | 5 | 5 | 1 | 125 | 2977 | 46.94 | 103.6496 | 0 | Heating | 103.6496 | 4 | 82.9197 | 82.9197 | 0 | 6 | 0 | 0 | 4 | 0 | 0 | 0 | 6 | 0 | 16.5839 | 0.0063784 | 1 | 0.5 | 0 | 8.2745 | 0 | 8.2745 | 84.6119 | 0 | 4.8433 | 0.0037256 | 1 | 0.5 | 0 | 4.1373 | 0 | 4.1373
2007-05-05 02:00 | 5 | 5 | 2 | 125 | 2978 | 46.94 | 93.408 | 0 | Heating | 93.408 | 4 | 74.7264 | 74.7264 | 0 | 6 | 0 | 0 | 4 | 0 | 0 | 0 | 6 | 0 | 14.9453 | 0.0057482 | 1 | 0.5 | 0 | 8.2745 | 0 | 8.2745 | 76.2514 | 0 | 4.3647 | 0.0033575 | 1 | 0.5 | 0 | 4.1373 | 0 | 4.1373
2007-05-05 03:00 | 5 | 5 | 3 | 125 | 2979 | 46.94 | 77.2769 | 0 | Heating | 77.2769 | 4 | 61.8215 | 61.8215 | 0 | 6 | 0 | 0 | 4 | 0 | 0 | 0 | 6 | 0 | 12.3643 | 0.0047555 | 1 | 0.5 | 0 | 8.2745 | 0 | 8.2745 | 63.0832 | 0 | 3.6109 | 0.0027776 | 1 | 0.5 | 0 | 4.1373 | 0 | 4.1373
2007-05-05 04:00 | 5 | 5 | 4 | 125 | 2980 | 46.94 | 106.5176 | 0 | Heating | 106.5176 | 4 | 85.2141 | 85.2141 | 0 | 6 | 0 | 0 | 4 | 0 | 0 | 0 | 6 | 0 | 17.0428 | 0.0065549 | 1 | 0.5 | 0 | 8.2745 | 0 | 8.2745 | 86.9531 | 0 | 4.9773 | 0.0038287 | 1 | 0.5 | 0 | 4.1373 | 0 | 4.1373
2007-05-05 05:00 | 5 | 5 | 5 | 125 | 2981 | 46.94 | 185.2712 | 0 | Heating | 185.2712 | 4 | 148.217 | 148.217 | 0 | 6 | 0 | 0 | 4 | 0 | 0 | 0 | 6 | 0 | 29.6434 | 0.011401 | 1 | 0.5 | 0 | 8.2745 | 0 | 8.2745 | 151.2418 | 0 | 8.6572 | 0.0066594 | 1 | 0.5 | 0 | 4.1373 | 0 | 4.1373
2007-05-05 06:00 | 5 | 5 | 6 | 125 | 2982 | 46.04 | 285.0457 | 0 | Heating | 285.0457 | 4 | 228.0365 | 228.0365 | 0 | 6 | 0 | 0 | 4 | 0 | 0 | 0 | 6 | 0 | 45.6073 | 0.017541 | 1 | 0.5 | 0 | 8.2745 | 0 | 8.2745 | 232.6903 | 0 | 13.3194 | 0.010246 | 1 | 0.5 | 0 | 4.1373 | 0 | 4.1373
2007-05-05 07:00 | 5 | 5 | 7 | 125 | 2983 | 46.94 | 572.3251 | 0 | Heating | 572.3251 | 4 | 457.8601 | 457.8601 | 0 | 6 | 0 | 0 | 4 | 0 | 0 | 0 | 6 | 0 | 91.572 | 0.03522 | 1 | 0.5 | 0 | 8.2745 | 0 | 8.2745 | 467.2042 | 0 | 26.7432 | 0.020572 | 1 | 0.5 | 0 | 4.1373 | 0 | 4.1373
2007-05-05 08:00 | 5 | 5 | 8 | 125 | 2984 | 46.94 | 1320.0804 | 0 | Heating | 1320.0804 | 4 | 1056.0643 | 1056.0643 | 0 | 6 | 0 | 0 | 4 | 0 | 0 | 0 | 6 | 0 | 211.2129 | 0.081236 | 1 | 0.5 | 0 | 8.2745 | 0 | 8.2745 | 1077.6167 | 0 | 61.6838 | 0.047449 | 1 | 0.5 | 0 | 4.1373 | 0 | 4.1373
2007-05-05 09:00 | 5 | 5 | 9 | 125 | 2985 | 48.92 | 958.5988 | 0 | Heating | 958.5988 | 4 | 766.8791 | 766.8791 | 0 | 6 | 0 | 0 | 4 | 0 | 0 | 0 | 6 | 0 | 153.3758 | 0.058991 | 1 | 0.5 | 0 | 8.2745 | 0 | 8.2745 | 782.5297 | 0 | 44.7928 | 0.034456 | 1 | 0.5 | 0 | 4.1373 | 0 | 4.1373
2007-05-05 10:00 | 5 | 5 | 10 | 125 | 2986 | 51.98 | 620.2175 | 0 | Heating | 620.2175 | 4 | 496.174 | 496.174 | 0 | 6 | 0 | 0 | 4 | 0 | 0 | 0 | 6 | 0 | 99.2348 | 0.038167 | 1 | 0.5 | 0 | 8.2745 | 0 | 8.2745 | 506.3 | 0 | 28.9811 | 0.022293 | 1 | 0.5 | 0 | 4.1373 | 0 | 4.1373
2007-05-05 11:00 | 5 | 5 | 11 | 125 | 2987 | 51.98 | 341.7374 | 0 | Heating | 341.7374 | 4 | 273.39 | 273.39 | 0 | 6 | 0 | 0 | 4 | 0 | 0 | 0 | 6 | 0 | 54.678 | 0.02103 | 1 | 0.5 | 0 | 8.2745 | 0 | 8.2745 | 278.9693 | 0 | 15.9685 | 0.012283 | 1 | 0.5 | 0 | 4.1373 | 0 | 4.1373
2007-05-05 12:00 | 5 | 5 | 12 | 125 | 2988 | 57.02 | 90.1817 | 0 | Heating | 90.1817 | 4 | 72.1453 | 72.1453 | 0 | 6 | 0 | 0 | 4 | 0 | 0 | 0 | 6 | 0 | 14.4291 | 0.0055496 | 1 | 0.5 | 0 | 8.2745 | 0 | 8.2745 | 73.6177 | 0 | 4.2139 | 0.0032415 | 1 | 0.5 | 0 | 4.1373 | 0 | 4.1373
2007-05-05 13:00 | 5 | 5 | 13 | 125 | 2989 | 60.08 | 6.2851 | 0 | Heating | 6.2851 | 4 | 5.0281 | 5.0281 | 0 | 6 | 0 | 0 | 4 | 0 | 0 | 0 | 6 | 0 | 1.0056 | 0.00038678 | 1 | 0.5 | 0 | 8.2745 | 0 | 8.2745 | 5.1307 | 0 | 0.29369 | 0.00022591 | 1 | 0.5 | 0 | 4.1373 | 0 | 4.1373
2007-05-05 14:00 | 5 | 5 | 14 | 125 | 2990 | 60.08 | 0 | 24.2625 | Cooling | 0 | 4 | 0 | 0 | 0 | 6 | 0 | 24.2625 | 4 | 30.3281 | 30.3281 | 0 | 6 | 0 | 3.0328 | 0.0011665 | 1 | 0.5 | 0 | 8.2745 | 0 | 8.2745 | 0 | 29.7215 | 3.7152 | 0.0028578 | 1 | 0.5 | 0 | 4.1373 | 0 | 4.1373
2007-05-05 15:00 | 5 | 5 | 15 | 125 | 2991 | 62.06 | 0 | 38.4116 | Cooling | 0 | 4 | 0 | 0 | 0 | 6 | 0 | 38.4116 | 4 | 48.0145 | 48.0145 | 0 | 6 | 0 | 4.8014 | 0.0018467 | 1 | 0.5 | 0 | 8.2745 | 0 | 8.2745 | 0 | 47.0542 | 5.8818 | 0.0045244 | 1 | 0.5 | 0 | 4.1373 | 0 | 4.1373
2007-05-05 16:00 | 5 | 5 | 16 | 125 | 2992 | 62.06 | 0 | 0.74115 | Cooling | 0 | 4 | 0 | 0 | 0 | 6 | 0 | 0.74115 | 4 | 0.92644 | 0.92644 | 0 | 6 | 0 | 0.092644 | 3.5632e-05 | 1 | 0.5 | 0 | 8.2745 | 0 | 8.2745 | 0 | 0.90791 | 0.11349 | 8.7299e-05 | 1 | 0.5 | 0 | 4.1373 | 0 | 4.1373
2007-05-05 17:00 | 5 | 5 | 17 | 125 | 2993 | 62.06 | 46.3628 | 0 | Heating | 46.3628 | 4 | 37.0902 | 37.0902 | 0 | 6 | 0 | 0 | 4 | 0 | 0 | 0 | 6 | 0 | 7.418 | 0.0028531 | 1 | 0.5 | 0 | 8.2745 | 0 | 8.2745 | 37.8472 | 0 | 2.1664 | 0.0016665 | 1 | 0.5 | 0 | 4.1373 | 0 | 4.1373
2007-05-05 18:00 | 5 | 5 | 18 | 125 | 2994 | 57.92 | 217.8425 | 0 | Heating | 217.8425 | 4 | 174.274 | 174.274 | 0 | 6 | 0 | 0 | 4 | 0 | 0 | 0 | 6 | 0 | 34.8548 | 0.013406 | 1 | 0.5 | 0 | 8.2745 | 0 | 8.2745 | 177.8306 | 0 | 10.1792 | 0.0078302 | 1 | 0.5 | 0 | 4.1373 | 0 | 4.1373
2007-05-05 19:00 | 5 | 5 | 19 | 125 | 2995 | 55.94 | 197.3735 | 0 | Heating | 197.3735 | 4 | 157.8988 | 157.8988 | 0 | 6 | 0 | 0 | 4 | 0 | 0 | 0 | 6 | 0 | 31.5798 | 0.012146 | 1 | 0.5 | 0 | 8.2745 | 0 | 8.2745 | 161.1213 | 0 | 9.2227 | 0.0070944 | 1 | 0.5 | 0 | 4.1373 | 0 | 4.1373
2007-05-05 20:00 | 5 | 5 | 20 | 125 | 2996 | 55.94 | 206.3638 | 0 | Heating | 206.3638 | 4 | 165.091 | 165.091 | 0 | 6 | 0 | 0 | 4 | 0 | 0 | 0 | 6 | 0 | 33.0182 | 0.012699 | 1 | 0.5 | 0 | 8.2745 | 0 | 8.2745 | 168.4602 | 0 | 9.6428 | 0.0074176 | 1 | 0.5 | 0 | 4.1373 | 0 | 4.1373
2007-05-05 21:00 | 5 | 5 | 21 | 125 | 2997 | 55.04 | 176.2343 | 0 | Heating | 176.2343 | 4 | 140.9875 | 140.9875 | 0 | 6 | 0 | 0 | 4 | 0 | 0 | 0 | 6 | 0 | 28.1975 | 0.010845 | 1 | 0.5 | 0 | 8.2745 | 0 | 8.2745 | 143.8647 | 0 | 8.235 | 0.0063346 | 1 | 0.5 | 0 | 4.1373 | 0 | 4.1373
2007-05-05 22:00 | 5 | 5 | 22 | 125 | 2998 | 51.98 | 153.2273 | 0 | Heating | 153.2273 | 4 | 122.5819 | 122.5819 | 0 | 6 | 0 | 0 | 4 | 0 | 0 | 0 | 6 | 0 | 24.5164 | 0.0094294 | 1 | 0.5 | 0 | 8.2745 | 0 | 8.2745 | 125.0835 | 0 | 7.1599 | 0.0055076 | 1 | 0.5 | 0 | 4.1373 | 0 | 4.1373
2007-05-05 23:00 | 5 | 5 | 23 | 125 | 2999 | 51.98 | 211.6538 | 0 | Heating | 211.6538 | 4 | 169.3231 | 169.3231 | 0 | 6 | 0 | 0 | 4 | 0 | 0 | 0 | 6 | 0 | 33.8646 | 0.013025 | 1 | 0.5 | 0 | 8.2745 | 0 | 8.2745 | 172.7786 | 0 | 9.89 | 0.0076077 | 1 | 0.5 | 0 | 4.1373 | 0 | 4.1373
2007-05-06 | 5 | 6 | 0 | 126 | 3000 | 48.92 | 103.7999 | 0 | Heating | 103.7999 | 4 | 83.0399 | 83.0399 | 0 | 6 | 0 | 0 | 4 | 0 | 0 | 0 | 6 | 0 | 16.608 | 0.0063877 | 1 | 0.5 | 0 | 8.2745 | 0 | 8.2745 | 84.7346 | 0 | 4.8503 | 0.003731 | 1 | 0.5 | 0 | 4.1373 | 0 | 4.1373
2007-05-06 01:00 | 5 | 6 | 1 | 126 | 3001 | 42.98 | 0 | 13.7755 | Cooling | 0 | 4 | 0 | 0 | 0 | 6 | 0 | 13.7755 | 4 | 17.2193 | 17.2193 | 0 | 6 | 0 | 1.7219 | 0.00066228 | 1 | 0.5 | 0 | 8.2745 | 0 | 8.2745 | 0 | 16.8749 | 2.1094 | 0.0016226 | 1 | 0.5 | 0 | 4.1373 | 0 | 4.1373
2007-05-06 02:00 | 5 | 6 | 2 | 126 | 3002 | 42.98 | 0 | 12.0079 | Cooling | 0 | 4 | 0 | 0 | 0 | 6 | 0 | 12.0079 | 4 | 15.0099 | 15.0099 | 0 | 6 | 0 | 1.501 | 0.0005773 | 1 | 0.5 | 0 | 8.2745 | 0 | 8.2745 | 0 | 14.7097 | 1.8387 | 0.0014144 | 1 | 0.5 | 0 | 4.1373 | 0 | 4.1373
2007-05-06 03:00 | 5 | 6 | 3 | 126 | 3003 | 44.96 | 15.4553 | 0 | Heating | 15.4553 | 4 | 12.3643 | 12.3643 | 0 | 6 | 0 | 0 | 4 | 0 | 0 | 0 | 6 | 0 | 2.4729 | 0.0009511 | 1 | 0.5 | 0 | 8.2745 | 0 | 8.2745 | 12.6166 | 0 | 0.72219 | 0.00055553 | 1 | 0.5 | 0 | 4.1373 | 0 | 4.1373
2007-05-06 04:00 | 5 | 6 | 4 | 126 | 3004 | 42.08 | 51.2663 | 0 | Heating | 51.2663 | 4 | 41.0131 | 41.0131 | 0 | 6 | 0 | 0 | 4 | 0 | 0 | 0 | 6 | 0 | 8.2026 | 0.0031549 | 1 | 0.5 | 0 | 8.2745 | 0 | 8.2745 | 41.8501 | 0 | 2.3955 | 0.0018427 | 1 | 0.5 | 0 | 4.1373 | 0 | 4.1373
2007-05-06 05:00 | 5 | 6 | 5 | 126 | 3005 | 42.08 | 155.3719 | 0 | Heating | 155.3719 | 4 | 124.2975 | 124.2975 | 0 | 6 | 0 | 0 | 4 | 0 | 0 | 0 | 6 | 0 | 24.8595 | 0.0095613 | 1 | 0.5 | 0 | 8.2745 | 0 | 8.2745 | 126.8342 | 0 | 7.2601 | 0.0055847 | 1 | 0.5 | 0 | 4.1373 | 0 | 4.1373
2007-05-06 06:00 | 5 | 6 | 6 | 126 | 3006 | 46.04 | 1075.4999 | 0 | Heating | 1075.4999 | 4 | 860.3999 | 860.3999 | 0 | 6 | 0 | 0 | 4 | 0 | 0 | 0 | 6 | 0 | 172.08 | 0.066185 | 1 | 0.5 | 0 | 8.2745 | 0 | 8.2745 | 877.9591 | 0 | 50.2552 | 0.038658 | 1 | 0.5 | 0 | 4.1373 | 0 | 4.1373
2007-05-06 07:00 | 5 | 6 | 7 | 126 | 3007 | 48.92 | 1221.7869 | 0 | Heating | 1221.7869 | 4 | 977.4295 | 977.4295 | 0 | 6 | 0 | 0 | 4 | 0 | 0 | 0 | 6 | 0 | 195.4859 | 0.075187 | 1 | 0.5 | 0 | 8.2745 | 0 | 8.2745 | 997.377 | 0 | 57.0908 | 0.043916 | 1 | 0.5 | 0 | 4.1373 | 0 | 4.1373
2007-05-06 08:00 | 5 | 6 | 8 | 126 | 3008 | 48.92 | 1254.065 | 0 | Heating | 1254.065 | 4 | 1003.252 | 1003.252 | 0 | 6 | 0 | 0 | 4 | 0 | 0 | 0 | 6 | 0 | 200.6504 | 0.077173 | 1 | 0.5 | 0 | 8.2745 | 0 | 8.2745 | 1023.7266 | 0 | 58.5991 | 0.045076 | 1 | 0.5 | 0 | 4.1373 | 0 | 4.1373
2007-05-06 09:00 | 5 | 6 | 9 | 126 | 3009 | 55.94 | 1033.5889 | 0 | Heating | 1033.5889 | 4 | 826.8711 | 826.8711 | 0 | 6 | 0 | 0 | 4 | 0 | 0 | 0 | 6 | 0 | 165.3742 | 0.063605 | 1 | 0.5 | 0 | 8.2745 | 0 | 8.2745 | 843.7461 | 0 | 48.2969 | 0.037151 | 1 | 0.5 | 0 | 4.1373 | 0 | 4.1373
2007-05-06 10:00 | 5 | 6 | 10 | 126 | 3010 | 59 | 878.1444 | 0 | Heating | 878.1444 | 4 | 702.5155 | 702.5155 | 0 | 6 | 0 | 0 | 4 | 0 | 0 | 0 | 6 | 0 | 140.5031 | 0.05404 | 1 | 0.5 | 0 | 8.2745 | 0 | 8.2745 | 716.8525 | 0 | 41.0333 | 0.031564 | 1 | 0.5 | 0 | 4.1373 | 0 | 4.1373
2007-05-06 11:00 | 5 | 6 | 11 | 126 | 3011 | 60.98 | 712.7633 | 0 | Heating | 712.7633 | 4 | 570.2107 | 570.2107 | 0 | 6 | 0 | 0 | 4 | 0 | 0 | 0 | 6 | 0 | 114.0421 | 0.043862 | 1 | 0.5 | 0 | 8.2745 | 0 | 8.2745 | 581.8476 | 0 | 33.3055 | 0.02562 | 1 | 0.5 | 0 | 4.1373 | 0 | 4.1373
2007-05-06 12:00 | 5 | 6 | 12 | 126 | 3012 | 60.08 | 549.2784 | 0 | Heating | 549.2784 | 4 | 439.4227 | 439.4227 | 0 | 6 | 0 | 0 | 4 | 0 | 0 | 0 | 6 | 0 | 87.8845 | 0.033802 | 1 | 0.5 | 0 | 8.2745 | 0 | 8.2745 | 448.3905 | 0 | 25.6663 | 0.019743 | 1 | 0.5 | 0 | 4.1373 | 0 | 4.1373
2007-05-06 13:00 | 5 | 6 | 13 | 126 | 3013 | 59 | 403.5704 | 0 | Heating | 403.5704 | 4 | 322.8563 | 322.8563 | 0 | 6 | 0 | 0 | 4 | 0 | 0 | 0 | 6 | 0 | 64.5713 | 0.024835 | 1 | 0.5 | 0 | 8.2745 | 0 | 8.2745 | 329.4452 | 0 | 18.8578 | 0.014506 | 1 | 0.5 | 0 | 4.1373 | 0 | 4.1373
2007-05-06 14:00 | 5 | 6 | 14 | 126 | 3014 | 59 | 291.1718 | 0 | Heating | 291.1718 | 4 | 232.9374 | 232.9374 | 0 | 6 | 0 | 0 | 4 | 0 | 0 | 0 | 6 | 0 | 46.5875 | 0.017918 | 1 | 0.5 | 0 | 8.2745 | 0 | 8.2745 | 237.6913 | 0 | 13.6057 | 0.010466 | 1 | 0.5 | 0 | 4.1373 | 0 | 4.1373
2007-05-06 15:00 | 5 | 6 | 15 | 126 | 3015 | 60.98 | 221.5979 | 0 | Heating | 221.5979 | 4 | 177.2783 | 177.2783 | 0 | 6 | 0 | 0 | 4 | 0 | 0 | 0 | 6 | 0 | 35.4557 | 0.013637 | 1 | 0.5 | 0 | 8.2745 | 0 | 8.2745 | 180.8962 | 0 | 10.3547 | 0.0079651 | 1 | 0.5 | 0 | 4.1373 | 0 | 4.1373
2007-05-06 16:00 | 5 | 6 | 16 | 126 | 3016 | 62.06 | 219.025 | 0 | Heating | 219.025 | 4 | 175.22 | 175.22 | 0 | 6 | 0 | 0 | 4 | 0 | 0 | 0 | 6 | 0 | 35.044 | 0.013478 | 1 | 0.5 | 0 | 8.2745 | 0 | 8.2745 | 178.7959 | 0 | 10.2345 | 0.0078727 | 1 | 0.5 | 0 | 4.1373 | 0 | 4.1373
2007-05-06 17:00 | 5 | 6 | 17 | 126 | 3017 | 62.06 | 261.3831 | 0 | Heating | 261.3831 | 4 | 209.1065 | 209.1065 | 0 | 6 | 0 | 0 | 4 | 0 | 0 | 0 | 6 | 0 | 41.8213 | 0.016085 | 1 | 0.5 | 0 | 8.2745 | 0 | 8.2745 | 213.374 | 0 | 12.2137 | 0.0093952 | 1 | 0.5 | 0 | 4.1373 | 0 | 4.1373
2007-05-06 18:00 | 5 | 6 | 18 | 126 | 3018 | 57.92 | 487.2144 | 0 | Heating | 487.2144 | 4 | 389.7715 | 389.7715 | 0 | 6 | 0 | 0 | 4 | 0 | 0 | 0 | 6 | 0 | 77.9543 | 0.029982 | 1 | 0.5 | 0 | 8.2745 | 0 | 8.2745 | 397.7261 | 0 | 22.7662 | 0.017512 | 1 | 0.5 | 0 | 4.1373 | 0 | 4.1373
2007-05-06 19:00 | 5 | 6 | 19 | 126 | 3019 | 55.04 | 633.0017 | 0 | Heating | 633.0017 | 4 | 506.4014 | 506.4014 | 0 | 6 | 0 | 0 | 4 | 0 | 0 | 0 | 6 | 0 | 101.2803 | 0.038954 | 1 | 0.5 | 0 | 8.2745 | 0 | 8.2745 | 516.7361 | 0 | 29.5785 | 0.022753 | 1 | 0.5 | 0 | 4.1373 | 0 | 4.1373
2007-05-06 20:00 | 5 | 6 | 20 | 126 | 3020 | 55.04 | 669.237 | 0 | Heating | 669.237 | 4 | 535.3896 | 535.3896 | 0 | 6 | 0 | 0 | 4 | 0 | 0 | 0 | 6 | 0 | 107.0779 | 0.041184 | 1 | 0.5 | 0 | 8.2745 | 0 | 8.2745 | 546.3159 | 0 | 31.2717 | 0.024055 | 1 | 0.5 | 0 | 4.1373 | 0 | 4.1373
2007-05-06 21:00 | 5 | 6 | 21 | 126 | 3021 | 51.98 | 443.6374 | 0 | Heating | 443.6374 | 4 | 354.91 | 354.91 | 0 | 6 | 0 | 0 | 4 | 0 | 0 | 0 | 6 | 0 | 70.982 | 0.027301 | 1 | 0.5 | 0 | 8.2745 | 0 | 8.2745 | 362.153 | 0 | 20.73 | 0.015946 | 1 | 0.5 | 0 | 4.1373 | 0 | 4.1373
2007-05-06 22:00 | 5 | 6 | 22 | 126 | 3022 | 48.92 | 411.0268 | 0 | Heating | 411.0268 | 4 | 328.8215 | 328.8215 | 0 | 6 | 0 | 0 | 4 | 0 | 0 | 0 | 6 | 0 | 65.7643 | 0.025294 | 1 | 0.5 | 0 | 8.2745 | 0 | 8.2745 | 335.5321 | 0 | 19.2062 | 0.014774 | 1 | 0.5 | 0 | 4.1373 | 0 | 4.1373
2007-05-06 23:00 | 5 | 6 | 23 | 126 | 3023 | 48.92 | 407.4321 | 0 | Heating | 407.4321 | 4 | 325.9457 | 325.9457 | 0 | 6 | 0 | 0 | 4 | 0 | 0 | 0 | 6 | 0 | 65.1891 | 0.025073 | 1 | 0.5 | 0 | 8.2745 | 0 | 8.2745 | 332.5976 | 0 | 19.0382 | 0.014645 | 1 | 0.5 | 0 | 4.1373 | 0 | 4.1373
2007-05-07 | 5 | 7 | 0 | 127 | 3024 | 44.96 | 311.3964 | 0 | Heating | 311.3964 | 4 | 249.1171 | 249.1171 | 0 | 6 | 0 | 0 | 4 | 0 | 0 | 0 | 6 | 0 | 49.8234 | 0.019163 | 1 | 0.5 | 0 | 8.2745 | 0 | 8.2745 | 254.2011 | 0 | 14.5507 | 0.011193 | 1 | 0.5 | 0 | 4.1373 | 0 | 4.1373
2007-05-07 01:00 | 5 | 7 | 1 | 127 | 3025 | 39.92 | 135.9585 | 0 | Heating | 135.9585 | 4 | 108.7668 | 108.7668 | 0 | 6 | 0 | 0 | 4 | 0 | 0 | 0 | 6 | 0 | 21.7534 | 0.0083667 | 1 | 0.5 | 0 | 8.2745 | 0 | 8.2745 | 110.9866 | 0 | 6.353 | 0.0048869 | 1 | 0.5 | 0 | 4.1373 | 0 | 4.1373
2007-05-07 02:00 | 5 | 7 | 2 | 127 | 3026 | 39.92 | 117.0937 | 0 | Heating | 117.0937 | 4 | 93.6749 | 93.6749 | 0 | 6 | 0 | 0 | 4 | 0 | 0 | 0 | 6 | 0 | 18.735 | 0.0072058 | 1 | 0.5 | 0 | 8.2745 | 0 | 8.2745 | 95.5867 | 0 | 5.4715 | 0.0042088 | 1 | 0.5 | 0 | 4.1373 | 0 | 4.1373
2007-05-07 03:00 | 5 | 7 | 3 | 127 | 3027 | 41 | 110.7682 | 0 | Heating | 110.7682 | 4 | 88.6146 | 88.6146 | 0 | 6 | 0 | 0 | 4 | 0 | 0 | 0 | 6 | 0 | 17.7229 | 0.0068165 | 1 | 0.5 | 0 | 8.2745 | 0 | 8.2745 | 90.423 | 0 | 5.1759 | 0.0039815 | 1 | 0.5 | 0 | 4.1373 | 0 | 4.1373
2007-05-07 04:00 | 5 | 7 | 4 | 127 | 3028 | 41 | 117.7628 | 0 | Heating | 117.7628 | 4 | 94.2102 | 94.2102 | 0 | 6 | 0 | 0 | 4 | 0 | 0 | 0 | 6 | 0 | 18.842 | 0.0072469 | 1 | 0.5 | 0 | 8.2745 | 0 | 8.2745 | 96.1329 | 0 | 5.5027 | 0.0042329 | 1 | 0.5 | 0 | 4.1373 | 0 | 4.1373
2007-05-07 05:00 | 5 | 7 | 5 | 127 | 3029 | 41 | 184.5508 | 0 | Heating | 184.5508 | 4 | 147.6406 | 147.6406 | 0 | 6 | 0 | 0 | 4 | 0 | 0 | 0 | 6 | 0 | 29.5281 | 0.011357 | 1 | 0.5 | 0 | 8.2745 | 0 | 8.2745 | 150.6537 | 0 | 8.6236 | 0.0066335 | 1 | 0.5 | 0 | 4.1373 | 0 | 4.1373
2007-05-07 06:00 | 5 | 7 | 6 | 127 | 3030 | 39.02 | 1014.3827 | 0 | Heating | 1014.3827 | 4 | 811.5061 | 811.5061 | 0 | 6 | 0 | 0 | 4 | 0 | 0 | 0 | 6 | 0 | 162.3012 | 0.062424 | 1 | 0.5 | 0 | 8.2745 | 0 | 8.2745 | 828.0675 | 0 | 47.3994 | 0.036461 | 1 | 0.5 | 0 | 4.1373 | 0 | 4.1373
2007-05-07 07:00 | 5 | 7 | 7 | 127 | 3031 | 46.04 | 1129.9768 | 0 | Heating | 1129.9768 | 4 | 903.9814 | 903.9814 | 0 | 6 | 0 | 0 | 4 | 0 | 0 | 0 | 6 | 0 | 180.7963 | 0.069537 | 1 | 0.5 | 0 | 8.2745 | 0 | 8.2745 | 922.43 | 0 | 52.8008 | 0.040616 | 1 | 0.5 | 0 | 4.1373 | 0 | 4.1373
2007-05-07 08:00 | 5 | 7 | 8 | 127 | 3032 | 46.04 | 1118.9757 | 0 | Heating | 1118.9757 | 4 | 895.1806 | 895.1806 | 0 | 6 | 0 | 0 | 4 | 0 | 0 | 0 | 6 | 0 | 179.0361 | 0.06886 | 1 | 0.5 | 0 | 8.2745 | 0 | 8.2745 | 913.4496 | 0 | 52.2868 | 0.040221 | 1 | 0.5 | 0 | 4.1373 | 0 | 4.1373
2007-05-07 09:00 | 5 | 7 | 9 | 127 | 3033 | 53.06 | 769.9348 | 0 | Heating | 769.9348 | 4 | 615.9478 | 615.9478 | 0 | 6 | 0 | 0 | 4 | 0 | 0 | 0 | 6 | 0 | 123.1896 | 0.047381 | 1 | 0.5 | 0 | 8.2745 | 0 | 8.2745 | 628.5182 | 0 | 35.977 | 0.027675 | 1 | 0.5 | 0 | 4.1373 | 0 | 4.1373
2007-05-07 10:00 | 5 | 7 | 10 | 127 | 3034 | 55.94 | 409.4585 | 0 | Heating | 409.4585 | 4 | 327.5668 | 327.5668 | 0 | 6 | 0 | 0 | 4 | 0 | 0 | 0 | 6 | 0 | 65.5134 | 0.025197 | 1 | 0.5 | 0 | 8.2745 | 0 | 8.2745 | 334.2518 | 0 | 19.1329 | 0.014718 | 1 | 0.5 | 0 | 4.1373 | 0 | 4.1373
2007-05-07 11:00 | 5 | 7 | 11 | 127 | 3035 | 55.94 | 155.2604 | 0 | Heating | 155.2604 | 4 | 124.2083 | 124.2083 | 0 | 6 | 0 | 0 | 4 | 0 | 0 | 0 | 6 | 0 | 24.8417 | 0.0095545 | 1 | 0.5 | 0 | 8.2745 | 0 | 8.2745 | 126.7432 | 0 | 7.2549 | 0.0055807 | 1 | 0.5 | 0 | 4.1373 | 0 | 4.1373
2007-05-07 12:00 | 5 | 7 | 12 | 127 | 3036 | 59 | 0 | 41.0151 | Cooling | 0 | 4 | 0 | 0 | 0 | 6 | 0 | 41.0151 | 4 | 51.2688 | 51.2688 | 0 | 6 | 0 | 5.1269 | 0.0019719 | 1 | 0.5 | 0 | 8.2745 | 0 | 8.2745 | 0 | 50.2434 | 6.2804 | 0.0048311 | 1 | 0.5 | 0 | 4.1373 | 0 | 4.1373
2007-05-07 13:00 | 5 | 7 | 13 | 127 | 3037 | 62.96 | 0 | 235.0618 | Cooling | 0 | 4 | 0 | 0 | 0 | 6 | 0 | 235.0618 | 4 | 293.8272 | 293.8272 | 0 | 6 | 0 | 29.3827 | 0.011301 | 1 | 0.5 | 0 | 8.2745 | 0 | 8.2745 | 0 | 287.9507 | 35.9938 | 0.027688 | 1 | 0.5 | 0 | 4.1373 | 0 | 4.1373
2007-05-07 14:00 | 5 | 7 | 14 | 127 | 3038 | 62.96 | 0 | 351.0306 | Cooling | 0 | 4 | 0 | 0 | 0 | 6 | 0 | 351.0306 | 4 | 438.7883 | 438.7883 | 0 | 6 | 0 | 43.8788 | 0.016876 | 1 | 0.5 | 0 | 8.2745 | 0 | 8.2745 | 0 | 430.0125 | 53.7516 | 0.041347 | 1 | 0.5 | 0 | 4.1373 | 0 | 4.1373
2007-05-07 15:00 | 5 | 7 | 15 | 127 | 3039 | 64.04 | 0 | 503.6555 | Cooling | 0 | 4 | 0 | 0 | 0 | 6 | 0 | 503.6555 | 4 | 629.5693 | 629.5693 | 0 | 6 | 0 | 62.9569 | 0.024214 | 1 | 0.5 | 0 | 8.2745 | 0 | 8.2745 | 0 | 616.9779 | 77.1222 | 0.059325 | 1 | 0.5 | 0 | 4.1373 | 0 | 4.1373
2007-05-07 16:00 | 5 | 7 | 16 | 127 | 3040 | 64.94 | 0 | 561.6621 | Cooling | 0 | 4 | 0 | 0 | 0 | 6 | 0 | 561.6621 | 4 | 702.0777 | 702.0777 | 0 | 6 | 0 | 70.2078 | 0.027003 | 1 | 0.5 | 0 | 8.2745 | 0 | 8.2745 | 0 | 688.0361 | 86.0045 | 0.066157 | 1 | 0.5 | 0 | 4.1373 | 0 | 4.1373
2007-05-07 17:00 | 5 | 7 | 17 | 127 | 3041 | 64.94 | 0 | 505.5845 | Cooling | 0 | 4 | 0 | 0 | 0 | 6 | 0 | 505.5845 | 4 | 631.9807 | 631.9807 | 0 | 6 | 0 | 63.1981 | 0.024307 | 1 | 0.5 | 0 | 8.2745 | 0 | 8.2745 | 0 | 619.341 | 77.4176 | 0.059552 | 1 | 0.5 | 0 | 4.1373 | 0 | 4.1373
2007-05-07 18:00 | 5 | 7 | 18 | 127 | 3042 | 64.04 | 0 | 187.7008 | Cooling | 0 | 4 | 0 | 0 | 0 | 6 | 0 | 187.7008 | 4 | 234.626 | 234.626 | 0 | 6 | 0 | 23.4626 | 0.0090241 | 1 | 0.5 | 0 | 8.2745 | 0 | 8.2745 | 0 | 229.9334 | 28.7417 | 0.022109 | 1 | 0.5 | 0 | 4.1373 | 0 | 4.1373
2007-05-07 19:00 | 5 | 7 | 19 | 127 | 3043 | 62.96 | 0 | 20.998 | Cooling | 0 | 4 | 0 | 0 | 0 | 6 | 0 | 20.998 | 4 | 26.2475 | 26.2475 | 0 | 6 | 0 | 2.6247 | 0.0010095 | 1 | 0.5 | 0 | 8.2745 | 0 | 8.2745 | 0 | 25.7225 | 3.2153 | 0.0024733 | 1 | 0.5 | 0 | 4.1373 | 0 | 4.1373
2007-05-07 20:00 | 5 | 7 | 20 | 127 | 3044 | 62.96 | 103.8786 | 0 | Heating | 103.8786 | 4 | 83.1029 | 83.1029 | 0 | 6 | 0 | 0 | 4 | 0 | 0 | 0 | 6 | 0 | 16.6206 | 0.0063925 | 1 | 0.5 | 0 | 8.2745 | 0 | 8.2745 | 84.7989 | 0 | 4.854 | 0.0037338 | 1 | 0.5 | 0 | 4.1373 | 0 | 4.1373
2007-05-07 21:00 | 5 | 7 | 21 | 127 | 3045 | 53.96 | 161.576 | 0 | Heating | 161.576 | 4 | 129.2608 | 129.2608 | 0 | 6 | 0 | 0 | 4 | 0 | 0 | 0 | 6 | 0 | 25.8522 | 0.0099431 | 1 | 0.5 | 0 | 8.2745 | 0 | 8.2745 | 131.8988 | 0 | 7.55 | 0.0058077 | 1 | 0.5 | 0 | 4.1373 | 0 | 4.1373
2007-05-07 22:00 | 5 | 7 | 22 | 127 | 3046 | 51.08 | 241.173 | 0 | Heating | 241.173 | 4 | 192.9384 | 192.9384 | 0 | 6 | 0 | 0 | 4 | 0 | 0 | 0 | 6 | 0 | 38.5877 | 0.014841 | 1 | 0.5 | 0 | 8.2745 | 0 | 8.2745 | 196.8759 | 0 | 11.2694 | 0.0086687 | 1 | 0.5 | 0 | 4.1373 | 0 | 4.1373
2007-05-07 23:00 | 5 | 7 | 23 | 127 | 3047 | 51.08 | 281.0518 | 0 | Heating | 281.0518 | 4 | 224.8415 | 224.8415 | 0 | 6 | 0 | 0 | 4 | 0 | 0 | 0 | 6 | 0 | 44.9683 | 0.017295 | 1 | 0.5 | 0 | 8.2745 | 0 | 8.2745 | 229.4301 | 0 | 13.1328 | 0.010102 | 1 | 0.5 | 0 | 4.1373 | 0 | 4.1373
2007-05-08 | 5 | 8 | 0 | 128 | 3048 | 46.94 | 231.1419 | 0 | Heating | 231.1419 | 4 | 184.9135 | 184.9135 | 0 | 6 | 0 | 0 | 4 | 0 | 0 | 0 | 6 | 0 | 36.9827 | 0.014224 | 1 | 0.5 | 0 | 8.2745 | 0 | 8.2745 | 188.6872 | 0 | 10.8006 | 0.0083082 | 1 | 0.5 | 0 | 4.1373 | 0 | 4.1373
2007-05-08 01:00 | 5 | 8 | 1 | 128 | 3049 | 46.94 | 111.4713 | 0 | Heating | 111.4713 | 4 | 89.177 | 89.177 | 0 | 6 | 0 | 0 | 4 | 0 | 0 | 0 | 6 | 0 | 17.8354 | 0.0068598 | 1 | 0.5 | 0 | 8.2745 | 0 | 8.2745 | 90.997 | 0 | 5.2088 | 0.0040067 | 1 | 0.5 | 0 | 4.1373 | 0 | 4.1373
2007-05-08 02:00 | 5 | 8 | 2 | 128 | 3050 | 46.94 | 135.4091 | 0 | Heating | 135.4091 | 4 | 108.3273 | 108.3273 | 0 | 6 | 0 | 0 | 4 | 0 | 0 | 0 | 6 | 0 | 21.6655 | 0.0083329 | 1 | 0.5 | 0 | 8.2745 | 0 | 8.2745 | 110.538 | 0 | 6.3273 | 0.0048672 | 1 | 0.5 | 0 | 4.1373 | 0 | 4.1373
2007-05-08 03:00 | 5 | 8 | 3 | 128 | 3051 | 46.94 | 157.4728 | 0 | Heating | 157.4728 | 4 | 125.9783 | 125.9783 | 0 | 6 | 0 | 0 | 4 | 0 | 0 | 0 | 6 | 0 | 25.1957 | 0.0096906 | 1 | 0.5 | 0 | 8.2745 | 0 | 8.2745 | 128.5493 | 0 | 7.3583 | 0.0056602 | 1 | 0.5 | 0 | 4.1373 | 0 | 4.1373
2007-05-08 04:00 | 5 | 8 | 4 | 128 | 3052 | 46.94 | 202.7169 | 0 | Heating | 202.7169 | 4 | 162.1735 | 162.1735 | 0 | 6 | 0 | 0 | 4 | 0 | 0 | 0 | 6 | 0 | 32.4347 | 0.012475 | 1 | 0.5 | 0 | 8.2745 | 0 | 8.2745 | 165.4832 | 0 | 9.4724 | 0.0072865 | 1 | 0.5 | 0 | 4.1373 | 0 | 4.1373
2007-05-08 05:00 | 5 | 8 | 5 | 128 | 3053 | 46.94 | 357.2348 | 0 | Heating | 357.2348 | 4 | 285.7879 | 285.7879 | 0 | 6 | 0 | 0 | 4 | 0 | 0 | 0 | 6 | 0 | 57.1576 | 0.021984 | 1 | 0.5 | 0 | 8.2745 | 0 | 8.2745 | 291.6203 | 0 | 16.6926 | 0.01284 | 1 | 0.5 | 0 | 4.1373 | 0 | 4.1373
2007-05-08 06:00 | 5 | 8 | 6 | 128 | 3054 | 44.96 | 1614.4727 | 0 | Heating | 1614.4727 | 4 | 1291.5782 | 1291.5782 | 0 | 6 | 0 | 0 | 4 | 0 | 0 | 0 | 6 | 0 | 258.3156 | 0.099352 | 1 | 0.5 | 0 | 8.2745 | 0 | 8.2745 | 1317.9369 | 0 | 75.44 | 0.058031 | 1 | 0.5 | 0 | 4.1373 | 0 | 4.1373
2007-05-08 07:00 | 5 | 8 | 7 | 128 | 3055 | 48.92 | 1564.1902 | 0 | Heating | 1564.1902 | 4 | 1251.3522 | 1251.3522 | 0 | 6 | 0 | 0 | 4 | 0 | 0 | 0 | 6 | 0 | 250.2704 | 0.096258 | 1 | 0.5 | 0 | 8.2745 | 0 | 8.2745 | 1276.89 | 0 | 73.0904 | 0.056223 | 1 | 0.5 | 0 | 4.1373 | 0 | 4.1373
2007-05-08 08:00 | 5 | 8 | 8 | 128 | 3056 | 48.92 | 1480.2633 | 0 | Heating | 1480.2633 | 4 | 1184.2107 | 1184.2107 | 0 | 6 | 0 | 0 | 4 | 0 | 0 | 0 | 6 | 0 | 236.8421 | 0.091093 | 1 | 0.5 | 0 | 8.2745 | 0 | 8.2745 | 1208.3782 | 0 | 69.1688 | 0.053207 | 1 | 0.5 | 0 | 4.1373 | 0 | 4.1373
2007-05-08 09:00 | 5 | 8 | 9 | 128 | 3057 | 57.92 | 1138.0459 | 0 | Heating | 1138.0459 | 4 | 910.4367 | 910.4367 | 0 | 6 | 0 | 0 | 4 | 0 | 0 | 0 | 6 | 0 | 182.0873 | 0.070034 | 1 | 0.5 | 0 | 8.2745 | 0 | 8.2745 | 929.0171 | 0 | 53.1779 | 0.040906 | 1 | 0.5 | 0 | 4.1373 | 0 | 4.1373
2007-05-08 10:00 | 5 | 8 | 10 | 128 | 3058 | 60.98 | 900.7831 | 0 | Heating | 900.7831 | 4 | 720.6265 | 720.6265 | 0 | 6 | 0 | 0 | 4 | 0 | 0 | 0 | 6 | 0 | 144.1253 | 0.055433 | 1 | 0.5 | 0 | 8.2745 | 0 | 8.2745 | 735.3331 | 0 | 42.0912 | 0.032378 | 1 | 0.5 | 0 | 4.1373 | 0 | 4.1373
2007-05-08 11:00 | 5 | 8 | 11 | 128 | 3059 | 60.98 | 657.3362 | 0 | Heating | 657.3362 | 4 | 525.869 | 525.869 | 0 | 6 | 0 | 0 | 4 | 0 | 0 | 0 | 6 | 0 | 105.1738 | 0.040451 | 1 | 0.5 | 0 | 8.2745 | 0 | 8.2745 | 536.601 | 0 | 30.7156 | 0.023627 | 1 | 0.5 | 0 | 4.1373 | 0 | 4.1373
2007-05-08 12:00 | 5 | 8 | 12 | 128 | 3060 | 66.02 | 367.9312 | 0 | Heating | 367.9312 | 4 | 294.345 | 294.345 | 0 | 6 | 0 | 0 | 4 | 0 | 0 | 0 | 6 | 0 | 58.869 | 0.022642 | 1 | 0.5 | 0 | 8.2745 | 0 | 8.2745 | 300.352 | 0 | 17.1924 | 0.013225 | 1 | 0.5 | 0 | 4.1373 | 0 | 4.1373
2007-05-08 13:00 | 5 | 8 | 13 | 128 | 3061 | 68 | 179.1429 | 0 | Heating | 179.1429 | 4 | 143.3143 | 143.3143 | 0 | 6 | 0 | 0 | 4 | 0 | 0 | 0 | 6 | 0 | 28.6629 | 0.011024 | 1 | 0.5 | 0 | 8.2745 | 0 | 8.2745 | 146.2391 | 0 | 8.3709 | 0.0064391 | 1 | 0.5 | 0 | 4.1373 | 0 | 4.1373
2007-05-08 14:00 | 5 | 8 | 14 | 128 | 3062 | 68 | 74.8188 | 0 | Heating | 74.8188 | 4 | 59.855 | 59.855 | 0 | 6 | 0 | 0 | 4 | 0 | 0 | 0 | 6 | 0 | 11.971 | 0.0046042 | 1 | 0.5 | 0 | 8.2745 | 0 | 8.2745 | 61.0766 | 0 | 3.4961 | 0.0026893 | 1 | 0.5 | 0 | 4.1373 | 0 | 4.1373
2007-05-08 15:00 | 5 | 8 | 15 | 128 | 3063 | 71.06 | 0 | 57.9672 | Cooling | 0 | 4 | 0 | 0 | 0 | 6 | 0 | 57.9672 | 4 | 72.459 | 72.459 | 0 | 6 | 0 | 7.2459 | 0.0027869 | 1 | 0.5 | 0 | 8.2745 | 0 | 8.2745 | 0 | 71.0099 | 8.8762 | 0.0068279 | 1 | 0.5 | 0 | 4.1373 | 0 | 4.1373
2007-05-08 16:00 | 5 | 8 | 16 | 128 | 3064 | 71.06 | 0 | 123.1793 | Cooling | 0 | 4 | 0 | 0 | 0 | 6 | 0 | 123.1793 | 4 | 153.9741 | 153.9741 | 0 | 6 | 0 | 15.3974 | 0.0059221 | 1 | 0.5 | 0 | 8.2745 | 0 | 8.2745 | 0 | 150.8946 | 18.8618 | 0.014509 | 1 | 0.5 | 0 | 4.1373 | 0 | 4.1373
2007-05-08 17:00 | 5 | 8 | 17 | 128 | 3065 | 71.06 | 0 | 113.971 | Cooling | 0 | 4 | 0 | 0 | 0 | 6 | 0 | 113.971 | 4 | 142.4638 | 142.4638 | 0 | 6 | 0 | 14.2464 | 0.0054794 | 1 | 0.5 | 0 | 8.2745 | 0 | 8.2745 | 0 | 139.6145 | 17.4518 | 0.013424 | 1 | 0.5 | 0 | 4.1373 | 0 | 4.1373
2007-05-08 18:00 | 5 | 8 | 18 | 128 | 3066 | 71.96 | 47.405 | 0 | Heating | 47.405 | 4 | 37.924 | 37.924 | 0 | 6 | 0 | 0 | 4 | 0 | 0 | 0 | 6 | 0 | 7.5848 | 0.0029172 | 1 | 0.5 | 0 | 8.2745 | 0 | 8.2745 | 38.698 | 0 | 2.2151 | 0.0017039 | 1 | 0.5 | 0 | 4.1373 | 0 | 4.1373
2007-05-08 19:00 | 5 | 8 | 19 | 128 | 3067 | 68 | 286.9864 | 0 | Heating | 286.9864 | 4 | 229.5891 | 229.5891 | 0 | 6 | 0 | 0 | 4 | 0 | 0 | 0 | 6 | 0 | 45.9178 | 0.017661 | 1 | 0.5 | 0 | 8.2745 | 0 | 8.2745 | 234.2746 | 0 | 13.4101 | 0.010315 | 1 | 0.5 | 0 | 4.1373 | 0 | 4.1373
2007-05-08 20:00 | 5 | 8 | 20 | 128 | 3068 | 68 | 548.0728 | 0 | Heating | 548.0728 | 4 | 438.4583 | 438.4583 | 0 | 6 | 0 | 0 | 4 | 0 | 0 | 0 | 6 | 0 | 87.6917 | 0.033728 | 1 | 0.5 | 0 | 8.2745 | 0 | 8.2745 | 447.4064 | 0 | 25.61 | 0.0197 | 1 | 0.5 | 0 | 4.1373 | 0 | 4.1373
2007-05-08 21:00 | 5 | 8 | 21 | 128 | 3069 | 64.04 | 444.6684 | 0 | Heating | 444.6684 | 4 | 355.7347 | 355.7347 | 0 | 6 | 0 | 0 | 4 | 0 | 0 | 0 | 6 | 0 | 71.1469 | 0.027364 | 1 | 0.5 | 0 | 8.2745 | 0 | 8.2745 | 362.9946 | 0 | 20.7782 | 0.015983 | 1 | 0.5 | 0 | 4.1373 | 0 | 4.1373
2007-05-08 22:00 | 5 | 8 | 22 | 128 | 3070 | 62.06 | 526.7417 | 0 | Heating | 526.7417 | 4 | 421.3933 | 421.3933 | 0 | 6 | 0 | 0 | 4 | 0 | 0 | 0 | 6 | 0 | 84.2787 | 0.032415 | 1 | 0.5 | 0 | 8.2745 | 0 | 8.2745 | 429.9932 | 0 | 24.6132 | 0.018933 | 1 | 0.5 | 0 | 4.1373 | 0 | 4.1373
2007-05-08 23:00 | 5 | 8 | 23 | 128 | 3071 | 62.06 | 618.3815 | 0 | Heating | 618.3815 | 4 | 494.7052 | 494.7052 | 0 | 6 | 0 | 0 | 4 | 0 | 0 | 0 | 6 | 0 | 98.941 | 0.038054 | 1 | 0.5 | 0 | 8.2745 | 0 | 8.2745 | 504.8012 | 0 | 28.8953 | 0.022227 | 1 | 0.5 | 0 | 4.1373 | 0 | 4.1373
2007-05-09 | 5 | 9 | 0 | 129 | 3072 | 60.08 | 608.0101 | 0 | Heating | 608.0101 | 4 | 486.4081 | 486.4081 | 0 | 6 | 0 | 0 | 4 | 0 | 0 | 0 | 6 | 0 | 97.2816 | 0.037416 | 1 | 0.5 | 0 | 8.2745 | 0 | 8.2745 | 496.3348 | 0 | 28.4107 | 0.021854 | 1 | 0.5 | 0 | 4.1373 | 0 | 4.1373
2007-05-09 01:00 | 5 | 9 | 1 | 129 | 3073 | 57.92 | 452.1873 | 0 | Heating | 452.1873 | 4 | 361.7499 | 361.7499 | 0 | 6 | 0 | 0 | 4 | 0 | 0 | 0 | 6 | 0 | 72.35 | 0.027827 | 1 | 0.5 | 0 | 8.2745 | 0 | 8.2745 | 369.1325 | 0 | 21.1295 | 0.016253 | 1 | 0.5 | 0 | 4.1373 | 0 | 4.1373
2007-05-09 02:00 | 5 | 9 | 2 | 129 | 3074 | 57.92 | 531.9889 | 0 | Heating | 531.9889 | 4 | 425.5911 | 425.5911 | 0 | 6 | 0 | 0 | 4 | 0 | 0 | 0 | 6 | 0 | 85.1182 | 0.032738 | 1 | 0.5 | 0 | 8.2745 | 0 | 8.2745 | 434.2766 | 0 | 24.8584 | 0.019122 | 1 | 0.5 | 0 | 4.1373 | 0 | 4.1373
2007-05-09 03:00 | 5 | 9 | 3 | 129 | 3075 | 57.02 | 612.328 | 0 | Heating | 612.328 | 4 | 489.8624 | 489.8624 | 0 | 6 | 0 | 0 | 4 | 0 | 0 | 0 | 6 | 0 | 97.9725 | 0.037682 | 1 | 0.5 | 0 | 8.2745 | 0 | 8.2745 | 499.8596 | 0 | 28.6125 | 0.02201 | 1 | 0.5 | 0 | 4.1373 | 0 | 4.1373
2007-05-09 04:00 | 5 | 9 | 4 | 129 | 3076 | 57.02 | 664.7482 | 0 | Heating | 664.7482 | 4 | 531.7986 | 531.7986 | 0 | 6 | 0 | 0 | 4 | 0 | 0 | 0 | 6 | 0 | 106.3597 | 0.040908 | 1 | 0.5 | 0 | 8.2745 | 0 | 8.2745 | 542.6516 | 0 | 31.0619 | 0.023894 | 1 | 0.5 | 0 | 4.1373 | 0 | 4.1373
2007-05-09 05:00 | 5 | 9 | 5 | 129 | 3077 | 55.94 | 806.8801 | 0 | Heating | 806.8801 | 4 | 645.5041 | 645.5041 | 0 | 6 | 0 | 0 | 4 | 0 | 0 | 0 | 6 | 0 | 129.1008 | 0.049654 | 1 | 0.5 | 0 | 8.2745 | 0 | 8.2745 | 658.6776 | 0 | 37.7034 | 0.029003 | 1 | 0.5 | 0 | 4.1373 | 0 | 4.1373
2007-05-09 06:00 | 5 | 9 | 6 | 129 | 3078 | 55.94 | 2666.4627 | 0 | Heating | 2666.4627 | 4 | 2133.1702 | 2133.1702 | 0 | 6 | 0 | 0 | 4 | 0 | 0 | 0 | 6 | 0 | 426.634 | 0.16409 | 1 | 0.5 | 0 | 8.2745 | 0 | 8.2745 | 2176.7042 | 0 | 124.5967 | 0.095844 | 1 | 0.5 | 0 | 4.1373 | 0 | 4.1373
2007-05-09 07:00 | 5 | 9 | 7 | 129 | 3079 | 57.02 | 2195.2621 | 0 | Heating | 2195.2621 | 4 | 1756.2097 | 1756.2097 | 0 | 6 | 0 | 0 | 4 | 0 | 0 | 0 | 6 | 0 | 351.2419 | 0.13509 | 1 | 0.5 | 0 | 8.2745 | 0 | 8.2745 | 1792.0507 | 0 | 102.5787 | 0.078907 | 1 | 0.5 | 0 | 4.1373 | 0 | 4.1373
2007-05-09 08:00 | 5 | 9 | 8 | 129 | 3080 | 57.02 | 1731.6481 | 0 | Heating | 1731.6481 | 4 | 1385.3185 | 1385.3185 | 0 | 6 | 0 | 0 | 4 | 0 | 0 | 0 | 6 | 0 | 277.0637 | 0.10656 | 1 | 0.5 | 0 | 8.2745 | 0 | 8.2745 | 1413.5903 | 0 | 80.9153 | 0.062243 | 1 | 0.5 | 0 | 4.1373 | 0 | 4.1373
2007-05-09 09:00 | 5 | 9 | 9 | 129 | 3081 | 62.06 | 1171.0914 | 0 | Heating | 1171.0914 | 4 | 936.8731 | 936.8731 | 0 | 6 | 0 | 0 | 4 | 0 | 0 | 0 | 6 | 0 | 187.3746 | 0.072067 | 1 | 0.5 | 0 | 8.2745 | 0 | 8.2745 | 955.993 | 0 | 54.722 | 0.042094 | 1 | 0.5 | 0 | 4.1373 | 0 | 4.1373
2007-05-09 10:00 | 5 | 9 | 10 | 129 | 3082 | 64.04 | 832.2711 | 0 | Heating | 832.2711 | 4 | 665.8169 | 665.8169 | 0 | 6 | 0 | 0 | 4 | 0 | 0 | 0 | 6 | 0 | 133.1634 | 0.051217 | 1 | 0.5 | 0 | 8.2745 | 0 | 8.2745 | 679.405 | 0 | 38.8898 | 0.029915 | 1 | 0.5 | 0 | 4.1373 | 0 | 4.1373
2007-05-09 11:00 | 5 | 9 | 11 | 129 | 3083 | 64.04 | 477.3044 | 0 | Heating | 477.3044 | 4 | 381.8435 | 381.8435 | 0 | 6 | 0 | 0 | 4 | 0 | 0 | 0 | 6 | 0 | 76.3687 | 0.029373 | 1 | 0.5 | 0 | 8.2745 | 0 | 8.2745 | 389.6362 | 0 | 22.3032 | 0.017156 | 1 | 0.5 | 0 | 4.1373 | 0 | 4.1373
2007-05-09 12:00 | 5 | 9 | 12 | 129 | 3084 | 66.02 | 195.6267 | 0 | Heating | 195.6267 | 4 | 156.5014 | 156.5014 | 0 | 6 | 0 | 0 | 4 | 0 | 0 | 0 | 6 | 0 | 31.3003 | 0.012039 | 1 | 0.5 | 0 | 8.2745 | 0 | 8.2745 | 159.6953 | 0 | 9.1411 | 0.0070316 | 1 | 0.5 | 0 | 4.1373 | 0 | 4.1373
2007-05-09 13:00 | 5 | 9 | 13 | 129 | 3085 | 66.02 | 19.9892 | 0 | Heating | 19.9892 | 4 | 15.9914 | 15.9914 | 0 | 6 | 0 | 0 | 4 | 0 | 0 | 0 | 6 | 0 | 3.1983 | 0.0012301 | 1 | 0.5 | 0 | 8.2745 | 0 | 8.2745 | 16.3177 | 0 | 0.93404 | 0.00071849 | 1 | 0.5 | 0 | 4.1373 | 0 | 4.1373
2007-05-09 14:00 | 5 | 9 | 14 | 129 | 3086 | 66.02 | 0 | 72.9219 | Cooling | 0 | 4 | 0 | 0 | 0 | 6 | 0 | 72.9219 | 4 | 91.1524 | 91.1524 | 0 | 6 | 0 | 9.1152 | 0.0035059 | 1 | 0.5 | 0 | 8.2745 | 0 | 8.2745 | 0 | 89.3294 | 11.1662 | 0.0085894 | 1 | 0.5 | 0 | 4.1373 | 0 | 4.1373
2007-05-09 15:00 | 5 | 9 | 15 | 129 | 3087 | 64.94 | 0 | 405.8739 | Cooling | 0 | 4 | 0 | 0 | 0 | 6 | 0 | 405.8739 | 4 | 507.3424 | 507.3424 | 0 | 6 | 0 | 50.7342 | 0.019513 | 1 | 0.5 | 0 | 8.2745 | 0 | 8.2745 | 0 | 497.1956 | 62.1494 | 0.047807 | 1 | 0.5 | 0 | 4.1373 | 0 | 4.1373
2007-05-09 16:00 | 5 | 9 | 16 | 129 | 3088 | 64.94 | 0 | 770.9706 | Cooling | 0 | 4 | 0 | 0 | 0 | 6 | 0 | 770.9706 | 4 | 963.7132 | 963.7132 | 0 | 6 | 0 | 96.3713 | 0.037066 | 1 | 0.5 | 0 | 8.2745 | 0 | 8.2745 | 0 | 944.439 | 118.0549 | 0.090811 | 1 | 0.5 | 0 | 4.1373 | 0 | 4.1373
2007-05-09 17:00 | 5 | 9 | 17 | 129 | 3089 | 64.94 | 0 | 874.0607 | Cooling | 0 | 4 | 0 | 0 | 0 | 6 | 0 | 874.0607 | 4 | 1092.5758 | 1092.5758 | 0 | 6 | 0 | 109.2576 | 0.042022 | 1 | 0.5 | 0 | 8.2745 | 0 | 8.2745 | 0 | 1070.7243 | 133.8405 | 0.10295 | 1 | 0.5 | 0 | 4.1373 | 0 | 4.1373
2007-05-09 18:00 | 5 | 9 | 18 | 129 | 3090 | 62.96 | 0 | 579.116 | Cooling | 0 | 4 | 0 | 0 | 0 | 6 | 0 | 579.116 | 4 | 723.8951 | 723.8951 | 0 | 6 | 0 | 72.3895 | 0.027842 | 1 | 0.5 | 0 | 8.2745 | 0 | 8.2745 | 0 | 709.4172 | 88.6771 | 0.068213 | 1 | 0.5 | 0 | 4.1373 | 0 | 4.1373
2007-05-09 19:00 | 5 | 9 | 19 | 129 | 3091 | 62.96 | 0 | 247.2887 | Cooling | 0 | 4 | 0 | 0 | 0 | 6 | 0 | 247.2887 | 4 | 309.1109 | 309.1109 | 0 | 6 | 0 | 30.9111 | 0.011889 | 1 | 0.5 | 0 | 8.2745 | 0 | 8.2745 | 0 | 302.9287 | 37.8661 | 0.029128 | 1 | 0.5 | 0 | 4.1373 | 0 | 4.1373
2007-05-09 20:00 | 5 | 9 | 20 | 129 | 3092 | 62.96 | 0 | 27.9375 | Cooling | 0 | 4 | 0 | 0 | 0 | 6 | 0 | 27.9375 | 4 | 34.9219 | 34.9219 | 0 | 6 | 0 | 3.4922 | 0.0013432 | 1 | 0.5 | 0 | 8.2745 | 0 | 8.2745 | 0 | 34.2235 | 4.2779 | 0.0032907 | 1 | 0.5 | 0 | 4.1373 | 0 | 4.1373
2007-05-09 21:00 | 5 | 9 | 21 | 129 | 3093 | 62.06 | 48.2436 | 0 | Heating | 48.2436 | 4 | 38.5949 | 38.5949 | 0 | 6 | 0 | 0 | 4 | 0 | 0 | 0 | 6 | 0 | 7.719 | 0.0029688 | 1 | 0.5 | 0 | 8.2745 | 0 | 8.2745 | 39.3825 | 0 | 2.2543 | 0.0017341 | 1 | 0.5 | 0 | 4.1373 | 0 | 4.1373
2007-05-09 22:00 | 5 | 9 | 22 | 129 | 3094 | 62.06 | 132.0645 | 0 | Heating | 132.0645 | 4 | 105.6516 | 105.6516 | 0 | 6 | 0 | 0 | 4 | 0 | 0 | 0 | 6 | 0 | 21.1303 | 0.008127 | 1 | 0.5 | 0 | 8.2745 | 0 | 8.2745 | 107.8077 | 0 | 6.171 | 0.0047469 | 1 | 0.5 | 0 | 4.1373 | 0 | 4.1373
2007-05-09 23:00 | 5 | 9 | 23 | 129 | 3095 | 62.06 | 162.6818 | 0 | Heating | 162.6818 | 4 | 130.1454 | 130.1454 | 0 | 6 | 0 | 0 | 4 | 0 | 0 | 0 | 6 | 0 | 26.0291 | 0.010011 | 1 | 0.5 | 0 | 8.2745 | 0 | 8.2745 | 132.8014 | 0 | 7.6017 | 0.0058475 | 1 | 0.5 | 0 | 4.1373 | 0 | 4.1373
2007-05-10 | 5 | 10 | 0 | 130 | 3096 | 62.96 | 126.4177 | 0 | Heating | 126.4177 | 4 | 101.1341 | 101.1341 | 0 | 6 | 0 | 0 | 4 | 0 | 0 | 0 | 6 | 0 | 20.2268 | 0.0077795 | 1 | 0.5 | 0 | 8.2745 | 0 | 8.2745 | 103.1981 | 0 | 5.9072 | 0.004544 | 1 | 0.5 | 0 | 4.1373 | 0 | 4.1373
2007-05-10 01:00 | 5 | 10 | 1 | 130 | 3097 | 62.96 | 7.2325 | 0 | Heating | 7.2325 | 4 | 5.786 | 5.786 | 0 | 6 | 0 | 0 | 4 | 0 | 0 | 0 | 6 | 0 | 1.1572 | 0.00044508 | 1 | 0.5 | 0 | 8.2745 | 0 | 8.2745 | 5.9041 | 0 | 0.33796 | 0.00025997 | 1 | 0.5 | 0 | 4.1373 | 0 | 4.1373
2007-05-10 02:00 | 5 | 10 | 2 | 130 | 3098 | 62.96 | 17.1403 | 0 | Heating | 17.1403 | 4 | 13.7122 | 13.7122 | 0 | 6 | 0 | 0 | 4 | 0 | 0 | 0 | 6 | 0 | 2.7424 | 0.0010548 | 1 | 0.5 | 0 | 8.2745 | 0 | 8.2745 | 13.9921 | 0 | 0.80092 | 0.00061609 | 1 | 0.5 | 0 | 4.1373 | 0 | 4.1373
2007-05-10 03:00 | 5 | 10 | 3 | 130 | 3099 | 62.96 | 26.2851 | 0 | Heating | 26.2851 | 4 | 21.028 | 21.028 | 0 | 6 | 0 | 0 | 4 | 0 | 0 | 0 | 6 | 0 | 4.2056 | 0.0016175 | 1 | 0.5 | 0 | 8.2745 | 0 | 8.2745 | 21.4572 | 0 | 1.2282 | 0.00094479 | 1 | 0.5 | 0 | 4.1373 | 0 | 4.1373
2007-05-10 04:00 | 5 | 10 | 4 | 130 | 3100 | 62.06 | 38.3869 | 0 | Heating | 38.3869 | 4 | 30.7095 | 30.7095 | 0 | 6 | 0 | 0 | 4 | 0 | 0 | 0 | 6 | 0 | 6.1419 | 0.0023623 | 1 | 0.5 | 0 | 8.2745 | 0 | 8.2745 | 31.3362 | 0 | 1.7937 | 0.0013798 | 1 | 0.5 | 0 | 4.1373 | 0 | 4.1373
2007-05-10 05:00 | 5 | 10 | 5 | 130 | 3101 | 62.06 | 80.3429 | 0 | Heating | 80.3429 | 4 | 64.2744 | 64.2744 | 0 | 6 | 0 | 0 | 4 | 0 | 0 | 0 | 6 | 0 | 12.8549 | 0.0049442 | 1 | 0.5 | 0 | 8.2745 | 0 | 8.2745 | 65.5861 | 0 | 3.7542 | 0.0028879 | 1 | 0.5 | 0 | 4.1373 | 0 | 4.1373
2007-05-10 06:00 | 5 | 10 | 6 | 130 | 3102 | 62.96 | 635.6666 | 0 | Heating | 635.6666 | 4 | 508.5333 | 508.5333 | 0 | 6 | 0 | 0 | 4 | 0 | 0 | 0 | 6 | 0 | 101.7067 | 0.039118 | 1 | 0.5 | 0 | 8.2745 | 0 | 8.2745 | 518.9115 | 0 | 29.703 | 0.022848 | 1 | 0.5 | 0 | 4.1373 | 0 | 4.1373
2007-05-10 07:00 | 5 | 10 | 7 | 130 | 3103 | 62.06 | 700.004 | 0 | Heating | 700.004 | 4 | 560.0032 | 560.0032 | 0 | 6 | 0 | 0 | 4 | 0 | 0 | 0 | 6 | 0 | 112.0006 | 0.043077 | 1 | 0.5 | 0 | 8.2745 | 0 | 8.2745 | 571.4318 | 0 | 32.7093 | 0.025161 | 1 | 0.5 | 0 | 4.1373 | 0 | 4.1373
2007-05-10 08:00 | 5 | 10 | 8 | 130 | 3104 | 62.06 | 354.3079 | 0 | Heating | 354.3079 | 4 | 283.4464 | 283.4464 | 0 | 6 | 0 | 0 | 4 | 0 | 0 | 0 | 6 | 0 | 56.6893 | 0.021804 | 1 | 0.5 | 0 | 8.2745 | 0 | 8.2745 | 289.231 | 0 | 16.5559 | 0.012735 | 1 | 0.5 | 0 | 4.1373 | 0 | 4.1373
2007-05-10 09:00 | 5 | 10 | 9 | 130 | 3105 | 66.02 | 0 | 253.4999 | Cooling | 0 | 4 | 0 | 0 | 0 | 6 | 0 | 253.4999 | 4 | 316.8749 | 316.8749 | 0 | 6 | 0 | 31.6875 | 0.012187 | 1 | 0.5 | 0 | 8.2745 | 0 | 8.2745 | 0 | 310.5374 | 38.8172 | 0.029859 | 1 | 0.5 | 0 | 4.1373 | 0 | 4.1373
2007-05-10 10:00 | 5 | 10 | 10 | 130 | 3106 | 69.08 | 0 | 941.839 | Cooling | 0 | 4 | 0 | 0 | 0 | 6 | 0 | 941.839 | 4 | 1177.2987 | 1177.2987 | 0 | 6 | 0 | 117.7299 | 0.045281 | 1 | 0.5 | 0 | 8.2745 | 0 | 8.2745 | 0 | 1153.7527 | 144.2191 | 0.11094 | 1 | 0.5 | 0 | 4.1373 | 0 | 4.1373
2007-05-10 11:00 | 5 | 10 | 11 | 130 | 3107 | 69.98 | 0 | 1558.2218 | Cooling | 0 | 4 | 0 | 0 | 0 | 6 | 0 | 1558.2218 | 4 | 1947.7772 | 1947.7772 | 0 | 6 | 0 | 194.7777 | 0.074915 | 1 | 0.5 | 0 | 8.2745 | 0 | 8.2745 | 0 | 1908.8217 | 238.6027 | 0.18354 | 1 | 0.5 | 0 | 4.1373 | 0 | 4.1373
2007-05-10 12:00 | 5 | 10 | 12 | 130 | 3108 | 75.02 | 0 | 2002.4706 | Cooling | 0 | 4 | 0 | 0 | 0 | 6 | 0 | 2002.4706 | 4 | 2503.0883 | 2503.0883 | 0 | 6 | 0 | 250.3088 | 0.096273 | 1 | 0.5 | 0 | 8.2745 | 0 | 8.2745 | 0 | 2453.0265 | 306.6283 | 0.23587 | 1 | 0.5 | 0 | 4.1373 | 0 | 4.1373
2007-05-10 13:00 | 5 | 10 | 13 | 130 | 3109 | 75.02 | 0 | 2413.5531 | Cooling | 0 | 4 | 0 | 0 | 0 | 6 | 0 | 2413.5531 | 4 | 3016.9413 | 3016.9413 | 0 | 6 | 0 | 301.6941 | 0.11604 | 1 | 0.5 | 0 | 8.2745 | 0 | 8.2745 | 0 | 2956.6025 | 369.5753 | 0.28429 | 1 | 0.56858 | 0 | 5.5603 | 0 | 5.5603
2007-05-10 14:00 | 5 | 10 | 14 | 130 | 3110 | 75.02 | 0 | 2666.1379 | Cooling | 0 | 4 | 0 | 0 | 0 | 6 | 0 | 2666.1379 | 4 | 3332.6724 | 3332.6724 | 0 | 6 | 0 | 333.2672 | 0.12818 | 1 | 0.5 | 0 | 8.2745 | 0 | 8.2745 | 0 | 3266.019 | 408.2524 | 0.31404 | 1 | 0.62808 | 0 | 6.9907 | 0 | 6.9907
2007-05-10 15:00 | 5 | 10 | 15 | 130 | 3111 | 80.6 | 0 | 2951.3721 | Cooling | 0 | 4 | 0 | 0 | 0 | 6 | 0 | 2951.3721 | 4 | 3689.2151 | 3689.2151 | 0 | 6 | 0 | 368.9215 | 0.14189 | 1 | 0.5 | 0 | 8.2745 | 0 | 8.2745 | 0 | 3615.4308 | 451.9289 | 0.34764 | 1 | 0.69528 | 0 | 8.8317 | 0 | 8.8317
2007-05-10 16:00 | 5 | 10 | 16 | 130 | 3112 | 78.98 | 0 | 3048.1698 | Cooling | 0 | 4 | 0 | 0 | 0 | 6 | 0 | 3048.1698 | 4 | 3810.2122 | 3810.2122 | 0 | 6 | 0 | 381.0212 | 0.14655 | 1 | 0.5 | 0 | 8.2745 | 0 | 8.2745 | 0 | 3734.008 | 466.751 | 0.35904 | 1 | 0.71808 | 0 | 9.5121 | 0 | 9.5121
2007-05-10 17:00 | 5 | 10 | 17 | 130 | 3113 | 78.98 | 0 | 2844.8583 | Cooling | 0 | 4 | 0 | 0 | 0 | 6 | 0 | 2844.8583 | 4 | 3556.0728 | 3556.0728 | 0 | 6 | 0 | 355.6073 | 0.13677 | 1 | 0.5 | 0 | 8.2745 | 0 | 8.2745 | 0 | 3484.9514 | 435.6189 | 0.33509 | 1 | 0.67018 | 0 | 8.1157 | 0 | 8.1157
2007-05-10 18:00 | 5 | 10 | 18 | 130 | 3114 | 75.92 | 0 | 2412.0234 | Cooling | 0 | 4 | 0 | 0 | 0 | 6 | 0 | 2412.0234 | 4 | 3015.0292 | 3015.0292 | 0 | 6 | 0 | 301.5029 | 0.11596 | 1 | 0.5 | 0 | 8.2745 | 0 | 8.2745 | 0 | 2954.7286 | 369.3411 | 0.28411 | 1 | 0.56822 | 0 | 5.5522 | 0 | 5.5522
2007-05-10 19:00 | 5 | 10 | 19 | 130 | 3115 | 73.04 | 0 | 2061.2293 | Cooling | 0 | 4 | 0 | 0 | 0 | 6 | 0 | 2061.2293 | 4 | 2576.5366 | 2576.5366 | 0 | 6 | 0 | 257.6537 | 0.099098 | 1 | 0.5 | 0 | 8.2745 | 0 | 8.2745 | 0 | 2525.0059 | 315.6257 | 0.24279 | 1 | 0.5 | 0 | 4.1373 | 0 | 4.1373
2007-05-10 20:00 | 5 | 10 | 20 | 130 | 3116 | 73.04 | 0 | 1677.4719 | Cooling | 0 | 4 | 0 | 0 | 0 | 6 | 0 | 1677.4719 | 4 | 2096.8399 | 2096.8399 | 0 | 6 | 0 | 209.684 | 0.080648 | 1 | 0.5 | 0 | 8.2745 | 0 | 8.2745 | 0 | 2054.9031 | 256.8629 | 0.19759 | 1 | 0.5 | 0 | 4.1373 | 0 | 4.1373
2007-05-10 21:00 | 5 | 10 | 21 | 130 | 3117 | 69.98 | 0 | 1090.1509 | Cooling | 0 | 4 | 0 | 0 | 0 | 6 | 0 | 1090.1509 | 4 | 1362.6886 | 1362.6886 | 0 | 6 | 0 | 136.2689 | 0.052411 | 1 | 0.5 | 0 | 8.2745 | 0 | 8.2745 | 0 | 1335.4348 | 166.9294 | 0.12841 | 1 | 0.5 | 0 | 4.1373 | 0 | 4.1373
2007-05-10 22:00 | 5 | 10 | 22 | 130 | 3118 | 66.02 | 0 | 266.7369 | Cooling | 0 | 4 | 0 | 0 | 0 | 6 | 0 | 266.7369 | 4 | 333.4211 | 333.4211 | 0 | 6 | 0 | 33.3421 | 0.012824 | 1 | 0.5 | 0 | 8.2745 | 0 | 8.2745 | 0 | 326.7526 | 40.8441 | 0.031419 | 1 | 0.5 | 0 | 4.1373 | 0 | 4.1373
2007-05-10 23:00 | 5 | 10 | 23 | 130 | 3119 | 66.02 | 0 | 149.9617 | Cooling | 0 | 4 | 0 | 0 | 0 | 6 | 0 | 149.9617 | 4 | 187.4522 | 187.4522 | 0 | 6 | 0 | 18.7452 | 0.0072097 | 1 | 0.5 | 0 | 8.2745 | 0 | 8.2745 | 0 | 183.7031 | 22.9629 | 0.017664 | 1 | 0.5 | 0 | 4.1373 | 0 | 4.1373
2007-05-11 | 5 | 11 | 0 | 131 | 3120 | 62.96 | 0 | 133.7385 | Cooling | 0 | 4 | 0 | 0 | 0 | 6 | 0 | 133.7385 | 4 | 167.1731 | 167.1731 | 0 | 6 | 0 | 16.7173 | 0.0064297 | 1 | 0.5 | 0 | 8.2745 | 0 | 8.2745 | 0 | 163.8296 | 20.4787 | 0.015753 | 1 | 0.5 | 0 | 4.1373 | 0 | 4.1373
2007-05-11 01:00 | 5 | 11 | 1 | 131 | 3121 | 62.06 | 0 | 190.7004 | Cooling | 0 | 4 | 0 | 0 | 0 | 6 | 0 | 190.7004 | 4 | 238.3755 | 238.3755 | 0 | 6 | 0 | 23.8376 | 0.0091683 | 1 | 0.5 | 0 | 8.2745 | 0 | 8.2745 | 0 | 233.608 | 29.201 | 0.022462 | 1 | 0.5 | 0 | 4.1373 | 0 | 4.1373
2007-05-11 02:00 | 5 | 11 | 2 | 131 | 3122 | 62.06 | 0 | 186.3311 | Cooling | 0 | 4 | 0 | 0 | 0 | 6 | 0 | 186.3311 | 4 | 232.9139 | 232.9139 | 0 | 6 | 0 | 23.2914 | 0.0089582 | 1 | 0.5 | 0 | 8.2745 | 0 | 8.2745 | 0 | 228.2556 | 28.532 | 0.021948 | 1 | 0.5 | 0 | 4.1373 | 0 | 4.1373
2007-05-11 03:00 | 5 | 11 | 3 | 131 | 3123 | 57.02 | 0 | 174.5688 | Cooling | 0 | 4 | 0 | 0 | 0 | 6 | 0 | 174.5688 | 4 | 218.211 | 218.211 | 0 | 6 | 0 | 21.8211 | 0.0083927 | 1 | 0.5 | 0 | 8.2745 | 0 | 8.2745 | 0 | 213.8468 | 26.7308 | 0.020562 | 1 | 0.5 | 0 | 4.1373 | 0 | 4.1373
2007-05-11 04:00 | 5 | 11 | 4 | 131 | 3124 | 57.02 | 0 | 151.644 | Cooling | 0 | 4 | 0 | 0 | 0 | 6 | 0 | 151.644 | 4 | 189.5549 | 189.5549 | 0 | 6 | 0 | 18.9555 | 0.0072906 | 1 | 0.5 | 0 | 8.2745 | 0 | 8.2745 | 0 | 185.7638 | 23.2205 | 0.017862 | 1 | 0.5 | 0 | 4.1373 | 0 | 4.1373
2007-05-11 05:00 | 5 | 11 | 5 | 131 | 3125 | 57.02 | 0 | 110.9072 | Cooling | 0 | 4 | 0 | 0 | 0 | 6 | 0 | 110.9072 | 4 | 138.634 | 138.634 | 0 | 6 | 0 | 13.8634 | 0.0053321 | 1 | 0.5 | 0 | 8.2745 | 0 | 8.2745 | 0 | 135.8613 | 16.9827 | 0.013064 | 1 | 0.5 | 0 | 4.1373 | 0 | 4.1373
2007-05-11 06:00 | 5 | 11 | 6 | 131 | 3126 | 57.02 | 146.8078 | 0 | Heating | 146.8078 | 4 | 117.4463 | 117.4463 | 0 | 6 | 0 | 0 | 4 | 0 | 0 | 0 | 6 | 0 | 23.4893 | 0.0090343 | 1 | 0.5 | 0 | 8.2745 | 0 | 8.2745 | 119.8431 | 0 | 6.8599 | 0.0052769 | 1 | 0.5 | 0 | 4.1373 | 0 | 4.1373
2007-05-11 07:00 | 5 | 11 | 7 | 131 | 3127 | 59 | 264.6539 | 0 | Heating | 264.6539 | 4 | 211.7232 | 211.7232 | 0 | 6 | 0 | 0 | 4 | 0 | 0 | 0 | 6 | 0 | 42.3446 | 0.016286 | 1 | 0.5 | 0 | 8.2745 | 0 | 8.2745 | 216.044 | 0 | 12.3666 | 0.0095127 | 1 | 0.5 | 0 | 4.1373 | 0 | 4.1373
2007-05-11 08:00 | 5 | 11 | 8 | 131 | 3128 | 59 | 0 | 253.844 | Cooling | 0 | 4 | 0 | 0 | 0 | 6 | 0 | 253.844 | 4 | 317.305 | 317.305 | 0 | 6 | 0 | 31.7305 | 0.012204 | 1 | 0.5 | 0 | 8.2745 | 0 | 8.2745 | 0 | 310.9589 | 38.8699 | 0.0299 | 1 | 0.5 | 0 | 4.1373 | 0 | 4.1373
2007-05-11 09:00 | 5 | 11 | 9 | 131 | 3129 | 64.94 | 0 | 873.701 | Cooling | 0 | 4 | 0 | 0 | 0 | 6 | 0 | 873.701 | 4 | 1092.1263 | 1092.1263 | 0 | 6 | 0 | 109.2126 | 0.042005 | 1 | 0.5 | 0 | 8.2745 | 0 | 8.2745 | 0 | 1070.2838 | 133.7855 | 0.10291 | 1 | 0.5 | 0 | 4.1373 | 0 | 4.1373
2007-05-11 10:00 | 5 | 11 | 10 | 131 | 3130 | 66.02 | 0 | 1570.4337 | Cooling | 0 | 4 | 0 | 0 | 0 | 6 | 0 | 1570.4337 | 4 | 1963.0421 | 1963.0421 | 0 | 6 | 0 | 196.3042 | 0.075502 | 1 | 0.5 | 0 | 8.2745 | 0 | 8.2745 | 0 | 1923.7813 | 240.4727 | 0.18498 | 1 | 0.5 | 0 | 4.1373 | 0 | 4.1373
2007-05-11 11:00 | 5 | 11 | 11 | 131 | 3131 | 66.02 | 0 | 2204.4552 | Cooling | 0 | 4 | 0 | 0 | 0 | 6 | 0 | 2204.4552 | 4 | 2755.5691 | 2755.5691 | 0 | 6 | 0 | 275.5569 | 0.10598 | 1 | 0.5 | 0 | 8.2745 | 0 | 8.2745 | 0 | 2700.4577 | 337.5572 | 0.25966 | 1 | 0.51932 | 0 | 4.5142 | 0 | 4.5142
2007-05-11 12:00 | 5 | 11 | 12 | 131 | 3132 | 69.98 | 0 | 2700.5823 | Cooling | 0 | 4 | 0 | 0 | 0 | 6 | 0 | 2700.5823 | 4 | 3375.7279 | 3375.7279 | 0 | 6 | 0 | 337.5728 | 0.12984 | 1 | 0.5 | 0 | 8.2745 | 0 | 8.2745 | 0 | 3308.2134 | 413.5267 | 0.3181 | 1 | 0.63619 | 0 | 7.2001 | 0 | 7.2001
2007-05-11 13:00 | 5 | 11 | 13 | 131 | 3133 | 71.96 | 0 | 3036.2376 | Cooling | 0 | 4 | 0 | 0 | 0 | 6 | 0 | 3036.2376 | 4 | 3795.297 | 3795.297 | 0 | 6 | 0 | 379.5297 | 0.14597 | 1 | 0.5 | 0 | 8.2745 | 0 | 8.2745 | 0 | 3719.3911 | 464.9239 | 0.35763 | 1 | 0.71527 | 0 | 9.4267 | 0 | 9.4267
2007-05-11 14:00 | 5 | 11 | 14 | 131 | 3134 | 71.96 | 0 | 3081.2374 | Cooling | 0 | 4 | 0 | 0 | 0 | 6 | 0 | 3081.2374 | 4 | 3851.5468 | 3851.5468 | 0 | 6 | 0 | 385.1547 | 0.14814 | 1 | 0.5 | 0 | 8.2745 | 0 | 8.2745 | 0 | 3774.5159 | 471.8145 | 0.36293 | 1 | 0.72587 | 0 | 9.7512 | 0 | 9.7512
2007-05-11 15:00 | 5 | 11 | 15 | 131 | 3135 | 73.94 | 0 | 3227.0918 | Cooling | 0 | 4 | 0 | 0 | 0 | 6 | 0 | 3227.0918 | 4 | 4033.8647 | 4033.8647 | 0 | 6 | 0 | 403.3865 | 0.15515 | 1 | 0.5 | 0 | 8.2745 | 0 | 8.2745 | 0 | 3953.1874 | 494.1484 | 0.38011 | 1 | 0.76023 | 0 | 10.8456 | 0 | 10.8456
2007-05-11 16:00 | 5 | 11 | 16 | 131 | 3136 | 73.04 | 0 | 3377.2407 | Cooling | 0 | 4 | 0 | 0 | 0 | 6 | 0 | 3377.2407 | 4 | 4221.5509 | 4221.5509 | 0 | 6 | 0 | 422.1551 | 0.16237 | 1 | 0.5 | 0 | 8.2745 | 0 | 8.2745 | 0 | 4137.1198 | 517.14 | 0.3978 | 1 | 0.7956 | 0 | 12.0415 | 0 | 12.0415
2007-05-11 17:00 | 5 | 11 | 17 | 131 | 3137 | 71.96 | 0 | 3254.0236 | Cooling | 0 | 4 | 0 | 0 | 0 | 6 | 0 | 3254.0236 | 4 | 4067.5294 | 4067.5294 | 0 | 6 | 0 | 406.7529 | 0.15644 | 1 | 0.5 | 0 | 8.2745 | 0 | 8.2745 | 0 | 3986.1789 | 498.2724 | 0.38329 | 1 | 0.76657 | 0 | 11.0549 | 0 | 11.0549
2007-05-11 18:00 | 5 | 11 | 18 | 131 | 3138 | 71.06 | 0 | 2027.8418 | Cooling | 0 | 4 | 0 | 0 | 0 | 6 | 0 | 2027.8418 | 4 | 2534.8023 | 2534.8023 | 0 | 6 | 0 | 253.4802 | 0.097492 | 1 | 0.5 | 0 | 8.2745 | 0 | 8.2745 | 0 | 2484.1062 | 310.5133 | 0.23886 | 1 | 0.5 | 0 | 4.1373 | 0 | 4.1373
2007-05-11 19:00 | 5 | 11 | 19 | 131 | 3139 | 68 | 0 | 1567.1789 | Cooling | 0 | 4 | 0 | 0 | 0 | 6 | 0 | 1567.1789 | 4 | 1958.9736 | 1958.9736 | 0 | 6 | 0 | 195.8974 | 0.075345 | 1 | 0.5 | 0 | 8.2745 | 0 | 8.2745 | 0 | 1919.7941 | 239.9743 | 0.1846 | 1 | 0.5 | 0 | 4.1373 | 0 | 4.1373
2007-05-11 20:00 | 5 | 11 | 20 | 131 | 3140 | 68 | 0 | 993.9371 | Cooling | 0 | 4 | 0 | 0 | 0 | 6 | 0 | 993.9371 | 4 | 1242.4213 | 1242.4213 | 0 | 6 | 0 | 124.2421 | 0.047785 | 1 | 0.5 | 0 | 8.2745 | 0 | 8.2745 | 0 | 1217.5729 | 152.1966 | 0.11707 | 1 | 0.5 | 0 | 4.1373 | 0 | 4.1373
2007-05-11 21:00 | 5 | 11 | 21 | 131 | 3141 | 60.98 | 0 | 563.6488 | Cooling | 0 | 4 | 0 | 0 | 0 | 6 | 0 | 563.6488 | 4 | 704.561 | 704.561 | 0 | 6 | 0 | 70.4561 | 0.027099 | 1 | 0.5 | 0 | 8.2745 | 0 | 8.2745 | 0 | 690.4698 | 86.3087 | 0.066391 | 1 | 0.5 | 0 | 4.1373 | 0 | 4.1373
2007-05-11 22:00 | 5 | 11 | 22 | 131 | 3142 | 57.02 | 0 | 297.5279 | Cooling | 0 | 4 | 0 | 0 | 0 | 6 | 0 | 297.5279 | 4 | 371.9099 | 371.9099 | 0 | 6 | 0 | 37.191 | 0.014304 | 1 | 0.5 | 0 | 8.2745 | 0 | 8.2745 | 0 | 364.4717 | 45.559 | 0.035045 | 1 | 0.5 | 0 | 4.1373 | 0 | 4.1373
2007-05-11 23:00 | 5 | 11 | 23 | 131 | 3143 | 57.02 | 0 | 125.5122 | Cooling | 0 | 4 | 0 | 0 | 0 | 6 | 0 | 125.5122 | 4 | 156.8903 | 156.8903 | 0 | 6 | 0 | 15.689 | 0.0060342 | 1 | 0.5 | 0 | 8.2745 | 0 | 8.2745 | 0 | 153.7525 | 19.2191 | 0.014784 | 1 | 0.5 | 0 | 4.1373 | 0 | 4.1373
2007-05-12 | 5 | 12 | 0 | 132 | 3144 | 53.96 | 0 | 155.5869 | Cooling | 0 | 4 | 0 | 0 | 0 | 6 | 0 | 155.5869 | 4 | 194.4836 | 194.4836 | 0 | 6 | 0 | 19.4484 | 0.0074801 | 1 | 0.5 | 0 | 8.2745 | 0 | 8.2745 | 0 | 190.5939 | 23.8242 | 0.018326 | 1 | 0.5 | 0 | 4.1373 | 0 | 4.1373
2007-05-12 01:00 | 5 | 12 | 1 | 132 | 3145 | 51.98 | 0 | 201.3409 | Cooling | 0 | 4 | 0 | 0 | 0 | 6 | 0 | 201.3409 | 4 | 251.6761 | 251.6761 | 0 | 6 | 0 | 25.1676 | 0.0096798 | 1 | 0.5 | 0 | 8.2745 | 0 | 8.2745 | 0 | 246.6426 | 30.8303 | 0.023716 | 1 | 0.5 | 0 | 4.1373 | 0 | 4.1373
2007-05-12 02:00 | 5 | 12 | 2 | 132 | 3146 | 51.98 | 0 | 188.4111 | Cooling | 0 | 4 | 0 | 0 | 0 | 6 | 0 | 188.4111 | 4 | 235.5139 | 235.5139 | 0 | 6 | 0 | 23.5514 | 0.0090582 | 1 | 0.5 | 0 | 8.2745 | 0 | 8.2745 | 0 | 230.8036 | 28.8505 | 0.022193 | 1 | 0.5 | 0 | 4.1373 | 0 | 4.1373
2007-05-12 03:00 | 5 | 12 | 3 | 132 | 3147 | 55.94 | 0 | 184.6318 | Cooling | 0 | 4 | 0 | 0 | 0 | 6 | 0 | 184.6318 | 4 | 230.7897 | 230.7897 | 0 | 6 | 0 | 23.079 | 0.0088765 | 1 | 0.5 | 0 | 8.2745 | 0 | 8.2745 | 0 | 226.1739 | 28.2717 | 0.021747 | 1 | 0.5 | 0 | 4.1373 | 0 | 4.1373
2007-05-12 04:00 | 5 | 12 | 4 | 132 | 3148 | 55.04 | 0 | 146.3373 | Cooling | 0 | 4 | 0 | 0 | 0 | 6 | 0 | 146.3373 | 4 | 182.9217 | 182.9217 | 0 | 6 | 0 | 18.2922 | 0.0070354 | 1 | 0.5 | 0 | 8.2745 | 0 | 8.2745 | 0 | 179.2632 | 22.4079 | 0.017237 | 1 | 0.5 | 0 | 4.1373 | 0 | 4.1373
2007-05-12 05:00 | 5 | 12 | 5 | 132 | 3149 | 55.04 | 0 | 98.107 | Cooling | 0 | 4 | 0 | 0 | 0 | 6 | 0 | 98.107 | 4 | 122.6337 | 122.6337 | 0 | 6 | 0 | 12.2634 | 0.0047167 | 1 | 0.5 | 0 | 8.2745 | 0 | 8.2745 | 0 | 120.1811 | 15.0226 | 0.011556 | 1 | 0.5 | 0 | 4.1373 | 0 | 4.1373
2007-05-12 06:00 | 5 | 12 | 6 | 132 | 3150 | 57.92 | 0.84164 | 0 | Heating | 0.84164 | 4 | 0.67331 | 0.67331 | 0 | 6 | 0 | 0 | 4 | 0 | 0 | 0 | 6 | 0 | 0.13466 | 5.1793e-05 | 1 | 0.5 | 0 | 8.2745 | 0 | 8.2745 | 0.68705 | 0 | 0.039328 | 3.0252e-05 | 1 | 0.5 | 0 | 4.1373 | 0 | 4.1373
2007-05-12 07:00 | 5 | 12 | 7 | 132 | 3151 | 62.06 | 305.741 | 0 | Heating | 305.741 | 4 | 244.5928 | 244.5928 | 0 | 6 | 0 | 0 | 4 | 0 | 0 | 0 | 6 | 0 | 48.9186 | 0.018815 | 1 | 0.5 | 0 | 8.2745 | 0 | 8.2745 | 249.5845 | 0 | 14.2865 | 0.01099 | 1 | 0.5 | 0 | 4.1373 | 0 | 4.1373
2007-05-12 08:00 | 5 | 12 | 8 | 132 | 3152 | 62.06 | 765.4221 | 0 | Heating | 765.4221 | 4 | 612.3376 | 612.3376 | 0 | 6 | 0 | 0 | 4 | 0 | 0 | 0 | 6 | 0 | 122.4675 | 0.047103 | 1 | 0.5 | 0 | 8.2745 | 0 | 8.2745 | 624.8343 | 0 | 35.7661 | 0.027512 | 1 | 0.5 | 0 | 4.1373 | 0 | 4.1373
2007-05-12 09:00 | 5 | 12 | 9 | 132 | 3153 | 69.98 | 456.9174 | 0 | Heating | 456.9174 | 4 | 365.534 | 365.534 | 0 | 6 | 0 | 0 | 4 | 0 | 0 | 0 | 6 | 0 | 73.1068 | 0.028118 | 1 | 0.5 | 0 | 8.2745 | 0 | 8.2745 | 372.9938 | 0 | 21.3505 | 0.016423 | 1 | 0.5 | 0 | 4.1373 | 0 | 4.1373
2007-05-12 10:00 | 5 | 12 | 10 | 132 | 3154 | 73.04 | 128.1445 | 0 | Heating | 128.1445 | 4 | 102.5156 | 102.5156 | 0 | 6 | 0 | 0 | 4 | 0 | 0 | 0 | 6 | 0 | 20.5031 | 0.0078858 | 1 | 0.5 | 0 | 8.2745 | 0 | 8.2745 | 104.6077 | 0 | 5.9878 | 0.004606 | 1 | 0.5 | 0 | 4.1373 | 0 | 4.1373
2007-05-12 11:00 | 5 | 12 | 11 | 132 | 3155 | 73.04 | 0 | 167.4513 | Cooling | 0 | 4 | 0 | 0 | 0 | 6 | 0 | 167.4513 | 4 | 209.3141 | 209.3141 | 0 | 6 | 0 | 20.9314 | 0.0080505 | 1 | 0.5 | 0 | 8.2745 | 0 | 8.2745 | 0 | 205.1278 | 25.641 | 0.019724 | 1 | 0.5 | 0 | 4.1373 | 0 | 4.1373
2007-05-12 12:00 | 5 | 12 | 12 | 132 | 3156 | 80.06 | 0 | 702.2152 | Cooling | 0 | 4 | 0 | 0 | 0 | 6 | 0 | 702.2152 | 4 | 877.769 | 877.769 | 0 | 6 | 0 | 87.7769 | 0.03376 | 1 | 0.5 | 0 | 8.2745 | 0 | 8.2745 | 0 | 860.2136 | 107.5267 | 0.082713 | 1 | 0.5 | 0 | 4.1373 | 0 | 4.1373
2007-05-12 13:00 | 5 | 12 | 13 | 132 | 3157 | 82.94 | 0 | 1099.4262 | Cooling | 0 | 4 | 0 | 0 | 0 | 6 | 0 | 1099.4262 | 4 | 1374.2828 | 1374.2828 | 0 | 6 | 0 | 137.4283 | 0.052857 | 1 | 0.5 | 0 | 8.2745 | 0 | 8.2745 | 0 | 1346.7971 | 168.3496 | 0.1295 | 1 | 0.5 | 0 | 4.1373 | 0 | 4.1373
2007-05-12 14:00 | 5 | 12 | 14 | 132 | 3158 | 82.94 | 0 | 1613.0493 | Cooling | 0 | 4 | 0 | 0 | 0 | 6 | 0 | 1613.0493 | 4 | 2016.3116 | 2016.3116 | 0 | 6 | 0 | 201.6312 | 0.07755 | 1 | 0.5 | 0 | 8.2745 | 0 | 8.2745 | 0 | 1975.9854 | 246.9982 | 0.19 | 1 | 0.5 | 0 | 4.1373 | 0 | 4.1373
2007-05-12 15:00 | 5 | 12 | 15 | 132 | 3159 | 84.92 | 0 | 1955.5364 | Cooling | 0 | 4 | 0 | 0 | 0 | 6 | 0 | 1955.5364 | 4 | 2444.4205 | 2444.4205 | 0 | 6 | 0 | 244.442 | 0.094016 | 1 | 0.5 | 0 | 8.2745 | 0 | 8.2745 | 0 | 2395.5321 | 299.4415 | 0.23034 | 1 | 0.5 | 0 | 4.1373 | 0 | 4.1373
2007-05-12 16:00 | 5 | 12 | 16 | 132 | 3160 | 84.02 | 0 | 2088.161 | Cooling | 0 | 4 | 0 | 0 | 0 | 6 | 0 | 2088.161 | 4 | 2610.2012 | 2610.2012 | 0 | 6 | 0 | 261.0201 | 0.10039 | 1 | 0.5 | 0 | 8.2745 | 0 | 8.2745 | 0 | 2557.9972 | 319.7496 | 0.24596 | 1 | 0.5 | 0 | 4.1373 | 0 | 4.1373
2007-05-12 17:00 | 5 | 12 | 17 | 132 | 3161 | 84.02 | 0 | 2290.7244 | Cooling | 0 | 4 | 0 | 0 | 0 | 6 | 0 | 2290.7244 | 4 | 2863.4055 | 2863.4055 | 0 | 6 | 0 | 286.3406 | 0.11013 | 1 | 0.5 | 0 | 8.2745 | 0 | 8.2745 | 0 | 2806.1374 | 350.7672 | 0.26982 | 1 | 0.53964 | 0 | 4.9309 | 0 | 4.9309
2007-05-12 18:00 | 5 | 12 | 18 | 132 | 3162 | 80.96 | 0 | 1672.5417 | Cooling | 0 | 4 | 0 | 0 | 0 | 6 | 0 | 1672.5417 | 4 | 2090.6771 | 2090.6771 | 0 | 6 | 0 | 209.0677 | 0.080411 | 1 | 0.5 | 0 | 8.2745 | 0 | 8.2745 | 0 | 2048.8636 | 256.1079 | 0.19701 | 1 | 0.5 | 0 | 4.1373 | 0 | 4.1373
2007-05-12 19:00 | 5 | 12 | 19 | 132 | 3163 | 78.08 | 0 | 919.3954 | Cooling | 0 | 4 | 0 | 0 | 0 | 6 | 0 | 919.3954 | 4 | 1149.2442 | 1149.2442 | 0 | 6 | 0 | 114.9244 | 0.044202 | 1 | 0.5 | 0 | 8.2745 | 0 | 8.2745 | 0 | 1126.2593 | 140.7824 | 0.10829 | 1 | 0.5 | 0 | 4.1373 | 0 | 4.1373
2007-05-12 20:00 | 5 | 12 | 20 | 132 | 3164 | 78.08 | 0 | 736.4401 | Cooling | 0 | 4 | 0 | 0 | 0 | 6 | 0 | 736.4401 | 4 | 920.5501 | 920.5501 | 0 | 6 | 0 | 92.055 | 0.035406 | 1 | 0.5 | 0 | 8.2745 | 0 | 8.2745 | 0 | 902.1391 | 112.7674 | 0.086744 | 1 | 0.5 | 0 | 4.1373 | 0 | 4.1373
2007-05-12 21:00 | 5 | 12 | 21 | 132 | 3165 | 69.98 | 0 | 422.1493 | Cooling | 0 | 4 | 0 | 0 | 0 | 6 | 0 | 422.1493 | 4 | 527.6866 | 527.6866 | 0 | 6 | 0 | 52.7687 | 0.020296 | 1 | 0.5 | 0 | 8.2745 | 0 | 8.2745 | 0 | 517.1329 | 64.6416 | 0.049724 | 1 | 0.5 | 0 | 4.1373 | 0 | 4.1373
2007-05-12 22:00 | 5 | 12 | 22 | 132 | 3166 | 68 | 0 | 265.5979 | Cooling | 0 | 4 | 0 | 0 | 0 | 6 | 0 | 265.5979 | 4 | 331.9974 | 331.9974 | 0 | 6 | 0 | 33.1997 | 0.012769 | 1 | 0.5 | 0 | 8.2745 | 0 | 8.2745 | 0 | 325.3575 | 40.6697 | 0.031284 | 1 | 0.5 | 0 | 4.1373 | 0 | 4.1373
2007-05-12 23:00 | 5 | 12 | 23 | 132 | 3167 | 68 | 0 | 174.1582 | Cooling | 0 | 4 | 0 | 0 | 0 | 6 | 0 | 174.1582 | 4 | 217.6977 | 217.6977 | 0 | 6 | 0 | 21.7698 | 0.008373 | 1 | 0.5 | 0 | 8.2745 | 0 | 8.2745 | 0 | 213.3437 | 26.668 | 0.020514 | 1 | 0.5 | 0 | 4.1373 | 0 | 4.1373
2007-05-13 | 5 | 13 | 0 | 133 | 3168 | 64.04 | 0 | 214.9717 | Cooling | 0 | 4 | 0 | 0 | 0 | 6 | 0 | 214.9717 | 4 | 268.7146 | 268.7146 | 0 | 6 | 0 | 26.8715 | 0.010335 | 1 | 0.5 | 0 | 8.2745 | 0 | 8.2745 | 0 | 263.3403 | 32.9175 | 0.025321 | 1 | 0.5 | 0 | 4.1373 | 0 | 4.1373
2007-05-13 01:00 | 5 | 13 | 1 | 133 | 3169 | 64.94 | 0 | 266.5741 | Cooling | 0 | 4 | 0 | 0 | 0 | 6 | 0 | 266.5741 | 4 | 333.2177 | 333.2177 | 0 | 6 | 0 | 33.3218 | 0.012816 | 1 | 0.5 | 0 | 8.2745 | 0 | 8.2745 | 0 | 326.5533 | 40.8192 | 0.031399 | 1 | 0.5 | 0 | 4.1373 | 0 | 4.1373
2007-05-13 02:00 | 5 | 13 | 2 | 133 | 3170 | 64.94 | 0 | 271.0108 | Cooling | 0 | 4 | 0 | 0 | 0 | 6 | 0 | 271.0108 | 4 | 338.7635 | 338.7635 | 0 | 6 | 0 | 33.8763 | 0.013029 | 1 | 0.5 | 0 | 8.2745 | 0 | 8.2745 | 0 | 331.9882 | 41.4985 | 0.031922 | 1 | 0.5 | 0 | 4.1373 | 0 | 4.1373
2007-05-13 03:00 | 5 | 13 | 3 | 133 | 3171 | 64.04 | 0 | 272.3373 | Cooling | 0 | 4 | 0 | 0 | 0 | 6 | 0 | 272.3373 | 4 | 340.4216 | 340.4216 | 0 | 6 | 0 | 34.0422 | 0.013093 | 1 | 0.5 | 0 | 8.2745 | 0 | 8.2745 | 0 | 333.6132 | 41.7016 | 0.032078 | 1 | 0.5 | 0 | 4.1373 | 0 | 4.1373
2007-05-13 04:00 | 5 | 13 | 4 | 133 | 3172 | 62.96 | 0 | 255.5782 | Cooling | 0 | 4 | 0 | 0 | 0 | 6 | 0 | 255.5782 | 4 | 319.4727 | 319.4727 | 0 | 6 | 0 | 31.9473 | 0.012287 | 1 | 0.5 | 0 | 8.2745 | 0 | 8.2745 | 0 | 313.0833 | 39.1354 | 0.030104 | 1 | 0.5 | 0 | 4.1373 | 0 | 4.1373
2007-05-13 05:00 | 5 | 13 | 5 | 133 | 3173 | 62.96 | 0 | 268.8665 | Cooling | 0 | 4 | 0 | 0 | 0 | 6 | 0 | 268.8665 | 4 | 336.0831 | 336.0831 | 0 | 6 | 0 | 33.6083 | 0.012926 | 1 | 0.5 | 0 | 8.2745 | 0 | 8.2745 | 0 | 329.3615 | 41.1702 | 0.031669 | 1 | 0.5 | 0 | 4.1373 | 0 | 4.1373
2007-05-13 06:00 | 5 | 13 | 6 | 133 | 3174 | 62.06 | 0 | 304.1148 | Cooling | 0 | 4 | 0 | 0 | 0 | 6 | 0 | 304.1148 | 4 | 380.1435 | 380.1435 | 0 | 6 | 0 | 38.0144 | 0.014621 | 1 | 0.5 | 0 | 8.2745 | 0 | 8.2745 | 0 | 372.5407 | 46.5676 | 0.035821 | 1 | 0.5 | 0 | 4.1373 | 0 | 4.1373
2007-05-13 07:00 | 5 | 13 | 7 | 133 | 3175 | 60.98 | 0 | 36.345 | Cooling | 0 | 4 | 0 | 0 | 0 | 6 | 0 | 36.345 | 4 | 45.4313 | 45.4313 | 0 | 6 | 0 | 4.5431 | 0.0017474 | 1 | 0.5 | 0 | 8.2745 | 0 | 8.2745 | 0 | 44.5226 | 5.5653 | 0.004281 | 1 | 0.5 | 0 | 4.1373 | 0 | 4.1373
2007-05-13 08:00 | 5 | 13 | 8 | 133 | 3176 | 60.98 | 0 | 1008.0063 | Cooling | 0 | 4 | 0 | 0 | 0 | 6 | 0 | 1008.0063 | 4 | 1260.0079 | 1260.0079 | 0 | 6 | 0 | 126.0008 | 0.048462 | 1 | 0.5 | 0 | 8.2745 | 0 | 8.2745 | 0 | 1234.8077 | 154.351 | 0.11873 | 1 | 0.5 | 0 | 4.1373 | 0 | 4.1373
2007-05-13 09:00 | 5 | 13 | 9 | 133 | 3177 | 60.98 | 0 | 1323.6979 | Cooling | 0 | 4 | 0 | 0 | 0 | 6 | 0 | 1323.6979 | 4 | 1654.6224 | 1654.6224 | 0 | 6 | 0 | 165.4622 | 0.063639 | 1 | 0.5 | 0 | 8.2745 | 0 | 8.2745 | 0 | 1621.53 | 202.6912 | 0.15592 | 1 | 0.5 | 0 | 4.1373 | 0 | 4.1373
2007-05-13 10:00 | 5 | 13 | 10 | 133 | 3178 | 62.06 | 0 | 2147.8062 | Cooling | 0 | 4 | 0 | 0 | 0 | 6 | 0 | 2147.8062 | 4 | 2684.7577 | 2684.7577 | 0 | 6 | 0 | 268.4758 | 0.10326 | 1 | 0.5 | 0 | 8.2745 | 0 | 8.2745 | 0 | 2631.0626 | 328.8828 | 0.25299 | 1 | 0.50597 | 0 | 4.2518 | 0 | 4.2518
2007-05-13 11:00 | 5 | 13 | 11 | 133 | 3179 | 62.06 | 0 | 2974.341 | Cooling | 0 | 4 | 0 | 0 | 0 | 6 | 0 | 2974.341 | 4 | 3717.9263 | 3717.9263 | 0 | 6 | 0 | 371.7926 | 0.143 | 1 | 0.5 | 0 | 8.2745 | 0 | 8.2745 | 0 | 3643.5678 | 455.446 | 0.35034 | 1 | 0.70069 | 0 | 8.9906 | 0 | 8.9906
2007-05-13 12:00 | 5 | 13 | 12 | 133 | 3180 | 64.94 | 0 | 3639.451 | Cooling | 0 | 4 | 0 | 0 | 0 | 6 | 0 | 3639.451 | 4 | 4549.3138 | 4549.3138 | 0 | 6 | 0 | 454.9314 | 0.17497 | 1 | 0.5 | 0 | 8.2745 | 0 | 8.2745 | 0 | 4458.3275 | 557.2909 | 0.42869 | 1 | 0.85737 | 0 | 14.3011 | 0 | 14.3011
2007-05-13 13:00 | 5 | 13 | 13 | 133 | 3181 | 69.08 | 0 | 4146.6876 | Cooling | 0 | 4 | 0 | 0 | 0 | 6 | 0 | 4146.6876 | 4 | 5183.3596 | 5183.3596 | 0 | 6 | 0 | 518.336 | 0.19936 | 1 | 0.5 | 0 | 8.2745 | 0 | 8.2745 | 0 | 5079.6924 | 634.9615 | 0.48843 | 1 | 0.97686 | 0 | 19.3064 | 0 | 19.3064
2007-05-13 14:00 | 5 | 13 | 14 | 133 | 3182 | 69.08 | 0 | 4465.9303 | Cooling | 0 | 4 | 0 | 0 | 0 | 6 | 0 | 4465.9303 | 4 | 5582.4129 | 5582.4129 | 0 | 6 | 0 | 558.2413 | 0.21471 | 1 | 0.5 | 0 | 8.2745 | 0 | 8.2745 | 0 | 5470.7647 | 683.8456 | 0.52604 | 2 | 0.52604 | 0.52604 | 4.6496 | 4.6496 | 9.2992
2007-05-13 15:00 | 5 | 13 | 15 | 133 | 3183 | 71.06 | 0 | 4678.2437 | Cooling | 0 | 4 | 0 | 0 | 0 | 6 | 0 | 4678.2437 | 4 | 5847.8046 | 5847.8046 | 0 | 6 | 0 | 584.7805 | 0.22492 | 1 | 0.5 | 0 | 8.2745 | 0 | 8.2745 | 0 | 5730.8485 | 716.3561 | 0.55104 | 2 | 0.55104 | 0.55104 | 5.1738 | 5.1738 | 10.3476
2007-05-13 16:00 | 5 | 13 | 16 | 133 | 3184 | 73.04 | 0 | 4663.3578 | Cooling | 0 | 4 | 0 | 0 | 0 | 6 | 0 | 4663.3578 | 4 | 5829.1972 | 5829.1972 | 0 | 6 | 0 | 582.9197 | 0.2242 | 1 | 0.5 | 0 | 8.2745 | 0 | 8.2745 | 0 | 5712.6133 | 714.0767 | 0.54929 | 2 | 0.54929 | 0.54929 | 5.136 | 5.136 | 10.272
2007-05-13 17:00 | 5 | 13 | 17 | 133 | 3185 | 73.04 | 0 | 4593.1348 | Cooling | 0 | 4 | 0 | 0 | 0 | 6 | 0 | 4593.1348 | 4 | 5741.4185 | 5741.4185 | 0 | 6 | 0 | 574.1418 | 0.22082 | 1 | 0.5 | 0 | 8.2745 | 0 | 8.2745 | 0 | 5626.5901 | 703.3238 | 0.54102 | 2 | 0.54102 | 0.54102 | 4.9599 | 4.9599 | 9.9197
2007-05-13 18:00 | 5 | 13 | 18 | 133 | 3186 | 71.96 | 0 | 3957.3497 | Cooling | 0 | 4 | 0 | 0 | 0 | 6 | 0 | 3957.3497 | 4 | 4946.6871 | 4946.6871 | 0 | 6 | 0 | 494.6687 | 0.19026 | 1 | 0.5 | 0 | 8.2745 | 0 | 8.2745 | 0 | 4847.7533 | 605.9692 | 0.46613 | 1 | 0.93226 | 0 | 17.3388 | 0 | 17.3388
2007-05-13 19:00 | 5 | 13 | 19 | 133 | 3187 | 71.06 | 0 | 3137.3293 | Cooling | 0 | 4 | 0 | 0 | 0 | 6 | 0 | 3137.3293 | 4 | 3921.6617 | 3921.6617 | 0 | 6 | 0 | 392.1662 | 0.15083 | 1 | 0.5 | 0 | 8.2745 | 0 | 8.2745 | 0 | 3843.2284 | 480.4036 | 0.36954 | 1 | 0.73908 | 0 | 10.1643 | 0 | 10.1643
2007-05-13 20:00 | 5 | 13 | 20 | 133 | 3188 | 71.06 | 0 | 2359.7537 | Cooling | 0 | 4 | 0 | 0 | 0 | 6 | 0 | 2359.7537 | 4 | 2949.6922 | 2949.6922 | 0 | 6 | 0 | 294.9692 | 0.11345 | 1 | 0.5 | 0 | 8.2745 | 0 | 8.2745 | 0 | 2890.6983 | 361.3373 | 0.27795 | 1 | 0.5559 | 0 | 5.2794 | 0 | 5.2794
2007-05-13 21:00 | 5 | 13 | 21 | 133 | 3189 | 66.92 | 0 | 1427.4589 | Cooling | 0 | 4 | 0 | 0 | 0 | 6 | 0 | 1427.4589 | 4 | 1784.3236 | 1784.3236 | 0 | 6 | 0 | 178.4324 | 0.068628 | 1 | 0.5 | 0 | 8.2745 | 0 | 8.2745 | 0 | 1748.6371 | 218.5796 | 0.16814 | 1 | 0.5 | 0 | 4.1373 | 0 | 4.1373
2007-05-13 22:00 | 5 | 13 | 22 | 133 | 3190 | 62.06 | 0 | 424.272 | Cooling | 0 | 4 | 0 | 0 | 0 | 6 | 0 | 424.272 | 4 | 530.34 | 530.34 | 0 | 6 | 0 | 53.034 | 0.020398 | 1 | 0.5 | 0 | 8.2745 | 0 | 8.2745 | 0 | 519.7332 | 64.9667 | 0.049974 | 1 | 0.5 | 0 | 4.1373 | 0 | 4.1373
2007-05-13 23:00 | 5 | 13 | 23 | 133 | 3191 | 62.06 | 0 | 227.0845 | Cooling | 0 | 4 | 0 | 0 | 0 | 6 | 0 | 227.0845 | 4 | 283.8557 | 283.8557 | 0 | 6 | 0 | 28.3856 | 0.010918 | 1 | 0.5 | 0 | 8.2745 | 0 | 8.2745 | 0 | 278.1785 | 34.7723 | 0.026748 | 1 | 0.5 | 0 | 4.1373 | 0 | 4.1373
2007-05-14 | 5 | 14 | 0 | 134 | 3192 | 57.92 | 0 | 235.1284 | Cooling | 0 | 4 | 0 | 0 | 0 | 6 | 0 | 235.1284 | 4 | 293.9104 | 293.9104 | 0 | 6 | 0 | 29.391 | 0.011304 | 1 | 0.5 | 0 | 8.2745 | 0 | 8.2745 | 0 | 288.0322 | 36.004 | 0.027695 | 1 | 0.5 | 0 | 4.1373 | 0 | 4.1373
2007-05-14 01:00 | 5 | 14 | 1 | 134 | 3193 | 57.92 | 0 | 256.9682 | Cooling | 0 | 4 | 0 | 0 | 0 | 6 | 0 | 256.9682 | 4 | 321.2103 | 321.2103 | 0 | 6 | 0 | 32.121 | 0.012354 | 1 | 0.5 | 0 | 8.2745 | 0 | 8.2745 | 0 | 314.7861 | 39.3483 | 0.030268 | 1 | 0.5 | 0 | 4.1373 | 0 | 4.1373
2007-05-14 02:00 | 5 | 14 | 2 | 134 | 3194 | 57.92 | 0 | 220.8195 | Cooling | 0 | 4 | 0 | 0 | 0 | 6 | 0 | 220.8195 | 4 | 276.0244 | 276.0244 | 0 | 6 | 0 | 27.6024 | 0.010616 | 1 | 0.5 | 0 | 8.2745 | 0 | 8.2745 | 0 | 270.5039 | 33.813 | 0.02601 | 1 | 0.5 | 0 | 4.1373 | 0 | 4.1373
2007-05-14 03:00 | 5 | 14 | 3 | 134 | 3195 | 53.96 | 0 | 198.762 | Cooling | 0 | 4 | 0 | 0 | 0 | 6 | 0 | 198.762 | 4 | 248.4525 | 248.4525 | 0 | 6 | 0 | 24.8453 | 0.0095559 | 1 | 0.5 | 0 | 8.2745 | 0 | 8.2745 | 0 | 243.4835 | 30.4354 | 0.023412 | 1 | 0.5 | 0 | 4.1373 | 0 | 4.1373
2007-05-14 04:00 | 5 | 14 | 4 | 134 | 3196 | 51.98 | 0 | 168.1483 | Cooling | 0 | 4 | 0 | 0 | 0 | 6 | 0 | 168.1483 | 4 | 210.1854 | 210.1854 | 0 | 6 | 0 | 21.0185 | 0.0080841 | 1 | 0.5 | 0 | 8.2745 | 0 | 8.2745 | 0 | 205.9817 | 25.7477 | 0.019806 | 1 | 0.5 | 0 | 4.1373 | 0 | 4.1373
2007-05-14 05:00 | 5 | 14 | 5 | 134 | 3197 | 51.98 | 0 | 137.7682 | Cooling | 0 | 4 | 0 | 0 | 0 | 6 | 0 | 137.7682 | 4 | 172.2102 | 172.2102 | 0 | 6 | 0 | 17.221 | 0.0066235 | 1 | 0.5 | 0 | 8.2745 | 0 | 8.2745 | 0 | 168.766 | 21.0958 | 0.016228 | 1 | 0.5 | 0 | 4.1373 | 0 | 4.1373
2007-05-14 06:00 | 5 | 14 | 6 | 134 | 3198 | 51.08 | 218.5603 | 0 | Heating | 218.5603 | 4 | 174.8482 | 174.8482 | 0 | 6 | 0 | 0 | 4 | 0 | 0 | 0 | 6 | 0 | 34.9696 | 0.01345 | 1 | 0.5 | 0 | 8.2745 | 0 | 8.2745 | 178.4166 | 0 | 10.2127 | 0.007856 | 1 | 0.5 | 0 | 4.1373 | 0 | 4.1373
2007-05-14 07:00 | 5 | 14 | 7 | 134 | 3199 | 50 | 407.3508 | 0 | Heating | 407.3508 | 4 | 325.8807 | 325.8807 | 0 | 6 | 0 | 0 | 4 | 0 | 0 | 0 | 6 | 0 | 65.1761 | 0.025068 | 1 | 0.5 | 0 | 8.2745 | 0 | 8.2745 | 332.5313 | 0 | 19.0344 | 0.014642 | 1 | 0.5 | 0 | 4.1373 | 0 | 4.1373
2007-05-14 08:00 | 5 | 14 | 8 | 134 | 3200 | 50 | 73.106 | 0 | Heating | 73.106 | 4 | 58.4848 | 58.4848 | 0 | 6 | 0 | 0 | 4 | 0 | 0 | 0 | 6 | 0 | 11.697 | 0.0044988 | 1 | 0.5 | 0 | 8.2745 | 0 | 8.2745 | 59.6784 | 0 | 3.416 | 0.0026277 | 1 | 0.5 | 0 | 4.1373 | 0 | 4.1373
2007-05-14 09:00 | 5 | 14 | 9 | 134 | 3201 | 55.94 | 0 | 305.3915 | Cooling | 0 | 4 | 0 | 0 | 0 | 6 | 0 | 305.3915 | 4 | 381.7393 | 381.7393 | 0 | 6 | 0 | 38.1739 | 0.014682 | 1 | 0.5 | 0 | 8.2745 | 0 | 8.2745 | 0 | 374.1045 | 46.7631 | 0.035972 | 1 | 0.5 | 0 | 4.1373 | 0 | 4.1373
2007-05-14 10:00 | 5 | 14 | 10 | 134 | 3202 | 62.96 | 0 | 729.8145 | Cooling | 0 | 4 | 0 | 0 | 0 | 6 | 0 | 729.8145 | 4 | 912.2681 | 912.2681 | 0 | 6 | 0 | 91.2268 | 0.035087 | 1 | 0.5 | 0 | 8.2745 | 0 | 8.2745 | 0 | 894.0227 | 111.7528 | 0.085964 | 1 | 0.5 | 0 | 4.1373 | 0 | 4.1373
2007-05-14 11:00 | 5 | 14 | 11 | 134 | 3203 | 62.96 | 0 | 1060.9942 | Cooling | 0 | 4 | 0 | 0 | 0 | 6 | 0 | 1060.9942 | 4 | 1326.2427 | 1326.2427 | 0 | 6 | 0 | 132.6243 | 0.051009 | 1 | 0.5 | 0 | 8.2745 | 0 | 8.2745 | 0 | 1299.7179 | 162.4647 | 0.12497 | 1 | 0.5 | 0 | 4.1373 | 0 | 4.1373
2007-05-14 12:00 | 5 | 14 | 12 | 134 | 3204 | 69.98 | 0 | 1427.5622 | Cooling | 0 | 4 | 0 | 0 | 0 | 6 | 0 | 1427.5622 | 4 | 1784.4528 | 1784.4528 | 0 | 6 | 0 | 178.4453 | 0.068633 | 1 | 0.5 | 0 | 8.2745 | 0 | 8.2745 | 0 | 1748.7638 | 218.5955 | 0.16815 | 1 | 0.5 | 0 | 4.1373 | 0 | 4.1373
2007-05-14 13:00 | 5 | 14 | 13 | 134 | 3205 | 71.96 | 0 | 1769.9521 | Cooling | 0 | 4 | 0 | 0 | 0 | 6 | 0 | 1769.9521 | 4 | 2212.4401 | 2212.4401 | 0 | 6 | 0 | 221.244 | 0.085094 | 1 | 0.5 | 0 | 8.2745 | 0 | 8.2745 | 0 | 2168.1913 | 271.0239 | 0.20848 | 1 | 0.5 | 0 | 4.1373 | 0 | 4.1373
2007-05-14 14:00 | 5 | 14 | 14 | 134 | 3206 | 71.96 | 0 | 1906.2898 | Cooling | 0 | 4 | 0 | 0 | 0 | 6 | 0 | 1906.2898 | 4 | 2382.8622 | 2382.8622 | 0 | 6 | 0 | 238.2862 | 0.091649 | 1 | 0.5 | 0 | 8.2745 | 0 | 8.2745 | 0 | 2335.205 | 291.9006 | 0.22454 | 1 | 0.5 | 0 | 4.1373 | 0 | 4.1373
2007-05-14 15:00 | 5 | 14 | 15 | 134 | 3207 | 77 | 0 | 2109.9854 | Cooling | 0 | 4 | 0 | 0 | 0 | 6 | 0 | 2109.9854 | 4 | 2637.4818 | 2637.4818 | 0 | 6 | 0 | 263.7482 | 0.10144 | 1 | 0.5 | 0 | 8.2745 | 0 | 8.2745 | 0 | 2584.7321 | 323.0915 | 0.24853 | 1 | 0.5 | 0 | 4.1373 | 0 | 4.1373
2007-05-14 16:00 | 5 | 14 | 16 | 134 | 3208 | 77 | 0 | 2120.4277 | Cooling | 0 | 4 | 0 | 0 | 0 | 6 | 0 | 2120.4277 | 4 | 2650.5346 | 2650.5346 | 0 | 6 | 0 | 265.0535 | 0.10194 | 1 | 0.5 | 0 | 8.2745 | 0 | 8.2745 | 0 | 2597.5239 | 324.6905 | 0.24976 | 1 | 0.5 | 0 | 4.1373 | 0 | 4.1373
2007-05-14 17:00 | 5 | 14 | 17 | 134 | 3209 | 77 | 0 | 1900.7813 | Cooling | 0 | 4 | 0 | 0 | 0 | 6 | 0 | 1900.7813 | 4 | 2375.9767 | 2375.9767 | 0 | 6 | 0 | 237.5977 | 0.091384 | 1 | 0.5 | 0 | 8.2745 | 0 | 8.2745 | 0 | 2328.4571 | 291.0571 | 0.22389 | 1 | 0.5 | 0 | 4.1373 | 0 | 4.1373
2007-05-14 18:00 | 5 | 14 | 18 | 134 | 3210 | 75.92 | 0 | 1080.1563 | Cooling | 0 | 4 | 0 | 0 | 0 | 6 | 0 | 1080.1563 | 4 | 1350.1954 | 1350.1954 | 0 | 6 | 0 | 135.0195 | 0.051931 | 1 | 0.5 | 0 | 8.2745 | 0 | 8.2745 | 0 | 1323.1915 | 165.3989 | 0.12723 | 1 | 0.5 | 0 | 4.1373 | 0 | 4.1373
2007-05-14 19:00 | 5 | 14 | 19 | 134 | 3211 | 73.94 | 0 | 460.2465 | Cooling | 0 | 4 | 0 | 0 | 0 | 6 | 0 | 460.2465 | 4 | 575.3081 | 575.3081 | 0 | 6 | 0 | 57.5308 | 0.022127 | 1 | 0.5 | 0 | 8.2745 | 0 | 8.2745 | 0 | 563.8019 | 70.4752 | 0.054212 | 1 | 0.5 | 0 | 4.1373 | 0 | 4.1373
2007-05-14 20:00 | 5 | 14 | 20 | 134 | 3212 | 73.94 | 0 | 255.0606 | Cooling | 0 | 4 | 0 | 0 | 0 | 6 | 0 | 255.0606 | 4 | 318.8258 | 318.8258 | 0 | 6 | 0 | 31.8826 | 0.012263 | 1 | 0.5 | 0 | 8.2745 | 0 | 8.2745 | 0 | 312.4492 | 39.0562 | 0.030043 | 1 | 0.5 | 0 | 4.1373 | 0 | 4.1373
2007-05-14 21:00 | 5 | 14 | 21 | 134 | 3213 | 69.08 | 0 | 128.4941 | Cooling | 0 | 4 | 0 | 0 | 0 | 6 | 0 | 128.4941 | 4 | 160.6177 | 160.6177 | 0 | 6 | 0 | 16.0618 | 0.0061776 | 1 | 0.5 | 0 | 8.2745 | 0 | 8.2745 | 0 | 157.4053 | 19.6757 | 0.015135 | 1 | 0.5 | 0 | 4.1373 | 0 | 4.1373
2007-05-14 22:00 | 5 | 14 | 22 | 134 | 3214 | 66.02 | 64.7261 | 0 | Heating | 64.7261 | 4 | 51.7809 | 51.7809 | 0 | 6 | 0 | 0 | 4 | 0 | 0 | 0 | 6 | 0 | 10.3562 | 0.0039831 | 1 | 0.5 | 0 | 8.2745 | 0 | 8.2745 | 52.8376 | 0 | 3.0245 | 0.0023265 | 1 | 0.5 | 0 | 4.1373 | 0 | 4.1373
2007-05-14 23:00 | 5 | 14 | 23 | 134 | 3215 | 66.02 | 84.698 | 0 | Heating | 84.698 | 4 | 67.7584 | 67.7584 | 0 | 6 | 0 | 0 | 4 | 0 | 0 | 0 | 6 | 0 | 13.5517 | 0.0052122 | 1 | 0.5 | 0 | 8.2745 | 0 | 8.2745 | 69.1412 | 0 | 3.9577 | 0.0030444 | 1 | 0.5 | 0 | 4.1373 | 0 | 4.1373
2007-05-15 | 5 | 15 | 0 | 135 | 3216 | 64.94 | 47.6536 | 0 | Heating | 47.6536 | 4 | 38.1228 | 38.1228 | 0 | 6 | 0 | 0 | 4 | 0 | 0 | 0 | 6 | 0 | 7.6246 | 0.0029325 | 1 | 0.5 | 0 | 8.2745 | 0 | 8.2745 | 38.9009 | 0 | 2.2267 | 0.0017129 | 1 | 0.5 | 0 | 4.1373 | 0 | 4.1373
2007-05-15 01:00 | 5 | 15 | 1 | 135 | 3217 | 64.04 | 0 | 85.5868 | Cooling | 0 | 4 | 0 | 0 | 0 | 6 | 0 | 85.5868 | 4 | 106.9835 | 106.9835 | 0 | 6 | 0 | 10.6984 | 0.0041148 | 1 | 0.5 | 0 | 8.2745 | 0 | 8.2745 | 0 | 104.8439 | 13.1055 | 0.010081 | 1 | 0.5 | 0 | 4.1373 | 0 | 4.1373
2007-05-15 02:00 | 5 | 15 | 2 | 135 | 3218 | 64.04 | 0 | 87.8378 | Cooling | 0 | 4 | 0 | 0 | 0 | 6 | 0 | 87.8378 | 4 | 109.7972 | 109.7972 | 0 | 6 | 0 | 10.9797 | 0.004223 | 1 | 0.5 | 0 | 8.2745 | 0 | 8.2745 | 0 | 107.6013 | 13.4502 | 0.010346 | 1 | 0.5 | 0 | 4.1373 | 0 | 4.1373
2007-05-15 03:00 | 5 | 15 | 3 | 135 | 3219 | 62.96 | 0 | 72.9993 | Cooling | 0 | 4 | 0 | 0 | 0 | 6 | 0 | 72.9993 | 4 | 91.2492 | 91.2492 | 0 | 6 | 0 | 9.1249 | 0.0035096 | 1 | 0.5 | 0 | 8.2745 | 0 | 8.2745 | 0 | 89.4242 | 11.178 | 0.0085985 | 1 | 0.5 | 0 | 4.1373 | 0 | 4.1373
2007-05-15 04:00 | 5 | 15 | 4 | 135 | 3220 | 64.04 | 0 | 44.6805 | Cooling | 0 | 4 | 0 | 0 | 0 | 6 | 0 | 44.6805 | 4 | 55.8506 | 55.8506 | 0 | 6 | 0 | 5.5851 | 0.0021481 | 1 | 0.5 | 0 | 8.2745 | 0 | 8.2745 | 0 | 54.7336 | 6.8417 | 0.0052628 | 1 | 0.5 | 0 | 4.1373 | 0 | 4.1373
2007-05-15 05:00 | 5 | 15 | 5 | 135 | 3221 | 62.96 | 4.9376 | 0 | Heating | 4.9376 | 4 | 3.9501 | 3.9501 | 0 | 6 | 0 | 0 | 4 | 0 | 0 | 0 | 6 | 0 | 0.79002 | 0.00030385 | 1 | 0.5 | 0 | 8.2745 | 0 | 8.2745 | 4.0307 | 0 | 0.23072 | 0.00017748 | 1 | 0.5 | 0 | 4.1373 | 0 | 4.1373
2007-05-15 06:00 | 5 | 15 | 6 | 135 | 3222 | 62.06 | 697.5984 | 0 | Heating | 697.5984 | 4 | 558.0787 | 558.0787 | 0 | 6 | 0 | 0 | 4 | 0 | 0 | 0 | 6 | 0 | 111.6157 | 0.042929 | 1 | 0.5 | 0 | 8.2745 | 0 | 8.2745 | 569.4681 | 0 | 32.5969 | 0.025075 | 1 | 0.5 | 0 | 4.1373 | 0 | 4.1373
2007-05-15 07:00 | 5 | 15 | 7 | 135 | 3223 | 62.96 | 861.0647 | 0 | Heating | 861.0647 | 4 | 688.8518 | 688.8518 | 0 | 6 | 0 | 0 | 4 | 0 | 0 | 0 | 6 | 0 | 137.7704 | 0.052989 | 1 | 0.5 | 0 | 8.2745 | 0 | 8.2745 | 702.91 | 0 | 40.2353 | 0.03095 | 1 | 0.5 | 0 | 4.1373 | 0 | 4.1373
2007-05-15 08:00 | 5 | 15 | 8 | 135 | 3224 | 64.04 | 753.2017 | 0 | Heating | 753.2017 | 4 | 602.5614 | 602.5614 | 0 | 6 | 0 | 0 | 4 | 0 | 0 | 0 | 6 | 0 | 120.5123 | 0.046351 | 1 | 0.5 | 0 | 8.2745 | 0 | 8.2745 | 614.8585 | 0 | 35.1951 | 0.027073 | 1 | 0.5 | 0 | 4.1373 | 0 | 4.1373
2007-05-15 09:00 | 5 | 15 | 9 | 135 | 3225 | 66.02 | 304.85 | 0 | Heating | 304.85 | 4 | 243.88 | 243.88 | 0 | 6 | 0 | 0 | 4 | 0 | 0 | 0 | 6 | 0 | 48.776 | 0.01876 | 1 | 0.5 | 0 | 8.2745 | 0 | 8.2745 | 248.8572 | 0 | 14.2448 | 0.010958 | 1 | 0.5 | 0 | 4.1373 | 0 | 4.1373
2007-05-15 10:00 | 5 | 15 | 10 | 135 | 3226 | 64.94 | 55.9079 | 0 | Heating | 55.9079 | 4 | 44.7263 | 44.7263 | 0 | 6 | 0 | 0 | 4 | 0 | 0 | 0 | 6 | 0 | 8.9453 | 0.0034405 | 1 | 0.5 | 0 | 8.2745 | 0 | 8.2745 | 45.6391 | 0 | 2.6124 | 0.0020096 | 1 | 0.5 | 0 | 4.1373 | 0 | 4.1373
2007-05-15 11:00 | 5 | 15 | 11 | 135 | 3227 | 64.94 | 0 | 100.5418 | Cooling | 0 | 4 | 0 | 0 | 0 | 6 | 0 | 100.5418 | 4 | 125.6772 | 125.6772 | 0 | 6 | 0 | 12.5677 | 0.0048337 | 1 | 0.5 | 0 | 8.2745 | 0 | 8.2745 | 0 | 123.1637 | 15.3955 | 0.011843 | 1 | 0.5 | 0 | 4.1373 | 0 | 4.1373
2007-05-15 12:00 | 5 | 15 | 12 | 135 | 3228 | 66.92 | 0 | 413.8321 | Cooling | 0 | 4 | 0 | 0 | 0 | 6 | 0 | 413.8321 | 4 | 517.2902 | 517.2902 | 0 | 6 | 0 | 51.729 | 0.019896 | 1 | 0.5 | 0 | 8.2745 | 0 | 8.2745 | 0 | 506.9444 | 63.368 | 0.048745 | 1 | 0.5 | 0 | 4.1373 | 0 | 4.1373
2007-05-15 13:00 | 5 | 15 | 13 | 135 | 3229 | 69.98 | 0 | 731.915 | Cooling | 0 | 4 | 0 | 0 | 0 | 6 | 0 | 731.915 | 4 | 914.8938 | 914.8938 | 0 | 6 | 0 | 91.4894 | 0.035188 | 1 | 0.5 | 0 | 8.2745 | 0 | 8.2745 | 0 | 896.5959 | 112.0745 | 0.086211 | 1 | 0.5 | 0 | 4.1373 | 0 | 4.1373
2007-05-15 14:00 | 5 | 15 | 14 | 135 | 3230 | 71.96 | 0 | 942.4386 | Cooling | 0 | 4 | 0 | 0 | 0 | 6 | 0 | 942.4386 | 4 | 1178.0482 | 1178.0482 | 0 | 6 | 0 | 117.8048 | 0.04531 | 1 | 0.5 | 0 | 8.2745 | 0 | 8.2745 | 0 | 1154.4873 | 144.3109 | 0.11101 | 1 | 0.5 | 0 | 4.1373 | 0 | 4.1373
2007-05-15 15:00 | 5 | 15 | 15 | 135 | 3231 | 71.06 | 0 | 1140.4081 | Cooling | 0 | 4 | 0 | 0 | 0 | 6 | 0 | 1140.4081 | 4 | 1425.5101 | 1425.5101 | 0 | 6 | 0 | 142.551 | 0.054827 | 1 | 0.5 | 0 | 8.2745 | 0 | 8.2745 | 0 | 1396.9999 | 174.625 | 0.13433 | 1 | 0.5 | 0 | 4.1373 | 0 | 4.1373
2007-05-15 16:00 | 5 | 15 | 16 | 135 | 3232 | 69.08 | 0 | 1160.1494 | Cooling | 0 | 4 | 0 | 0 | 0 | 6 | 0 | 1160.1494 | 4 | 1450.1868 | 1450.1868 | 0 | 6 | 0 | 145.0187 | 0.055776 | 1 | 0.5 | 0 | 8.2745 | 0 | 8.2745 | 0 | 1421.1831 | 177.6479 | 0.13665 | 1 | 0.5 | 0 | 4.1373 | 0 | 4.1373
2007-05-15 17:00 | 5 | 15 | 17 | 135 | 3233 | 69.08 | 0 | 1071.947 | Cooling | 0 | 4 | 0 | 0 | 0 | 6 | 0 | 1071.947 | 4 | 1339.9338 | 1339.9338 | 0 | 6 | 0 | 133.9934 | 0.051536 | 1 | 0.5 | 0 | 8.2745 | 0 | 8.2745 | 0 | 1313.1351 | 164.1419 | 0.12626 | 1 | 0.5 | 0 | 4.1373 | 0 | 4.1373
2007-05-15 18:00 | 5 | 15 | 18 | 135 | 3234 | 69.08 | 0 | 595.4509 | Cooling | 0 | 4 | 0 | 0 | 0 | 6 | 0 | 595.4509 | 4 | 744.3136 | 744.3136 | 0 | 6 | 0 | 74.4314 | 0.028627 | 1 | 0.5 | 0 | 8.2745 | 0 | 8.2745 | 0 | 729.4273 | 91.1784 | 0.070137 | 1 | 0.5 | 0 | 4.1373 | 0 | 4.1373
2007-05-15 19:00 | 5 | 15 | 19 | 135 | 3235 | 69.98 | 0 | 294.4783 | Cooling | 0 | 4 | 0 | 0 | 0 | 6 | 0 | 294.4783 | 4 | 368.0979 | 368.0979 | 0 | 6 | 0 | 36.8098 | 0.014158 | 1 | 0.5 | 0 | 8.2745 | 0 | 8.2745 | 0 | 360.7359 | 45.092 | 0.034686 | 1 | 0.5 | 0 | 4.1373 | 0 | 4.1373
2007-05-15 20:00 | 5 | 15 | 20 | 135 | 3236 | 69.98 | 0 | 161.5861 | Cooling | 0 | 4 | 0 | 0 | 0 | 6 | 0 | 161.5861 | 4 | 201.9827 | 201.9827 | 0 | 6 | 0 | 20.1983 | 0.0077686 | 1 | 0.5 | 0 | 8.2745 | 0 | 8.2745 | 0 | 197.943 | 24.7429 | 0.019033 | 1 | 0.5 | 0 | 4.1373 | 0 | 4.1373
2007-05-15 21:00 | 5 | 15 | 21 | 135 | 3237 | 69.98 | 0 | 69.4036 | Cooling | 0 | 4 | 0 | 0 | 0 | 6 | 0 | 69.4036 | 4 | 86.7545 | 86.7545 | 0 | 6 | 0 | 8.6755 | 0.0033367 | 1 | 0.5 | 0 | 8.2745 | 0 | 8.2745 | 0 | 85.0194 | 10.6274 | 0.0081749 | 1 | 0.5 | 0 | 4.1373 | 0 | 4.1373
2007-05-15 22:00 | 5 | 15 | 22 | 135 | 3238 | 69.98 | 69.3858 | 0 | Heating | 69.3858 | 4 | 55.5086 | 55.5086 | 0 | 6 | 0 | 0 | 4 | 0 | 0 | 0 | 6 | 0 | 11.1017 | 0.0042699 | 1 | 0.5 | 0 | 8.2745 | 0 | 8.2745 | 56.6414 | 0 | 3.2422 | 0.002494 | 1 | 0.5 | 0 | 4.1373 | 0 | 4.1373
2007-05-15 23:00 | 5 | 15 | 23 | 135 | 3239 | 69.98 | 82.5853 | 0 | Heating | 82.5853 | 4 | 66.0682 | 66.0682 | 0 | 6 | 0 | 0 | 4 | 0 | 0 | 0 | 6 | 0 | 13.2136 | 0.0050822 | 1 | 0.5 | 0 | 8.2745 | 0 | 8.2745 | 67.4166 | 0 | 3.859 | 0.0029685 | 1 | 0.5 | 0 | 4.1373 | 0 | 4.1373
2007-05-16 | 5 | 16 | 0 | 136 | 3240 | 69.8 | 47.2289 | 0 | Heating | 47.2289 | 4 | 37.7831 | 37.7831 | 0 | 6 | 0 | 0 | 4 | 0 | 0 | 0 | 6 | 0 | 7.5566 | 0.0029064 | 1 | 0.5 | 0 | 8.2745 | 0 | 8.2745 | 38.5542 | 0 | 2.2069 | 0.0016976 | 1 | 0.5 | 0 | 4.1373 | 0 | 4.1373
2007-05-16 01:00 | 5 | 16 | 1 | 136 | 3241 | 69.98 | 0 | 61.4637 | Cooling | 0 | 4 | 0 | 0 | 0 | 6 | 0 | 61.4637 | 4 | 76.8296 | 76.8296 | 0 | 6 | 0 | 7.683 | 0.002955 | 1 | 0.5 | 0 | 8.2745 | 0 | 8.2745 | 0 | 75.293 | 9.4116 | 0.0072397 | 1 | 0.5 | 0 | 4.1373 | 0 | 4.1373
2007-05-16 02:00 | 5 | 16 | 2 | 136 | 3242 | 69.98 | 0 | 54.4145 | Cooling | 0 | 4 | 0 | 0 | 0 | 6 | 0 | 54.4145 | 4 | 68.0182 | 68.0182 | 0 | 6 | 0 | 6.8018 | 0.0026161 | 1 | 0.5 | 0 | 8.2745 | 0 | 8.2745 | 0 | 66.6578 | 8.3322 | 0.0064094 | 1 | 0.5 | 0 | 4.1373 | 0 | 4.1373
2007-05-16 03:00 | 5 | 16 | 3 | 136 | 3243 | 69.8 | 0 | 38.9624 | Cooling | 0 | 4 | 0 | 0 | 0 | 6 | 0 | 38.9624 | 4 | 48.703 | 48.703 | 0 | 6 | 0 | 4.8703 | 0.0018732 | 1 | 0.5 | 0 | 8.2745 | 0 | 8.2745 | 0 | 47.7289 | 5.9661 | 0.0045893 | 1 | 0.5 | 0 | 4.1373 | 0 | 4.1373
2007-05-16 04:00 | 5 | 16 | 4 | 136 | 3244 | 69.08 | 0 | 14.2036 | Cooling | 0 | 4 | 0 | 0 | 0 | 6 | 0 | 14.2036 | 4 | 17.7545 | 17.7545 | 0 | 6 | 0 | 1.7754 | 0.00068287 | 1 | 0.5 | 0 | 8.2745 | 0 | 8.2745 | 0 | 17.3994 | 2.1749 | 0.001673 | 1 | 0.5 | 0 | 4.1373 | 0 | 4.1373
2007-05-16 05:00 | 5 | 16 | 5 | 136 | 3245 | 69.08 | 29.5321 | 0 | Heating | 29.5321 | 4 | 23.6257 | 23.6257 | 0 | 6 | 0 | 0 | 4 | 0 | 0 | 0 | 6 | 0 | 4.7251 | 0.0018174 | 1 | 0.5 | 0 | 8.2745 | 0 | 8.2745 | 24.1079 | 0 | 1.38 | 0.0010615 | 1 | 0.5 | 0 | 4.1373 | 0 | 4.1373
2007-05-16 06:00 | 5 | 16 | 6 | 136 | 3246 | 66.92 | 681.0559 | 0 | Heating | 681.0559 | 4 | 544.8447 | 544.8447 | 0 | 6 | 0 | 0 | 4 | 0 | 0 | 0 | 6 | 0 | 108.9689 | 0.041911 | 1 | 0.5 | 0 | 8.2745 | 0 | 8.2745 | 555.964 | 0 | 31.8239 | 0.02448 | 1 | 0.5 | 0 | 4.1373 | 0 | 4.1373
2007-05-16 07:00 | 5 | 16 | 7 | 136 | 3247 | 66.02 | 867.9432 | 0 | Heating | 867.9432 | 4 | 694.3545 | 694.3545 | 0 | 6 | 0 | 0 | 4 | 0 | 0 | 0 | 6 | 0 | 138.8709 | 0.053412 | 1 | 0.5 | 0 | 8.2745 | 0 | 8.2745 | 708.525 | 0 | 40.5567 | 0.031197 | 1 | 0.5 | 0 | 4.1373 | 0 | 4.1373
2007-05-16 08:00 | 5 | 16 | 8 | 136 | 3248 | 66.02 | 813.6577 | 0 | Heating | 813.6577 | 4 | 650.9262 | 650.9262 | 0 | 6 | 0 | 0 | 4 | 0 | 0 | 0 | 6 | 0 | 130.1852 | 0.050071 | 1 | 0.5 | 0 | 8.2745 | 0 | 8.2745 | 664.2104 | 0 | 38.0201 | 0.029246 | 1 | 0.5 | 0 | 4.1373 | 0 | 4.1373
2007-05-16 09:00 | 5 | 16 | 9 | 136 | 3249 | 69.08 | 474.4053 | 0 | Heating | 474.4053 | 4 | 379.5242 | 379.5242 | 0 | 6 | 0 | 0 | 4 | 0 | 0 | 0 | 6 | 0 | 75.9048 | 0.029194 | 1 | 0.5 | 0 | 8.2745 | 0 | 8.2745 | 387.2696 | 0 | 22.1677 | 0.017052 | 1 | 0.5 | 0 | 4.1373 | 0 | 4.1373
2007-05-16 10:00 | 5 | 16 | 10 | 136 | 3250 | 71.06 | 185.467 | 0 | Heating | 185.467 | 4 | 148.3736 | 148.3736 | 0 | 6 | 0 | 0 | 4 | 0 | 0 | 0 | 6 | 0 | 29.6747 | 0.011413 | 1 | 0.5 | 0 | 8.2745 | 0 | 8.2745 | 151.4016 | 0 | 8.6664 | 0.0066664 | 1 | 0.5 | 0 | 4.1373 | 0 | 4.1373
2007-05-16 11:00 | 5 | 16 | 11 | 136 | 3251 | 71.06 | 0 | 46.4543 | Cooling | 0 | 4 | 0 | 0 | 0 | 6 | 0 | 46.4543 | 4 | 58.0679 | 58.0679 | 0 | 6 | 0 | 5.8068 | 0.0022334 | 1 | 0.5 | 0 | 8.2745 | 0 | 8.2745 | 0 | 56.9066 | 7.1133 | 0.0054718 | 1 | 0.5 | 0 | 4.1373 | 0 | 4.1373
2007-05-16 12:00 | 5 | 16 | 12 | 136 | 3252 | 73.4 | 0 | 208.309 | Cooling | 0 | 4 | 0 | 0 | 0 | 6 | 0 | 208.309 | 4 | 260.3863 | 260.3863 | 0 | 6 | 0 | 26.0386 | 0.010015 | 1 | 0.5 | 0 | 8.2745 | 0 | 8.2745 | 0 | 255.1785 | 31.8973 | 0.024536 | 1 | 0.5 | 0 | 4.1373 | 0 | 4.1373
2007-05-16 13:00 | 5 | 16 | 13 | 136 | 3253 | 73.04 | 0 | 355.7395 | Cooling | 0 | 4 | 0 | 0 | 0 | 6 | 0 | 355.7395 | 4 | 444.6744 | 444.6744 | 0 | 6 | 0 | 44.4674 | 0.017103 | 1 | 0.5 | 0 | 8.2745 | 0 | 8.2745 | 0 | 435.7809 | 54.4726 | 0.041902 | 1 | 0.5 | 0 | 4.1373 | 0 | 4.1373
2007-05-16 14:00 | 5 | 16 | 14 | 136 | 3254 | 73.04 | 0 | 489.1854 | Cooling | 0 | 4 | 0 | 0 | 0 | 6 | 0 | 489.1854 | 4 | 611.4818 | 611.4818 | 0 | 6 | 0 | 61.1482 | 0.023519 | 1 | 0.5 | 0 | 8.2745 | 0 | 8.2745 | 0 | 599.2522 | 74.9065 | 0.05762 | 1 | 0.5 | 0 | 4.1373 | 0 | 4.1373
2007-05-16 15:00 | 5 | 16 | 15 | 136 | 3255 | 71.06 | 0 | 966.5261 | Cooling | 0 | 4 | 0 | 0 | 0 | 6 | 0 | 966.5261 | 4 | 1208.1576 | 1208.1576 | 0 | 6 | 0 | 120.8158 | 0.046468 | 1 | 0.5 | 0 | 8.2745 | 0 | 8.2745 | 0 | 1183.9944 | 147.9993 | 0.11385 | 1 | 0.5 | 0 | 4.1373 | 0 | 4.1373
2007-05-16 16:00 | 5 | 16 | 16 | 136 | 3256 | 69.98 | 0 | 973.1372 | Cooling | 0 | 4 | 0 | 0 | 0 | 6 | 0 | 973.1372 | 4 | 1216.4215 | 1216.4215 | 0 | 6 | 0 | 121.6422 | 0.046785 | 1 | 0.5 | 0 | 8.2745 | 0 | 8.2745 | 0 | 1192.0931 | 149.0116 | 0.11462 | 1 | 0.5 | 0 | 4.1373 | 0 | 4.1373
2007-05-16 17:00 | 5 | 16 | 17 | 136 | 3257 | 71.06 | 0 | 423.3741 | Cooling | 0 | 4 | 0 | 0 | 0 | 6 | 0 | 423.3741 | 4 | 529.2177 | 529.2177 | 0 | 6 | 0 | 52.9218 | 0.020355 | 1 | 0.5 | 0 | 8.2745 | 0 | 8.2745 | 0 | 518.6333 | 64.8292 | 0.049869 | 1 | 0.5 | 0 | 4.1373 | 0 | 4.1373
2007-05-16 18:00 | 5 | 16 | 18 | 136 | 3258 | 69.98 | 0 | 220.4285 | Cooling | 0 | 4 | 0 | 0 | 0 | 6 | 0 | 220.4285 | 4 | 275.5356 | 275.5356 | 0 | 6 | 0 | 27.5536 | 0.010598 | 1 | 0.5 | 0 | 8.2745 | 0 | 8.2745 | 0 | 270.0249 | 33.7531 | 0.025964 | 1 | 0.5 | 0 | 4.1373 | 0 | 4.1373
2007-05-16 19:00 | 5 | 16 | 19 | 136 | 3259 | 69.98 | 0 | 118.9224 | Cooling | 0 | 4 | 0 | 0 | 0 | 6 | 0 | 118.9224 | 4 | 148.6531 | 148.6531 | 0 | 6 | 0 | 14.8653 | 0.0057174 | 1 | 0.5 | 0 | 8.2745 | 0 | 8.2745 | 0 | 145.68 | 18.21 | 0.014008 | 1 | 0.5 | 0 | 4.1373 | 0 | 4.1373
2007-05-16 20:00 | 5 | 16 | 20 | 136 | 3260 | 69.98 | 0 | 31.5357 | Cooling | 0 | 4 | 0 | 0 | 0 | 6 | 0 | 31.5357 | 4 | 39.4196 | 39.4196 | 0 | 6 | 0 | 3.942 | 0.0015161 | 1 | 0.5 | 0 | 8.2745 | 0 | 8.2745 | 0 | 38.6312 | 4.8289 | 0.0037145 | 1 | 0.5 | 0 | 4.1373 | 0 | 4.1373
2007-05-16 21:00 | 5 | 16 | 21 | 136 | 3261 | 62.6 | 7.2757 | 0 | Heating | 7.2757 | 4 | 5.8205 | 5.8205 | 0 | 6 | 0 | 0 | 4 | 0 | 0 | 0 | 6 | 0 | 1.1641 | 0.00044773 | 1 | 0.5 | 0 | 8.2745 | 0 | 8.2745 | 5.9393 | 0 | 0.33997 | 0.00026152 | 1 | 0.5 | 0 | 4.1373 | 0 | 4.1373
2007-05-16 22:00 | 5 | 16 | 22 | 136 | 3262 | 53.06 | 91.2861 | 0 | Heating | 91.2861 | 4 | 73.0289 | 73.0289 | 0 | 6 | 0 | 0 | 4 | 0 | 0 | 0 | 6 | 0 | 14.6058 | 0.0056176 | 1 | 0.5 | 0 | 8.2745 | 0 | 8.2745 | 74.5193 | 0 | 4.2656 | 0.0032812 | 1 | 0.5 | 0 | 4.1373 | 0 | 4.1373
2007-05-16 23:00 | 5 | 16 | 23 | 136 | 3263 | 51.08 | 97.8383 | 0 | Heating | 97.8383 | 4 | 78.2706 | 78.2706 | 0 | 6 | 0 | 0 | 4 | 0 | 0 | 0 | 6 | 0 | 15.6541 | 0.0060208 | 1 | 0.5 | 0 | 8.2745 | 0 | 8.2745 | 79.868 | 0 | 4.5717 | 0.0035167 | 1 | 0.5 | 0 | 4.1373 | 0 | 4.1373
2007-05-17 | 5 | 17 | 0 | 137 | 3264 | 50 | 46.7437 | 0 | Heating | 46.7437 | 4 | 37.395 | 37.395 | 0 | 6 | 0 | 0 | 4 | 0 | 0 | 0 | 6 | 0 | 7.479 | 0.0028765 | 1 | 0.5 | 0 | 8.2745 | 0 | 8.2745 | 38.1581 | 0 | 2.1842 | 0.0016802 | 1 | 0.5 | 0 | 4.1373 | 0 | 4.1373
2007-05-17 01:00 | 5 | 17 | 1 | 137 | 3265 | 48.02 | 0 | 58.5997 | Cooling | 0 | 4 | 0 | 0 | 0 | 6 | 0 | 58.5997 | 4 | 73.2496 | 73.2496 | 0 | 6 | 0 | 7.325 | 0.0028173 | 1 | 0.5 | 0 | 8.2745 | 0 | 8.2745 | 0 | 71.7846 | 8.9731 | 0.0069024 | 1 | 0.5 | 0 | 4.1373 | 0 | 4.1373
2007-05-17 02:00 | 5 | 17 | 2 | 137 | 3266 | 46.94 | 0 | 66.9283 | Cooling | 0 | 4 | 0 | 0 | 0 | 6 | 0 | 66.9283 | 4 | 83.6604 | 83.6604 | 0 | 6 | 0 | 8.366 | 0.0032177 | 1 | 0.5 | 0 | 8.2745 | 0 | 8.2745 | 0 | 81.9872 | 10.2484 | 0.0078834 | 1 | 0.5 | 0 | 4.1373 | 0 | 4.1373
2007-05-17 03:00 | 5 | 17 | 3 | 137 | 3267 | 48.02 | 0 | 65.3916 | Cooling | 0 | 4 | 0 | 0 | 0 | 6 | 0 | 65.3916 | 4 | 81.7395 | 81.7395 | 0 | 6 | 0 | 8.1739 | 0.0031438 | 1 | 0.5 | 0 | 8.2745 | 0 | 8.2745 | 0 | 80.1047 | 10.0131 | 0.0077024 | 1 | 0.5 | 0 | 4.1373 | 0 | 4.1373
2007-05-17 04:00 | 5 | 17 | 4 | 137 | 3268 | 46.94 | 0 | 50.8802 | Cooling | 0 | 4 | 0 | 0 | 0 | 6 | 0 | 50.8802 | 4 | 63.6002 | 63.6002 | 0 | 6 | 0 | 6.36 | 0.0024462 | 1 | 0.5 | 0 | 8.2745 | 0 | 8.2745 | 0 | 62.3282 | 7.791 | 0.0059931 | 1 | 0.5 | 0 | 4.1373 | 0 | 4.1373
2007-05-17 05:00 | 5 | 17 | 5 | 137 | 3269 | 46.94 | 0 | 40.6708 | Cooling | 0 | 4 | 0 | 0 | 0 | 6 | 0 | 40.6708 | 4 | 50.8386 | 50.8386 | 0 | 6 | 0 | 5.0839 | 0.0019553 | 1 | 0.5 | 0 | 8.2745 | 0 | 8.2745 | 0 | 49.8218 | 6.2277 | 0.0047906 | 1 | 0.5 | 0 | 4.1373 | 0 | 4.1373
2007-05-17 06:00 | 5 | 17 | 6 | 137 | 3270 | 46.04 | 361.1754 | 0 | Heating | 361.1754 | 4 | 288.9403 | 288.9403 | 0 | 6 | 0 | 0 | 4 | 0 | 0 | 0 | 6 | 0 | 57.7881 | 0.022226 | 1 | 0.5 | 0 | 8.2745 | 0 | 8.2745 | 294.8371 | 0 | 16.8768 | 0.012982 | 1 | 0.5 | 0 | 4.1373 | 0 | 4.1373
2007-05-17 07:00 | 5 | 17 | 7 | 137 | 3271 | 48.02 | 652.4293 | 0 | Heating | 652.4293 | 4 | 521.9434 | 521.9434 | 0 | 6 | 0 | 0 | 4 | 0 | 0 | 0 | 6 | 0 | 104.3887 | 0.040149 | 1 | 0.5 | 0 | 8.2745 | 0 | 8.2745 | 532.5953 | 0 | 30.4863 | 0.023451 | 1 | 0.5 | 0 | 4.1373 | 0 | 4.1373
2007-05-17 08:00 | 5 | 17 | 8 | 137 | 3272 | 48.02 | 433.1582 | 0 | Heating | 433.1582 | 4 | 346.5265 | 346.5265 | 0 | 6 | 0 | 0 | 4 | 0 | 0 | 0 | 6 | 0 | 69.3053 | 0.026656 | 1 | 0.5 | 0 | 8.2745 | 0 | 8.2745 | 353.5985 | 0 | 20.2403 | 0.015569 | 1 | 0.5 | 0 | 4.1373 | 0 | 4.1373
2007-05-17 09:00 | 5 | 17 | 9 | 137 | 3273 | 48.92 | 148.8271 | 0 | Heating | 148.8271 | 4 | 119.0617 | 119.0617 | 0 | 6 | 0 | 0 | 4 | 0 | 0 | 0 | 6 | 0 | 23.8123 | 0.0091586 | 1 | 0.5 | 0 | 8.2745 | 0 | 8.2745 | 121.4915 | 0 | 6.9543 | 0.0053495 | 1 | 0.5 | 0 | 4.1373 | 0 | 4.1373
2007-05-17 10:00 | 5 | 17 | 10 | 137 | 3274 | 51.98 | 0 | 32.9663 | Cooling | 0 | 4 | 0 | 0 | 0 | 6 | 0 | 32.9663 | 4 | 41.2079 | 41.2079 | 0 | 6 | 0 | 4.1208 | 0.0015849 | 1 | 0.5 | 0 | 8.2745 | 0 | 8.2745 | 0 | 40.3837 | 5.048 | 0.0038831 | 1 | 0.5 | 0 | 4.1373 | 0 | 4.1373
2007-05-17 11:00 | 5 | 17 | 11 | 137 | 3275 | 51.98 | 0 | 171.2557 | Cooling | 0 | 4 | 0 | 0 | 0 | 6 | 0 | 171.2557 | 4 | 214.0697 | 214.0697 | 0 | 6 | 0 | 21.407 | 0.0082334 | 1 | 0.5 | 0 | 8.2745 | 0 | 8.2745 | 0 | 209.7883 | 26.2235 | 0.020172 | 1 | 0.5 | 0 | 4.1373 | 0 | 4.1373
2007-05-17 12:00 | 5 | 17 | 12 | 137 | 3276 | 57.92 | 0 | 743.6534 | Cooling | 0 | 4 | 0 | 0 | 0 | 6 | 0 | 743.6534 | 4 | 929.5667 | 929.5667 | 0 | 6 | 0 | 92.9567 | 0.035753 | 1 | 0.5 | 0 | 8.2745 | 0 | 8.2745 | 0 | 910.9754 | 113.8719 | 0.087594 | 1 | 0.5 | 0 | 4.1373 | 0 | 4.1373
2007-05-17 13:00 | 5 | 17 | 13 | 137 | 3277 | 59 | 0 | 1116.716 | Cooling | 0 | 4 | 0 | 0 | 0 | 6 | 0 | 1116.716 | 4 | 1395.895 | 1395.895 | 0 | 6 | 0 | 139.5895 | 0.053688 | 1 | 0.5 | 0 | 8.2745 | 0 | 8.2745 | 0 | 1367.9771 | 170.9971 | 0.13154 | 1 | 0.5 | 0 | 4.1373 | 0 | 4.1373
2007-05-17 14:00 | 5 | 17 | 14 | 137 | 3278 | 59 | 0 | 1416.6425 | Cooling | 0 | 4 | 0 | 0 | 0 | 6 | 0 | 1416.6425 | 4 | 1770.8031 | 1770.8031 | 0 | 6 | 0 | 177.0803 | 0.068108 | 1 | 0.5 | 0 | 8.2745 | 0 | 8.2745 | 0 | 1735.387 | 216.9234 | 0.16686 | 1 | 0.5 | 0 | 4.1373 | 0 | 4.1373
2007-05-17 15:00 | 5 | 17 | 15 | 137 | 3279 | 62.96 | 0 | 1837.9698 | Cooling | 0 | 4 | 0 | 0 | 0 | 6 | 0 | 1837.9698 | 4 | 2297.4622 | 2297.4622 | 0 | 6 | 0 | 229.7462 | 0.088364 | 1 | 0.5 | 0 | 8.2745 | 0 | 8.2745 | 0 | 2251.513 | 281.4391 | 0.21649 | 1 | 0.5 | 0 | 4.1373 | 0 | 4.1373
2007-05-17 16:00 | 5 | 17 | 16 | 137 | 3280 | 62.96 | 0 | 2228.5749 | Cooling | 0 | 4 | 0 | 0 | 0 | 6 | 0 | 2228.5749 | 4 | 2785.7187 | 2785.7187 | 0 | 6 | 0 | 278.5719 | 0.10714 | 1 | 0.5 | 0 | 8.2745 | 0 | 8.2745 | 0 | 2730.0043 | 341.2505 | 0.2625 | 1 | 0.525 | 0 | 4.6286 | 0 | 4.6286
2007-05-17 17:00 | 5 | 17 | 17 | 137 | 3281 | 62.96 | 0 | 2130.4815 | Cooling | 0 | 4 | 0 | 0 | 0 | 6 | 0 | 2130.4815 | 4 | 2663.1019 | 2663.1019 | 0 | 6 | 0 | 266.3102 | 0.10243 | 1 | 0.5 | 0 | 8.2745 | 0 | 8.2745 | 0 | 2609.8399 | 326.23 | 0.25095 | 1 | 0.50189 | 0 | 4.1734 | 0 | 4.1734
2007-05-17 18:00 | 5 | 17 | 18 | 137 | 3282 | 59 | 0 | 1659.4975 | Cooling | 0 | 4 | 0 | 0 | 0 | 6 | 0 | 1659.4975 | 4 | 2074.3719 | 2074.3719 | 0 | 6 | 0 | 207.4372 | 0.079784 | 1 | 0.5 | 0 | 8.2745 | 0 | 8.2745 | 0 | 2032.8844 | 254.1106 | 0.19547 | 1 | 0.5 | 0 | 4.1373 | 0 | 4.1373
2007-05-17 19:00 | 5 | 17 | 19 | 137 | 3283 | 55.94 | 0 | 1103.7909 | Cooling | 0 | 4 | 0 | 0 | 0 | 6 | 0 | 1103.7909 | 4 | 1379.7386 | 1379.7386 | 0 | 6 | 0 | 137.9739 | 0.053067 | 1 | 0.5 | 0 | 8.2745 | 0 | 8.2745 | 0 | 1352.1438 | 169.018 | 0.13001 | 1 | 0.5 | 0 | 4.1373 | 0 | 4.1373
2007-05-17 20:00 | 5 | 17 | 20 | 137 | 3284 | 55.94 | 0 | 457.8025 | Cooling | 0 | 4 | 0 | 0 | 0 | 6 | 0 | 457.8025 | 4 | 572.2531 | 572.2531 | 0 | 6 | 0 | 57.2253 | 0.02201 | 1 | 0.5 | 0 | 8.2745 | 0 | 8.2745 | 0 | 560.808 | 70.101 | 0.053924 | 1 | 0.5 | 0 | 4.1373 | 0 | 4.1373
2007-05-17 21:00 | 5 | 17 | 21 | 137 | 3285 | 51.08 | 0 | 233.0146 | Cooling | 0 | 4 | 0 | 0 | 0 | 6 | 0 | 233.0146 | 4 | 291.2682 | 291.2682 | 0 | 6 | 0 | 29.1268 | 0.011203 | 1 | 0.5 | 0 | 8.2745 | 0 | 8.2745 | 0 | 285.4429 | 35.6804 | 0.027446 | 1 | 0.5 | 0 | 4.1373 | 0 | 4.1373
2007-05-17 22:00 | 5 | 17 | 22 | 137 | 3286 | 50 | 14.1149 | 0 | Heating | 14.1149 | 4 | 11.2919 | 11.2919 | 0 | 6 | 0 | 0 | 4 | 0 | 0 | 0 | 6 | 0 | 2.2584 | 0.00086861 | 1 | 0.5 | 0 | 8.2745 | 0 | 8.2745 | 11.5224 | 0 | 0.65955 | 0.00050735 | 1 | 0.5 | 0 | 4.1373 | 0 | 4.1373
2007-05-17 23:00 | 5 | 17 | 23 | 137 | 3287 | 50 | 33.8123 | 0 | Heating | 33.8123 | 4 | 27.0498 | 27.0498 | 0 | 6 | 0 | 0 | 4 | 0 | 0 | 0 | 6 | 0 | 5.41 | 0.0020808 | 1 | 0.5 | 0 | 8.2745 | 0 | 8.2745 | 27.6019 | 0 | 1.58 | 0.0012154 | 1 | 0.5 | 0 | 4.1373 | 0 | 4.1373
2007-05-18 | 5 | 18 | 0 | 138 | 3288 | 46.94 | 0 | 47.6667 | Cooling | 0 | 4 | 0 | 0 | 0 | 6 | 0 | 47.6667 | 4 | 59.5833 | 59.5833 | 0 | 6 | 0 | 5.9583 | 0.0022917 | 1 | 0.5 | 0 | 8.2745 | 0 | 8.2745 | 0 | 58.3917 | 7.299 | 0.0056146 | 1 | 0.5 | 0 | 4.1373 | 0 | 4.1373
2007-05-18 01:00 | 5 | 18 | 1 | 138 | 3289 | 42.98 | 0 | 128.2546 | Cooling | 0 | 4 | 0 | 0 | 0 | 6 | 0 | 128.2546 | 4 | 160.3183 | 160.3183 | 0 | 6 | 0 | 16.0318 | 0.0061661 | 1 | 0.5 | 0 | 8.2745 | 0 | 8.2745 | 0 | 157.1119 | 19.639 | 0.015107 | 1 | 0.5 | 0 | 4.1373 | 0 | 4.1373
2007-05-18 02:00 | 5 | 18 | 2 | 138 | 3290 | 42.98 | 0 | 111.4768 | Cooling | 0 | 4 | 0 | 0 | 0 | 6 | 0 | 111.4768 | 4 | 139.346 | 139.346 | 0 | 6 | 0 | 13.9346 | 0.0053595 | 1 | 0.5 | 0 | 8.2745 | 0 | 8.2745 | 0 | 136.5591 | 17.0699 | 0.013131 | 1 | 0.5 | 0 | 4.1373 | 0 | 4.1373
2007-05-18 03:00 | 5 | 18 | 3 | 138 | 3291 | 42.98 | 0 | 87.6531 | Cooling | 0 | 4 | 0 | 0 | 0 | 6 | 0 | 87.6531 | 4 | 109.5664 | 109.5664 | 0 | 6 | 0 | 10.9566 | 0.0042141 | 1 | 0.5 | 0 | 8.2745 | 0 | 8.2745 | 0 | 107.375 | 13.4219 | 0.010325 | 1 | 0.5 | 0 | 4.1373 | 0 | 4.1373
2007-05-18 04:00 | 5 | 18 | 4 | 138 | 3292 | 39.92 | 0 | 35.7702 | Cooling | 0 | 4 | 0 | 0 | 0 | 6 | 0 | 35.7702 | 4 | 44.7127 | 44.7127 | 0 | 6 | 0 | 4.4713 | 0.0017197 | 1 | 0.5 | 0 | 8.2745 | 0 | 8.2745 | 0 | 43.8185 | 5.4773 | 0.0042133 | 1 | 0.5 | 0 | 4.1373 | 0 | 4.1373
2007-05-18 05:00 | 5 | 18 | 5 | 138 | 3293 | 39.92 | 53.8823 | 0 | Heating | 53.8823 | 4 | 43.1058 | 43.1058 | 0 | 6 | 0 | 0 | 4 | 0 | 0 | 0 | 6 | 0 | 8.6212 | 0.0033158 | 1 | 0.5 | 0 | 8.2745 | 0 | 8.2745 | 43.9855 | 0 | 2.5178 | 0.0019368 | 1 | 0.5 | 0 | 4.1373 | 0 | 4.1373
2007-05-18 06:00 | 5 | 18 | 6 | 138 | 3294 | 46.04 | 753.9076 | 0 | Heating | 753.9076 | 4 | 603.1261 | 603.1261 | 0 | 6 | 0 | 0 | 4 | 0 | 0 | 0 | 6 | 0 | 120.6252 | 0.046394 | 1 | 0.5 | 0 | 8.2745 | 0 | 8.2745 | 615.4348 | 0 | 35.2281 | 0.027099 | 1 | 0.5 | 0 | 4.1373 | 0 | 4.1373
2007-05-18 07:00 | 5 | 18 | 7 | 138 | 3295 | 48.92 | 1008.3486 | 0 | Heating | 1008.3486 | 4 | 806.6789 | 806.6789 | 0 | 6 | 0 | 0 | 4 | 0 | 0 | 0 | 6 | 0 | 161.3358 | 0.062052 | 1 | 0.5 | 0 | 8.2745 | 0 | 8.2745 | 823.1417 | 0 | 47.1174 | 0.036244 | 1 | 0.5 | 0 | 4.1373 | 0 | 4.1373
2007-05-18 08:00 | 5 | 18 | 8 | 138 | 3296 | 48.92 | 1160.9752 | 0 | Heating | 1160.9752 | 4 | 928.7801 | 928.7801 | 0 | 6 | 0 | 0 | 4 | 0 | 0 | 0 | 6 | 0 | 185.756 | 0.071445 | 1 | 0.5 | 0 | 8.2745 | 0 | 8.2745 | 947.7348 | 0 | 54.2493 | 0.04173 | 1 | 0.5 | 0 | 4.1373 | 0 | 4.1373
2007-05-18 09:00 | 5 | 18 | 9 | 138 | 3297 | 55.04 | 1009.1072 | 0 | Heating | 1009.1072 | 4 | 807.2858 | 807.2858 | 0 | 6 | 0 | 0 | 4 | 0 | 0 | 0 | 6 | 0 | 161.4572 | 0.062099 | 1 | 0.5 | 0 | 8.2745 | 0 | 8.2745 | 823.761 | 0 | 47.1529 | 0.036271 | 1 | 0.5 | 0 | 4.1373 | 0 | 4.1373
2007-05-18 10:00 | 5 | 18 | 10 | 138 | 3298 | 57.92 | 752.4655 | 0 | Heating | 752.4655 | 4 | 601.9724 | 601.9724 | 0 | 6 | 0 | 0 | 4 | 0 | 0 | 0 | 6 | 0 | 120.3945 | 0.046306 | 1 | 0.5 | 0 | 8.2745 | 0 | 8.2745 | 614.2576 | 0 | 35.1607 | 0.027047 | 1 | 0.5 | 0 | 4.1373 | 0 | 4.1373
2007-05-18 11:00 | 5 | 18 | 11 | 138 | 3299 | 57.92 | 399.9228 | 0 | Heating | 399.9228 | 4 | 319.9383 | 319.9383 | 0 | 6 | 0 | 0 | 4 | 0 | 0 | 0 | 6 | 0 | 63.9877 | 0.024611 | 1 | 0.5 | 0 | 8.2745 | 0 | 8.2745 | 326.4676 | 0 | 18.6873 | 0.014375 | 1 | 0.5 | 0 | 4.1373 | 0 | 4.1373
2007-05-18 12:00 | 5 | 18 | 12 | 138 | 3300 | 62.96 | 133.5014 | 0 | Heating | 133.5014 | 4 | 106.8011 | 106.8011 | 0 | 6 | 0 | 0 | 4 | 0 | 0 | 0 | 6 | 0 | 21.3602 | 0.0082155 | 1 | 0.5 | 0 | 8.2745 | 0 | 8.2745 | 108.9807 | 0 | 6.2382 | 0.0047986 | 1 | 0.5 | 0 | 4.1373 | 0 | 4.1373
2007-05-18 13:00 | 5 | 18 | 13 | 138 | 3301 | 64.04 | 0 | 10.9879 | Cooling | 0 | 4 | 0 | 0 | 0 | 6 | 0 | 10.9879 | 4 | 13.7349 | 13.7349 | 0 | 6 | 0 | 1.3735 | 0.00052827 | 1 | 0.5 | 0 | 8.2745 | 0 | 8.2745 | 0 | 13.4602 | 1.6825 | 0.0012943 | 1 | 0.5 | 0 | 4.1373 | 0 | 4.1373
2007-05-18 14:00 | 5 | 18 | 14 | 138 | 3302 | 64.04 | 0 | 38.2423 | Cooling | 0 | 4 | 0 | 0 | 0 | 6 | 0 | 38.2423 | 4 | 47.8028 | 47.8028 | 0 | 6 | 0 | 4.7803 | 0.0018386 | 1 | 0.5 | 0 | 8.2745 | 0 | 8.2745 | 0 | 46.8468 | 5.8558 | 0.0045045 | 1 | 0.5 | 0 | 4.1373 | 0 | 4.1373
2007-05-18 15:00 | 5 | 18 | 15 | 138 | 3303 | 62.06 | 0 | 137.7313 | Cooling | 0 | 4 | 0 | 0 | 0 | 6 | 0 | 137.7313 | 4 | 172.1642 | 172.1642 | 0 | 6 | 0 | 17.2164 | 0.0066217 | 1 | 0.5 | 0 | 8.2745 | 0 | 8.2745 | 0 | 168.7209 | 21.0901 | 0.016223 | 1 | 0.5 | 0 | 4.1373 | 0 | 4.1373
2007-05-18 16:00 | 5 | 18 | 16 | 138 | 3304 | 60.08 | 0 | 233.9963 | Cooling | 0 | 4 | 0 | 0 | 0 | 6 | 0 | 233.9963 | 4 | 292.4953 | 292.4953 | 0 | 6 | 0 | 29.2495 | 0.01125 | 1 | 0.5 | 0 | 8.2745 | 0 | 8.2745 | 0 | 286.6454 | 35.8307 | 0.027562 | 1 | 0.5 | 0 | 4.1373 | 0 | 4.1373
2007-05-18 17:00 | 5 | 18 | 17 | 138 | 3305 | 60.08 | 0 | 184.3068 | Cooling | 0 | 4 | 0 | 0 | 0 | 6 | 0 | 184.3068 | 4 | 230.3835 | 230.3835 | 0 | 6 | 0 | 23.0384 | 0.0088609 | 1 | 0.5 | 0 | 8.2745 | 0 | 8.2745 | 0 | 225.7759 | 28.222 | 0.021709 | 1 | 0.5 | 0 | 4.1373 | 0 | 4.1373
2007-05-18 18:00 | 5 | 18 | 18 | 138 | 3306 | 60.08 | 18.5056 | 0 | Heating | 18.5056 | 4 | 14.8045 | 14.8045 | 0 | 6 | 0 | 0 | 4 | 0 | 0 | 0 | 6 | 0 | 2.9609 | 0.0011388 | 1 | 0.5 | 0 | 8.2745 | 0 | 8.2745 | 15.1066 | 0 | 0.86472 | 0.00066517 | 1 | 0.5 | 0 | 4.1373 | 0 | 4.1373
2007-05-18 19:00 | 5 | 18 | 19 | 138 | 3307 | 57.92 | 138.0414 | 0 | Heating | 138.0414 | 4 | 110.4331 | 110.4331 | 0 | 6 | 0 | 0 | 4 | 0 | 0 | 0 | 6 | 0 | 22.0866 | 0.0084949 | 1 | 0.5 | 0 | 8.2745 | 0 | 8.2745 | 112.6869 | 0 | 6.4503 | 0.0049618 | 1 | 0.5 | 0 | 4.1373 | 0 | 4.1373
2007-05-18 20:00 | 5 | 18 | 20 | 138 | 3308 | 57.92 | 263.6316 | 0 | Heating | 263.6316 | 4 | 210.9052 | 210.9052 | 0 | 6 | 0 | 0 | 4 | 0 | 0 | 0 | 6 | 0 | 42.181 | 0.016223 | 1 | 0.5 | 0 | 8.2745 | 0 | 8.2745 | 215.2094 | 0 | 12.3188 | 0.009476 | 1 | 0.5 | 0 | 4.1373 | 0 | 4.1373
2007-05-18 21:00 | 5 | 18 | 21 | 138 | 3309 | 53.96 | 439.8575 | 0 | Heating | 439.8575 | 4 | 351.886 | 351.886 | 0 | 6 | 0 | 0 | 4 | 0 | 0 | 0 | 6 | 0 | 70.3772 | 0.027068 | 1 | 0.5 | 0 | 8.2745 | 0 | 8.2745 | 359.0674 | 0 | 20.5534 | 0.01581 | 1 | 0.5 | 0 | 4.1373 | 0 | 4.1373
2007-05-18 22:00 | 5 | 18 | 22 | 138 | 3310 | 51.08 | 265.0616 | 0 | Heating | 265.0616 | 4 | 212.0493 | 212.0493 | 0 | 6 | 0 | 0 | 4 | 0 | 0 | 0 | 6 | 0 | 42.4099 | 0.016311 | 1 | 0.5 | 0 | 8.2745 | 0 | 8.2745 | 216.3768 | 0 | 12.3856 | 0.0095274 | 1 | 0.5 | 0 | 4.1373 | 0 | 4.1373
2007-05-18 23:00 | 5 | 18 | 23 | 138 | 3311 | 51.08 | 309.9083 | 0 | Heating | 309.9083 | 4 | 247.9266 | 247.9266 | 0 | 6 | 0 | 0 | 4 | 0 | 0 | 0 | 6 | 0 | 49.5853 | 0.019071 | 1 | 0.5 | 0 | 8.2745 | 0 | 8.2745 | 252.9864 | 0 | 14.4812 | 0.011139 | 1 | 0.5 | 0 | 4.1373 | 0 | 4.1373
2007-05-19 | 5 | 19 | 0 | 139 | 3312 | 46.04 | 211.5008 | 0 | Heating | 211.5008 | 4 | 169.2006 | 169.2006 | 0 | 6 | 0 | 0 | 4 | 0 | 0 | 0 | 6 | 0 | 33.8401 | 0.013015 | 1 | 0.5 | 0 | 8.2745 | 0 | 8.2745 | 172.6537 | 0 | 9.8829 | 0.0076022 | 1 | 0.5 | 0 | 4.1373 | 0 | 4.1373
2007-05-19 01:00 | 5 | 19 | 1 | 139 | 3313 | 44.96 | 139.0155 | 0 | Heating | 139.0155 | 4 | 111.2124 | 111.2124 | 0 | 6 | 0 | 0 | 4 | 0 | 0 | 0 | 6 | 0 | 22.2425 | 0.0085548 | 1 | 0.5 | 0 | 8.2745 | 0 | 8.2745 | 113.482 | 0 | 6.4958 | 0.0049968 | 1 | 0.5 | 0 | 4.1373 | 0 | 4.1373
2007-05-19 02:00 | 5 | 19 | 2 | 139 | 3314 | 44.96 | 161.2302 | 0 | Heating | 161.2302 | 4 | 128.9841 | 128.9841 | 0 | 6 | 0 | 0 | 4 | 0 | 0 | 0 | 6 | 0 | 25.7968 | 0.0099219 | 1 | 0.5 | 0 | 8.2745 | 0 | 8.2745 | 131.6164 | 0 | 7.5339 | 0.0057953 | 1 | 0.5 | 0 | 4.1373 | 0 | 4.1373
2007-05-19 03:00 | 5 | 19 | 3 | 139 | 3315 | 44.96 | 184.3619 | 0 | Heating | 184.3619 | 4 | 147.4895 | 147.4895 | 0 | 6 | 0 | 0 | 4 | 0 | 0 | 0 | 6 | 0 | 29.4979 | 0.011345 | 1 | 0.5 | 0 | 8.2745 | 0 | 8.2745 | 150.4995 | 0 | 8.6147 | 0.0066267 | 1 | 0.5 | 0 | 4.1373 | 0 | 4.1373
2007-05-19 04:00 | 5 | 19 | 4 | 139 | 3316 | 39.02 | 206.5371 | 0 | Heating | 206.5371 | 4 | 165.2297 | 165.2297 | 0 | 6 | 0 | 0 | 4 | 0 | 0 | 0 | 6 | 0 | 33.0459 | 0.01271 | 1 | 0.5 | 0 | 8.2745 | 0 | 8.2745 | 168.6017 | 0 | 9.6509 | 0.0074238 | 1 | 0.5 | 0 | 4.1373 | 0 | 4.1373
2007-05-19 05:00 | 5 | 19 | 5 | 139 | 3317 | 39.02 | 297.4715 | 0 | Heating | 297.4715 | 4 | 237.9772 | 237.9772 | 0 | 6 | 0 | 0 | 4 | 0 | 0 | 0 | 6 | 0 | 47.5954 | 0.018306 | 1 | 0.5 | 0 | 8.2745 | 0 | 8.2745 | 242.8339 | 0 | 13.9 | 0.010692 | 1 | 0.5 | 0 | 4.1373 | 0 | 4.1373
2007-05-19 06:00 | 5 | 19 | 6 | 139 | 3318 | 42.98 | 424.7577 | 0 | Heating | 424.7577 | 4 | 339.8061 | 339.8061 | 0 | 6 | 0 | 0 | 4 | 0 | 0 | 0 | 6 | 0 | 67.9612 | 0.026139 | 1 | 0.5 | 0 | 8.2745 | 0 | 8.2745 | 346.741 | 0 | 19.8478 | 0.015268 | 1 | 0.5 | 0 | 4.1373 | 0 | 4.1373
2007-05-19 07:00 | 5 | 19 | 7 | 139 | 3319 | 50 | 742.0243 | 0 | Heating | 742.0243 | 4 | 593.6194 | 593.6194 | 0 | 6 | 0 | 0 | 4 | 0 | 0 | 0 | 6 | 0 | 118.7239 | 0.045663 | 1 | 0.5 | 0 | 8.2745 | 0 | 8.2745 | 605.7341 | 0 | 34.6728 | 0.026671 | 1 | 0.5 | 0 | 4.1373 | 0 | 4.1373
2007-05-19 08:00 | 5 | 19 | 8 | 139 | 3320 | 50 | 1853.5857 | 0 | Heating | 1853.5857 | 4 | 1482.8686 | 1482.8686 | 0 | 6 | 0 | 0 | 4 | 0 | 0 | 0 | 6 | 0 | 296.5737 | 0.11407 | 1 | 0.5 | 0 | 8.2745 | 0 | 8.2745 | 1513.1312 | 0 | 86.6131 | 0.066625 | 1 | 0.5 | 0 | 4.1373 | 0 | 4.1373
2007-05-19 09:00 | 5 | 19 | 9 | 139 | 3321 | 55.04 | 1344.3636 | 0 | Heating | 1344.3636 | 4 | 1075.4909 | 1075.4909 | 0 | 6 | 0 | 0 | 4 | 0 | 0 | 0 | 6 | 0 | 215.0982 | 0.08273 | 1 | 0.5 | 0 | 8.2745 | 0 | 8.2745 | 1097.4397 | 0 | 62.8185 | 0.048322 | 1 | 0.5 | 0 | 4.1373 | 0 | 4.1373
2007-05-19 10:00 | 5 | 19 | 10 | 139 | 3322 | 60.08 | 1035.2254 | 0 | Heating | 1035.2254 | 4 | 828.1803 | 828.1803 | 0 | 6 | 0 | 0 | 4 | 0 | 0 | 0 | 6 | 0 | 165.6361 | 0.063706 | 1 | 0.5 | 0 | 8.2745 | 0 | 8.2745 | 845.0819 | 0 | 48.3733 | 0.03721 | 1 | 0.5 | 0 | 4.1373 | 0 | 4.1373
2007-05-19 11:00 | 5 | 19 | 11 | 139 | 3323 | 60.08 | 761.1002 | 0 | Heating | 761.1002 | 4 | 608.8802 | 608.8802 | 0 | 6 | 0 | 0 | 4 | 0 | 0 | 0 | 6 | 0 | 121.776 | 0.046837 | 1 | 0.5 | 0 | 8.2745 | 0 | 8.2745 | 621.3063 | 0 | 35.5642 | 0.027357 | 1 | 0.5 | 0 | 4.1373 | 0 | 4.1373
2007-05-19 12:00 | 5 | 19 | 12 | 139 | 3324 | 64.04 | 454.1418 | 0 | Heating | 454.1418 | 4 | 363.3134 | 363.3134 | 0 | 6 | 0 | 0 | 4 | 0 | 0 | 0 | 6 | 0 | 72.6627 | 0.027947 | 1 | 0.5 | 0 | 8.2745 | 0 | 8.2745 | 370.728 | 0 | 21.2208 | 0.016324 | 1 | 0.5 | 0 | 4.1373 | 0 | 4.1373
2007-05-19 13:00 | 5 | 19 | 13 | 139 | 3325 | 66.02 | 327.8746 | 0 | Heating | 327.8746 | 4 | 262.2996 | 262.2996 | 0 | 6 | 0 | 0 | 4 | 0 | 0 | 0 | 6 | 0 | 52.4599 | 0.020177 | 1 | 0.5 | 0 | 8.2745 | 0 | 8.2745 | 267.6527 | 0 | 15.3207 | 0.011785 | 1 | 0.5 | 0 | 4.1373 | 0 | 4.1373
2007-05-19 14:00 | 5 | 19 | 14 | 139 | 3326 | 66.02 | 198.9174 | 0 | Heating | 198.9174 | 4 | 159.1339 | 159.1339 | 0 | 6 | 0 | 0 | 4 | 0 | 0 | 0 | 6 | 0 | 31.8268 | 0.012241 | 1 | 0.5 | 0 | 8.2745 | 0 | 8.2745 | 162.3815 | 0 | 9.2949 | 0.0071499 | 1 | 0.5 | 0 | 4.1373 | 0 | 4.1373
2007-05-19 15:00 | 5 | 19 | 15 | 139 | 3327 | 69.98 | 76.2875 | 0 | Heating | 76.2875 | 4 | 61.03 | 61.03 | 0 | 6 | 0 | 0 | 4 | 0 | 0 | 0 | 6 | 0 | 12.206 | 0.0046946 | 1 | 0.5 | 0 | 8.2745 | 0 | 8.2745 | 62.2755 | 0 | 3.5647 | 0.0027421 | 1 | 0.5 | 0 | 4.1373 | 0 | 4.1373
2007-05-19 16:00 | 5 | 19 | 16 | 139 | 3328 | 68 | 100.3867 | 0 | Heating | 100.3867 | 4 | 80.3094 | 80.3094 | 0 | 6 | 0 | 0 | 4 | 0 | 0 | 0 | 6 | 0 | 16.0619 | 0.0061776 | 1 | 0.5 | 0 | 8.2745 | 0 | 8.2745 | 81.9483 | 0 | 4.6908 | 0.0036083 | 1 | 0.5 | 0 | 4.1373 | 0 | 4.1373
2007-05-19 17:00 | 5 | 19 | 17 | 139 | 3329 | 68 | 265.4802 | 0 | Heating | 265.4802 | 4 | 212.3842 | 212.3842 | 0 | 6 | 0 | 0 | 4 | 0 | 0 | 0 | 6 | 0 | 42.4768 | 0.016337 | 1 | 0.5 | 0 | 8.2745 | 0 | 8.2745 | 216.7186 | 0 | 12.4052 | 0.0095424 | 1 | 0.5 | 0 | 4.1373 | 0 | 4.1373
2007-05-19 18:00 | 5 | 19 | 18 | 139 | 3330 | 64.94 | 413.0891 | 0 | Heating | 413.0891 | 4 | 330.4713 | 330.4713 | 0 | 6 | 0 | 0 | 4 | 0 | 0 | 0 | 6 | 0 | 66.0943 | 0.025421 | 1 | 0.5 | 0 | 8.2745 | 0 | 8.2745 | 337.2156 | 0 | 19.3026 | 0.014848 | 1 | 0.5 | 0 | 4.1373 | 0 | 4.1373
2007-05-19 19:00 | 5 | 19 | 19 | 139 | 3331 | 60.98 | 275.2464 | 0 | Heating | 275.2464 | 4 | 220.1971 | 220.1971 | 0 | 6 | 0 | 0 | 4 | 0 | 0 | 0 | 6 | 0 | 44.0394 | 0.016938 | 1 | 0.5 | 0 | 8.2745 | 0 | 8.2745 | 224.691 | 0 | 12.8615 | 0.0098935 | 1 | 0.5 | 0 | 4.1373 | 0 | 4.1373
2007-05-19 20:00 | 5 | 19 | 20 | 139 | 3332 | 60.98 | 316.3299 | 0 | Heating | 316.3299 | 4 | 253.0639 | 253.0639 | 0 | 6 | 0 | 0 | 4 | 0 | 0 | 0 | 6 | 0 | 50.6128 | 0.019466 | 1 | 0.5 | 0 | 8.2745 | 0 | 8.2745 | 258.2285 | 0 | 14.7813 | 0.01137 | 1 | 0.5 | 0 | 4.1373 | 0 | 4.1373
2007-05-19 21:00 | 5 | 19 | 21 | 139 | 3333 | 57.02 | 321.7727 | 0 | Heating | 321.7727 | 4 | 257.4182 | 257.4182 | 0 | 6 | 0 | 0 | 4 | 0 | 0 | 0 | 6 | 0 | 51.4836 | 0.019801 | 1 | 0.5 | 0 | 8.2745 | 0 | 8.2745 | 262.6716 | 0 | 15.0356 | 0.011566 | 1 | 0.5 | 0 | 4.1373 | 0 | 4.1373
2007-05-19 22:00 | 5 | 19 | 22 | 139 | 3334 | 57.02 | 316.6728 | 0 | Heating | 316.6728 | 4 | 253.3383 | 253.3383 | 0 | 6 | 0 | 0 | 4 | 0 | 0 | 0 | 6 | 0 | 50.6677 | 0.019488 | 1 | 0.5 | 0 | 8.2745 | 0 | 8.2745 | 258.5084 | 0 | 14.7973 | 0.011383 | 1 | 0.5 | 0 | 4.1373 | 0 | 4.1373
2007-05-19 23:00 | 5 | 19 | 23 | 139 | 3335 | 57.02 | 364.4613 | 0 | Heating | 364.4613 | 4 | 291.5691 | 291.5691 | 0 | 6 | 0 | 0 | 4 | 0 | 0 | 0 | 6 | 0 | 58.3138 | 0.022428 | 1 | 0.5 | 0 | 8.2745 | 0 | 8.2745 | 297.5195 | 0 | 17.0303 | 0.0131 | 1 | 0.5 | 0 | 4.1373 | 0 | 4.1373
2007-05-20 | 5 | 20 | 0 | 140 | 3336 | 50 | 257.2937 | 0 | Heating | 257.2937 | 4 | 205.8349 | 205.8349 | 0 | 6 | 0 | 0 | 4 | 0 | 0 | 0 | 6 | 0 | 41.167 | 0.015833 | 1 | 0.5 | 0 | 8.2745 | 0 | 8.2745 | 210.0357 | 0 | 12.0226 | 0.0092482 | 1 | 0.5 | 0 | 4.1373 | 0 | 4.1373
2007-05-20 01:00 | 5 | 20 | 1 | 140 | 3337 | 48.02 | 172.3798 | 0 | Heating | 172.3798 | 4 | 137.9038 | 137.9038 | 0 | 6 | 0 | 0 | 4 | 0 | 0 | 0 | 6 | 0 | 27.5808 | 0.010608 | 1 | 0.5 | 0 | 8.2745 | 0 | 8.2745 | 140.7182 | 0 | 8.0548 | 0.006196 | 1 | 0.5 | 0 | 4.1373 | 0 | 4.1373
2007-05-20 02:00 | 5 | 20 | 2 | 140 | 3338 | 48.02 | 174.0558 | 0 | Heating | 174.0558 | 4 | 139.2446 | 139.2446 | 0 | 6 | 0 | 0 | 4 | 0 | 0 | 0 | 6 | 0 | 27.8489 | 0.010711 | 1 | 0.5 | 0 | 8.2745 | 0 | 8.2745 | 142.0864 | 0 | 8.1332 | 0.0062563 | 1 | 0.5 | 0 | 4.1373 | 0 | 4.1373
2007-05-20 03:00 | 5 | 20 | 3 | 140 | 3339 | 42.08 | 171.525 | 0 | Heating | 171.525 | 4 | 137.22 | 137.22 | 0 | 6 | 0 | 0 | 4 | 0 | 0 | 0 | 6 | 0 | 27.444 | 0.010555 | 1 | 0.5 | 0 | 8.2745 | 0 | 8.2745 | 140.0204 | 0 | 8.0149 | 0.0061653 | 1 | 0.5 | 0 | 4.1373 | 0 | 4.1373
2007-05-20 04:00 | 5 | 20 | 4 | 140 | 3340 | 42.98 | 157.7077 | 0 | Heating | 157.7077 | 4 | 126.1662 | 126.1662 | 0 | 6 | 0 | 0 | 4 | 0 | 0 | 0 | 6 | 0 | 25.2332 | 0.0097051 | 1 | 0.5 | 0 | 8.2745 | 0 | 8.2745 | 128.741 | 0 | 7.3693 | 0.0056687 | 1 | 0.5 | 0 | 4.1373 | 0 | 4.1373
2007-05-20 05:00 | 5 | 20 | 5 | 140 | 3341 | 42.98 | 198.7728 | 0 | Heating | 198.7728 | 4 | 159.0183 | 159.0183 | 0 | 6 | 0 | 0 | 4 | 0 | 0 | 0 | 6 | 0 | 31.8037 | 0.012232 | 1 | 0.5 | 0 | 8.2745 | 0 | 8.2745 | 162.2635 | 0 | 9.2881 | 0.0071447 | 1 | 0.5 | 0 | 4.1373 | 0 | 4.1373
2007-05-20 06:00 | 5 | 20 | 6 | 140 | 3342 | 46.94 | 1047.0368 | 0 | Heating | 1047.0368 | 4 | 837.6294 | 837.6294 | 0 | 6 | 0 | 0 | 4 | 0 | 0 | 0 | 6 | 0 | 167.5259 | 0.064433 | 1 | 0.5 | 0 | 8.2745 | 0 | 8.2745 | 854.7239 | 0 | 48.9252 | 0.037635 | 1 | 0.5 | 0 | 4.1373 | 0 | 4.1373
2007-05-20 07:00 | 5 | 20 | 7 | 140 | 3343 | 55.94 | 945.8457 | 0 | Heating | 945.8457 | 4 | 756.6766 | 756.6766 | 0 | 6 | 0 | 0 | 4 | 0 | 0 | 0 | 6 | 0 | 151.3353 | 0.058206 | 1 | 0.5 | 0 | 8.2745 | 0 | 8.2745 | 772.119 | 0 | 44.1968 | 0.033998 | 1 | 0.5 | 0 | 4.1373 | 0 | 4.1373
2007-05-20 08:00 | 5 | 20 | 8 | 140 | 3344 | 55.94 | 700.8855 | 0 | Heating | 700.8855 | 4 | 560.7084 | 560.7084 | 0 | 6 | 0 | 0 | 4 | 0 | 0 | 0 | 6 | 0 | 112.1417 | 0.043131 | 1 | 0.5 | 0 | 8.2745 | 0 | 8.2745 | 572.1514 | 0 | 32.7505 | 0.025193 | 1 | 0.5 | 0 | 4.1373 | 0 | 4.1373
2007-05-20 09:00 | 5 | 20 | 9 | 140 | 3345 | 64.04 | 265.5753 | 0 | Heating | 265.5753 | 4 | 212.4602 | 212.4602 | 0 | 6 | 0 | 0 | 4 | 0 | 0 | 0 | 6 | 0 | 42.492 | 0.016343 | 1 | 0.5 | 0 | 8.2745 | 0 | 8.2745 | 216.7961 | 0 | 12.4096 | 0.0095459 | 1 | 0.5 | 0 | 4.1373 | 0 | 4.1373
2007-05-20 10:00 | 5 | 20 | 10 | 140 | 3346 | 66.92 | 0 | 408.9968 | Cooling | 0 | 4 | 0 | 0 | 0 | 6 | 0 | 408.9968 | 4 | 511.246 | 511.246 | 0 | 6 | 0 | 51.1246 | 0.019663 | 1 | 0.5 | 0 | 8.2745 | 0 | 8.2745 | 0 | 501.0211 | 62.6276 | 0.048175 | 1 | 0.5 | 0 | 4.1373 | 0 | 4.1373
2007-05-20 11:00 | 5 | 20 | 11 | 140 | 3347 | 66.92 | 0 | 1166.3174 | Cooling | 0 | 4 | 0 | 0 | 0 | 6 | 0 | 1166.3174 | 4 | 1457.8967 | 1457.8967 | 0 | 6 | 0 | 145.7897 | 0.056073 | 1 | 0.5 | 0 | 8.2745 | 0 | 8.2745 | 0 | 1428.7388 | 178.5923 | 0.13738 | 1 | 0.5 | 0 | 4.1373 | 0 | 4.1373
2007-05-20 12:00 | 5 | 20 | 12 | 140 | 3348 | 69.98 | 0 | 1753.4779 | Cooling | 0 | 4 | 0 | 0 | 0 | 6 | 0 | 1753.4779 | 4 | 2191.8474 | 2191.8474 | 0 | 6 | 0 | 219.1847 | 0.084302 | 1 | 0.5 | 0 | 8.2745 | 0 | 8.2745 | 0 | 2148.0105 | 268.5013 | 0.20654 | 1 | 0.5 | 0 | 4.1373 | 0 | 4.1373
2007-05-20 13:00 | 5 | 20 | 13 | 140 | 3349 | 71.96 | 0 | 2269.2352 | Cooling | 0 | 4 | 0 | 0 | 0 | 6 | 0 | 2269.2352 | 4 | 2836.544 | 2836.544 | 0 | 6 | 0 | 283.6544 | 0.1091 | 1 | 0.5 | 0 | 8.2745 | 0 | 8.2745 | 0 | 2779.8131 | 347.4766 | 0.26729 | 1 | 0.53458 | 0 | 4.8252 | 0 | 4.8252
2007-05-20 14:00 | 5 | 20 | 14 | 140 | 3350 | 71.96 | 0 | 2512.4302 | Cooling | 0 | 4 | 0 | 0 | 0 | 6 | 0 | 2512.4302 | 4 | 3140.5378 | 3140.5378 | 0 | 6 | 0 | 314.0538 | 0.12079 | 1 | 0.5 | 0 | 8.2745 | 0 | 8.2745 | 0 | 3077.727 | 384.7159 | 0.29594 | 1 | 0.59187 | 0 | 6.0982 | 0 | 6.0982
2007-05-20 15:00 | 5 | 20 | 15 | 140 | 3351 | 73.94 | 0 | 2682.9651 | Cooling | 0 | 4 | 0 | 0 | 0 | 6 | 0 | 2682.9651 | 4 | 3353.7064 | 3353.7064 | 0 | 6 | 0 | 335.3706 | 0.12899 | 1 | 0.5 | 0 | 8.2745 | 0 | 8.2745 | 0 | 3286.6322 | 410.829 | 0.31602 | 1 | 0.63204 | 0 | 7.0926 | 0 | 7.0926
2007-05-20 16:00 | 5 | 20 | 16 | 140 | 3352 | 71.96 | 0 | 2821.5114 | Cooling | 0 | 4 | 0 | 0 | 0 | 6 | 0 | 2821.5114 | 4 | 3526.8893 | 3526.8893 | 0 | 6 | 0 | 352.6889 | 0.13565 | 1 | 0.5 | 0 | 8.2745 | 0 | 8.2745 | 0 | 3456.3515 | 432.0439 | 0.33234 | 1 | 0.66468 | 0 | 7.9634 | 0 | 7.9634
2007-05-20 17:00 | 5 | 20 | 17 | 140 | 3353 | 71.96 | 0 | 2760.7361 | Cooling | 0 | 4 | 0 | 0 | 0 | 6 | 0 | 2760.7361 | 4 | 3450.9201 | 3450.9201 | 0 | 6 | 0 | 345.092 | 0.13273 | 1 | 0.5 | 0 | 8.2745 | 0 | 8.2745 | 0 | 3381.9017 | 422.7377 | 0.32518 | 1 | 0.65037 | 0 | 7.5744 | 0 | 7.5744
2007-05-20 18:00 | 5 | 20 | 18 | 140 | 3354 | 69.98 | 0 | 2313.8595 | Cooling | 0 | 4 | 0 | 0 | 0 | 6 | 0 | 2313.8595 | 4 | 2892.3243 | 2892.3243 | 0 | 6 | 0 | 289.2324 | 0.11124 | 1 | 0.5 | 0 | 8.2745 | 0 | 8.2745 | 0 | 2834.4778 | 354.3097 | 0.27255 | 1 | 0.54509 | 0 | 5.0462 | 0 | 5.0462
2007-05-20 19:00 | 5 | 20 | 19 | 140 | 3355 | 66.02 | 0 | 1886.5733 | Cooling | 0 | 4 | 0 | 0 | 0 | 6 | 0 | 1886.5733 | 4 | 2358.2166 | 2358.2166 | 0 | 6 | 0 | 235.8217 | 0.090701 | 1 | 0.5 | 0 | 8.2745 | 0 | 8.2745 | 0 | 2311.0523 | 288.8815 | 0.22222 | 1 | 0.5 | 0 | 4.1373 | 0 | 4.1373
2007-05-20 20:00 | 5 | 20 | 20 | 140 | 3356 | 66.02 | 0 | 1436.8856 | Cooling | 0 | 4 | 0 | 0 | 0 | 6 | 0 | 1436.8856 | 4 | 1796.107 | 1796.107 | 0 | 6 | 0 | 179.6107 | 0.069081 | 1 | 0.5 | 0 | 8.2745 | 0 | 8.2745 | 0 | 1760.1848 | 220.0231 | 0.16925 | 1 | 0.5 | 0 | 4.1373 | 0 | 4.1373
2007-05-20 21:00 | 5 | 20 | 21 | 140 | 3357 | 62.06 | 0 | 949.1737 | Cooling | 0 | 4 | 0 | 0 | 0 | 6 | 0 | 949.1737 | 4 | 1186.4671 | 1186.4671 | 0 | 6 | 0 | 118.6467 | 0.045633 | 1 | 0.5 | 0 | 8.2745 | 0 | 8.2745 | 0 | 1162.7378 | 145.3422 | 0.1118 | 1 | 0.5 | 0 | 4.1373 | 0 | 4.1373
2007-05-20 22:00 | 5 | 20 | 22 | 140 | 3358 | 60.08 | 0 | 177.0805 | Cooling | 0 | 4 | 0 | 0 | 0 | 6 | 0 | 177.0805 | 4 | 221.3506 | 221.3506 | 0 | 6 | 0 | 22.1351 | 0.0085135 | 1 | 0.5 | 0 | 8.2745 | 0 | 8.2745 | 0 | 216.9236 | 27.1154 | 0.020858 | 1 | 0.5 | 0 | 4.1373 | 0 | 4.1373
2007-05-20 23:00 | 5 | 20 | 23 | 140 | 3359 | 60.08 | 0 | 74.0607 | Cooling | 0 | 4 | 0 | 0 | 0 | 6 | 0 | 74.0607 | 4 | 92.5758 | 92.5758 | 0 | 6 | 0 | 9.2576 | 0.0035606 | 1 | 0.5 | 0 | 8.2745 | 0 | 8.2745 | 0 | 90.7243 | 11.3405 | 0.0087235 | 1 | 0.5 | 0 | 4.1373 | 0 | 4.1373
2007-05-21 | 5 | 21 | 0 | 141 | 3360 | 53.96 | 0 | 118.7463 | Cooling | 0 | 4 | 0 | 0 | 0 | 6 | 0 | 118.7463 | 4 | 148.4329 | 148.4329 | 0 | 6 | 0 | 14.8433 | 0.005709 | 1 | 0.5 | 0 | 8.2745 | 0 | 8.2745 | 0 | 145.4642 | 18.183 | 0.013987 | 1 | 0.5 | 0 | 4.1373 | 0 | 4.1373
2007-05-21 01:00 | 5 | 21 | 1 | 141 | 3361 | 53.06 | 0 | 189.7644 | Cooling | 0 | 4 | 0 | 0 | 0 | 6 | 0 | 189.7644 | 4 | 237.2055 | 237.2055 | 0 | 6 | 0 | 23.7206 | 0.0091233 | 1 | 0.5 | 0 | 8.2745 | 0 | 8.2745 | 0 | 232.4614 | 29.0577 | 0.022352 | 1 | 0.5 | 0 | 4.1373 | 0 | 4.1373
2007-05-21 02:00 | 5 | 21 | 2 | 141 | 3362 | 53.06 | 0 | 183.3978 | Cooling | 0 | 4 | 0 | 0 | 0 | 6 | 0 | 183.3978 | 4 | 229.2472 | 229.2472 | 0 | 6 | 0 | 22.9247 | 0.0088172 | 1 | 0.5 | 0 | 8.2745 | 0 | 8.2745 | 0 | 224.6622 | 28.0828 | 0.021602 | 1 | 0.5 | 0 | 4.1373 | 0 | 4.1373
2007-05-21 03:00 | 5 | 21 | 3 | 141 | 3363 | 48.92 | 0 | 170.261 | Cooling | 0 | 4 | 0 | 0 | 0 | 6 | 0 | 170.261 | 4 | 212.8263 | 212.8263 | 0 | 6 | 0 | 21.2826 | 0.0081856 | 1 | 0.5 | 0 | 8.2745 | 0 | 8.2745 | 0 | 208.5697 | 26.0712 | 0.020055 | 1 | 0.5 | 0 | 4.1373 | 0 | 4.1373
2007-05-21 04:00 | 5 | 21 | 4 | 141 | 3364 | 46.94 | 0 | 154.4645 | Cooling | 0 | 4 | 0 | 0 | 0 | 6 | 0 | 154.4645 | 4 | 193.0806 | 193.0806 | 0 | 6 | 0 | 19.3081 | 0.0074262 | 1 | 0.5 | 0 | 8.2745 | 0 | 8.2745 | 0 | 189.219 | 23.6524 | 0.018194 | 1 | 0.5 | 0 | 4.1373 | 0 | 4.1373
2007-05-21 05:00 | 5 | 21 | 5 | 141 | 3365 | 46.94 | 0 | 132.102 | Cooling | 0 | 4 | 0 | 0 | 0 | 6 | 0 | 132.102 | 4 | 165.1275 | 165.1275 | 0 | 6 | 0 | 16.5127 | 0.0063511 | 1 | 0.5 | 0 | 8.2745 | 0 | 8.2745 | 0 | 161.8249 | 20.2281 | 0.01556 | 1 | 0.5 | 0 | 4.1373 | 0 | 4.1373
2007-05-21 06:00 | 5 | 21 | 6 | 141 | 3366 | 50 | 189.0104 | 0 | Heating | 189.0104 | 4 | 151.2083 | 151.2083 | 0 | 6 | 0 | 0 | 4 | 0 | 0 | 0 | 6 | 0 | 30.2417 | 0.011631 | 1 | 0.5 | 0 | 8.2745 | 0 | 8.2745 | 154.2942 | 0 | 8.832 | 0.0067938 | 1 | 0.5 | 0 | 4.1373 | 0 | 4.1373
2007-05-21 07:00 | 5 | 21 | 7 | 141 | 3367 | 55.94 | 302.5479 | 0 | Heating | 302.5479 | 4 | 242.0383 | 242.0383 | 0 | 6 | 0 | 0 | 4 | 0 | 0 | 0 | 6 | 0 | 48.4077 | 0.018618 | 1 | 0.5 | 0 | 8.2745 | 0 | 8.2745 | 246.9779 | 0 | 14.1373 | 0.010875 | 1 | 0.5 | 0 | 4.1373 | 0 | 4.1373
2007-05-21 08:00 | 5 | 21 | 8 | 141 | 3368 | 55.94 | 0 | 341.7253 | Cooling | 0 | 4 | 0 | 0 | 0 | 6 | 0 | 341.7253 | 4 | 427.1567 | 427.1567 | 0 | 6 | 0 | 42.7157 | 0.016429 | 1 | 0.5 | 0 | 8.2745 | 0 | 8.2745 | 0 | 418.6135 | 52.3267 | 0.040251 | 1 | 0.5 | 0 | 4.1373 | 0 | 4.1373
2007-05-21 09:00 | 5 | 21 | 9 | 141 | 3369 | 66.02 | 0 | 462.7008 | Cooling | 0 | 4 | 0 | 0 | 0 | 6 | 0 | 462.7008 | 4 | 578.376 | 578.376 | 0 | 6 | 0 | 57.8376 | 0.022245 | 1 | 0.5 | 0 | 8.2745 | 0 | 8.2745 | 0 | 566.8085 | 70.8511 | 0.054501 | 1 | 0.5 | 0 | 4.1373 | 0 | 4.1373
2007-05-21 10:00 | 5 | 21 | 10 | 141 | 3370 | 69.98 | 0 | 759.6889 | Cooling | 0 | 4 | 0 | 0 | 0 | 6 | 0 | 759.6889 | 4 | 949.6112 | 949.6112 | 0 | 6 | 0 | 94.9611 | 0.036524 | 1 | 0.5 | 0 | 8.2745 | 0 | 8.2745 | 0 | 930.6189 | 116.3274 | 0.089483 | 1 | 0.5 | 0 | 4.1373 | 0 | 4.1373
2007-05-21 11:00 | 5 | 21 | 11 | 141 | 3371 | 69.98 | 0 | 921.4401 | Cooling | 0 | 4 | 0 | 0 | 0 | 6 | 0 | 921.4401 | 4 | 1151.8001 | 1151.8001 | 0 | 6 | 0 | 115.18 | 0.0443 | 1 | 0.5 | 0 | 8.2745 | 0 | 8.2745 | 0 | 1128.7641 | 141.0955 | 0.10854 | 1 | 0.5 | 0 | 4.1373 | 0 | 4.1373
2007-05-21 12:00 | 5 | 21 | 12 | 141 | 3372 | 75.02 | 0 | 757.865 | Cooling | 0 | 4 | 0 | 0 | 0 | 6 | 0 | 757.865 | 4 | 947.3312 | 947.3312 | 0 | 6 | 0 | 94.7331 | 0.036436 | 1 | 0.5 | 0 | 8.2745 | 0 | 8.2745 | 0 | 928.3846 | 116.0481 | 0.089268 | 1 | 0.5 | 0 | 4.1373 | 0 | 4.1373
2007-05-21 13:00 | 5 | 21 | 13 | 141 | 3373 | 75.02 | 0 | 646.8583 | Cooling | 0 | 4 | 0 | 0 | 0 | 6 | 0 | 646.8583 | 4 | 808.5728 | 808.5728 | 0 | 6 | 0 | 80.8573 | 0.031099 | 1 | 0.5 | 0 | 8.2745 | 0 | 8.2745 | 0 | 792.4014 | 99.0502 | 0.076192 | 1 | 0.5 | 0 | 4.1373 | 0 | 4.1373
2007-05-21 14:00 | 5 | 21 | 14 | 141 | 3374 | 75.02 | 0 | 595.772 | Cooling | 0 | 4 | 0 | 0 | 0 | 6 | 0 | 595.772 | 4 | 744.715 | 744.715 | 0 | 6 | 0 | 74.4715 | 0.028643 | 1 | 0.5 | 0 | 8.2745 | 0 | 8.2745 | 0 | 729.8207 | 91.2276 | 0.070175 | 1 | 0.5 | 0 | 4.1373 | 0 | 4.1373
2007-05-21 15:00 | 5 | 21 | 15 | 141 | 3375 | 77 | 0 | 1017.7772 | Cooling | 0 | 4 | 0 | 0 | 0 | 6 | 0 | 1017.7772 | 4 | 1272.2215 | 1272.2215 | 0 | 6 | 0 | 127.2222 | 0.048932 | 1 | 0.5 | 0 | 8.2745 | 0 | 8.2745 | 0 | 1246.7771 | 155.8471 | 0.11988 | 1 | 0.5 | 0 | 4.1373 | 0 | 4.1373
2007-05-21 16:00 | 5 | 21 | 16 | 141 | 3376 | 75.02 | 0 | 1166.1637 | Cooling | 0 | 4 | 0 | 0 | 0 | 6 | 0 | 1166.1637 | 4 | 1457.7047 | 1457.7047 | 0 | 6 | 0 | 145.7705 | 0.056066 | 1 | 0.5 | 0 | 8.2745 | 0 | 8.2745 | 0 | 1428.5506 | 178.5688 | 0.13736 | 1 | 0.5 | 0 | 4.1373 | 0 | 4.1373
2007-05-21 17:00 | 5 | 21 | 17 | 141 | 3377 | 75.02 | 0 | 1221.8157 | Cooling | 0 | 4 | 0 | 0 | 0 | 6 | 0 | 1221.8157 | 4 | 1527.2696 | 1527.2696 | 0 | 6 | 0 | 152.727 | 0.058741 | 1 | 0.5 | 0 | 8.2745 | 0 | 8.2745 | 0 | 1496.7242 | 187.0905 | 0.14392 | 1 | 0.5 | 0 | 4.1373 | 0 | 4.1373
2007-05-21 18:00 | 5 | 21 | 18 | 141 | 3378 | 73.94 | 0 | 1013.0847 | Cooling | 0 | 4 | 0 | 0 | 0 | 6 | 0 | 1013.0847 | 4 | 1266.3559 | 1266.3559 | 0 | 6 | 0 | 126.6356 | 0.048706 | 1 | 0.5 | 0 | 8.2745 | 0 | 8.2745 | 0 | 1241.0288 | 155.1286 | 0.11933 | 1 | 0.5 | 0 | 4.1373 | 0 | 4.1373
2007-05-21 19:00 | 5 | 21 | 19 | 141 | 3379 | 71.96 | 0 | 604.7864 | Cooling | 0 | 4 | 0 | 0 | 0 | 6 | 0 | 604.7864 | 4 | 755.983 | 755.983 | 0 | 6 | 0 | 75.5983 | 0.029076 | 1 | 0.5 | 0 | 8.2745 | 0 | 8.2745 | 0 | 740.8633 | 92.6079 | 0.071237 | 1 | 0.5 | 0 | 4.1373 | 0 | 4.1373
2007-05-21 20:00 | 5 | 21 | 20 | 141 | 3380 | 71.96 | 0 | 154.6228 | Cooling | 0 | 4 | 0 | 0 | 0 | 6 | 0 | 154.6228 | 4 | 193.2785 | 193.2785 | 0 | 6 | 0 | 19.3279 | 0.0074338 | 1 | 0.5 | 0 | 8.2745 | 0 | 8.2745 | 0 | 189.413 | 23.6766 | 0.018213 | 1 | 0.5 | 0 | 4.1373 | 0 | 4.1373
2007-05-21 21:00 | 5 | 21 | 21 | 141 | 3381 | 66.92 | 0 | 71.3266 | Cooling | 0 | 4 | 0 | 0 | 0 | 6 | 0 | 71.3266 | 4 | 89.1582 | 89.1582 | 0 | 6 | 0 | 8.9158 | 0.0034292 | 1 | 0.5 | 0 | 8.2745 | 0 | 8.2745 | 0 | 87.3751 | 10.9219 | 0.0084014 | 1 | 0.5 | 0 | 4.1373 | 0 | 4.1373
2007-05-21 22:00 | 5 | 21 | 22 | 141 | 3382 | 64.94 | 71.4148 | 0 | Heating | 71.4148 | 4 | 57.1318 | 57.1318 | 0 | 6 | 0 | 0 | 4 | 0 | 0 | 0 | 6 | 0 | 11.4264 | 0.0043948 | 1 | 0.5 | 0 | 8.2745 | 0 | 8.2745 | 58.2978 | 0 | 3.337 | 0.0025669 | 1 | 0.5 | 0 | 4.1373 | 0 | 4.1373
2007-05-21 23:00 | 5 | 21 | 23 | 141 | 3383 | 64.94 | 107.9312 | 0 | Heating | 107.9312 | 4 | 86.345 | 86.345 | 0 | 6 | 0 | 0 | 4 | 0 | 0 | 0 | 6 | 0 | 17.269 | 0.0066419 | 1 | 0.5 | 0 | 8.2745 | 0 | 8.2745 | 88.1071 | 0 | 5.0433 | 0.0038795 | 1 | 0.5 | 0 | 4.1373 | 0 | 4.1373
2007-05-22 | 5 | 22 | 0 | 142 | 3384 | 62.96 | 102.8638 | 0 | Heating | 102.8638 | 4 | 82.291 | 82.291 | 0 | 6 | 0 | 0 | 4 | 0 | 0 | 0 | 6 | 0 | 16.4582 | 0.0063301 | 1 | 0.5 | 0 | 8.2745 | 0 | 8.2745 | 83.9704 | 0 | 4.8065 | 0.0036973 | 1 | 0.5 | 0 | 4.1373 | 0 | 4.1373
2007-05-22 01:00 | 5 | 22 | 1 | 142 | 3385 | 62.06 | 0 | 25.0565 | Cooling | 0 | 4 | 0 | 0 | 0 | 6 | 0 | 25.0565 | 4 | 31.3206 | 31.3206 | 0 | 6 | 0 | 3.1321 | 0.0012046 | 1 | 0.5 | 0 | 8.2745 | 0 | 8.2745 | 0 | 30.6942 | 3.8368 | 0.0029514 | 1 | 0.5 | 0 | 4.1373 | 0 | 4.1373
2007-05-22 02:00 | 5 | 22 | 2 | 142 | 3386 | 62.06 | 0 | 2.4509 | Cooling | 0 | 4 | 0 | 0 | 0 | 6 | 0 | 2.4509 | 4 | 3.0636 | 3.0636 | 0 | 6 | 0 | 0.30636 | 0.00011783 | 1 | 0.5 | 0 | 8.2745 | 0 | 8.2745 | 0 | 3.0023 | 0.37529 | 0.00028868 | 1 | 0.5 | 0 | 4.1373 | 0 | 4.1373
2007-05-22 03:00 | 5 | 22 | 3 | 142 | 3387 | 60.98 | 38.1595 | 0 | Heating | 38.1595 | 4 | 30.5276 | 30.5276 | 0 | 6 | 0 | 0 | 4 | 0 | 0 | 0 | 6 | 0 | 6.1055 | 0.0023483 | 1 | 0.5 | 0 | 8.2745 | 0 | 8.2745 | 31.1506 | 0 | 1.7831 | 0.0013716 | 1 | 0.5 | 0 | 4.1373 | 0 | 4.1373
2007-05-22 04:00 | 5 | 22 | 4 | 142 | 3388 | 59 | 85.775 | 0 | Heating | 85.775 | 4 | 68.62 | 68.62 | 0 | 6 | 0 | 0 | 4 | 0 | 0 | 0 | 6 | 0 | 13.724 | 0.0052785 | 1 | 0.5 | 0 | 8.2745 | 0 | 8.2745 | 70.0204 | 0 | 4.008 | 0.0030831 | 1 | 0.5 | 0 | 4.1373 | 0 | 4.1373
2007-05-22 05:00 | 5 | 22 | 5 | 142 | 3389 | 59 | 186.6353 | 0 | Heating | 186.6353 | 4 | 149.3083 | 149.3083 | 0 | 6 | 0 | 0 | 4 | 0 | 0 | 0 | 6 | 0 | 29.8617 | 0.011485 | 1 | 0.5 | 0 | 8.2745 | 0 | 8.2745 | 152.3554 | 0 | 8.721 | 0.0067084 | 1 | 0.5 | 0 | 4.1373 | 0 | 4.1373
2007-05-22 06:00 | 5 | 22 | 6 | 142 | 3390 | 60.98 | 1120.0906 | 0 | Heating | 1120.0906 | 4 | 896.0724 | 896.0724 | 0 | 6 | 0 | 0 | 4 | 0 | 0 | 0 | 6 | 0 | 179.2145 | 0.068929 | 1 | 0.5 | 0 | 8.2745 | 0 | 8.2745 | 914.3596 | 0 | 52.3388 | 0.040261 | 1 | 0.5 | 0 | 4.1373 | 0 | 4.1373
2007-05-22 07:00 | 5 | 22 | 7 | 142 | 3391 | 62.6 | 948.8578 | 0 | Heating | 948.8578 | 4 | 759.0863 | 759.0863 | 0 | 6 | 0 | 0 | 4 | 0 | 0 | 0 | 6 | 0 | 151.8173 | 0.058391 | 1 | 0.5 | 0 | 8.2745 | 0 | 8.2745 | 774.5778 | 0 | 44.3376 | 0.034106 | 1 | 0.5 | 0 | 4.1373 | 0 | 4.1373
2007-05-22 08:00 | 5 | 22 | 8 | 142 | 3392 | 62.06 | 720.3632 | 0 | Heating | 720.3632 | 4 | 576.2906 | 576.2906 | 0 | 6 | 0 | 0 | 4 | 0 | 0 | 0 | 6 | 0 | 115.2581 | 0.04433 | 1 | 0.5 | 0 | 8.2745 | 0 | 8.2745 | 588.0516 | 0 | 33.6607 | 0.025893 | 1 | 0.5 | 0 | 4.1373 | 0 | 4.1373
2007-05-22 09:00 | 5 | 22 | 9 | 142 | 3393 | 62.96 | 262.7044 | 0 | Heating | 262.7044 | 4 | 210.1636 | 210.1636 | 0 | 6 | 0 | 0 | 4 | 0 | 0 | 0 | 6 | 0 | 42.0327 | 0.016166 | 1 | 0.5 | 0 | 8.2745 | 0 | 8.2745 | 214.4526 | 0 | 12.2755 | 0.0094427 | 1 | 0.5 | 0 | 4.1373 | 0 | 4.1373
2007-05-22 10:00 | 5 | 22 | 10 | 142 | 3394 | 62.06 | 0 | 27.5133 | Cooling | 0 | 4 | 0 | 0 | 0 | 6 | 0 | 27.5133 | 4 | 34.3916 | 34.3916 | 0 | 6 | 0 | 3.4392 | 0.0013228 | 1 | 0.5 | 0 | 8.2745 | 0 | 8.2745 | 0 | 33.7038 | 4.213 | 0.0032407 | 1 | 0.5 | 0 | 4.1373 | 0 | 4.1373
2007-05-22 11:00 | 5 | 22 | 11 | 142 | 3395 | 64.04 | 0 | 378.8797 | Cooling | 0 | 4 | 0 | 0 | 0 | 6 | 0 | 378.8797 | 4 | 473.5997 | 473.5997 | 0 | 6 | 0 | 47.36 | 0.018215 | 1 | 0.5 | 0 | 8.2745 | 0 | 8.2745 | 0 | 464.1277 | 58.016 | 0.044628 | 1 | 0.5 | 0 | 4.1373 | 0 | 4.1373
2007-05-22 12:00 | 5 | 22 | 12 | 142 | 3396 | 64.04 | 0 | 820.8133 | Cooling | 0 | 4 | 0 | 0 | 0 | 6 | 0 | 820.8133 | 4 | 1026.0166 | 1026.0166 | 0 | 6 | 0 | 102.6017 | 0.039462 | 1 | 0.5 | 0 | 8.2745 | 0 | 8.2745 | 0 | 1005.4962 | 125.687 | 0.096682 | 1 | 0.5 | 0 | 4.1373 | 0 | 4.1373
2007-05-22 13:00 | 5 | 22 | 13 | 142 | 3397 | 62.96 | 0 | 1219.7793 | Cooling | 0 | 4 | 0 | 0 | 0 | 6 | 0 | 1219.7793 | 4 | 1524.7241 | 1524.7241 | 0 | 6 | 0 | 152.4724 | 0.058643 | 1 | 0.5 | 0 | 8.2745 | 0 | 8.2745 | 0 | 1494.2297 | 186.7787 | 0.14368 | 1 | 0.5 | 0 | 4.1373 | 0 | 4.1373
2007-05-22 14:00 | 5 | 22 | 14 | 142 | 3398 | 62.96 | 0 | 1698.49 | Cooling | 0 | 4 | 0 | 0 | 0 | 6 | 0 | 1698.49 | 4 | 2123.1125 | 2123.1125 | 0 | 6 | 0 | 212.3113 | 0.081658 | 1 | 0.5 | 0 | 8.2745 | 0 | 8.2745 | 0 | 2080.6503 | 260.0813 | 0.20006 | 1 | 0.5 | 0 | 4.1373 | 0 | 4.1373
2007-05-22 15:00 | 5 | 22 | 15 | 142 | 3399 | 62.06 | 0 | 2006.3997 | Cooling | 0 | 4 | 0 | 0 | 0 | 6 | 0 | 2006.3997 | 4 | 2507.9996 | 2507.9996 | 0 | 6 | 0 | 250.8 | 0.096462 | 1 | 0.5 | 0 | 8.2745 | 0 | 8.2745 | 0 | 2457.8396 | 307.23 | 0.23633 | 1 | 0.5 | 0 | 4.1373 | 0 | 4.1373
2007-05-22 16:00 | 5 | 22 | 16 | 142 | 3400 | 60.98 | 0 | 2089.1484 | Cooling | 0 | 4 | 0 | 0 | 0 | 6 | 0 | 2089.1484 | 4 | 2611.4355 | 2611.4355 | 0 | 6 | 0 | 261.1436 | 0.10044 | 1 | 0.5 | 0 | 8.2745 | 0 | 8.2745 | 0 | 2559.2068 | 319.9009 | 0.24608 | 1 | 0.5 | 0 | 4.1373 | 0 | 4.1373
2007-05-22 17:00 | 5 | 22 | 17 | 142 | 3401 | 60.08 | 0 | 2059.0392 | Cooling | 0 | 4 | 0 | 0 | 0 | 6 | 0 | 2059.0392 | 4 | 2573.799 | 2573.799 | 0 | 6 | 0 | 257.3799 | 0.098992 | 1 | 0.5 | 0 | 8.2745 | 0 | 8.2745 | 0 | 2522.323 | 315.2904 | 0.24253 | 1 | 0.5 | 0 | 4.1373 | 0 | 4.1373
2007-05-22 18:00 | 5 | 22 | 18 | 142 | 3402 | 62.06 | 0 | 1370.1503 | Cooling | 0 | 4 | 0 | 0 | 0 | 6 | 0 | 1370.1503 | 4 | 1712.6879 | 1712.6879 | 0 | 6 | 0 | 171.2688 | 0.065873 | 1 | 0.5 | 0 | 8.2745 | 0 | 8.2745 | 0 | 1678.4342 | 209.8043 | 0.16139 | 1 | 0.5 | 0 | 4.1373 | 0 | 4.1373
2007-05-22 19:00 | 5 | 22 | 19 | 142 | 3403 | 60.08 | 0 | 629.0179 | Cooling | 0 | 4 | 0 | 0 | 0 | 6 | 0 | 629.0179 | 4 | 786.2724 | 786.2724 | 0 | 6 | 0 | 78.6272 | 0.030241 | 1 | 0.5 | 0 | 8.2745 | 0 | 8.2745 | 0 | 770.547 | 96.3184 | 0.074091 | 1 | 0.5 | 0 | 4.1373 | 0 | 4.1373
2007-05-22 20:00 | 5 | 22 | 20 | 142 | 3404 | 60.08 | 0 | 185.3622 | Cooling | 0 | 4 | 0 | 0 | 0 | 6 | 0 | 185.3622 | 4 | 231.7027 | 231.7027 | 0 | 6 | 0 | 23.1703 | 0.0089116 | 1 | 0.5 | 0 | 8.2745 | 0 | 8.2745 | 0 | 227.0687 | 28.3836 | 0.021834 | 1 | 0.5 | 0 | 4.1373 | 0 | 4.1373
2007-05-22 21:00 | 5 | 22 | 21 | 142 | 3405 | 60.08 | 0 | 77.7029 | Cooling | 0 | 4 | 0 | 0 | 0 | 6 | 0 | 77.7029 | 4 | 97.1287 | 97.1287 | 0 | 6 | 0 | 9.7129 | 0.0037357 | 1 | 0.5 | 0 | 8.2745 | 0 | 8.2745 | 0 | 95.1861 | 11.8983 | 0.0091525 | 1 | 0.5 | 0 | 4.1373 | 0 | 4.1373
2007-05-22 22:00 | 5 | 22 | 22 | 142 | 3406 | 60.08 | 75.4943 | 0 | Heating | 75.4943 | 4 | 60.3955 | 60.3955 | 0 | 6 | 0 | 0 | 4 | 0 | 0 | 0 | 6 | 0 | 12.0791 | 0.0046458 | 1 | 0.5 | 0 | 8.2745 | 0 | 8.2745 | 61.628 | 0 | 3.5276 | 0.0027136 | 1 | 0.5 | 0 | 4.1373 | 0 | 4.1373
2007-05-22 23:00 | 5 | 22 | 23 | 142 | 3407 | 60.08 | 114.8662 | 0 | Heating | 114.8662 | 4 | 91.893 | 91.893 | 0 | 6 | 0 | 0 | 4 | 0 | 0 | 0 | 6 | 0 | 18.3786 | 0.0070687 | 1 | 0.5 | 0 | 8.2745 | 0 | 8.2745 | 93.7684 | 0 | 5.3674 | 0.0041288 | 1 | 0.5 | 0 | 4.1373 | 0 | 4.1373
2007-05-23 | 5 | 23 | 0 | 143 | 3408 | 59 | 99.7916 | 0 | Heating | 99.7916 | 4 | 79.8333 | 79.8333 | 0 | 6 | 0 | 0 | 4 | 0 | 0 | 0 | 6 | 0 | 15.9667 | 0.006141 | 1 | 0.5 | 0 | 8.2745 | 0 | 8.2745 | 81.4625 | 0 | 4.663 | 0.0035869 | 1 | 0.5 | 0 | 4.1373 | 0 | 4.1373
2007-05-23 01:00 | 5 | 23 | 1 | 143 | 3409 | 57.92 | 0 | 34.1676 | Cooling | 0 | 4 | 0 | 0 | 0 | 6 | 0 | 34.1676 | 4 | 42.7095 | 42.7095 | 0 | 6 | 0 | 4.2709 | 0.0016427 | 1 | 0.5 | 0 | 8.2745 | 0 | 8.2745 | 0 | 41.8553 | 5.2319 | 0.0040245 | 1 | 0.5 | 0 | 4.1373 | 0 | 4.1373
2007-05-23 02:00 | 5 | 23 | 2 | 143 | 3410 | 57.02 | 4.8255 | 0 | Heating | 4.8255 | 4 | 3.8604 | 3.8604 | 0 | 6 | 0 | 0 | 4 | 0 | 0 | 0 | 6 | 0 | 0.77208 | 0.00029696 | 1 | 0.5 | 0 | 8.2745 | 0 | 8.2745 | 3.9392 | 0 | 0.22548 | 0.00017345 | 1 | 0.5 | 0 | 4.1373 | 0 | 4.1373
2007-05-23 03:00 | 5 | 23 | 3 | 143 | 3411 | 55.94 | 44.9776 | 0 | Heating | 44.9776 | 4 | 35.9821 | 35.9821 | 0 | 6 | 0 | 0 | 4 | 0 | 0 | 0 | 6 | 0 | 7.1964 | 0.0027679 | 1 | 0.5 | 0 | 8.2745 | 0 | 8.2745 | 36.7164 | 0 | 2.1017 | 0.0016167 | 1 | 0.5 | 0 | 4.1373 | 0 | 4.1373
2007-05-23 04:00 | 5 | 23 | 4 | 143 | 3412 | 55.94 | 98.4205 | 0 | Heating | 98.4205 | 4 | 78.7364 | 78.7364 | 0 | 6 | 0 | 0 | 4 | 0 | 0 | 0 | 6 | 0 | 15.7473 | 0.0060566 | 1 | 0.5 | 0 | 8.2745 | 0 | 8.2745 | 80.3433 | 0 | 4.5989 | 0.0035376 | 1 | 0.5 | 0 | 4.1373 | 0 | 4.1373
2007-05-23 05:00 | 5 | 23 | 5 | 143 | 3413 | 55.94 | 197.6685 | 0 | Heating | 197.6685 | 4 | 158.1348 | 158.1348 | 0 | 6 | 0 | 0 | 4 | 0 | 0 | 0 | 6 | 0 | 31.627 | 0.012164 | 1 | 0.5 | 0 | 8.2745 | 0 | 8.2745 | 161.362 | 0 | 9.2365 | 0.007105 | 1 | 0.5 | 0 | 4.1373 | 0 | 4.1373
2007-05-23 06:00 | 5 | 23 | 6 | 143 | 3414 | 57.02 | 1133.0385 | 0 | Heating | 1133.0385 | 4 | 906.4308 | 906.4308 | 0 | 6 | 0 | 0 | 4 | 0 | 0 | 0 | 6 | 0 | 181.2862 | 0.069725 | 1 | 0.5 | 0 | 8.2745 | 0 | 8.2745 | 924.9294 | 0 | 52.9439 | 0.040726 | 1 | 0.5 | 0 | 4.1373 | 0 | 4.1373
2007-05-23 07:00 | 5 | 23 | 7 | 143 | 3415 | 60.08 | 1043.6762 | 0 | Heating | 1043.6762 | 4 | 834.9409 | 834.9409 | 0 | 6 | 0 | 0 | 4 | 0 | 0 | 0 | 6 | 0 | 166.9882 | 0.064226 | 1 | 0.5 | 0 | 8.2745 | 0 | 8.2745 | 851.9805 | 0 | 48.7682 | 0.037514 | 1 | 0.5 | 0 | 4.1373 | 0 | 4.1373
2007-05-23 08:00 | 5 | 23 | 8 | 143 | 3416 | 60.08 | 874.2079 | 0 | Heating | 874.2079 | 4 | 699.3663 | 699.3663 | 0 | 6 | 0 | 0 | 4 | 0 | 0 | 0 | 6 | 0 | 139.8733 | 0.053797 | 1 | 0.5 | 0 | 8.2745 | 0 | 8.2745 | 713.6391 | 0 | 40.8494 | 0.031423 | 1 | 0.5 | 0 | 4.1373 | 0 | 4.1373
2007-05-23 09:00 | 5 | 23 | 9 | 143 | 3417 | 60.98 | 340.2999 | 0 | Heating | 340.2999 | 4 | 272.2399 | 272.2399 | 0 | 6 | 0 | 0 | 4 | 0 | 0 | 0 | 6 | 0 | 54.448 | 0.020942 | 1 | 0.5 | 0 | 8.2745 | 0 | 8.2745 | 277.7958 | 0 | 15.9013 | 0.012232 | 1 | 0.5 | 0 | 4.1373 | 0 | 4.1373
2007-05-23 10:00 | 5 | 23 | 10 | 143 | 3418 | 60.98 | 0 | 34.9263 | Cooling | 0 | 4 | 0 | 0 | 0 | 6 | 0 | 34.9263 | 4 | 43.6578 | 43.6578 | 0 | 6 | 0 | 4.3658 | 0.0016791 | 1 | 0.5 | 0 | 8.2745 | 0 | 8.2745 | 0 | 42.7847 | 5.3481 | 0.0041139 | 1 | 0.5 | 0 | 4.1373 | 0 | 4.1373
2007-05-23 11:00 | 5 | 23 | 11 | 143 | 3419 | 60.98 | 0 | 511.5561 | Cooling | 0 | 4 | 0 | 0 | 0 | 6 | 0 | 511.5561 | 4 | 639.4451 | 639.4451 | 0 | 6 | 0 | 63.9445 | 0.024594 | 1 | 0.5 | 0 | 8.2745 | 0 | 8.2745 | 0 | 626.6562 | 78.332 | 0.060255 | 1 | 0.5 | 0 | 4.1373 | 0 | 4.1373
2007-05-23 12:00 | 5 | 23 | 12 | 143 | 3420 | 64.04 | 0 | 1016.6487 | Cooling | 0 | 4 | 0 | 0 | 0 | 6 | 0 | 1016.6487 | 4 | 1270.8109 | 1270.8109 | 0 | 6 | 0 | 127.0811 | 0.048877 | 1 | 0.5 | 0 | 8.2745 | 0 | 8.2745 | 0 | 1245.3947 | 155.6743 | 0.11975 | 1 | 0.5 | 0 | 4.1373 | 0 | 4.1373
2007-05-23 13:00 | 5 | 23 | 13 | 143 | 3421 | 64.04 | 0 | 1623.9053 | Cooling | 0 | 4 | 0 | 0 | 0 | 6 | 0 | 1623.9053 | 4 | 2029.8816 | 2029.8816 | 0 | 6 | 0 | 202.9882 | 0.078072 | 1 | 0.5 | 0 | 8.2745 | 0 | 8.2745 | 0 | 1989.2839 | 248.6605 | 0.19128 | 1 | 0.5 | 0 | 4.1373 | 0 | 4.1373
2007-05-23 14:00 | 5 | 23 | 14 | 143 | 3422 | 64.04 | 0 | 1888.2077 | Cooling | 0 | 4 | 0 | 0 | 0 | 6 | 0 | 1888.2077 | 4 | 2360.2596 | 2360.2596 | 0 | 6 | 0 | 236.026 | 0.090779 | 1 | 0.5 | 0 | 8.2745 | 0 | 8.2745 | 0 | 2313.0544 | 289.1318 | 0.22241 | 1 | 0.5 | 0 | 4.1373 | 0 | 4.1373
2007-05-23 15:00 | 5 | 23 | 15 | 143 | 3423 | 64.04 | 0 | 2188.869 | Cooling | 0 | 4 | 0 | 0 | 0 | 6 | 0 | 2188.869 | 4 | 2736.0863 | 2736.0863 | 0 | 6 | 0 | 273.6086 | 0.10523 | 1 | 0.5 | 0 | 8.2745 | 0 | 8.2745 | 0 | 2681.3646 | 335.1706 | 0.25782 | 1 | 0.51565 | 0 | 4.4411 | 0 | 4.4411
2007-05-23 16:00 | 5 | 23 | 16 | 143 | 3424 | 64.94 | 0 | 2305.9983 | Cooling | 0 | 4 | 0 | 0 | 0 | 6 | 0 | 2305.9983 | 4 | 2882.4979 | 2882.4979 | 0 | 6 | 0 | 288.2498 | 0.11087 | 1 | 0.5 | 0 | 8.2745 | 0 | 8.2745 | 0 | 2824.8479 | 353.106 | 0.27162 | 1 | 0.54324 | 0 | 5.0068 | 0 | 5.0068
2007-05-23 17:00 | 5 | 23 | 17 | 143 | 3425 | 64.94 | 0 | 2250.5507 | Cooling | 0 | 4 | 0 | 0 | 0 | 6 | 0 | 2250.5507 | 4 | 2813.1884 | 2813.1884 | 0 | 6 | 0 | 281.3188 | 0.1082 | 1 | 0.5 | 0 | 8.2745 | 0 | 8.2745 | 0 | 2756.9247 | 344.6156 | 0.26509 | 1 | 0.53018 | 0 | 4.7343 | 0 | 4.7343
2007-05-23 18:00 | 5 | 23 | 18 | 143 | 3426 | 60.08 | 0 | 1907.2494 | Cooling | 0 | 4 | 0 | 0 | 0 | 6 | 0 | 1907.2494 | 4 | 2384.0618 | 2384.0618 | 0 | 6 | 0 | 238.4062 | 0.091695 | 1 | 0.5 | 0 | 8.2745 | 0 | 8.2745 | 0 | 2336.3805 | 292.0476 | 0.22465 | 1 | 0.5 | 0 | 4.1373 | 0 | 4.1373
2007-05-23 19:00 | 5 | 23 | 19 | 143 | 3427 | 57.92 | 0 | 1300.8729 | Cooling | 0 | 4 | 0 | 0 | 0 | 6 | 0 | 1300.8729 | 4 | 1626.0912 | 1626.0912 | 0 | 6 | 0 | 162.6091 | 0.062542 | 1 | 0.5 | 0 | 8.2745 | 0 | 8.2745 | 0 | 1593.5694 | 199.1962 | 0.15323 | 1 | 0.5 | 0 | 4.1373 | 0 | 4.1373
2007-05-23 20:00 | 5 | 23 | 20 | 143 | 3428 | 57.02 | 0 | 445.881 | Cooling | 0 | 4 | 0 | 0 | 0 | 6 | 0 | 445.881 | 4 | 557.3512 | 557.3512 | 0 | 6 | 0 | 55.7351 | 0.021437 | 1 | 0.5 | 0 | 8.2745 | 0 | 8.2745 | 0 | 546.2042 | 68.2755 | 0.05252 | 1 | 0.5 | 0 | 4.1373 | 0 | 4.1373
2007-05-23 21:00 | 5 | 23 | 21 | 143 | 3429 | 57.02 | 0 | 161.6977 | Cooling | 0 | 4 | 0 | 0 | 0 | 6 | 0 | 161.6977 | 4 | 202.1222 | 202.1222 | 0 | 6 | 0 | 20.2122 | 0.0077739 | 1 | 0.5 | 0 | 8.2745 | 0 | 8.2745 | 0 | 198.0797 | 24.76 | 0.019046 | 1 | 0.5 | 0 | 4.1373 | 0 | 4.1373
2007-05-23 22:00 | 5 | 23 | 22 | 143 | 3430 | 55.94 | 57.1062 | 0 | Heating | 57.1062 | 4 | 45.685 | 45.685 | 0 | 6 | 0 | 0 | 4 | 0 | 0 | 0 | 6 | 0 | 9.137 | 0.0035142 | 1 | 0.5 | 0 | 8.2745 | 0 | 8.2745 | 46.6173 | 0 | 2.6684 | 0.0020526 | 1 | 0.5 | 0 | 4.1373 | 0 | 4.1373
2007-05-23 23:00 | 5 | 23 | 23 | 143 | 3431 | 55.94 | 87.332 | 0 | Heating | 87.332 | 4 | 69.8656 | 69.8656 | 0 | 6 | 0 | 0 | 4 | 0 | 0 | 0 | 6 | 0 | 13.9731 | 0.0053743 | 1 | 0.5 | 0 | 8.2745 | 0 | 8.2745 | 71.2914 | 0 | 4.0808 | 0.0031391 | 1 | 0.5 | 0 | 4.1373 | 0 | 4.1373
2007-05-24 | 5 | 24 | 0 | 144 | 3432 | 55.04 | 68.0758 | 0 | Heating | 68.0758 | 4 | 54.4606 | 54.4606 | 0 | 6 | 0 | 0 | 4 | 0 | 0 | 0 | 6 | 0 | 10.8921 | 0.0041893 | 1 | 0.5 | 0 | 8.2745 | 0 | 8.2745 | 55.5721 | 0 | 3.181 | 0.0024469 | 1 | 0.5 | 0 | 4.1373 | 0 | 4.1373
2007-05-24 01:00 | 5 | 24 | 1 | 144 | 3433 | 53.96 | 0 | 54.267 | Cooling | 0 | 4 | 0 | 0 | 0 | 6 | 0 | 54.267 | 4 | 67.8338 | 67.8338 | 0 | 6 | 0 | 6.7834 | 0.002609 | 1 | 0.5 | 0 | 8.2745 | 0 | 8.2745 | 0 | 66.4771 | 8.3096 | 0.006392 | 1 | 0.5 | 0 | 4.1373 | 0 | 4.1373
2007-05-24 02:00 | 5 | 24 | 2 | 144 | 3434 | 53.96 | 0 | 20.0774 | Cooling | 0 | 4 | 0 | 0 | 0 | 6 | 0 | 20.0774 | 4 | 25.0967 | 25.0967 | 0 | 6 | 0 | 2.5097 | 0.00096526 | 1 | 0.5 | 0 | 8.2745 | 0 | 8.2745 | 0 | 24.5948 | 3.0744 | 0.0023649 | 1 | 0.5 | 0 | 4.1373 | 0 | 4.1373
2007-05-24 03:00 | 5 | 24 | 3 | 144 | 3435 | 55.04 | 10.6374 | 0 | Heating | 10.6374 | 4 | 8.5099 | 8.5099 | 0 | 6 | 0 | 0 | 4 | 0 | 0 | 0 | 6 | 0 | 1.702 | 0.00065461 | 1 | 0.5 | 0 | 8.2745 | 0 | 8.2745 | 8.6836 | 0 | 0.49706 | 0.00038235 | 1 | 0.5 | 0 | 4.1373 | 0 | 4.1373
2007-05-24 04:00 | 5 | 24 | 4 | 144 | 3436 | 55.04 | 59.7803 | 0 | Heating | 59.7803 | 4 | 47.8243 | 47.8243 | 0 | 6 | 0 | 0 | 4 | 0 | 0 | 0 | 6 | 0 | 9.5649 | 0.0036788 | 1 | 0.5 | 0 | 8.2745 | 0 | 8.2745 | 48.8003 | 0 | 2.7934 | 0.0021488 | 1 | 0.5 | 0 | 4.1373 | 0 | 4.1373
2007-05-24 05:00 | 5 | 24 | 5 | 144 | 3437 | 55.04 | 164.0224 | 0 | Heating | 164.0224 | 4 | 131.218 | 131.218 | 0 | 6 | 0 | 0 | 4 | 0 | 0 | 0 | 6 | 0 | 26.2436 | 0.010094 | 1 | 0.5 | 0 | 8.2745 | 0 | 8.2745 | 133.8959 | 0 | 7.6643 | 0.0058956 | 1 | 0.5 | 0 | 4.1373 | 0 | 4.1373
2007-05-24 06:00 | 5 | 24 | 6 | 144 | 3438 | 55.04 | 1004.8301 | 0 | Heating | 1004.8301 | 4 | 803.8641 | 803.8641 | 0 | 6 | 0 | 0 | 4 | 0 | 0 | 0 | 6 | 0 | 160.7728 | 0.061836 | 1 | 0.5 | 0 | 8.2745 | 0 | 8.2745 | 820.2694 | 0 | 46.953 | 0.036118 | 1 | 0.5 | 0 | 4.1373 | 0 | 4.1373
2007-05-24 07:00 | 5 | 24 | 7 | 144 | 3439 | 55.94 | 827.3479 | 0 | Heating | 827.3479 | 4 | 661.8783 | 661.8783 | 0 | 6 | 0 | 0 | 4 | 0 | 0 | 0 | 6 | 0 | 132.3757 | 0.050914 | 1 | 0.5 | 0 | 8.2745 | 0 | 8.2745 | 675.3861 | 0 | 38.6598 | 0.029738 | 1 | 0.5 | 0 | 4.1373 | 0 | 4.1373
2007-05-24 08:00 | 5 | 24 | 8 | 144 | 3440 | 55.94 | 342.2181 | 0 | Heating | 342.2181 | 4 | 273.7745 | 273.7745 | 0 | 6 | 0 | 0 | 4 | 0 | 0 | 0 | 6 | 0 | 54.7549 | 0.02106 | 1 | 0.5 | 0 | 8.2745 | 0 | 8.2745 | 279.3617 | 0 | 15.9909 | 0.012301 | 1 | 0.5 | 0 | 4.1373 | 0 | 4.1373
2007-05-24 09:00 | 5 | 24 | 9 | 144 | 3441 | 57.02 | 0 | 168.7379 | Cooling | 0 | 4 | 0 | 0 | 0 | 6 | 0 | 168.7379 | 4 | 210.9224 | 210.9224 | 0 | 6 | 0 | 21.0922 | 0.0081124 | 1 | 0.5 | 0 | 8.2745 | 0 | 8.2745 | 0 | 206.704 | 25.838 | 0.019875 | 1 | 0.5 | 0 | 4.1373 | 0 | 4.1373
2007-05-24 10:00 | 5 | 24 | 10 | 144 | 3442 | 59 | 0 | 566.6159 | Cooling | 0 | 4 | 0 | 0 | 0 | 6 | 0 | 566.6159 | 4 | 708.2699 | 708.2699 | 0 | 6 | 0 | 70.827 | 0.027241 | 1 | 0.5 | 0 | 8.2745 | 0 | 8.2745 | 0 | 694.1045 | 86.7631 | 0.066741 | 1 | 0.5 | 0 | 4.1373 | 0 | 4.1373
2007-05-24 11:00 | 5 | 24 | 11 | 144 | 3443 | 59 | 0 | 1351.4458 | Cooling | 0 | 4 | 0 | 0 | 0 | 6 | 0 | 1351.4458 | 4 | 1689.3073 | 1689.3073 | 0 | 6 | 0 | 168.9307 | 0.064973 | 1 | 0.5 | 0 | 8.2745 | 0 | 8.2745 | 0 | 1655.5212 | 206.9401 | 0.15918 | 1 | 0.5 | 0 | 4.1373 | 0 | 4.1373
2007-05-24 12:00 | 5 | 24 | 12 | 144 | 3444 | 64.04 | 0 | 1688.5275 | Cooling | 0 | 4 | 0 | 0 | 0 | 6 | 0 | 1688.5275 | 4 | 2110.6594 | 2110.6594 | 0 | 6 | 0 | 211.0659 | 0.081179 | 1 | 0.5 | 0 | 8.2745 | 0 | 8.2745 | 0 | 2068.4462 | 258.5558 | 0.19889 | 1 | 0.5 | 0 | 4.1373 | 0 | 4.1373
2007-05-24 13:00 | 5 | 24 | 13 | 144 | 3445 | 68 | 0 | 1953.7651 | Cooling | 0 | 4 | 0 | 0 | 0 | 6 | 0 | 1953.7651 | 4 | 2442.2063 | 2442.2063 | 0 | 6 | 0 | 244.2206 | 0.093931 | 1 | 0.5 | 0 | 8.2745 | 0 | 8.2745 | 0 | 2393.3622 | 299.1703 | 0.23013 | 1 | 0.5 | 0 | 4.1373 | 0 | 4.1373
2007-05-24 14:00 | 5 | 24 | 14 | 144 | 3446 | 68 | 0 | 2161.9513 | Cooling | 0 | 4 | 0 | 0 | 0 | 6 | 0 | 2161.9513 | 4 | 2702.4392 | 2702.4392 | 0 | 6 | 0 | 270.2439 | 0.10394 | 1 | 0.5 | 0 | 8.2745 | 0 | 8.2745 | 0 | 2648.3904 | 331.0488 | 0.25465 | 1 | 0.50931 | 0 | 4.3165 | 0 | 4.3165
2007-05-24 15:00 | 5 | 24 | 15 | 144 | 3447 | 62.06 | 0 | 2447.7465 | Cooling | 0 | 4 | 0 | 0 | 0 | 6 | 0 | 2447.7465 | 4 | 3059.6832 | 3059.6832 | 0 | 6 | 0 | 305.9683 | 0.11768 | 1 | 0.5 | 0 | 8.2745 | 0 | 8.2745 | 0 | 2998.4895 | 374.8112 | 0.28832 | 1 | 0.57663 | 0 | 5.7432 | 0 | 5.7432
2007-05-24 16:00 | 5 | 24 | 16 | 144 | 3448 | 62.06 | 0 | 2652.1509 | Cooling | 0 | 4 | 0 | 0 | 0 | 6 | 0 | 2652.1509 | 4 | 3315.1886 | 3315.1886 | 0 | 6 | 0 | 331.5189 | 0.12751 | 1 | 0.5 | 0 | 8.2745 | 0 | 8.2745 | 0 | 3248.8849 | 406.1106 | 0.31239 | 1 | 0.62479 | 0 | 6.9066 | 0 | 6.9066
2007-05-24 17:00 | 5 | 24 | 17 | 144 | 3449 | 62.06 | 0 | 2663.6487 | Cooling | 0 | 4 | 0 | 0 | 0 | 6 | 0 | 2663.6487 | 4 | 3329.5609 | 3329.5609 | 0 | 6 | 0 | 332.9561 | 0.12806 | 1 | 0.5 | 0 | 8.2745 | 0 | 8.2745 | 0 | 3262.9697 | 407.8712 | 0.31375 | 1 | 0.62749 | 0 | 6.9757 | 0 | 6.9757
2007-05-24 18:00 | 5 | 24 | 18 | 144 | 3450 | 62.06 | 0 | 2300.2213 | Cooling | 0 | 4 | 0 | 0 | 0 | 6 | 0 | 2300.2213 | 4 | 2875.2767 | 2875.2767 | 0 | 6 | 0 | 287.5277 | 0.11059 | 1 | 0.5 | 0 | 8.2745 | 0 | 8.2745 | 0 | 2817.7711 | 352.2214 | 0.27094 | 1 | 0.54188 | 0 | 4.978 | 0 | 4.978
2007-05-24 19:00 | 5 | 24 | 19 | 144 | 3451 | 60.98 | 0 | 1855.3006 | Cooling | 0 | 4 | 0 | 0 | 0 | 6 | 0 | 1855.3006 | 4 | 2319.1257 | 2319.1257 | 0 | 6 | 0 | 231.9126 | 0.089197 | 1 | 0.5 | 0 | 8.2745 | 0 | 8.2745 | 0 | 2272.7432 | 284.0929 | 0.21853 | 1 | 0.5 | 0 | 4.1373 | 0 | 4.1373
2007-05-24 20:00 | 5 | 24 | 20 | 144 | 3452 | 60.98 | 0 | 672.0768 | Cooling | 0 | 4 | 0 | 0 | 0 | 6 | 0 | 672.0768 | 4 | 840.096 | 840.096 | 0 | 6 | 0 | 84.0096 | 0.032311 | 1 | 0.5 | 0 | 8.2745 | 0 | 8.2745 | 0 | 823.2941 | 102.9118 | 0.079163 | 1 | 0.5 | 0 | 4.1373 | 0 | 4.1373
2007-05-24 21:00 | 5 | 24 | 21 | 144 | 3453 | 57.92 | 0 | 236.7861 | Cooling | 0 | 4 | 0 | 0 | 0 | 6 | 0 | 236.7861 | 4 | 295.9826 | 295.9826 | 0 | 6 | 0 | 29.5983 | 0.011384 | 1 | 0.5 | 0 | 8.2745 | 0 | 8.2745 | 0 | 290.063 | 36.2579 | 0.027891 | 1 | 0.5 | 0 | 4.1373 | 0 | 4.1373
2007-05-24 22:00 | 5 | 24 | 22 | 144 | 3454 | 57.92 | 28.5526 | 0 | Heating | 28.5526 | 4 | 22.8421 | 22.8421 | 0 | 6 | 0 | 0 | 4 | 0 | 0 | 0 | 6 | 0 | 4.5684 | 0.0017571 | 1 | 0.5 | 0 | 8.2745 | 0 | 8.2745 | 23.3082 | 0 | 1.3342 | 0.0010263 | 1 | 0.5 | 0 | 4.1373 | 0 | 4.1373
2007-05-24 23:00 | 5 | 24 | 23 | 144 | 3455 | 57.92 | 62.9718 | 0 | Heating | 62.9718 | 4 | 50.3774 | 50.3774 | 0 | 6 | 0 | 0 | 4 | 0 | 0 | 0 | 6 | 0 | 10.0755 | 0.0038752 | 1 | 0.5 | 0 | 8.2745 | 0 | 8.2745 | 51.4055 | 0 | 2.9425 | 0.0022635 | 1 | 0.5 | 0 | 4.1373 | 0 | 4.1373
2007-05-25 | 5 | 25 | 0 | 145 | 3456 | 53.96 | 0 | 11.9531 | Cooling | 0 | 4 | 0 | 0 | 0 | 6 | 0 | 11.9531 | 4 | 14.9414 | 14.9414 | 0 | 6 | 0 | 1.4941 | 0.00057467 | 1 | 0.5 | 0 | 8.2745 | 0 | 8.2745 | 0 | 14.6425 | 1.8303 | 0.0014079 | 1 | 0.5 | 0 | 4.1373 | 0 | 4.1373
2007-05-25 01:00 | 5 | 25 | 1 | 145 | 3457 | 55.94 | 0 | 80.8512 | Cooling | 0 | 4 | 0 | 0 | 0 | 6 | 0 | 80.8512 | 4 | 101.064 | 101.064 | 0 | 6 | 0 | 10.1064 | 0.0038871 | 1 | 0.5 | 0 | 8.2745 | 0 | 8.2745 | 0 | 99.0427 | 12.3803 | 0.0095233 | 1 | 0.5 | 0 | 4.1373 | 0 | 4.1373
2007-05-25 02:00 | 5 | 25 | 2 | 145 | 3458 | 55.94 | 0 | 50.0313 | Cooling | 0 | 4 | 0 | 0 | 0 | 6 | 0 | 50.0313 | 4 | 62.5392 | 62.5392 | 0 | 6 | 0 | 6.2539 | 0.0024054 | 1 | 0.5 | 0 | 8.2745 | 0 | 8.2745 | 0 | 61.2884 | 7.661 | 0.0058931 | 1 | 0.5 | 0 | 4.1373 | 0 | 4.1373
2007-05-25 03:00 | 5 | 25 | 3 | 145 | 3459 | 53.06 | 0 | 4.6257 | Cooling | 0 | 4 | 0 | 0 | 0 | 6 | 0 | 4.6257 | 4 | 5.7822 | 5.7822 | 0 | 6 | 0 | 0.57822 | 0.00022239 | 1 | 0.5 | 0 | 8.2745 | 0 | 8.2745 | 0 | 5.6665 | 0.70831 | 0.00054486 | 1 | 0.5 | 0 | 4.1373 | 0 | 4.1373
2007-05-25 04:00 | 5 | 25 | 4 | 145 | 3460 | 51.98 | 47.6433 | 0 | Heating | 47.6433 | 4 | 38.1147 | 38.1147 | 0 | 6 | 0 | 0 | 4 | 0 | 0 | 0 | 6 | 0 | 7.6229 | 0.0029319 | 1 | 0.5 | 0 | 8.2745 | 0 | 8.2745 | 38.8925 | 0 | 2.2262 | 0.0017125 | 1 | 0.5 | 0 | 4.1373 | 0 | 4.1373
2007-05-25 05:00 | 5 | 25 | 5 | 145 | 3461 | 51.98 | 156.3551 | 0 | Heating | 156.3551 | 4 | 125.084 | 125.084 | 0 | 6 | 0 | 0 | 4 | 0 | 0 | 0 | 6 | 0 | 25.0168 | 0.0096218 | 1 | 0.5 | 0 | 8.2745 | 0 | 8.2745 | 127.6368 | 0 | 7.3061 | 0.00562 | 1 | 0.5 | 0 | 4.1373 | 0 | 4.1373
2007-05-25 06:00 | 5 | 25 | 6 | 145 | 3462 | 53.06 | 1001.7 | 0 | Heating | 1001.7 | 4 | 801.36 | 801.36 | 0 | 6 | 0 | 0 | 4 | 0 | 0 | 0 | 6 | 0 | 160.272 | 0.061643 | 1 | 0.5 | 0 | 8.2745 | 0 | 8.2745 | 817.7143 | 0 | 46.8068 | 0.036005 | 1 | 0.5 | 0 | 4.1373 | 0 | 4.1373
2007-05-25 07:00 | 5 | 25 | 7 | 145 | 3463 | 57.02 | 783.9093 | 0 | Heating | 783.9093 | 4 | 627.1275 | 627.1275 | 0 | 6 | 0 | 0 | 4 | 0 | 0 | 0 | 6 | 0 | 125.4255 | 0.048241 | 1 | 0.5 | 0 | 8.2745 | 0 | 8.2745 | 639.926 | 0 | 36.63 | 0.028177 | 1 | 0.5 | 0 | 4.1373 | 0 | 4.1373
2007-05-25 08:00 | 5 | 25 | 8 | 145 | 3464 | 57.02 | 533.7157 | 0 | Heating | 533.7157 | 4 | 426.9726 | 426.9726 | 0 | 6 | 0 | 0 | 4 | 0 | 0 | 0 | 6 | 0 | 85.3945 | 0.032844 | 1 | 0.5 | 0 | 8.2745 | 0 | 8.2745 | 435.6863 | 0 | 24.9391 | 0.019184 | 1 | 0.5 | 0 | 4.1373 | 0 | 4.1373
2007-05-25 09:00 | 5 | 25 | 9 | 145 | 3465 | 66.02 | 79.4441 | 0 | Heating | 79.4441 | 4 | 63.5553 | 63.5553 | 0 | 6 | 0 | 0 | 4 | 0 | 0 | 0 | 6 | 0 | 12.7111 | 0.0048889 | 1 | 0.5 | 0 | 8.2745 | 0 | 8.2745 | 64.8523 | 0 | 3.7122 | 0.0028555 | 1 | 0.5 | 0 | 4.1373 | 0 | 4.1373
2007-05-25 10:00 | 5 | 25 | 10 | 145 | 3466 | 69.08 | 0 | 517.5372 | Cooling | 0 | 4 | 0 | 0 | 0 | 6 | 0 | 517.5372 | 4 | 646.9215 | 646.9215 | 0 | 6 | 0 | 64.6921 | 0.024882 | 1 | 0.5 | 0 | 8.2745 | 0 | 8.2745 | 0 | 633.983 | 79.2479 | 0.06096 | 1 | 0.5 | 0 | 4.1373 | 0 | 4.1373
2007-05-25 11:00 | 5 | 25 | 11 | 145 | 3467 | 69.08 | 0 | 1115.7794 | Cooling | 0 | 4 | 0 | 0 | 0 | 6 | 0 | 1115.7794 | 4 | 1394.7242 | 1394.7242 | 0 | 6 | 0 | 139.4724 | 0.053643 | 1 | 0.5 | 0 | 8.2745 | 0 | 8.2745 | 0 | 1366.8297 | 170.8537 | 0.13143 | 1 | 0.5 | 0 | 4.1373 | 0 | 4.1373
2007-05-25 12:00 | 5 | 25 | 12 | 145 | 3468 | 73.94 | 0 | 1529.6348 | Cooling | 0 | 4 | 0 | 0 | 0 | 6 | 0 | 1529.6348 | 4 | 1912.0435 | 1912.0435 | 0 | 6 | 0 | 191.2043 | 0.07354 | 1 | 0.5 | 0 | 8.2745 | 0 | 8.2745 | 0 | 1873.8026 | 234.2253 | 0.18017 | 1 | 0.5 | 0 | 4.1373 | 0 | 4.1373
2007-05-25 13:00 | 5 | 25 | 13 | 145 | 3469 | 75.92 | 0 | 1869.6729 | Cooling | 0 | 4 | 0 | 0 | 0 | 6 | 0 | 1869.6729 | 4 | 2337.0912 | 2337.0912 | 0 | 6 | 0 | 233.7091 | 0.089888 | 1 | 0.5 | 0 | 8.2745 | 0 | 8.2745 | 0 | 2290.3494 | 286.2937 | 0.22023 | 1 | 0.5 | 0 | 4.1373 | 0 | 4.1373
2007-05-25 14:00 | 5 | 25 | 14 | 145 | 3470 | 75.92 | 0 | 1974.1234 | Cooling | 0 | 4 | 0 | 0 | 0 | 6 | 0 | 1974.1234 | 4 | 2467.6542 | 2467.6542 | 0 | 6 | 0 | 246.7654 | 0.09491 | 1 | 0.5 | 0 | 8.2745 | 0 | 8.2745 | 0 | 2418.3011 | 302.2876 | 0.23253 | 1 | 0.5 | 0 | 4.1373 | 0 | 4.1373
2007-05-25 15:00 | 5 | 25 | 15 | 145 | 3471 | 75.92 | 0 | 2272.5859 | Cooling | 0 | 4 | 0 | 0 | 0 | 6 | 0 | 2272.5859 | 4 | 2840.7324 | 2840.7324 | 0 | 6 | 0 | 284.0732 | 0.10926 | 1 | 0.5 | 0 | 8.2745 | 0 | 8.2745 | 0 | 2783.9177 | 347.9897 | 0.26768 | 1 | 0.53537 | 0 | 4.8416 | 0 | 4.8416
2007-05-25 16:00 | 5 | 25 | 16 | 145 | 3472 | 75.02 | 0 | 2450.9466 | Cooling | 0 | 4 | 0 | 0 | 0 | 6 | 0 | 2450.9466 | 4 | 3063.6832 | 3063.6832 | 0 | 6 | 0 | 306.3683 | 0.11783 | 1 | 0.5 | 0 | 8.2745 | 0 | 8.2745 | 0 | 3002.4096 | 375.3012 | 0.28869 | 1 | 0.57739 | 0 | 5.7604 | 0 | 5.7604
2007-05-25 17:00 | 5 | 25 | 17 | 145 | 3473 | 75.02 | 0 | 2372.3556 | Cooling | 0 | 4 | 0 | 0 | 0 | 6 | 0 | 2372.3556 | 4 | 2965.4445 | 2965.4445 | 0 | 6 | 0 | 296.5445 | 0.11406 | 1 | 0.5 | 0 | 8.2745 | 0 | 8.2745 | 0 | 2906.1356 | 363.267 | 0.27944 | 1 | 0.55887 | 0 | 5.3444 | 0 | 5.3444
2007-05-25 18:00 | 5 | 25 | 18 | 145 | 3474 | 73.94 | 0 | 1330.2705 | Cooling | 0 | 4 | 0 | 0 | 0 | 6 | 0 | 1330.2705 | 4 | 1662.8382 | 1662.8382 | 0 | 6 | 0 | 166.2838 | 0.063955 | 1 | 0.5 | 0 | 8.2745 | 0 | 8.2745 | 0 | 1629.5814 | 203.6977 | 0.15669 | 1 | 0.5 | 0 | 4.1373 | 0 | 4.1373
2007-05-25 19:00 | 5 | 25 | 19 | 145 | 3475 | 71.06 | 0 | 1096.1165 | Cooling | 0 | 4 | 0 | 0 | 0 | 6 | 0 | 1096.1165 | 4 | 1370.1457 | 1370.1457 | 0 | 6 | 0 | 137.0146 | 0.052698 | 1 | 0.5 | 0 | 8.2745 | 0 | 8.2745 | 0 | 1342.7427 | 167.8428 | 0.12911 | 1 | 0.5 | 0 | 4.1373 | 0 | 4.1373
2007-05-25 20:00 | 5 | 25 | 20 | 145 | 3476 | 71.06 | 0 | 777.7754 | Cooling | 0 | 4 | 0 | 0 | 0 | 6 | 0 | 777.7754 | 4 | 972.2192 | 972.2192 | 0 | 6 | 0 | 97.2219 | 0.037393 | 1 | 0.5 | 0 | 8.2745 | 0 | 8.2745 | 0 | 952.7749 | 119.0969 | 0.091613 | 1 | 0.5 | 0 | 4.1373 | 0 | 4.1373
2007-05-25 21:00 | 5 | 25 | 21 | 145 | 3477 | 66.92 | 0 | 432.5559 | Cooling | 0 | 4 | 0 | 0 | 0 | 6 | 0 | 432.5559 | 4 | 540.6948 | 540.6948 | 0 | 6 | 0 | 54.0695 | 0.020796 | 1 | 0.5 | 0 | 8.2745 | 0 | 8.2745 | 0 | 529.8809 | 66.2351 | 0.05095 | 1 | 0.5 | 0 | 4.1373 | 0 | 4.1373
2007-05-25 22:00 | 5 | 25 | 22 | 145 | 3478 | 64.04 | 0 | 297.8943 | Cooling | 0 | 4 | 0 | 0 | 0 | 6 | 0 | 297.8943 | 4 | 372.3678 | 372.3678 | 0 | 6 | 0 | 37.2368 | 0.014322 | 1 | 0.5 | 0 | 8.2745 | 0 | 8.2745 | 0 | 364.9205 | 45.6151 | 0.035089 | 1 | 0.5 | 0 | 4.1373 | 0 | 4.1373
2007-05-25 23:00 | 5 | 25 | 23 | 145 | 3479 | 64.04 | 0 | 124.6044 | Cooling | 0 | 4 | 0 | 0 | 0 | 6 | 0 | 124.6044 | 4 | 155.7555 | 155.7555 | 0 | 6 | 0 | 15.5756 | 0.0059906 | 1 | 0.5 | 0 | 8.2745 | 0 | 8.2745 | 0 | 152.6404 | 19.0801 | 0.014677 | 1 | 0.5 | 0 | 4.1373 | 0 | 4.1373
2007-05-26 | 5 | 26 | 0 | 146 | 3480 | 57.02 | 0 | 130.3065 | Cooling | 0 | 4 | 0 | 0 | 0 | 6 | 0 | 130.3065 | 4 | 162.8831 | 162.8831 | 0 | 6 | 0 | 16.2883 | 0.0062647 | 1 | 0.5 | 0 | 8.2745 | 0 | 8.2745 | 0 | 159.6254 | 19.9532 | 0.015349 | 1 | 0.5 | 0 | 4.1373 | 0 | 4.1373
2007-05-26 01:00 | 5 | 26 | 1 | 146 | 3481 | 55.94 | 0 | 182.577 | Cooling | 0 | 4 | 0 | 0 | 0 | 6 | 0 | 182.577 | 4 | 228.2213 | 228.2213 | 0 | 6 | 0 | 22.8221 | 0.0087777 | 1 | 0.5 | 0 | 8.2745 | 0 | 8.2745 | 0 | 223.6569 | 27.9571 | 0.021505 | 1 | 0.5 | 0 | 4.1373 | 0 | 4.1373
2007-05-26 02:00 | 5 | 26 | 2 | 146 | 3482 | 55.94 | 0 | 170.6588 | Cooling | 0 | 4 | 0 | 0 | 0 | 6 | 0 | 170.6588 | 4 | 213.3235 | 213.3235 | 0 | 6 | 0 | 21.3323 | 0.0082047 | 1 | 0.5 | 0 | 8.2745 | 0 | 8.2745 | 0 | 209.057 | 26.1321 | 0.020102 | 1 | 0.5 | 0 | 4.1373 | 0 | 4.1373
2007-05-26 03:00 | 5 | 26 | 3 | 146 | 3483 | 57.92 | 0 | 169.1954 | Cooling | 0 | 4 | 0 | 0 | 0 | 6 | 0 | 169.1954 | 4 | 211.4943 | 211.4943 | 0 | 6 | 0 | 21.1494 | 0.0081344 | 1 | 0.5 | 0 | 8.2745 | 0 | 8.2745 | 0 | 207.2644 | 25.9081 | 0.019929 | 1 | 0.5 | 0 | 4.1373 | 0 | 4.1373
2007-05-26 04:00 | 5 | 26 | 4 | 146 | 3484 | 57.92 | 0 | 159.9229 | Cooling | 0 | 4 | 0 | 0 | 0 | 6 | 0 | 159.9229 | 4 | 199.9036 | 199.9036 | 0 | 6 | 0 | 19.9904 | 0.0076886 | 1 | 0.5 | 0 | 8.2745 | 0 | 8.2745 | 0 | 195.9055 | 24.4882 | 0.018837 | 1 | 0.5 | 0 | 4.1373 | 0 | 4.1373
2007-05-26 05:00 | 5 | 26 | 5 | 146 | 3485 | 57.92 | 0 | 147.071 | Cooling | 0 | 4 | 0 | 0 | 0 | 6 | 0 | 147.071 | 4 | 183.8387 | 183.8387 | 0 | 6 | 0 | 18.3839 | 0.0070707 | 1 | 0.5 | 0 | 8.2745 | 0 | 8.2745 | 0 | 180.1619 | 22.5202 | 0.017323 | 1 | 0.5 | 0 | 4.1373 | 0 | 4.1373
2007-05-26 06:00 | 5 | 26 | 6 | 146 | 3486 | 60.08 | 0 | 46.9496 | Cooling | 0 | 4 | 0 | 0 | 0 | 6 | 0 | 46.9496 | 4 | 58.687 | 58.687 | 0 | 6 | 0 | 5.8687 | 0.0022572 | 1 | 0.5 | 0 | 8.2745 | 0 | 8.2745 | 0 | 57.5133 | 7.1892 | 0.0055301 | 1 | 0.5 | 0 | 4.1373 | 0 | 4.1373
2007-05-26 07:00 | 5 | 26 | 7 | 146 | 3487 | 60.98 | 287.9284 | 0 | Heating | 287.9284 | 4 | 230.3427 | 230.3427 | 0 | 6 | 0 | 0 | 4 | 0 | 0 | 0 | 6 | 0 | 46.0685 | 0.017719 | 1 | 0.5 | 0 | 8.2745 | 0 | 8.2745 | 235.0436 | 0 | 13.4541 | 0.010349 | 1 | 0.5 | 0 | 4.1373 | 0 | 4.1373
2007-05-26 08:00 | 5 | 26 | 8 | 146 | 3488 | 60.98 | 615.9423 | 0 | Heating | 615.9423 | 4 | 492.7538 | 492.7538 | 0 | 6 | 0 | 0 | 4 | 0 | 0 | 0 | 6 | 0 | 98.5508 | 0.037904 | 1 | 0.5 | 0 | 8.2745 | 0 | 8.2745 | 502.81 | 0 | 28.7813 | 0.022139 | 1 | 0.5 | 0 | 4.1373 | 0 | 4.1373
2007-05-26 09:00 | 5 | 26 | 9 | 146 | 3489 | 62.96 | 431.8784 | 0 | Heating | 431.8784 | 4 | 345.5027 | 345.5027 | 0 | 6 | 0 | 0 | 4 | 0 | 0 | 0 | 6 | 0 | 69.1005 | 0.026577 | 1 | 0.5 | 0 | 8.2745 | 0 | 8.2745 | 352.5538 | 0 | 20.1805 | 0.015523 | 1 | 0.5 | 0 | 4.1373 | 0 | 4.1373
2007-05-26 10:00 | 5 | 26 | 10 | 146 | 3490 | 66.02 | 229.3161 | 0 | Heating | 229.3161 | 4 | 183.4529 | 183.4529 | 0 | 6 | 0 | 0 | 4 | 0 | 0 | 0 | 6 | 0 | 36.6906 | 0.014112 | 1 | 0.5 | 0 | 8.2745 | 0 | 8.2745 | 187.1968 | 0 | 10.7153 | 0.0082426 | 1 | 0.5 | 0 | 4.1373 | 0 | 4.1373
2007-05-26 11:00 | 5 | 26 | 11 | 146 | 3491 | 66.02 | 67.2646 | 0 | Heating | 67.2646 | 4 | 53.8116 | 53.8116 | 0 | 6 | 0 | 0 | 4 | 0 | 0 | 0 | 6 | 0 | 10.7623 | 0.0041394 | 1 | 0.5 | 0 | 8.2745 | 0 | 8.2745 | 54.9098 | 0 | 3.1431 | 0.0024178 | 1 | 0.5 | 0 | 4.1373 | 0 | 4.1373
2007-05-26 12:00 | 5 | 26 | 12 | 146 | 3492 | 77 | 0 | 70.9764 | Cooling | 0 | 4 | 0 | 0 | 0 | 6 | 0 | 70.9764 | 4 | 88.7205 | 88.7205 | 0 | 6 | 0 | 8.8721 | 0.0034123 | 1 | 0.5 | 0 | 8.2745 | 0 | 8.2745 | 0 | 86.9461 | 10.8683 | 0.0083602 | 1 | 0.5 | 0 | 4.1373 | 0 | 4.1373
2007-05-26 13:00 | 5 | 26 | 13 | 146 | 3493 | 82.04 | 0 | 141.8069 | Cooling | 0 | 4 | 0 | 0 | 0 | 6 | 0 | 141.8069 | 4 | 177.2586 | 177.2586 | 0 | 6 | 0 | 17.7259 | 0.0068176 | 1 | 0.5 | 0 | 8.2745 | 0 | 8.2745 | 0 | 173.7134 | 21.7142 | 0.016703 | 1 | 0.5 | 0 | 4.1373 | 0 | 4.1373
2007-05-26 14:00 | 5 | 26 | 14 | 146 | 3494 | 82.04 | 0 | 210.8379 | Cooling | 0 | 4 | 0 | 0 | 0 | 6 | 0 | 210.8379 | 4 | 263.5474 | 263.5474 | 0 | 6 | 0 | 26.3547 | 0.010136 | 1 | 0.5 | 0 | 8.2745 | 0 | 8.2745 | 0 | 258.2764 | 32.2846 | 0.024834 | 1 | 0.5 | 0 | 4.1373 | 0 | 4.1373
2007-05-26 15:00 | 5 | 26 | 15 | 146 | 3495 | 82.04 | 0 | 278.5766 | Cooling | 0 | 4 | 0 | 0 | 0 | 6 | 0 | 278.5766 | 4 | 348.2207 | 348.2207 | 0 | 6 | 0 | 34.8221 | 0.013393 | 1 | 0.5 | 0 | 8.2745 | 0 | 8.2745 | 0 | 341.2563 | 42.657 | 0.032813 | 1 | 0.5 | 0 | 4.1373 | 0 | 4.1373
2007-05-26 16:00 | 5 | 26 | 16 | 146 | 3496 | 80.96 | 0 | 435.0808 | Cooling | 0 | 4 | 0 | 0 | 0 | 6 | 0 | 435.0808 | 4 | 543.8509 | 543.8509 | 0 | 6 | 0 | 54.3851 | 0.020917 | 1 | 0.5 | 0 | 8.2745 | 0 | 8.2745 | 0 | 532.9739 | 66.6217 | 0.051247 | 1 | 0.5 | 0 | 4.1373 | 0 | 4.1373
2007-05-26 17:00 | 5 | 26 | 17 | 146 | 3497 | 80.96 | 0 | 395.928 | Cooling | 0 | 4 | 0 | 0 | 0 | 6 | 0 | 395.928 | 4 | 494.9101 | 494.9101 | 0 | 6 | 0 | 49.491 | 0.019035 | 1 | 0.5 | 0 | 8.2745 | 0 | 8.2745 | 0 | 485.0119 | 60.6265 | 0.046636 | 1 | 0.5 | 0 | 4.1373 | 0 | 4.1373
2007-05-26 18:00 | 5 | 26 | 18 | 146 | 3498 | 80.06 | 0 | 172.3602 | Cooling | 0 | 4 | 0 | 0 | 0 | 6 | 0 | 172.3602 | 4 | 215.4502 | 215.4502 | 0 | 6 | 0 | 21.545 | 0.0082865 | 1 | 0.5 | 0 | 8.2745 | 0 | 8.2745 | 0 | 211.1412 | 26.3927 | 0.020302 | 1 | 0.5 | 0 | 4.1373 | 0 | 4.1373
2007-05-26 19:00 | 5 | 26 | 19 | 146 | 3499 | 77 | 0 | 47.3447 | Cooling | 0 | 4 | 0 | 0 | 0 | 6 | 0 | 47.3447 | 4 | 59.1808 | 59.1808 | 0 | 6 | 0 | 5.9181 | 0.0022762 | 1 | 0.5 | 0 | 8.2745 | 0 | 8.2745 | 0 | 57.9972 | 7.2497 | 0.0055767 | 1 | 0.5 | 0 | 4.1373 | 0 | 4.1373
2007-05-26 20:00 | 5 | 26 | 20 | 146 | 3500 | 77 | 0 | 48.3094 | Cooling | 0 | 4 | 0 | 0 | 0 | 6 | 0 | 48.3094 | 4 | 60.3867 | 60.3867 | 0 | 6 | 0 | 6.0387 | 0.0023226 | 1 | 0.5 | 0 | 8.2745 | 0 | 8.2745 | 0 | 59.179 | 7.3974 | 0.0056903 | 1 | 0.5 | 0 | 4.1373 | 0 | 4.1373
2007-05-26 21:00 | 5 | 26 | 21 | 146 | 3501 | 75.92 | 0 | 16.2929 | Cooling | 0 | 4 | 0 | 0 | 0 | 6 | 0 | 16.2929 | 4 | 20.3662 | 20.3662 | 0 | 6 | 0 | 2.0366 | 0.00078331 | 1 | 0.5 | 0 | 8.2745 | 0 | 8.2745 | 0 | 19.9589 | 2.4949 | 0.0019191 | 1 | 0.5 | 0 | 4.1373 | 0 | 4.1373
2007-05-26 22:00 | 5 | 26 | 22 | 146 | 3502 | 71.96 | 0 | 16.8926 | Cooling | 0 | 4 | 0 | 0 | 0 | 6 | 0 | 16.8926 | 4 | 21.1158 | 21.1158 | 0 | 6 | 0 | 2.1116 | 0.00081215 | 1 | 0.5 | 0 | 8.2745 | 0 | 8.2745 | 0 | 20.6935 | 2.5867 | 0.0019898 | 1 | 0.5 | 0 | 4.1373 | 0 | 4.1373
2007-05-26 23:00 | 5 | 26 | 23 | 146 | 3503 | 71.96 | 0 | 13.3532 | Cooling | 0 | 4 | 0 | 0 | 0 | 6 | 0 | 13.3532 | 4 | 16.6915 | 16.6915 | 0 | 6 | 0 | 1.6691 | 0.00064198 | 1 | 0.5 | 0 | 8.2745 | 0 | 8.2745 | 0 | 16.3577 | 2.0447 | 0.0015729 | 1 | 0.5 | 0 | 4.1373 | 0 | 4.1373
2007-05-27 | 5 | 27 | 0 | 147 | 3504 | 64.94 | 0 | 102.9773 | Cooling | 0 | 4 | 0 | 0 | 0 | 6 | 0 | 102.9773 | 4 | 128.7217 | 128.7217 | 0 | 6 | 0 | 12.8722 | 0.0049508 | 1 | 0.5 | 0 | 8.2745 | 0 | 8.2745 | 0 | 126.1473 | 15.7684 | 0.01213 | 1 | 0.5 | 0 | 4.1373 | 0 | 4.1373
2007-05-27 01:00 | 5 | 27 | 1 | 147 | 3505 | 64.04 | 0 | 181.7399 | Cooling | 0 | 4 | 0 | 0 | 0 | 6 | 0 | 181.7399 | 4 | 227.1748 | 227.1748 | 0 | 6 | 0 | 22.7175 | 0.0087375 | 1 | 0.5 | 0 | 8.2745 | 0 | 8.2745 | 0 | 222.6313 | 27.8289 | 0.021407 | 1 | 0.5 | 0 | 4.1373 | 0 | 4.1373
2007-05-27 02:00 | 5 | 27 | 2 | 147 | 3506 | 64.04 | 0 | 189.4356 | Cooling | 0 | 4 | 0 | 0 | 0 | 6 | 0 | 189.4356 | 4 | 236.7945 | 236.7945 | 0 | 6 | 0 | 23.6794 | 0.0091075 | 1 | 0.5 | 0 | 8.2745 | 0 | 8.2745 | 0 | 232.0586 | 29.0073 | 0.022313 | 1 | 0.5 | 0 | 4.1373 | 0 | 4.1373
2007-05-27 03:00 | 5 | 27 | 3 | 147 | 3507 | 64.04 | 0 | 193.8818 | Cooling | 0 | 4 | 0 | 0 | 0 | 6 | 0 | 193.8818 | 4 | 242.3522 | 242.3522 | 0 | 6 | 0 | 24.2352 | 0.0093212 | 1 | 0.5 | 0 | 8.2745 | 0 | 8.2745 | 0 | 237.5052 | 29.6881 | 0.022837 | 1 | 0.5 | 0 | 4.1373 | 0 | 4.1373
2007-05-27 04:00 | 5 | 27 | 4 | 147 | 3508 | 64.04 | 0 | 186.6 | Cooling | 0 | 4 | 0 | 0 | 0 | 6 | 0 | 186.6 | 4 | 233.25 | 233.25 | 0 | 6 | 0 | 23.325 | 0.0089712 | 1 | 0.5 | 0 | 8.2745 | 0 | 8.2745 | 0 | 228.585 | 28.5731 | 0.021979 | 1 | 0.5 | 0 | 4.1373 | 0 | 4.1373
2007-05-27 05:00 | 5 | 27 | 5 | 147 | 3509 | 64.04 | 0 | 190.9126 | Cooling | 0 | 4 | 0 | 0 | 0 | 6 | 0 | 190.9126 | 4 | 238.6407 | 238.6407 | 0 | 6 | 0 | 23.8641 | 0.0091785 | 1 | 0.5 | 0 | 8.2745 | 0 | 8.2745 | 0 | 233.8679 | 29.2335 | 0.022487 | 1 | 0.5 | 0 | 4.1373 | 0 | 4.1373
2007-05-27 06:00 | 5 | 27 | 6 | 147 | 3510 | 66.02 | 0 | 53.8485 | Cooling | 0 | 4 | 0 | 0 | 0 | 6 | 0 | 53.8485 | 4 | 67.3106 | 67.3106 | 0 | 6 | 0 | 6.7311 | 0.0025889 | 1 | 0.5 | 0 | 8.2745 | 0 | 8.2745 | 0 | 65.9644 | 8.2455 | 0.0063427 | 1 | 0.5 | 0 | 4.1373 | 0 | 4.1373
2007-05-27 07:00 | 5 | 27 | 7 | 147 | 3511 | 69.08 | 167.3691 | 0 | Heating | 167.3691 | 4 | 133.8953 | 133.8953 | 0 | 6 | 0 | 0 | 4 | 0 | 0 | 0 | 6 | 0 | 26.7791 | 0.0103 | 1 | 0.5 | 0 | 8.2745 | 0 | 8.2745 | 136.6278 | 0 | 7.8207 | 0.0060159 | 1 | 0.5 | 0 | 4.1373 | 0 | 4.1373
2007-05-27 08:00 | 5 | 27 | 8 | 147 | 3512 | 69.08 | 0 | 713.5495 | Cooling | 0 | 4 | 0 | 0 | 0 | 6 | 0 | 713.5495 | 4 | 891.9369 | 891.9369 | 0 | 6 | 0 | 89.1937 | 0.034305 | 1 | 0.5 | 0 | 8.2745 | 0 | 8.2745 | 0 | 874.0982 | 109.2623 | 0.084048 | 1 | 0.5 | 0 | 4.1373 | 0 | 4.1373
2007-05-27 09:00 | 5 | 27 | 9 | 147 | 3513 | 75.02 | 0 | 1235.0971 | Cooling | 0 | 4 | 0 | 0 | 0 | 6 | 0 | 1235.0971 | 4 | 1543.8714 | 1543.8714 | 0 | 6 | 0 | 154.3871 | 0.05938 | 1 | 0.5 | 0 | 8.2745 | 0 | 8.2745 | 0 | 1512.994 | 189.1242 | 0.14548 | 1 | 0.5 | 0 | 4.1373 | 0 | 4.1373
2007-05-27 10:00 | 5 | 27 | 10 | 147 | 3514 | 77 | 0 | 1871.3269 | Cooling | 0 | 4 | 0 | 0 | 0 | 6 | 0 | 1871.3269 | 4 | 2339.1586 | 2339.1586 | 0 | 6 | 0 | 233.9159 | 0.089968 | 1 | 0.5 | 0 | 8.2745 | 0 | 8.2745 | 0 | 2292.3755 | 286.5469 | 0.22042 | 1 | 0.5 | 0 | 4.1373 | 0 | 4.1373
2007-05-27 11:00 | 5 | 27 | 11 | 147 | 3515 | 77 | 0 | 2456.6592 | Cooling | 0 | 4 | 0 | 0 | 0 | 6 | 0 | 2456.6592 | 4 | 3070.824 | 3070.824 | 0 | 6 | 0 | 307.0824 | 0.11811 | 1 | 0.5 | 0 | 8.2745 | 0 | 8.2745 | 0 | 3009.4075 | 376.1759 | 0.28937 | 1 | 0.57873 | 0 | 5.7914 | 0 | 5.7914
2007-05-27 12:00 | 5 | 27 | 12 | 147 | 3516 | 84.02 | 0 | 2898.6965 | Cooling | 0 | 4 | 0 | 0 | 0 | 6 | 0 | 2898.6965 | 4 | 3623.3706 | 3623.3706 | 0 | 6 | 0 | 362.3371 | 0.13936 | 1 | 0.5 | 0 | 8.2745 | 0 | 8.2745 | 0 | 3550.9032 | 443.8629 | 0.34143 | 1 | 0.68287 | 0 | 8.4733 | 0 | 8.4733
2007-05-27 13:00 | 5 | 27 | 13 | 147 | 3517 | 82.04 | 0 | 3326.8995 | Cooling | 0 | 4 | 0 | 0 | 0 | 6 | 0 | 3326.8995 | 4 | 4158.6244 | 4158.6244 | 0 | 6 | 0 | 415.8624 | 0.15995 | 1 | 0.5 | 0 | 8.2745 | 0 | 8.2745 | 0 | 4075.4519 | 509.4315 | 0.39187 | 1 | 0.78374 | 0 | 11.6327 | 0 | 11.6327
2007-05-27 14:00 | 5 | 27 | 14 | 147 | 3518 | 82.04 | 0 | 2549.2658 | Cooling | 0 | 4 | 0 | 0 | 0 | 6 | 0 | 2549.2658 | 4 | 3186.5822 | 3186.5822 | 0 | 6 | 0 | 318.6582 | 0.12256 | 1 | 0.5 | 0 | 8.2745 | 0 | 8.2745 | 0 | 3122.8506 | 390.3563 | 0.30027 | 1 | 0.60055 | 0 | 6.3058 | 0 | 6.3058
2007-05-27 15:00 | 5 | 27 | 15 | 147 | 3519 | 84.92 | 0 | 1960.5228 | Cooling | 0 | 4 | 0 | 0 | 0 | 6 | 0 | 1960.5228 | 4 | 2450.6535 | 2450.6535 | 0 | 6 | 0 | 245.0654 | 0.094256 | 1 | 0.5 | 0 | 8.2745 | 0 | 8.2745 | 0 | 2401.6404 | 300.2051 | 0.23093 | 1 | 0.5 | 0 | 4.1373 | 0 | 4.1373
2007-05-27 16:00 | 5 | 27 | 16 | 147 | 3520 | 82.94 | 0 | 1991.2455 | Cooling | 0 | 4 | 0 | 0 | 0 | 6 | 0 | 1991.2455 | 4 | 2489.0569 | 2489.0569 | 0 | 6 | 0 | 248.9057 | 0.095733 | 1 | 0.5 | 0 | 8.2745 | 0 | 8.2745 | 0 | 2439.2758 | 304.9095 | 0.23455 | 1 | 0.5 | 0 | 4.1373 | 0 | 4.1373
2007-05-27 17:00 | 5 | 27 | 17 | 147 | 3521 | 82.94 | 0 | 2233.9544 | Cooling | 0 | 4 | 0 | 0 | 0 | 6 | 0 | 2233.9544 | 4 | 2792.443 | 2792.443 | 0 | 6 | 0 | 279.2443 | 0.1074 | 1 | 0.5 | 0 | 8.2745 | 0 | 8.2745 | 0 | 2736.5942 | 342.0743 | 0.26313 | 1 | 0.52627 | 0 | 4.6544 | 0 | 4.6544
2007-05-27 18:00 | 5 | 27 | 18 | 147 | 3522 | 82.04 | 0 | 1913.1306 | Cooling | 0 | 4 | 0 | 0 | 0 | 6 | 0 | 1913.1306 | 4 | 2391.4132 | 2391.4132 | 0 | 6 | 0 | 239.1413 | 0.091977 | 1 | 0.5 | 0 | 8.2745 | 0 | 8.2745 | 0 | 2343.5849 | 292.9481 | 0.22534 | 1 | 0.5 | 0 | 4.1373 | 0 | 4.1373
2007-05-27 19:00 | 5 | 27 | 19 | 147 | 3523 | 78.98 | 0 | 1557.7334 | Cooling | 0 | 4 | 0 | 0 | 0 | 6 | 0 | 1557.7334 | 4 | 1947.1668 | 1947.1668 | 0 | 6 | 0 | 194.7167 | 0.074891 | 1 | 0.5 | 0 | 8.2745 | 0 | 8.2745 | 0 | 1908.2234 | 238.5279 | 0.18348 | 1 | 0.5 | 0 | 4.1373 | 0 | 4.1373
2007-05-27 20:00 | 5 | 27 | 20 | 147 | 3524 | 78.98 | 0 | 898.1166 | Cooling | 0 | 4 | 0 | 0 | 0 | 6 | 0 | 898.1166 | 4 | 1122.6458 | 1122.6458 | 0 | 6 | 0 | 112.2646 | 0.043179 | 1 | 0.5 | 0 | 8.2745 | 0 | 8.2745 | 0 | 1100.1929 | 137.5241 | 0.10579 | 1 | 0.5 | 0 | 4.1373 | 0 | 4.1373
2007-05-27 21:00 | 5 | 27 | 21 | 147 | 3525 | 75.92 | 0 | 447.6203 | Cooling | 0 | 4 | 0 | 0 | 0 | 6 | 0 | 447.6203 | 4 | 559.5253 | 559.5253 | 0 | 6 | 0 | 55.9525 | 0.02152 | 1 | 0.5 | 0 | 8.2745 | 0 | 8.2745 | 0 | 548.3348 | 68.5419 | 0.052725 | 1 | 0.5 | 0 | 4.1373 | 0 | 4.1373
2007-05-27 22:00 | 5 | 27 | 22 | 147 | 3526 | 69.98 | 0 | 128.7704 | Cooling | 0 | 4 | 0 | 0 | 0 | 6 | 0 | 128.7704 | 4 | 160.963 | 160.963 | 0 | 6 | 0 | 16.0963 | 0.0061909 | 1 | 0.5 | 0 | 8.2745 | 0 | 8.2745 | 0 | 157.7438 | 19.718 | 0.015168 | 1 | 0.5 | 0 | 4.1373 | 0 | 4.1373
2007-05-27 23:00 | 5 | 27 | 23 | 147 | 3527 | 69.98 | 0 | 58.389 | Cooling | 0 | 4 | 0 | 0 | 0 | 6 | 0 | 58.389 | 4 | 72.9863 | 72.9863 | 0 | 6 | 0 | 7.2986 | 0.0028072 | 1 | 0.5 | 0 | 8.2745 | 0 | 8.2745 | 0 | 71.5266 | 8.9408 | 0.0068776 | 1 | 0.5 | 0 | 4.1373 | 0 | 4.1373
2007-05-28 | 5 | 28 | 0 | 148 | 3528 | 62.06 | 0 | 117.7713 | Cooling | 0 | 4 | 0 | 0 | 0 | 6 | 0 | 117.7713 | 4 | 147.2141 | 147.2141 | 0 | 6 | 0 | 14.7214 | 0.0056621 | 1 | 0.5 | 0 | 8.2745 | 0 | 8.2745 | 0 | 144.2698 | 18.0337 | 0.013872 | 1 | 0.5 | 0 | 4.1373 | 0 | 4.1373
2007-05-28 01:00 | 5 | 28 | 1 | 148 | 3529 | 62.06 | 0 | 178.9545 | Cooling | 0 | 4 | 0 | 0 | 0 | 6 | 0 | 178.9545 | 4 | 223.6931 | 223.6931 | 0 | 6 | 0 | 22.3693 | 0.0086036 | 1 | 0.5 | 0 | 8.2745 | 0 | 8.2745 | 0 | 219.2192 | 27.4024 | 0.021079 | 1 | 0.5 | 0 | 4.1373 | 0 | 4.1373
2007-05-28 02:00 | 5 | 28 | 2 | 148 | 3530 | 62.06 | 0 | 168.0959 | Cooling | 0 | 4 | 0 | 0 | 0 | 6 | 0 | 168.0959 | 4 | 210.1199 | 210.1199 | 0 | 6 | 0 | 21.012 | 0.0080815 | 1 | 0.5 | 0 | 8.2745 | 0 | 8.2745 | 0 | 205.9175 | 25.7397 | 0.0198 | 1 | 0.5 | 0 | 4.1373 | 0 | 4.1373
2007-05-28 03:00 | 5 | 28 | 3 | 148 | 3531 | 60.08 | 0 | 162.1165 | Cooling | 0 | 4 | 0 | 0 | 0 | 6 | 0 | 162.1165 | 4 | 202.6456 | 202.6456 | 0 | 6 | 0 | 20.2646 | 0.0077941 | 1 | 0.5 | 0 | 8.2745 | 0 | 8.2745 | 0 | 198.5927 | 24.8241 | 0.019095 | 1 | 0.5 | 0 | 4.1373 | 0 | 4.1373
2007-05-28 04:00 | 5 | 28 | 4 | 148 | 3532 | 57.92 | 0 | 141.8228 | Cooling | 0 | 4 | 0 | 0 | 0 | 6 | 0 | 141.8228 | 4 | 177.2786 | 177.2786 | 0 | 6 | 0 | 17.7279 | 0.0068184 | 1 | 0.5 | 0 | 8.2745 | 0 | 8.2745 | 0 | 173.733 | 21.7166 | 0.016705 | 1 | 0.5 | 0 | 4.1373 | 0 | 4.1373
2007-05-28 05:00 | 5 | 28 | 5 | 148 | 3533 | 57.92 | 0 | 119.8306 | Cooling | 0 | 4 | 0 | 0 | 0 | 6 | 0 | 119.8306 | 4 | 149.7883 | 149.7883 | 0 | 6 | 0 | 14.9788 | 0.0057611 | 1 | 0.5 | 0 | 8.2745 | 0 | 8.2745 | 0 | 146.7925 | 18.3491 | 0.014115 | 1 | 0.5 | 0 | 4.1373 | 0 | 4.1373
2007-05-28 06:00 | 5 | 28 | 6 | 148 | 3534 | 57.02 | 243.2052 | 0 | Heating | 243.2052 | 4 | 194.5641 | 194.5641 | 0 | 6 | 0 | 0 | 4 | 0 | 0 | 0 | 6 | 0 | 38.9128 | 0.014966 | 1 | 0.5 | 0 | 8.2745 | 0 | 8.2745 | 198.5348 | 0 | 11.3643 | 0.0087418 | 1 | 0.5 | 0 | 4.1373 | 0 | 4.1373
2007-05-28 07:00 | 5 | 28 | 7 | 148 | 3535 | 55.04 | 591.1991 | 0 | Heating | 591.1991 | 4 | 472.9593 | 472.9593 | 0 | 6 | 0 | 0 | 4 | 0 | 0 | 0 | 6 | 0 | 94.5919 | 0.036381 | 1 | 0.5 | 0 | 8.2745 | 0 | 8.2745 | 482.6115 | 0 | 27.6252 | 0.02125 | 1 | 0.5 | 0 | 4.1373 | 0 | 4.1373
2007-05-28 08:00 | 5 | 28 | 8 | 148 | 3536 | 55.04 | 439.6827 | 0 | Heating | 439.6827 | 4 | 351.7461 | 351.7461 | 0 | 6 | 0 | 0 | 4 | 0 | 0 | 0 | 6 | 0 | 70.3492 | 0.027057 | 1 | 0.5 | 0 | 8.2745 | 0 | 8.2745 | 358.9246 | 0 | 20.5452 | 0.015804 | 1 | 0.5 | 0 | 4.1373 | 0 | 4.1373
2007-05-28 09:00 | 5 | 28 | 9 | 148 | 3537 | 53.96 | 238.6987 | 0 | Heating | 238.6987 | 4 | 190.9589 | 190.9589 | 0 | 6 | 0 | 0 | 4 | 0 | 0 | 0 | 6 | 0 | 38.1918 | 0.014689 | 1 | 0.5 | 0 | 8.2745 | 0 | 8.2745 | 194.8561 | 0 | 11.1538 | 0.0085798 | 1 | 0.5 | 0 | 4.1373 | 0 | 4.1373
2007-05-28 10:00 | 5 | 28 | 10 | 148 | 3538 | 53.6 | 130.9442 | 0 | Heating | 130.9442 | 4 | 104.7554 | 104.7554 | 0 | 6 | 0 | 0 | 4 | 0 | 0 | 0 | 6 | 0 | 20.9511 | 0.0080581 | 1 | 0.5 | 0 | 8.2745 | 0 | 8.2745 | 106.8933 | 0 | 6.1187 | 0.0047067 | 1 | 0.5 | 0 | 4.1373 | 0 | 4.1373
2007-05-28 11:00 | 5 | 28 | 11 | 148 | 3539 | 53.96 | 42.2516 | 0 | Heating | 42.2516 | 4 | 33.8013 | 33.8013 | 0 | 6 | 0 | 0 | 4 | 0 | 0 | 0 | 6 | 0 | 6.7603 | 0.0026001 | 1 | 0.5 | 0 | 8.2745 | 0 | 8.2745 | 34.4911 | 0 | 1.9743 | 0.0015187 | 1 | 0.5 | 0 | 4.1373 | 0 | 4.1373
2007-05-28 12:00 | 5 | 28 | 12 | 148 | 3540 | 55.04 | 0 | 54.8502 | Cooling | 0 | 4 | 0 | 0 | 0 | 6 | 0 | 54.8502 | 4 | 68.5628 | 68.5628 | 0 | 6 | 0 | 6.8563 | 0.002637 | 1 | 0.5 | 0 | 8.2745 | 0 | 8.2745 | 0 | 67.1915 | 8.3989 | 0.0064607 | 1 | 0.5 | 0 | 4.1373 | 0 | 4.1373
2007-05-28 13:00 | 5 | 28 | 13 | 148 | 3541 | 55.04 | 0 | 125.3396 | Cooling | 0 | 4 | 0 | 0 | 0 | 6 | 0 | 125.3396 | 4 | 156.6745 | 156.6745 | 0 | 6 | 0 | 15.6674 | 0.0060259 | 1 | 0.5 | 0 | 8.2745 | 0 | 8.2745 | 0 | 153.541 | 19.1926 | 0.014764 | 1 | 0.5 | 0 | 4.1373 | 0 | 4.1373
2007-05-28 14:00 | 5 | 28 | 14 | 148 | 3542 | 55.94 | 0 | 153.3653 | Cooling | 0 | 4 | 0 | 0 | 0 | 6 | 0 | 153.3653 | 4 | 191.7067 | 191.7067 | 0 | 6 | 0 | 19.1707 | 0.0073733 | 1 | 0.5 | 0 | 8.2745 | 0 | 8.2745 | 0 | 187.8725 | 23.4841 | 0.018065 | 1 | 0.5 | 0 | 4.1373 | 0 | 4.1373
2007-05-28 15:00 | 5 | 28 | 15 | 148 | 3543 | 60.08 | 0 | 234.4081 | Cooling | 0 | 4 | 0 | 0 | 0 | 6 | 0 | 234.4081 | 4 | 293.0101 | 293.0101 | 0 | 6 | 0 | 29.301 | 0.01127 | 1 | 0.5 | 0 | 8.2745 | 0 | 8.2745 | 0 | 287.1499 | 35.8937 | 0.027611 | 1 | 0.5 | 0 | 4.1373 | 0 | 4.1373
2007-05-28 16:00 | 5 | 28 | 16 | 148 | 3544 | 59 | 0 | 249.4019 | Cooling | 0 | 4 | 0 | 0 | 0 | 6 | 0 | 249.4019 | 4 | 311.7524 | 311.7524 | 0 | 6 | 0 | 31.1752 | 0.01199 | 1 | 0.5 | 0 | 8.2745 | 0 | 8.2745 | 0 | 305.5174 | 38.1897 | 0.029377 | 1 | 0.5 | 0 | 4.1373 | 0 | 4.1373
2007-05-28 17:00 | 5 | 28 | 17 | 148 | 3545 | 59 | 0 | 219.4326 | Cooling | 0 | 4 | 0 | 0 | 0 | 6 | 0 | 219.4326 | 4 | 274.2907 | 274.2907 | 0 | 6 | 0 | 27.4291 | 0.01055 | 1 | 0.5 | 0 | 8.2745 | 0 | 8.2745 | 0 | 268.8049 | 33.6006 | 0.025847 | 1 | 0.5 | 0 | 4.1373 | 0 | 4.1373
2007-05-28 18:00 | 5 | 28 | 18 | 148 | 3546 | 57.92 | 0 | 135.5804 | Cooling | 0 | 4 | 0 | 0 | 0 | 6 | 0 | 135.5804 | 4 | 169.4755 | 169.4755 | 0 | 6 | 0 | 16.9475 | 0.0065183 | 1 | 0.5 | 0 | 8.2745 | 0 | 8.2745 | 0 | 166.086 | 20.7607 | 0.01597 | 1 | 0.5 | 0 | 4.1373 | 0 | 4.1373
2007-05-28 19:00 | 5 | 28 | 19 | 148 | 3547 | 55.94 | 0 | 30.5471 | Cooling | 0 | 4 | 0 | 0 | 0 | 6 | 0 | 30.5471 | 4 | 38.1839 | 38.1839 | 0 | 6 | 0 | 3.8184 | 0.0014686 | 1 | 0.5 | 0 | 8.2745 | 0 | 8.2745 | 0 | 37.4202 | 4.6775 | 0.0035981 | 1 | 0.5 | 0 | 4.1373 | 0 | 4.1373
2007-05-28 20:00 | 5 | 28 | 20 | 148 | 3548 | 55.94 | 84.0086 | 0 | Heating | 84.0086 | 4 | 67.2068 | 67.2068 | 0 | 6 | 0 | 0 | 4 | 0 | 0 | 0 | 6 | 0 | 13.4414 | 0.0051698 | 1 | 0.5 | 0 | 8.2745 | 0 | 8.2745 | 68.5784 | 0 | 3.9255 | 0.0030196 | 1 | 0.5 | 0 | 4.1373 | 0 | 4.1373
2007-05-28 21:00 | 5 | 28 | 21 | 148 | 3549 | 53.96 | 164.0802 | 0 | Heating | 164.0802 | 4 | 131.2641 | 131.2641 | 0 | 6 | 0 | 0 | 4 | 0 | 0 | 0 | 6 | 0 | 26.2528 | 0.010097 | 1 | 0.5 | 0 | 8.2745 | 0 | 8.2745 | 133.943 | 0 | 7.667 | 0.0058977 | 1 | 0.5 | 0 | 4.1373 | 0 | 4.1373
2007-05-28 22:00 | 5 | 28 | 22 | 148 | 3550 | 53.96 | 233.6234 | 0 | Heating | 233.6234 | 4 | 186.8987 | 186.8987 | 0 | 6 | 0 | 0 | 4 | 0 | 0 | 0 | 6 | 0 | 37.3797 | 0.014377 | 1 | 0.5 | 0 | 8.2745 | 0 | 8.2745 | 190.7129 | 0 | 10.9166 | 0.0083974 | 1 | 0.5 | 0 | 4.1373 | 0 | 4.1373
2007-05-28 23:00 | 5 | 28 | 23 | 148 | 3551 | 53.96 | 314.8617 | 0 | Heating | 314.8617 | 4 | 251.8894 | 251.8894 | 0 | 6 | 0 | 0 | 4 | 0 | 0 | 0 | 6 | 0 | 50.3779 | 0.019376 | 1 | 0.5 | 0 | 8.2745 | 0 | 8.2745 | 257.03 | 0 | 14.7126 | 0.011317 | 1 | 0.5 | 0 | 4.1373 | 0 | 4.1373
2007-05-29 | 5 | 29 | 0 | 149 | 3552 | 53.96 | 307.1293 | 0 | Heating | 307.1293 | 4 | 245.7034 | 245.7034 | 0 | 6 | 0 | 0 | 4 | 0 | 0 | 0 | 6 | 0 | 49.1407 | 0.0189 | 1 | 0.5 | 0 | 8.2745 | 0 | 8.2745 | 250.7178 | 0 | 14.3513 | 0.011039 | 1 | 0.5 | 0 | 4.1373 | 0 | 4.1373
2007-05-29 01:00 | 5 | 29 | 1 | 149 | 3553 | 51.98 | 194.717 | 0 | Heating | 194.717 | 4 | 155.7736 | 155.7736 | 0 | 6 | 0 | 0 | 4 | 0 | 0 | 0 | 6 | 0 | 31.1547 | 0.011983 | 1 | 0.5 | 0 | 8.2745 | 0 | 8.2745 | 158.9526 | 0 | 9.0986 | 0.0069989 | 1 | 0.5 | 0 | 4.1373 | 0 | 4.1373
2007-05-29 02:00 | 5 | 29 | 2 | 149 | 3554 | 51.98 | 211.3423 | 0 | Heating | 211.3423 | 4 | 169.0738 | 169.0738 | 0 | 6 | 0 | 0 | 4 | 0 | 0 | 0 | 6 | 0 | 33.8148 | 0.013006 | 1 | 0.5 | 0 | 8.2745 | 0 | 8.2745 | 172.5243 | 0 | 9.8755 | 0.0075965 | 1 | 0.5 | 0 | 4.1373 | 0 | 4.1373
2007-05-29 03:00 | 5 | 29 | 3 | 149 | 3555 | 46.04 | 205.7614 | 0 | Heating | 205.7614 | 4 | 164.6091 | 164.6091 | 0 | 6 | 0 | 0 | 4 | 0 | 0 | 0 | 6 | 0 | 32.9218 | 0.012662 | 1 | 0.5 | 0 | 8.2745 | 0 | 8.2745 | 167.9685 | 0 | 9.6147 | 0.0073959 | 1 | 0.5 | 0 | 4.1373 | 0 | 4.1373
2007-05-29 04:00 | 5 | 29 | 4 | 149 | 3556 | 44.96 | 240.609 | 0 | Heating | 240.609 | 4 | 192.4872 | 192.4872 | 0 | 6 | 0 | 0 | 4 | 0 | 0 | 0 | 6 | 0 | 38.4974 | 0.014807 | 1 | 0.5 | 0 | 8.2745 | 0 | 8.2745 | 196.4155 | 0 | 11.243 | 0.0086485 | 1 | 0.5 | 0 | 4.1373 | 0 | 4.1373
2007-05-29 05:00 | 5 | 29 | 5 | 149 | 3557 | 44.96 | 320.0854 | 0 | Heating | 320.0854 | 4 | 256.0683 | 256.0683 | 0 | 6 | 0 | 0 | 4 | 0 | 0 | 0 | 6 | 0 | 51.2137 | 0.019698 | 1 | 0.5 | 0 | 8.2745 | 0 | 8.2745 | 261.2942 | 0 | 14.9567 | 0.011505 | 1 | 0.5 | 0 | 4.1373 | 0 | 4.1373
2007-05-29 06:00 | 5 | 29 | 6 | 149 | 3558 | 48.2 | 1384.1255 | 0 | Heating | 1384.1255 | 4 | 1107.3004 | 1107.3004 | 0 | 6 | 0 | 0 | 4 | 0 | 0 | 0 | 6 | 0 | 221.4601 | 0.085177 | 1 | 0.5 | 0 | 8.2745 | 0 | 8.2745 | 1129.8983 | 0 | 64.6765 | 0.049751 | 1 | 0.5 | 0 | 4.1373 | 0 | 4.1373
2007-05-29 07:00 | 5 | 29 | 7 | 149 | 3559 | 53.96 | 1260.0585 | 0 | Heating | 1260.0585 | 4 | 1008.0468 | 1008.0468 | 0 | 6 | 0 | 0 | 4 | 0 | 0 | 0 | 6 | 0 | 201.6094 | 0.077542 | 1 | 0.5 | 0 | 8.2745 | 0 | 8.2745 | 1028.6192 | 0 | 58.8792 | 0.045292 | 1 | 0.5 | 0 | 4.1373 | 0 | 4.1373
2007-05-29 08:00 | 5 | 29 | 8 | 149 | 3560 | 53.96 | 1068.4928 | 0 | Heating | 1068.4928 | 4 | 854.7942 | 854.7942 | 0 | 6 | 0 | 0 | 4 | 0 | 0 | 0 | 6 | 0 | 170.9588 | 0.065753 | 1 | 0.5 | 0 | 8.2745 | 0 | 8.2745 | 872.239 | 0 | 49.9278 | 0.038406 | 1 | 0.5 | 0 | 4.1373 | 0 | 4.1373
2007-05-29 09:00 | 5 | 29 | 9 | 149 | 3561 | 57.92 | 599.5408 | 0 | Heating | 599.5408 | 4 | 479.6327 | 479.6327 | 0 | 6 | 0 | 0 | 4 | 0 | 0 | 0 | 6 | 0 | 95.9265 | 0.036895 | 1 | 0.5 | 0 | 8.2745 | 0 | 8.2745 | 489.4211 | 0 | 28.0149 | 0.02155 | 1 | 0.5 | 0 | 4.1373 | 0 | 4.1373
2007-05-29 10:00 | 5 | 29 | 10 | 149 | 3562 | 60.08 | 277.0637 | 0 | Heating | 277.0637 | 4 | 221.6509 | 221.6509 | 0 | 6 | 0 | 0 | 4 | 0 | 0 | 0 | 6 | 0 | 44.3302 | 0.01705 | 1 | 0.5 | 0 | 8.2745 | 0 | 8.2745 | 226.1744 | 0 | 12.9464 | 0.0099588 | 1 | 0.5 | 0 | 4.1373 | 0 | 4.1373
2007-05-29 11:00 | 5 | 29 | 11 | 149 | 3563 | 60.08 | 90.3836 | 0 | Heating | 90.3836 | 4 | 72.3069 | 72.3069 | 0 | 6 | 0 | 0 | 4 | 0 | 0 | 0 | 6 | 0 | 14.4614 | 0.0055621 | 1 | 0.5 | 0 | 8.2745 | 0 | 8.2745 | 73.7825 | 0 | 4.2234 | 0.0032488 | 1 | 0.5 | 0 | 4.1373 | 0 | 4.1373
2007-05-29 12:00 | 5 | 29 | 12 | 149 | 3564 | 64.94 | 0 | 135.5668 | Cooling | 0 | 4 | 0 | 0 | 0 | 6 | 0 | 135.5668 | 4 | 169.4585 | 169.4585 | 0 | 6 | 0 | 16.9458 | 0.0065176 | 1 | 0.5 | 0 | 8.2745 | 0 | 8.2745 | 0 | 166.0693 | 20.7587 | 0.015968 | 1 | 0.5 | 0 | 4.1373 | 0 | 4.1373
2007-05-29 13:00 | 5 | 29 | 13 | 149 | 3565 | 68 | 0 | 518.332 | Cooling | 0 | 4 | 0 | 0 | 0 | 6 | 0 | 518.332 | 4 | 647.915 | 647.915 | 0 | 6 | 0 | 64.7915 | 0.02492 | 1 | 0.5 | 0 | 8.2745 | 0 | 8.2745 | 0 | 634.9567 | 79.3696 | 0.061054 | 1 | 0.5 | 0 | 4.1373 | 0 | 4.1373
2007-05-29 14:00 | 5 | 29 | 14 | 149 | 3566 | 68 | 0 | 834.061 | Cooling | 0 | 4 | 0 | 0 | 0 | 6 | 0 | 834.061 | 4 | 1042.5762 | 1042.5762 | 0 | 6 | 0 | 104.2576 | 0.040099 | 1 | 0.5 | 0 | 8.2745 | 0 | 8.2745 | 0 | 1021.7247 | 127.7156 | 0.098243 | 1 | 0.5 | 0 | 4.1373 | 0 | 4.1373
2007-05-29 15:00 | 5 | 29 | 15 | 149 | 3567 | 69.08 | 0 | 1111.5617 | Cooling | 0 | 4 | 0 | 0 | 0 | 6 | 0 | 1111.5617 | 4 | 1389.4522 | 1389.4522 | 0 | 6 | 0 | 138.9452 | 0.05344 | 1 | 0.5 | 0 | 8.2745 | 0 | 8.2745 | 0 | 1361.6631 | 170.2079 | 0.13093 | 1 | 0.5 | 0 | 4.1373 | 0 | 4.1373
2007-05-29 16:00 | 5 | 29 | 16 | 149 | 3568 | 69.98 | 0 | 1275.4755 | Cooling | 0 | 4 | 0 | 0 | 0 | 6 | 0 | 1275.4755 | 4 | 1594.3444 | 1594.3444 | 0 | 6 | 0 | 159.4344 | 0.061321 | 1 | 0.5 | 0 | 8.2745 | 0 | 8.2745 | 0 | 1562.4575 | 195.3072 | 0.15024 | 1 | 0.5 | 0 | 4.1373 | 0 | 4.1373
2007-05-29 17:00 | 5 | 29 | 17 | 149 | 3569 | 69.8 | 0 | 1351.0101 | Cooling | 0 | 4 | 0 | 0 | 0 | 6 | 0 | 1351.0101 | 4 | 1688.7627 | 1688.7627 | 0 | 6 | 0 | 168.8763 | 0.064952 | 1 | 0.5 | 0 | 8.2745 | 0 | 8.2745 | 0 | 1654.9874 | 206.8734 | 0.15913 | 1 | 0.5 | 0 | 4.1373 | 0 | 4.1373
2007-05-29 18:00 | 5 | 29 | 18 | 149 | 3570 | 68 | 0 | 992.9229 | Cooling | 0 | 4 | 0 | 0 | 0 | 6 | 0 | 992.9229 | 4 | 1241.1536 | 1241.1536 | 0 | 6 | 0 | 124.1154 | 0.047737 | 1 | 0.5 | 0 | 8.2745 | 0 | 8.2745 | 0 | 1216.3305 | 152.0413 | 0.11695 | 1 | 0.5 | 0 | 4.1373 | 0 | 4.1373
2007-05-29 19:00 | 5 | 29 | 19 | 149 | 3571 | 66.02 | 0 | 493.3055 | Cooling | 0 | 4 | 0 | 0 | 0 | 6 | 0 | 493.3055 | 4 | 616.6319 | 616.6319 | 0 | 6 | 0 | 61.6632 | 0.023717 | 1 | 0.5 | 0 | 8.2745 | 0 | 8.2745 | 0 | 604.2992 | 75.5374 | 0.058106 | 1 | 0.5 | 0 | 4.1373 | 0 | 4.1373
2007-05-29 20:00 | 5 | 29 | 20 | 149 | 3572 | 66.02 | 0 | 123.0006 | Cooling | 0 | 4 | 0 | 0 | 0 | 6 | 0 | 123.0006 | 4 | 153.7508 | 153.7508 | 0 | 6 | 0 | 15.3751 | 0.0059135 | 1 | 0.5 | 0 | 8.2745 | 0 | 8.2745 | 0 | 150.6758 | 18.8345 | 0.014488 | 1 | 0.5 | 0 | 4.1373 | 0 | 4.1373
2007-05-29 21:00 | 5 | 29 | 21 | 149 | 3573 | 64.94 | 0 | 0.25944 | Cooling | 0 | 4 | 0 | 0 | 0 | 6 | 0 | 0.25944 | 4 | 0.3243 | 0.3243 | 0 | 6 | 0 | 0.03243 | 1.2473e-05 | 1 | 0.5 | 0 | 8.2745 | 0 | 8.2745 | 0 | 0.31781 | 0.039727 | 3.0559e-05 | 1 | 0.5 | 0 | 4.1373 | 0 | 4.1373
2007-05-29 22:00 | 5 | 29 | 22 | 149 | 3574 | 62.06 | 173.4845 | 0 | Heating | 173.4845 | 4 | 138.7876 | 138.7876 | 0 | 6 | 0 | 0 | 4 | 0 | 0 | 0 | 6 | 0 | 27.7575 | 0.010676 | 1 | 0.5 | 0 | 8.2745 | 0 | 8.2745 | 141.62 | 0 | 8.1065 | 0.0062357 | 1 | 0.5 | 0 | 4.1373 | 0 | 4.1373
2007-05-29 23:00 | 5 | 29 | 23 | 149 | 3575 | 62.06 | 262.6877 | 0 | Heating | 262.6877 | 4 | 210.1502 | 210.1502 | 0 | 6 | 0 | 0 | 4 | 0 | 0 | 0 | 6 | 0 | 42.03 | 0.016165 | 1 | 0.5 | 0 | 8.2745 | 0 | 8.2745 | 214.4389 | 0 | 12.2747 | 0.0094421 | 1 | 0.5 | 0 | 4.1373 | 0 | 4.1373
2007-05-30 | 5 | 30 | 0 | 150 | 3576 | 57.92 | 236.8391 | 0 | Heating | 236.8391 | 4 | 189.4713 | 189.4713 | 0 | 6 | 0 | 0 | 4 | 0 | 0 | 0 | 6 | 0 | 37.8943 | 0.014575 | 1 | 0.5 | 0 | 8.2745 | 0 | 8.2745 | 193.3381 | 0 | 11.0669 | 0.008513 | 1 | 0.5 | 0 | 4.1373 | 0 | 4.1373
2007-05-30 01:00 | 5 | 30 | 1 | 150 | 3577 | 57.92 | 107.3955 | 0 | Heating | 107.3955 | 4 | 85.9164 | 85.9164 | 0 | 6 | 0 | 0 | 4 | 0 | 0 | 0 | 6 | 0 | 17.1833 | 0.006609 | 1 | 0.5 | 0 | 8.2745 | 0 | 8.2745 | 87.6698 | 0 | 5.0183 | 0.0038602 | 1 | 0.5 | 0 | 4.1373 | 0 | 4.1373
2007-05-30 02:00 | 5 | 30 | 2 | 150 | 3578 | 57.92 | 146.725 | 0 | Heating | 146.725 | 4 | 117.38 | 117.38 | 0 | 6 | 0 | 0 | 4 | 0 | 0 | 0 | 6 | 0 | 23.476 | 0.0090292 | 1 | 0.5 | 0 | 8.2745 | 0 | 8.2745 | 119.7755 | 0 | 6.8561 | 0.0052739 | 1 | 0.5 | 0 | 4.1373 | 0 | 4.1373
2007-05-30 03:00 | 5 | 30 | 3 | 150 | 3579 | 57.02 | 191.0793 | 0 | Heating | 191.0793 | 4 | 152.8635 | 152.8635 | 0 | 6 | 0 | 0 | 4 | 0 | 0 | 0 | 6 | 0 | 30.5727 | 0.011759 | 1 | 0.5 | 0 | 8.2745 | 0 | 8.2745 | 155.9831 | 0 | 8.9286 | 0.0068682 | 1 | 0.5 | 0 | 4.1373 | 0 | 4.1373
2007-05-30 04:00 | 5 | 30 | 4 | 150 | 3580 | 55.94 | 238.8976 | 0 | Heating | 238.8976 | 4 | 191.118 | 191.118 | 0 | 6 | 0 | 0 | 4 | 0 | 0 | 0 | 6 | 0 | 38.2236 | 0.014701 | 1 | 0.5 | 0 | 8.2745 | 0 | 8.2745 | 195.0184 | 0 | 11.163 | 0.008587 | 1 | 0.5 | 0 | 4.1373 | 0 | 4.1373
2007-05-30 05:00 | 5 | 30 | 5 | 150 | 3581 | 55.94 | 348.7575 | 0 | Heating | 348.7575 | 4 | 279.006 | 279.006 | 0 | 6 | 0 | 0 | 4 | 0 | 0 | 0 | 6 | 0 | 55.8012 | 0.021462 | 1 | 0.5 | 0 | 8.2745 | 0 | 8.2745 | 284.7 | 0 | 16.2965 | 0.012536 | 1 | 0.5 | 0 | 4.1373 | 0 | 4.1373
2007-05-30 06:00 | 5 | 30 | 6 | 150 | 3582 | 57.02 | 1384.7852 | 0 | Heating | 1384.7852 | 4 | 1107.8281 | 1107.8281 | 0 | 6 | 0 | 0 | 4 | 0 | 0 | 0 | 6 | 0 | 221.5656 | 0.085218 | 1 | 0.5 | 0 | 8.2745 | 0 | 8.2745 | 1130.4369 | 0 | 64.7073 | 0.049775 | 1 | 0.5 | 0 | 4.1373 | 0 | 4.1373
2007-05-30 07:00 | 5 | 30 | 7 | 150 | 3583 | 60.98 | 1152.0567 | 0 | Heating | 1152.0567 | 4 | 921.6453 | 921.6453 | 0 | 6 | 0 | 0 | 4 | 0 | 0 | 0 | 6 | 0 | 184.3291 | 0.070896 | 1 | 0.5 | 0 | 8.2745 | 0 | 8.2745 | 940.4544 | 0 | 53.8325 | 0.04141 | 1 | 0.5 | 0 | 4.1373 | 0 | 4.1373
2007-05-30 08:00 | 5 | 30 | 8 | 150 | 3584 | 60.98 | 932.2348 | 0 | Heating | 932.2348 | 4 | 745.7878 | 745.7878 | 0 | 6 | 0 | 0 | 4 | 0 | 0 | 0 | 6 | 0 | 149.1576 | 0.057368 | 1 | 0.5 | 0 | 8.2745 | 0 | 8.2745 | 761.008 | 0 | 43.5608 | 0.033508 | 1 | 0.5 | 0 | 4.1373 | 0 | 4.1373
2007-05-30 09:00 | 5 | 30 | 9 | 150 | 3585 | 66.02 | 394.4415 | 0 | Heating | 394.4415 | 4 | 315.5532 | 315.5532 | 0 | 6 | 0 | 0 | 4 | 0 | 0 | 0 | 6 | 0 | 63.1106 | 0.024273 | 1 | 0.5 | 0 | 8.2745 | 0 | 8.2745 | 321.9931 | 0 | 18.4312 | 0.014178 | 1 | 0.5 | 0 | 4.1373 | 0 | 4.1373
2007-05-30 10:00 | 5 | 30 | 10 | 150 | 3586 | 66.92 | 0 | 78.5642 | Cooling | 0 | 4 | 0 | 0 | 0 | 6 | 0 | 78.5642 | 4 | 98.2053 | 98.2053 | 0 | 6 | 0 | 9.8205 | 0.0037771 | 1 | 0.5 | 0 | 8.2745 | 0 | 8.2745 | 0 | 96.2412 | 12.0301 | 0.009254 | 1 | 0.5 | 0 | 4.1373 | 0 | 4.1373
2007-05-30 11:00 | 5 | 30 | 11 | 150 | 3587 | 66.92 | 0 | 692.4171 | Cooling | 0 | 4 | 0 | 0 | 0 | 6 | 0 | 692.4171 | 4 | 865.5213 | 865.5213 | 0 | 6 | 0 | 86.5521 | 0.033289 | 1 | 0.5 | 0 | 8.2745 | 0 | 8.2745 | 0 | 848.2109 | 106.0264 | 0.081559 | 1 | 0.5 | 0 | 4.1373 | 0 | 4.1373
2007-05-30 12:00 | 5 | 30 | 12 | 150 | 3588 | 71.96 | 0 | 1431.3453 | Cooling | 0 | 4 | 0 | 0 | 0 | 6 | 0 | 1431.3453 | 4 | 1789.1817 | 1789.1817 | 0 | 6 | 0 | 178.9182 | 0.068815 | 1 | 0.5 | 0 | 8.2745 | 0 | 8.2745 | 0 | 1753.398 | 219.1748 | 0.1686 | 1 | 0.5 | 0 | 4.1373 | 0 | 4.1373
2007-05-30 13:00 | 5 | 30 | 13 | 150 | 3589 | 71.96 | 0 | 1715.8915 | Cooling | 0 | 4 | 0 | 0 | 0 | 6 | 0 | 1715.8915 | 4 | 2144.8644 | 2144.8644 | 0 | 6 | 0 | 214.4864 | 0.082495 | 1 | 0.5 | 0 | 8.2745 | 0 | 8.2745 | 0 | 2101.9671 | 262.7459 | 0.20211 | 1 | 0.5 | 0 | 4.1373 | 0 | 4.1373
2007-05-30 14:00 | 5 | 30 | 14 | 150 | 3590 | 71.96 | 0 | 1831.7961 | Cooling | 0 | 4 | 0 | 0 | 0 | 6 | 0 | 1831.7961 | 4 | 2289.7451 | 2289.7451 | 0 | 6 | 0 | 228.9745 | 0.088067 | 1 | 0.5 | 0 | 8.2745 | 0 | 8.2745 | 0 | 2243.9502 | 280.4938 | 0.21576 | 1 | 0.5 | 0 | 4.1373 | 0 | 4.1373
2007-05-30 15:00 | 5 | 30 | 15 | 150 | 3591 | 62.96 | 0 | 2009.5997 | Cooling | 0 | 4 | 0 | 0 | 0 | 6 | 0 | 2009.5997 | 4 | 2511.9996 | 2511.9996 | 0 | 6 | 0 | 251.2 | 0.096615 | 1 | 0.5 | 0 | 8.2745 | 0 | 8.2745 | 0 | 2461.7596 | 307.72 | 0.23671 | 1 | 0.5 | 0 | 4.1373 | 0 | 4.1373
2007-05-30 16:00 | 5 | 30 | 16 | 150 | 3592 | 68 | 0 | 2085.4841 | Cooling | 0 | 4 | 0 | 0 | 0 | 6 | 0 | 2085.4841 | 4 | 2606.8551 | 2606.8551 | 0 | 6 | 0 | 260.6855 | 0.10026 | 1 | 0.5 | 0 | 8.2745 | 0 | 8.2745 | 0 | 2554.718 | 319.3398 | 0.24565 | 1 | 0.5 | 0 | 4.1373 | 0 | 4.1373
2007-05-30 17:00 | 5 | 30 | 17 | 150 | 3593 | 68 | 0 | 2028.4211 | Cooling | 0 | 4 | 0 | 0 | 0 | 6 | 0 | 2028.4211 | 4 | 2535.5264 | 2535.5264 | 0 | 6 | 0 | 253.5526 | 0.09752 | 1 | 0.5 | 0 | 8.2745 | 0 | 8.2745 | 0 | 2484.8159 | 310.602 | 0.23892 | 1 | 0.5 | 0 | 4.1373 | 0 | 4.1373
2007-05-30 18:00 | 5 | 30 | 18 | 150 | 3594 | 57.92 | 0 | 1597.8618 | Cooling | 0 | 4 | 0 | 0 | 0 | 6 | 0 | 1597.8618 | 4 | 1997.3273 | 1997.3273 | 0 | 6 | 0 | 199.7327 | 0.07682 | 1 | 0.5 | 0 | 8.2745 | 0 | 8.2745 | 0 | 1957.3807 | 244.6726 | 0.18821 | 1 | 0.5 | 0 | 4.1373 | 0 | 4.1373
2007-05-30 19:00 | 5 | 30 | 19 | 150 | 3595 | 57.02 | 0 | 1097.3463 | Cooling | 0 | 4 | 0 | 0 | 0 | 6 | 0 | 1097.3463 | 4 | 1371.6829 | 1371.6829 | 0 | 6 | 0 | 137.1683 | 0.052757 | 1 | 0.5 | 0 | 8.2745 | 0 | 8.2745 | 0 | 1344.2492 | 168.0312 | 0.12925 | 1 | 0.5 | 0 | 4.1373 | 0 | 4.1373
2007-05-30 20:00 | 5 | 30 | 20 | 150 | 3596 | 57.02 | 0 | 416.0912 | Cooling | 0 | 4 | 0 | 0 | 0 | 6 | 0 | 416.0912 | 4 | 520.114 | 520.114 | 0 | 6 | 0 | 52.0114 | 0.020004 | 1 | 0.5 | 0 | 8.2745 | 0 | 8.2745 | 0 | 509.7117 | 63.714 | 0.049011 | 1 | 0.5 | 0 | 4.1373 | 0 | 4.1373
2007-05-30 21:00 | 5 | 30 | 21 | 150 | 3597 | 57.02 | 0 | 194.1934 | Cooling | 0 | 4 | 0 | 0 | 0 | 6 | 0 | 194.1934 | 4 | 242.7418 | 242.7418 | 0 | 6 | 0 | 24.2742 | 0.0093362 | 1 | 0.5 | 0 | 8.2745 | 0 | 8.2745 | 0 | 237.8869 | 29.7359 | 0.022874 | 1 | 0.5 | 0 | 4.1373 | 0 | 4.1373
2007-05-30 22:00 | 5 | 30 | 22 | 150 | 3598 | 55.04 | 27.4988 | 0 | Heating | 27.4988 | 4 | 21.999 | 21.999 | 0 | 6 | 0 | 0 | 4 | 0 | 0 | 0 | 6 | 0 | 4.3998 | 0.0016922 | 1 | 0.5 | 0 | 8.2745 | 0 | 8.2745 | 22.448 | 0 | 1.2849 | 0.00098842 | 1 | 0.5 | 0 | 4.1373 | 0 | 4.1373
2007-05-30 23:00 | 5 | 30 | 23 | 150 | 3599 | 55.04 | 52.6238 | 0 | Heating | 52.6238 | 4 | 42.0991 | 42.0991 | 0 | 6 | 0 | 0 | 4 | 0 | 0 | 0 | 6 | 0 | 8.4198 | 0.0032384 | 1 | 0.5 | 0 | 8.2745 | 0 | 8.2745 | 42.9582 | 0 | 2.459 | 0.0018915 | 1 | 0.5 | 0 | 4.1373 | 0 | 4.1373
2007-05-31 | 5 | 31 | 0 | 151 | 3600 | 51.98 | 0 | 7.1198 | Cooling | 0 | 4 | 0 | 0 | 0 | 6 | 0 | 7.1198 | 4 | 8.8997 | 8.8997 | 0 | 6 | 0 | 0.88997 | 0.0003423 | 1 | 0.5 | 0 | 8.2745 | 0 | 8.2745 | 0 | 8.7217 | 1.0902 | 0.00083863 | 1 | 0.5 | 0 | 4.1373 | 0 | 4.1373
2007-05-31 01:00 | 5 | 31 | 1 | 151 | 3601 | 53.06 | 0 | 102.6848 | Cooling | 0 | 4 | 0 | 0 | 0 | 6 | 0 | 102.6848 | 4 | 128.356 | 128.356 | 0 | 6 | 0 | 12.8356 | 0.0049368 | 1 | 0.5 | 0 | 8.2745 | 0 | 8.2745 | 0 | 125.7889 | 15.7236 | 0.012095 | 1 | 0.5 | 0 | 4.1373 | 0 | 4.1373
2007-05-31 02:00 | 5 | 31 | 2 | 151 | 3602 | 53.06 | 0 | 102.5174 | Cooling | 0 | 4 | 0 | 0 | 0 | 6 | 0 | 102.5174 | 4 | 128.1468 | 128.1468 | 0 | 6 | 0 | 12.8147 | 0.0049287 | 1 | 0.5 | 0 | 8.2745 | 0 | 8.2745 | 0 | 125.5838 | 15.698 | 0.012075 | 1 | 0.5 | 0 | 4.1373 | 0 | 4.1373
2007-05-31 03:00 | 5 | 31 | 3 | 151 | 3603 | 48.92 | 0 | 95.7784 | Cooling | 0 | 4 | 0 | 0 | 0 | 6 | 0 | 95.7784 | 4 | 119.723 | 119.723 | 0 | 6 | 0 | 11.9723 | 0.0046047 | 1 | 0.5 | 0 | 8.2745 | 0 | 8.2745 | 0 | 117.3285 | 14.6661 | 0.011282 | 1 | 0.5 | 0 | 4.1373 | 0 | 4.1373
2007-05-31 04:00 | 5 | 31 | 4 | 151 | 3604 | 48.02 | 0 | 76.3547 | Cooling | 0 | 4 | 0 | 0 | 0 | 6 | 0 | 76.3547 | 4 | 95.4433 | 95.4433 | 0 | 6 | 0 | 9.5443 | 0.0036709 | 1 | 0.5 | 0 | 8.2745 | 0 | 8.2745 | 0 | 93.5345 | 11.6918 | 0.0089937 | 1 | 0.5 | 0 | 4.1373 | 0 | 4.1373
2007-05-31 05:00 | 5 | 31 | 5 | 151 | 3605 | 48.02 | 0 | 51.0105 | Cooling | 0 | 4 | 0 | 0 | 0 | 6 | 0 | 51.0105 | 4 | 63.7631 | 63.7631 | 0 | 6 | 0 | 6.3763 | 0.0024524 | 1 | 0.5 | 0 | 8.2745 | 0 | 8.2745 | 0 | 62.4879 | 7.811 | 0.0060085 | 1 | 0.5 | 0 | 4.1373 | 0 | 4.1373
2007-05-31 06:00 | 5 | 31 | 6 | 151 | 3606 | 51.98 | 300.4119 | 0 | Heating | 300.4119 | 4 | 240.3295 | 240.3295 | 0 | 6 | 0 | 0 | 4 | 0 | 0 | 0 | 6 | 0 | 48.0659 | 0.018487 | 1 | 0.5 | 0 | 8.2745 | 0 | 8.2745 | 245.2342 | 0 | 14.0374 | 0.010798 | 1 | 0.5 | 0 | 4.1373 | 0 | 4.1373
2007-05-31 07:00 | 5 | 31 | 7 | 151 | 3607 | 55.94 | 511.7009 | 0 | Heating | 511.7009 | 4 | 409.3607 | 409.3607 | 0 | 6 | 0 | 0 | 4 | 0 | 0 | 0 | 6 | 0 | 81.8721 | 0.031489 | 1 | 0.5 | 0 | 8.2745 | 0 | 8.2745 | 417.715 | 0 | 23.9104 | 0.018393 | 1 | 0.5 | 0 | 4.1373 | 0 | 4.1373
2007-05-31 08:00 | 5 | 31 | 8 | 151 | 3608 | 55.94 | 0 | 55.4341 | Cooling | 0 | 4 | 0 | 0 | 0 | 6 | 0 | 55.4341 | 4 | 69.2926 | 69.2926 | 0 | 6 | 0 | 6.9293 | 0.0026651 | 1 | 0.5 | 0 | 8.2745 | 0 | 8.2745 | 0 | 67.9068 | 8.4883 | 0.0065295 | 1 | 0.5 | 0 | 4.1373 | 0 | 4.1373
2007-05-31 09:00 | 5 | 31 | 9 | 151 | 3609 | 62.06 | 0 | 423.0048 | Cooling | 0 | 4 | 0 | 0 | 0 | 6 | 0 | 423.0048 | 4 | 528.756 | 528.756 | 0 | 6 | 0 | 52.8756 | 0.020337 | 1 | 0.5 | 0 | 8.2745 | 0 | 8.2745 | 0 | 518.1809 | 64.7726 | 0.049825 | 1 | 0.5 | 0 | 4.1373 | 0 | 4.1373
2007-05-31 10:00 | 5 | 31 | 10 | 151 | 3610 | 64.04 | 0 | 953.0708 | Cooling | 0 | 4 | 0 | 0 | 0 | 6 | 0 | 953.0708 | 4 | 1191.3385 | 1191.3385 | 0 | 6 | 0 | 119.1339 | 0.045821 | 1 | 0.5 | 0 | 8.2745 | 0 | 8.2745 | 0 | 1167.5117 | 145.939 | 0.11226 | 1 | 0.5 | 0 | 4.1373 | 0 | 4.1373
2007-05-31 11:00 | 5 | 31 | 11 | 151 | 3611 | 64.04 | 0 | 1610.5367 | Cooling | 0 | 4 | 0 | 0 | 0 | 6 | 0 | 1610.5367 | 4 | 2013.1709 | 2013.1709 | 0 | 6 | 0 | 201.3171 | 0.07743 | 1 | 0.5 | 0 | 8.2745 | 0 | 8.2745 | 0 | 1972.9075 | 246.6134 | 0.1897 | 1 | 0.5 | 0 | 4.1373 | 0 | 4.1373
2007-05-31 12:00 | 5 | 31 | 12 | 151 | 3612 | 66.92 | 0 | 1848.186 | Cooling | 0 | 4 | 0 | 0 | 0 | 6 | 0 | 1848.186 | 4 | 2310.2325 | 2310.2325 | 0 | 6 | 0 | 231.0233 | 0.088855 | 1 | 0.5 | 0 | 8.2745 | 0 | 8.2745 | 0 | 2264.0279 | 283.0035 | 0.21769 | 1 | 0.5 | 0 | 4.1373 | 0 | 4.1373
2007-05-31 13:00 | 5 | 31 | 13 | 151 | 3613 | 69.08 | 0 | 2041.2675 | Cooling | 0 | 4 | 0 | 0 | 0 | 6 | 0 | 2041.2675 | 4 | 2551.5844 | 2551.5844 | 0 | 6 | 0 | 255.1584 | 0.098138 | 1 | 0.5 | 0 | 8.2745 | 0 | 8.2745 | 0 | 2500.5527 | 312.5691 | 0.24044 | 1 | 0.5 | 0 | 4.1373 | 0 | 4.1373
2007-05-31 14:00 | 5 | 31 | 14 | 151 | 3614 | 69.08 | 0 | 2104.2133 | Cooling | 0 | 4 | 0 | 0 | 0 | 6 | 0 | 2104.2133 | 4 | 2630.2666 | 2630.2666 | 0 | 6 | 0 | 263.0267 | 0.10116 | 1 | 0.5 | 0 | 8.2745 | 0 | 8.2745 | 0 | 2577.6613 | 322.2077 | 0.24785 | 1 | 0.5 | 0 | 4.1373 | 0 | 4.1373
2007-05-31 15:00 | 5 | 31 | 15 | 151 | 3615 | 69.08 | 0 | 2215.5613 | Cooling | 0 | 4 | 0 | 0 | 0 | 6 | 0 | 2215.5613 | 4 | 2769.4516 | 2769.4516 | 0 | 6 | 0 | 276.9452 | 0.10652 | 1 | 0.5 | 0 | 8.2745 | 0 | 8.2745 | 0 | 2714.0626 | 339.2578 | 0.26097 | 1 | 0.52194 | 0 | 4.5667 | 0 | 4.5667
2007-05-31 16:00 | 5 | 31 | 16 | 151 | 3616 | 69.08 | 0 | 2441.5421 | Cooling | 0 | 4 | 0 | 0 | 0 | 6 | 0 | 2441.5421 | 4 | 3051.9276 | 3051.9276 | 0 | 6 | 0 | 305.1928 | 0.11738 | 1 | 0.5 | 0 | 8.2745 | 0 | 8.2745 | 0 | 2990.8891 | 373.8611 | 0.28759 | 1 | 0.57517 | 0 | 5.7097 | 0 | 5.7097
2007-05-31 17:00 | 5 | 31 | 17 | 151 | 3617 | 69.08 | 0 | 2563.9197 | Cooling | 0 | 4 | 0 | 0 | 0 | 6 | 0 | 2563.9197 | 4 | 3204.8996 | 3204.8996 | 0 | 6 | 0 | 320.49 | 0.12327 | 1 | 0.5 | 0 | 8.2745 | 0 | 8.2745 | 0 | 3140.8017 | 392.6002 | 0.302 | 1 | 0.604 | 0 | 6.3895 | 0 | 6.3895
2007-05-31 18:00 | 5 | 31 | 18 | 151 | 3618 | 66.92 | 0 | 2157.1699 | Cooling | 0 | 4 | 0 | 0 | 0 | 6 | 0 | 2157.1699 | 4 | 2696.4623 | 2696.4623 | 0 | 6 | 0 | 269.6462 | 0.10371 | 1 | 0.5 | 0 | 8.2745 | 0 | 8.2745 | 0 | 2642.5331 | 330.3166 | 0.25409 | 1 | 0.50818 | 0 | 4.2946 | 0 | 4.2946
2007-05-31 19:00 | 5 | 31 | 19 | 151 | 3619 | 61.88 | 0 | 1789.7389 | Cooling | 0 | 4 | 0 | 0 | 0 | 6 | 0 | 1789.7389 | 4 | 2237.1736 | 2237.1736 | 0 | 6 | 0 | 223.7174 | 0.086045 | 1 | 0.5 | 0 | 8.2745 | 0 | 8.2745 | 0 | 2192.4301 | 274.0538 | 0.21081 | 1 | 0.5 | 0 | 4.1373 | 0 | 4.1373
2007-05-31 20:00 | 5 | 31 | 20 | 151 | 3620 | 59 | 0 | 1399.6416 | Cooling | 0 | 4 | 0 | 0 | 0 | 6 | 0 | 1399.6416 | 4 | 1749.552 | 1749.552 | 0 | 6 | 0 | 174.9552 | 0.06729 | 1 | 0.5 | 0 | 8.2745 | 0 | 8.2745 | 0 | 1714.561 | 214.3201 | 0.16486 | 1 | 0.5 | 0 | 4.1373 | 0 | 4.1373
2007-05-31 21:00 | 5 | 31 | 21 | 151 | 3621 | 55.4 | 0 | 974.3194 | Cooling | 0 | 4 | 0 | 0 | 0 | 6 | 0 | 974.3194 | 4 | 1217.8992 | 1217.8992 | 0 | 6 | 0 | 121.7899 | 0.046842 | 1 | 0.5 | 0 | 8.2745 | 0 | 8.2745 | 0 | 1193.5413 | 149.1927 | 0.11476 | 1 | 0.5 | 0 | 4.1373 | 0 | 4.1373
2007-05-31 22:00 | 5 | 31 | 22 | 151 | 3622 | 57.38 | 0 | 220.5909 | Cooling | 0 | 4 | 0 | 0 | 0 | 6 | 0 | 220.5909 | 4 | 275.7386 | 275.7386 | 0 | 6 | 0 | 27.5739 | 0.010605 | 1 | 0.5 | 0 | 8.2745 | 0 | 8.2745 | 0 | 270.2239 | 33.778 | 0.025983 | 1 | 0.5 | 0 | 4.1373 | 0 | 4.1373
2007-05-31 23:00 | 5 | 31 | 23 | 151 | 3623 | 59.72 | 0 | 115.0189 | Cooling | 0 | 4 | 0 | 0 | 0 | 6 | 0 | 115.0189 | 4 | 143.7737 | 143.7737 | 0 | 6 | 0 | 14.3774 | 0.0055298 | 1 | 0.5 | 0 | 8.2745 | 0 | 8.2745 | 0 | 140.8982 | 17.6123 | 0.013548 | 1 | 0.5 | 0 | 4.1373 | 0 | 4.1373
2007-06-01 | 6 | 1 | 0 | 152 | 3624 | 62.24 | 0 | 169.3748 | Cooling | 0 | 4 | 0 | 0 | 0 | 6 | 0 | 169.3748 | 4 | 211.7185 | 211.7185 | 0 | 6 | 0 | 21.1718 | 0.008143 | 1 | 0.5 | 0 | 8.2745 | 0 | 8.2745 | 0 | 207.4841 | 25.9355 | 0.01995 | 1 | 0.5 | 0 | 4.1373 | 0 | 4.1373
2007-06-01 01:00 | 6 | 1 | 1 | 152 | 3625 | 65.48 | 0 | 237.0475 | Cooling | 0 | 4 | 0 | 0 | 0 | 6 | 0 | 237.0475 | 4 | 296.3094 | 296.3094 | 0 | 6 | 0 | 29.6309 | 0.011397 | 1 | 0.5 | 0 | 8.2745 | 0 | 8.2745 | 0 | 290.3832 | 36.2979 | 0.027921 | 1 | 0.5 | 0 | 4.1373 | 0 | 4.1373
2007-06-01 02:00 | 6 | 1 | 2 | 152 | 3626 | 64.58 | 0 | 233.5479 | Cooling | 0 | 4 | 0 | 0 | 0 | 6 | 0 | 233.5479 | 4 | 291.9349 | 291.9349 | 0 | 6 | 0 | 29.1935 | 0.011228 | 1 | 0.5 | 0 | 8.2745 | 0 | 8.2745 | 0 | 286.0962 | 35.762 | 0.027509 | 1 | 0.5 | 0 | 4.1373 | 0 | 4.1373
2007-06-01 03:00 | 6 | 1 | 3 | 152 | 3627 | 64.76 | 0 | 225.046 | Cooling | 0 | 4 | 0 | 0 | 0 | 6 | 0 | 225.046 | 4 | 281.3075 | 281.3075 | 0 | 6 | 0 | 28.1308 | 0.01082 | 1 | 0.5 | 0 | 8.2745 | 0 | 8.2745 | 0 | 275.6814 | 34.4602 | 0.026508 | 1 | 0.5 | 0 | 4.1373 | 0 | 4.1373
2007-06-01 04:00 | 6 | 1 | 4 | 152 | 3628 | 65.12 | 0 | 204.0587 | Cooling | 0 | 4 | 0 | 0 | 0 | 6 | 0 | 204.0587 | 4 | 255.0734 | 255.0734 | 0 | 6 | 0 | 25.5073 | 0.0098105 | 1 | 0.5 | 0 | 8.2745 | 0 | 8.2745 | 0 | 249.972 | 31.2465 | 0.024036 | 1 | 0.5 | 0 | 4.1373 | 0 | 4.1373
2007-06-01 05:00 | 6 | 1 | 5 | 152 | 3629 | 65.48 | 0 | 193.1263 | Cooling | 0 | 4 | 0 | 0 | 0 | 6 | 0 | 193.1263 | 4 | 241.4078 | 241.4078 | 0 | 6 | 0 | 24.1408 | 0.0092849 | 1 | 0.5 | 0 | 8.2745 | 0 | 8.2745 | 0 | 236.5797 | 29.5725 | 0.022748 | 1 | 0.5 | 0 | 4.1373 | 0 | 4.1373
2007-06-01 06:00 | 6 | 1 | 6 | 152 | 3630 | 66.56 | 39.1071 | 0 | Heating | 39.1071 | 4 | 31.2857 | 31.2857 | 0 | 6 | 0 | 0 | 4 | 0 | 0 | 0 | 6 | 0 | 6.2571 | 0.0024066 | 1 | 0.5 | 0 | 8.2745 | 0 | 8.2745 | 31.9242 | 0 | 1.8274 | 0.0014057 | 1 | 0.5 | 0 | 4.1373 | 0 | 4.1373
2007-06-01 07:00 | 6 | 1 | 7 | 152 | 3631 | 66.02 | 326.8772 | 0 | Heating | 326.8772 | 4 | 261.5017 | 261.5017 | 0 | 6 | 0 | 0 | 4 | 0 | 0 | 0 | 6 | 0 | 52.3003 | 0.020116 | 1 | 0.5 | 0 | 8.2745 | 0 | 8.2745 | 266.8385 | 0 | 15.2741 | 0.011749 | 1 | 0.5 | 0 | 4.1373 | 0 | 4.1373
2007-06-01 08:00 | 6 | 1 | 8 | 152 | 3632 | 66.02 | 64.5018 | 0 | Heating | 64.5018 | 4 | 51.6014 | 51.6014 | 0 | 6 | 0 | 0 | 4 | 0 | 0 | 0 | 6 | 0 | 10.3203 | 0.0039693 | 1 | 0.5 | 0 | 8.2745 | 0 | 8.2745 | 52.6545 | 0 | 3.014 | 0.0023185 | 1 | 0.5 | 0 | 4.1373 | 0 | 4.1373
2007-06-01 09:00 | 6 | 1 | 9 | 152 | 3633 | 68 | 0 | 887.7138 | Cooling | 0 | 4 | 0 | 0 | 0 | 6 | 0 | 887.7138 | 4 | 1109.6423 | 1109.6423 | 0 | 6 | 0 | 110.9642 | 0.042679 | 1 | 0.5 | 0 | 8.2745 | 0 | 8.2745 | 0 | 1087.4494 | 135.9312 | 0.10456 | 1 | 0.5 | 0 | 4.1373 | 0 | 4.1373
2007-06-01 10:00 | 6 | 1 | 10 | 152 | 3634 | 66.02 | 0 | 1663.7063 | Cooling | 0 | 4 | 0 | 0 | 0 | 6 | 0 | 1663.7063 | 4 | 2079.6329 | 2079.6329 | 0 | 6 | 0 | 207.9633 | 0.079986 | 1 | 0.5 | 0 | 8.2745 | 0 | 8.2745 | 0 | 2038.0402 | 254.755 | 0.19597 | 1 | 0.5 | 0 | 4.1373 | 0 | 4.1373
2007-06-01 11:00 | 6 | 1 | 11 | 152 | 3635 | 66.02 | 0 | 2793.1119 | Cooling | 0 | 4 | 0 | 0 | 0 | 6 | 0 | 2793.1119 | 4 | 3491.3899 | 3491.3899 | 0 | 6 | 0 | 349.139 | 0.13428 | 1 | 0.5 | 0 | 8.2745 | 0 | 8.2745 | 0 | 3421.5621 | 427.6953 | 0.329 | 1 | 0.65799 | 0 | 7.7802 | 0 | 7.7802
2007-06-01 12:00 | 6 | 1 | 12 | 152 | 3636 | 71.96 | 0 | 3542.4663 | Cooling | 0 | 4 | 0 | 0 | 0 | 6 | 0 | 3542.4663 | 4 | 4428.0828 | 4428.0828 | 0 | 6 | 0 | 442.8083 | 0.17031 | 1 | 0.5 | 0 | 8.2745 | 0 | 8.2745 | 0 | 4339.5212 | 542.4401 | 0.41726 | 1 | 0.83452 | 0 | 13.4398 | 0 | 13.4398
2007-06-01 13:00 | 6 | 1 | 13 | 152 | 3637 | 77 | 0 | 4219.2112 | Cooling | 0 | 4 | 0 | 0 | 0 | 6 | 0 | 4219.2112 | 4 | 5274.014 | 5274.014 | 0 | 6 | 0 | 527.4014 | 0.20285 | 1 | 0.5 | 0 | 8.2745 | 0 | 8.2745 | 0 | 5168.5337 | 646.0667 | 0.49697 | 1 | 0.99395 | 0 | 20.0919 | 0 | 20.0919
2007-06-01 14:00 | 6 | 1 | 14 | 152 | 3638 | 77 | 0 | 4238.8976 | Cooling | 0 | 4 | 0 | 0 | 0 | 6 | 0 | 4238.8976 | 4 | 5298.622 | 5298.622 | 0 | 6 | 0 | 529.8622 | 0.20379 | 1 | 0.5 | 0 | 8.2745 | 0 | 8.2745 | 0 | 5192.6496 | 649.0812 | 0.49929 | 1 | 0.99859 | 0 | 20.3081 | 0 | 20.3081
2007-06-01 15:00 | 6 | 1 | 15 | 152 | 3639 | 75.92 | 0 | 4096.5577 | Cooling | 0 | 4 | 0 | 0 | 0 | 6 | 0 | 4096.5577 | 4 | 5120.6971 | 5120.6971 | 0 | 6 | 0 | 512.0697 | 0.19695 | 1 | 0.5 | 0 | 8.2745 | 0 | 8.2745 | 0 | 5018.2832 | 627.2854 | 0.48253 | 1 | 0.96505 | 0 | 18.7738 | 0 | 18.7738
2007-06-01 16:00 | 6 | 1 | 16 | 152 | 3640 | 73.94 | 0 | 3852.2276 | Cooling | 0 | 4 | 0 | 0 | 0 | 6 | 0 | 3852.2276 | 4 | 4815.2845 | 4815.2845 | 0 | 6 | 0 | 481.5285 | 0.1852 | 1 | 0.5 | 0 | 8.2745 | 0 | 8.2745 | 0 | 4718.9788 | 589.8724 | 0.45375 | 1 | 0.9075 | 0 | 16.2977 | 0 | 16.2977
2007-06-01 17:00 | 6 | 1 | 17 | 152 | 3641 | 73.94 | 0 | 3698.3544 | Cooling | 0 | 4 | 0 | 0 | 0 | 6 | 0 | 3698.3544 | 4 | 4622.9431 | 4622.9431 | 0 | 6 | 0 | 462.2943 | 0.17781 | 1 | 0.5 | 0 | 8.2745 | 0 | 8.2745 | 0 | 4530.4842 | 566.3105 | 0.43562 | 1 | 0.87125 | 0 | 14.8391 | 0 | 14.8391
2007-06-01 18:00 | 6 | 1 | 18 | 152 | 3642 | 75.92 | 0 | 2357.4039 | Cooling | 0 | 4 | 0 | 0 | 0 | 6 | 0 | 2357.4039 | 4 | 2946.7549 | 2946.7549 | 0 | 6 | 0 | 294.6755 | 0.11334 | 1 | 0.5 | 0 | 8.2745 | 0 | 8.2745 | 0 | 2887.8198 | 360.9775 | 0.27767 | 1 | 0.55535 | 0 | 5.2673 | 0 | 5.2673
2007-06-01 19:00 | 6 | 1 | 19 | 152 | 3643 | 73.04 | 0 | 1209.5373 | Cooling | 0 | 4 | 0 | 0 | 0 | 6 | 0 | 1209.5373 | 4 | 1511.9216 | 1511.9216 | 0 | 6 | 0 | 151.1922 | 0.058151 | 1 | 0.5 | 0 | 8.2745 | 0 | 8.2745 | 0 | 1481.6832 | 185.2104 | 0.14247 | 1 | 0.5 | 0 | 4.1373 | 0 | 4.1373
2007-06-01 20:00 | 6 | 1 | 20 | 152 | 3644 | 73.04 | 0 | 524.4357 | Cooling | 0 | 4 | 0 | 0 | 0 | 6 | 0 | 524.4357 | 4 | 655.5446 | 655.5446 | 0 | 6 | 0 | 65.5545 | 0.025213 | 1 | 0.5 | 0 | 8.2745 | 0 | 8.2745 | 0 | 642.4338 | 80.3042 | 0.061772 | 1 | 0.5 | 0 | 4.1373 | 0 | 4.1373
2007-06-01 21:00 | 6 | 1 | 21 | 152 | 3645 | 71.06 | 0 | 476.0285 | Cooling | 0 | 4 | 0 | 0 | 0 | 6 | 0 | 476.0285 | 4 | 595.0356 | 595.0356 | 0 | 6 | 0 | 59.5036 | 0.022886 | 1 | 0.5 | 0 | 8.2745 | 0 | 8.2745 | 0 | 583.1349 | 72.8919 | 0.056071 | 1 | 0.5 | 0 | 4.1373 | 0 | 4.1373
2007-06-01 22:00 | 6 | 1 | 22 | 152 | 3646 | 66.92 | 0 | 430.1463 | Cooling | 0 | 4 | 0 | 0 | 0 | 6 | 0 | 430.1463 | 4 | 537.6828 | 537.6828 | 0 | 6 | 0 | 53.7683 | 0.02068 | 1 | 0.5 | 0 | 8.2745 | 0 | 8.2745 | 0 | 526.9292 | 65.8661 | 0.050666 | 1 | 0.5 | 0 | 4.1373 | 0 | 4.1373
2007-06-01 23:00 | 6 | 1 | 23 | 152 | 3647 | 66.92 | 0 | 191.5892 | Cooling | 0 | 4 | 0 | 0 | 0 | 6 | 0 | 191.5892 | 4 | 239.4865 | 239.4865 | 0 | 6 | 0 | 23.9487 | 0.009211 | 1 | 0.5 | 0 | 8.2745 | 0 | 8.2745 | 0 | 234.6968 | 29.3371 | 0.022567 | 1 | 0.5 | 0 | 4.1373 | 0 | 4.1373
2007-06-02 | 6 | 2 | 0 | 153 | 3648 | 64.04 | 0 | 144.09 | Cooling | 0 | 4 | 0 | 0 | 0 | 6 | 0 | 144.09 | 4 | 180.1125 | 180.1125 | 0 | 6 | 0 | 18.0113 | 0.0069274 | 1 | 0.5 | 0 | 8.2745 | 0 | 8.2745 | 0 | 176.5103 | 22.0638 | 0.016972 | 1 | 0.5 | 0 | 4.1373 | 0 | 4.1373
2007-06-02 01:00 | 6 | 2 | 1 | 153 | 3649 | 62.06 | 0 | 181.1206 | Cooling | 0 | 4 | 0 | 0 | 0 | 6 | 0 | 181.1206 | 4 | 226.4008 | 226.4008 | 0 | 6 | 0 | 22.6401 | 0.0087077 | 1 | 0.5 | 0 | 8.2745 | 0 | 8.2745 | 0 | 221.8727 | 27.7341 | 0.021334 | 1 | 0.5 | 0 | 4.1373 | 0 | 4.1373
2007-06-02 02:00 | 6 | 2 | 2 | 153 | 3650 | 62.06 | 0 | 149.2583 | Cooling | 0 | 4 | 0 | 0 | 0 | 6 | 0 | 149.2583 | 4 | 186.5728 | 186.5728 | 0 | 6 | 0 | 18.6573 | 0.0071759 | 1 | 0.5 | 0 | 8.2745 | 0 | 8.2745 | 0 | 182.8414 | 22.8552 | 0.017581 | 1 | 0.5 | 0 | 4.1373 | 0 | 4.1373
2007-06-02 03:00 | 6 | 2 | 3 | 153 | 3651 | 59 | 0 | 123.8394 | Cooling | 0 | 4 | 0 | 0 | 0 | 6 | 0 | 123.8394 | 4 | 154.7993 | 154.7993 | 0 | 6 | 0 | 15.4799 | 0.0059538 | 1 | 0.5 | 0 | 8.2745 | 0 | 8.2745 | 0 | 151.7033 | 18.9629 | 0.014587 | 1 | 0.5 | 0 | 4.1373 | 0 | 4.1373
2007-06-02 04:00 | 6 | 2 | 4 | 153 | 3652 | 59 | 0 | 83.9781 | Cooling | 0 | 4 | 0 | 0 | 0 | 6 | 0 | 83.9781 | 4 | 104.9727 | 104.9727 | 0 | 6 | 0 | 10.4973 | 0.0040374 | 1 | 0.5 | 0 | 8.2745 | 0 | 8.2745 | 0 | 102.8732 | 12.8592 | 0.0098917 | 1 | 0.5 | 0 | 4.1373 | 0 | 4.1373
2007-06-02 05:00 | 6 | 2 | 5 | 153 | 3653 | 59 | 0 | 3.1822 | Cooling | 0 | 4 | 0 | 0 | 0 | 6 | 0 | 3.1822 | 4 | 3.9778 | 3.9778 | 0 | 6 | 0 | 0.39778 | 0.00015299 | 1 | 0.5 | 0 | 8.2745 | 0 | 8.2745 | 0 | 3.8982 | 0.48728 | 0.00037483 | 1 | 0.5 | 0 | 4.1373 | 0 | 4.1373
2007-06-02 06:00 | 6 | 2 | 6 | 153 | 3654 | 62.06 | 124.5913 | 0 | Heating | 124.5913 | 4 | 99.673 | 99.673 | 0 | 6 | 0 | 0 | 4 | 0 | 0 | 0 | 6 | 0 | 19.9346 | 0.0076672 | 1 | 0.5 | 0 | 8.2745 | 0 | 8.2745 | 101.7072 | 0 | 5.8218 | 0.0044783 | 1 | 0.5 | 0 | 4.1373 | 0 | 4.1373
2007-06-02 07:00 | 6 | 2 | 7 | 153 | 3655 | 66.92 | 452.3661 | 0 | Heating | 452.3661 | 4 | 361.8929 | 361.8929 | 0 | 6 | 0 | 0 | 4 | 0 | 0 | 0 | 6 | 0 | 72.3786 | 0.027838 | 1 | 0.5 | 0 | 8.2745 | 0 | 8.2745 | 369.2785 | 0 | 21.1379 | 0.01626 | 1 | 0.5 | 0 | 4.1373 | 0 | 4.1373
2007-06-02 08:00 | 6 | 2 | 8 | 153 | 3656 | 66.92 | 1341.9392 | 0 | Heating | 1341.9392 | 4 | 1073.5513 | 1073.5513 | 0 | 6 | 0 | 0 | 4 | 0 | 0 | 0 | 6 | 0 | 214.7103 | 0.082581 | 1 | 0.5 | 0 | 8.2745 | 0 | 8.2745 | 1095.4605 | 0 | 62.7052 | 0.048235 | 1 | 0.5 | 0 | 4.1373 | 0 | 4.1373
2007-06-02 09:00 | 6 | 2 | 9 | 153 | 3657 | 73.04 | 1047.6025 | 0 | Heating | 1047.6025 | 4 | 838.082 | 838.082 | 0 | 6 | 0 | 0 | 4 | 0 | 0 | 0 | 6 | 0 | 167.6164 | 0.064468 | 1 | 0.5 | 0 | 8.2745 | 0 | 8.2745 | 855.1857 | 0 | 48.9517 | 0.037655 | 1 | 0.5 | 0 | 4.1373 | 0 | 4.1373
2007-06-02 10:00 | 6 | 2 | 10 | 153 | 3658 | 75.92 | 791.975 | 0 | Heating | 791.975 | 4 | 633.58 | 633.58 | 0 | 6 | 0 | 0 | 4 | 0 | 0 | 0 | 6 | 0 | 126.716 | 0.048737 | 1 | 0.5 | 0 | 8.2745 | 0 | 8.2745 | 646.5102 | 0 | 37.0069 | 0.028467 | 1 | 0.5 | 0 | 4.1373 | 0 | 4.1373
2007-06-02 11:00 | 6 | 2 | 11 | 153 | 3659 | 75.92 | 644.897 | 0 | Heating | 644.897 | 4 | 515.9176 | 515.9176 | 0 | 6 | 0 | 0 | 4 | 0 | 0 | 0 | 6 | 0 | 103.1835 | 0.039686 | 1 | 0.5 | 0 | 8.2745 | 0 | 8.2745 | 526.4465 | 0 | 30.1343 | 0.02318 | 1 | 0.5 | 0 | 4.1373 | 0 | 4.1373
2007-06-02 12:00 | 6 | 2 | 12 | 153 | 3660 | 80.96 | 390.9348 | 0 | Heating | 390.9348 | 4 | 312.7479 | 312.7479 | 0 | 6 | 0 | 0 | 4 | 0 | 0 | 0 | 6 | 0 | 62.5496 | 0.024058 | 1 | 0.5 | 0 | 8.2745 | 0 | 8.2745 | 319.1305 | 0 | 18.2673 | 0.014052 | 1 | 0.5 | 0 | 4.1373 | 0 | 4.1373
2007-06-02 13:00 | 6 | 2 | 13 | 153 | 3661 | 82.04 | 191.6338 | 0 | Heating | 191.6338 | 4 | 153.307 | 153.307 | 0 | 6 | 0 | 0 | 4 | 0 | 0 | 0 | 6 | 0 | 30.6614 | 0.011793 | 1 | 0.5 | 0 | 8.2745 | 0 | 8.2745 | 156.4358 | 0 | 8.9545 | 0.0068881 | 1 | 0.5 | 0 | 4.1373 | 0 | 4.1373
2007-06-02 14:00 | 6 | 2 | 14 | 153 | 3662 | 82.04 | 31.2073 | 0 | Heating | 31.2073 | 4 | 24.9658 | 24.9658 | 0 | 6 | 0 | 0 | 4 | 0 | 0 | 0 | 6 | 0 | 4.9932 | 0.0019204 | 1 | 0.5 | 0 | 8.2745 | 0 | 8.2745 | 25.4754 | 0 | 1.4582 | 0.0011217 | 1 | 0.5 | 0 | 4.1373 | 0 | 4.1373
2007-06-02 15:00 | 6 | 2 | 15 | 153 | 3663 | 84.02 | 0 | 49.5489 | Cooling | 0 | 4 | 0 | 0 | 0 | 6 | 0 | 49.5489 | 4 | 61.9362 | 61.9362 | 0 | 6 | 0 | 6.1936 | 0.0023822 | 1 | 0.5 | 0 | 8.2745 | 0 | 8.2745 | 0 | 60.6974 | 7.5872 | 0.0058363 | 1 | 0.5 | 0 | 4.1373 | 0 | 4.1373
2007-06-02 16:00 | 6 | 2 | 16 | 153 | 3664 | 82.94 | 0 | 45.753 | Cooling | 0 | 4 | 0 | 0 | 0 | 6 | 0 | 45.753 | 4 | 57.1913 | 57.1913 | 0 | 6 | 0 | 5.7191 | 0.0021997 | 1 | 0.5 | 0 | 8.2745 | 0 | 8.2745 | 0 | 56.0475 | 7.0059 | 0.0053892 | 1 | 0.5 | 0 | 4.1373 | 0 | 4.1373
2007-06-02 17:00 | 6 | 2 | 17 | 153 | 3665 | 82.94 | 5.6843 | 0 | Heating | 5.6843 | 4 | 4.5475 | 4.5475 | 0 | 6 | 0 | 0 | 4 | 0 | 0 | 0 | 6 | 0 | 0.90949 | 0.0003498 | 1 | 0.5 | 0 | 8.2745 | 0 | 8.2745 | 4.6403 | 0 | 0.26561 | 0.00020432 | 1 | 0.5 | 0 | 4.1373 | 0 | 4.1373
2007-06-02 18:00 | 6 | 2 | 18 | 153 | 3666 | 80.96 | 182.2227 | 0 | Heating | 182.2227 | 4 | 145.7782 | 145.7782 | 0 | 6 | 0 | 0 | 4 | 0 | 0 | 0 | 6 | 0 | 29.1556 | 0.011214 | 1 | 0.5 | 0 | 8.2745 | 0 | 8.2745 | 148.7533 | 0 | 8.5148 | 0.0065498 | 1 | 0.5 | 0 | 4.1373 | 0 | 4.1373
2007-06-02 19:00 | 6 | 2 | 19 | 153 | 3667 | 80.06 | 155.9741 | 0 | Heating | 155.9741 | 4 | 124.7793 | 124.7793 | 0 | 6 | 0 | 0 | 4 | 0 | 0 | 0 | 6 | 0 | 24.9559 | 0.0095984 | 1 | 0.5 | 0 | 8.2745 | 0 | 8.2745 | 127.3258 | 0 | 7.2883 | 0.0056063 | 1 | 0.5 | 0 | 4.1373 | 0 | 4.1373
2007-06-02 20:00 | 6 | 2 | 20 | 153 | 3668 | 80.06 | 220.3455 | 0 | Heating | 220.3455 | 4 | 176.2764 | 176.2764 | 0 | 6 | 0 | 0 | 4 | 0 | 0 | 0 | 6 | 0 | 35.2553 | 0.01356 | 1 | 0.5 | 0 | 8.2745 | 0 | 8.2745 | 179.8738 | 0 | 10.2962 | 0.0079201 | 1 | 0.5 | 0 | 4.1373 | 0 | 4.1373
2007-06-02 21:00 | 6 | 2 | 21 | 153 | 3669 | 75.92 | 276.1976 | 0 | Heating | 276.1976 | 4 | 220.9581 | 220.9581 | 0 | 6 | 0 | 0 | 4 | 0 | 0 | 0 | 6 | 0 | 44.1916 | 0.016997 | 1 | 0.5 | 0 | 8.2745 | 0 | 8.2745 | 225.4674 | 0 | 12.906 | 0.0099277 | 1 | 0.5 | 0 | 4.1373 | 0 | 4.1373
2007-06-02 22:00 | 6 | 2 | 22 | 153 | 3670 | 75.02 | 322.1163 | 0 | Heating | 322.1163 | 4 | 257.6931 | 257.6931 | 0 | 6 | 0 | 0 | 4 | 0 | 0 | 0 | 6 | 0 | 51.5386 | 0.019823 | 1 | 0.5 | 0 | 8.2745 | 0 | 8.2745 | 262.9521 | 0 | 15.0516 | 0.011578 | 1 | 0.5 | 0 | 4.1373 | 0 | 4.1373
2007-06-02 23:00 | 6 | 2 | 23 | 153 | 3671 | 75.02 | 393.8157 | 0 | Heating | 393.8157 | 4 | 315.0526 | 315.0526 | 0 | 6 | 0 | 0 | 4 | 0 | 0 | 0 | 6 | 0 | 63.0105 | 0.024235 | 1 | 0.5 | 0 | 8.2745 | 0 | 8.2745 | 321.4822 | 0 | 18.402 | 0.014155 | 1 | 0.5 | 0 | 4.1373 | 0 | 4.1373
2007-06-03 | 6 | 3 | 0 | 154 | 3672 | 73.04 | 271.7356 | 0 | Heating | 271.7356 | 4 | 217.3885 | 217.3885 | 0 | 6 | 0 | 0 | 4 | 0 | 0 | 0 | 6 | 0 | 43.4777 | 0.016722 | 1 | 0.5 | 0 | 8.2745 | 0 | 8.2745 | 221.825 | 0 | 12.6975 | 0.0097673 | 1 | 0.5 | 0 | 4.1373 | 0 | 4.1373
2007-06-03 01:00 | 6 | 3 | 1 | 154 | 3673 | 73.04 | 225.2471 | 0 | Heating | 225.2471 | 4 | 180.1977 | 180.1977 | 0 | 6 | 0 | 0 | 4 | 0 | 0 | 0 | 6 | 0 | 36.0395 | 0.013861 | 1 | 0.5 | 0 | 8.2745 | 0 | 8.2745 | 183.8752 | 0 | 10.5252 | 0.0080963 | 1 | 0.5 | 0 | 4.1373 | 0 | 4.1373
2007-06-03 02:00 | 6 | 3 | 2 | 154 | 3674 | 73.04 | 262.0592 | 0 | Heating | 262.0592 | 4 | 209.6474 | 209.6474 | 0 | 6 | 0 | 0 | 4 | 0 | 0 | 0 | 6 | 0 | 41.9295 | 0.016127 | 1 | 0.5 | 0 | 8.2745 | 0 | 8.2745 | 213.9259 | 0 | 12.2453 | 0.0094195 | 1 | 0.5 | 0 | 4.1373 | 0 | 4.1373
2007-06-03 03:00 | 6 | 3 | 3 | 154 | 3675 | 71.6 | 312.4847 | 0 | Heating | 312.4847 | 4 | 249.9878 | 249.9878 | 0 | 6 | 0 | 0 | 4 | 0 | 0 | 0 | 6 | 0 | 49.9976 | 0.01923 | 1 | 0.5 | 0 | 8.2745 | 0 | 8.2745 | 255.0896 | 0 | 14.6016 | 0.011232 | 1 | 0.5 | 0 | 4.1373 | 0 | 4.1373
2007-06-03 04:00 | 6 | 3 | 4 | 154 | 3676 | 71.6 | 392.4912 | 0 | Heating | 392.4912 | 4 | 313.9929 | 313.9929 | 0 | 6 | 0 | 0 | 4 | 0 | 0 | 0 | 6 | 0 | 62.7986 | 0.024153 | 1 | 0.5 | 0 | 8.2745 | 0 | 8.2745 | 320.401 | 0 | 18.3401 | 0.014108 | 1 | 0.5 | 0 | 4.1373 | 0 | 4.1373
2007-06-03 05:00 | 6 | 3 | 5 | 154 | 3677 | 69.98 | 546.789 | 0 | Heating | 546.789 | 4 | 437.4312 | 437.4312 | 0 | 6 | 0 | 0 | 4 | 0 | 0 | 0 | 6 | 0 | 87.4862 | 0.033649 | 1 | 0.5 | 0 | 8.2745 | 0 | 8.2745 | 446.3584 | 0 | 25.55 | 0.019654 | 1 | 0.5 | 0 | 4.1373 | 0 | 4.1373
2007-06-03 06:00 | 6 | 3 | 6 | 154 | 3678 | 71.06 | 1959.1873 | 0 | Heating | 1959.1873 | 4 | 1567.3499 | 1567.3499 | 0 | 6 | 0 | 0 | 4 | 0 | 0 | 0 | 6 | 0 | 313.47 | 0.12057 | 1 | 0.5 | 0 | 8.2745 | 0 | 8.2745 | 1599.3366 | 0 | 91.5476 | 0.070421 | 1 | 0.5 | 0 | 4.1373 | 0 | 4.1373
2007-06-03 07:00 | 6 | 3 | 7 | 154 | 3679 | 71.06 | 1546.7475 | 0 | Heating | 1546.7475 | 4 | 1237.398 | 1237.398 | 0 | 6 | 0 | 0 | 4 | 0 | 0 | 0 | 6 | 0 | 247.4796 | 0.095184 | 1 | 0.5 | 0 | 8.2745 | 0 | 8.2745 | 1262.651 | 0 | 72.2754 | 0.055596 | 1 | 0.5 | 0 | 4.1373 | 0 | 4.1373
2007-06-03 08:00 | 6 | 3 | 8 | 154 | 3680 | 71.06 | 1312.4304 | 0 | Heating | 1312.4304 | 4 | 1049.9443 | 1049.9443 | 0 | 6 | 0 | 0 | 4 | 0 | 0 | 0 | 6 | 0 | 209.9889 | 0.080765 | 1 | 0.5 | 0 | 8.2745 | 0 | 8.2745 | 1071.3718 | 0 | 61.3264 | 0.047174 | 1 | 0.5 | 0 | 4.1373 | 0 | 4.1373
2007-06-03 09:00 | 6 | 3 | 9 | 154 | 3681 | 73.94 | 848.8572 | 0 | Heating | 848.8572 | 4 | 679.0858 | 679.0858 | 0 | 6 | 0 | 0 | 4 | 0 | 0 | 0 | 6 | 0 | 135.8172 | 0.052237 | 1 | 0.5 | 0 | 8.2745 | 0 | 8.2745 | 692.9447 | 0 | 39.6648 | 0.030511 | 1 | 0.5 | 0 | 4.1373 | 0 | 4.1373
2007-06-03 10:00 | 6 | 3 | 10 | 154 | 3682 | 75.02 | 589.6123 | 0 | Heating | 589.6123 | 4 | 471.6899 | 471.6899 | 0 | 6 | 0 | 0 | 4 | 0 | 0 | 0 | 6 | 0 | 94.338 | 0.036284 | 1 | 0.5 | 0 | 8.2745 | 0 | 8.2745 | 481.3162 | 0 | 27.551 | 0.021193 | 1 | 0.5 | 0 | 4.1373 | 0 | 4.1373
2007-06-03 11:00 | 6 | 3 | 11 | 154 | 3683 | 75.02 | 337.7848 | 0 | Heating | 337.7848 | 4 | 270.2278 | 270.2278 | 0 | 6 | 0 | 0 | 4 | 0 | 0 | 0 | 6 | 0 | 54.0456 | 0.020787 | 1 | 0.5 | 0 | 8.2745 | 0 | 8.2745 | 275.7427 | 0 | 15.7838 | 0.012141 | 1 | 0.5 | 0 | 4.1373 | 0 | 4.1373
2007-06-03 12:00 | 6 | 3 | 12 | 154 | 3684 | 75.92 | 137.648 | 0 | Heating | 137.648 | 4 | 110.1184 | 110.1184 | 0 | 6 | 0 | 0 | 4 | 0 | 0 | 0 | 6 | 0 | 22.0237 | 0.0084706 | 1 | 0.5 | 0 | 8.2745 | 0 | 8.2745 | 112.3657 | 0 | 6.4319 | 0.0049476 | 1 | 0.5 | 0 | 4.1373 | 0 | 4.1373
2007-06-03 13:00 | 6 | 3 | 13 | 154 | 3685 | 77 | 0 | 26.1597 | Cooling | 0 | 4 | 0 | 0 | 0 | 6 | 0 | 26.1597 | 4 | 32.6997 | 32.6997 | 0 | 6 | 0 | 3.27 | 0.0012577 | 1 | 0.5 | 0 | 8.2745 | 0 | 8.2745 | 0 | 32.0457 | 4.0057 | 0.0030813 | 1 | 0.5 | 0 | 4.1373 | 0 | 4.1373
2007-06-03 14:00 | 6 | 3 | 14 | 154 | 3686 | 77 | 0 | 189.5286 | Cooling | 0 | 4 | 0 | 0 | 0 | 6 | 0 | 189.5286 | 4 | 236.9107 | 236.9107 | 0 | 6 | 0 | 23.6911 | 0.009112 | 1 | 0.5 | 0 | 8.2745 | 0 | 8.2745 | 0 | 232.1725 | 29.0216 | 0.022324 | 1 | 0.5 | 0 | 4.1373 | 0 | 4.1373
2007-06-03 15:00 | 6 | 3 | 15 | 154 | 3687 | 75.92 | 0 | 534.2018 | Cooling | 0 | 4 | 0 | 0 | 0 | 6 | 0 | 534.2018 | 4 | 667.7522 | 667.7522 | 0 | 6 | 0 | 66.7752 | 0.025683 | 1 | 0.5 | 0 | 8.2745 | 0 | 8.2745 | 0 | 654.3972 | 81.7996 | 0.062923 | 1 | 0.5 | 0 | 4.1373 | 0 | 4.1373
2007-06-03 16:00 | 6 | 3 | 16 | 154 | 3688 | 75.02 | 0 | 801.1095 | Cooling | 0 | 4 | 0 | 0 | 0 | 6 | 0 | 801.1095 | 4 | 1001.3869 | 1001.3869 | 0 | 6 | 0 | 100.1387 | 0.038515 | 1 | 0.5 | 0 | 8.2745 | 0 | 8.2745 | 0 | 981.3592 | 122.6699 | 0.094361 | 1 | 0.5 | 0 | 4.1373 | 0 | 4.1373
2007-06-03 17:00 | 6 | 3 | 17 | 154 | 3689 | 75.02 | 0 | 872.8437 | Cooling | 0 | 4 | 0 | 0 | 0 | 6 | 0 | 872.8437 | 4 | 1091.0546 | 1091.0546 | 0 | 6 | 0 | 109.1055 | 0.041964 | 1 | 0.5 | 0 | 8.2745 | 0 | 8.2745 | 0 | 1069.2335 | 133.6542 | 0.10281 | 1 | 0.5 | 0 | 4.1373 | 0 | 4.1373
2007-06-03 18:00 | 6 | 3 | 18 | 154 | 3690 | 75.02 | 0 | 417.5635 | Cooling | 0 | 4 | 0 | 0 | 0 | 6 | 0 | 417.5635 | 4 | 521.9544 | 521.9544 | 0 | 6 | 0 | 52.1954 | 0.020075 | 1 | 0.5 | 0 | 8.2745 | 0 | 8.2745 | 0 | 511.5153 | 63.9394 | 0.049184 | 1 | 0.5 | 0 | 4.1373 | 0 | 4.1373
2007-06-03 19:00 | 6 | 3 | 19 | 154 | 3691 | 71.06 | 0 | 167.2186 | Cooling | 0 | 4 | 0 | 0 | 0 | 6 | 0 | 167.2186 | 4 | 209.0232 | 209.0232 | 0 | 6 | 0 | 20.9023 | 0.0080394 | 1 | 0.5 | 0 | 8.2745 | 0 | 8.2745 | 0 | 204.8427 | 25.6053 | 0.019696 | 1 | 0.5 | 0 | 4.1373 | 0 | 4.1373
2007-06-03 20:00 | 6 | 3 | 20 | 154 | 3692 | 71.06 | 0 | 32.6071 | Cooling | 0 | 4 | 0 | 0 | 0 | 6 | 0 | 32.6071 | 4 | 40.7589 | 40.7589 | 0 | 6 | 0 | 4.0759 | 0.0015676 | 1 | 0.5 | 0 | 8.2745 | 0 | 8.2745 | 0 | 39.9437 | 4.993 | 0.0038407 | 1 | 0.5 | 0 | 4.1373 | 0 | 4.1373
2007-06-03 21:00 | 6 | 3 | 21 | 154 | 3693 | 68 | 79.2084 | 0 | Heating | 79.2084 | 4 | 63.3668 | 63.3668 | 0 | 6 | 0 | 0 | 4 | 0 | 0 | 0 | 6 | 0 | 12.6734 | 0.0048744 | 1 | 0.5 | 0 | 8.2745 | 0 | 8.2745 | 64.66 | 0 | 3.7012 | 0.0028471 | 1 | 0.5 | 0 | 4.1373 | 0 | 4.1373
2007-06-03 22:00 | 6 | 3 | 22 | 154 | 3694 | 64.94 | 198.4182 | 0 | Heating | 198.4182 | 4 | 158.7345 | 158.7345 | 0 | 6 | 0 | 0 | 4 | 0 | 0 | 0 | 6 | 0 | 31.7469 | 0.01221 | 1 | 0.5 | 0 | 8.2745 | 0 | 8.2745 | 161.974 | 0 | 9.2716 | 0.007132 | 1 | 0.5 | 0 | 4.1373 | 0 | 4.1373
2007-06-03 23:00 | 6 | 3 | 23 | 154 | 3695 | 64.94 | 256.9316 | 0 | Heating | 256.9316 | 4 | 205.5453 | 205.5453 | 0 | 6 | 0 | 0 | 4 | 0 | 0 | 0 | 6 | 0 | 41.1091 | 0.015811 | 1 | 0.5 | 0 | 8.2745 | 0 | 8.2745 | 209.7401 | 0 | 12.0057 | 0.0092352 | 1 | 0.5 | 0 | 4.1373 | 0 | 4.1373
2007-06-04 | 6 | 4 | 0 | 155 | 3696 | 62.96 | 195.4589 | 0 | Heating | 195.4589 | 4 | 156.3671 | 156.3671 | 0 | 6 | 0 | 0 | 4 | 0 | 0 | 0 | 6 | 0 | 31.2734 | 0.012028 | 1 | 0.5 | 0 | 8.2745 | 0 | 8.2745 | 159.5583 | 0 | 9.1333 | 0.0070256 | 1 | 0.5 | 0 | 4.1373 | 0 | 4.1373
2007-06-04 01:00 | 6 | 4 | 1 | 155 | 3697 | 64.4 | 46.4864 | 0 | Heating | 46.4864 | 4 | 37.1892 | 37.1892 | 0 | 6 | 0 | 0 | 4 | 0 | 0 | 0 | 6 | 0 | 7.4378 | 0.0028607 | 1 | 0.5 | 0 | 8.2745 | 0 | 8.2745 | 37.9481 | 0 | 2.1722 | 0.0016709 | 1 | 0.5 | 0 | 4.1373 | 0 | 4.1373
2007-06-04 02:00 | 6 | 4 | 2 | 155 | 3698 | 62.96 | 62.675 | 0 | Heating | 62.675 | 4 | 50.14 | 50.14 | 0 | 6 | 0 | 0 | 4 | 0 | 0 | 0 | 6 | 0 | 10.028 | 0.0038569 | 1 | 0.5 | 0 | 8.2745 | 0 | 8.2745 | 51.1632 | 0 | 2.9286 | 0.0022528 | 1 | 0.5 | 0 | 4.1373 | 0 | 4.1373
2007-06-04 03:00 | 6 | 4 | 3 | 155 | 3699 | 64.04 | 85.3043 | 0 | Heating | 85.3043 | 4 | 68.2434 | 68.2434 | 0 | 6 | 0 | 0 | 4 | 0 | 0 | 0 | 6 | 0 | 13.6487 | 0.0052495 | 1 | 0.5 | 0 | 8.2745 | 0 | 8.2745 | 69.6362 | 0 | 3.986 | 0.0030662 | 1 | 0.5 | 0 | 4.1373 | 0 | 4.1373
2007-06-04 04:00 | 6 | 4 | 4 | 155 | 3700 | 64.04 | 118.4442 | 0 | Heating | 118.4442 | 4 | 94.7554 | 94.7554 | 0 | 6 | 0 | 0 | 4 | 0 | 0 | 0 | 6 | 0 | 18.9511 | 0.0072889 | 1 | 0.5 | 0 | 8.2745 | 0 | 8.2745 | 96.6892 | 0 | 5.5346 | 0.0042574 | 1 | 0.5 | 0 | 4.1373 | 0 | 4.1373
2007-06-04 05:00 | 6 | 4 | 5 | 155 | 3701 | 64.04 | 184.8767 | 0 | Heating | 184.8767 | 4 | 147.9013 | 147.9013 | 0 | 6 | 0 | 0 | 4 | 0 | 0 | 0 | 6 | 0 | 29.5803 | 0.011377 | 1 | 0.5 | 0 | 8.2745 | 0 | 8.2745 | 150.9197 | 0 | 8.6388 | 0.0066452 | 1 | 0.5 | 0 | 4.1373 | 0 | 4.1373
2007-06-04 06:00 | 6 | 4 | 6 | 155 | 3702 | 64.94 | 965.3205 | 0 | Heating | 965.3205 | 4 | 772.2564 | 772.2564 | 0 | 6 | 0 | 0 | 4 | 0 | 0 | 0 | 6 | 0 | 154.4513 | 0.059404 | 1 | 0.5 | 0 | 8.2745 | 0 | 8.2745 | 788.0168 | 0 | 45.1069 | 0.034698 | 1 | 0.5 | 0 | 4.1373 | 0 | 4.1373
2007-06-04 07:00 | 6 | 4 | 7 | 155 | 3703 | 68 | 871.2932 | 0 | Heating | 871.2932 | 4 | 697.0346 | 697.0346 | 0 | 6 | 0 | 0 | 4 | 0 | 0 | 0 | 6 | 0 | 139.4069 | 0.053618 | 1 | 0.5 | 0 | 8.2745 | 0 | 8.2745 | 711.2598 | 0 | 40.7132 | 0.031318 | 1 | 0.5 | 0 | 4.1373 | 0 | 4.1373
2007-06-04 08:00 | 6 | 4 | 8 | 155 | 3704 | 68 | 656.4868 | 0 | Heating | 656.4868 | 4 | 525.1895 | 525.1895 | 0 | 6 | 0 | 0 | 4 | 0 | 0 | 0 | 6 | 0 | 105.0379 | 0.040399 | 1 | 0.5 | 0 | 8.2745 | 0 | 8.2745 | 535.9076 | 0 | 30.6759 | 0.023597 | 1 | 0.5 | 0 | 4.1373 | 0 | 4.1373
2007-06-04 09:00 | 6 | 4 | 9 | 155 | 3705 | 71.96 | 157.2633 | 0 | Heating | 157.2633 | 4 | 125.8107 | 125.8107 | 0 | 6 | 0 | 0 | 4 | 0 | 0 | 0 | 6 | 0 | 25.1621 | 0.0096777 | 1 | 0.5 | 0 | 8.2745 | 0 | 8.2745 | 128.3782 | 0 | 7.3485 | 0.0056527 | 1 | 0.5 | 0 | 4.1373 | 0 | 4.1373
2007-06-04 10:00 | 6 | 4 | 10 | 155 | 3706 | 73.94 | 0 | 268.3662 | Cooling | 0 | 4 | 0 | 0 | 0 | 6 | 0 | 268.3662 | 4 | 335.4577 | 335.4577 | 0 | 6 | 0 | 33.5458 | 0.012902 | 1 | 0.5 | 0 | 8.2745 | 0 | 8.2745 | 0 | 328.7486 | 41.0936 | 0.03161 | 1 | 0.5 | 0 | 4.1373 | 0 | 4.1373
2007-06-04 11:00 | 6 | 4 | 11 | 155 | 3707 | 73.94 | 0 | 784.6405 | Cooling | 0 | 4 | 0 | 0 | 0 | 6 | 0 | 784.6405 | 4 | 980.8007 | 980.8007 | 0 | 6 | 0 | 98.0801 | 0.037723 | 1 | 0.5 | 0 | 8.2745 | 0 | 8.2745 | 0 | 961.1847 | 120.1481 | 0.092422 | 1 | 0.5 | 0 | 4.1373 | 0 | 4.1373
2007-06-04 12:00 | 6 | 4 | 12 | 155 | 3708 | 77 | 0 | 1526.1988 | Cooling | 0 | 4 | 0 | 0 | 0 | 6 | 0 | 1526.1988 | 4 | 1907.7485 | 1907.7485 | 0 | 6 | 0 | 190.7748 | 0.073375 | 1 | 0.5 | 0 | 8.2745 | 0 | 8.2745 | 0 | 1869.5935 | 233.6992 | 0.17977 | 1 | 0.5 | 0 | 4.1373 | 0 | 4.1373
2007-06-04 13:00 | 6 | 4 | 13 | 155 | 3709 | 80.06 | 0 | 1899.3336 | Cooling | 0 | 4 | 0 | 0 | 0 | 6 | 0 | 1899.3336 | 4 | 2374.1669 | 2374.1669 | 0 | 6 | 0 | 237.4167 | 0.091314 | 1 | 0.5 | 0 | 8.2745 | 0 | 8.2745 | 0 | 2326.6836 | 290.8355 | 0.22372 | 1 | 0.5 | 0 | 4.1373 | 0 | 4.1373
2007-06-04 14:00 | 6 | 4 | 14 | 155 | 3710 | 80.06 | 0 | 2185.2129 | Cooling | 0 | 4 | 0 | 0 | 0 | 6 | 0 | 2185.2129 | 4 | 2731.5161 | 2731.5161 | 0 | 6 | 0 | 273.1516 | 0.10506 | 1 | 0.5 | 0 | 8.2745 | 0 | 8.2745 | 0 | 2676.8858 | 334.6107 | 0.25739 | 1 | 0.51479 | 0 | 4.4241 | 0 | 4.4241
2007-06-04 15:00 | 6 | 4 | 15 | 155 | 3711 | 78.98 | 0 | 2562.4903 | Cooling | 0 | 4 | 0 | 0 | 0 | 6 | 0 | 2562.4903 | 4 | 3203.1129 | 3203.1129 | 0 | 6 | 0 | 320.3113 | 0.1232 | 1 | 0.5 | 0 | 8.2745 | 0 | 8.2745 | 0 | 3139.0507 | 392.3813 | 0.30183 | 1 | 0.60366 | 0 | 6.3813 | 0 | 6.3813
2007-06-04 16:00 | 6 | 4 | 16 | 155 | 3712 | 82.04 | 0 | 2843.1629 | Cooling | 0 | 4 | 0 | 0 | 0 | 6 | 0 | 2843.1629 | 4 | 3553.9536 | 3553.9536 | 0 | 6 | 0 | 355.3954 | 0.13669 | 1 | 0.5 | 0 | 8.2745 | 0 | 8.2745 | 0 | 3482.8746 | 435.3593 | 0.33489 | 1 | 0.66978 | 0 | 8.1046 | 0 | 8.1046
2007-06-04 17:00 | 6 | 4 | 17 | 155 | 3713 | 82.04 | 0 | 2937.4623 | Cooling | 0 | 4 | 0 | 0 | 0 | 6 | 0 | 2937.4623 | 4 | 3671.8279 | 3671.8279 | 0 | 6 | 0 | 367.1828 | 0.14122 | 1 | 0.5 | 0 | 8.2745 | 0 | 8.2745 | 0 | 3598.3914 | 449.7989 | 0.346 | 1 | 0.692 | 0 | 8.7362 | 0 | 8.7362
2007-06-04 18:00 | 6 | 4 | 18 | 155 | 3714 | 80.06 | 0 | 2632.7648 | Cooling | 0 | 4 | 0 | 0 | 0 | 6 | 0 | 2632.7648 | 4 | 3290.9559 | 3290.9559 | 0 | 6 | 0 | 329.0956 | 0.12658 | 1 | 0.5 | 0 | 8.2745 | 0 | 8.2745 | 0 | 3225.1368 | 403.1421 | 0.31011 | 1 | 0.62022 | 0 | 6.791 | 0 | 6.791
2007-06-04 19:00 | 6 | 4 | 19 | 155 | 3715 | 77 | 0 | 2326.9009 | Cooling | 0 | 4 | 0 | 0 | 0 | 6 | 0 | 2326.9009 | 4 | 2908.6261 | 2908.6261 | 0 | 6 | 0 | 290.8626 | 0.11187 | 1 | 0.5 | 0 | 8.2745 | 0 | 8.2745 | 0 | 2850.4536 | 356.3067 | 0.27408 | 1 | 0.54816 | 0 | 5.1118 | 0 | 5.1118
2007-06-04 20:00 | 6 | 4 | 20 | 155 | 3716 | 77 | 0 | 1845.6515 | Cooling | 0 | 4 | 0 | 0 | 0 | 6 | 0 | 1845.6515 | 4 | 2307.0643 | 2307.0643 | 0 | 6 | 0 | 230.7064 | 0.088733 | 1 | 0.5 | 0 | 8.2745 | 0 | 8.2745 | 0 | 2260.923 | 282.6154 | 0.2174 | 1 | 0.5 | 0 | 4.1373 | 0 | 4.1373
2007-06-04 21:00 | 6 | 4 | 21 | 155 | 3717 | 71.96 | 0 | 1131.7553 | Cooling | 0 | 4 | 0 | 0 | 0 | 6 | 0 | 1131.7553 | 4 | 1414.6942 | 1414.6942 | 0 | 6 | 0 | 141.4694 | 0.054411 | 1 | 0.5 | 0 | 8.2745 | 0 | 8.2745 | 0 | 1386.4003 | 173.3 | 0.13331 | 1 | 0.5 | 0 | 4.1373 | 0 | 4.1373
2007-06-04 22:00 | 6 | 4 | 22 | 155 | 3718 | 69.98 | 0 | 219.8132 | Cooling | 0 | 4 | 0 | 0 | 0 | 6 | 0 | 219.8132 | 4 | 274.7665 | 274.7665 | 0 | 6 | 0 | 27.4766 | 0.010568 | 1 | 0.5 | 0 | 8.2745 | 0 | 8.2745 | 0 | 269.2711 | 33.6589 | 0.025891 | 1 | 0.5 | 0 | 4.1373 | 0 | 4.1373
2007-06-04 23:00 | 6 | 4 | 23 | 155 | 3719 | 69.98 | 0 | 104.1727 | Cooling | 0 | 4 | 0 | 0 | 0 | 6 | 0 | 104.1727 | 4 | 130.2158 | 130.2158 | 0 | 6 | 0 | 13.0216 | 0.0050083 | 1 | 0.5 | 0 | 8.2745 | 0 | 8.2745 | 0 | 127.6115 | 15.9514 | 0.01227 | 1 | 0.5 | 0 | 4.1373 | 0 | 4.1373
2007-06-05 | 6 | 5 | 0 | 156 | 3720 | 69.08 | 0 | 160.7773 | Cooling | 0 | 4 | 0 | 0 | 0 | 6 | 0 | 160.7773 | 4 | 200.9716 | 200.9716 | 0 | 6 | 0 | 20.0972 | 0.0077297 | 1 | 0.5 | 0 | 8.2745 | 0 | 8.2745 | 0 | 196.9522 | 24.619 | 0.018938 | 1 | 0.5 | 0 | 4.1373 | 0 | 4.1373
2007-06-05 01:00 | 6 | 5 | 1 | 156 | 3721 | 69.08 | 0 | 221.8225 | Cooling | 0 | 4 | 0 | 0 | 0 | 6 | 0 | 221.8225 | 4 | 277.2781 | 277.2781 | 0 | 6 | 0 | 27.7278 | 0.010665 | 1 | 0.5 | 0 | 8.2745 | 0 | 8.2745 | 0 | 271.7325 | 33.9666 | 0.026128 | 1 | 0.5 | 0 | 4.1373 | 0 | 4.1373
2007-06-05 02:00 | 6 | 5 | 2 | 156 | 3722 | 69.08 | 0 | 226.7935 | Cooling | 0 | 4 | 0 | 0 | 0 | 6 | 0 | 226.7935 | 4 | 283.4919 | 283.4919 | 0 | 6 | 0 | 28.3492 | 0.010904 | 1 | 0.5 | 0 | 8.2745 | 0 | 8.2745 | 0 | 277.8221 | 34.7278 | 0.026714 | 1 | 0.5 | 0 | 4.1373 | 0 | 4.1373
2007-06-05 03:00 | 6 | 5 | 3 | 156 | 3723 | 71.06 | 0 | 227.4584 | Cooling | 0 | 4 | 0 | 0 | 0 | 6 | 0 | 227.4584 | 4 | 284.323 | 284.323 | 0 | 6 | 0 | 28.4323 | 0.010936 | 1 | 0.5 | 0 | 8.2745 | 0 | 8.2745 | 0 | 278.6365 | 34.8296 | 0.026792 | 1 | 0.5 | 0 | 4.1373 | 0 | 4.1373
2007-06-05 04:00 | 6 | 5 | 4 | 156 | 3724 | 69.08 | 0 | 218.7885 | Cooling | 0 | 4 | 0 | 0 | 0 | 6 | 0 | 218.7885 | 4 | 273.4856 | 273.4856 | 0 | 6 | 0 | 27.3486 | 0.010519 | 1 | 0.5 | 0 | 8.2745 | 0 | 8.2745 | 0 | 268.0159 | 33.502 | 0.025771 | 1 | 0.5 | 0 | 4.1373 | 0 | 4.1373
2007-06-05 05:00 | 6 | 5 | 5 | 156 | 3725 | 69.08 | 0 | 236.3544 | Cooling | 0 | 4 | 0 | 0 | 0 | 6 | 0 | 236.3544 | 4 | 295.443 | 295.443 | 0 | 6 | 0 | 29.5443 | 0.011363 | 1 | 0.5 | 0 | 8.2745 | 0 | 8.2745 | 0 | 289.5341 | 36.1918 | 0.02784 | 1 | 0.5 | 0 | 4.1373 | 0 | 4.1373
2007-06-05 06:00 | 6 | 5 | 6 | 156 | 3726 | 64.94 | 0 | 218.4585 | Cooling | 0 | 4 | 0 | 0 | 0 | 6 | 0 | 218.4585 | 4 | 273.0732 | 273.0732 | 0 | 6 | 0 | 27.3073 | 0.010503 | 1 | 0.5 | 0 | 8.2745 | 0 | 8.2745 | 0 | 267.6117 | 33.4515 | 0.025732 | 1 | 0.5 | 0 | 4.1373 | 0 | 4.1373
2007-06-05 07:00 | 6 | 5 | 7 | 156 | 3727 | 66.02 | 112.7636 | 0 | Heating | 112.7636 | 4 | 90.2108 | 90.2108 | 0 | 6 | 0 | 0 | 4 | 0 | 0 | 0 | 6 | 0 | 18.0422 | 0.0069393 | 1 | 0.5 | 0 | 8.2745 | 0 | 8.2745 | 92.0519 | 0 | 5.2691 | 0.0040532 | 1 | 0.5 | 0 | 4.1373 | 0 | 4.1373
2007-06-05 08:00 | 6 | 5 | 8 | 156 | 3728 | 66.02 | 0 | 476.7401 | Cooling | 0 | 4 | 0 | 0 | 0 | 6 | 0 | 476.7401 | 4 | 595.9251 | 595.9251 | 0 | 6 | 0 | 59.5925 | 0.02292 | 1 | 0.5 | 0 | 8.2745 | 0 | 8.2745 | 0 | 584.0066 | 73.0008 | 0.056154 | 1 | 0.5 | 0 | 4.1373 | 0 | 4.1373
2007-06-05 09:00 | 6 | 5 | 9 | 156 | 3729 | 71.96 | 0 | 698.9783 | Cooling | 0 | 4 | 0 | 0 | 0 | 6 | 0 | 698.9783 | 4 | 873.7228 | 873.7228 | 0 | 6 | 0 | 87.3723 | 0.033605 | 1 | 0.5 | 0 | 8.2745 | 0 | 8.2745 | 0 | 856.2484 | 107.031 | 0.082332 | 1 | 0.5 | 0 | 4.1373 | 0 | 4.1373
2007-06-05 10:00 | 6 | 5 | 10 | 156 | 3730 | 75.92 | 0 | 1192.0702 | Cooling | 0 | 4 | 0 | 0 | 0 | 6 | 0 | 1192.0702 | 4 | 1490.0878 | 1490.0878 | 0 | 6 | 0 | 149.0088 | 0.057311 | 1 | 0.5 | 0 | 8.2745 | 0 | 8.2745 | 0 | 1460.286 | 182.5358 | 0.14041 | 1 | 0.5 | 0 | 4.1373 | 0 | 4.1373
2007-06-05 11:00 | 6 | 5 | 11 | 156 | 3731 | 75.92 | 0 | 2139.9805 | Cooling | 0 | 4 | 0 | 0 | 0 | 6 | 0 | 2139.9805 | 4 | 2674.9756 | 2674.9756 | 0 | 6 | 0 | 267.4976 | 0.10288 | 1 | 0.5 | 0 | 8.2745 | 0 | 8.2745 | 0 | 2621.4761 | 327.6845 | 0.25207 | 1 | 0.50413 | 0 | 4.2163 | 0 | 4.2163
2007-06-05 12:00 | 6 | 5 | 12 | 156 | 3732 | 82.94 | 0 | 2492.2363 | Cooling | 0 | 4 | 0 | 0 | 0 | 6 | 0 | 2492.2363 | 4 | 3115.2953 | 3115.2953 | 0 | 6 | 0 | 311.5295 | 0.11982 | 1 | 0.5 | 0 | 8.2745 | 0 | 8.2745 | 0 | 3052.9894 | 381.6237 | 0.29356 | 1 | 0.58711 | 0 | 5.9861 | 0 | 5.9861
2007-06-05 13:00 | 6 | 5 | 13 | 156 | 3733 | 84.2 | 0 | 2604.3943 | Cooling | 0 | 4 | 0 | 0 | 0 | 6 | 0 | 2604.3943 | 4 | 3255.4929 | 3255.4929 | 0 | 6 | 0 | 325.5493 | 0.12521 | 1 | 0.5 | 0 | 8.2745 | 0 | 8.2745 | 0 | 3190.383 | 398.7979 | 0.30677 | 1 | 0.61354 | 0 | 6.6239 | 0 | 6.6239
2007-06-05 14:00 | 6 | 5 | 14 | 156 | 3734 | 82.94 | 0 | 2778.2509 | Cooling | 0 | 4 | 0 | 0 | 0 | 6 | 0 | 2778.2509 | 4 | 3472.8137 | 3472.8137 | 0 | 6 | 0 | 347.2814 | 0.13357 | 1 | 0.5 | 0 | 8.2745 | 0 | 8.2745 | 0 | 3403.3574 | 425.4197 | 0.32725 | 1 | 0.65449 | 0 | 7.6853 | 0 | 7.6853
2007-06-05 15:00 | 6 | 5 | 15 | 156 | 3735 | 82.94 | 0 | 2928.5142 | Cooling | 0 | 4 | 0 | 0 | 0 | 6 | 0 | 2928.5142 | 4 | 3660.6428 | 3660.6428 | 0 | 6 | 0 | 366.0643 | 0.14079 | 1 | 0.5 | 0 | 8.2745 | 0 | 8.2745 | 0 | 3587.4299 | 448.4287 | 0.34495 | 1 | 0.68989 | 0 | 8.6752 | 0 | 8.6752
2007-06-05 16:00 | 6 | 5 | 16 | 156 | 3736 | 78.8 | 0 | 3036.9196 | Cooling | 0 | 4 | 0 | 0 | 0 | 6 | 0 | 3036.9196 | 4 | 3796.1495 | 3796.1495 | 0 | 6 | 0 | 379.6149 | 0.14601 | 1 | 0.5 | 0 | 8.2745 | 0 | 8.2745 | 0 | 3720.2265 | 465.0283 | 0.35771 | 1 | 0.71543 | 0 | 9.4316 | 0 | 9.4316
2007-06-05 17:00 | 6 | 5 | 17 | 156 | 3737 | 80.06 | 0 | 3027.2759 | Cooling | 0 | 4 | 0 | 0 | 0 | 6 | 0 | 3027.2759 | 4 | 3784.0949 | 3784.0949 | 0 | 6 | 0 | 378.4095 | 0.14554 | 1 | 0.5 | 0 | 8.2745 | 0 | 8.2745 | 0 | 3708.413 | 463.5516 | 0.35658 | 1 | 0.71316 | 0 | 9.3628 | 0 | 9.3628
2007-06-05 18:00 | 6 | 5 | 18 | 156 | 3738 | 78.98 | 0 | 2576.1578 | Cooling | 0 | 4 | 0 | 0 | 0 | 6 | 0 | 2576.1578 | 4 | 3220.1973 | 3220.1973 | 0 | 6 | 0 | 322.0197 | 0.12385 | 1 | 0.5 | 0 | 8.2745 | 0 | 8.2745 | 0 | 3155.7934 | 394.4742 | 0.30344 | 1 | 0.60688 | 0 | 6.4599 | 0 | 6.4599
2007-06-05 19:00 | 6 | 5 | 19 | 156 | 3739 | 77 | 0 | 1387.715 | Cooling | 0 | 4 | 0 | 0 | 0 | 6 | 0 | 1387.715 | 4 | 1734.6437 | 1734.6437 | 0 | 6 | 0 | 173.4644 | 0.066717 | 1 | 0.5 | 0 | 8.2745 | 0 | 8.2745 | 0 | 1699.9509 | 212.4939 | 0.16346 | 1 | 0.5 | 0 | 4.1373 | 0 | 4.1373
2007-06-05 20:00 | 6 | 5 | 20 | 156 | 3740 | 77 | 0 | 415.8792 | Cooling | 0 | 4 | 0 | 0 | 0 | 6 | 0 | 415.8792 | 4 | 519.849 | 519.849 | 0 | 6 | 0 | 51.9849 | 0.019994 | 1 | 0.5 | 0 | 8.2745 | 0 | 8.2745 | 0 | 509.452 | 63.6815 | 0.048986 | 1 | 0.5 | 0 | 4.1373 | 0 | 4.1373
2007-06-05 21:00 | 6 | 5 | 21 | 156 | 3741 | 73.94 | 0 | 236.6877 | Cooling | 0 | 4 | 0 | 0 | 0 | 6 | 0 | 236.6877 | 4 | 295.8597 | 295.8597 | 0 | 6 | 0 | 29.586 | 0.011379 | 1 | 0.5 | 0 | 8.2745 | 0 | 8.2745 | 0 | 289.9425 | 36.2428 | 0.027879 | 1 | 0.5 | 0 | 4.1373 | 0 | 4.1373
2007-06-05 22:00 | 6 | 5 | 22 | 156 | 3742 | 71.96 | 0 | 12.1228 | Cooling | 0 | 4 | 0 | 0 | 0 | 6 | 0 | 12.1228 | 4 | 15.1534 | 15.1534 | 0 | 6 | 0 | 1.5153 | 0.00058282 | 1 | 0.5 | 0 | 8.2745 | 0 | 8.2745 | 0 | 14.8504 | 1.8563 | 0.0014279 | 1 | 0.5 | 0 | 4.1373 | 0 | 4.1373
2007-06-05 23:00 | 6 | 5 | 23 | 156 | 3743 | 71.96 | 14.5602 | 0 | Heating | 14.5602 | 4 | 11.6482 | 11.6482 | 0 | 6 | 0 | 0 | 4 | 0 | 0 | 0 | 6 | 0 | 2.3296 | 0.00089601 | 1 | 0.5 | 0 | 8.2745 | 0 | 8.2745 | 11.8859 | 0 | 0.68036 | 0.00052335 | 1 | 0.5 | 0 | 4.1373 | 0 | 4.1373
2007-06-06 | 6 | 6 | 0 | 157 | 3744 | 69.98 | 0 | 39.7919 | Cooling | 0 | 4 | 0 | 0 | 0 | 6 | 0 | 39.7919 | 4 | 49.7399 | 49.7399 | 0 | 6 | 0 | 4.974 | 0.0019131 | 1 | 0.5 | 0 | 8.2745 | 0 | 8.2745 | 0 | 48.7451 | 6.0931 | 0.004687 | 1 | 0.5 | 0 | 4.1373 | 0 | 4.1373
2007-06-06 01:00 | 6 | 6 | 1 | 157 | 3745 | 68 | 0 | 147.0389 | Cooling | 0 | 4 | 0 | 0 | 0 | 6 | 0 | 147.0389 | 4 | 183.7987 | 183.7987 | 0 | 6 | 0 | 18.3799 | 0.0070692 | 1 | 0.5 | 0 | 8.2745 | 0 | 8.2745 | 0 | 180.1227 | 22.5153 | 0.017319 | 1 | 0.5 | 0 | 4.1373 | 0 | 4.1373
2007-06-06 02:00 | 6 | 6 | 2 | 157 | 3746 | 68 | 0 | 150.2504 | Cooling | 0 | 4 | 0 | 0 | 0 | 6 | 0 | 150.2504 | 4 | 187.813 | 187.813 | 0 | 6 | 0 | 18.7813 | 0.0072236 | 1 | 0.5 | 0 | 8.2745 | 0 | 8.2745 | 0 | 184.0567 | 23.0071 | 0.017698 | 1 | 0.5 | 0 | 4.1373 | 0 | 4.1373
2007-06-06 03:00 | 6 | 6 | 3 | 157 | 3747 | 66.92 | 0 | 150.6666 | Cooling | 0 | 4 | 0 | 0 | 0 | 6 | 0 | 150.6666 | 4 | 188.3332 | 188.3332 | 0 | 6 | 0 | 18.8333 | 0.0072436 | 1 | 0.5 | 0 | 8.2745 | 0 | 8.2745 | 0 | 184.5665 | 23.0708 | 0.017747 | 1 | 0.5 | 0 | 4.1373 | 0 | 4.1373
2007-06-06 04:00 | 6 | 6 | 4 | 157 | 3748 | 66.02 | 0 | 138.2926 | Cooling | 0 | 4 | 0 | 0 | 0 | 6 | 0 | 138.2926 | 4 | 172.8658 | 172.8658 | 0 | 6 | 0 | 17.2866 | 0.0066487 | 1 | 0.5 | 0 | 8.2745 | 0 | 8.2745 | 0 | 169.4084 | 21.1761 | 0.016289 | 1 | 0.5 | 0 | 4.1373 | 0 | 4.1373
2007-06-06 05:00 | 6 | 6 | 5 | 157 | 3749 | 66.02 | 0 | 128.7192 | Cooling | 0 | 4 | 0 | 0 | 0 | 6 | 0 | 128.7192 | 4 | 160.899 | 160.899 | 0 | 6 | 0 | 16.0899 | 0.0061884 | 1 | 0.5 | 0 | 8.2745 | 0 | 8.2745 | 0 | 157.681 | 19.7101 | 0.015162 | 1 | 0.5 | 0 | 4.1373 | 0 | 4.1373
2007-06-06 06:00 | 6 | 6 | 6 | 157 | 3750 | 62.06 | 237.4555 | 0 | Heating | 237.4555 | 4 | 189.9644 | 189.9644 | 0 | 6 | 0 | 0 | 4 | 0 | 0 | 0 | 6 | 0 | 37.9929 | 0.014613 | 1 | 0.5 | 0 | 8.2745 | 0 | 8.2745 | 193.8412 | 0 | 11.0957 | 0.0085351 | 1 | 0.5 | 0 | 4.1373 | 0 | 4.1373
2007-06-06 07:00 | 6 | 6 | 7 | 157 | 3751 | 60.98 | 533.7334 | 0 | Heating | 533.7334 | 4 | 426.9867 | 426.9867 | 0 | 6 | 0 | 0 | 4 | 0 | 0 | 0 | 6 | 0 | 85.3973 | 0.032845 | 1 | 0.5 | 0 | 8.2745 | 0 | 8.2745 | 435.7007 | 0 | 24.9399 | 0.019185 | 1 | 0.5 | 0 | 4.1373 | 0 | 4.1373
2007-06-06 08:00 | 6 | 6 | 8 | 157 | 3752 | 60.98 | 344.0659 | 0 | Heating | 344.0659 | 4 | 275.2527 | 275.2527 | 0 | 6 | 0 | 0 | 4 | 0 | 0 | 0 | 6 | 0 | 55.0505 | 0.021173 | 1 | 0.5 | 0 | 8.2745 | 0 | 8.2745 | 280.8701 | 0 | 16.0773 | 0.012367 | 1 | 0.5 | 0 | 4.1373 | 0 | 4.1373
2007-06-06 09:00 | 6 | 6 | 9 | 157 | 3753 | 62.6 | 131.3259 | 0 | Heating | 131.3259 | 4 | 105.0607 | 105.0607 | 0 | 6 | 0 | 0 | 4 | 0 | 0 | 0 | 6 | 0 | 21.0121 | 0.0080816 | 1 | 0.5 | 0 | 8.2745 | 0 | 8.2745 | 107.2048 | 0 | 6.1365 | 0.0047204 | 1 | 0.5 | 0 | 4.1373 | 0 | 4.1373
2007-06-06 10:00 | 6 | 6 | 10 | 157 | 3754 | 62.6 | 0 | 50.2424 | Cooling | 0 | 4 | 0 | 0 | 0 | 6 | 0 | 50.2424 | 4 | 62.803 | 62.803 | 0 | 6 | 0 | 6.2803 | 0.0024155 | 1 | 0.5 | 0 | 8.2745 | 0 | 8.2745 | 0 | 61.5469 | 7.6934 | 0.005918 | 1 | 0.5 | 0 | 4.1373 | 0 | 4.1373
2007-06-06 11:00 | 6 | 6 | 11 | 157 | 3755 | 62.96 | 0 | 186.2016 | Cooling | 0 | 4 | 0 | 0 | 0 | 6 | 0 | 186.2016 | 4 | 232.752 | 232.752 | 0 | 6 | 0 | 23.2752 | 0.008952 | 1 | 0.5 | 0 | 8.2745 | 0 | 8.2745 | 0 | 228.097 | 28.5121 | 0.021932 | 1 | 0.5 | 0 | 4.1373 | 0 | 4.1373
2007-06-06 12:00 | 6 | 6 | 12 | 157 | 3756 | 68 | 0 | 313.2507 | Cooling | 0 | 4 | 0 | 0 | 0 | 6 | 0 | 313.2507 | 4 | 391.5633 | 391.5633 | 0 | 6 | 0 | 39.1563 | 0.01506 | 1 | 0.5 | 0 | 8.2745 | 0 | 8.2745 | 0 | 383.7321 | 47.9665 | 0.036897 | 1 | 0.5 | 0 | 4.1373 | 0 | 4.1373
2007-06-06 13:00 | 6 | 6 | 13 | 157 | 3757 | 73.94 | 0 | 415.1001 | Cooling | 0 | 4 | 0 | 0 | 0 | 6 | 0 | 415.1001 | 4 | 518.8751 | 518.8751 | 0 | 6 | 0 | 51.8875 | 0.019957 | 1 | 0.5 | 0 | 8.2745 | 0 | 8.2745 | 0 | 508.4976 | 63.5622 | 0.048894 | 1 | 0.5 | 0 | 4.1373 | 0 | 4.1373
2007-06-06 14:00 | 6 | 6 | 14 | 157 | 3758 | 73.94 | 0 | 436.224 | Cooling | 0 | 4 | 0 | 0 | 0 | 6 | 0 | 436.224 | 4 | 545.2799 | 545.2799 | 0 | 6 | 0 | 54.528 | 0.020972 | 1 | 0.5 | 0 | 8.2745 | 0 | 8.2745 | 0 | 534.3743 | 66.7968 | 0.051382 | 1 | 0.5 | 0 | 4.1373 | 0 | 4.1373
2007-06-06 15:00 | 6 | 6 | 15 | 157 | 3759 | 71.6 | 0 | 484.8877 | Cooling | 0 | 4 | 0 | 0 | 0 | 6 | 0 | 484.8877 | 4 | 606.1096 | 606.1096 | 0 | 6 | 0 | 60.611 | 0.023312 | 1 | 0.5 | 0 | 8.2745 | 0 | 8.2745 | 0 | 593.9875 | 74.2484 | 0.057114 | 1 | 0.5 | 0 | 4.1373 | 0 | 4.1373
2007-06-06 16:00 | 6 | 6 | 16 | 157 | 3760 | 68 | 0 | 768.4869 | Cooling | 0 | 4 | 0 | 0 | 0 | 6 | 0 | 768.4869 | 4 | 960.6086 | 960.6086 | 0 | 6 | 0 | 96.0609 | 0.036946 | 1 | 0.5 | 0 | 8.2745 | 0 | 8.2745 | 0 | 941.3964 | 117.6746 | 0.090519 | 1 | 0.5 | 0 | 4.1373 | 0 | 4.1373
2007-06-06 17:00 | 6 | 6 | 17 | 157 | 3761 | 66.92 | 0 | 706.1956 | Cooling | 0 | 4 | 0 | 0 | 0 | 6 | 0 | 706.1956 | 4 | 882.7445 | 882.7445 | 0 | 6 | 0 | 88.2745 | 0.033952 | 1 | 0.5 | 0 | 8.2745 | 0 | 8.2745 | 0 | 865.0896 | 108.1362 | 0.083182 | 1 | 0.5 | 0 | 4.1373 | 0 | 4.1373
2007-06-06 18:00 | 6 | 6 | 18 | 157 | 3762 | 62.96 | 0 | 380.467 | Cooling | 0 | 4 | 0 | 0 | 0 | 6 | 0 | 380.467 | 4 | 475.5837 | 475.5837 | 0 | 6 | 0 | 47.5584 | 0.018292 | 1 | 0.5 | 0 | 8.2745 | 0 | 8.2745 | 0 | 466.0721 | 58.259 | 0.044815 | 1 | 0.5 | 0 | 4.1373 | 0 | 4.1373
2007-06-06 19:00 | 6 | 6 | 19 | 157 | 3763 | 60.08 | 0 | 254.0708 | Cooling | 0 | 4 | 0 | 0 | 0 | 6 | 0 | 254.0708 | 4 | 317.5884 | 317.5884 | 0 | 6 | 0 | 31.7588 | 0.012215 | 1 | 0.5 | 0 | 8.2745 | 0 | 8.2745 | 0 | 311.2367 | 38.9046 | 0.029927 | 1 | 0.5 | 0 | 4.1373 | 0 | 4.1373
2007-06-06 20:00 | 6 | 6 | 20 | 157 | 3764 | 60.08 | 0 | 158.7774 | Cooling | 0 | 4 | 0 | 0 | 0 | 6 | 0 | 158.7774 | 4 | 198.4718 | 198.4718 | 0 | 6 | 0 | 19.8472 | 0.0076335 | 1 | 0.5 | 0 | 8.2745 | 0 | 8.2745 | 0 | 194.5023 | 24.3128 | 0.018702 | 1 | 0.5 | 0 | 4.1373 | 0 | 4.1373
2007-06-06 21:00 | 6 | 6 | 21 | 157 | 3765 | 57.02 | 0 | 93.4692 | Cooling | 0 | 4 | 0 | 0 | 0 | 6 | 0 | 93.4692 | 4 | 116.8365 | 116.8365 | 0 | 6 | 0 | 11.6837 | 0.0044937 | 1 | 0.5 | 0 | 8.2745 | 0 | 8.2745 | 0 | 114.4998 | 14.3125 | 0.01101 | 1 | 0.5 | 0 | 4.1373 | 0 | 4.1373
2007-06-06 22:00 | 6 | 6 | 22 | 157 | 3766 | 55.04 | 43.5878 | 0 | Heating | 43.5878 | 4 | 34.8703 | 34.8703 | 0 | 6 | 0 | 0 | 4 | 0 | 0 | 0 | 6 | 0 | 6.9741 | 0.0026823 | 1 | 0.5 | 0 | 8.2745 | 0 | 8.2745 | 35.5819 | 0 | 2.0367 | 0.0015667 | 1 | 0.5 | 0 | 4.1373 | 0 | 4.1373
2007-06-06 23:00 | 6 | 6 | 23 | 157 | 3767 | 55.04 | 50.632 | 0 | Heating | 50.632 | 4 | 40.5056 | 40.5056 | 0 | 6 | 0 | 0 | 4 | 0 | 0 | 0 | 6 | 0 | 8.1011 | 0.0031158 | 1 | 0.5 | 0 | 8.2745 | 0 | 8.2745 | 41.3322 | 0 | 2.3659 | 0.0018199 | 1 | 0.5 | 0 | 4.1373 | 0 | 4.1373
2007-06-07 | 6 | 7 | 0 | 158 | 3768 | 53.96 | 0 | 16.2851 | Cooling | 0 | 4 | 0 | 0 | 0 | 6 | 0 | 16.2851 | 4 | 20.3564 | 20.3564 | 0 | 6 | 0 | 2.0356 | 0.00078294 | 1 | 0.5 | 0 | 8.2745 | 0 | 8.2745 | 0 | 19.9493 | 2.4937 | 0.0019182 | 1 | 0.5 | 0 | 4.1373 | 0 | 4.1373
2007-06-07 01:00 | 6 | 7 | 1 | 158 | 3769 | 51.98 | 0 | 113.7721 | Cooling | 0 | 4 | 0 | 0 | 0 | 6 | 0 | 113.7721 | 4 | 142.2151 | 142.2151 | 0 | 6 | 0 | 14.2215 | 0.0054698 | 1 | 0.5 | 0 | 8.2745 | 0 | 8.2745 | 0 | 139.3708 | 17.4214 | 0.013401 | 1 | 0.5 | 0 | 4.1373 | 0 | 4.1373
2007-06-07 02:00 | 6 | 7 | 2 | 158 | 3770 | 51.98 | 0 | 119.4892 | Cooling | 0 | 4 | 0 | 0 | 0 | 6 | 0 | 119.4892 | 4 | 149.3615 | 149.3615 | 0 | 6 | 0 | 14.9361 | 0.0057447 | 1 | 0.5 | 0 | 8.2745 | 0 | 8.2745 | 0 | 146.3742 | 18.2968 | 0.014074 | 1 | 0.5 | 0 | 4.1373 | 0 | 4.1373
2007-06-07 03:00 | 6 | 7 | 3 | 158 | 3771 | 51.98 | 0 | 123.9111 | Cooling | 0 | 4 | 0 | 0 | 0 | 6 | 0 | 123.9111 | 4 | 154.8889 | 154.8889 | 0 | 6 | 0 | 15.4889 | 0.0059573 | 1 | 0.5 | 0 | 8.2745 | 0 | 8.2745 | 0 | 151.7911 | 18.9739 | 0.014595 | 1 | 0.5 | 0 | 4.1373 | 0 | 4.1373
2007-06-07 04:00 | 6 | 7 | 4 | 158 | 3772 | 51.08 | 0 | 104.223 | Cooling | 0 | 4 | 0 | 0 | 0 | 6 | 0 | 104.223 | 4 | 130.2787 | 130.2787 | 0 | 6 | 0 | 13.0279 | 0.0050107 | 1 | 0.5 | 0 | 8.2745 | 0 | 8.2745 | 0 | 127.6731 | 15.9591 | 0.012276 | 1 | 0.5 | 0 | 4.1373 | 0 | 4.1373
2007-06-07 05:00 | 6 | 7 | 5 | 158 | 3773 | 51.08 | 0 | 106.1372 | Cooling | 0 | 4 | 0 | 0 | 0 | 6 | 0 | 106.1372 | 4 | 132.6715 | 132.6715 | 0 | 6 | 0 | 13.2671 | 0.0051027 | 1 | 0.5 | 0 | 8.2745 | 0 | 8.2745 | 0 | 130.018 | 16.2523 | 0.012502 | 1 | 0.5 | 0 | 4.1373 | 0 | 4.1373
2007-06-07 06:00 | 6 | 7 | 6 | 158 | 3774 | 53.06 | 156.4206 | 0 | Heating | 156.4206 | 4 | 125.1365 | 125.1365 | 0 | 6 | 0 | 0 | 4 | 0 | 0 | 0 | 6 | 0 | 25.0273 | 0.0096259 | 1 | 0.5 | 0 | 8.2745 | 0 | 8.2745 | 127.6903 | 0 | 7.3091 | 0.0056224 | 1 | 0.5 | 0 | 4.1373 | 0 | 4.1373
2007-06-07 07:00 | 6 | 7 | 7 | 158 | 3775 | 57.92 | 496.4123 | 0 | Heating | 496.4123 | 4 | 397.1299 | 397.1299 | 0 | 6 | 0 | 0 | 4 | 0 | 0 | 0 | 6 | 0 | 79.426 | 0.030548 | 1 | 0.5 | 0 | 8.2745 | 0 | 8.2745 | 405.2346 | 0 | 23.196 | 0.017843 | 1 | 0.5 | 0 | 4.1373 | 0 | 4.1373
2007-06-07 08:00 | 6 | 7 | 8 | 158 | 3776 | 57.92 | 219.3261 | 0 | Heating | 219.3261 | 4 | 175.4609 | 175.4609 | 0 | 6 | 0 | 0 | 4 | 0 | 0 | 0 | 6 | 0 | 35.0922 | 0.013497 | 1 | 0.5 | 0 | 8.2745 | 0 | 8.2745 | 179.0417 | 0 | 10.2485 | 0.0078835 | 1 | 0.5 | 0 | 4.1373 | 0 | 4.1373
2007-06-07 09:00 | 6 | 7 | 9 | 158 | 3777 | 64.04 | 0 | 35.279 | Cooling | 0 | 4 | 0 | 0 | 0 | 6 | 0 | 35.279 | 4 | 44.0988 | 44.0988 | 0 | 6 | 0 | 4.4099 | 0.0016961 | 1 | 0.5 | 0 | 8.2745 | 0 | 8.2745 | 0 | 43.2168 | 5.4021 | 0.0041555 | 1 | 0.5 | 0 | 4.1373 | 0 | 4.1373
2007-06-07 10:00 | 6 | 7 | 10 | 158 | 3778 | 66.92 | 0 | 404.3375 | Cooling | 0 | 4 | 0 | 0 | 0 | 6 | 0 | 404.3375 | 4 | 505.4218 | 505.4218 | 0 | 6 | 0 | 50.5422 | 0.019439 | 1 | 0.5 | 0 | 8.2745 | 0 | 8.2745 | 0 | 495.3134 | 61.9142 | 0.047626 | 1 | 0.5 | 0 | 4.1373 | 0 | 4.1373
2007-06-07 11:00 | 6 | 7 | 11 | 158 | 3779 | 66.92 | 0 | 797.3567 | Cooling | 0 | 4 | 0 | 0 | 0 | 6 | 0 | 797.3567 | 4 | 996.6959 | 996.6959 | 0 | 6 | 0 | 99.6696 | 0.038334 | 1 | 0.5 | 0 | 8.2745 | 0 | 8.2745 | 0 | 976.762 | 122.0952 | 0.093919 | 1 | 0.5 | 0 | 4.1373 | 0 | 4.1373
2007-06-07 12:00 | 6 | 7 | 12 | 158 | 3780 | 69.98 | 0 | 1113.5864 | Cooling | 0 | 4 | 0 | 0 | 0 | 6 | 0 | 1113.5864 | 4 | 1391.983 | 1391.983 | 0 | 6 | 0 | 139.1983 | 0.053538 | 1 | 0.5 | 0 | 8.2745 | 0 | 8.2745 | 0 | 1364.1434 | 170.5179 | 0.13117 | 1 | 0.5 | 0 | 4.1373 | 0 | 4.1373
2007-06-07 13:00 | 6 | 7 | 13 | 158 | 3781 | 71.06 | 0 | 1608.9476 | Cooling | 0 | 4 | 0 | 0 | 0 | 6 | 0 | 1608.9476 | 4 | 2011.1845 | 2011.1845 | 0 | 6 | 0 | 201.1185 | 0.077353 | 1 | 0.5 | 0 | 8.2745 | 0 | 8.2745 | 0 | 1970.9608 | 246.3701 | 0.18952 | 1 | 0.5 | 0 | 4.1373 | 0 | 4.1373
2007-06-07 14:00 | 6 | 7 | 14 | 158 | 3782 | 71.06 | 0 | 1908.4124 | Cooling | 0 | 4 | 0 | 0 | 0 | 6 | 0 | 1908.4124 | 4 | 2385.5156 | 2385.5156 | 0 | 6 | 0 | 238.5516 | 0.091751 | 1 | 0.5 | 0 | 8.2745 | 0 | 8.2745 | 0 | 2337.8053 | 292.2257 | 0.22479 | 1 | 0.5 | 0 | 4.1373 | 0 | 4.1373
2007-06-07 15:00 | 6 | 7 | 15 | 158 | 3783 | 69.08 | 0 | 2519.3269 | Cooling | 0 | 4 | 0 | 0 | 0 | 6 | 0 | 2519.3269 | 4 | 3149.1586 | 3149.1586 | 0 | 6 | 0 | 314.9159 | 0.12112 | 1 | 0.5 | 0 | 8.2745 | 0 | 8.2745 | 0 | 3086.1754 | 385.7719 | 0.29675 | 1 | 0.5935 | 0 | 6.1368 | 0 | 6.1368
2007-06-07 16:00 | 6 | 7 | 16 | 158 | 3784 | 69.98 | 0 | 2666.3859 | Cooling | 0 | 4 | 0 | 0 | 0 | 6 | 0 | 2666.3859 | 4 | 3332.9824 | 3332.9824 | 0 | 6 | 0 | 333.2982 | 0.12819 | 1 | 0.5 | 0 | 8.2745 | 0 | 8.2745 | 0 | 3266.3228 | 408.2903 | 0.31407 | 1 | 0.62814 | 0 | 6.9922 | 0 | 6.9922
2007-06-07 17:00 | 6 | 7 | 17 | 158 | 3785 | 69.98 | 0 | 2601.5442 | Cooling | 0 | 4 | 0 | 0 | 0 | 6 | 0 | 2601.5442 | 4 | 3251.9302 | 3251.9302 | 0 | 6 | 0 | 325.193 | 0.12507 | 1 | 0.5 | 0 | 8.2745 | 0 | 8.2745 | 0 | 3186.8916 | 398.3614 | 0.30643 | 1 | 0.61286 | 0 | 6.6072 | 0 | 6.6072
2007-06-07 18:00 | 6 | 7 | 18 | 158 | 3786 | 66.92 | 0 | 2102.0137 | Cooling | 0 | 4 | 0 | 0 | 0 | 6 | 0 | 2102.0137 | 4 | 2627.5172 | 2627.5172 | 0 | 6 | 0 | 262.7517 | 0.10106 | 1 | 0.5 | 0 | 8.2745 | 0 | 8.2745 | 0 | 2574.9668 | 321.8709 | 0.24759 | 1 | 0.5 | 0 | 4.1373 | 0 | 4.1373
2007-06-07 19:00 | 6 | 7 | 19 | 158 | 3787 | 64.94 | 0 | 1478.7906 | Cooling | 0 | 4 | 0 | 0 | 0 | 6 | 0 | 1478.7906 | 4 | 1848.4882 | 1848.4882 | 0 | 6 | 0 | 184.8488 | 0.071096 | 1 | 0.5 | 0 | 8.2745 | 0 | 8.2745 | 0 | 1811.5184 | 226.4398 | 0.17418 | 1 | 0.5 | 0 | 4.1373 | 0 | 4.1373
2007-06-07 20:00 | 6 | 7 | 20 | 158 | 3788 | 64.94 | 0 | 823.5819 | Cooling | 0 | 4 | 0 | 0 | 0 | 6 | 0 | 823.5819 | 4 | 1029.4774 | 1029.4774 | 0 | 6 | 0 | 102.9477 | 0.039595 | 1 | 0.5 | 0 | 8.2745 | 0 | 8.2745 | 0 | 1008.8879 | 126.111 | 0.097008 | 1 | 0.5 | 0 | 4.1373 | 0 | 4.1373
2007-06-07 21:00 | 6 | 7 | 21 | 158 | 3789 | 60.08 | 0 | 408.0979 | Cooling | 0 | 4 | 0 | 0 | 0 | 6 | 0 | 408.0979 | 4 | 510.1224 | 510.1224 | 0 | 6 | 0 | 51.0122 | 0.01962 | 1 | 0.5 | 0 | 8.2745 | 0 | 8.2745 | 0 | 499.92 | 62.49 | 0.048069 | 1 | 0.5 | 0 | 4.1373 | 0 | 4.1373
2007-06-07 22:00 | 6 | 7 | 22 | 158 | 3790 | 57.92 | 0 | 120.7073 | Cooling | 0 | 4 | 0 | 0 | 0 | 6 | 0 | 120.7073 | 4 | 150.8841 | 150.8841 | 0 | 6 | 0 | 15.0884 | 0.0058032 | 1 | 0.5 | 0 | 8.2745 | 0 | 8.2745 | 0 | 147.8664 | 18.4833 | 0.014218 | 1 | 0.5 | 0 | 4.1373 | 0 | 4.1373
2007-06-07 23:00 | 6 | 7 | 23 | 158 | 3791 | 57.92 | 0 | 71.5157 | Cooling | 0 | 4 | 0 | 0 | 0 | 6 | 0 | 71.5157 | 4 | 89.3947 | 89.3947 | 0 | 6 | 0 | 8.9395 | 0.0034383 | 1 | 0.5 | 0 | 8.2745 | 0 | 8.2745 | 0 | 87.6068 | 10.9508 | 0.0084237 | 1 | 0.5 | 0 | 4.1373 | 0 | 4.1373
2007-06-08 | 6 | 8 | 0 | 159 | 3792 | 53.96 | 0 | 150.4721 | Cooling | 0 | 4 | 0 | 0 | 0 | 6 | 0 | 150.4721 | 4 | 188.0901 | 188.0901 | 0 | 6 | 0 | 18.809 | 0.0072342 | 1 | 0.5 | 0 | 8.2745 | 0 | 8.2745 | 0 | 184.3283 | 23.041 | 0.017724 | 1 | 0.5 | 0 | 4.1373 | 0 | 4.1373
2007-06-08 01:00 | 6 | 8 | 1 | 159 | 3793 | 53.96 | 0 | 219.3019 | Cooling | 0 | 4 | 0 | 0 | 0 | 6 | 0 | 219.3019 | 4 | 274.1274 | 274.1274 | 0 | 6 | 0 | 27.4127 | 0.010543 | 1 | 0.5 | 0 | 8.2745 | 0 | 8.2745 | 0 | 268.6449 | 33.5806 | 0.025831 | 1 | 0.5 | 0 | 4.1373 | 0 | 4.1373
2007-06-08 02:00 | 6 | 8 | 2 | 159 | 3794 | 53.96 | 0 | 225.7759 | Cooling | 0 | 4 | 0 | 0 | 0 | 6 | 0 | 225.7759 | 4 | 282.2199 | 282.2199 | 0 | 6 | 0 | 28.222 | 0.010855 | 1 | 0.5 | 0 | 8.2745 | 0 | 8.2745 | 0 | 276.5755 | 34.5719 | 0.026594 | 1 | 0.5 | 0 | 4.1373 | 0 | 4.1373
2007-06-08 03:00 | 6 | 8 | 3 | 159 | 3795 | 50 | 0 | 229.334 | Cooling | 0 | 4 | 0 | 0 | 0 | 6 | 0 | 229.334 | 4 | 286.6675 | 286.6675 | 0 | 6 | 0 | 28.6667 | 0.011026 | 1 | 0.5 | 0 | 8.2745 | 0 | 8.2745 | 0 | 280.9341 | 35.1168 | 0.027013 | 1 | 0.5 | 0 | 4.1373 | 0 | 4.1373
2007-06-08 04:00 | 6 | 8 | 4 | 159 | 3796 | 51.08 | 0 | 221.687 | Cooling | 0 | 4 | 0 | 0 | 0 | 6 | 0 | 221.687 | 4 | 277.1088 | 277.1088 | 0 | 6 | 0 | 27.7109 | 0.010658 | 1 | 0.5 | 0 | 8.2745 | 0 | 8.2745 | 0 | 271.5666 | 33.9458 | 0.026112 | 1 | 0.5 | 0 | 4.1373 | 0 | 4.1373
2007-06-08 05:00 | 6 | 8 | 5 | 159 | 3797 | 51.08 | 0 | 245.2246 | Cooling | 0 | 4 | 0 | 0 | 0 | 6 | 0 | 245.2246 | 4 | 306.5307 | 306.5307 | 0 | 6 | 0 | 30.6531 | 0.01179 | 1 | 0.5 | 0 | 8.2745 | 0 | 8.2745 | 0 | 300.4001 | 37.55 | 0.028885 | 1 | 0.5 | 0 | 4.1373 | 0 | 4.1373
2007-06-08 06:00 | 6 | 8 | 6 | 159 | 3798 | 53.06 | 0 | 253.2834 | Cooling | 0 | 4 | 0 | 0 | 0 | 6 | 0 | 253.2834 | 4 | 316.6042 | 316.6042 | 0 | 6 | 0 | 31.6604 | 0.012177 | 1 | 0.5 | 0 | 8.2745 | 0 | 8.2745 | 0 | 310.2721 | 38.784 | 0.029834 | 1 | 0.5 | 0 | 4.1373 | 0 | 4.1373
2007-06-08 07:00 | 6 | 8 | 7 | 159 | 3799 | 55.94 | 61.6963 | 0 | Heating | 61.6963 | 4 | 49.3571 | 49.3571 | 0 | 6 | 0 | 0 | 4 | 0 | 0 | 0 | 6 | 0 | 9.8714 | 0.0037967 | 1 | 0.5 | 0 | 8.2745 | 0 | 8.2745 | 50.3643 | 0 | 2.8829 | 0.0022176 | 1 | 0.5 | 0 | 4.1373 | 0 | 4.1373
2007-06-08 08:00 | 6 | 8 | 8 | 159 | 3800 | 55.94 | 0 | 283.7732 | Cooling | 0 | 4 | 0 | 0 | 0 | 6 | 0 | 283.7732 | 4 | 354.7165 | 354.7165 | 0 | 6 | 0 | 35.4717 | 0.013643 | 1 | 0.5 | 0 | 8.2745 | 0 | 8.2745 | 0 | 347.6222 | 43.4528 | 0.033425 | 1 | 0.5 | 0 | 4.1373 | 0 | 4.1373
2007-06-08 09:00 | 6 | 8 | 9 | 159 | 3801 | 62.06 | 0 | 573.1034 | Cooling | 0 | 4 | 0 | 0 | 0 | 6 | 0 | 573.1034 | 4 | 716.3793 | 716.3793 | 0 | 6 | 0 | 71.6379 | 0.027553 | 1 | 0.5 | 0 | 8.2745 | 0 | 8.2745 | 0 | 702.0517 | 87.7565 | 0.067505 | 1 | 0.5 | 0 | 4.1373 | 0 | 4.1373
2007-06-08 10:00 | 6 | 8 | 10 | 159 | 3802 | 64.04 | 0 | 1369.5417 | Cooling | 0 | 4 | 0 | 0 | 0 | 6 | 0 | 1369.5417 | 4 | 1711.9271 | 1711.9271 | 0 | 6 | 0 | 171.1927 | 0.065843 | 1 | 0.5 | 0 | 8.2745 | 0 | 8.2745 | 0 | 1677.6886 | 209.7111 | 0.16132 | 1 | 0.5 | 0 | 4.1373 | 0 | 4.1373
2007-06-08 11:00 | 6 | 8 | 11 | 159 | 3803 | 64.04 | 0 | 2179.5578 | Cooling | 0 | 4 | 0 | 0 | 0 | 6 | 0 | 2179.5578 | 4 | 2724.4472 | 2724.4472 | 0 | 6 | 0 | 272.4447 | 0.10479 | 1 | 0.5 | 0 | 8.2745 | 0 | 8.2745 | 0 | 2669.9582 | 333.7448 | 0.25673 | 1 | 0.51345 | 0 | 4.3978 | 0 | 4.3978
2007-06-08 12:00 | 6 | 8 | 12 | 159 | 3804 | 64.04 | 0 | 3045.336 | Cooling | 0 | 4 | 0 | 0 | 0 | 6 | 0 | 3045.336 | 4 | 3806.67 | 3806.67 | 0 | 6 | 0 | 380.667 | 0.14641 | 1 | 0.5 | 0 | 8.2745 | 0 | 8.2745 | 0 | 3730.5366 | 466.3171 | 0.35871 | 1 | 0.71741 | 0 | 9.4918 | 0 | 9.4918
2007-06-08 13:00 | 6 | 8 | 13 | 159 | 3805 | 64.04 | 0 | 3297.5325 | Cooling | 0 | 4 | 0 | 0 | 0 | 6 | 0 | 3297.5325 | 4 | 4121.9156 | 4121.9156 | 0 | 6 | 0 | 412.1916 | 0.15854 | 1 | 0.5 | 0 | 8.2745 | 0 | 8.2745 | 0 | 4039.4773 | 504.9347 | 0.38841 | 1 | 0.77682 | 0 | 11.3979 | 0 | 11.3979
2007-06-08 14:00 | 6 | 8 | 14 | 159 | 3806 | 64.04 | 0 | 3457.3491 | Cooling | 0 | 4 | 0 | 0 | 0 | 6 | 0 | 3457.3491 | 4 | 4321.6864 | 4321.6864 | 0 | 6 | 0 | 432.1686 | 0.16622 | 1 | 0.5 | 0 | 8.2745 | 0 | 8.2745 | 0 | 4235.2527 | 529.4066 | 0.40724 | 1 | 0.81447 | 0 | 12.7086 | 0 | 12.7086
2007-06-08 15:00 | 6 | 8 | 15 | 159 | 3807 | 62.6 | 0 | 3780.0017 | Cooling | 0 | 4 | 0 | 0 | 0 | 6 | 0 | 3780.0017 | 4 | 4725.0021 | 4725.0021 | 0 | 6 | 0 | 472.5002 | 0.18173 | 1 | 0.5 | 0 | 8.2745 | 0 | 8.2745 | 0 | 4630.502 | 578.8128 | 0.44524 | 1 | 0.89048 | 0 | 15.6034 | 0 | 15.6034
2007-06-08 16:00 | 6 | 8 | 16 | 159 | 3808 | 68 | 0 | 3482.8547 | Cooling | 0 | 4 | 0 | 0 | 0 | 6 | 0 | 3482.8547 | 4 | 4353.5684 | 4353.5684 | 0 | 6 | 0 | 435.3568 | 0.16744 | 1 | 0.5 | 0 | 8.2745 | 0 | 8.2745 | 0 | 4266.497 | 533.3121 | 0.41024 | 1 | 0.82048 | 0 | 12.9253 | 0 | 12.9253
2007-06-08 17:00 | 6 | 8 | 17 | 159 | 3809 | 68 | 0 | 2915.9101 | Cooling | 0 | 4 | 0 | 0 | 0 | 6 | 0 | 2915.9101 | 4 | 3644.8876 | 3644.8876 | 0 | 6 | 0 | 364.4888 | 0.14019 | 1 | 0.5 | 0 | 8.2745 | 0 | 8.2745 | 0 | 3571.9899 | 446.4987 | 0.34346 | 1 | 0.68692 | 0 | 8.5895 | 0 | 8.5895
2007-06-08 18:00 | 6 | 8 | 18 | 159 | 3810 | 66.92 | 0 | 1503.5072 | Cooling | 0 | 4 | 0 | 0 | 0 | 6 | 0 | 1503.5072 | 4 | 1879.384 | 1879.384 | 0 | 6 | 0 | 187.9384 | 0.072284 | 1 | 0.5 | 0 | 8.2745 | 0 | 8.2745 | 0 | 1841.7963 | 230.2245 | 0.1771 | 1 | 0.5 | 0 | 4.1373 | 0 | 4.1373
2007-06-08 19:00 | 6 | 8 | 19 | 159 | 3811 | 62.96 | 0 | 998.0909 | Cooling | 0 | 4 | 0 | 0 | 0 | 6 | 0 | 998.0909 | 4 | 1247.6136 | 1247.6136 | 0 | 6 | 0 | 124.7614 | 0.047985 | 1 | 0.5 | 0 | 8.2745 | 0 | 8.2745 | 0 | 1222.6614 | 152.8327 | 0.11756 | 1 | 0.5 | 0 | 4.1373 | 0 | 4.1373
2007-06-08 20:00 | 6 | 8 | 20 | 159 | 3812 | 62.96 | 0 | 663.301 | Cooling | 0 | 4 | 0 | 0 | 0 | 6 | 0 | 663.301 | 4 | 829.1262 | 829.1262 | 0 | 6 | 0 | 82.9126 | 0.031889 | 1 | 0.5 | 0 | 8.2745 | 0 | 8.2745 | 0 | 812.5437 | 101.568 | 0.078129 | 1 | 0.5 | 0 | 4.1373 | 0 | 4.1373
2007-06-08 21:00 | 6 | 8 | 21 | 159 | 3813 | 57.92 | 0 | 347.7687 | Cooling | 0 | 4 | 0 | 0 | 0 | 6 | 0 | 347.7687 | 4 | 434.7109 | 434.7109 | 0 | 6 | 0 | 43.4711 | 0.01672 | 1 | 0.5 | 0 | 8.2745 | 0 | 8.2745 | 0 | 426.0167 | 53.2521 | 0.040963 | 1 | 0.5 | 0 | 4.1373 | 0 | 4.1373
2007-06-08 22:00 | 6 | 8 | 22 | 159 | 3814 | 55.94 | 0 | 293.0106 | Cooling | 0 | 4 | 0 | 0 | 0 | 6 | 0 | 293.0106 | 4 | 366.2632 | 366.2632 | 0 | 6 | 0 | 36.6263 | 0.014087 | 1 | 0.5 | 0 | 8.2745 | 0 | 8.2745 | 0 | 358.9379 | 44.8672 | 0.034513 | 1 | 0.5 | 0 | 4.1373 | 0 | 4.1373
2007-06-08 23:00 | 6 | 8 | 23 | 159 | 3815 | 55.94 | 0 | 188.4416 | Cooling | 0 | 4 | 0 | 0 | 0 | 6 | 0 | 188.4416 | 4 | 235.552 | 235.552 | 0 | 6 | 0 | 23.5552 | 0.0090597 | 1 | 0.5 | 0 | 8.2745 | 0 | 8.2745 | 0 | 230.841 | 28.8551 | 0.022196 | 1 | 0.5 | 0 | 4.1373 | 0 | 4.1373
2007-06-09 | 6 | 9 | 0 | 160 | 3816 | 53.06 | 0 | 156.5598 | Cooling | 0 | 4 | 0 | 0 | 0 | 6 | 0 | 156.5598 | 4 | 195.6998 | 195.6998 | 0 | 6 | 0 | 19.57 | 0.0075269 | 1 | 0.5 | 0 | 8.2745 | 0 | 8.2745 | 0 | 191.7858 | 23.9732 | 0.018441 | 1 | 0.5 | 0 | 4.1373 | 0 | 4.1373
2007-06-09 01:00 | 6 | 9 | 1 | 160 | 3817 | 50 | 0 | 194.3213 | Cooling | 0 | 4 | 0 | 0 | 0 | 6 | 0 | 194.3213 | 4 | 242.9017 | 242.9017 | 0 | 6 | 0 | 24.2902 | 0.0093424 | 1 | 0.5 | 0 | 8.2745 | 0 | 8.2745 | 0 | 238.0436 | 29.7555 | 0.022889 | 1 | 0.5 | 0 | 4.1373 | 0 | 4.1373
2007-06-09 02:00 | 6 | 9 | 2 | 160 | 3818 | 50 | 0 | 182.7042 | Cooling | 0 | 4 | 0 | 0 | 0 | 6 | 0 | 182.7042 | 4 | 228.3803 | 228.3803 | 0 | 6 | 0 | 22.838 | 0.0087839 | 1 | 0.5 | 0 | 8.2745 | 0 | 8.2745 | 0 | 223.8127 | 27.9766 | 0.02152 | 1 | 0.5 | 0 | 4.1373 | 0 | 4.1373
2007-06-09 03:00 | 6 | 9 | 3 | 160 | 3819 | 48.02 | 0 | 166.9261 | Cooling | 0 | 4 | 0 | 0 | 0 | 6 | 0 | 166.9261 | 4 | 208.6576 | 208.6576 | 0 | 6 | 0 | 20.8658 | 0.0080253 | 1 | 0.5 | 0 | 8.2745 | 0 | 8.2745 | 0 | 204.4845 | 25.5606 | 0.019662 | 1 | 0.5 | 0 | 4.1373 | 0 | 4.1373
2007-06-09 04:00 | 6 | 9 | 4 | 160 | 3820 | 44.96 | 0 | 140.829 | Cooling | 0 | 4 | 0 | 0 | 0 | 6 | 0 | 140.829 | 4 | 176.0362 | 176.0362 | 0 | 6 | 0 | 17.6036 | 0.0067706 | 1 | 0.5 | 0 | 8.2745 | 0 | 8.2745 | 0 | 172.5155 | 21.5644 | 0.016588 | 1 | 0.5 | 0 | 4.1373 | 0 | 4.1373
2007-06-09 05:00 | 6 | 9 | 5 | 160 | 3821 | 44.96 | 0 | 109.4221 | Cooling | 0 | 4 | 0 | 0 | 0 | 6 | 0 | 109.4221 | 4 | 136.7776 | 136.7776 | 0 | 6 | 0 | 13.6778 | 0.0052607 | 1 | 0.5 | 0 | 8.2745 | 0 | 8.2745 | 0 | 134.042 | 16.7553 | 0.012889 | 1 | 0.5 | 0 | 4.1373 | 0 | 4.1373
2007-06-09 06:00 | 6 | 9 | 6 | 160 | 3822 | 48.92 | 0 | 23.3685 | Cooling | 0 | 4 | 0 | 0 | 0 | 6 | 0 | 23.3685 | 4 | 29.2106 | 29.2106 | 0 | 6 | 0 | 2.9211 | 0.0011235 | 1 | 0.5 | 0 | 8.2745 | 0 | 8.2745 | 0 | 28.6264 | 3.5783 | 0.0027525 | 1 | 0.5 | 0 | 4.1373 | 0 | 4.1373
2007-06-09 07:00 | 6 | 9 | 7 | 160 | 3823 | 51.08 | 283.8908 | 0 | Heating | 283.8908 | 4 | 227.1127 | 227.1127 | 0 | 6 | 0 | 0 | 4 | 0 | 0 | 0 | 6 | 0 | 45.4225 | 0.01747 | 1 | 0.5 | 0 | 8.2745 | 0 | 8.2745 | 231.7476 | 0 | 13.2655 | 0.010204 | 1 | 0.5 | 0 | 4.1373 | 0 | 4.1373
2007-06-09 08:00 | 6 | 9 | 8 | 160 | 3824 | 51.08 | 667.3027 | 0 | Heating | 667.3027 | 4 | 533.8421 | 533.8421 | 0 | 6 | 0 | 0 | 4 | 0 | 0 | 0 | 6 | 0 | 106.7684 | 0.041065 | 1 | 0.5 | 0 | 8.2745 | 0 | 8.2745 | 544.7369 | 0 | 31.1813 | 0.023986 | 1 | 0.5 | 0 | 4.1373 | 0 | 4.1373
2007-06-09 09:00 | 6 | 9 | 9 | 160 | 3825 | 57.92 | 408.1512 | 0 | Heating | 408.1512 | 4 | 326.521 | 326.521 | 0 | 6 | 0 | 0 | 4 | 0 | 0 | 0 | 6 | 0 | 65.3042 | 0.025117 | 1 | 0.5 | 0 | 8.2745 | 0 | 8.2745 | 333.1847 | 0 | 19.0718 | 0.014671 | 1 | 0.5 | 0 | 4.1373 | 0 | 4.1373
2007-06-09 10:00 | 6 | 9 | 10 | 160 | 3826 | 57.92 | 161.854 | 0 | Heating | 161.854 | 4 | 129.4832 | 129.4832 | 0 | 6 | 0 | 0 | 4 | 0 | 0 | 0 | 6 | 0 | 25.8966 | 0.0099602 | 1 | 0.5 | 0 | 8.2745 | 0 | 8.2745 | 132.1257 | 0 | 7.563 | 0.0058177 | 1 | 0.5 | 0 | 4.1373 | 0 | 4.1373
2007-06-09 11:00 | 6 | 9 | 11 | 160 | 3827 | 57.92 | 33.0438 | 0 | Heating | 33.0438 | 4 | 26.435 | 26.435 | 0 | 6 | 0 | 0 | 4 | 0 | 0 | 0 | 6 | 0 | 5.287 | 0.0020335 | 1 | 0.5 | 0 | 8.2745 | 0 | 8.2745 | 26.9745 | 0 | 1.544 | 0.0011877 | 1 | 0.5 | 0 | 4.1373 | 0 | 4.1373
2007-06-09 12:00 | 6 | 9 | 12 | 160 | 3828 | 57.02 | 0 | 207.8697 | Cooling | 0 | 4 | 0 | 0 | 0 | 6 | 0 | 207.8697 | 4 | 259.8372 | 259.8372 | 0 | 6 | 0 | 25.9837 | 0.0099937 | 1 | 0.5 | 0 | 8.2745 | 0 | 8.2745 | 0 | 254.6404 | 31.8301 | 0.024485 | 1 | 0.5 | 0 | 4.1373 | 0 | 4.1373
2007-06-09 13:00 | 6 | 9 | 13 | 160 | 3829 | 55.94 | 0 | 391.5271 | Cooling | 0 | 4 | 0 | 0 | 0 | 6 | 0 | 391.5271 | 4 | 489.4089 | 489.4089 | 0 | 6 | 0 | 48.9409 | 0.018823 | 1 | 0.5 | 0 | 8.2745 | 0 | 8.2745 | 0 | 479.6207 | 59.9526 | 0.046117 | 1 | 0.5 | 0 | 4.1373 | 0 | 4.1373
2007-06-09 14:00 | 6 | 9 | 14 | 160 | 3830 | 55.94 | 0 | 635.2377 | Cooling | 0 | 4 | 0 | 0 | 0 | 6 | 0 | 635.2377 | 4 | 794.0471 | 794.0471 | 0 | 6 | 0 | 79.4047 | 0.03054 | 1 | 0.5 | 0 | 8.2745 | 0 | 8.2745 | 0 | 778.1662 | 97.2708 | 0.074824 | 1 | 0.5 | 0 | 4.1373 | 0 | 4.1373
2007-06-09 15:00 | 6 | 9 | 15 | 160 | 3831 | 55.04 | 0 | 837.9735 | Cooling | 0 | 4 | 0 | 0 | 0 | 6 | 0 | 837.9735 | 4 | 1047.4669 | 1047.4669 | 0 | 6 | 0 | 104.7467 | 0.040287 | 1 | 0.5 | 0 | 8.2745 | 0 | 8.2745 | 0 | 1026.5176 | 128.3147 | 0.098704 | 1 | 0.5 | 0 | 4.1373 | 0 | 4.1373
2007-06-09 16:00 | 6 | 9 | 16 | 160 | 3832 | 55.04 | 0 | 908.5533 | Cooling | 0 | 4 | 0 | 0 | 0 | 6 | 0 | 908.5533 | 4 | 1135.6916 | 1135.6916 | 0 | 6 | 0 | 113.5692 | 0.04368 | 1 | 0.5 | 0 | 8.2745 | 0 | 8.2745 | 0 | 1112.9777 | 139.1222 | 0.10702 | 1 | 0.5 | 0 | 4.1373 | 0 | 4.1373
2007-06-09 17:00 | 6 | 9 | 17 | 160 | 3833 | 55.04 | 0 | 768.0107 | Cooling | 0 | 4 | 0 | 0 | 0 | 6 | 0 | 768.0107 | 4 | 960.0133 | 960.0133 | 0 | 6 | 0 | 96.0013 | 0.036924 | 1 | 0.5 | 0 | 8.2745 | 0 | 8.2745 | 0 | 940.8131 | 117.6016 | 0.090463 | 1 | 0.5 | 0 | 4.1373 | 0 | 4.1373
2007-06-09 18:00 | 6 | 9 | 18 | 160 | 3834 | 55.04 | 0 | 620.2009 | Cooling | 0 | 4 | 0 | 0 | 0 | 6 | 0 | 620.2009 | 4 | 775.2511 | 775.2511 | 0 | 6 | 0 | 77.5251 | 0.029817 | 1 | 0.5 | 0 | 8.2745 | 0 | 8.2745 | 0 | 759.7461 | 94.9683 | 0.073053 | 1 | 0.5 | 0 | 4.1373 | 0 | 4.1373
2007-06-09 19:00 | 6 | 9 | 19 | 160 | 3835 | 53.6 | 0 | 360.9745 | Cooling | 0 | 4 | 0 | 0 | 0 | 6 | 0 | 360.9745 | 4 | 451.2182 | 451.2182 | 0 | 6 | 0 | 45.1218 | 0.017355 | 1 | 0.5 | 0 | 8.2745 | 0 | 8.2745 | 0 | 442.1938 | 55.2742 | 0.042519 | 1 | 0.5 | 0 | 4.1373 | 0 | 4.1373
2007-06-09 20:00 | 6 | 9 | 20 | 160 | 3836 | 53.96 | 0 | 166.1798 | Cooling | 0 | 4 | 0 | 0 | 0 | 6 | 0 | 166.1798 | 4 | 207.7248 | 207.7248 | 0 | 6 | 0 | 20.7725 | 0.0079894 | 1 | 0.5 | 0 | 8.2745 | 0 | 8.2745 | 0 | 203.5703 | 25.4463 | 0.019574 | 1 | 0.5 | 0 | 4.1373 | 0 | 4.1373
2007-06-09 21:00 | 6 | 9 | 21 | 160 | 3837 | 53.6 | 0 | 48.404 | Cooling | 0 | 4 | 0 | 0 | 0 | 6 | 0 | 48.404 | 4 | 60.505 | 60.505 | 0 | 6 | 0 | 6.0505 | 0.0023271 | 1 | 0.5 | 0 | 8.2745 | 0 | 8.2745 | 0 | 59.2949 | 7.4119 | 0.0057014 | 1 | 0.5 | 0 | 4.1373 | 0 | 4.1373
2007-06-09 22:00 | 6 | 9 | 22 | 160 | 3838 | 55.04 | 0 | 6.5714 | Cooling | 0 | 4 | 0 | 0 | 0 | 6 | 0 | 6.5714 | 4 | 8.2142 | 8.2142 | 0 | 6 | 0 | 0.82142 | 0.00031593 | 1 | 0.5 | 0 | 8.2745 | 0 | 8.2745 | 0 | 8.0499 | 1.0062 | 0.00077403 | 1 | 0.5 | 0 | 4.1373 | 0 | 4.1373
2007-06-09 23:00 | 6 | 9 | 23 | 160 | 3839 | 55.04 | 26.6872 | 0 | Heating | 26.6872 | 4 | 21.3498 | 21.3498 | 0 | 6 | 0 | 0 | 4 | 0 | 0 | 0 | 6 | 0 | 4.27 | 0.0016423 | 1 | 0.5 | 0 | 8.2745 | 0 | 8.2745 | 21.7855 | 0 | 1.247 | 0.00095925 | 1 | 0.5 | 0 | 4.1373 | 0 | 4.1373
2007-06-10 | 6 | 10 | 0 | 161 | 3840 | 55.94 | 0 | 46.28 | Cooling | 0 | 4 | 0 | 0 | 0 | 6 | 0 | 46.28 | 4 | 57.8499 | 57.8499 | 0 | 6 | 0 | 5.785 | 0.002225 | 1 | 0.5 | 0 | 8.2745 | 0 | 8.2745 | 0 | 56.6929 | 7.0866 | 0.0054512 | 1 | 0.5 | 0 | 4.1373 | 0 | 4.1373
2007-06-10 01:00 | 6 | 10 | 1 | 161 | 3841 | 55.94 | 0 | 124.5933 | Cooling | 0 | 4 | 0 | 0 | 0 | 6 | 0 | 124.5933 | 4 | 155.7417 | 155.7417 | 0 | 6 | 0 | 15.5742 | 0.0059901 | 1 | 0.5 | 0 | 8.2745 | 0 | 8.2745 | 0 | 152.6269 | 19.0784 | 0.014676 | 1 | 0.5 | 0 | 4.1373 | 0 | 4.1373
2007-06-10 02:00 | 6 | 10 | 2 | 161 | 3842 | 55.94 | 0 | 111.6979 | Cooling | 0 | 4 | 0 | 0 | 0 | 6 | 0 | 111.6979 | 4 | 139.6223 | 139.6223 | 0 | 6 | 0 | 13.9622 | 0.0053701 | 1 | 0.5 | 0 | 8.2745 | 0 | 8.2745 | 0 | 136.8299 | 17.1037 | 0.013157 | 1 | 0.5 | 0 | 4.1373 | 0 | 4.1373
2007-06-10 03:00 | 6 | 10 | 3 | 161 | 3843 | 55.94 | 0 | 69.1637 | Cooling | 0 | 4 | 0 | 0 | 0 | 6 | 0 | 69.1637 | 4 | 86.4546 | 86.4546 | 0 | 6 | 0 | 8.6455 | 0.0033252 | 1 | 0.5 | 0 | 8.2745 | 0 | 8.2745 | 0 | 84.7255 | 10.5907 | 0.0081467 | 1 | 0.5 | 0 | 4.1373 | 0 | 4.1373
2007-06-10 04:00 | 6 | 10 | 4 | 161 | 3844 | 55.4 | 0 | 6.2603 | Cooling | 0 | 4 | 0 | 0 | 0 | 6 | 0 | 6.2603 | 4 | 7.8254 | 7.8254 | 0 | 6 | 0 | 0.78254 | 0.00030098 | 1 | 0.5 | 0 | 8.2745 | 0 | 8.2745 | 0 | 7.6689 | 0.95861 | 0.00073739 | 1 | 0.5 | 0 | 4.1373 | 0 | 4.1373
2007-06-10 05:00 | 6 | 10 | 5 | 161 | 3845 | 55.94 | 73.8509 | 0 | Heating | 73.8509 | 4 | 59.0807 | 59.0807 | 0 | 6 | 0 | 0 | 4 | 0 | 0 | 0 | 6 | 0 | 11.8161 | 0.0045447 | 1 | 0.5 | 0 | 8.2745 | 0 | 8.2745 | 60.2865 | 0 | 3.4509 | 0.0026545 | 1 | 0.5 | 0 | 4.1373 | 0 | 4.1373
2007-06-10 06:00 | 6 | 10 | 6 | 161 | 3846 | 57.02 | 883.6525 | 0 | Heating | 883.6525 | 4 | 706.922 | 706.922 | 0 | 6 | 0 | 0 | 4 | 0 | 0 | 0 | 6 | 0 | 141.3844 | 0.054379 | 1 | 0.5 | 0 | 8.2745 | 0 | 8.2745 | 721.349 | 0 | 41.2907 | 0.031762 | 1 | 0.5 | 0 | 4.1373 | 0 | 4.1373
2007-06-10 07:00 | 6 | 10 | 7 | 161 | 3847 | 57.92 | 675.9719 | 0 | Heating | 675.9719 | 4 | 540.7776 | 540.7776 | 0 | 6 | 0 | 0 | 4 | 0 | 0 | 0 | 6 | 0 | 108.1555 | 0.041598 | 1 | 0.5 | 0 | 8.2745 | 0 | 8.2745 | 551.8138 | 0 | 31.5864 | 0.024297 | 1 | 0.5 | 0 | 4.1373 | 0 | 4.1373
2007-06-10 08:00 | 6 | 10 | 8 | 161 | 3848 | 57.92 | 275.9187 | 0 | Heating | 275.9187 | 4 | 220.735 | 220.735 | 0 | 6 | 0 | 0 | 4 | 0 | 0 | 0 | 6 | 0 | 44.147 | 0.01698 | 1 | 0.5 | 0 | 8.2745 | 0 | 8.2745 | 225.2398 | 0 | 12.8929 | 0.0099177 | 1 | 0.5 | 0 | 4.1373 | 0 | 4.1373
2007-06-10 09:00 | 6 | 10 | 9 | 161 | 3849 | 62.6 | 0 | 357.9461 | Cooling | 0 | 4 | 0 | 0 | 0 | 6 | 0 | 357.9461 | 4 | 447.4326 | 447.4326 | 0 | 6 | 0 | 44.7433 | 0.017209 | 1 | 0.5 | 0 | 8.2745 | 0 | 8.2745 | 0 | 438.484 | 54.8105 | 0.042162 | 1 | 0.5 | 0 | 4.1373 | 0 | 4.1373
2007-06-10 10:00 | 6 | 10 | 10 | 161 | 3850 | 64.94 | 0 | 924.7264 | Cooling | 0 | 4 | 0 | 0 | 0 | 6 | 0 | 924.7264 | 4 | 1155.908 | 1155.908 | 0 | 6 | 0 | 115.5908 | 0.044458 | 1 | 0.5 | 0 | 8.2745 | 0 | 8.2745 | 0 | 1132.7899 | 141.5987 | 0.10892 | 1 | 0.5 | 0 | 4.1373 | 0 | 4.1373
2007-06-10 11:00 | 6 | 10 | 11 | 161 | 3851 | 64.94 | 0 | 1552.5477 | Cooling | 0 | 4 | 0 | 0 | 0 | 6 | 0 | 1552.5477 | 4 | 1940.6847 | 1940.6847 | 0 | 6 | 0 | 194.0685 | 0.074642 | 1 | 0.5 | 0 | 8.2745 | 0 | 8.2745 | 0 | 1901.871 | 237.7339 | 0.18287 | 1 | 0.5 | 0 | 4.1373 | 0 | 4.1373
2007-06-10 12:00 | 6 | 10 | 12 | 161 | 3852 | 69.8 | 0 | 1968.1919 | Cooling | 0 | 4 | 0 | 0 | 0 | 6 | 0 | 1968.1919 | 4 | 2460.2398 | 2460.2398 | 0 | 6 | 0 | 246.024 | 0.094625 | 1 | 0.5 | 0 | 8.2745 | 0 | 8.2745 | 0 | 2411.035 | 301.3794 | 0.23183 | 1 | 0.5 | 0 | 4.1373 | 0 | 4.1373
2007-06-10 13:00 | 6 | 10 | 13 | 161 | 3853 | 66.2 | 0 | 2370.7026 | Cooling | 0 | 4 | 0 | 0 | 0 | 6 | 0 | 2370.7026 | 4 | 2963.3783 | 2963.3783 | 0 | 6 | 0 | 296.3378 | 0.11398 | 1 | 0.5 | 0 | 8.2745 | 0 | 8.2745 | 0 | 2904.1107 | 363.0138 | 0.27924 | 1 | 0.55848 | 0 | 5.3359 | 0 | 5.3359
2007-06-10 14:00 | 6 | 10 | 14 | 161 | 3854 | 64.94 | 0 | 2637.8147 | Cooling | 0 | 4 | 0 | 0 | 0 | 6 | 0 | 2637.8147 | 4 | 3297.2683 | 3297.2683 | 0 | 6 | 0 | 329.7268 | 0.12682 | 1 | 0.5 | 0 | 8.2745 | 0 | 8.2745 | 0 | 3231.323 | 403.9154 | 0.3107 | 1 | 0.62141 | 0 | 6.821 | 0 | 6.821
2007-06-10 15:00 | 6 | 10 | 15 | 161 | 3855 | 71.06 | 0 | 2932.9313 | Cooling | 0 | 4 | 0 | 0 | 0 | 6 | 0 | 2932.9313 | 4 | 3666.1641 | 3666.1641 | 0 | 6 | 0 | 366.6164 | 0.14101 | 1 | 0.5 | 0 | 8.2745 | 0 | 8.2745 | 0 | 3592.8408 | 449.1051 | 0.34547 | 1 | 0.69093 | 0 | 8.7053 | 0 | 8.7053
2007-06-10 16:00 | 6 | 10 | 16 | 161 | 3856 | 69.98 | 0 | 3065.1114 | Cooling | 0 | 4 | 0 | 0 | 0 | 6 | 0 | 3065.1114 | 4 | 3831.3893 | 3831.3893 | 0 | 6 | 0 | 383.1389 | 0.14736 | 1 | 0.5 | 0 | 8.2745 | 0 | 8.2745 | 0 | 3754.7615 | 469.3452 | 0.36103 | 1 | 0.72207 | 0 | 9.6342 | 0 | 9.6342
2007-06-10 17:00 | 6 | 10 | 17 | 161 | 3857 | 69.98 | 0 | 3095.0209 | Cooling | 0 | 4 | 0 | 0 | 0 | 6 | 0 | 3095.0209 | 4 | 3868.7762 | 3868.7762 | 0 | 6 | 0 | 386.8776 | 0.1488 | 1 | 0.5 | 0 | 8.2745 | 0 | 8.2745 | 0 | 3791.4006 | 473.9251 | 0.36456 | 1 | 0.72912 | 0 | 9.8518 | 0 | 9.8518
2007-06-10 18:00 | 6 | 10 | 18 | 161 | 3858 | 66.02 | 0 | 2776.7624 | Cooling | 0 | 4 | 0 | 0 | 0 | 6 | 0 | 2776.7624 | 4 | 3470.953 | 3470.953 | 0 | 6 | 0 | 347.0953 | 0.1335 | 1 | 0.5 | 0 | 8.2745 | 0 | 8.2745 | 0 | 3401.534 | 425.1917 | 0.32707 | 1 | 0.65414 | 0 | 7.6759 | 0 | 7.6759
2007-06-10 19:00 | 6 | 10 | 19 | 161 | 3859 | 64.94 | 0 | 2367.2756 | Cooling | 0 | 4 | 0 | 0 | 0 | 6 | 0 | 2367.2756 | 4 | 2959.0945 | 2959.0945 | 0 | 6 | 0 | 295.9095 | 0.11381 | 1 | 0.5 | 0 | 8.2745 | 0 | 8.2745 | 0 | 2899.9126 | 362.4891 | 0.27884 | 1 | 0.55768 | 0 | 5.3182 | 0 | 5.3182
2007-06-10 20:00 | 6 | 10 | 20 | 161 | 3860 | 64.94 | 0 | 1799.5788 | Cooling | 0 | 4 | 0 | 0 | 0 | 6 | 0 | 1799.5788 | 4 | 2249.4735 | 2249.4735 | 0 | 6 | 0 | 224.9473 | 0.086518 | 1 | 0.5 | 0 | 8.2745 | 0 | 8.2745 | 0 | 2204.484 | 275.5605 | 0.21197 | 1 | 0.5 | 0 | 4.1373 | 0 | 4.1373
2007-06-10 21:00 | 6 | 10 | 21 | 161 | 3861 | 60.08 | 0 | 1218.5527 | Cooling | 0 | 4 | 0 | 0 | 0 | 6 | 0 | 1218.5527 | 4 | 1523.1909 | 1523.1909 | 0 | 6 | 0 | 152.3191 | 0.058584 | 1 | 0.5 | 0 | 8.2745 | 0 | 8.2745 | 0 | 1492.7271 | 186.5909 | 0.14353 | 1 | 0.5 | 0 | 4.1373 | 0 | 4.1373
2007-06-10 22:00 | 6 | 10 | 22 | 161 | 3862 | 57.92 | 0 | 303.6535 | Cooling | 0 | 4 | 0 | 0 | 0 | 6 | 0 | 303.6535 | 4 | 379.5669 | 379.5669 | 0 | 6 | 0 | 37.9567 | 0.014599 | 1 | 0.5 | 0 | 8.2745 | 0 | 8.2745 | 0 | 371.9756 | 46.4969 | 0.035767 | 1 | 0.5 | 0 | 4.1373 | 0 | 4.1373
2007-06-10 23:00 | 6 | 10 | 23 | 161 | 3863 | 57.92 | 0 | 195.9766 | Cooling | 0 | 4 | 0 | 0 | 0 | 6 | 0 | 195.9766 | 4 | 244.9708 | 244.9708 | 0 | 6 | 0 | 24.4971 | 0.009422 | 1 | 0.5 | 0 | 8.2745 | 0 | 8.2745 | 0 | 240.0713 | 30.0089 | 0.023084 | 1 | 0.5 | 0 | 4.1373 | 0 | 4.1373
2007-06-11 | 6 | 11 | 0 | 162 | 3864 | 57.92 | 0 | 207.9911 | Cooling | 0 | 4 | 0 | 0 | 0 | 6 | 0 | 207.9911 | 4 | 259.9889 | 259.9889 | 0 | 6 | 0 | 25.9989 | 0.0099996 | 1 | 0.5 | 0 | 8.2745 | 0 | 8.2745 | 0 | 254.7891 | 31.8486 | 0.024499 | 1 | 0.5 | 0 | 4.1373 | 0 | 4.1373
2007-06-11 01:00 | 6 | 11 | 1 | 162 | 3865 | 57.92 | 0 | 257.8254 | Cooling | 0 | 4 | 0 | 0 | 0 | 6 | 0 | 257.8254 | 4 | 322.2817 | 322.2817 | 0 | 6 | 0 | 32.2282 | 0.012395 | 1 | 0.5 | 0 | 8.2745 | 0 | 8.2745 | 0 | 315.8361 | 39.4795 | 0.030369 | 1 | 0.5 | 0 | 4.1373 | 0 | 4.1373
2007-06-11 02:00 | 6 | 11 | 2 | 162 | 3866 | 57.92 | 0 | 249.6629 | Cooling | 0 | 4 | 0 | 0 | 0 | 6 | 0 | 249.6629 | 4 | 312.0787 | 312.0787 | 0 | 6 | 0 | 31.2079 | 0.012003 | 1 | 0.5 | 0 | 8.2745 | 0 | 8.2745 | 0 | 305.8371 | 38.2296 | 0.029407 | 1 | 0.5 | 0 | 4.1373 | 0 | 4.1373
2007-06-11 03:00 | 6 | 11 | 3 | 162 | 3867 | 53.96 | 0 | 247.1079 | Cooling | 0 | 4 | 0 | 0 | 0 | 6 | 0 | 247.1079 | 4 | 308.8849 | 308.8849 | 0 | 6 | 0 | 30.8885 | 0.01188 | 1 | 0.5 | 0 | 8.2745 | 0 | 8.2745 | 0 | 302.7072 | 37.8384 | 0.029106 | 1 | 0.5 | 0 | 4.1373 | 0 | 4.1373
2007-06-11 04:00 | 6 | 11 | 4 | 162 | 3868 | 53.6 | 0 | 235.2196 | Cooling | 0 | 4 | 0 | 0 | 0 | 6 | 0 | 235.2196 | 4 | 294.0245 | 294.0245 | 0 | 6 | 0 | 29.4024 | 0.011309 | 1 | 0.5 | 0 | 8.2745 | 0 | 8.2745 | 0 | 288.144 | 36.018 | 0.027706 | 1 | 0.5 | 0 | 4.1373 | 0 | 4.1373
2007-06-11 05:00 | 6 | 11 | 5 | 162 | 3869 | 53.96 | 0 | 262.3348 | Cooling | 0 | 4 | 0 | 0 | 0 | 6 | 0 | 262.3348 | 4 | 327.9185 | 327.9185 | 0 | 6 | 0 | 32.7919 | 0.012612 | 1 | 0.5 | 0 | 8.2745 | 0 | 8.2745 | 0 | 321.3602 | 40.17 | 0.0309 | 1 | 0.5 | 0 | 4.1373 | 0 | 4.1373
2007-06-11 06:00 | 6 | 11 | 6 | 162 | 3870 | 55.94 | 0 | 484.9749 | Cooling | 0 | 4 | 0 | 0 | 0 | 6 | 0 | 484.9749 | 4 | 606.2186 | 606.2186 | 0 | 6 | 0 | 60.6219 | 0.023316 | 1 | 0.5 | 0 | 8.2745 | 0 | 8.2745 | 0 | 594.0943 | 74.2618 | 0.057124 | 1 | 0.5 | 0 | 4.1373 | 0 | 4.1373
2007-06-11 07:00 | 6 | 11 | 7 | 162 | 3871 | 60.08 | 0 | 51.1802 | Cooling | 0 | 4 | 0 | 0 | 0 | 6 | 0 | 51.1802 | 4 | 63.9753 | 63.9753 | 0 | 6 | 0 | 6.3975 | 0.0024606 | 1 | 0.5 | 0 | 8.2745 | 0 | 8.2745 | 0 | 62.6958 | 7.837 | 0.0060284 | 1 | 0.5 | 0 | 4.1373 | 0 | 4.1373
2007-06-11 08:00 | 6 | 11 | 8 | 162 | 3872 | 60.08 | 0 | 694.9737 | Cooling | 0 | 4 | 0 | 0 | 0 | 6 | 0 | 694.9737 | 4 | 868.7172 | 868.7172 | 0 | 6 | 0 | 86.8717 | 0.033412 | 1 | 0.5 | 0 | 8.2745 | 0 | 8.2745 | 0 | 851.3428 | 106.4179 | 0.08186 | 1 | 0.5 | 0 | 4.1373 | 0 | 4.1373
2007-06-11 09:00 | 6 | 11 | 9 | 162 | 3873 | 66.02 | 0 | 720.2818 | Cooling | 0 | 4 | 0 | 0 | 0 | 6 | 0 | 720.2818 | 4 | 900.3523 | 900.3523 | 0 | 6 | 0 | 90.0352 | 0.034629 | 1 | 0.5 | 0 | 8.2745 | 0 | 8.2745 | 0 | 882.3453 | 110.2932 | 0.084841 | 1 | 0.5 | 0 | 4.1373 | 0 | 4.1373
2007-06-11 10:00 | 6 | 11 | 10 | 162 | 3874 | 66.92 | 0 | 848.828 | Cooling | 0 | 4 | 0 | 0 | 0 | 6 | 0 | 848.828 | 4 | 1061.035 | 1061.035 | 0 | 6 | 0 | 106.1035 | 0.040809 | 1 | 0.5 | 0 | 8.2745 | 0 | 8.2745 | 0 | 1039.8143 | 129.9768 | 0.099982 | 1 | 0.5 | 0 | 4.1373 | 0 | 4.1373
2007-06-11 11:00 | 6 | 11 | 11 | 162 | 3875 | 66.92 | 0 | 1373.6942 | Cooling | 0 | 4 | 0 | 0 | 0 | 6 | 0 | 1373.6942 | 4 | 1717.1178 | 1717.1178 | 0 | 6 | 0 | 171.7118 | 0.066043 | 1 | 0.5 | 0 | 8.2745 | 0 | 8.2745 | 0 | 1682.7754 | 210.3469 | 0.16181 | 1 | 0.5 | 0 | 4.1373 | 0 | 4.1373
2007-06-11 12:00 | 6 | 11 | 12 | 162 | 3876 | 73.04 | 0 | 1675.0607 | Cooling | 0 | 4 | 0 | 0 | 0 | 6 | 0 | 1675.0607 | 4 | 2093.8259 | 2093.8259 | 0 | 6 | 0 | 209.3826 | 0.080532 | 1 | 0.5 | 0 | 8.2745 | 0 | 8.2745 | 0 | 2051.9494 | 256.4937 | 0.1973 | 1 | 0.5 | 0 | 4.1373 | 0 | 4.1373
2007-06-11 13:00 | 6 | 11 | 13 | 162 | 3877 | 71.96 | 0 | 1719.3512 | Cooling | 0 | 4 | 0 | 0 | 0 | 6 | 0 | 1719.3512 | 4 | 2149.189 | 2149.189 | 0 | 6 | 0 | 214.9189 | 0.082661 | 1 | 0.5 | 0 | 8.2745 | 0 | 8.2745 | 0 | 2106.2052 | 263.2756 | 0.20252 | 1 | 0.5 | 0 | 4.1373 | 0 | 4.1373
2007-06-11 14:00 | 6 | 11 | 14 | 162 | 3878 | 71.96 | 0 | 1558.6881 | Cooling | 0 | 4 | 0 | 0 | 0 | 6 | 0 | 1558.6881 | 4 | 1948.3601 | 1948.3601 | 0 | 6 | 0 | 194.836 | 0.074937 | 1 | 0.5 | 0 | 8.2745 | 0 | 8.2745 | 0 | 1909.3929 | 238.6741 | 0.1836 | 1 | 0.5 | 0 | 4.1373 | 0 | 4.1373
2007-06-11 15:00 | 6 | 11 | 15 | 162 | 3879 | 77 | 0 | 1574.6791 | Cooling | 0 | 4 | 0 | 0 | 0 | 6 | 0 | 1574.6791 | 4 | 1968.3489 | 1968.3489 | 0 | 6 | 0 | 196.8349 | 0.075706 | 1 | 0.5 | 0 | 8.2745 | 0 | 8.2745 | 0 | 1928.9819 | 241.1227 | 0.18548 | 1 | 0.5 | 0 | 4.1373 | 0 | 4.1373
2007-06-11 16:00 | 6 | 11 | 16 | 162 | 3880 | 75.02 | 0 | 1609.7182 | Cooling | 0 | 4 | 0 | 0 | 0 | 6 | 0 | 1609.7182 | 4 | 2012.1478 | 2012.1478 | 0 | 6 | 0 | 201.2148 | 0.07739 | 1 | 0.5 | 0 | 8.2745 | 0 | 8.2745 | 0 | 1971.9049 | 246.4881 | 0.18961 | 1 | 0.5 | 0 | 4.1373 | 0 | 4.1373
2007-06-11 17:00 | 6 | 11 | 17 | 162 | 3881 | 75.02 | 0 | 1408.642 | Cooling | 0 | 4 | 0 | 0 | 0 | 6 | 0 | 1408.642 | 4 | 1760.8026 | 1760.8026 | 0 | 6 | 0 | 176.0803 | 0.067723 | 1 | 0.5 | 0 | 8.2745 | 0 | 8.2745 | 0 | 1725.5865 | 215.6983 | 0.16592 | 1 | 0.5 | 0 | 4.1373 | 0 | 4.1373
2007-06-11 18:00 | 6 | 11 | 18 | 162 | 3882 | 75.02 | 0 | 696.6814 | Cooling | 0 | 4 | 0 | 0 | 0 | 6 | 0 | 696.6814 | 4 | 870.8518 | 870.8518 | 0 | 6 | 0 | 87.0852 | 0.033494 | 1 | 0.5 | 0 | 8.2745 | 0 | 8.2745 | 0 | 853.4347 | 106.6793 | 0.082061 | 1 | 0.5 | 0 | 4.1373 | 0 | 4.1373
2007-06-11 19:00 | 6 | 11 | 19 | 162 | 3883 | 71.96 | 0 | 494.2762 | Cooling | 0 | 4 | 0 | 0 | 0 | 6 | 0 | 494.2762 | 4 | 617.8453 | 617.8453 | 0 | 6 | 0 | 61.7845 | 0.023763 | 1 | 0.5 | 0 | 8.2745 | 0 | 8.2745 | 0 | 605.4884 | 75.686 | 0.05822 | 1 | 0.5 | 0 | 4.1373 | 0 | 4.1373
2007-06-11 20:00 | 6 | 11 | 20 | 162 | 3884 | 71.96 | 0 | 403.6343 | Cooling | 0 | 4 | 0 | 0 | 0 | 6 | 0 | 403.6343 | 4 | 504.5429 | 504.5429 | 0 | 6 | 0 | 50.4543 | 0.019405 | 1 | 0.5 | 0 | 8.2745 | 0 | 8.2745 | 0 | 494.452 | 61.8065 | 0.047543 | 1 | 0.5 | 0 | 4.1373 | 0 | 4.1373
2007-06-11 21:00 | 6 | 11 | 21 | 162 | 3885 | 66.92 | 0 | 310.0188 | Cooling | 0 | 4 | 0 | 0 | 0 | 6 | 0 | 310.0188 | 4 | 387.5235 | 387.5235 | 0 | 6 | 0 | 38.7524 | 0.014905 | 1 | 0.5 | 0 | 8.2745 | 0 | 8.2745 | 0 | 379.7731 | 47.4716 | 0.036517 | 1 | 0.5 | 0 | 4.1373 | 0 | 4.1373
2007-06-11 22:00 | 6 | 11 | 22 | 162 | 3886 | 66.02 | 0 | 48.4889 | Cooling | 0 | 4 | 0 | 0 | 0 | 6 | 0 | 48.4889 | 4 | 60.6111 | 60.6111 | 0 | 6 | 0 | 6.0611 | 0.0023312 | 1 | 0.5 | 0 | 8.2745 | 0 | 8.2745 | 0 | 59.3989 | 7.4249 | 0.0057114 | 1 | 0.5 | 0 | 4.1373 | 0 | 4.1373
2007-06-11 23:00 | 6 | 11 | 23 | 162 | 3887 | 66.02 | 0 | 18.9602 | Cooling | 0 | 4 | 0 | 0 | 0 | 6 | 0 | 18.9602 | 4 | 23.7003 | 23.7003 | 0 | 6 | 0 | 2.37 | 0.00091155 | 1 | 0.5 | 0 | 8.2745 | 0 | 8.2745 | 0 | 23.2263 | 2.9033 | 0.0022333 | 1 | 0.5 | 0 | 4.1373 | 0 | 4.1373
2007-06-12 | 6 | 12 | 0 | 163 | 3888 | 64.04 | 0 | 91.7658 | Cooling | 0 | 4 | 0 | 0 | 0 | 6 | 0 | 91.7658 | 4 | 114.7073 | 114.7073 | 0 | 6 | 0 | 11.4707 | 0.0044118 | 1 | 0.5 | 0 | 8.2745 | 0 | 8.2745 | 0 | 112.4131 | 14.0516 | 0.010809 | 1 | 0.5 | 0 | 4.1373 | 0 | 4.1373
2007-06-12 01:00 | 6 | 12 | 1 | 163 | 3889 | 62.06 | 0 | 177.9159 | Cooling | 0 | 4 | 0 | 0 | 0 | 6 | 0 | 177.9159 | 4 | 222.3949 | 222.3949 | 0 | 6 | 0 | 22.2395 | 0.0085536 | 1 | 0.5 | 0 | 8.2745 | 0 | 8.2745 | 0 | 217.947 | 27.2434 | 0.020956 | 1 | 0.5 | 0 | 4.1373 | 0 | 4.1373
2007-06-12 02:00 | 6 | 12 | 2 | 163 | 3890 | 62.06 | 0 | 178.686 | Cooling | 0 | 4 | 0 | 0 | 0 | 6 | 0 | 178.686 | 4 | 223.3575 | 223.3575 | 0 | 6 | 0 | 22.3357 | 0.0085907 | 1 | 0.5 | 0 | 8.2745 | 0 | 8.2745 | 0 | 218.8903 | 27.3613 | 0.021047 | 1 | 0.5 | 0 | 4.1373 | 0 | 4.1373
2007-06-12 03:00 | 6 | 12 | 3 | 163 | 3891 | 60.98 | 0 | 180.2239 | Cooling | 0 | 4 | 0 | 0 | 0 | 6 | 0 | 180.2239 | 4 | 225.2799 | 225.2799 | 0 | 6 | 0 | 22.528 | 0.0086646 | 1 | 0.5 | 0 | 8.2745 | 0 | 8.2745 | 0 | 220.7743 | 27.5968 | 0.021228 | 1 | 0.5 | 0 | 4.1373 | 0 | 4.1373
2007-06-12 04:00 | 6 | 12 | 4 | 163 | 3892 | 60.98 | 0 | 173.5477 | Cooling | 0 | 4 | 0 | 0 | 0 | 6 | 0 | 173.5477 | 4 | 216.9347 | 216.9347 | 0 | 6 | 0 | 21.6935 | 0.0083436 | 1 | 0.5 | 0 | 8.2745 | 0 | 8.2745 | 0 | 212.596 | 26.5745 | 0.020442 | 1 | 0.5 | 0 | 4.1373 | 0 | 4.1373
2007-06-12 05:00 | 6 | 12 | 5 | 163 | 3893 | 60.98 | 0 | 176.8597 | Cooling | 0 | 4 | 0 | 0 | 0 | 6 | 0 | 176.8597 | 4 | 221.0746 | 221.0746 | 0 | 6 | 0 | 22.1075 | 0.0085029 | 1 | 0.5 | 0 | 8.2745 | 0 | 8.2745 | 0 | 216.6531 | 27.0816 | 0.020832 | 1 | 0.5 | 0 | 4.1373 | 0 | 4.1373
2007-06-12 06:00 | 6 | 12 | 6 | 163 | 3894 | 60.98 | 0 | 13.0254 | Cooling | 0 | 4 | 0 | 0 | 0 | 6 | 0 | 13.0254 | 4 | 16.2817 | 16.2817 | 0 | 6 | 0 | 1.6282 | 0.00062622 | 1 | 0.5 | 0 | 8.2745 | 0 | 8.2745 | 0 | 15.9561 | 1.9945 | 0.0015342 | 1 | 0.5 | 0 | 4.1373 | 0 | 4.1373
2007-06-12 07:00 | 6 | 12 | 7 | 163 | 3895 | 62.6 | 377.6672 | 0 | Heating | 377.6672 | 4 | 302.1337 | 302.1337 | 0 | 6 | 0 | 0 | 4 | 0 | 0 | 0 | 6 | 0 | 60.4267 | 0.023241 | 1 | 0.5 | 0 | 8.2745 | 0 | 8.2745 | 308.2997 | 0 | 17.6474 | 0.013575 | 1 | 0.5 | 0 | 4.1373 | 0 | 4.1373
2007-06-12 08:00 | 6 | 12 | 8 | 163 | 3896 | 62.06 | 154.8023 | 0 | Heating | 154.8023 | 4 | 123.8419 | 123.8419 | 0 | 6 | 0 | 0 | 4 | 0 | 0 | 0 | 6 | 0 | 24.7684 | 0.0095263 | 1 | 0.5 | 0 | 8.2745 | 0 | 8.2745 | 126.3693 | 0 | 7.2335 | 0.0055642 | 1 | 0.5 | 0 | 4.1373 | 0 | 4.1373
2007-06-12 09:00 | 6 | 12 | 9 | 163 | 3897 | 62.06 | 0 | 5.9014 | Cooling | 0 | 4 | 0 | 0 | 0 | 6 | 0 | 5.9014 | 4 | 7.3767 | 7.3767 | 0 | 6 | 0 | 0.73767 | 0.00028372 | 1 | 0.5 | 0 | 8.2745 | 0 | 8.2745 | 0 | 7.2292 | 0.90365 | 0.00069511 | 1 | 0.5 | 0 | 4.1373 | 0 | 4.1373
2007-06-12 10:00 | 6 | 12 | 10 | 163 | 3898 | 62.6 | 0 | 127.2769 | Cooling | 0 | 4 | 0 | 0 | 0 | 6 | 0 | 127.2769 | 4 | 159.0962 | 159.0962 | 0 | 6 | 0 | 15.9096 | 0.0061191 | 1 | 0.5 | 0 | 8.2745 | 0 | 8.2745 | 0 | 155.9143 | 19.4893 | 0.014992 | 1 | 0.5 | 0 | 4.1373 | 0 | 4.1373
2007-06-12 11:00 | 6 | 12 | 11 | 163 | 3899 | 62.06 | 0 | 230.5378 | Cooling | 0 | 4 | 0 | 0 | 0 | 6 | 0 | 230.5378 | 4 | 288.1723 | 288.1723 | 0 | 6 | 0 | 28.8172 | 0.011084 | 1 | 0.5 | 0 | 8.2745 | 0 | 8.2745 | 0 | 282.4088 | 35.3011 | 0.027155 | 1 | 0.5 | 0 | 4.1373 | 0 | 4.1373
2007-06-12 12:00 | 6 | 12 | 12 | 163 | 3900 | 64.4 | 0 | 308.5139 | Cooling | 0 | 4 | 0 | 0 | 0 | 6 | 0 | 308.5139 | 4 | 385.6424 | 385.6424 | 0 | 6 | 0 | 38.5642 | 0.014832 | 1 | 0.5 | 0 | 8.2745 | 0 | 8.2745 | 0 | 377.9295 | 47.2412 | 0.036339 | 1 | 0.5 | 0 | 4.1373 | 0 | 4.1373
2007-06-12 13:00 | 6 | 12 | 13 | 163 | 3901 | 64.4 | 0 | 355.7479 | Cooling | 0 | 4 | 0 | 0 | 0 | 6 | 0 | 355.7479 | 4 | 444.6849 | 444.6849 | 0 | 6 | 0 | 44.4685 | 0.017103 | 1 | 0.5 | 0 | 8.2745 | 0 | 8.2745 | 0 | 435.7912 | 54.4739 | 0.041903 | 1 | 0.5 | 0 | 4.1373 | 0 | 4.1373
2007-06-12 14:00 | 6 | 12 | 14 | 163 | 3902 | 64.04 | 0 | 363.8751 | Cooling | 0 | 4 | 0 | 0 | 0 | 6 | 0 | 363.8751 | 4 | 454.8439 | 454.8439 | 0 | 6 | 0 | 45.4844 | 0.017494 | 1 | 0.5 | 0 | 8.2745 | 0 | 8.2745 | 0 | 445.7471 | 55.7184 | 0.04286 | 1 | 0.5 | 0 | 4.1373 | 0 | 4.1373
2007-06-12 15:00 | 6 | 12 | 15 | 163 | 3903 | 64.4 | 0 | 398.7371 | Cooling | 0 | 4 | 0 | 0 | 0 | 6 | 0 | 398.7371 | 4 | 498.4214 | 498.4214 | 0 | 6 | 0 | 49.8421 | 0.01917 | 1 | 0.5 | 0 | 8.2745 | 0 | 8.2745 | 0 | 488.453 | 61.0566 | 0.046967 | 1 | 0.5 | 0 | 4.1373 | 0 | 4.1373
2007-06-12 16:00 | 6 | 12 | 16 | 163 | 3904 | 64.04 | 0 | 342.4265 | Cooling | 0 | 4 | 0 | 0 | 0 | 6 | 0 | 342.4265 | 4 | 428.0331 | 428.0331 | 0 | 6 | 0 | 42.8033 | 0.016463 | 1 | 0.5 | 0 | 8.2745 | 0 | 8.2745 | 0 | 419.4725 | 52.4341 | 0.040334 | 1 | 0.5 | 0 | 4.1373 | 0 | 4.1373
2007-06-12 17:00 | 6 | 12 | 17 | 163 | 3905 | 64.04 | 0 | 264.5565 | Cooling | 0 | 4 | 0 | 0 | 0 | 6 | 0 | 264.5565 | 4 | 330.6956 | 330.6956 | 0 | 6 | 0 | 33.0696 | 0.012719 | 1 | 0.5 | 0 | 8.2745 | 0 | 8.2745 | 0 | 324.0817 | 40.5102 | 0.031162 | 1 | 0.5 | 0 | 4.1373 | 0 | 4.1373
2007-06-12 18:00 | 6 | 12 | 18 | 163 | 3906 | 64.04 | 0 | 115.6506 | Cooling | 0 | 4 | 0 | 0 | 0 | 6 | 0 | 115.6506 | 4 | 144.5632 | 144.5632 | 0 | 6 | 0 | 14.4563 | 0.0055601 | 1 | 0.5 | 0 | 8.2745 | 0 | 8.2745 | 0 | 141.6719 | 17.709 | 0.013622 | 1 | 0.5 | 0 | 4.1373 | 0 | 4.1373
2007-06-12 19:00 | 6 | 12 | 19 | 163 | 3907 | 64.04 | 1.3591 | 0 | Heating | 1.3591 | 4 | 1.0873 | 1.0873 | 0 | 6 | 0 | 0 | 4 | 0 | 0 | 0 | 6 | 0 | 0.21746 | 8.364e-05 | 1 | 0.5 | 0 | 8.2745 | 0 | 8.2745 | 1.1095 | 0 | 0.063509 | 4.8853e-05 | 1 | 0.5 | 0 | 4.1373 | 0 | 4.1373
2007-06-12 20:00 | 6 | 12 | 20 | 163 | 3908 | 64.04 | 105.7884 | 0 | Heating | 105.7884 | 4 | 84.6307 | 84.6307 | 0 | 6 | 0 | 0 | 4 | 0 | 0 | 0 | 6 | 0 | 16.9261 | 0.0065101 | 1 | 0.5 | 0 | 8.2745 | 0 | 8.2745 | 86.3579 | 0 | 4.9432 | 0.0038025 | 1 | 0.5 | 0 | 4.1373 | 0 | 4.1373
2007-06-12 21:00 | 6 | 12 | 21 | 163 | 3909 | 62.96 | 130.1647 | 0 | Heating | 130.1647 | 4 | 104.1318 | 104.1318 | 0 | 6 | 0 | 0 | 4 | 0 | 0 | 0 | 6 | 0 | 20.8264 | 0.0080101 | 1 | 0.5 | 0 | 8.2745 | 0 | 8.2745 | 106.2569 | 0 | 6.0823 | 0.0046787 | 1 | 0.5 | 0 | 4.1373 | 0 | 4.1373
2007-06-12 22:00 | 6 | 12 | 22 | 163 | 3910 | 62.6 | 208.1919 | 0 | Heating | 208.1919 | 4 | 166.5535 | 166.5535 | 0 | 6 | 0 | 0 | 4 | 0 | 0 | 0 | 6 | 0 | 33.3107 | 0.012812 | 1 | 0.5 | 0 | 8.2745 | 0 | 8.2745 | 169.9526 | 0 | 9.7283 | 0.0074833 | 1 | 0.5 | 0 | 4.1373 | 0 | 4.1373
2007-06-12 23:00 | 6 | 12 | 23 | 163 | 3911 | 62.96 | 238.6114 | 0 | Heating | 238.6114 | 4 | 190.8892 | 190.8892 | 0 | 6 | 0 | 0 | 4 | 0 | 0 | 0 | 6 | 0 | 38.1778 | 0.014684 | 1 | 0.5 | 0 | 8.2745 | 0 | 8.2745 | 194.7849 | 0 | 11.1497 | 0.0085767 | 1 | 0.5 | 0 | 4.1373 | 0 | 4.1373
2007-06-13 | 6 | 13 | 0 | 164 | 3912 | 62.06 | 201.7163 | 0 | Heating | 201.7163 | 4 | 161.3731 | 161.3731 | 0 | 6 | 0 | 0 | 4 | 0 | 0 | 0 | 6 | 0 | 32.2746 | 0.012413 | 1 | 0.5 | 0 | 8.2745 | 0 | 8.2745 | 164.6664 | 0 | 9.4257 | 0.0072505 | 1 | 0.5 | 0 | 4.1373 | 0 | 4.1373
2007-06-13 01:00 | 6 | 13 | 1 | 164 | 3913 | 60.98 | 59.5626 | 0 | Heating | 59.5626 | 4 | 47.6501 | 47.6501 | 0 | 6 | 0 | 0 | 4 | 0 | 0 | 0 | 6 | 0 | 9.53 | 0.0036654 | 1 | 0.5 | 0 | 8.2745 | 0 | 8.2745 | 48.6226 | 0 | 2.7832 | 0.0021409 | 1 | 0.5 | 0 | 4.1373 | 0 | 4.1373
2007-06-13 02:00 | 6 | 13 | 2 | 164 | 3914 | 60.98 | 70.542 | 0 | Heating | 70.542 | 4 | 56.4336 | 56.4336 | 0 | 6 | 0 | 0 | 4 | 0 | 0 | 0 | 6 | 0 | 11.2867 | 0.004341 | 1 | 0.5 | 0 | 8.2745 | 0 | 8.2745 | 57.5853 | 0 | 3.2962 | 0.0025356 | 1 | 0.5 | 0 | 4.1373 | 0 | 4.1373
2007-06-13 03:00 | 6 | 13 | 3 | 164 | 3915 | 60.8 | 80.6609 | 0 | Heating | 80.6609 | 4 | 64.5287 | 64.5287 | 0 | 6 | 0 | 0 | 4 | 0 | 0 | 0 | 6 | 0 | 12.9057 | 0.0049637 | 1 | 0.5 | 0 | 8.2745 | 0 | 8.2745 | 65.8456 | 0 | 3.7691 | 0.0028993 | 1 | 0.5 | 0 | 4.1373 | 0 | 4.1373
2007-06-13 04:00 | 6 | 13 | 4 | 164 | 3916 | 60.98 | 93.9605 | 0 | Heating | 93.9605 | 4 | 75.1684 | 75.1684 | 0 | 6 | 0 | 0 | 4 | 0 | 0 | 0 | 6 | 0 | 15.0337 | 0.0057822 | 1 | 0.5 | 0 | 8.2745 | 0 | 8.2745 | 76.7025 | 0 | 4.3905 | 0.0033773 | 1 | 0.5 | 0 | 4.1373 | 0 | 4.1373
2007-06-13 05:00 | 6 | 13 | 5 | 164 | 3917 | 60.98 | 139.1676 | 0 | Heating | 139.1676 | 4 | 111.3341 | 111.3341 | 0 | 6 | 0 | 0 | 4 | 0 | 0 | 0 | 6 | 0 | 22.2668 | 0.0085642 | 1 | 0.5 | 0 | 8.2745 | 0 | 8.2745 | 113.6062 | 0 | 6.5029 | 0.0050023 | 1 | 0.5 | 0 | 4.1373 | 0 | 4.1373
2007-06-13 06:00 | 6 | 13 | 6 | 164 | 3918 | 60.8 | 880.6845 | 0 | Heating | 880.6845 | 4 | 704.5476 | 704.5476 | 0 | 6 | 0 | 0 | 4 | 0 | 0 | 0 | 6 | 0 | 140.9095 | 0.054196 | 1 | 0.5 | 0 | 8.2745 | 0 | 8.2745 | 718.9261 | 0 | 41.152 | 0.031655 | 1 | 0.5 | 0 | 4.1373 | 0 | 4.1373
2007-06-13 07:00 | 6 | 13 | 7 | 164 | 3919 | 60.98 | 968.6491 | 0 | Heating | 968.6491 | 4 | 774.9193 | 774.9193 | 0 | 6 | 0 | 0 | 4 | 0 | 0 | 0 | 6 | 0 | 154.9839 | 0.059609 | 1 | 0.5 | 0 | 8.2745 | 0 | 8.2745 | 790.734 | 0 | 45.2624 | 0.034817 | 1 | 0.5 | 0 | 4.1373 | 0 | 4.1373
2007-06-13 08:00 | 6 | 13 | 8 | 164 | 3920 | 60.98 | 943.6038 | 0 | Heating | 943.6038 | 4 | 754.8831 | 754.8831 | 0 | 6 | 0 | 0 | 4 | 0 | 0 | 0 | 6 | 0 | 150.9766 | 0.058068 | 1 | 0.5 | 0 | 8.2745 | 0 | 8.2745 | 770.2888 | 0 | 44.0921 | 0.033917 | 1 | 0.5 | 0 | 4.1373 | 0 | 4.1373
2007-06-13 09:00 | 6 | 13 | 9 | 164 | 3921 | 62.06 | 592.7949 | 0 | Heating | 592.7949 | 4 | 474.236 | 474.236 | 0 | 6 | 0 | 0 | 4 | 0 | 0 | 0 | 6 | 0 | 94.8472 | 0.03648 | 1 | 0.5 | 0 | 8.2745 | 0 | 8.2745 | 483.9142 | 0 | 27.6997 | 0.021307 | 1 | 0.5 | 0 | 4.1373 | 0 | 4.1373
2007-06-13 10:00 | 6 | 13 | 10 | 164 | 3922 | 62.6 | 270.3611 | 0 | Heating | 270.3611 | 4 | 216.2889 | 216.2889 | 0 | 6 | 0 | 0 | 4 | 0 | 0 | 0 | 6 | 0 | 43.2578 | 0.016638 | 1 | 0.5 | 0 | 8.2745 | 0 | 8.2745 | 220.7029 | 0 | 12.6333 | 0.0097179 | 1 | 0.5 | 0 | 4.1373 | 0 | 4.1373
2007-06-13 11:00 | 6 | 13 | 11 | 164 | 3923 | 62.96 | 90.189 | 0 | Heating | 90.189 | 4 | 72.1512 | 72.1512 | 0 | 6 | 0 | 0 | 4 | 0 | 0 | 0 | 6 | 0 | 14.4302 | 0.0055501 | 1 | 0.5 | 0 | 8.2745 | 0 | 8.2745 | 73.6237 | 0 | 4.2143 | 0.0032418 | 1 | 0.5 | 0 | 4.1373 | 0 | 4.1373
2007-06-13 12:00 | 6 | 13 | 12 | 164 | 3924 | 64.4 | 0 | 154.9507 | Cooling | 0 | 4 | 0 | 0 | 0 | 6 | 0 | 154.9507 | 4 | 193.6884 | 193.6884 | 0 | 6 | 0 | 19.3688 | 0.0074496 | 1 | 0.5 | 0 | 8.2745 | 0 | 8.2745 | 0 | 189.8146 | 23.7268 | 0.018251 | 1 | 0.5 | 0 | 4.1373 | 0 | 4.1373
2007-06-13 13:00 | 6 | 13 | 13 | 164 | 3925 | 64.04 | 0 | 800.6674 | Cooling | 0 | 4 | 0 | 0 | 0 | 6 | 0 | 800.6674 | 4 | 1000.8342 | 1000.8342 | 0 | 6 | 0 | 100.0834 | 0.038494 | 1 | 0.5 | 0 | 8.2745 | 0 | 8.2745 | 0 | 980.8175 | 122.6022 | 0.094309 | 1 | 0.5 | 0 | 4.1373 | 0 | 4.1373
2007-06-13 14:00 | 6 | 13 | 14 | 164 | 3926 | 64.04 | 0 | 718.4316 | Cooling | 0 | 4 | 0 | 0 | 0 | 6 | 0 | 718.4316 | 4 | 898.0396 | 898.0396 | 0 | 6 | 0 | 89.804 | 0.03454 | 1 | 0.5 | 0 | 8.2745 | 0 | 8.2745 | 0 | 880.0788 | 110.0098 | 0.084623 | 1 | 0.5 | 0 | 4.1373 | 0 | 4.1373
2007-06-13 15:00 | 6 | 13 | 15 | 164 | 3927 | 64.94 | 0 | 900.5971 | Cooling | 0 | 4 | 0 | 0 | 0 | 6 | 0 | 900.5971 | 4 | 1125.7463 | 1125.7463 | 0 | 6 | 0 | 112.5746 | 0.043298 | 1 | 0.5 | 0 | 8.2745 | 0 | 8.2745 | 0 | 1103.2314 | 137.9039 | 0.10608 | 1 | 0.5 | 0 | 4.1373 | 0 | 4.1373
2007-06-13 16:00 | 6 | 13 | 16 | 164 | 3928 | 64.4 | 0 | 1119.0513 | Cooling | 0 | 4 | 0 | 0 | 0 | 6 | 0 | 1119.0513 | 4 | 1398.8142 | 1398.8142 | 0 | 6 | 0 | 139.8814 | 0.053801 | 1 | 0.5 | 0 | 8.2745 | 0 | 8.2745 | 0 | 1370.8379 | 171.3547 | 0.13181 | 1 | 0.5 | 0 | 4.1373 | 0 | 4.1373
2007-06-13 17:00 | 6 | 13 | 17 | 164 | 3929 | 64.94 | 0 | 921.8807 | Cooling | 0 | 4 | 0 | 0 | 0 | 6 | 0 | 921.8807 | 4 | 1152.3509 | 1152.3509 | 0 | 6 | 0 | 115.2351 | 0.044321 | 1 | 0.5 | 0 | 8.2745 | 0 | 8.2745 | 0 | 1129.3039 | 141.163 | 0.10859 | 1 | 0.5 | 0 | 4.1373 | 0 | 4.1373
2007-06-13 18:00 | 6 | 13 | 18 | 164 | 3930 | 64.4 | 0 | 384.4881 | Cooling | 0 | 4 | 0 | 0 | 0 | 6 | 0 | 384.4881 | 4 | 480.6102 | 480.6102 | 0 | 6 | 0 | 48.061 | 0.018485 | 1 | 0.5 | 0 | 8.2745 | 0 | 8.2745 | 0 | 470.998 | 58.8747 | 0.045288 | 1 | 0.5 | 0 | 4.1373 | 0 | 4.1373
2007-06-13 19:00 | 6 | 13 | 19 | 164 | 3931 | 64.4 | 0 | 278.2925 | Cooling | 0 | 4 | 0 | 0 | 0 | 6 | 0 | 278.2925 | 4 | 347.8657 | 347.8657 | 0 | 6 | 0 | 34.7866 | 0.013379 | 1 | 0.5 | 0 | 8.2745 | 0 | 8.2745 | 0 | 340.9084 | 42.6135 | 0.03278 | 1 | 0.5 | 0 | 4.1373 | 0 | 4.1373
2007-06-13 20:00 | 6 | 13 | 20 | 164 | 3932 | 64.94 | 0 | 180.2808 | Cooling | 0 | 4 | 0 | 0 | 0 | 6 | 0 | 180.2808 | 4 | 225.351 | 225.351 | 0 | 6 | 0 | 22.5351 | 0.0086673 | 1 | 0.5 | 0 | 8.2745 | 0 | 8.2745 | 0 | 220.844 | 27.6055 | 0.021235 | 1 | 0.5 | 0 | 4.1373 | 0 | 4.1373
2007-06-13 21:00 | 6 | 13 | 21 | 164 | 3933 | 64.04 | 0 | 74.6998 | Cooling | 0 | 4 | 0 | 0 | 0 | 6 | 0 | 74.6998 | 4 | 93.3747 | 93.3747 | 0 | 6 | 0 | 9.3375 | 0.0035913 | 1 | 0.5 | 0 | 8.2745 | 0 | 8.2745 | 0 | 91.5072 | 11.4384 | 0.0087988 | 1 | 0.5 | 0 | 4.1373 | 0 | 4.1373
2007-06-13 22:00 | 6 | 13 | 22 | 164 | 3934 | 64.04 | 100.0865 | 0 | Heating | 100.0865 | 4 | 80.0692 | 80.0692 | 0 | 6 | 0 | 0 | 4 | 0 | 0 | 0 | 6 | 0 | 16.0138 | 0.0061592 | 1 | 0.5 | 0 | 8.2745 | 0 | 8.2745 | 81.7033 | 0 | 4.6768 | 0.0035975 | 1 | 0.5 | 0 | 4.1373 | 0 | 4.1373
2007-06-13 23:00 | 6 | 13 | 23 | 164 | 3935 | 64.04 | 164.713 | 0 | Heating | 164.713 | 4 | 131.7704 | 131.7704 | 0 | 6 | 0 | 0 | 4 | 0 | 0 | 0 | 6 | 0 | 26.3541 | 0.010136 | 1 | 0.5 | 0 | 8.2745 | 0 | 8.2745 | 134.4596 | 0 | 7.6966 | 0.0059205 | 1 | 0.5 | 0 | 4.1373 | 0 | 4.1373
2007-06-14 | 6 | 14 | 0 | 165 | 3936 | 64.04 | 130.9895 | 0 | Heating | 130.9895 | 4 | 104.7916 | 104.7916 | 0 | 6 | 0 | 0 | 4 | 0 | 0 | 0 | 6 | 0 | 20.9583 | 0.0080609 | 1 | 0.5 | 0 | 8.2745 | 0 | 8.2745 | 106.9302 | 0 | 6.1208 | 0.0047083 | 1 | 0.5 | 0 | 4.1373 | 0 | 4.1373
2007-06-14 01:00 | 6 | 14 | 1 | 165 | 3937 | 62.96 | 16.6479 | 0 | Heating | 16.6479 | 4 | 13.3183 | 13.3183 | 0 | 6 | 0 | 0 | 4 | 0 | 0 | 0 | 6 | 0 | 2.6637 | 0.0010245 | 1 | 0.5 | 0 | 8.2745 | 0 | 8.2745 | 13.5901 | 0 | 0.77791 | 0.00059839 | 1 | 0.5 | 0 | 4.1373 | 0 | 4.1373
2007-06-14 02:00 | 6 | 14 | 2 | 165 | 3938 | 62.96 | 47.8273 | 0 | Heating | 47.8273 | 4 | 38.2619 | 38.2619 | 0 | 6 | 0 | 0 | 4 | 0 | 0 | 0 | 6 | 0 | 7.6524 | 0.0029432 | 1 | 0.5 | 0 | 8.2745 | 0 | 8.2745 | 39.0427 | 0 | 2.2348 | 0.0017191 | 1 | 0.5 | 0 | 4.1373 | 0 | 4.1373
2007-06-14 03:00 | 6 | 14 | 3 | 165 | 3939 | 60.8 | 88.9582 | 0 | Heating | 88.9582 | 4 | 71.1666 | 71.1666 | 0 | 6 | 0 | 0 | 4 | 0 | 0 | 0 | 6 | 0 | 14.2333 | 0.0054744 | 1 | 0.5 | 0 | 8.2745 | 0 | 8.2745 | 72.619 | 0 | 4.1568 | 0.0031975 | 1 | 0.5 | 0 | 4.1373 | 0 | 4.1373
2007-06-14 04:00 | 6 | 14 | 4 | 165 | 3940 | 60.8 | 105.0506 | 0 | Heating | 105.0506 | 4 | 84.0405 | 84.0405 | 0 | 6 | 0 | 0 | 4 | 0 | 0 | 0 | 6 | 0 | 16.8081 | 0.0064647 | 1 | 0.5 | 0 | 8.2745 | 0 | 8.2745 | 85.7556 | 0 | 4.9087 | 0.0037759 | 1 | 0.5 | 0 | 4.1373 | 0 | 4.1373
2007-06-14 05:00 | 6 | 14 | 5 | 165 | 3941 | 60.08 | 106.3026 | 0 | Heating | 106.3026 | 4 | 85.0421 | 85.0421 | 0 | 6 | 0 | 0 | 4 | 0 | 0 | 0 | 6 | 0 | 17.0084 | 0.0065417 | 1 | 0.5 | 0 | 8.2745 | 0 | 8.2745 | 86.7777 | 0 | 4.9672 | 0.003821 | 1 | 0.5 | 0 | 4.1373 | 0 | 4.1373
2007-06-14 06:00 | 6 | 14 | 6 | 165 | 3942 | 60.8 | 624.6325 | 0 | Heating | 624.6325 | 4 | 499.706 | 499.706 | 0 | 6 | 0 | 0 | 4 | 0 | 0 | 0 | 6 | 0 | 99.9412 | 0.038439 | 1 | 0.5 | 0 | 8.2745 | 0 | 8.2745 | 509.904 | 0 | 29.1874 | 0.022452 | 1 | 0.5 | 0 | 4.1373 | 0 | 4.1373
2007-06-14 07:00 | 6 | 14 | 7 | 165 | 3943 | 60.8 | 582.8231 | 0 | Heating | 582.8231 | 4 | 466.2585 | 466.2585 | 0 | 6 | 0 | 0 | 4 | 0 | 0 | 0 | 6 | 0 | 93.2517 | 0.035866 | 1 | 0.5 | 0 | 8.2745 | 0 | 8.2745 | 475.7739 | 0 | 27.2338 | 0.020949 | 1 | 0.5 | 0 | 4.1373 | 0 | 4.1373
2007-06-14 08:00 | 6 | 14 | 8 | 165 | 3944 | 62.06 | 143.0078 | 0 | Heating | 143.0078 | 4 | 114.4062 | 114.4062 | 0 | 6 | 0 | 0 | 4 | 0 | 0 | 0 | 6 | 0 | 22.8812 | 0.0088005 | 1 | 0.5 | 0 | 8.2745 | 0 | 8.2745 | 116.741 | 0 | 6.6824 | 0.0051403 | 1 | 0.5 | 0 | 4.1373 | 0 | 4.1373
2007-06-14 09:00 | 6 | 14 | 9 | 165 | 3945 | 69.08 | 0 | 235.9668 | Cooling | 0 | 4 | 0 | 0 | 0 | 6 | 0 | 235.9668 | 4 | 294.9585 | 294.9585 | 0 | 6 | 0 | 29.4958 | 0.011345 | 1 | 0.5 | 0 | 8.2745 | 0 | 8.2745 | 0 | 289.0593 | 36.1324 | 0.027794 | 1 | 0.5 | 0 | 4.1373 | 0 | 4.1373
2007-06-14 10:00 | 6 | 14 | 10 | 165 | 3946 | 69.08 | 0 | 590.6137 | Cooling | 0 | 4 | 0 | 0 | 0 | 6 | 0 | 590.6137 | 4 | 738.2671 | 738.2671 | 0 | 6 | 0 | 73.8267 | 0.028395 | 1 | 0.5 | 0 | 8.2745 | 0 | 8.2745 | 0 | 723.5018 | 90.4377 | 0.069567 | 1 | 0.5 | 0 | 4.1373 | 0 | 4.1373
2007-06-14 11:00 | 6 | 14 | 11 | 165 | 3947 | 69.08 | 0 | 1236.6987 | Cooling | 0 | 4 | 0 | 0 | 0 | 6 | 0 | 1236.6987 | 4 | 1545.8734 | 1545.8734 | 0 | 6 | 0 | 154.5873 | 0.059457 | 1 | 0.5 | 0 | 8.2745 | 0 | 8.2745 | 0 | 1514.9559 | 189.3695 | 0.14567 | 1 | 0.5 | 0 | 4.1373 | 0 | 4.1373
2007-06-14 12:00 | 6 | 14 | 12 | 165 | 3948 | 69.98 | 0 | 1680.444 | Cooling | 0 | 4 | 0 | 0 | 0 | 6 | 0 | 1680.444 | 4 | 2100.555 | 2100.555 | 0 | 6 | 0 | 210.0555 | 0.080791 | 1 | 0.5 | 0 | 8.2745 | 0 | 8.2745 | 0 | 2058.5439 | 257.318 | 0.19794 | 1 | 0.5 | 0 | 4.1373 | 0 | 4.1373
2007-06-14 13:00 | 6 | 14 | 13 | 165 | 3949 | 69.8 | 0 | 2081.854 | Cooling | 0 | 4 | 0 | 0 | 0 | 6 | 0 | 2081.854 | 4 | 2602.3175 | 2602.3175 | 0 | 6 | 0 | 260.2318 | 0.10009 | 1 | 0.5 | 0 | 8.2745 | 0 | 8.2745 | 0 | 2550.2712 | 318.7839 | 0.24522 | 1 | 0.5 | 0 | 4.1373 | 0 | 4.1373
2007-06-14 14:00 | 6 | 14 | 14 | 165 | 3950 | 69.08 | 0 | 2306.892 | Cooling | 0 | 4 | 0 | 0 | 0 | 6 | 0 | 2306.892 | 4 | 2883.615 | 2883.615 | 0 | 6 | 0 | 288.3615 | 0.11091 | 1 | 0.5 | 0 | 8.2745 | 0 | 8.2745 | 0 | 2825.9427 | 353.2428 | 0.27173 | 1 | 0.54345 | 0 | 5.0113 | 0 | 5.0113
2007-06-14 15:00 | 6 | 14 | 15 | 165 | 3951 | 71.96 | 0 | 2622.4331 | Cooling | 0 | 4 | 0 | 0 | 0 | 6 | 0 | 2622.4331 | 4 | 3278.0413 | 3278.0413 | 0 | 6 | 0 | 327.8041 | 0.12608 | 1 | 0.5 | 0 | 8.2745 | 0 | 8.2745 | 0 | 3212.4805 | 401.5601 | 0.30889 | 1 | 0.61778 | 0 | 6.7299 | 0 | 6.7299
2007-06-14 16:00 | 6 | 14 | 16 | 165 | 3952 | 75.02 | 0 | 2857.8398 | Cooling | 0 | 4 | 0 | 0 | 0 | 6 | 0 | 2857.8398 | 4 | 3572.2998 | 3572.2998 | 0 | 6 | 0 | 357.23 | 0.1374 | 1 | 0.5 | 0 | 8.2745 | 0 | 8.2745 | 0 | 3500.8538 | 437.6067 | 0.33662 | 1 | 0.67324 | 0 | 8.2012 | 0 | 8.2012
2007-06-14 17:00 | 6 | 14 | 17 | 165 | 3953 | 75.02 | 0 | 2890.0534 | Cooling | 0 | 4 | 0 | 0 | 0 | 6 | 0 | 2890.0534 | 4 | 3612.5668 | 3612.5668 | 0 | 6 | 0 | 361.2567 | 0.13894 | 1 | 0.5 | 0 | 8.2745 | 0 | 8.2745 | 0 | 3540.3154 | 442.5394 | 0.34041 | 1 | 0.68083 | 0 | 8.4153 | 0 | 8.4153
2007-06-14 18:00 | 6 | 14 | 18 | 165 | 3954 | 75.02 | 0 | 2554.9251 | Cooling | 0 | 4 | 0 | 0 | 0 | 6 | 0 | 2554.9251 | 4 | 3193.6564 | 3193.6564 | 0 | 6 | 0 | 319.3656 | 0.12283 | 1 | 0.5 | 0 | 8.2745 | 0 | 8.2745 | 0 | 3129.7833 | 391.2229 | 0.30094 | 1 | 0.60188 | 0 | 6.3381 | 0 | 6.3381
2007-06-14 19:00 | 6 | 14 | 19 | 165 | 3955 | 68 | 0 | 2220.1711 | Cooling | 0 | 4 | 0 | 0 | 0 | 6 | 0 | 2220.1711 | 4 | 2775.2139 | 2775.2139 | 0 | 6 | 0 | 277.5214 | 0.10674 | 1 | 0.5 | 0 | 8.2745 | 0 | 8.2745 | 0 | 2719.7096 | 339.9637 | 0.26151 | 1 | 0.52302 | 0 | 4.5886 | 0 | 4.5886
2007-06-14 20:00 | 6 | 14 | 20 | 165 | 3956 | 66.02 | 0 | 1437.2952 | Cooling | 0 | 4 | 0 | 0 | 0 | 6 | 0 | 1437.2952 | 4 | 1796.619 | 1796.619 | 0 | 6 | 0 | 179.6619 | 0.069101 | 1 | 0.5 | 0 | 8.2745 | 0 | 8.2745 | 0 | 1760.6866 | 220.0858 | 0.1693 | 1 | 0.5 | 0 | 4.1373 | 0 | 4.1373
2007-06-14 21:00 | 6 | 14 | 21 | 165 | 3957 | 62.6 | 0 | 734.2911 | Cooling | 0 | 4 | 0 | 0 | 0 | 6 | 0 | 734.2911 | 4 | 917.8638 | 917.8638 | 0 | 6 | 0 | 91.7864 | 0.035302 | 1 | 0.5 | 0 | 8.2745 | 0 | 8.2745 | 0 | 899.5066 | 112.4383 | 0.086491 | 1 | 0.5 | 0 | 4.1373 | 0 | 4.1373
2007-06-14 22:00 | 6 | 14 | 22 | 165 | 3958 | 60.8 | 0 | 68.5012 | Cooling | 0 | 4 | 0 | 0 | 0 | 6 | 0 | 68.5012 | 4 | 85.6265 | 85.6265 | 0 | 6 | 0 | 8.5627 | 0.0032933 | 1 | 0.5 | 0 | 8.2745 | 0 | 8.2745 | 0 | 83.914 | 10.4893 | 0.0080687 | 1 | 0.5 | 0 | 4.1373 | 0 | 4.1373
2007-06-14 23:00 | 6 | 14 | 23 | 165 | 3959 | 60.08 | 0 | 5.8265 | Cooling | 0 | 4 | 0 | 0 | 0 | 6 | 0 | 5.8265 | 4 | 7.2831 | 7.2831 | 0 | 6 | 0 | 0.72831 | 0.00028012 | 1 | 0.5 | 0 | 8.2745 | 0 | 8.2745 | 0 | 7.1374 | 0.89218 | 0.00068629 | 1 | 0.5 | 0 | 4.1373 | 0 | 4.1373
2007-06-15 | 6 | 15 | 0 | 166 | 3960 | 57.02 | 0 | 69.6541 | Cooling | 0 | 4 | 0 | 0 | 0 | 6 | 0 | 69.6541 | 4 | 87.0677 | 87.0677 | 0 | 6 | 0 | 8.7068 | 0.0033488 | 1 | 0.5 | 0 | 8.2745 | 0 | 8.2745 | 0 | 85.3263 | 10.6658 | 0.0082045 | 1 | 0.5 | 0 | 4.1373 | 0 | 4.1373
2007-06-15 01:00 | 6 | 15 | 1 | 166 | 3961 | 53.96 | 0 | 136.4399 | Cooling | 0 | 4 | 0 | 0 | 0 | 6 | 0 | 136.4399 | 4 | 170.5499 | 170.5499 | 0 | 6 | 0 | 17.055 | 0.0065596 | 1 | 0.5 | 0 | 8.2745 | 0 | 8.2745 | 0 | 167.1389 | 20.8924 | 0.016071 | 1 | 0.5 | 0 | 4.1373 | 0 | 4.1373
2007-06-15 02:00 | 6 | 15 | 2 | 166 | 3962 | 53.96 | 0 | 124.6966 | Cooling | 0 | 4 | 0 | 0 | 0 | 6 | 0 | 124.6966 | 4 | 155.8707 | 155.8707 | 0 | 6 | 0 | 15.5871 | 0.005995 | 1 | 0.5 | 0 | 8.2745 | 0 | 8.2745 | 0 | 152.7533 | 19.0942 | 0.014688 | 1 | 0.5 | 0 | 4.1373 | 0 | 4.1373
2007-06-15 03:00 | 6 | 15 | 3 | 166 | 3963 | 51.08 | 0 | 125.884 | Cooling | 0 | 4 | 0 | 0 | 0 | 6 | 0 | 125.884 | 4 | 157.355 | 157.355 | 0 | 6 | 0 | 15.7355 | 0.0060521 | 1 | 0.5 | 0 | 8.2745 | 0 | 8.2745 | 0 | 154.2079 | 19.276 | 0.014828 | 1 | 0.5 | 0 | 4.1373 | 0 | 4.1373
2007-06-15 04:00 | 6 | 15 | 4 | 166 | 3964 | 50 | 0 | 108.9354 | Cooling | 0 | 4 | 0 | 0 | 0 | 6 | 0 | 108.9354 | 4 | 136.1693 | 136.1693 | 0 | 6 | 0 | 13.6169 | 0.0052373 | 1 | 0.5 | 0 | 8.2745 | 0 | 8.2745 | 0 | 133.4459 | 16.6807 | 0.012831 | 1 | 0.5 | 0 | 4.1373 | 0 | 4.1373
2007-06-15 05:00 | 6 | 15 | 5 | 166 | 3965 | 50 | 0 | 61.3426 | Cooling | 0 | 4 | 0 | 0 | 0 | 6 | 0 | 61.3426 | 4 | 76.6782 | 76.6782 | 0 | 6 | 0 | 7.6678 | 0.0029492 | 1 | 0.5 | 0 | 8.2745 | 0 | 8.2745 | 0 | 75.1447 | 9.3931 | 0.0072254 | 1 | 0.5 | 0 | 4.1373 | 0 | 4.1373
2007-06-15 06:00 | 6 | 15 | 6 | 166 | 3966 | 55.04 | 398.1078 | 0 | Heating | 398.1078 | 4 | 318.4862 | 318.4862 | 0 | 6 | 0 | 0 | 4 | 0 | 0 | 0 | 6 | 0 | 63.6972 | 0.024499 | 1 | 0.5 | 0 | 8.2745 | 0 | 8.2745 | 324.9859 | 0 | 18.6025 | 0.01431 | 1 | 0.5 | 0 | 4.1373 | 0 | 4.1373
2007-06-15 07:00 | 6 | 15 | 7 | 166 | 3967 | 59 | 492.3025 | 0 | Heating | 492.3025 | 4 | 393.842 | 393.842 | 0 | 6 | 0 | 0 | 4 | 0 | 0 | 0 | 6 | 0 | 78.7684 | 0.030296 | 1 | 0.5 | 0 | 8.2745 | 0 | 8.2745 | 401.8796 | 0 | 23.004 | 0.017695 | 1 | 0.5 | 0 | 4.1373 | 0 | 4.1373
2007-06-15 08:00 | 6 | 15 | 8 | 166 | 3968 | 59 | 182.0077 | 0 | Heating | 182.0077 | 4 | 145.6061 | 145.6061 | 0 | 6 | 0 | 0 | 4 | 0 | 0 | 0 | 6 | 0 | 29.1212 | 0.0112 | 1 | 0.5 | 0 | 8.2745 | 0 | 8.2745 | 148.5777 | 0 | 8.5047 | 0.0065421 | 1 | 0.5 | 0 | 4.1373 | 0 | 4.1373
2007-06-15 09:00 | 6 | 15 | 9 | 166 | 3969 | 64.94 | 0 | 588.5141 | Cooling | 0 | 4 | 0 | 0 | 0 | 6 | 0 | 588.5141 | 4 | 735.6426 | 735.6426 | 0 | 6 | 0 | 73.5643 | 0.028294 | 1 | 0.5 | 0 | 8.2745 | 0 | 8.2745 | 0 | 720.9298 | 90.1162 | 0.06932 | 1 | 0.5 | 0 | 4.1373 | 0 | 4.1373
2007-06-15 10:00 | 6 | 15 | 10 | 166 | 3970 | 69.08 | 0 | 1047.6041 | Cooling | 0 | 4 | 0 | 0 | 0 | 6 | 0 | 1047.6041 | 4 | 1309.5051 | 1309.5051 | 0 | 6 | 0 | 130.9505 | 0.050366 | 1 | 0.5 | 0 | 8.2745 | 0 | 8.2745 | 0 | 1283.315 | 160.4144 | 0.1234 | 1 | 0.5 | 0 | 4.1373 | 0 | 4.1373
2007-06-15 11:00 | 6 | 15 | 11 | 166 | 3971 | 69.08 | 0 | 1615.5789 | Cooling | 0 | 4 | 0 | 0 | 0 | 6 | 0 | 1615.5789 | 4 | 2019.4737 | 2019.4737 | 0 | 6 | 0 | 201.9474 | 0.077672 | 1 | 0.5 | 0 | 8.2745 | 0 | 8.2745 | 0 | 1979.0842 | 247.3855 | 0.1903 | 1 | 0.5 | 0 | 4.1373 | 0 | 4.1373
2007-06-15 12:00 | 6 | 15 | 12 | 166 | 3972 | 71.96 | 0 | 2086.0499 | Cooling | 0 | 4 | 0 | 0 | 0 | 6 | 0 | 2086.0499 | 4 | 2607.5624 | 2607.5624 | 0 | 6 | 0 | 260.7562 | 0.10029 | 1 | 0.5 | 0 | 8.2745 | 0 | 8.2745 | 0 | 2555.4112 | 319.4264 | 0.24571 | 1 | 0.5 | 0 | 4.1373 | 0 | 4.1373
2007-06-15 13:00 | 6 | 15 | 13 | 166 | 3973 | 73.94 | 0 | 2343.3075 | Cooling | 0 | 4 | 0 | 0 | 0 | 6 | 0 | 2343.3075 | 4 | 2929.1344 | 2929.1344 | 0 | 6 | 0 | 292.9134 | 0.11266 | 1 | 0.5 | 0 | 8.2745 | 0 | 8.2745 | 0 | 2870.5517 | 358.819 | 0.27601 | 1 | 0.55203 | 0 | 5.1951 | 0 | 5.1951
2007-06-15 14:00 | 6 | 15 | 14 | 166 | 3974 | 73.94 | 0 | 2489.2476 | Cooling | 0 | 4 | 0 | 0 | 0 | 6 | 0 | 2489.2476 | 4 | 3111.5595 | 3111.5595 | 0 | 6 | 0 | 311.156 | 0.11968 | 1 | 0.5 | 0 | 8.2745 | 0 | 8.2745 | 0 | 3049.3283 | 381.166 | 0.2932 | 1 | 0.58641 | 0 | 5.9696 | 0 | 5.9696
2007-06-15 15:00 | 6 | 15 | 15 | 166 | 3975 | 75.92 | 0 | 2811.8267 | Cooling | 0 | 4 | 0 | 0 | 0 | 6 | 0 | 2811.8267 | 4 | 3514.7834 | 3514.7834 | 0 | 6 | 0 | 351.4783 | 0.13518 | 1 | 0.5 | 0 | 8.2745 | 0 | 8.2745 | 0 | 3444.4877 | 430.561 | 0.3312 | 1 | 0.6624 | 0 | 7.9006 | 0 | 7.9006
2007-06-15 16:00 | 6 | 15 | 16 | 166 | 3976 | 75.92 | 0 | 3092.0512 | Cooling | 0 | 4 | 0 | 0 | 0 | 6 | 0 | 3092.0512 | 4 | 3865.064 | 3865.064 | 0 | 6 | 0 | 386.5064 | 0.14866 | 1 | 0.5 | 0 | 8.2745 | 0 | 8.2745 | 0 | 3787.7627 | 473.4703 | 0.36421 | 1 | 0.72842 | 0 | 9.8301 | 0 | 9.8301
2007-06-15 17:00 | 6 | 15 | 17 | 166 | 3977 | 75.92 | 0 | 3203.9884 | Cooling | 0 | 4 | 0 | 0 | 0 | 6 | 0 | 3203.9884 | 4 | 4004.9856 | 4004.9856 | 0 | 6 | 0 | 400.4986 | 0.15404 | 1 | 0.5 | 0 | 8.2745 | 0 | 8.2745 | 0 | 3924.8858 | 490.6107 | 0.37739 | 1 | 0.75479 | 0 | 10.6679 | 0 | 10.6679
2007-06-15 18:00 | 6 | 15 | 18 | 166 | 3978 | 73.94 | 0 | 2153.5565 | Cooling | 0 | 4 | 0 | 0 | 0 | 6 | 0 | 2153.5565 | 4 | 2691.9456 | 2691.9456 | 0 | 6 | 0 | 269.1946 | 0.10354 | 1 | 0.5 | 0 | 8.2745 | 0 | 8.2745 | 0 | 2638.1067 | 329.7633 | 0.25366 | 1 | 0.50733 | 0 | 4.2781 | 0 | 4.2781
2007-06-15 19:00 | 6 | 15 | 19 | 166 | 3979 | 71.96 | 0 | 2019.2561 | Cooling | 0 | 4 | 0 | 0 | 0 | 6 | 0 | 2019.2561 | 4 | 2524.0701 | 2524.0701 | 0 | 6 | 0 | 252.407 | 0.09708 | 1 | 0.5 | 0 | 8.2745 | 0 | 8.2745 | 0 | 2473.5887 | 309.1986 | 0.23785 | 1 | 0.5 | 0 | 4.1373 | 0 | 4.1373
2007-06-15 20:00 | 6 | 15 | 20 | 166 | 3980 | 71.96 | 0 | 1653.9143 | Cooling | 0 | 4 | 0 | 0 | 0 | 6 | 0 | 1653.9143 | 4 | 2067.3928 | 2067.3928 | 0 | 6 | 0 | 206.7393 | 0.079515 | 1 | 0.5 | 0 | 8.2745 | 0 | 8.2745 | 0 | 2026.045 | 253.2556 | 0.19481 | 1 | 0.5 | 0 | 4.1373 | 0 | 4.1373
2007-06-15 21:00 | 6 | 15 | 21 | 166 | 3981 | 64.04 | 0 | 1164.3356 | Cooling | 0 | 4 | 0 | 0 | 0 | 6 | 0 | 1164.3356 | 4 | 1455.4194 | 1455.4194 | 0 | 6 | 0 | 145.5419 | 0.055978 | 1 | 0.5 | 0 | 8.2745 | 0 | 8.2745 | 0 | 1426.3111 | 178.2889 | 0.13715 | 1 | 0.5 | 0 | 4.1373 | 0 | 4.1373
2007-06-15 22:00 | 6 | 15 | 22 | 166 | 3982 | 60.98 | 0 | 849.6565 | Cooling | 0 | 4 | 0 | 0 | 0 | 6 | 0 | 849.6565 | 4 | 1062.0706 | 1062.0706 | 0 | 6 | 0 | 106.2071 | 0.040849 | 1 | 0.5 | 0 | 8.2745 | 0 | 8.2745 | 0 | 1040.8292 | 130.1037 | 0.10008 | 1 | 0.5 | 0 | 4.1373 | 0 | 4.1373
2007-06-15 23:00 | 6 | 15 | 23 | 166 | 3983 | 60.98 | 0 | 771.8884 | Cooling | 0 | 4 | 0 | 0 | 0 | 6 | 0 | 771.8884 | 4 | 964.8605 | 964.8605 | 0 | 6 | 0 | 96.4861 | 0.03711 | 1 | 0.5 | 0 | 8.2745 | 0 | 8.2745 | 0 | 945.5633 | 118.1954 | 0.09092 | 1 | 0.5 | 0 | 4.1373 | 0 | 4.1373
2007-06-16 | 6 | 16 | 0 | 167 | 3984 | 57.92 | 0 | 664.2534 | Cooling | 0 | 4 | 0 | 0 | 0 | 6 | 0 | 664.2534 | 4 | 830.3168 | 830.3168 | 0 | 6 | 0 | 83.0317 | 0.031935 | 1 | 0.5 | 0 | 8.2745 | 0 | 8.2745 | 0 | 813.7104 | 101.7138 | 0.078241 | 1 | 0.5 | 0 | 4.1373 | 0 | 4.1373
2007-06-16 01:00 | 6 | 16 | 1 | 167 | 3985 | 57.02 | 0 | 639.9278 | Cooling | 0 | 4 | 0 | 0 | 0 | 6 | 0 | 639.9278 | 4 | 799.9098 | 799.9098 | 0 | 6 | 0 | 79.991 | 0.030766 | 1 | 0.5 | 0 | 8.2745 | 0 | 8.2745 | 0 | 783.9116 | 97.9889 | 0.075376 | 1 | 0.5 | 0 | 4.1373 | 0 | 4.1373
2007-06-16 02:00 | 6 | 16 | 2 | 167 | 3986 | 57.02 | 0 | 480.9625 | Cooling | 0 | 4 | 0 | 0 | 0 | 6 | 0 | 480.9625 | 4 | 601.2031 | 601.2031 | 0 | 6 | 0 | 60.1203 | 0.023123 | 1 | 0.5 | 0 | 8.2745 | 0 | 8.2745 | 0 | 589.179 | 73.6474 | 0.056652 | 1 | 0.5 | 0 | 4.1373 | 0 | 4.1373
2007-06-16 03:00 | 6 | 16 | 3 | 167 | 3987 | 55.04 | 0 | 447.6386 | Cooling | 0 | 4 | 0 | 0 | 0 | 6 | 0 | 447.6386 | 4 | 559.5483 | 559.5483 | 0 | 6 | 0 | 55.9548 | 0.021521 | 1 | 0.5 | 0 | 8.2745 | 0 | 8.2745 | 0 | 548.3573 | 68.5447 | 0.052727 | 1 | 0.5 | 0 | 4.1373 | 0 | 4.1373
2007-06-16 04:00 | 6 | 16 | 4 | 167 | 3988 | 53.06 | 0 | 423.4549 | Cooling | 0 | 4 | 0 | 0 | 0 | 6 | 0 | 423.4549 | 4 | 529.3187 | 529.3187 | 0 | 6 | 0 | 52.9319 | 0.020358 | 1 | 0.5 | 0 | 8.2745 | 0 | 8.2745 | 0 | 518.7323 | 64.8415 | 0.049878 | 1 | 0.5 | 0 | 4.1373 | 0 | 4.1373
2007-06-16 05:00 | 6 | 16 | 5 | 167 | 3989 | 53.06 | 0 | 501.4704 | Cooling | 0 | 4 | 0 | 0 | 0 | 6 | 0 | 501.4704 | 4 | 626.8379 | 626.8379 | 0 | 6 | 0 | 62.6838 | 0.024109 | 1 | 0.5 | 0 | 8.2745 | 0 | 8.2745 | 0 | 614.3012 | 76.7876 | 0.059067 | 1 | 0.5 | 0 | 4.1373 | 0 | 4.1373
2007-06-16 06:00 | 6 | 16 | 6 | 167 | 3990 | 57.02 | 0 | 656.3914 | Cooling | 0 | 4 | 0 | 0 | 0 | 6 | 0 | 656.3914 | 4 | 820.4892 | 820.4892 | 0 | 6 | 0 | 82.0489 | 0.031557 | 1 | 0.5 | 0 | 8.2745 | 0 | 8.2745 | 0 | 804.0795 | 100.5099 | 0.077315 | 1 | 0.5 | 0 | 4.1373 | 0 | 4.1373
2007-06-16 07:00 | 6 | 16 | 7 | 167 | 3991 | 59 | 0 | 374.7951 | Cooling | 0 | 4 | 0 | 0 | 0 | 6 | 0 | 374.7951 | 4 | 468.4939 | 468.4939 | 0 | 6 | 0 | 46.8494 | 0.018019 | 1 | 0.5 | 0 | 8.2745 | 0 | 8.2745 | 0 | 459.124 | 57.3905 | 0.044147 | 1 | 0.5 | 0 | 4.1373 | 0 | 4.1373
2007-06-16 08:00 | 6 | 16 | 8 | 167 | 3992 | 59 | 0 | 448.8831 | Cooling | 0 | 4 | 0 | 0 | 0 | 6 | 0 | 448.8831 | 4 | 561.1039 | 561.1039 | 0 | 6 | 0 | 56.1104 | 0.021581 | 1 | 0.5 | 0 | 8.2745 | 0 | 8.2745 | 0 | 549.8818 | 68.7352 | 0.052873 | 1 | 0.5 | 0 | 4.1373 | 0 | 4.1373
2007-06-16 09:00 | 6 | 16 | 9 | 167 | 3993 | 66.02 | 0 | 604.4508 | Cooling | 0 | 4 | 0 | 0 | 0 | 6 | 0 | 604.4508 | 4 | 755.5635 | 755.5635 | 0 | 6 | 0 | 75.5563 | 0.02906 | 1 | 0.5 | 0 | 8.2745 | 0 | 8.2745 | 0 | 740.4522 | 92.5565 | 0.071197 | 1 | 0.5 | 0 | 4.1373 | 0 | 4.1373
2007-06-16 10:00 | 6 | 16 | 10 | 167 | 3994 | 68 | 0 | 554.7768 | Cooling | 0 | 4 | 0 | 0 | 0 | 6 | 0 | 554.7768 | 4 | 693.4709 | 693.4709 | 0 | 6 | 0 | 69.3471 | 0.026672 | 1 | 0.5 | 0 | 8.2745 | 0 | 8.2745 | 0 | 679.6015 | 84.9502 | 0.065346 | 1 | 0.5 | 0 | 4.1373 | 0 | 4.1373
2007-06-16 11:00 | 6 | 16 | 11 | 167 | 3995 | 68 | 0 | 1426.5946 | Cooling | 0 | 4 | 0 | 0 | 0 | 6 | 0 | 1426.5946 | 4 | 1783.2433 | 1783.2433 | 0 | 6 | 0 | 178.3243 | 0.068586 | 1 | 0.5 | 0 | 8.2745 | 0 | 8.2745 | 0 | 1747.5784 | 218.4473 | 0.16804 | 1 | 0.5 | 0 | 4.1373 | 0 | 4.1373
2007-06-16 12:00 | 6 | 16 | 12 | 167 | 3996 | 64.94 | 0 | 2588.5775 | Cooling | 0 | 4 | 0 | 0 | 0 | 6 | 0 | 2588.5775 | 4 | 3235.7219 | 3235.7219 | 0 | 6 | 0 | 323.5722 | 0.12445 | 1 | 0.5 | 0 | 8.2745 | 0 | 8.2745 | 0 | 3171.0075 | 396.3759 | 0.3049 | 1 | 0.60981 | 0 | 6.5317 | 0 | 6.5317
2007-06-16 13:00 | 6 | 16 | 13 | 167 | 3997 | 62.96 | 0 | 3142.0693 | Cooling | 0 | 4 | 0 | 0 | 0 | 6 | 0 | 3142.0693 | 4 | 3927.5866 | 3927.5866 | 0 | 6 | 0 | 392.7587 | 0.15106 | 1 | 0.5 | 0 | 8.2745 | 0 | 8.2745 | 0 | 3849.0349 | 481.1294 | 0.3701 | 1 | 0.7402 | 0 | 10.1996 | 0 | 10.1996
2007-06-16 14:00 | 6 | 16 | 14 | 167 | 3998 | 62.96 | 0 | 3349.1503 | Cooling | 0 | 4 | 0 | 0 | 0 | 6 | 0 | 3349.1503 | 4 | 4186.4379 | 4186.4379 | 0 | 6 | 0 | 418.6438 | 0.16102 | 1 | 0.5 | 0 | 8.2745 | 0 | 8.2745 | 0 | 4102.7091 | 512.8386 | 0.39449 | 1 | 0.78898 | 0 | 11.8124 | 0 | 11.8124
2007-06-16 15:00 | 6 | 16 | 15 | 167 | 3999 | 66.92 | 0 | 3253.7643 | Cooling | 0 | 4 | 0 | 0 | 0 | 6 | 0 | 3253.7643 | 4 | 4067.2054 | 4067.2054 | 0 | 6 | 0 | 406.7205 | 0.15643 | 1 | 0.5 | 0 | 8.2745 | 0 | 8.2745 | 0 | 3985.8613 | 498.2327 | 0.38326 | 1 | 0.76651 | 0 | 11.0529 | 0 | 11.0529
2007-06-16 16:00 | 6 | 16 | 16 | 167 | 4000 | 68 | 0 | 3333.8107 | Cooling | 0 | 4 | 0 | 0 | 0 | 6 | 0 | 3333.8107 | 4 | 4167.2634 | 4167.2634 | 0 | 6 | 0 | 416.7263 | 0.16028 | 1 | 0.5 | 0 | 8.2745 | 0 | 8.2745 | 0 | 4083.9182 | 510.4898 | 0.39268 | 1 | 0.78537 | 0 | 11.6883 | 0 | 11.6883
2007-06-16 17:00 | 6 | 16 | 17 | 167 | 4001 | 68 | 0 | 3385.947 | Cooling | 0 | 4 | 0 | 0 | 0 | 6 | 0 | 3385.947 | 4 | 4232.4338 | 4232.4338 | 0 | 6 | 0 | 423.2434 | 0.16279 | 1 | 0.5 | 0 | 8.2745 | 0 | 8.2745 | 0 | 4147.7851 | 518.4731 | 0.39883 | 1 | 0.79765 | 0 | 12.113 | 0 | 12.113
2007-06-16 18:00 | 6 | 16 | 18 | 167 | 4002 | 69.08 | 0 | 3094.2394 | Cooling | 0 | 4 | 0 | 0 | 0 | 6 | 0 | 3094.2394 | 4 | 3867.7993 | 3867.7993 | 0 | 6 | 0 | 386.7799 | 0.14876 | 1 | 0.5 | 0 | 8.2745 | 0 | 8.2745 | 0 | 3790.4433 | 473.8054 | 0.36447 | 1 | 0.72893 | 0 | 9.8461 | 0 | 9.8461
2007-06-16 19:00 | 6 | 16 | 19 | 167 | 4003 | 68 | 0 | 1799.5827 | Cooling | 0 | 4 | 0 | 0 | 0 | 6 | 0 | 1799.5827 | 4 | 2249.4784 | 2249.4784 | 0 | 6 | 0 | 224.9478 | 0.086518 | 1 | 0.5 | 0 | 8.2745 | 0 | 8.2745 | 0 | 2204.4888 | 275.5611 | 0.21197 | 1 | 0.5 | 0 | 4.1373 | 0 | 4.1373
2007-06-16 20:00 | 6 | 16 | 20 | 167 | 4004 | 68 | 0 | 1489.5504 | Cooling | 0 | 4 | 0 | 0 | 0 | 6 | 0 | 1489.5504 | 4 | 1861.938 | 1861.938 | 0 | 6 | 0 | 186.1938 | 0.071613 | 1 | 0.5 | 0 | 8.2745 | 0 | 8.2745 | 0 | 1824.6992 | 228.0874 | 0.17545 | 1 | 0.5 | 0 | 4.1373 | 0 | 4.1373
2007-06-16 21:00 | 6 | 16 | 21 | 167 | 4005 | 64.94 | 0 | 1435.6592 | Cooling | 0 | 4 | 0 | 0 | 0 | 6 | 0 | 1435.6592 | 4 | 1794.574 | 1794.574 | 0 | 6 | 0 | 179.4574 | 0.069022 | 1 | 0.5 | 0 | 8.2745 | 0 | 8.2745 | 0 | 1758.6825 | 219.8353 | 0.1691 | 1 | 0.5 | 0 | 4.1373 | 0 | 4.1373
2007-06-16 22:00 | 6 | 16 | 22 | 167 | 4006 | 64.04 | 0 | 967.2003 | Cooling | 0 | 4 | 0 | 0 | 0 | 6 | 0 | 967.2003 | 4 | 1209.0004 | 1209.0004 | 0 | 6 | 0 | 120.9 | 0.0465 | 1 | 0.5 | 0 | 8.2745 | 0 | 8.2745 | 0 | 1184.8204 | 148.1026 | 0.11393 | 1 | 0.5 | 0 | 4.1373 | 0 | 4.1373
2007-06-16 23:00 | 6 | 16 | 23 | 167 | 4007 | 64.04 | 0 | 597.4918 | Cooling | 0 | 4 | 0 | 0 | 0 | 6 | 0 | 597.4918 | 4 | 746.8648 | 746.8648 | 0 | 6 | 0 | 74.6865 | 0.028726 | 1 | 0.5 | 0 | 8.2745 | 0 | 8.2745 | 0 | 731.9275 | 91.4909 | 0.070378 | 1 | 0.5 | 0 | 4.1373 | 0 | 4.1373
2007-06-17 | 6 | 17 | 0 | 168 | 4008 | 64.04 | 0 | 556.1886 | Cooling | 0 | 4 | 0 | 0 | 0 | 6 | 0 | 556.1886 | 4 | 695.2357 | 695.2357 | 0 | 6 | 0 | 69.5236 | 0.02674 | 1 | 0.5 | 0 | 8.2745 | 0 | 8.2745 | 0 | 681.331 | 85.1664 | 0.065513 | 1 | 0.5 | 0 | 4.1373 | 0 | 4.1373
2007-06-17 01:00 | 6 | 17 | 1 | 168 | 4009 | 64.04 | 0 | 458.6802 | Cooling | 0 | 4 | 0 | 0 | 0 | 6 | 0 | 458.6802 | 4 | 573.3502 | 573.3502 | 0 | 6 | 0 | 57.335 | 0.022052 | 1 | 0.5 | 0 | 8.2745 | 0 | 8.2745 | 0 | 561.8832 | 70.2354 | 0.054027 | 1 | 0.5 | 0 | 4.1373 | 0 | 4.1373
2007-06-17 02:00 | 6 | 17 | 2 | 168 | 4010 | 64.04 | 0 | 353.5765 | Cooling | 0 | 4 | 0 | 0 | 0 | 6 | 0 | 353.5765 | 4 | 441.9706 | 441.9706 | 0 | 6 | 0 | 44.1971 | 0.016999 | 1 | 0.5 | 0 | 8.2745 | 0 | 8.2745 | 0 | 433.1312 | 54.1414 | 0.041647 | 1 | 0.5 | 0 | 4.1373 | 0 | 4.1373
2007-06-17 03:00 | 6 | 17 | 3 | 168 | 4011 | 64.4 | 0 | 306.6683 | Cooling | 0 | 4 | 0 | 0 | 0 | 6 | 0 | 306.6683 | 4 | 383.3353 | 383.3353 | 0 | 6 | 0 | 38.3335 | 0.014744 | 1 | 0.5 | 0 | 8.2745 | 0 | 8.2745 | 0 | 375.6686 | 46.9586 | 0.036122 | 1 | 0.5 | 0 | 4.1373 | 0 | 4.1373
2007-06-17 04:00 | 6 | 17 | 4 | 168 | 4012 | 62.6 | 0 | 248.8922 | Cooling | 0 | 4 | 0 | 0 | 0 | 6 | 0 | 248.8922 | 4 | 311.1152 | 311.1152 | 0 | 6 | 0 | 31.1115 | 0.011966 | 1 | 0.5 | 0 | 8.2745 | 0 | 8.2745 | 0 | 304.8929 | 38.1116 | 0.029317 | 1 | 0.5 | 0 | 4.1373 | 0 | 4.1373
2007-06-17 05:00 | 6 | 17 | 5 | 168 | 4013 | 60.98 | 0 | 183.6359 | Cooling | 0 | 4 | 0 | 0 | 0 | 6 | 0 | 183.6359 | 4 | 229.5449 | 229.5449 | 0 | 6 | 0 | 22.9545 | 0.0088286 | 1 | 0.5 | 0 | 8.2745 | 0 | 8.2745 | 0 | 224.954 | 28.1192 | 0.02163 | 1 | 0.5 | 0 | 4.1373 | 0 | 4.1373
2007-06-17 06:00 | 6 | 17 | 6 | 168 | 4014 | 60.08 | 184.0848 | 0 | Heating | 184.0848 | 4 | 147.2678 | 147.2678 | 0 | 6 | 0 | 0 | 4 | 0 | 0 | 0 | 6 | 0 | 29.4536 | 0.011328 | 1 | 0.5 | 0 | 8.2745 | 0 | 8.2745 | 150.2733 | 0 | 8.6018 | 0.0066168 | 1 | 0.5 | 0 | 4.1373 | 0 | 4.1373
2007-06-17 07:00 | 6 | 17 | 7 | 168 | 4015 | 62.6 | 388.4419 | 0 | Heating | 388.4419 | 4 | 310.7535 | 310.7535 | 0 | 6 | 0 | 0 | 4 | 0 | 0 | 0 | 6 | 0 | 62.1507 | 0.023904 | 1 | 0.5 | 0 | 8.2745 | 0 | 8.2745 | 317.0954 | 0 | 18.1509 | 0.013962 | 1 | 0.5 | 0 | 4.1373 | 0 | 4.1373
2007-06-17 08:00 | 6 | 17 | 8 | 168 | 4016 | 60.98 | 207.2827 | 0 | Heating | 207.2827 | 4 | 165.8262 | 165.8262 | 0 | 6 | 0 | 0 | 4 | 0 | 0 | 0 | 6 | 0 | 33.1652 | 0.012756 | 1 | 0.5 | 0 | 8.2745 | 0 | 8.2745 | 169.2104 | 0 | 9.6858 | 0.0074506 | 1 | 0.5 | 0 | 4.1373 | 0 | 4.1373
2007-06-17 09:00 | 6 | 17 | 9 | 168 | 4017 | 62.06 | 0 | 59.2952 | Cooling | 0 | 4 | 0 | 0 | 0 | 6 | 0 | 59.2952 | 4 | 74.119 | 74.119 | 0 | 6 | 0 | 7.4119 | 0.0028507 | 1 | 0.5 | 0 | 8.2745 | 0 | 8.2745 | 0 | 72.6366 | 9.0796 | 0.0069843 | 1 | 0.5 | 0 | 4.1373 | 0 | 4.1373
2007-06-17 10:00 | 6 | 17 | 10 | 168 | 4018 | 64.4 | 0 | 263.6967 | Cooling | 0 | 4 | 0 | 0 | 0 | 6 | 0 | 263.6967 | 4 | 329.6208 | 329.6208 | 0 | 6 | 0 | 32.9621 | 0.012678 | 1 | 0.5 | 0 | 8.2745 | 0 | 8.2745 | 0 | 323.0284 | 40.3785 | 0.03106 | 1 | 0.5 | 0 | 4.1373 | 0 | 4.1373
2007-06-17 11:00 | 6 | 17 | 11 | 168 | 4019 | 64.04 | 0 | 579.3541 | Cooling | 0 | 4 | 0 | 0 | 0 | 6 | 0 | 579.3541 | 4 | 724.1927 | 724.1927 | 0 | 6 | 0 | 72.4193 | 0.027854 | 1 | 0.5 | 0 | 8.2745 | 0 | 8.2745 | 0 | 709.7088 | 88.7136 | 0.068241 | 1 | 0.5 | 0 | 4.1373 | 0 | 4.1373
2007-06-17 12:00 | 6 | 17 | 12 | 168 | 4020 | 66.02 | 0 | 819.2699 | Cooling | 0 | 4 | 0 | 0 | 0 | 6 | 0 | 819.2699 | 4 | 1024.0874 | 1024.0874 | 0 | 6 | 0 | 102.4087 | 0.039388 | 1 | 0.5 | 0 | 8.2745 | 0 | 8.2745 | 0 | 1003.6057 | 125.4507 | 0.096501 | 1 | 0.5 | 0 | 4.1373 | 0 | 4.1373
2007-06-17 13:00 | 6 | 17 | 13 | 168 | 4021 | 68 | 0 | 1026.7419 | Cooling | 0 | 4 | 0 | 0 | 0 | 6 | 0 | 1026.7419 | 4 | 1283.4274 | 1283.4274 | 0 | 6 | 0 | 128.3427 | 0.049363 | 1 | 0.5 | 0 | 8.2745 | 0 | 8.2745 | 0 | 1257.7588 | 157.2199 | 0.12094 | 1 | 0.5 | 0 | 4.1373 | 0 | 4.1373
2007-06-17 14:00 | 6 | 17 | 14 | 168 | 4022 | 68 | 0 | 1175.0885 | Cooling | 0 | 4 | 0 | 0 | 0 | 6 | 0 | 1175.0885 | 4 | 1468.8607 | 1468.8607 | 0 | 6 | 0 | 146.8861 | 0.056495 | 1 | 0.5 | 0 | 8.2745 | 0 | 8.2745 | 0 | 1439.4835 | 179.9354 | 0.13841 | 1 | 0.5 | 0 | 4.1373 | 0 | 4.1373
2007-06-17 15:00 | 6 | 17 | 15 | 168 | 4023 | 66.02 | 0 | 1336.5663 | Cooling | 0 | 4 | 0 | 0 | 0 | 6 | 0 | 1336.5663 | 4 | 1670.7078 | 1670.7078 | 0 | 6 | 0 | 167.0708 | 0.064258 | 1 | 0.5 | 0 | 8.2745 | 0 | 8.2745 | 0 | 1637.2937 | 204.6617 | 0.15743 | 1 | 0.5 | 0 | 4.1373 | 0 | 4.1373
2007-06-17 16:00 | 6 | 17 | 16 | 168 | 4024 | 66.92 | 0 | 1309.0403 | Cooling | 0 | 4 | 0 | 0 | 0 | 6 | 0 | 1309.0403 | 4 | 1636.3004 | 1636.3004 | 0 | 6 | 0 | 163.63 | 0.062935 | 1 | 0.5 | 0 | 8.2745 | 0 | 8.2745 | 0 | 1603.5744 | 200.4468 | 0.15419 | 1 | 0.5 | 0 | 4.1373 | 0 | 4.1373
2007-06-17 17:00 | 6 | 17 | 17 | 168 | 4025 | 66.92 | 0 | 1078.353 | Cooling | 0 | 4 | 0 | 0 | 0 | 6 | 0 | 1078.353 | 4 | 1347.9413 | 1347.9413 | 0 | 6 | 0 | 134.7941 | 0.051844 | 1 | 0.5 | 0 | 8.2745 | 0 | 8.2745 | 0 | 1320.9825 | 165.1228 | 0.12702 | 1 | 0.5 | 0 | 4.1373 | 0 | 4.1373
2007-06-17 18:00 | 6 | 17 | 18 | 168 | 4026 | 69.98 | 0 | 532.1328 | Cooling | 0 | 4 | 0 | 0 | 0 | 6 | 0 | 532.1328 | 4 | 665.166 | 665.166 | 0 | 6 | 0 | 66.5166 | 0.025583 | 1 | 0.5 | 0 | 8.2745 | 0 | 8.2745 | 0 | 651.8627 | 81.4828 | 0.062679 | 1 | 0.5 | 0 | 4.1373 | 0 | 4.1373
2007-06-17 19:00 | 6 | 17 | 19 | 168 | 4027 | 69.08 | 0 | 340.687 | Cooling | 0 | 4 | 0 | 0 | 0 | 6 | 0 | 340.687 | 4 | 425.8588 | 425.8588 | 0 | 6 | 0 | 42.5859 | 0.016379 | 1 | 0.5 | 0 | 8.2745 | 0 | 8.2745 | 0 | 417.3416 | 52.1677 | 0.040129 | 1 | 0.5 | 0 | 4.1373 | 0 | 4.1373
2007-06-17 20:00 | 6 | 17 | 20 | 168 | 4028 | 69.08 | 0 | 176.2362 | Cooling | 0 | 4 | 0 | 0 | 0 | 6 | 0 | 176.2362 | 4 | 220.2953 | 220.2953 | 0 | 6 | 0 | 22.0295 | 0.0084729 | 1 | 0.5 | 0 | 8.2745 | 0 | 8.2745 | 0 | 215.8894 | 26.9862 | 0.020759 | 1 | 0.5 | 0 | 4.1373 | 0 | 4.1373
2007-06-17 21:00 | 6 | 17 | 21 | 168 | 4029 | 59 | 0 | 73.4717 | Cooling | 0 | 4 | 0 | 0 | 0 | 6 | 0 | 73.4717 | 4 | 91.8396 | 91.8396 | 0 | 6 | 0 | 9.184 | 0.0035323 | 1 | 0.5 | 0 | 8.2745 | 0 | 8.2745 | 0 | 90.0028 | 11.2503 | 0.0086541 | 1 | 0.5 | 0 | 4.1373 | 0 | 4.1373
2007-06-17 22:00 | 6 | 17 | 22 | 168 | 4030 | 59 | 89.9764 | 0 | Heating | 89.9764 | 4 | 71.9811 | 71.9811 | 0 | 6 | 0 | 0 | 4 | 0 | 0 | 0 | 6 | 0 | 14.3962 | 0.005537 | 1 | 0.5 | 0 | 8.2745 | 0 | 8.2745 | 73.4501 | 0 | 4.2044 | 0.0032341 | 1 | 0.5 | 0 | 4.1373 | 0 | 4.1373
2007-06-17 23:00 | 6 | 17 | 23 | 168 | 4031 | 59 | 124.8999 | 0 | Heating | 124.8999 | 4 | 99.9199 | 99.9199 | 0 | 6 | 0 | 0 | 4 | 0 | 0 | 0 | 6 | 0 | 19.984 | 0.0076861 | 1 | 0.5 | 0 | 8.2745 | 0 | 8.2745 | 101.9591 | 0 | 5.8362 | 0.0044894 | 1 | 0.5 | 0 | 4.1373 | 0 | 4.1373
2007-06-18 | 6 | 18 | 0 | 169 | 4032 | 57.02 | 105.7074 | 0 | Heating | 105.7074 | 4 | 84.5659 | 84.5659 | 0 | 6 | 0 | 0 | 4 | 0 | 0 | 0 | 6 | 0 | 16.9132 | 0.0065051 | 1 | 0.5 | 0 | 8.2745 | 0 | 8.2745 | 86.2917 | 0 | 4.9394 | 0.0037996 | 1 | 0.5 | 0 | 4.1373 | 0 | 4.1373
2007-06-18 01:00 | 6 | 18 | 1 | 169 | 4033 | 55.94 | 0 | 20.9438 | Cooling | 0 | 4 | 0 | 0 | 0 | 6 | 0 | 20.9438 | 4 | 26.1798 | 26.1798 | 0 | 6 | 0 | 2.618 | 0.0010069 | 1 | 0.5 | 0 | 8.2745 | 0 | 8.2745 | 0 | 25.6562 | 3.207 | 0.0024669 | 1 | 0.5 | 0 | 4.1373 | 0 | 4.1373
2007-06-18 02:00 | 6 | 18 | 2 | 169 | 4034 | 55.94 | 1.8289 | 0 | Heating | 1.8289 | 4 | 1.4631 | 1.4631 | 0 | 6 | 0 | 0 | 4 | 0 | 0 | 0 | 6 | 0 | 0.29262 | 0.00011255 | 1 | 0.5 | 0 | 8.2745 | 0 | 8.2745 | 1.493 | 0 | 0.085458 | 6.5737e-05 | 1 | 0.5 | 0 | 4.1373 | 0 | 4.1373
2007-06-18 03:00 | 6 | 18 | 3 | 169 | 4035 | 53.96 | 27.3806 | 0 | Heating | 27.3806 | 4 | 21.9045 | 21.9045 | 0 | 6 | 0 | 0 | 4 | 0 | 0 | 0 | 6 | 0 | 4.3809 | 0.001685 | 1 | 0.5 | 0 | 8.2745 | 0 | 8.2745 | 22.3515 | 0 | 1.2794 | 0.00098417 | 1 | 0.5 | 0 | 4.1373 | 0 | 4.1373
2007-06-18 04:00 | 6 | 18 | 4 | 169 | 4036 | 53.06 | 67.749 | 0 | Heating | 67.749 | 4 | 54.1992 | 54.1992 | 0 | 6 | 0 | 0 | 4 | 0 | 0 | 0 | 6 | 0 | 10.8398 | 0.0041692 | 1 | 0.5 | 0 | 8.2745 | 0 | 8.2745 | 55.3053 | 0 | 3.1657 | 0.0024352 | 1 | 0.5 | 0 | 4.1373 | 0 | 4.1373
2007-06-18 05:00 | 6 | 18 | 5 | 169 | 4037 | 53.06 | 136.317 | 0 | Heating | 136.317 | 4 | 109.0536 | 109.0536 | 0 | 6 | 0 | 0 | 4 | 0 | 0 | 0 | 6 | 0 | 21.8107 | 0.0083887 | 1 | 0.5 | 0 | 8.2745 | 0 | 8.2745 | 111.2792 | 0 | 6.3697 | 0.0048998 | 1 | 0.5 | 0 | 4.1373 | 0 | 4.1373
2007-06-18 06:00 | 6 | 18 | 6 | 169 | 4038 | 59 | 989.0486 | 0 | Heating | 989.0486 | 4 | 791.2389 | 791.2389 | 0 | 6 | 0 | 0 | 4 | 0 | 0 | 0 | 6 | 0 | 158.2478 | 0.060865 | 1 | 0.5 | 0 | 8.2745 | 0 | 8.2745 | 807.3866 | 0 | 46.2156 | 0.03555 | 1 | 0.5 | 0 | 4.1373 | 0 | 4.1373
2007-06-18 07:00 | 6 | 18 | 7 | 169 | 4039 | 62.96 | 845.1678 | 0 | Heating | 845.1678 | 4 | 676.1343 | 676.1343 | 0 | 6 | 0 | 0 | 4 | 0 | 0 | 0 | 6 | 0 | 135.2269 | 0.05201 | 1 | 0.5 | 0 | 8.2745 | 0 | 8.2745 | 689.9329 | 0 | 39.4924 | 0.030379 | 1 | 0.5 | 0 | 4.1373 | 0 | 4.1373
2007-06-18 08:00 | 6 | 18 | 8 | 169 | 4040 | 62.96 | 609.549 | 0 | Heating | 609.549 | 4 | 487.6392 | 487.6392 | 0 | 6 | 0 | 0 | 4 | 0 | 0 | 0 | 6 | 0 | 97.5278 | 0.037511 | 1 | 0.5 | 0 | 8.2745 | 0 | 8.2745 | 497.591 | 0 | 28.4826 | 0.02191 | 1 | 0.5 | 0 | 4.1373 | 0 | 4.1373
2007-06-18 09:00 | 6 | 18 | 9 | 169 | 4041 | 71.06 | 163.9138 | 0 | Heating | 163.9138 | 4 | 131.131 | 131.131 | 0 | 6 | 0 | 0 | 4 | 0 | 0 | 0 | 6 | 0 | 26.2262 | 0.010087 | 1 | 0.5 | 0 | 8.2745 | 0 | 8.2745 | 133.8072 | 0 | 7.6593 | 0.0058917 | 1 | 0.5 | 0 | 4.1373 | 0 | 4.1373
2007-06-18 10:00 | 6 | 18 | 10 | 169 | 4042 | 73.04 | 0 | 157.4599 | Cooling | 0 | 4 | 0 | 0 | 0 | 6 | 0 | 157.4599 | 4 | 196.8249 | 196.8249 | 0 | 6 | 0 | 19.6825 | 0.0075702 | 1 | 0.5 | 0 | 8.2745 | 0 | 8.2745 | 0 | 192.8884 | 24.1111 | 0.018547 | 1 | 0.5 | 0 | 4.1373 | 0 | 4.1373
2007-06-18 11:00 | 6 | 18 | 11 | 169 | 4043 | 73.04 | 0 | 466.7296 | Cooling | 0 | 4 | 0 | 0 | 0 | 6 | 0 | 466.7296 | 4 | 583.412 | 583.412 | 0 | 6 | 0 | 58.3412 | 0.022439 | 1 | 0.5 | 0 | 8.2745 | 0 | 8.2745 | 0 | 571.7437 | 71.468 | 0.054975 | 1 | 0.5 | 0 | 4.1373 | 0 | 4.1373
2007-06-18 12:00 | 6 | 18 | 12 | 169 | 4044 | 80.06 | 0 | 647.4362 | Cooling | 0 | 4 | 0 | 0 | 0 | 6 | 0 | 647.4362 | 4 | 809.2953 | 809.2953 | 0 | 6 | 0 | 80.9295 | 0.031127 | 1 | 0.5 | 0 | 8.2745 | 0 | 8.2745 | 0 | 793.1094 | 99.1387 | 0.076261 | 1 | 0.5 | 0 | 4.1373 | 0 | 4.1373
2007-06-18 13:00 | 6 | 18 | 13 | 169 | 4045 | 80.96 | 0 | 1037.0206 | Cooling | 0 | 4 | 0 | 0 | 0 | 6 | 0 | 1037.0206 | 4 | 1296.2757 | 1296.2757 | 0 | 6 | 0 | 129.6276 | 0.049857 | 1 | 0.5 | 0 | 8.2745 | 0 | 8.2745 | 0 | 1270.3502 | 158.7938 | 0.12215 | 1 | 0.5 | 0 | 4.1373 | 0 | 4.1373
2007-06-18 14:00 | 6 | 18 | 14 | 169 | 4046 | 80.96 | 0 | 1178.3857 | Cooling | 0 | 4 | 0 | 0 | 0 | 6 | 0 | 1178.3857 | 4 | 1472.9821 | 1472.9821 | 0 | 6 | 0 | 147.2982 | 0.056653 | 1 | 0.5 | 0 | 8.2745 | 0 | 8.2745 | 0 | 1443.5225 | 180.4403 | 0.1388 | 1 | 0.5 | 0 | 4.1373 | 0 | 4.1373
2007-06-18 15:00 | 6 | 18 | 15 | 169 | 4047 | 84.02 | 0 | 1384.0549 | Cooling | 0 | 4 | 0 | 0 | 0 | 6 | 0 | 1384.0549 | 4 | 1730.0687 | 1730.0687 | 0 | 6 | 0 | 173.0069 | 0.066541 | 1 | 0.5 | 0 | 8.2745 | 0 | 8.2745 | 0 | 1695.4673 | 211.9334 | 0.16303 | 1 | 0.5 | 0 | 4.1373 | 0 | 4.1373
2007-06-18 16:00 | 6 | 18 | 16 | 169 | 4048 | 84.02 | 0 | 1494.2243 | Cooling | 0 | 4 | 0 | 0 | 0 | 6 | 0 | 1494.2243 | 4 | 1867.7804 | 1867.7804 | 0 | 6 | 0 | 186.778 | 0.071838 | 1 | 0.5 | 0 | 8.2745 | 0 | 8.2745 | 0 | 1830.4248 | 228.8031 | 0.176 | 1 | 0.5 | 0 | 4.1373 | 0 | 4.1373
2007-06-18 17:00 | 6 | 18 | 17 | 169 | 4049 | 84.02 | 0 | 1458.5147 | Cooling | 0 | 4 | 0 | 0 | 0 | 6 | 0 | 1458.5147 | 4 | 1823.1434 | 1823.1434 | 0 | 6 | 0 | 182.3143 | 0.070121 | 1 | 0.5 | 0 | 8.2745 | 0 | 8.2745 | 0 | 1786.6805 | 223.3351 | 0.1718 | 1 | 0.5 | 0 | 4.1373 | 0 | 4.1373
2007-06-18 18:00 | 6 | 18 | 18 | 169 | 4050 | 82.04 | 0 | 1091.2351 | Cooling | 0 | 4 | 0 | 0 | 0 | 6 | 0 | 1091.2351 | 4 | 1364.0439 | 1364.0439 | 0 | 6 | 0 | 136.4044 | 0.052463 | 1 | 0.5 | 0 | 8.2745 | 0 | 8.2745 | 0 | 1336.763 | 167.0954 | 0.12853 | 1 | 0.5 | 0 | 4.1373 | 0 | 4.1373
2007-06-18 19:00 | 6 | 18 | 19 | 169 | 4051 | 80.06 | 0 | 713.2461 | Cooling | 0 | 4 | 0 | 0 | 0 | 6 | 0 | 713.2461 | 4 | 891.5577 | 891.5577 | 0 | 6 | 0 | 89.1558 | 0.034291 | 1 | 0.5 | 0 | 8.2745 | 0 | 8.2745 | 0 | 873.7265 | 109.2158 | 0.084012 | 1 | 0.5 | 0 | 4.1373 | 0 | 4.1373
2007-06-18 20:00 | 6 | 18 | 20 | 169 | 4052 | 80.06 | 0 | 283.218 | Cooling | 0 | 4 | 0 | 0 | 0 | 6 | 0 | 283.218 | 4 | 354.0225 | 354.0225 | 0 | 6 | 0 | 35.4023 | 0.013616 | 1 | 0.5 | 0 | 8.2745 | 0 | 8.2745 | 0 | 346.9421 | 43.3678 | 0.03336 | 1 | 0.5 | 0 | 4.1373 | 0 | 4.1373
2007-06-18 21:00 | 6 | 18 | 21 | 169 | 4053 | 75.02 | 0 | 178.1805 | Cooling | 0 | 4 | 0 | 0 | 0 | 6 | 0 | 178.1805 | 4 | 222.7256 | 222.7256 | 0 | 6 | 0 | 22.2726 | 0.0085664 | 1 | 0.5 | 0 | 8.2745 | 0 | 8.2745 | 0 | 218.2711 | 27.2839 | 0.020988 | 1 | 0.5 | 0 | 4.1373 | 0 | 4.1373
2007-06-18 22:00 | 6 | 18 | 22 | 169 | 4054 | 71.96 | 40.4747 | 0 | Heating | 40.4747 | 4 | 32.3798 | 32.3798 | 0 | 6 | 0 | 0 | 4 | 0 | 0 | 0 | 6 | 0 | 6.476 | 0.0024908 | 1 | 0.5 | 0 | 8.2745 | 0 | 8.2745 | 33.0406 | 0 | 1.8913 | 0.0014548 | 1 | 0.5 | 0 | 4.1373 | 0 | 4.1373
2007-06-18 23:00 | 6 | 18 | 23 | 169 | 4055 | 71.96 | 72.3464 | 0 | Heating | 72.3464 | 4 | 57.8771 | 57.8771 | 0 | 6 | 0 | 0 | 4 | 0 | 0 | 0 | 6 | 0 | 11.5754 | 0.0044521 | 1 | 0.5 | 0 | 8.2745 | 0 | 8.2745 | 59.0583 | 0 | 3.3806 | 0.0026004 | 1 | 0.5 | 0 | 4.1373 | 0 | 4.1373
2007-06-19 | 6 | 19 | 0 | 170 | 4056 | 69.98 | 27.8074 | 0 | Heating | 27.8074 | 4 | 22.2459 | 22.2459 | 0 | 6 | 0 | 0 | 4 | 0 | 0 | 0 | 6 | 0 | 4.4492 | 0.0017112 | 1 | 0.5 | 0 | 8.2745 | 0 | 8.2745 | 22.6999 | 0 | 1.2994 | 0.00099951 | 1 | 0.5 | 0 | 4.1373 | 0 | 4.1373
2007-06-19 01:00 | 6 | 19 | 1 | 170 | 4057 | 69.08 | 0 | 84.6172 | Cooling | 0 | 4 | 0 | 0 | 0 | 6 | 0 | 84.6172 | 4 | 105.7715 | 105.7715 | 0 | 6 | 0 | 10.5772 | 0.0040681 | 1 | 0.5 | 0 | 8.2745 | 0 | 8.2745 | 0 | 103.6561 | 12.957 | 0.0099669 | 1 | 0.5 | 0 | 4.1373 | 0 | 4.1373
2007-06-19 02:00 | 6 | 19 | 2 | 170 | 4058 | 69.08 | 0 | 77.4945 | Cooling | 0 | 4 | 0 | 0 | 0 | 6 | 0 | 77.4945 | 4 | 96.8681 | 96.8681 | 0 | 6 | 0 | 9.6868 | 0.0037257 | 1 | 0.5 | 0 | 8.2745 | 0 | 8.2745 | 0 | 94.9307 | 11.8663 | 0.009128 | 1 | 0.5 | 0 | 4.1373 | 0 | 4.1373
2007-06-19 03:00 | 6 | 19 | 3 | 170 | 4059 | 66.02 | 0 | 69.8743 | Cooling | 0 | 4 | 0 | 0 | 0 | 6 | 0 | 69.8743 | 4 | 87.3429 | 87.3429 | 0 | 6 | 0 | 8.7343 | 0.0033593 | 1 | 0.5 | 0 | 8.2745 | 0 | 8.2745 | 0 | 85.596 | 10.6995 | 0.0082304 | 1 | 0.5 | 0 | 4.1373 | 0 | 4.1373
2007-06-19 04:00 | 6 | 19 | 4 | 170 | 4060 | 64.94 | 0 | 51.3955 | Cooling | 0 | 4 | 0 | 0 | 0 | 6 | 0 | 51.3955 | 4 | 64.2443 | 64.2443 | 0 | 6 | 0 | 6.4244 | 0.0024709 | 1 | 0.5 | 0 | 8.2745 | 0 | 8.2745 | 0 | 62.9594 | 7.8699 | 0.0060538 | 1 | 0.5 | 0 | 4.1373 | 0 | 4.1373
2007-06-19 05:00 | 6 | 19 | 5 | 170 | 4061 | 64.94 | 33.497 | 0 | Heating | 33.497 | 4 | 26.7976 | 26.7976 | 0 | 6 | 0 | 0 | 4 | 0 | 0 | 0 | 6 | 0 | 5.3595 | 0.0020614 | 1 | 0.5 | 0 | 8.2745 | 0 | 8.2745 | 27.3445 | 0 | 1.5652 | 0.001204 | 1 | 0.5 | 0 | 4.1373 | 0 | 4.1373
2007-06-19 06:00 | 6 | 19 | 6 | 170 | 4062 | 66.02 | 681.7906 | 0 | Heating | 681.7906 | 4 | 545.4324 | 545.4324 | 0 | 6 | 0 | 0 | 4 | 0 | 0 | 0 | 6 | 0 | 109.0865 | 0.041956 | 1 | 0.5 | 0 | 8.2745 | 0 | 8.2745 | 556.5637 | 0 | 31.8583 | 0.024506 | 1 | 0.5 | 0 | 4.1373 | 0 | 4.1373
2007-06-19 07:00 | 6 | 19 | 7 | 170 | 4063 | 68 | 640.517 | 0 | Heating | 640.517 | 4 | 512.4136 | 512.4136 | 0 | 6 | 0 | 0 | 4 | 0 | 0 | 0 | 6 | 0 | 102.4827 | 0.039416 | 1 | 0.5 | 0 | 8.2745 | 0 | 8.2745 | 522.871 | 0 | 29.9297 | 0.023023 | 1 | 0.5 | 0 | 4.1373 | 0 | 4.1373
2007-06-19 08:00 | 6 | 19 | 8 | 170 | 4064 | 68 | 227.211 | 0 | Heating | 227.211 | 4 | 181.7688 | 181.7688 | 0 | 6 | 0 | 0 | 4 | 0 | 0 | 0 | 6 | 0 | 36.3538 | 0.013982 | 1 | 0.5 | 0 | 8.2745 | 0 | 8.2745 | 185.4784 | 0 | 10.617 | 0.0081669 | 1 | 0.5 | 0 | 4.1373 | 0 | 4.1373
2007-06-19 09:00 | 6 | 19 | 9 | 170 | 4065 | 73.04 | 0 | 365.5232 | Cooling | 0 | 4 | 0 | 0 | 0 | 6 | 0 | 365.5232 | 4 | 456.904 | 456.904 | 0 | 6 | 0 | 45.6904 | 0.017573 | 1 | 0.5 | 0 | 8.2745 | 0 | 8.2745 | 0 | 447.7659 | 55.9707 | 0.043054 | 1 | 0.5 | 0 | 4.1373 | 0 | 4.1373
2007-06-19 10:00 | 6 | 19 | 10 | 170 | 4066 | 77 | 0 | 916.4193 | Cooling | 0 | 4 | 0 | 0 | 0 | 6 | 0 | 916.4193 | 4 | 1145.5242 | 1145.5242 | 0 | 6 | 0 | 114.5524 | 0.044059 | 1 | 0.5 | 0 | 8.2745 | 0 | 8.2745 | 0 | 1122.6137 | 140.3267 | 0.10794 | 1 | 0.5 | 0 | 4.1373 | 0 | 4.1373
2007-06-19 11:00 | 6 | 19 | 11 | 170 | 4067 | 77 | 0 | 1521.1602 | Cooling | 0 | 4 | 0 | 0 | 0 | 6 | 0 | 1521.1602 | 4 | 1901.4502 | 1901.4502 | 0 | 6 | 0 | 190.145 | 0.073133 | 1 | 0.5 | 0 | 8.2745 | 0 | 8.2745 | 0 | 1863.4212 | 232.9277 | 0.17918 | 1 | 0.5 | 0 | 4.1373 | 0 | 4.1373
2007-06-19 12:00 | 6 | 19 | 12 | 170 | 4068 | 82.94 | 0 | 1882.3782 | Cooling | 0 | 4 | 0 | 0 | 0 | 6 | 0 | 1882.3782 | 4 | 2352.9728 | 2352.9728 | 0 | 6 | 0 | 235.2973 | 0.090499 | 1 | 0.5 | 0 | 8.2745 | 0 | 8.2745 | 0 | 2305.9134 | 288.2392 | 0.22172 | 1 | 0.5 | 0 | 4.1373 | 0 | 4.1373
2007-06-19 13:00 | 6 | 19 | 13 | 170 | 4069 | 82.94 | 0 | 2243.0401 | Cooling | 0 | 4 | 0 | 0 | 0 | 6 | 0 | 2243.0401 | 4 | 2803.8001 | 2803.8001 | 0 | 6 | 0 | 280.38 | 0.10784 | 1 | 0.5 | 0 | 8.2745 | 0 | 8.2745 | 0 | 2747.7241 | 343.4655 | 0.2642 | 1 | 0.52841 | 0 | 4.698 | 0 | 4.698
2007-06-19 14:00 | 6 | 19 | 14 | 170 | 4070 | 82.94 | 0 | 2328.0195 | Cooling | 0 | 4 | 0 | 0 | 0 | 6 | 0 | 2328.0195 | 4 | 2910.0244 | 2910.0244 | 0 | 6 | 0 | 291.0024 | 0.11192 | 1 | 0.5 | 0 | 8.2745 | 0 | 8.2745 | 0 | 2851.8239 | 356.478 | 0.27421 | 1 | 0.54843 | 0 | 5.1175 | 0 | 5.1175
2007-06-19 15:00 | 6 | 19 | 15 | 170 | 4071 | 84.92 | 0 | 2225.089 | Cooling | 0 | 4 | 0 | 0 | 0 | 6 | 0 | 2225.089 | 4 | 2781.3612 | 2781.3612 | 0 | 6 | 0 | 278.1361 | 0.10698 | 1 | 0.5 | 0 | 8.2745 | 0 | 8.2745 | 0 | 2725.734 | 340.7167 | 0.26209 | 1 | 0.52418 | 0 | 4.612 | 0 | 4.612
2007-06-19 16:00 | 6 | 19 | 16 | 170 | 4072 | 84.92 | 0 | 1805.1723 | Cooling | 0 | 4 | 0 | 0 | 0 | 6 | 0 | 1805.1723 | 4 | 2256.4654 | 2256.4654 | 0 | 6 | 0 | 225.6465 | 0.086787 | 1 | 0.5 | 0 | 8.2745 | 0 | 8.2745 | 0 | 2211.3361 | 276.417 | 0.21263 | 1 | 0.5 | 0 | 4.1373 | 0 | 4.1373
2007-06-19 17:00 | 6 | 19 | 17 | 170 | 4073 | 84.92 | 0 | 1254.9781 | Cooling | 0 | 4 | 0 | 0 | 0 | 6 | 0 | 1254.9781 | 4 | 1568.7226 | 1568.7226 | 0 | 6 | 0 | 156.8723 | 0.060335 | 1 | 0.5 | 0 | 8.2745 | 0 | 8.2745 | 0 | 1537.3481 | 192.1685 | 0.14782 | 1 | 0.5 | 0 | 4.1373 | 0 | 4.1373
2007-06-19 18:00 | 6 | 19 | 18 | 170 | 4074 | 82.94 | 0 | 458.7306 | Cooling | 0 | 4 | 0 | 0 | 0 | 6 | 0 | 458.7306 | 4 | 573.4133 | 573.4133 | 0 | 6 | 0 | 57.3413 | 0.022054 | 1 | 0.5 | 0 | 8.2745 | 0 | 8.2745 | 0 | 561.945 | 70.2431 | 0.054033 | 1 | 0.5 | 0 | 4.1373 | 0 | 4.1373
2007-06-19 19:00 | 6 | 19 | 19 | 170 | 4075 | 80.96 | 0 | 230.8406 | Cooling | 0 | 4 | 0 | 0 | 0 | 6 | 0 | 230.8406 | 4 | 288.5508 | 288.5508 | 0 | 6 | 0 | 28.8551 | 0.011098 | 1 | 0.5 | 0 | 8.2745 | 0 | 8.2745 | 0 | 282.7798 | 35.3475 | 0.02719 | 1 | 0.5 | 0 | 4.1373 | 0 | 4.1373
2007-06-19 20:00 | 6 | 19 | 20 | 170 | 4076 | 80.96 | 0 | 140.9895 | Cooling | 0 | 4 | 0 | 0 | 0 | 6 | 0 | 140.9895 | 4 | 176.2369 | 176.2369 | 0 | 6 | 0 | 17.6237 | 0.0067783 | 1 | 0.5 | 0 | 8.2745 | 0 | 8.2745 | 0 | 172.7122 | 21.589 | 0.016607 | 1 | 0.5 | 0 | 4.1373 | 0 | 4.1373
2007-06-19 21:00 | 6 | 19 | 21 | 170 | 4077 | 78.98 | 0 | 93.9483 | Cooling | 0 | 4 | 0 | 0 | 0 | 6 | 0 | 93.9483 | 4 | 117.4354 | 117.4354 | 0 | 6 | 0 | 11.7435 | 0.0045167 | 1 | 0.5 | 0 | 8.2745 | 0 | 8.2745 | 0 | 115.0866 | 14.3858 | 0.011066 | 1 | 0.5 | 0 | 4.1373 | 0 | 4.1373
2007-06-19 22:00 | 6 | 19 | 22 | 170 | 4078 | 77 | 53.8806 | 0 | Heating | 53.8806 | 4 | 43.1044 | 43.1044 | 0 | 6 | 0 | 0 | 4 | 0 | 0 | 0 | 6 | 0 | 8.6209 | 0.0033157 | 1 | 0.5 | 0 | 8.2745 | 0 | 8.2745 | 43.9841 | 0 | 2.5177 | 0.0019367 | 1 | 0.5 | 0 | 4.1373 | 0 | 4.1373
2007-06-19 23:00 | 6 | 19 | 23 | 170 | 4079 | 77 | 67.3389 | 0 | Heating | 67.3389 | 4 | 53.8711 | 53.8711 | 0 | 6 | 0 | 0 | 4 | 0 | 0 | 0 | 6 | 0 | 10.7742 | 0.0041439 | 1 | 0.5 | 0 | 8.2745 | 0 | 8.2745 | 54.9705 | 0 | 3.1466 | 0.0024204 | 1 | 0.5 | 0 | 4.1373 | 0 | 4.1373
2007-06-20 | 6 | 20 | 0 | 171 | 4080 | 73.04 | 8.3834 | 0 | Heating | 8.3834 | 4 | 6.7067 | 6.7067 | 0 | 6 | 0 | 0 | 4 | 0 | 0 | 0 | 6 | 0 | 1.3413 | 0.0005159 | 1 | 0.5 | 0 | 8.2745 | 0 | 8.2745 | 6.8436 | 0 | 0.39174 | 0.00030134 | 1 | 0.5 | 0 | 4.1373 | 0 | 4.1373
2007-06-20 01:00 | 6 | 20 | 1 | 171 | 4081 | 73.04 | 0 | 113.4095 | Cooling | 0 | 4 | 0 | 0 | 0 | 6 | 0 | 113.4095 | 4 | 141.7619 | 141.7619 | 0 | 6 | 0 | 14.1762 | 0.0054524 | 1 | 0.5 | 0 | 8.2745 | 0 | 8.2745 | 0 | 138.9267 | 17.3658 | 0.013358 | 1 | 0.5 | 0 | 4.1373 | 0 | 4.1373
2007-06-20 02:00 | 6 | 20 | 2 | 171 | 4082 | 73.04 | 0 | 117.9656 | Cooling | 0 | 4 | 0 | 0 | 0 | 6 | 0 | 117.9656 | 4 | 147.457 | 147.457 | 0 | 6 | 0 | 14.7457 | 0.0056714 | 1 | 0.5 | 0 | 8.2745 | 0 | 8.2745 | 0 | 144.5078 | 18.0635 | 0.013895 | 1 | 0.5 | 0 | 4.1373 | 0 | 4.1373
2007-06-20 03:00 | 6 | 20 | 3 | 171 | 4083 | 71.06 | 0 | 125.119 | Cooling | 0 | 4 | 0 | 0 | 0 | 6 | 0 | 125.119 | 4 | 156.3987 | 156.3987 | 0 | 6 | 0 | 15.6399 | 0.0060153 | 1 | 0.5 | 0 | 8.2745 | 0 | 8.2745 | 0 | 153.2707 | 19.1588 | 0.014738 | 1 | 0.5 | 0 | 4.1373 | 0 | 4.1373
2007-06-20 04:00 | 6 | 20 | 4 | 171 | 4084 | 69.8 | 0 | 121.4254 | Cooling | 0 | 4 | 0 | 0 | 0 | 6 | 0 | 121.4254 | 4 | 151.7818 | 151.7818 | 0 | 6 | 0 | 15.1782 | 0.0058378 | 1 | 0.5 | 0 | 8.2745 | 0 | 8.2745 | 0 | 148.7461 | 18.5933 | 0.014303 | 1 | 0.5 | 0 | 4.1373 | 0 | 4.1373
2007-06-20 05:00 | 6 | 20 | 5 | 171 | 4085 | 69.08 | 0 | 113.9233 | Cooling | 0 | 4 | 0 | 0 | 0 | 6 | 0 | 113.9233 | 4 | 142.4042 | 142.4042 | 0 | 6 | 0 | 14.2404 | 0.0054771 | 1 | 0.5 | 0 | 8.2745 | 0 | 8.2745 | 0 | 139.5561 | 17.4445 | 0.013419 | 1 | 0.5 | 0 | 4.1373 | 0 | 4.1373
2007-06-20 06:00 | 6 | 20 | 6 | 171 | 4086 | 69.98 | 208.7236 | 0 | Heating | 208.7236 | 4 | 166.9788 | 166.9788 | 0 | 6 | 0 | 0 | 4 | 0 | 0 | 0 | 6 | 0 | 33.3958 | 0.012845 | 1 | 0.5 | 0 | 8.2745 | 0 | 8.2745 | 170.3866 | 0 | 9.7531 | 0.0075024 | 1 | 0.5 | 0 | 4.1373 | 0 | 4.1373
2007-06-20 07:00 | 6 | 20 | 7 | 171 | 4087 | 71.96 | 550.7254 | 0 | Heating | 550.7254 | 4 | 440.5803 | 440.5803 | 0 | 6 | 0 | 0 | 4 | 0 | 0 | 0 | 6 | 0 | 88.1161 | 0.033891 | 1 | 0.5 | 0 | 8.2745 | 0 | 8.2745 | 449.5718 | 0 | 25.7339 | 0.019795 | 1 | 0.5 | 0 | 4.1373 | 0 | 4.1373
2007-06-20 08:00 | 6 | 20 | 8 | 171 | 4088 | 71.96 | 361.7871 | 0 | Heating | 361.7871 | 4 | 289.4297 | 289.4297 | 0 | 6 | 0 | 0 | 4 | 0 | 0 | 0 | 6 | 0 | 57.8859 | 0.022264 | 1 | 0.5 | 0 | 8.2745 | 0 | 8.2745 | 295.3364 | 0 | 16.9053 | 0.013004 | 1 | 0.5 | 0 | 4.1373 | 0 | 4.1373
2007-06-20 09:00 | 6 | 20 | 9 | 171 | 4089 | 78.98 | 84.4189 | 0 | Heating | 84.4189 | 4 | 67.5351 | 67.5351 | 0 | 6 | 0 | 0 | 4 | 0 | 0 | 0 | 6 | 0 | 13.507 | 0.005195 | 1 | 0.5 | 0 | 8.2745 | 0 | 8.2745 | 68.9134 | 0 | 3.9447 | 0.0030344 | 1 | 0.5 | 0 | 4.1373 | 0 | 4.1373
2007-06-20 10:00 | 6 | 20 | 10 | 171 | 4090 | 80.06 | 0 | 118.2725 | Cooling | 0 | 4 | 0 | 0 | 0 | 6 | 0 | 118.2725 | 4 | 147.8406 | 147.8406 | 0 | 6 | 0 | 14.7841 | 0.0056862 | 1 | 0.5 | 0 | 8.2745 | 0 | 8.2745 | 0 | 144.8838 | 18.1105 | 0.013931 | 1 | 0.5 | 0 | 4.1373 | 0 | 4.1373
2007-06-20 11:00 | 6 | 20 | 11 | 171 | 4091 | 80.06 | 0 | 558.1532 | Cooling | 0 | 4 | 0 | 0 | 0 | 6 | 0 | 558.1532 | 4 | 697.6915 | 697.6915 | 0 | 6 | 0 | 69.7692 | 0.026834 | 1 | 0.5 | 0 | 8.2745 | 0 | 8.2745 | 0 | 683.7377 | 85.4672 | 0.065744 | 1 | 0.5 | 0 | 4.1373 | 0 | 4.1373
2007-06-20 12:00 | 6 | 20 | 12 | 171 | 4092 | 84.02 | 0 | 923.2765 | Cooling | 0 | 4 | 0 | 0 | 0 | 6 | 0 | 923.2765 | 4 | 1154.0956 | 1154.0956 | 0 | 6 | 0 | 115.4096 | 0.044388 | 1 | 0.5 | 0 | 8.2745 | 0 | 8.2745 | 0 | 1131.0137 | 141.3767 | 0.10875 | 1 | 0.5 | 0 | 4.1373 | 0 | 4.1373
2007-06-20 13:00 | 6 | 20 | 13 | 171 | 4093 | 84.02 | 0 | 1473.0549 | Cooling | 0 | 4 | 0 | 0 | 0 | 6 | 0 | 1473.0549 | 4 | 1841.3186 | 1841.3186 | 0 | 6 | 0 | 184.1319 | 0.07082 | 1 | 0.5 | 0 | 8.2745 | 0 | 8.2745 | 0 | 1804.4923 | 225.5615 | 0.17351 | 1 | 0.5 | 0 | 4.1373 | 0 | 4.1373
2007-06-20 14:00 | 6 | 20 | 14 | 171 | 4094 | 84.02 | 0 | 1935.8291 | Cooling | 0 | 4 | 0 | 0 | 0 | 6 | 0 | 1935.8291 | 4 | 2419.7864 | 2419.7864 | 0 | 6 | 0 | 241.9786 | 0.093069 | 1 | 0.5 | 0 | 8.2745 | 0 | 8.2745 | 0 | 2371.3906 | 296.4238 | 0.22802 | 1 | 0.5 | 0 | 4.1373 | 0 | 4.1373
2007-06-20 15:00 | 6 | 20 | 15 | 171 | 4095 | 84.02 | 0 | 2166.4648 | Cooling | 0 | 4 | 0 | 0 | 0 | 6 | 0 | 2166.4648 | 4 | 2708.0811 | 2708.0811 | 0 | 6 | 0 | 270.8081 | 0.10416 | 1 | 0.5 | 0 | 8.2745 | 0 | 8.2745 | 0 | 2653.9194 | 331.7399 | 0.25518 | 1 | 0.51037 | 0 | 4.3373 | 0 | 4.3373
2007-06-20 16:00 | 6 | 20 | 16 | 171 | 4096 | 84.92 | 0 | 2276.1262 | Cooling | 0 | 4 | 0 | 0 | 0 | 6 | 0 | 2276.1262 | 4 | 2845.1577 | 2845.1577 | 0 | 6 | 0 | 284.5158 | 0.10943 | 1 | 0.5 | 0 | 8.2745 | 0 | 8.2745 | 0 | 2788.2546 | 348.5318 | 0.2681 | 1 | 0.5362 | 0 | 4.8589 | 0 | 4.8589
2007-06-20 17:00 | 6 | 20 | 17 | 171 | 4097 | 84.92 | 0 | 2262.364 | Cooling | 0 | 4 | 0 | 0 | 0 | 6 | 0 | 2262.364 | 4 | 2827.9551 | 2827.9551 | 0 | 6 | 0 | 282.7955 | 0.10877 | 1 | 0.5 | 0 | 8.2745 | 0 | 8.2745 | 0 | 2771.396 | 346.4245 | 0.26648 | 1 | 0.53296 | 0 | 4.7916 | 0 | 4.7916
2007-06-20 18:00 | 6 | 20 | 18 | 171 | 4098 | 80.96 | 0 | 1856.2239 | Cooling | 0 | 4 | 0 | 0 | 0 | 6 | 0 | 1856.2239 | 4 | 2320.2798 | 2320.2798 | 0 | 6 | 0 | 232.028 | 0.089242 | 1 | 0.5 | 0 | 8.2745 | 0 | 8.2745 | 0 | 2273.8742 | 284.2343 | 0.21864 | 1 | 0.5 | 0 | 4.1373 | 0 | 4.1373
2007-06-20 19:00 | 6 | 20 | 19 | 171 | 4099 | 78.98 | 0 | 1403.3132 | Cooling | 0 | 4 | 0 | 0 | 0 | 6 | 0 | 1403.3132 | 4 | 1754.1415 | 1754.1415 | 0 | 6 | 0 | 175.4142 | 0.067467 | 1 | 0.5 | 0 | 8.2745 | 0 | 8.2745 | 0 | 1719.0587 | 214.8823 | 0.16529 | 1 | 0.5 | 0 | 4.1373 | 0 | 4.1373
2007-06-20 20:00 | 6 | 20 | 20 | 171 | 4100 | 78.98 | 0 | 589.9078 | Cooling | 0 | 4 | 0 | 0 | 0 | 6 | 0 | 589.9078 | 4 | 737.3847 | 737.3847 | 0 | 6 | 0 | 73.7385 | 0.028361 | 1 | 0.5 | 0 | 8.2745 | 0 | 8.2745 | 0 | 722.637 | 90.3296 | 0.069484 | 1 | 0.5 | 0 | 4.1373 | 0 | 4.1373
2007-06-20 21:00 | 6 | 20 | 21 | 171 | 4101 | 73.94 | 0 | 241.1239 | Cooling | 0 | 4 | 0 | 0 | 0 | 6 | 0 | 241.1239 | 4 | 301.4049 | 301.4049 | 0 | 6 | 0 | 30.1405 | 0.011592 | 1 | 0.5 | 0 | 8.2745 | 0 | 8.2745 | 0 | 295.3768 | 36.9221 | 0.028402 | 1 | 0.5 | 0 | 4.1373 | 0 | 4.1373
2007-06-20 22:00 | 6 | 20 | 22 | 171 | 4102 | 73.04 | 19.8429 | 0 | Heating | 19.8429 | 4 | 15.8743 | 15.8743 | 0 | 6 | 0 | 0 | 4 | 0 | 0 | 0 | 6 | 0 | 3.1749 | 0.0012211 | 1 | 0.5 | 0 | 8.2745 | 0 | 8.2745 | 16.1982 | 0 | 0.9272 | 0.00071323 | 1 | 0.5 | 0 | 4.1373 | 0 | 4.1373
2007-06-20 23:00 | 6 | 20 | 23 | 171 | 4103 | 73.04 | 76.8451 | 0 | Heating | 76.8451 | 4 | 61.476 | 61.476 | 0 | 6 | 0 | 0 | 4 | 0 | 0 | 0 | 6 | 0 | 12.2952 | 0.0047289 | 1 | 0.5 | 0 | 8.2745 | 0 | 8.2745 | 62.7307 | 0 | 3.5908 | 0.0027621 | 1 | 0.5 | 0 | 4.1373 | 0 | 4.1373
2007-06-21 | 6 | 21 | 0 | 172 | 4104 | 71.06 | 66.3593 | 0 | Heating | 66.3593 | 4 | 53.0874 | 53.0874 | 0 | 6 | 0 | 0 | 4 | 0 | 0 | 0 | 6 | 0 | 10.6175 | 0.0040836 | 1 | 0.5 | 0 | 8.2745 | 0 | 8.2745 | 54.1708 | 0 | 3.1008 | 0.0023852 | 1 | 0.5 | 0 | 4.1373 | 0 | 4.1373
2007-06-21 01:00 | 6 | 21 | 1 | 172 | 4105 | 69.08 | 0 | 40.7264 | Cooling | 0 | 4 | 0 | 0 | 0 | 6 | 0 | 40.7264 | 4 | 50.9079 | 50.9079 | 0 | 6 | 0 | 5.0908 | 0.001958 | 1 | 0.5 | 0 | 8.2745 | 0 | 8.2745 | 0 | 49.8898 | 6.2362 | 0.0047971 | 1 | 0.5 | 0 | 4.1373 | 0 | 4.1373
2007-06-21 02:00 | 6 | 21 | 2 | 172 | 4106 | 69.08 | 0 | 6.0012 | Cooling | 0 | 4 | 0 | 0 | 0 | 6 | 0 | 6.0012 | 4 | 7.5015 | 7.5015 | 0 | 6 | 0 | 0.75015 | 0.00028852 | 1 | 0.5 | 0 | 8.2745 | 0 | 8.2745 | 0 | 7.3514 | 0.91893 | 0.00070687 | 1 | 0.5 | 0 | 4.1373 | 0 | 4.1373
2007-06-21 03:00 | 6 | 21 | 3 | 172 | 4107 | 66.02 | 32.4251 | 0 | Heating | 32.4251 | 4 | 25.9401 | 25.9401 | 0 | 6 | 0 | 0 | 4 | 0 | 0 | 0 | 6 | 0 | 5.188 | 0.0019954 | 1 | 0.5 | 0 | 8.2745 | 0 | 8.2745 | 26.4695 | 0 | 1.5151 | 0.0011655 | 1 | 0.5 | 0 | 4.1373 | 0 | 4.1373
2007-06-21 04:00 | 6 | 21 | 4 | 172 | 4108 | 66.02 | 84.8294 | 0 | Heating | 84.8294 | 4 | 67.8635 | 67.8635 | 0 | 6 | 0 | 0 | 4 | 0 | 0 | 0 | 6 | 0 | 13.5727 | 0.0052203 | 1 | 0.5 | 0 | 8.2745 | 0 | 8.2745 | 69.2485 | 0 | 3.9639 | 0.0030491 | 1 | 0.5 | 0 | 4.1373 | 0 | 4.1373
2007-06-21 05:00 | 6 | 21 | 5 | 172 | 4109 | 66.02 | 171.6782 | 0 | Heating | 171.6782 | 4 | 137.3426 | 137.3426 | 0 | 6 | 0 | 0 | 4 | 0 | 0 | 0 | 6 | 0 | 27.4685 | 0.010565 | 1 | 0.5 | 0 | 8.2745 | 0 | 8.2745 | 140.1455 | 0 | 8.0221 | 0.0061708 | 1 | 0.5 | 0 | 4.1373 | 0 | 4.1373
2007-06-21 06:00 | 6 | 21 | 6 | 172 | 4110 | 68 | 1029.2574 | 0 | Heating | 1029.2574 | 4 | 823.4059 | 823.4059 | 0 | 6 | 0 | 0 | 4 | 0 | 0 | 0 | 6 | 0 | 164.6812 | 0.063339 | 1 | 0.5 | 0 | 8.2745 | 0 | 8.2745 | 840.2102 | 0 | 48.0945 | 0.036996 | 1 | 0.5 | 0 | 4.1373 | 0 | 4.1373
2007-06-21 07:00 | 6 | 21 | 7 | 172 | 4111 | 69.08 | 826.1812 | 0 | Heating | 826.1812 | 4 | 660.945 | 660.945 | 0 | 6 | 0 | 0 | 4 | 0 | 0 | 0 | 6 | 0 | 132.189 | 0.050842 | 1 | 0.5 | 0 | 8.2745 | 0 | 8.2745 | 674.4337 | 0 | 38.6052 | 0.029696 | 1 | 0.5 | 0 | 4.1373 | 0 | 4.1373
2007-06-21 08:00 | 6 | 21 | 8 | 172 | 4112 | 69.08 | 504.7862 | 0 | Heating | 504.7862 | 4 | 403.8289 | 403.8289 | 0 | 6 | 0 | 0 | 4 | 0 | 0 | 0 | 6 | 0 | 80.7658 | 0.031064 | 1 | 0.5 | 0 | 8.2745 | 0 | 8.2745 | 412.0704 | 0 | 23.5873 | 0.018144 | 1 | 0.5 | 0 | 4.1373 | 0 | 4.1373
2007-06-21 09:00 | 6 | 21 | 9 | 172 | 4113 | 75.92 | 0 | 40.5886 | Cooling | 0 | 4 | 0 | 0 | 0 | 6 | 0 | 40.5886 | 4 | 50.7358 | 50.7358 | 0 | 6 | 0 | 5.0736 | 0.0019514 | 1 | 0.5 | 0 | 8.2745 | 0 | 8.2745 | 0 | 49.7211 | 6.2151 | 0.0047809 | 1 | 0.5 | 0 | 4.1373 | 0 | 4.1373
2007-06-21 10:00 | 6 | 21 | 10 | 172 | 4114 | 78.08 | 0 | 520.8569 | Cooling | 0 | 4 | 0 | 0 | 0 | 6 | 0 | 520.8569 | 4 | 651.0712 | 651.0712 | 0 | 6 | 0 | 65.1071 | 0.025041 | 1 | 0.5 | 0 | 8.2745 | 0 | 8.2745 | 0 | 638.0498 | 79.7562 | 0.061351 | 1 | 0.5 | 0 | 4.1373 | 0 | 4.1373
2007-06-21 11:00 | 6 | 21 | 11 | 172 | 4115 | 78.08 | 0 | 1164.1535 | Cooling | 0 | 4 | 0 | 0 | 0 | 6 | 0 | 1164.1535 | 4 | 1455.1918 | 1455.1918 | 0 | 6 | 0 | 145.5192 | 0.055969 | 1 | 0.5 | 0 | 8.2745 | 0 | 8.2745 | 0 | 1426.088 | 178.261 | 0.13712 | 1 | 0.5 | 0 | 4.1373 | 0 | 4.1373
2007-06-21 12:00 | 6 | 21 | 12 | 172 | 4116 | 78.08 | 0 | 1565.5203 | Cooling | 0 | 4 | 0 | 0 | 0 | 6 | 0 | 1565.5203 | 4 | 1956.9003 | 1956.9003 | 0 | 6 | 0 | 195.69 | 0.075265 | 1 | 0.5 | 0 | 8.2745 | 0 | 8.2745 | 0 | 1917.7623 | 239.7203 | 0.1844 | 1 | 0.5 | 0 | 4.1373 | 0 | 4.1373
2007-06-21 13:00 | 6 | 21 | 13 | 172 | 4117 | 80.96 | 0 | 1802.6347 | Cooling | 0 | 4 | 0 | 0 | 0 | 6 | 0 | 1802.6347 | 4 | 2253.2934 | 2253.2934 | 0 | 6 | 0 | 225.3293 | 0.086665 | 1 | 0.5 | 0 | 8.2745 | 0 | 8.2745 | 0 | 2208.2275 | 276.0284 | 0.21233 | 1 | 0.5 | 0 | 4.1373 | 0 | 4.1373
2007-06-21 14:00 | 6 | 21 | 14 | 172 | 4118 | 80.96 | 0 | 2012.2307 | Cooling | 0 | 4 | 0 | 0 | 0 | 6 | 0 | 2012.2307 | 4 | 2515.2883 | 2515.2883 | 0 | 6 | 0 | 251.5288 | 0.096742 | 1 | 0.5 | 0 | 8.2745 | 0 | 8.2745 | 0 | 2464.9826 | 308.1228 | 0.23702 | 1 | 0.5 | 0 | 4.1373 | 0 | 4.1373
2007-06-21 15:00 | 6 | 21 | 15 | 172 | 4119 | 82.04 | 0 | 2351.7465 | Cooling | 0 | 4 | 0 | 0 | 0 | 6 | 0 | 2351.7465 | 4 | 2939.6831 | 2939.6831 | 0 | 6 | 0 | 293.9683 | 0.11306 | 1 | 0.5 | 0 | 8.2745 | 0 | 8.2745 | 0 | 2880.8895 | 360.1112 | 0.27701 | 1 | 0.55402 | 0 | 5.2383 | 0 | 5.2383
2007-06-21 16:00 | 6 | 21 | 16 | 172 | 4120 | 80.96 | 0 | 2544.3572 | Cooling | 0 | 4 | 0 | 0 | 0 | 6 | 0 | 2544.3572 | 4 | 3180.4465 | 3180.4465 | 0 | 6 | 0 | 318.0447 | 0.12232 | 1 | 0.5 | 0 | 8.2745 | 0 | 8.2745 | 0 | 3116.8376 | 389.6047 | 0.2997 | 1 | 0.59939 | 0 | 6.278 | 0 | 6.278
2007-06-21 17:00 | 6 | 21 | 17 | 172 | 4121 | 80.96 | 0 | 2579.2127 | Cooling | 0 | 4 | 0 | 0 | 0 | 6 | 0 | 2579.2127 | 4 | 3224.0159 | 3224.0159 | 0 | 6 | 0 | 322.4016 | 0.124 | 1 | 0.5 | 0 | 8.2745 | 0 | 8.2745 | 0 | 3159.5356 | 394.9419 | 0.3038 | 1 | 0.6076 | 0 | 6.4775 | 0 | 6.4775
2007-06-21 18:00 | 6 | 21 | 18 | 172 | 4122 | 78.98 | 0 | 2273.3075 | Cooling | 0 | 4 | 0 | 0 | 0 | 6 | 0 | 2273.3075 | 4 | 2841.6344 | 2841.6344 | 0 | 6 | 0 | 284.1634 | 0.10929 | 1 | 0.5 | 0 | 8.2745 | 0 | 8.2745 | 0 | 2784.8017 | 348.1002 | 0.26777 | 1 | 0.53554 | 0 | 4.8451 | 0 | 4.8451
2007-06-21 19:00 | 6 | 21 | 19 | 172 | 4123 | 75.92 | 0 | 1931.6777 | Cooling | 0 | 4 | 0 | 0 | 0 | 6 | 0 | 1931.6777 | 4 | 2414.5971 | 2414.5971 | 0 | 6 | 0 | 241.4597 | 0.092869 | 1 | 0.5 | 0 | 8.2745 | 0 | 8.2745 | 0 | 2366.3051 | 295.7881 | 0.22753 | 1 | 0.5 | 0 | 4.1373 | 0 | 4.1373
2007-06-21 20:00 | 6 | 21 | 20 | 172 | 4124 | 75.92 | 0 | 962.2211 | Cooling | 0 | 4 | 0 | 0 | 0 | 6 | 0 | 962.2211 | 4 | 1202.7763 | 1202.7763 | 0 | 6 | 0 | 120.2776 | 0.046261 | 1 | 0.5 | 0 | 8.2745 | 0 | 8.2745 | 0 | 1178.7208 | 147.3401 | 0.11334 | 1 | 0.5 | 0 | 4.1373 | 0 | 4.1373
2007-06-21 21:00 | 6 | 21 | 21 | 172 | 4125 | 71.96 | 0 | 302.3421 | Cooling | 0 | 4 | 0 | 0 | 0 | 6 | 0 | 302.3421 | 4 | 377.9276 | 377.9276 | 0 | 6 | 0 | 37.7928 | 0.014536 | 1 | 0.5 | 0 | 8.2745 | 0 | 8.2745 | 0 | 370.369 | 46.2961 | 0.035612 | 1 | 0.5 | 0 | 4.1373 | 0 | 4.1373
2007-06-21 22:00 | 6 | 21 | 22 | 172 | 4126 | 69.98 | 4.9205 | 0 | Heating | 4.9205 | 4 | 3.9364 | 3.9364 | 0 | 6 | 0 | 0 | 4 | 0 | 0 | 0 | 6 | 0 | 0.78728 | 0.0003028 | 1 | 0.5 | 0 | 8.2745 | 0 | 8.2745 | 4.0168 | 0 | 0.22992 | 0.00017686 | 1 | 0.5 | 0 | 4.1373 | 0 | 4.1373
2007-06-21 23:00 | 6 | 21 | 23 | 172 | 4127 | 69.98 | 39.4426 | 0 | Heating | 39.4426 | 4 | 31.5541 | 31.5541 | 0 | 6 | 0 | 0 | 4 | 0 | 0 | 0 | 6 | 0 | 6.3108 | 0.0024272 | 1 | 0.5 | 0 | 8.2745 | 0 | 8.2745 | 32.1981 | 0 | 1.843 | 0.0014177 | 1 | 0.5 | 0 | 4.1373 | 0 | 4.1373
2007-06-22 | 6 | 22 | 0 | 173 | 4128 | 64.94 | 0 | 47.9818 | Cooling | 0 | 4 | 0 | 0 | 0 | 6 | 0 | 47.9818 | 4 | 59.9772 | 59.9772 | 0 | 6 | 0 | 5.9977 | 0.0023068 | 1 | 0.5 | 0 | 8.2745 | 0 | 8.2745 | 0 | 58.7777 | 7.3472 | 0.0056517 | 1 | 0.5 | 0 | 4.1373 | 0 | 4.1373
2007-06-22 01:00 | 6 | 22 | 1 | 173 | 4129 | 62.96 | 0 | 141.9074 | Cooling | 0 | 4 | 0 | 0 | 0 | 6 | 0 | 141.9074 | 4 | 177.3842 | 177.3842 | 0 | 6 | 0 | 17.7384 | 0.0068225 | 1 | 0.5 | 0 | 8.2745 | 0 | 8.2745 | 0 | 173.8365 | 21.7296 | 0.016715 | 1 | 0.5 | 0 | 4.1373 | 0 | 4.1373
2007-06-22 02:00 | 6 | 22 | 2 | 173 | 4130 | 62.96 | 0 | 141.9395 | Cooling | 0 | 4 | 0 | 0 | 0 | 6 | 0 | 141.9395 | 4 | 177.4243 | 177.4243 | 0 | 6 | 0 | 17.7424 | 0.006824 | 1 | 0.5 | 0 | 8.2745 | 0 | 8.2745 | 0 | 173.8759 | 21.7345 | 0.016719 | 1 | 0.5 | 0 | 4.1373 | 0 | 4.1373
2007-06-22 03:00 | 6 | 22 | 3 | 173 | 4131 | 60.98 | 0 | 125.5719 | Cooling | 0 | 4 | 0 | 0 | 0 | 6 | 0 | 125.5719 | 4 | 156.9649 | 156.9649 | 0 | 6 | 0 | 15.6965 | 0.0060371 | 1 | 0.5 | 0 | 8.2745 | 0 | 8.2745 | 0 | 153.8256 | 19.2282 | 0.014791 | 1 | 0.5 | 0 | 4.1373 | 0 | 4.1373
2007-06-22 04:00 | 6 | 22 | 4 | 173 | 4132 | 60.08 | 0 | 99.8233 | Cooling | 0 | 4 | 0 | 0 | 0 | 6 | 0 | 99.8233 | 4 | 124.7792 | 124.7792 | 0 | 6 | 0 | 12.4779 | 0.0047992 | 1 | 0.5 | 0 | 8.2745 | 0 | 8.2745 | 0 | 122.2836 | 15.2854 | 0.011758 | 1 | 0.5 | 0 | 4.1373 | 0 | 4.1373
2007-06-22 05:00 | 6 | 22 | 5 | 173 | 4133 | 60.08 | 0 | 65.356 | Cooling | 0 | 4 | 0 | 0 | 0 | 6 | 0 | 65.356 | 4 | 81.6951 | 81.6951 | 0 | 6 | 0 | 8.1695 | 0.0031421 | 1 | 0.5 | 0 | 8.2745 | 0 | 8.2745 | 0 | 80.0612 | 10.0076 | 0.0076982 | 1 | 0.5 | 0 | 4.1373 | 0 | 4.1373
2007-06-22 06:00 | 6 | 22 | 6 | 173 | 4134 | 60.98 | 355.1274 | 0 | Heating | 355.1274 | 4 | 284.1019 | 284.1019 | 0 | 6 | 0 | 0 | 4 | 0 | 0 | 0 | 6 | 0 | 56.8204 | 0.021854 | 1 | 0.5 | 0 | 8.2745 | 0 | 8.2745 | 289.8999 | 0 | 16.5942 | 0.012765 | 1 | 0.5 | 0 | 4.1373 | 0 | 4.1373
2007-06-22 07:00 | 6 | 22 | 7 | 173 | 4135 | 64.04 | 470.3877 | 0 | Heating | 470.3877 | 4 | 376.3102 | 376.3102 | 0 | 6 | 0 | 0 | 4 | 0 | 0 | 0 | 6 | 0 | 75.262 | 0.028947 | 1 | 0.5 | 0 | 8.2745 | 0 | 8.2745 | 383.99 | 0 | 21.98 | 0.016908 | 1 | 0.5 | 0 | 4.1373 | 0 | 4.1373
2007-06-22 08:00 | 6 | 22 | 8 | 173 | 4136 | 64.04 | 224.5245 | 0 | Heating | 224.5245 | 4 | 179.6196 | 179.6196 | 0 | 6 | 0 | 0 | 4 | 0 | 0 | 0 | 6 | 0 | 35.9239 | 0.013817 | 1 | 0.5 | 0 | 8.2745 | 0 | 8.2745 | 183.2853 | 0 | 10.4914 | 0.0080703 | 1 | 0.5 | 0 | 4.1373 | 0 | 4.1373
2007-06-22 09:00 | 6 | 22 | 9 | 173 | 4137 | 71.06 | 0 | 213.9174 | Cooling | 0 | 4 | 0 | 0 | 0 | 6 | 0 | 213.9174 | 4 | 267.3968 | 267.3968 | 0 | 6 | 0 | 26.7397 | 0.010284 | 1 | 0.5 | 0 | 8.2745 | 0 | 8.2745 | 0 | 262.0489 | 32.7561 | 0.025197 | 1 | 0.5 | 0 | 4.1373 | 0 | 4.1373
2007-06-22 10:00 | 6 | 22 | 10 | 173 | 4138 | 73.94 | 0 | 791.4314 | Cooling | 0 | 4 | 0 | 0 | 0 | 6 | 0 | 791.4314 | 4 | 989.2892 | 989.2892 | 0 | 6 | 0 | 98.9289 | 0.03805 | 1 | 0.5 | 0 | 8.2745 | 0 | 8.2745 | 0 | 969.5035 | 121.1879 | 0.093221 | 1 | 0.5 | 0 | 4.1373 | 0 | 4.1373
2007-06-22 11:00 | 6 | 22 | 11 | 173 | 4139 | 73.94 | 0 | 1509.4551 | Cooling | 0 | 4 | 0 | 0 | 0 | 6 | 0 | 1509.4551 | 4 | 1886.8189 | 1886.8189 | 0 | 6 | 0 | 188.6819 | 0.07257 | 1 | 0.5 | 0 | 8.2745 | 0 | 8.2745 | 0 | 1849.0825 | 231.1353 | 0.1778 | 1 | 0.5 | 0 | 4.1373 | 0 | 4.1373
2007-06-22 12:00 | 6 | 22 | 12 | 173 | 4140 | 75.92 | 0 | 2049.8341 | Cooling | 0 | 4 | 0 | 0 | 0 | 6 | 0 | 2049.8341 | 4 | 2562.2927 | 2562.2927 | 0 | 6 | 0 | 256.2293 | 0.09855 | 1 | 0.5 | 0 | 8.2745 | 0 | 8.2745 | 0 | 2511.0468 | 313.8809 | 0.24145 | 1 | 0.5 | 0 | 4.1373 | 0 | 4.1373
2007-06-22 13:00 | 6 | 22 | 13 | 173 | 4141 | 77 | 0 | 2522.0748 | Cooling | 0 | 4 | 0 | 0 | 0 | 6 | 0 | 2522.0748 | 4 | 3152.5935 | 3152.5935 | 0 | 6 | 0 | 315.2594 | 0.12125 | 1 | 0.5 | 0 | 8.2745 | 0 | 8.2745 | 0 | 3089.5417 | 386.1927 | 0.29707 | 1 | 0.59414 | 0 | 6.1522 | 0 | 6.1522
2007-06-22 14:00 | 6 | 22 | 14 | 173 | 4142 | 77 | 0 | 2767.3698 | Cooling | 0 | 4 | 0 | 0 | 0 | 6 | 0 | 2767.3698 | 4 | 3459.2123 | 3459.2123 | 0 | 6 | 0 | 345.9212 | 0.13305 | 1 | 0.5 | 0 | 8.2745 | 0 | 8.2745 | 0 | 3390.0281 | 423.7535 | 0.32596 | 1 | 0.65193 | 0 | 7.6163 | 0 | 7.6163
2007-06-22 15:00 | 6 | 22 | 15 | 173 | 4143 | 73.94 | 0 | 2963.453 | Cooling | 0 | 4 | 0 | 0 | 0 | 6 | 0 | 2963.453 | 4 | 3704.3163 | 3704.3163 | 0 | 6 | 0 | 370.4316 | 0.14247 | 1 | 0.5 | 0 | 8.2745 | 0 | 8.2745 | 0 | 3630.23 | 453.7787 | 0.34906 | 1 | 0.69812 | 0 | 8.9151 | 0 | 8.9151
2007-06-22 16:00 | 6 | 22 | 16 | 173 | 4144 | 75.02 | 0 | 2978.0175 | Cooling | 0 | 4 | 0 | 0 | 0 | 6 | 0 | 2978.0175 | 4 | 3722.5219 | 3722.5219 | 0 | 6 | 0 | 372.2522 | 0.14317 | 1 | 0.5 | 0 | 8.2745 | 0 | 8.2745 | 0 | 3648.0715 | 456.0089 | 0.35078 | 1 | 0.70155 | 0 | 9.0161 | 0 | 9.0161
2007-06-22 17:00 | 6 | 22 | 17 | 173 | 4145 | 75.02 | 0 | 2816.2383 | Cooling | 0 | 4 | 0 | 0 | 0 | 6 | 0 | 2816.2383 | 4 | 3520.2979 | 3520.2979 | 0 | 6 | 0 | 352.0298 | 0.1354 | 1 | 0.5 | 0 | 8.2745 | 0 | 8.2745 | 0 | 3449.892 | 431.2365 | 0.33172 | 1 | 0.66344 | 0 | 7.9292 | 0 | 7.9292
2007-06-22 18:00 | 6 | 22 | 18 | 173 | 4146 | 69.98 | 0 | 1762.1941 | Cooling | 0 | 4 | 0 | 0 | 0 | 6 | 0 | 1762.1941 | 4 | 2202.7426 | 2202.7426 | 0 | 6 | 0 | 220.2743 | 0.084721 | 1 | 0.5 | 0 | 8.2745 | 0 | 8.2745 | 0 | 2158.6877 | 269.836 | 0.20757 | 1 | 0.5 | 0 | 4.1373 | 0 | 4.1373
2007-06-22 19:00 | 6 | 22 | 19 | 173 | 4147 | 71.06 | 0 | 1425.7039 | Cooling | 0 | 4 | 0 | 0 | 0 | 6 | 0 | 1425.7039 | 4 | 1782.1298 | 1782.1298 | 0 | 6 | 0 | 178.213 | 0.068543 | 1 | 0.5 | 0 | 8.2745 | 0 | 8.2745 | 0 | 1746.4872 | 218.3109 | 0.16793 | 1 | 0.5 | 0 | 4.1373 | 0 | 4.1373
2007-06-22 20:00 | 6 | 22 | 20 | 173 | 4148 | 71.06 | 0 | 1024.5669 | Cooling | 0 | 4 | 0 | 0 | 0 | 6 | 0 | 1024.5669 | 4 | 1280.7086 | 1280.7086 | 0 | 6 | 0 | 128.0709 | 0.049258 | 1 | 0.5 | 0 | 8.2745 | 0 | 8.2745 | 0 | 1255.0944 | 156.8868 | 0.12068 | 1 | 0.5 | 0 | 4.1373 | 0 | 4.1373
2007-06-22 21:00 | 6 | 22 | 21 | 173 | 4149 | 68 | 0 | 686.7068 | Cooling | 0 | 4 | 0 | 0 | 0 | 6 | 0 | 686.7068 | 4 | 858.3835 | 858.3835 | 0 | 6 | 0 | 85.8383 | 0.033015 | 1 | 0.5 | 0 | 8.2745 | 0 | 8.2745 | 0 | 841.2158 | 105.152 | 0.080886 | 1 | 0.5 | 0 | 4.1373 | 0 | 4.1373
2007-06-22 22:00 | 6 | 22 | 22 | 173 | 4150 | 68 | 0 | 450.2082 | Cooling | 0 | 4 | 0 | 0 | 0 | 6 | 0 | 450.2082 | 4 | 562.7602 | 562.7602 | 0 | 6 | 0 | 56.276 | 0.021645 | 1 | 0.5 | 0 | 8.2745 | 0 | 8.2745 | 0 | 551.505 | 68.9381 | 0.053029 | 1 | 0.5 | 0 | 4.1373 | 0 | 4.1373
2007-06-22 23:00 | 6 | 22 | 23 | 173 | 4151 | 68 | 0 | 357.8645 | Cooling | 0 | 4 | 0 | 0 | 0 | 6 | 0 | 357.8645 | 4 | 447.3306 | 447.3306 | 0 | 6 | 0 | 44.7331 | 0.017205 | 1 | 0.5 | 0 | 8.2745 | 0 | 8.2745 | 0 | 438.384 | 54.798 | 0.042152 | 1 | 0.5 | 0 | 4.1373 | 0 | 4.1373
2007-06-23 | 6 | 23 | 0 | 174 | 4152 | 68 | 0 | 321.3067 | Cooling | 0 | 4 | 0 | 0 | 0 | 6 | 0 | 321.3067 | 4 | 401.6334 | 401.6334 | 0 | 6 | 0 | 40.1633 | 0.015447 | 1 | 0.5 | 0 | 8.2745 | 0 | 8.2745 | 0 | 393.6007 | 49.2001 | 0.037846 | 1 | 0.5 | 0 | 4.1373 | 0 | 4.1373
2007-06-23 01:00 | 6 | 23 | 1 | 174 | 4153 | 66.2 | 0 | 330.2912 | Cooling | 0 | 4 | 0 | 0 | 0 | 6 | 0 | 330.2912 | 4 | 412.864 | 412.864 | 0 | 6 | 0 | 41.2864 | 0.015879 | 1 | 0.5 | 0 | 8.2745 | 0 | 8.2745 | 0 | 404.6068 | 50.5758 | 0.038904 | 1 | 0.5 | 0 | 4.1373 | 0 | 4.1373
2007-06-23 02:00 | 6 | 23 | 2 | 174 | 4154 | 66.92 | 0 | 305.6931 | Cooling | 0 | 4 | 0 | 0 | 0 | 6 | 0 | 305.6931 | 4 | 382.1163 | 382.1163 | 0 | 6 | 0 | 38.2116 | 0.014697 | 1 | 0.5 | 0 | 8.2745 | 0 | 8.2745 | 0 | 374.474 | 46.8093 | 0.036007 | 1 | 0.5 | 0 | 4.1373 | 0 | 4.1373
2007-06-23 03:00 | 6 | 23 | 3 | 174 | 4155 | 68 | 0 | 298.8823 | Cooling | 0 | 4 | 0 | 0 | 0 | 6 | 0 | 298.8823 | 4 | 373.6029 | 373.6029 | 0 | 6 | 0 | 37.3603 | 0.014369 | 1 | 0.5 | 0 | 8.2745 | 0 | 8.2745 | 0 | 366.1308 | 45.7664 | 0.035205 | 1 | 0.5 | 0 | 4.1373 | 0 | 4.1373
2007-06-23 04:00 | 6 | 23 | 4 | 174 | 4156 | 68 | 0 | 279.3285 | Cooling | 0 | 4 | 0 | 0 | 0 | 6 | 0 | 279.3285 | 4 | 349.1606 | 349.1606 | 0 | 6 | 0 | 34.9161 | 0.013429 | 1 | 0.5 | 0 | 8.2745 | 0 | 8.2745 | 0 | 342.1774 | 42.7722 | 0.032902 | 1 | 0.5 | 0 | 4.1373 | 0 | 4.1373
2007-06-23 05:00 | 6 | 23 | 5 | 174 | 4157 | 66.92 | 0 | 286.5892 | Cooling | 0 | 4 | 0 | 0 | 0 | 6 | 0 | 286.5892 | 4 | 358.2365 | 358.2365 | 0 | 6 | 0 | 35.8236 | 0.013778 | 1 | 0.5 | 0 | 8.2745 | 0 | 8.2745 | 0 | 351.0717 | 43.884 | 0.033757 | 1 | 0.5 | 0 | 4.1373 | 0 | 4.1373
2007-06-23 06:00 | 6 | 23 | 6 | 174 | 4158 | 68 | 0 | 177.1142 | Cooling | 0 | 4 | 0 | 0 | 0 | 6 | 0 | 177.1142 | 4 | 221.3927 | 221.3927 | 0 | 6 | 0 | 22.1393 | 0.0085151 | 1 | 0.5 | 0 | 8.2745 | 0 | 8.2745 | 0 | 216.9649 | 27.1206 | 0.020862 | 1 | 0.5 | 0 | 4.1373 | 0 | 4.1373
2007-06-23 07:00 | 6 | 23 | 7 | 174 | 4159 | 69.8 | 89.2189 | 0 | Heating | 89.2189 | 4 | 71.3751 | 71.3751 | 0 | 6 | 0 | 0 | 4 | 0 | 0 | 0 | 6 | 0 | 14.275 | 0.0054904 | 1 | 0.5 | 0 | 8.2745 | 0 | 8.2745 | 72.8318 | 0 | 4.169 | 0.0032069 | 1 | 0.5 | 0 | 4.1373 | 0 | 4.1373
2007-06-23 08:00 | 6 | 23 | 8 | 174 | 4160 | 71.96 | 162.2299 | 0 | Heating | 162.2299 | 4 | 129.7839 | 129.7839 | 0 | 6 | 0 | 0 | 4 | 0 | 0 | 0 | 6 | 0 | 25.9568 | 0.0099834 | 1 | 0.5 | 0 | 8.2745 | 0 | 8.2745 | 132.4326 | 0 | 7.5806 | 0.0058312 | 1 | 0.5 | 0 | 4.1373 | 0 | 4.1373
2007-06-23 09:00 | 6 | 23 | 9 | 174 | 4161 | 75.02 | 0 | 120.0238 | Cooling | 0 | 4 | 0 | 0 | 0 | 6 | 0 | 120.0238 | 4 | 150.0297 | 150.0297 | 0 | 6 | 0 | 15.003 | 0.0057704 | 1 | 0.5 | 0 | 8.2745 | 0 | 8.2745 | 0 | 147.0291 | 18.3786 | 0.014137 | 1 | 0.5 | 0 | 4.1373 | 0 | 4.1373
2007-06-23 10:00 | 6 | 23 | 10 | 174 | 4162 | 75.92 | 0 | 507.1173 | Cooling | 0 | 4 | 0 | 0 | 0 | 6 | 0 | 507.1173 | 4 | 633.8967 | 633.8967 | 0 | 6 | 0 | 63.3897 | 0.024381 | 1 | 0.5 | 0 | 8.2745 | 0 | 8.2745 | 0 | 621.2188 | 77.6523 | 0.059733 | 1 | 0.5 | 0 | 4.1373 | 0 | 4.1373
2007-06-23 11:00 | 6 | 23 | 11 | 174 | 4163 | 75.92 | 0 | 797.0585 | Cooling | 0 | 4 | 0 | 0 | 0 | 6 | 0 | 797.0585 | 4 | 996.3232 | 996.3232 | 0 | 6 | 0 | 99.6323 | 0.03832 | 1 | 0.5 | 0 | 8.2745 | 0 | 8.2745 | 0 | 976.3967 | 122.0496 | 0.093884 | 1 | 0.5 | 0 | 4.1373 | 0 | 4.1373
2007-06-23 12:00 | 6 | 23 | 12 | 174 | 4164 | 78.98 | 0 | 1393.6147 | Cooling | 0 | 4 | 0 | 0 | 0 | 6 | 0 | 1393.6147 | 4 | 1742.0184 | 1742.0184 | 0 | 6 | 0 | 174.2018 | 0.067001 | 1 | 0.5 | 0 | 8.2745 | 0 | 8.2745 | 0 | 1707.1781 | 213.3973 | 0.16415 | 1 | 0.5 | 0 | 4.1373 | 0 | 4.1373
2007-06-23 13:00 | 6 | 23 | 13 | 174 | 4165 | 80.06 | 0 | 1718.2231 | Cooling | 0 | 4 | 0 | 0 | 0 | 6 | 0 | 1718.2231 | 4 | 2147.7789 | 2147.7789 | 0 | 6 | 0 | 214.7779 | 0.082607 | 1 | 0.5 | 0 | 8.2745 | 0 | 8.2745 | 0 | 2104.8233 | 263.1029 | 0.20239 | 1 | 0.5 | 0 | 4.1373 | 0 | 4.1373
2007-06-23 14:00 | 6 | 23 | 14 | 174 | 4166 | 80.06 | 0 | 1642.8296 | Cooling | 0 | 4 | 0 | 0 | 0 | 6 | 0 | 1642.8296 | 4 | 2053.537 | 2053.537 | 0 | 6 | 0 | 205.3537 | 0.078982 | 1 | 0.5 | 0 | 8.2745 | 0 | 8.2745 | 0 | 2012.4663 | 251.5583 | 0.19351 | 1 | 0.5 | 0 | 4.1373 | 0 | 4.1373
2007-06-23 15:00 | 6 | 23 | 15 | 174 | 4167 | 80.96 | 0 | 1724.9146 | Cooling | 0 | 4 | 0 | 0 | 0 | 6 | 0 | 1724.9146 | 4 | 2156.1432 | 2156.1432 | 0 | 6 | 0 | 215.6143 | 0.082929 | 1 | 0.5 | 0 | 8.2745 | 0 | 8.2745 | 0 | 2113.0203 | 264.1275 | 0.20318 | 1 | 0.5 | 0 | 4.1373 | 0 | 4.1373
2007-06-23 16:00 | 6 | 23 | 16 | 174 | 4168 | 80.06 | 0 | 1757.1897 | Cooling | 0 | 4 | 0 | 0 | 0 | 6 | 0 | 1757.1897 | 4 | 2196.4871 | 2196.4871 | 0 | 6 | 0 | 219.6487 | 0.08448 | 1 | 0.5 | 0 | 8.2745 | 0 | 8.2745 | 0 | 2152.5573 | 269.0697 | 0.20698 | 1 | 0.5 | 0 | 4.1373 | 0 | 4.1373
2007-06-23 17:00 | 6 | 23 | 17 | 174 | 4169 | 80.06 | 0 | 1800.3785 | Cooling | 0 | 4 | 0 | 0 | 0 | 6 | 0 | 1800.3785 | 4 | 2250.4732 | 2250.4732 | 0 | 6 | 0 | 225.0473 | 0.086557 | 1 | 0.5 | 0 | 8.2745 | 0 | 8.2745 | 0 | 2205.4637 | 275.683 | 0.21206 | 1 | 0.5 | 0 | 4.1373 | 0 | 4.1373
2007-06-23 18:00 | 6 | 23 | 18 | 174 | 4170 | 78.98 | 0 | 1637.0201 | Cooling | 0 | 4 | 0 | 0 | 0 | 6 | 0 | 1637.0201 | 4 | 2046.2751 | 2046.2751 | 0 | 6 | 0 | 204.6275 | 0.078703 | 1 | 0.5 | 0 | 8.2745 | 0 | 8.2745 | 0 | 2005.3496 | 250.6687 | 0.19282 | 1 | 0.5 | 0 | 4.1373 | 0 | 4.1373
2007-06-23 19:00 | 6 | 23 | 19 | 174 | 4171 | 78.08 | 0 | 1046.6347 | Cooling | 0 | 4 | 0 | 0 | 0 | 6 | 0 | 1046.6347 | 4 | 1308.2933 | 1308.2933 | 0 | 6 | 0 | 130.8293 | 0.050319 | 1 | 0.5 | 0 | 8.2745 | 0 | 8.2745 | 0 | 1282.1275 | 160.2659 | 0.12328 | 1 | 0.5 | 0 | 4.1373 | 0 | 4.1373
2007-06-23 20:00 | 6 | 23 | 20 | 174 | 4172 | 78.08 | 0 | 900.8247 | Cooling | 0 | 4 | 0 | 0 | 0 | 6 | 0 | 900.8247 | 4 | 1126.0308 | 1126.0308 | 0 | 6 | 0 | 112.6031 | 0.043309 | 1 | 0.5 | 0 | 8.2745 | 0 | 8.2745 | 0 | 1103.5102 | 137.9388 | 0.10611 | 1 | 0.5 | 0 | 4.1373 | 0 | 4.1373
2007-06-23 21:00 | 6 | 23 | 21 | 174 | 4173 | 71.96 | 0 | 397.5448 | Cooling | 0 | 4 | 0 | 0 | 0 | 6 | 0 | 397.5448 | 4 | 496.931 | 496.931 | 0 | 6 | 0 | 49.6931 | 0.019113 | 1 | 0.5 | 0 | 8.2745 | 0 | 8.2745 | 0 | 486.9924 | 60.8741 | 0.046826 | 1 | 0.5 | 0 | 4.1373 | 0 | 4.1373
2007-06-23 22:00 | 6 | 23 | 22 | 174 | 4174 | 71.96 | 0 | 217.5237 | Cooling | 0 | 4 | 0 | 0 | 0 | 6 | 0 | 217.5237 | 4 | 271.9046 | 271.9046 | 0 | 6 | 0 | 27.1905 | 0.010458 | 1 | 0.5 | 0 | 8.2745 | 0 | 8.2745 | 0 | 266.4665 | 33.3083 | 0.025622 | 1 | 0.5 | 0 | 4.1373 | 0 | 4.1373
2007-06-23 23:00 | 6 | 23 | 23 | 174 | 4175 | 71.96 | 0 | 120.7107 | Cooling | 0 | 4 | 0 | 0 | 0 | 6 | 0 | 120.7107 | 4 | 150.8884 | 150.8884 | 0 | 6 | 0 | 15.0888 | 0.0058034 | 1 | 0.5 | 0 | 8.2745 | 0 | 8.2745 | 0 | 147.8706 | 18.4838 | 0.014218 | 1 | 0.5 | 0 | 4.1373 | 0 | 4.1373
2007-06-24 | 6 | 24 | 0 | 175 | 4176 | 71.06 | 0 | 153.9262 | Cooling | 0 | 4 | 0 | 0 | 0 | 6 | 0 | 153.9262 | 4 | 192.4077 | 192.4077 | 0 | 6 | 0 | 19.2408 | 0.0074003 | 1 | 0.5 | 0 | 8.2745 | 0 | 8.2745 | 0 | 188.5596 | 23.5699 | 0.018131 | 1 | 0.5 | 0 | 4.1373 | 0 | 4.1373
2007-06-24 01:00 | 6 | 24 | 1 | 175 | 4177 | 71.96 | 0 | 208.5353 | Cooling | 0 | 4 | 0 | 0 | 0 | 6 | 0 | 208.5353 | 4 | 260.6692 | 260.6692 | 0 | 6 | 0 | 26.0669 | 0.010026 | 1 | 0.5 | 0 | 8.2745 | 0 | 8.2745 | 0 | 255.4558 | 31.932 | 0.024563 | 1 | 0.5 | 0 | 4.1373 | 0 | 4.1373
2007-06-24 02:00 | 6 | 24 | 2 | 175 | 4178 | 71.96 | 0 | 195.8365 | Cooling | 0 | 4 | 0 | 0 | 0 | 6 | 0 | 195.8365 | 4 | 244.7957 | 244.7957 | 0 | 6 | 0 | 24.4796 | 0.0094152 | 1 | 0.5 | 0 | 8.2745 | 0 | 8.2745 | 0 | 239.8998 | 29.9875 | 0.023067 | 1 | 0.5 | 0 | 4.1373 | 0 | 4.1373
2007-06-24 03:00 | 6 | 24 | 3 | 175 | 4179 | 73.04 | 0 | 183.479 | Cooling | 0 | 4 | 0 | 0 | 0 | 6 | 0 | 183.479 | 4 | 229.3488 | 229.3488 | 0 | 6 | 0 | 22.9349 | 0.0088211 | 1 | 0.5 | 0 | 8.2745 | 0 | 8.2745 | 0 | 224.7618 | 28.0952 | 0.021612 | 1 | 0.5 | 0 | 4.1373 | 0 | 4.1373
2007-06-24 04:00 | 6 | 24 | 4 | 175 | 4180 | 71.96 | 0 | 163.7738 | Cooling | 0 | 4 | 0 | 0 | 0 | 6 | 0 | 163.7738 | 4 | 204.7173 | 204.7173 | 0 | 6 | 0 | 20.4717 | 0.0078737 | 1 | 0.5 | 0 | 8.2745 | 0 | 8.2745 | 0 | 200.6229 | 25.0779 | 0.019291 | 1 | 0.5 | 0 | 4.1373 | 0 | 4.1373
2007-06-24 05:00 | 6 | 24 | 5 | 175 | 4181 | 71.96 | 0 | 152.1244 | Cooling | 0 | 4 | 0 | 0 | 0 | 6 | 0 | 152.1244 | 4 | 190.1555 | 190.1555 | 0 | 6 | 0 | 19.0155 | 0.0073137 | 1 | 0.5 | 0 | 8.2745 | 0 | 8.2745 | 0 | 186.3524 | 23.294 | 0.017918 | 1 | 0.5 | 0 | 4.1373 | 0 | 4.1373
2007-06-24 06:00 | 6 | 24 | 6 | 175 | 4182 | 73.04 | 71.4456 | 0 | Heating | 71.4456 | 4 | 57.1565 | 57.1565 | 0 | 6 | 0 | 0 | 4 | 0 | 0 | 0 | 6 | 0 | 11.4313 | 0.0043967 | 1 | 0.5 | 0 | 8.2745 | 0 | 8.2745 | 58.323 | 0 | 3.3385 | 0.002568 | 1 | 0.5 | 0 | 4.1373 | 0 | 4.1373
2007-06-24 07:00 | 6 | 24 | 7 | 175 | 4183 | 75.92 | 37.6724 | 0 | Heating | 37.6724 | 4 | 30.1379 | 30.1379 | 0 | 6 | 0 | 0 | 4 | 0 | 0 | 0 | 6 | 0 | 6.0276 | 0.0023183 | 1 | 0.5 | 0 | 8.2745 | 0 | 8.2745 | 30.753 | 0 | 1.7603 | 0.0013541 | 1 | 0.5 | 0 | 4.1373 | 0 | 4.1373
2007-06-24 08:00 | 6 | 24 | 8 | 175 | 4184 | 75.92 | 0 | 1116.4235 | Cooling | 0 | 4 | 0 | 0 | 0 | 6 | 0 | 1116.4235 | 4 | 1395.5294 | 1395.5294 | 0 | 6 | 0 | 139.5529 | 0.053674 | 1 | 0.5 | 0 | 8.2745 | 0 | 8.2745 | 0 | 1367.6188 | 170.9523 | 0.1315 | 1 | 0.5 | 0 | 4.1373 | 0 | 4.1373
2007-06-24 09:00 | 6 | 24 | 9 | 175 | 4185 | 78.08 | 0 | 1368.0608 | Cooling | 0 | 4 | 0 | 0 | 0 | 6 | 0 | 1368.0608 | 4 | 1710.076 | 1710.076 | 0 | 6 | 0 | 171.0076 | 0.065772 | 1 | 0.5 | 0 | 8.2745 | 0 | 8.2745 | 0 | 1675.8745 | 209.4843 | 0.16114 | 1 | 0.5 | 0 | 4.1373 | 0 | 4.1373
2007-06-24 10:00 | 6 | 24 | 10 | 175 | 4186 | 84.02 | 0 | 1674.1686 | Cooling | 0 | 4 | 0 | 0 | 0 | 6 | 0 | 1674.1686 | 4 | 2092.7107 | 2092.7107 | 0 | 6 | 0 | 209.2711 | 0.080489 | 1 | 0.5 | 0 | 8.2745 | 0 | 8.2745 | 0 | 2050.8565 | 256.3571 | 0.1972 | 1 | 0.5 | 0 | 4.1373 | 0 | 4.1373
2007-06-24 11:00 | 6 | 24 | 11 | 175 | 4187 | 84.02 | 0 | 2162.9152 | Cooling | 0 | 4 | 0 | 0 | 0 | 6 | 0 | 2162.9152 | 4 | 2703.644 | 2703.644 | 0 | 6 | 0 | 270.3644 | 0.10399 | 1 | 0.5 | 0 | 8.2745 | 0 | 8.2745 | 0 | 2649.5712 | 331.1964 | 0.25477 | 1 | 0.50953 | 0 | 4.3209 | 0 | 4.3209
2007-06-24 12:00 | 6 | 24 | 12 | 175 | 4188 | 86 | 0 | 2506.8204 | Cooling | 0 | 4 | 0 | 0 | 0 | 6 | 0 | 2506.8204 | 4 | 3133.5255 | 3133.5255 | 0 | 6 | 0 | 313.3525 | 0.12052 | 1 | 0.5 | 0 | 8.2745 | 0 | 8.2745 | 0 | 3070.855 | 383.8569 | 0.29527 | 1 | 0.59055 | 0 | 6.067 | 0 | 6.067
2007-06-24 13:00 | 6 | 24 | 13 | 175 | 4189 | 77 | 0 | 2568.4948 | Cooling | 0 | 4 | 0 | 0 | 0 | 6 | 0 | 2568.4948 | 4 | 3210.6185 | 3210.6185 | 0 | 6 | 0 | 321.0619 | 0.12349 | 1 | 0.5 | 0 | 8.2745 | 0 | 8.2745 | 0 | 3146.4061 | 393.3008 | 0.30254 | 1 | 0.60508 | 0 | 6.4158 | 0 | 6.4158
2007-06-24 14:00 | 6 | 24 | 14 | 175 | 4190 | 77 | 0 | 2459.066 | Cooling | 0 | 4 | 0 | 0 | 0 | 6 | 0 | 2459.066 | 4 | 3073.8325 | 3073.8325 | 0 | 6 | 0 | 307.3833 | 0.11822 | 1 | 0.5 | 0 | 8.2745 | 0 | 8.2745 | 0 | 3012.3559 | 376.5445 | 0.28965 | 1 | 0.5793 | 0 | 5.8044 | 0 | 5.8044
2007-06-24 15:00 | 6 | 24 | 15 | 175 | 4191 | 78.8 | 0 | 2716.8126 | Cooling | 0 | 4 | 0 | 0 | 0 | 6 | 0 | 2716.8126 | 4 | 3396.0157 | 3396.0157 | 0 | 6 | 0 | 339.6016 | 0.13062 | 1 | 0.5 | 0 | 8.2745 | 0 | 8.2745 | 0 | 3328.0954 | 416.0119 | 0.32001 | 1 | 0.64002 | 0 | 7.3 | 0 | 7.3
2007-06-24 16:00 | 6 | 24 | 16 | 175 | 4192 | 80.06 | 0 | 2644.5956 | Cooling | 0 | 4 | 0 | 0 | 0 | 6 | 0 | 2644.5956 | 4 | 3305.7445 | 3305.7445 | 0 | 6 | 0 | 330.5745 | 0.12714 | 1 | 0.5 | 0 | 8.2745 | 0 | 8.2745 | 0 | 3239.6296 | 404.9537 | 0.3115 | 1 | 0.62301 | 0 | 6.8614 | 0 | 6.8614
2007-06-24 17:00 | 6 | 24 | 17 | 175 | 4193 | 80.06 | 0 | 2280.3113 | Cooling | 0 | 4 | 0 | 0 | 0 | 6 | 0 | 2280.3113 | 4 | 2850.3892 | 2850.3892 | 0 | 6 | 0 | 285.0389 | 0.10963 | 1 | 0.5 | 0 | 8.2745 | 0 | 8.2745 | 0 | 2793.3814 | 349.1727 | 0.26859 | 1 | 0.53719 | 0 | 4.8795 | 0 | 4.8795
2007-06-24 18:00 | 6 | 24 | 18 | 175 | 4194 | 80.06 | 0 | 1488.8079 | Cooling | 0 | 4 | 0 | 0 | 0 | 6 | 0 | 1488.8079 | 4 | 1861.0098 | 1861.0098 | 0 | 6 | 0 | 186.101 | 0.071577 | 1 | 0.5 | 0 | 8.2745 | 0 | 8.2745 | 0 | 1823.7896 | 227.9737 | 0.17536 | 1 | 0.5 | 0 | 4.1373 | 0 | 4.1373
2007-06-24 19:00 | 6 | 24 | 19 | 175 | 4195 | 77 | 0 | 844.6057 | Cooling | 0 | 4 | 0 | 0 | 0 | 6 | 0 | 844.6057 | 4 | 1055.7571 | 1055.7571 | 0 | 6 | 0 | 105.5757 | 0.040606 | 1 | 0.5 | 0 | 8.2745 | 0 | 8.2745 | 0 | 1034.642 | 129.3303 | 0.099485 | 1 | 0.5 | 0 | 4.1373 | 0 | 4.1373
2007-06-24 20:00 | 6 | 24 | 20 | 175 | 4196 | 77 | 0 | 402.6137 | Cooling | 0 | 4 | 0 | 0 | 0 | 6 | 0 | 402.6137 | 4 | 503.2671 | 503.2671 | 0 | 6 | 0 | 50.3267 | 0.019356 | 1 | 0.5 | 0 | 8.2745 | 0 | 8.2745 | 0 | 493.2018 | 61.6502 | 0.047423 | 1 | 0.5 | 0 | 4.1373 | 0 | 4.1373
2007-06-24 21:00 | 6 | 24 | 21 | 175 | 4197 | 71.96 | 0 | 252.1368 | Cooling | 0 | 4 | 0 | 0 | 0 | 6 | 0 | 252.1368 | 4 | 315.171 | 315.171 | 0 | 6 | 0 | 31.5171 | 0.012122 | 1 | 0.5 | 0 | 8.2745 | 0 | 8.2745 | 0 | 308.8676 | 38.6085 | 0.029699 | 1 | 0.5 | 0 | 4.1373 | 0 | 4.1373
2007-06-24 22:00 | 6 | 24 | 22 | 175 | 4198 | 69.98 | 17.3124 | 0 | Heating | 17.3124 | 4 | 13.8499 | 13.8499 | 0 | 6 | 0 | 0 | 4 | 0 | 0 | 0 | 6 | 0 | 2.77 | 0.0010654 | 1 | 0.5 | 0 | 8.2745 | 0 | 8.2745 | 14.1325 | 0 | 0.80896 | 0.00062228 | 1 | 0.5 | 0 | 4.1373 | 0 | 4.1373
2007-06-24 23:00 | 6 | 24 | 23 | 175 | 4199 | 69.98 | 58.7454 | 0 | Heating | 58.7454 | 4 | 46.9964 | 46.9964 | 0 | 6 | 0 | 0 | 4 | 0 | 0 | 0 | 6 | 0 | 9.3993 | 0.0036151 | 1 | 0.5 | 0 | 8.2745 | 0 | 8.2745 | 47.9555 | 0 | 2.745 | 0.0021116 | 1 | 0.5 | 0 | 4.1373 | 0 | 4.1373
2007-06-25 | 6 | 25 | 0 | 176 | 4200 | 66.92 | 30.5871 | 0 | Heating | 30.5871 | 4 | 24.4697 | 24.4697 | 0 | 6 | 0 | 0 | 4 | 0 | 0 | 0 | 6 | 0 | 4.8939 | 0.0018823 | 1 | 0.5 | 0 | 8.2745 | 0 | 8.2745 | 24.9691 | 0 | 1.4293 | 0.0010994 | 1 | 0.5 | 0 | 4.1373 | 0 | 4.1373
2007-06-25 01:00 | 6 | 25 | 1 | 176 | 4201 | 66.02 | 0 | 91.0877 | Cooling | 0 | 4 | 0 | 0 | 0 | 6 | 0 | 91.0877 | 4 | 113.8597 | 113.8597 | 0 | 6 | 0 | 11.386 | 0.0043792 | 1 | 0.5 | 0 | 8.2745 | 0 | 8.2745 | 0 | 111.5825 | 13.9478 | 0.010729 | 1 | 0.5 | 0 | 4.1373 | 0 | 4.1373
2007-06-25 02:00 | 6 | 25 | 2 | 176 | 4202 | 66.02 | 0 | 82.3681 | Cooling | 0 | 4 | 0 | 0 | 0 | 6 | 0 | 82.3681 | 4 | 102.9601 | 102.9601 | 0 | 6 | 0 | 10.296 | 0.00396 | 1 | 0.5 | 0 | 8.2745 | 0 | 8.2745 | 0 | 100.9009 | 12.6126 | 0.009702 | 1 | 0.5 | 0 | 4.1373 | 0 | 4.1373
2007-06-25 03:00 | 6 | 25 | 3 | 176 | 4203 | 62.96 | 0 | 71.8391 | Cooling | 0 | 4 | 0 | 0 | 0 | 6 | 0 | 71.8391 | 4 | 89.7988 | 89.7988 | 0 | 6 | 0 | 8.9799 | 0.0034538 | 1 | 0.5 | 0 | 8.2745 | 0 | 8.2745 | 0 | 88.0028 | 11.0004 | 0.0084618 | 1 | 0.5 | 0 | 4.1373 | 0 | 4.1373
2007-06-25 04:00 | 6 | 25 | 4 | 176 | 4204 | 60.98 | 0 | 41.1817 | Cooling | 0 | 4 | 0 | 0 | 0 | 6 | 0 | 41.1817 | 4 | 51.4772 | 51.4772 | 0 | 6 | 0 | 5.1477 | 0.0019799 | 1 | 0.5 | 0 | 8.2745 | 0 | 8.2745 | 0 | 50.4476 | 6.306 | 0.0048507 | 1 | 0.5 | 0 | 4.1373 | 0 | 4.1373
2007-06-25 05:00 | 6 | 25 | 5 | 176 | 4205 | 60.98 | 28.2398 | 0 | Heating | 28.2398 | 4 | 22.5919 | 22.5919 | 0 | 6 | 0 | 0 | 4 | 0 | 0 | 0 | 6 | 0 | 4.5184 | 0.0017378 | 1 | 0.5 | 0 | 8.2745 | 0 | 8.2745 | 23.0529 | 0 | 1.3196 | 0.0010151 | 1 | 0.5 | 0 | 4.1373 | 0 | 4.1373
2007-06-25 06:00 | 6 | 25 | 6 | 176 | 4206 | 64.04 | 699.5339 | 0 | Heating | 699.5339 | 4 | 559.6271 | 559.6271 | 0 | 6 | 0 | 0 | 4 | 0 | 0 | 0 | 6 | 0 | 111.9254 | 0.043048 | 1 | 0.5 | 0 | 8.2745 | 0 | 8.2745 | 571.0481 | 0 | 32.6874 | 0.025144 | 1 | 0.5 | 0 | 4.1373 | 0 | 4.1373
2007-06-25 07:00 | 6 | 25 | 7 | 176 | 4207 | 68 | 699.4307 | 0 | Heating | 699.4307 | 4 | 559.5446 | 559.5446 | 0 | 6 | 0 | 0 | 4 | 0 | 0 | 0 | 6 | 0 | 111.9089 | 0.043042 | 1 | 0.5 | 0 | 8.2745 | 0 | 8.2745 | 570.9639 | 0 | 32.6825 | 0.02514 | 1 | 0.5 | 0 | 4.1373 | 0 | 4.1373
2007-06-25 08:00 | 6 | 25 | 8 | 176 | 4208 | 68 | 497.003 | 0 | Heating | 497.003 | 4 | 397.6024 | 397.6024 | 0 | 6 | 0 | 0 | 4 | 0 | 0 | 0 | 6 | 0 | 79.5205 | 0.030585 | 1 | 0.5 | 0 | 8.2745 | 0 | 8.2745 | 405.7167 | 0 | 23.2236 | 0.017864 | 1 | 0.5 | 0 | 4.1373 | 0 | 4.1373
2007-06-25 09:00 | 6 | 25 | 9 | 176 | 4209 | 73.04 | 145.6248 | 0 | Heating | 145.6248 | 4 | 116.4998 | 116.4998 | 0 | 6 | 0 | 0 | 4 | 0 | 0 | 0 | 6 | 0 | 23.3 | 0.0089615 | 1 | 0.5 | 0 | 8.2745 | 0 | 8.2745 | 118.8774 | 0 | 6.8047 | 0.0052344 | 1 | 0.5 | 0 | 4.1373 | 0 | 4.1373
2007-06-25 10:00 | 6 | 25 | 10 | 176 | 4210 | 75.02 | 0 | 48.2642 | Cooling | 0 | 4 | 0 | 0 | 0 | 6 | 0 | 48.2642 | 4 | 60.3303 | 60.3303 | 0 | 6 | 0 | 6.033 | 0.0023204 | 1 | 0.5 | 0 | 8.2745 | 0 | 8.2745 | 0 | 59.1237 | 7.3905 | 0.005685 | 1 | 0.5 | 0 | 4.1373 | 0 | 4.1373
2007-06-25 11:00 | 6 | 25 | 11 | 176 | 4211 | 75.02 | 0 | 335.0723 | Cooling | 0 | 4 | 0 | 0 | 0 | 6 | 0 | 335.0723 | 4 | 418.8404 | 418.8404 | 0 | 6 | 0 | 41.884 | 0.016109 | 1 | 0.5 | 0 | 8.2745 | 0 | 8.2745 | 0 | 410.4636 | 51.3079 | 0.039468 | 1 | 0.5 | 0 | 4.1373 | 0 | 4.1373
2007-06-25 12:00 | 6 | 25 | 12 | 176 | 4212 | 78.98 | 0 | 485.3567 | Cooling | 0 | 4 | 0 | 0 | 0 | 6 | 0 | 485.3567 | 4 | 606.6959 | 606.6959 | 0 | 6 | 0 | 60.6696 | 0.023334 | 1 | 0.5 | 0 | 8.2745 | 0 | 8.2745 | 0 | 594.562 | 74.3203 | 0.057169 | 1 | 0.5 | 0 | 4.1373 | 0 | 4.1373
2007-06-25 13:00 | 6 | 25 | 13 | 176 | 4213 | 80.06 | 0 | 652.1615 | Cooling | 0 | 4 | 0 | 0 | 0 | 6 | 0 | 652.1615 | 4 | 815.2019 | 815.2019 | 0 | 6 | 0 | 81.5202 | 0.031354 | 1 | 0.5 | 0 | 8.2745 | 0 | 8.2745 | 0 | 798.8979 | 99.8622 | 0.076817 | 1 | 0.5 | 0 | 4.1373 | 0 | 4.1373
2007-06-25 14:00 | 6 | 25 | 14 | 176 | 4214 | 80.06 | 0 | 740.1206 | Cooling | 0 | 4 | 0 | 0 | 0 | 6 | 0 | 740.1206 | 4 | 925.1508 | 925.1508 | 0 | 6 | 0 | 92.5151 | 0.035583 | 1 | 0.5 | 0 | 8.2745 | 0 | 8.2745 | 0 | 906.6478 | 113.331 | 0.087178 | 1 | 0.5 | 0 | 4.1373 | 0 | 4.1373
2007-06-25 15:00 | 6 | 25 | 15 | 176 | 4215 | 80.96 | 0 | 948.3759 | Cooling | 0 | 4 | 0 | 0 | 0 | 6 | 0 | 948.3759 | 4 | 1185.4699 | 1185.4699 | 0 | 6 | 0 | 118.547 | 0.045595 | 1 | 0.5 | 0 | 8.2745 | 0 | 8.2745 | 0 | 1161.7605 | 145.2201 | 0.11171 | 1 | 0.5 | 0 | 4.1373 | 0 | 4.1373
2007-06-25 16:00 | 6 | 25 | 16 | 176 | 4216 | 80.96 | 0 | 989.2004 | Cooling | 0 | 4 | 0 | 0 | 0 | 6 | 0 | 989.2004 | 4 | 1236.5005 | 1236.5005 | 0 | 6 | 0 | 123.6501 | 0.047558 | 1 | 0.5 | 0 | 8.2745 | 0 | 8.2745 | 0 | 1211.7705 | 151.4713 | 0.11652 | 1 | 0.5 | 0 | 4.1373 | 0 | 4.1373
2007-06-25 17:00 | 6 | 25 | 17 | 176 | 4217 | 80.96 | 0 | 897.471 | Cooling | 0 | 4 | 0 | 0 | 0 | 6 | 0 | 897.471 | 4 | 1121.8388 | 1121.8388 | 0 | 6 | 0 | 112.1839 | 0.043148 | 1 | 0.5 | 0 | 8.2745 | 0 | 8.2745 | 0 | 1099.402 | 137.4253 | 0.10571 | 1 | 0.5 | 0 | 4.1373 | 0 | 4.1373
2007-06-25 18:00 | 6 | 25 | 18 | 176 | 4218 | 78.98 | 0 | 492.1278 | Cooling | 0 | 4 | 0 | 0 | 0 | 6 | 0 | 492.1278 | 4 | 615.1597 | 615.1597 | 0 | 6 | 0 | 61.516 | 0.02366 | 1 | 0.5 | 0 | 8.2745 | 0 | 8.2745 | 0 | 602.8565 | 75.3571 | 0.057967 | 1 | 0.5 | 0 | 4.1373 | 0 | 4.1373
2007-06-25 19:00 | 6 | 25 | 19 | 176 | 4219 | 77 | 0 | 303.2891 | Cooling | 0 | 4 | 0 | 0 | 0 | 6 | 0 | 303.2891 | 4 | 379.1114 | 379.1114 | 0 | 6 | 0 | 37.9111 | 0.014581 | 1 | 0.5 | 0 | 8.2745 | 0 | 8.2745 | 0 | 371.5292 | 46.4411 | 0.035724 | 1 | 0.5 | 0 | 4.1373 | 0 | 4.1373
2007-06-25 20:00 | 6 | 25 | 20 | 176 | 4220 | 77 | 0 | 172.4078 | Cooling | 0 | 4 | 0 | 0 | 0 | 6 | 0 | 172.4078 | 4 | 215.5098 | 215.5098 | 0 | 6 | 0 | 21.551 | 0.0082888 | 1 | 0.5 | 0 | 8.2745 | 0 | 8.2745 | 0 | 211.1996 | 26.3999 | 0.020308 | 1 | 0.5 | 0 | 4.1373 | 0 | 4.1373
2007-06-25 21:00 | 6 | 25 | 21 | 176 | 4221 | 71.06 | 0 | 62.1107 | Cooling | 0 | 4 | 0 | 0 | 0 | 6 | 0 | 62.1107 | 4 | 77.6384 | 77.6384 | 0 | 6 | 0 | 7.7638 | 0.0029861 | 1 | 0.5 | 0 | 8.2745 | 0 | 8.2745 | 0 | 76.0856 | 9.5107 | 0.0073159 | 1 | 0.5 | 0 | 4.1373 | 0 | 4.1373
2007-06-25 22:00 | 6 | 25 | 22 | 176 | 4222 | 69.08 | 97.0299 | 0 | Heating | 97.0299 | 4 | 77.624 | 77.624 | 0 | 6 | 0 | 0 | 4 | 0 | 0 | 0 | 6 | 0 | 15.5248 | 0.0059711 | 1 | 0.5 | 0 | 8.2745 | 0 | 8.2745 | 79.2081 | 0 | 4.534 | 0.0034877 | 1 | 0.5 | 0 | 4.1373 | 0 | 4.1373
2007-06-25 23:00 | 6 | 25 | 23 | 176 | 4223 | 69.08 | 138.4587 | 0 | Heating | 138.4587 | 4 | 110.7669 | 110.7669 | 0 | 6 | 0 | 0 | 4 | 0 | 0 | 0 | 6 | 0 | 22.1534 | 0.0085205 | 1 | 0.5 | 0 | 8.2745 | 0 | 8.2745 | 113.0275 | 0 | 6.4698 | 0.0049768 | 1 | 0.5 | 0 | 4.1373 | 0 | 4.1373
2007-06-26 | 6 | 26 | 0 | 177 | 4224 | 64.94 | 114.5084 | 0 | Heating | 114.5084 | 4 | 91.6067 | 91.6067 | 0 | 6 | 0 | 0 | 4 | 0 | 0 | 0 | 6 | 0 | 18.3213 | 0.0070467 | 1 | 0.5 | 0 | 8.2745 | 0 | 8.2745 | 93.4762 | 0 | 5.3507 | 0.0041159 | 1 | 0.5 | 0 | 4.1373 | 0 | 4.1373
2007-06-26 01:00 | 6 | 26 | 1 | 177 | 4225 | 64.04 | 0 | 11.2286 | Cooling | 0 | 4 | 0 | 0 | 0 | 6 | 0 | 11.2286 | 4 | 14.0358 | 14.0358 | 0 | 6 | 0 | 1.4036 | 0.00053984 | 1 | 0.5 | 0 | 8.2745 | 0 | 8.2745 | 0 | 13.7551 | 1.7194 | 0.0013226 | 1 | 0.5 | 0 | 4.1373 | 0 | 4.1373
2007-06-26 02:00 | 6 | 26 | 2 | 177 | 4226 | 64.04 | 44.2207 | 0 | Heating | 44.2207 | 4 | 35.3765 | 35.3765 | 0 | 6 | 0 | 0 | 4 | 0 | 0 | 0 | 6 | 0 | 7.0753 | 0.0027213 | 1 | 0.5 | 0 | 8.2745 | 0 | 8.2745 | 36.0985 | 0 | 2.0663 | 0.0015895 | 1 | 0.5 | 0 | 4.1373 | 0 | 4.1373
2007-06-26 03:00 | 6 | 26 | 3 | 177 | 4227 | 62.96 | 86.3753 | 0 | Heating | 86.3753 | 4 | 69.1003 | 69.1003 | 0 | 6 | 0 | 0 | 4 | 0 | 0 | 0 | 6 | 0 | 13.8201 | 0.0053154 | 1 | 0.5 | 0 | 8.2745 | 0 | 8.2745 | 70.5105 | 0 | 4.0361 | 0.0031047 | 1 | 0.5 | 0 | 4.1373 | 0 | 4.1373
2007-06-26 04:00 | 6 | 26 | 4 | 177 | 4228 | 60.98 | 90.1515 | 0 | Heating | 90.1515 | 4 | 72.1212 | 72.1212 | 0 | 6 | 0 | 0 | 4 | 0 | 0 | 0 | 6 | 0 | 14.4242 | 0.0055478 | 1 | 0.5 | 0 | 8.2745 | 0 | 8.2745 | 73.593 | 0 | 4.2125 | 0.0032404 | 1 | 0.5 | 0 | 4.1373 | 0 | 4.1373
2007-06-26 05:00 | 6 | 26 | 5 | 177 | 4229 | 60.98 | 142.9554 | 0 | Heating | 142.9554 | 4 | 114.3643 | 114.3643 | 0 | 6 | 0 | 0 | 4 | 0 | 0 | 0 | 6 | 0 | 22.8729 | 0.0087973 | 1 | 0.5 | 0 | 8.2745 | 0 | 8.2745 | 116.6983 | 0 | 6.6799 | 0.0051384 | 1 | 0.5 | 0 | 4.1373 | 0 | 4.1373
2007-06-26 06:00 | 6 | 26 | 6 | 177 | 4230 | 64.04 | 965.3639 | 0 | Heating | 965.3639 | 4 | 772.2911 | 772.2911 | 0 | 6 | 0 | 0 | 4 | 0 | 0 | 0 | 6 | 0 | 154.4582 | 0.059407 | 1 | 0.5 | 0 | 8.2745 | 0 | 8.2745 | 788.0522 | 0 | 45.1089 | 0.034699 | 1 | 0.5 | 0 | 4.1373 | 0 | 4.1373
2007-06-26 07:00 | 6 | 26 | 7 | 177 | 4231 | 68 | 892.8854 | 0 | Heating | 892.8854 | 4 | 714.3084 | 714.3084 | 0 | 6 | 0 | 0 | 4 | 0 | 0 | 0 | 6 | 0 | 142.8617 | 0.054947 | 1 | 0.5 | 0 | 8.2745 | 0 | 8.2745 | 728.8861 | 0 | 41.7222 | 0.032094 | 1 | 0.5 | 0 | 4.1373 | 0 | 4.1373
2007-06-26 08:00 | 6 | 26 | 8 | 177 | 4232 | 68 | 584.7743 | 0 | Heating | 584.7743 | 4 | 467.8194 | 467.8194 | 0 | 6 | 0 | 0 | 4 | 0 | 0 | 0 | 6 | 0 | 93.5639 | 0.035986 | 1 | 0.5 | 0 | 8.2745 | 0 | 8.2745 | 477.3667 | 0 | 27.3249 | 0.021019 | 1 | 0.5 | 0 | 4.1373 | 0 | 4.1373
2007-06-26 09:00 | 6 | 26 | 9 | 177 | 4233 | 71.06 | 113.8015 | 0 | Heating | 113.8015 | 4 | 91.0412 | 91.0412 | 0 | 6 | 0 | 0 | 4 | 0 | 0 | 0 | 6 | 0 | 18.2082 | 0.0070032 | 1 | 0.5 | 0 | 8.2745 | 0 | 8.2745 | 92.8992 | 0 | 5.3176 | 0.0040905 | 1 | 0.5 | 0 | 4.1373 | 0 | 4.1373
2007-06-26 10:00 | 6 | 26 | 10 | 177 | 4234 | 73.94 | 0 | 273.5934 | Cooling | 0 | 4 | 0 | 0 | 0 | 6 | 0 | 273.5934 | 4 | 341.9918 | 341.9918 | 0 | 6 | 0 | 34.1992 | 0.013154 | 1 | 0.5 | 0 | 8.2745 | 0 | 8.2745 | 0 | 335.152 | 41.894 | 0.032226 | 1 | 0.5 | 0 | 4.1373 | 0 | 4.1373
2007-06-26 11:00 | 6 | 26 | 11 | 177 | 4235 | 73.94 | 0 | 944.266 | Cooling | 0 | 4 | 0 | 0 | 0 | 6 | 0 | 944.266 | 4 | 1180.3325 | 1180.3325 | 0 | 6 | 0 | 118.0333 | 0.045397 | 1 | 0.5 | 0 | 8.2745 | 0 | 8.2745 | 0 | 1156.7259 | 144.5907 | 0.11122 | 1 | 0.5 | 0 | 4.1373 | 0 | 4.1373
2007-06-26 12:00 | 6 | 26 | 12 | 177 | 4236 | 78.08 | 0 | 1377.0137 | Cooling | 0 | 4 | 0 | 0 | 0 | 6 | 0 | 1377.0137 | 4 | 1721.2671 | 1721.2671 | 0 | 6 | 0 | 172.1267 | 0.066203 | 1 | 0.5 | 0 | 8.2745 | 0 | 8.2745 | 0 | 1686.8418 | 210.8552 | 0.1622 | 1 | 0.5 | 0 | 4.1373 | 0 | 4.1373
2007-06-26 13:00 | 6 | 26 | 13 | 177 | 4237 | 75.92 | 0 | 1623.6122 | Cooling | 0 | 4 | 0 | 0 | 0 | 6 | 0 | 1623.6122 | 4 | 2029.5152 | 2029.5152 | 0 | 6 | 0 | 202.9515 | 0.078058 | 1 | 0.5 | 0 | 8.2745 | 0 | 8.2745 | 0 | 1988.9249 | 248.6156 | 0.19124 | 1 | 0.5 | 0 | 4.1373 | 0 | 4.1373
2007-06-26 14:00 | 6 | 26 | 14 | 177 | 4238 | 75.92 | 0 | 1732.5857 | Cooling | 0 | 4 | 0 | 0 | 0 | 6 | 0 | 1732.5857 | 4 | 2165.7321 | 2165.7321 | 0 | 6 | 0 | 216.5732 | 0.083297 | 1 | 0.5 | 0 | 8.2745 | 0 | 8.2745 | 0 | 2122.4175 | 265.3022 | 0.20408 | 1 | 0.5 | 0 | 4.1373 | 0 | 4.1373
2007-06-26 15:00 | 6 | 26 | 15 | 177 | 4239 | 71.96 | 0 | 1882.908 | Cooling | 0 | 4 | 0 | 0 | 0 | 6 | 0 | 1882.908 | 4 | 2353.635 | 2353.635 | 0 | 6 | 0 | 235.3635 | 0.090524 | 1 | 0.5 | 0 | 8.2745 | 0 | 8.2745 | 0 | 2306.5623 | 288.3203 | 0.22178 | 1 | 0.5 | 0 | 4.1373 | 0 | 4.1373
2007-06-26 16:00 | 6 | 26 | 16 | 177 | 4240 | 71.06 | 0 | 1935.6447 | Cooling | 0 | 4 | 0 | 0 | 0 | 6 | 0 | 1935.6447 | 4 | 2419.5559 | 2419.5559 | 0 | 6 | 0 | 241.9556 | 0.09306 | 1 | 0.5 | 0 | 8.2745 | 0 | 8.2745 | 0 | 2371.1648 | 296.3956 | 0.228 | 1 | 0.5 | 0 | 4.1373 | 0 | 4.1373
2007-06-26 17:00 | 6 | 26 | 17 | 177 | 4241 | 71.06 | 0 | 1764.5884 | Cooling | 0 | 4 | 0 | 0 | 0 | 6 | 0 | 1764.5884 | 4 | 2205.7355 | 2205.7355 | 0 | 6 | 0 | 220.5736 | 0.084836 | 1 | 0.5 | 0 | 8.2745 | 0 | 8.2745 | 0 | 2161.6208 | 270.2026 | 0.20785 | 1 | 0.5 | 0 | 4.1373 | 0 | 4.1373
2007-06-26 18:00 | 6 | 26 | 18 | 177 | 4242 | 71.06 | 0 | 1242.692 | Cooling | 0 | 4 | 0 | 0 | 0 | 6 | 0 | 1242.692 | 4 | 1553.365 | 1553.365 | 0 | 6 | 0 | 155.3365 | 0.059745 | 1 | 0.5 | 0 | 8.2745 | 0 | 8.2745 | 0 | 1522.2977 | 190.2872 | 0.14637 | 1 | 0.5 | 0 | 4.1373 | 0 | 4.1373
2007-06-26 19:00 | 6 | 26 | 19 | 177 | 4243 | 69.08 | 0 | 889.7447 | Cooling | 0 | 4 | 0 | 0 | 0 | 6 | 0 | 889.7447 | 4 | 1112.1809 | 1112.1809 | 0 | 6 | 0 | 111.2181 | 0.042776 | 1 | 0.5 | 0 | 8.2745 | 0 | 8.2745 | 0 | 1089.9373 | 136.2422 | 0.1048 | 1 | 0.5 | 0 | 4.1373 | 0 | 4.1373
2007-06-26 20:00 | 6 | 26 | 20 | 177 | 4244 | 69.08 | 0 | 416.944 | Cooling | 0 | 4 | 0 | 0 | 0 | 6 | 0 | 416.944 | 4 | 521.1801 | 521.1801 | 0 | 6 | 0 | 52.118 | 0.020045 | 1 | 0.5 | 0 | 8.2745 | 0 | 8.2745 | 0 | 510.7565 | 63.8446 | 0.049111 | 1 | 0.5 | 0 | 4.1373 | 0 | 4.1373
2007-06-26 21:00 | 6 | 26 | 21 | 177 | 4245 | 68 | 0 | 211.0966 | Cooling | 0 | 4 | 0 | 0 | 0 | 6 | 0 | 211.0966 | 4 | 263.8707 | 263.8707 | 0 | 6 | 0 | 26.3871 | 0.010149 | 1 | 0.5 | 0 | 8.2745 | 0 | 8.2745 | 0 | 258.5933 | 32.3242 | 0.024865 | 1 | 0.5 | 0 | 4.1373 | 0 | 4.1373
2007-06-26 22:00 | 6 | 26 | 22 | 177 | 4246 | 66.92 | 22.1867 | 0 | Heating | 22.1867 | 4 | 17.7494 | 17.7494 | 0 | 6 | 0 | 0 | 4 | 0 | 0 | 0 | 6 | 0 | 3.5499 | 0.0013653 | 1 | 0.5 | 0 | 8.2745 | 0 | 8.2745 | 18.1116 | 0 | 1.0367 | 0.00079748 | 1 | 0.5 | 0 | 4.1373 | 0 | 4.1373
2007-06-26 23:00 | 6 | 26 | 23 | 177 | 4247 | 66.92 | 17.4972 | 0 | Heating | 17.4972 | 4 | 13.9978 | 13.9978 | 0 | 6 | 0 | 0 | 4 | 0 | 0 | 0 | 6 | 0 | 2.7996 | 0.0010768 | 1 | 0.5 | 0 | 8.2745 | 0 | 8.2745 | 14.2835 | 0 | 0.8176 | 0.00062892 | 1 | 0.5 | 0 | 4.1373 | 0 | 4.1373
2007-06-27 | 6 | 27 | 0 | 178 | 4248 | 66.92 | 0 | 81.6572 | Cooling | 0 | 4 | 0 | 0 | 0 | 6 | 0 | 81.6572 | 4 | 102.0715 | 102.0715 | 0 | 6 | 0 | 10.2071 | 0.0039258 | 1 | 0.5 | 0 | 8.2745 | 0 | 8.2745 | 0 | 100.0301 | 12.5038 | 0.0096183 | 1 | 0.5 | 0 | 4.1373 | 0 | 4.1373
2007-06-27 01:00 | 6 | 27 | 1 | 178 | 4249 | 64.94 | 0 | 164.9264 | Cooling | 0 | 4 | 0 | 0 | 0 | 6 | 0 | 164.9264 | 4 | 206.158 | 206.158 | 0 | 6 | 0 | 20.6158 | 0.0079292 | 1 | 0.5 | 0 | 8.2745 | 0 | 8.2745 | 0 | 202.0349 | 25.2544 | 0.019426 | 1 | 0.5 | 0 | 4.1373 | 0 | 4.1373
2007-06-27 02:00 | 6 | 27 | 2 | 178 | 4250 | 64.94 | 0 | 166.8596 | Cooling | 0 | 4 | 0 | 0 | 0 | 6 | 0 | 166.8596 | 4 | 208.5745 | 208.5745 | 0 | 6 | 0 | 20.8574 | 0.0080221 | 1 | 0.5 | 0 | 8.2745 | 0 | 8.2745 | 0 | 204.403 | 25.5504 | 0.019654 | 1 | 0.5 | 0 | 4.1373 | 0 | 4.1373
2007-06-27 03:00 | 6 | 27 | 3 | 178 | 4251 | 62.06 | 0 | 163.5644 | Cooling | 0 | 4 | 0 | 0 | 0 | 6 | 0 | 163.5644 | 4 | 204.4555 | 204.4555 | 0 | 6 | 0 | 20.4456 | 0.0078637 | 1 | 0.5 | 0 | 8.2745 | 0 | 8.2745 | 0 | 200.3664 | 25.0458 | 0.019266 | 1 | 0.5 | 0 | 4.1373 | 0 | 4.1373
2007-06-27 04:00 | 6 | 27 | 4 | 178 | 4252 | 62.06 | 0 | 145.4489 | Cooling | 0 | 4 | 0 | 0 | 0 | 6 | 0 | 145.4489 | 4 | 181.8111 | 181.8111 | 0 | 6 | 0 | 18.1811 | 0.0069927 | 1 | 0.5 | 0 | 8.2745 | 0 | 8.2745 | 0 | 178.1749 | 22.2719 | 0.017132 | 1 | 0.5 | 0 | 4.1373 | 0 | 4.1373
2007-06-27 05:00 | 6 | 27 | 5 | 178 | 4253 | 62.06 | 0 | 142.1152 | Cooling | 0 | 4 | 0 | 0 | 0 | 6 | 0 | 142.1152 | 4 | 177.644 | 177.644 | 0 | 6 | 0 | 17.7644 | 0.0068325 | 1 | 0.5 | 0 | 8.2745 | 0 | 8.2745 | 0 | 174.0911 | 21.7614 | 0.01674 | 1 | 0.5 | 0 | 4.1373 | 0 | 4.1373
2007-06-27 06:00 | 6 | 27 | 6 | 178 | 4254 | 64.94 | 134.3882 | 0 | Heating | 134.3882 | 4 | 107.5106 | 107.5106 | 0 | 6 | 0 | 0 | 4 | 0 | 0 | 0 | 6 | 0 | 21.5021 | 0.00827 | 1 | 0.5 | 0 | 8.2745 | 0 | 8.2745 | 109.7047 | 0 | 6.2796 | 0.0048305 | 1 | 0.5 | 0 | 4.1373 | 0 | 4.1373
2007-06-27 07:00 | 6 | 27 | 7 | 178 | 4255 | 66.92 | 182.7153 | 0 | Heating | 182.7153 | 4 | 146.1723 | 146.1723 | 0 | 6 | 0 | 0 | 4 | 0 | 0 | 0 | 6 | 0 | 29.2345 | 0.011244 | 1 | 0.5 | 0 | 8.2745 | 0 | 8.2745 | 149.1554 | 0 | 8.5378 | 0.0065675 | 1 | 0.5 | 0 | 4.1373 | 0 | 4.1373
2007-06-27 08:00 | 6 | 27 | 8 | 178 | 4256 | 66.92 | 0 | 716.4273 | Cooling | 0 | 4 | 0 | 0 | 0 | 6 | 0 | 716.4273 | 4 | 895.5341 | 895.5341 | 0 | 6 | 0 | 89.5534 | 0.034444 | 1 | 0.5 | 0 | 8.2745 | 0 | 8.2745 | 0 | 877.6235 | 109.7029 | 0.084387 | 1 | 0.5 | 0 | 4.1373 | 0 | 4.1373
2007-06-27 09:00 | 6 | 27 | 9 | 178 | 4257 | 68 | 0 | 1153.3464 | Cooling | 0 | 4 | 0 | 0 | 0 | 6 | 0 | 1153.3464 | 4 | 1441.683 | 1441.683 | 0 | 6 | 0 | 144.1683 | 0.055449 | 1 | 0.5 | 0 | 8.2745 | 0 | 8.2745 | 0 | 1412.8493 | 176.6062 | 0.13585 | 1 | 0.5 | 0 | 4.1373 | 0 | 4.1373
2007-06-27 10:00 | 6 | 27 | 10 | 178 | 4258 | 71.96 | 0 | 1735.9222 | Cooling | 0 | 4 | 0 | 0 | 0 | 6 | 0 | 1735.9222 | 4 | 2169.9028 | 2169.9028 | 0 | 6 | 0 | 216.9903 | 0.083458 | 1 | 0.5 | 0 | 8.2745 | 0 | 8.2745 | 0 | 2126.5047 | 265.8131 | 0.20447 | 1 | 0.5 | 0 | 4.1373 | 0 | 4.1373
2007-06-27 11:00 | 6 | 27 | 11 | 178 | 4259 | 71.96 | 0 | 2397.468 | Cooling | 0 | 4 | 0 | 0 | 0 | 6 | 0 | 2397.468 | 4 | 2996.8349 | 2996.8349 | 0 | 6 | 0 | 299.6835 | 0.11526 | 1 | 0.5 | 0 | 8.2745 | 0 | 8.2745 | 0 | 2936.8982 | 367.1123 | 0.28239 | 1 | 0.56479 | 0 | 5.4755 | 0 | 5.4755
2007-06-27 12:00 | 6 | 27 | 12 | 178 | 4260 | 78.98 | 0 | 2813.7524 | Cooling | 0 | 4 | 0 | 0 | 0 | 6 | 0 | 2813.7524 | 4 | 3517.1905 | 3517.1905 | 0 | 6 | 0 | 351.719 | 0.13528 | 1 | 0.5 | 0 | 8.2745 | 0 | 8.2745 | 0 | 3446.8467 | 430.8558 | 0.33143 | 1 | 0.66286 | 0 | 7.9131 | 0 | 7.9131
2007-06-27 13:00 | 6 | 27 | 13 | 178 | 4261 | 82.04 | 0 | 3093.1595 | Cooling | 0 | 4 | 0 | 0 | 0 | 6 | 0 | 3093.1595 | 4 | 3866.4494 | 3866.4494 | 0 | 6 | 0 | 386.6449 | 0.14871 | 1 | 0.5 | 0 | 8.2745 | 0 | 8.2745 | 0 | 3789.1204 | 473.64 | 0.36434 | 1 | 0.72868 | 0 | 9.8382 | 0 | 9.8382
2007-06-27 14:00 | 6 | 27 | 14 | 178 | 4262 | 82.04 | 0 | 3403.465 | Cooling | 0 | 4 | 0 | 0 | 0 | 6 | 0 | 3403.465 | 4 | 4254.3312 | 4254.3312 | 0 | 6 | 0 | 425.4331 | 0.16363 | 1 | 0.5 | 0 | 8.2745 | 0 | 8.2745 | 0 | 4169.2446 | 521.1556 | 0.40089 | 1 | 0.80178 | 0 | 12.2577 | 0 | 12.2577
2007-06-27 15:00 | 6 | 27 | 15 | 178 | 4263 | 82.04 | 0 | 3850.7692 | Cooling | 0 | 4 | 0 | 0 | 0 | 6 | 0 | 3850.7692 | 4 | 4813.4615 | 4813.4615 | 0 | 6 | 0 | 481.3461 | 0.18513 | 1 | 0.5 | 0 | 8.2745 | 0 | 8.2745 | 0 | 4717.1923 | 589.649 | 0.45358 | 1 | 0.90715 | 0 | 16.2835 | 0 | 16.2835
2007-06-27 16:00 | 6 | 27 | 16 | 178 | 4264 | 80.06 | 0 | 4169.1822 | Cooling | 0 | 4 | 0 | 0 | 0 | 6 | 0 | 4169.1822 | 4 | 5211.4777 | 5211.4777 | 0 | 6 | 0 | 521.1478 | 0.20044 | 1 | 0.5 | 0 | 8.2745 | 0 | 8.2745 | 0 | 5107.2482 | 638.406 | 0.49108 | 1 | 0.98216 | 0 | 19.5481 | 0 | 19.5481
2007-06-27 17:00 | 6 | 27 | 17 | 178 | 4265 | 80.06 | 0 | 3919.4121 | Cooling | 0 | 4 | 0 | 0 | 0 | 6 | 0 | 3919.4121 | 4 | 4899.2651 | 4899.2651 | 0 | 6 | 0 | 489.9265 | 0.18843 | 1 | 0.5 | 0 | 8.2745 | 0 | 8.2745 | 0 | 4801.2798 | 600.16 | 0.46166 | 1 | 0.92332 | 0 | 16.9589 | 0 | 16.9589
2007-06-27 18:00 | 6 | 27 | 18 | 178 | 4266 | 78.98 | 0 | 3079.8272 | Cooling | 0 | 4 | 0 | 0 | 0 | 6 | 0 | 3079.8272 | 4 | 3849.784 | 3849.784 | 0 | 6 | 0 | 384.9784 | 0.14807 | 1 | 0.5 | 0 | 8.2745 | 0 | 8.2745 | 0 | 3772.7883 | 471.5985 | 0.36277 | 1 | 0.72554 | 0 | 9.7409 | 0 | 9.7409
2007-06-27 19:00 | 6 | 27 | 19 | 178 | 4267 | 78.08 | 0 | 2540.3447 | Cooling | 0 | 4 | 0 | 0 | 0 | 6 | 0 | 2540.3447 | 4 | 3175.4309 | 3175.4309 | 0 | 6 | 0 | 317.5431 | 0.12213 | 1 | 0.5 | 0 | 8.2745 | 0 | 8.2745 | 0 | 3111.9223 | 388.9903 | 0.29922 | 1 | 0.59845 | 0 | 6.2552 | 0 | 6.2552
2007-06-27 20:00 | 6 | 27 | 20 | 178 | 4268 | 78.08 | 0 | 2137.7694 | Cooling | 0 | 4 | 0 | 0 | 0 | 6 | 0 | 2137.7694 | 4 | 2672.2117 | 2672.2117 | 0 | 6 | 0 | 267.2212 | 0.10278 | 1 | 0.5 | 0 | 8.2745 | 0 | 8.2745 | 0 | 2618.7675 | 327.3459 | 0.2518 | 1 | 0.50361 | 0 | 4.2063 | 0 | 4.2063
2007-06-27 21:00 | 6 | 27 | 21 | 178 | 4269 | 75.92 | 0 | 1527.38 | Cooling | 0 | 4 | 0 | 0 | 0 | 6 | 0 | 1527.38 | 4 | 1909.225 | 1909.225 | 0 | 6 | 0 | 190.9225 | 0.073432 | 1 | 0.5 | 0 | 8.2745 | 0 | 8.2745 | 0 | 1871.0405 | 233.8801 | 0.17991 | 1 | 0.5 | 0 | 4.1373 | 0 | 4.1373
2007-06-27 22:00 | 6 | 27 | 22 | 178 | 4270 | 75.02 | 0 | 586.647 | Cooling | 0 | 4 | 0 | 0 | 0 | 6 | 0 | 586.647 | 4 | 733.3088 | 733.3088 | 0 | 6 | 0 | 73.3309 | 0.028204 | 1 | 0.5 | 0 | 8.2745 | 0 | 8.2745 | 0 | 718.6426 | 89.8303 | 0.0691 | 1 | 0.5 | 0 | 4.1373 | 0 | 4.1373
2007-06-27 23:00 | 6 | 27 | 23 | 178 | 4271 | 75.02 | 0 | 583.7838 | Cooling | 0 | 4 | 0 | 0 | 0 | 6 | 0 | 583.7838 | 4 | 729.7297 | 729.7297 | 0 | 6 | 0 | 72.973 | 0.028067 | 1 | 0.5 | 0 | 8.2745 | 0 | 8.2745 | 0 | 715.1351 | 89.3919 | 0.068763 | 1 | 0.5 | 0 | 4.1373 | 0 | 4.1373
2007-06-28 | 6 | 28 | 0 | 179 | 4272 | 75.02 | 0 | 543.4882 | Cooling | 0 | 4 | 0 | 0 | 0 | 6 | 0 | 543.4882 | 4 | 679.3603 | 679.3603 | 0 | 6 | 0 | 67.936 | 0.026129 | 1 | 0.5 | 0 | 8.2745 | 0 | 8.2745 | 0 | 665.7731 | 83.2216 | 0.064017 | 1 | 0.5 | 0 | 4.1373 | 0 | 4.1373
2007-06-28 01:00 | 6 | 28 | 1 | 179 | 4273 | 75.02 | 0 | 516.2119 | Cooling | 0 | 4 | 0 | 0 | 0 | 6 | 0 | 516.2119 | 4 | 645.2649 | 645.2649 | 0 | 6 | 0 | 64.5265 | 0.024818 | 1 | 0.5 | 0 | 8.2745 | 0 | 8.2745 | 0 | 632.3596 | 79.0449 | 0.060804 | 1 | 0.5 | 0 | 4.1373 | 0 | 4.1373
2007-06-28 02:00 | 6 | 28 | 2 | 179 | 4274 | 75.02 | 0 | 566.1933 | Cooling | 0 | 4 | 0 | 0 | 0 | 6 | 0 | 566.1933 | 4 | 707.7417 | 707.7417 | 0 | 6 | 0 | 70.7742 | 0.027221 | 1 | 0.5 | 0 | 8.2745 | 0 | 8.2745 | 0 | 693.5868 | 86.6984 | 0.066691 | 1 | 0.5 | 0 | 4.1373 | 0 | 4.1373
2007-06-28 03:00 | 6 | 28 | 3 | 179 | 4275 | 75.92 | 0 | 587.2655 | Cooling | 0 | 4 | 0 | 0 | 0 | 6 | 0 | 587.2655 | 4 | 734.0819 | 734.0819 | 0 | 6 | 0 | 73.4082 | 0.028234 | 1 | 0.5 | 0 | 8.2745 | 0 | 8.2745 | 0 | 719.4003 | 89.925 | 0.069173 | 1 | 0.5 | 0 | 4.1373 | 0 | 4.1373
2007-06-28 04:00 | 6 | 28 | 4 | 179 | 4276 | 75.02 | 0 | 508.1216 | Cooling | 0 | 4 | 0 | 0 | 0 | 6 | 0 | 508.1216 | 4 | 635.152 | 635.152 | 0 | 6 | 0 | 63.5152 | 0.024429 | 1 | 0.5 | 0 | 8.2745 | 0 | 8.2745 | 0 | 622.4489 | 77.8061 | 0.059851 | 1 | 0.5 | 0 | 4.1373 | 0 | 4.1373
2007-06-28 05:00 | 6 | 28 | 5 | 179 | 4277 | 75.02 | 0 | 465.1192 | Cooling | 0 | 4 | 0 | 0 | 0 | 6 | 0 | 465.1192 | 4 | 581.3989 | 581.3989 | 0 | 6 | 0 | 58.1399 | 0.022361 | 1 | 0.5 | 0 | 8.2745 | 0 | 8.2745 | 0 | 569.771 | 71.2214 | 0.054786 | 1 | 0.5 | 0 | 4.1373 | 0 | 4.1373
2007-06-28 06:00 | 6 | 28 | 6 | 179 | 4278 | 75.02 | 0 | 1355.6612 | Cooling | 0 | 4 | 0 | 0 | 0 | 6 | 0 | 1355.6612 | 4 | 1694.5765 | 1694.5765 | 0 | 6 | 0 | 169.4577 | 0.065176 | 1 | 0.5 | 0 | 8.2745 | 0 | 8.2745 | 0 | 1660.685 | 207.5856 | 0.15968 | 1 | 0.5 | 0 | 4.1373 | 0 | 4.1373
2007-06-28 07:00 | 6 | 28 | 7 | 179 | 4279 | 77 | 0 | 1313.8357 | Cooling | 0 | 4 | 0 | 0 | 0 | 6 | 0 | 1313.8357 | 4 | 1642.2946 | 1642.2946 | 0 | 6 | 0 | 164.2295 | 0.063165 | 1 | 0.5 | 0 | 8.2745 | 0 | 8.2745 | 0 | 1609.4487 | 201.1811 | 0.15475 | 1 | 0.5 | 0 | 4.1373 | 0 | 4.1373
2007-06-28 08:00 | 6 | 28 | 8 | 179 | 4280 | 77 | 0 | 1675.1431 | Cooling | 0 | 4 | 0 | 0 | 0 | 6 | 0 | 1675.1431 | 4 | 2093.9288 | 2093.9288 | 0 | 6 | 0 | 209.3929 | 0.080536 | 1 | 0.5 | 0 | 8.2745 | 0 | 8.2745 | 0 | 2052.0503 | 256.5063 | 0.19731 | 1 | 0.5 | 0 | 4.1373 | 0 | 4.1373
2007-06-28 09:00 | 6 | 28 | 9 | 179 | 4281 | 78.08 | 0 | 2084.0604 | Cooling | 0 | 4 | 0 | 0 | 0 | 6 | 0 | 2084.0604 | 4 | 2605.0755 | 2605.0755 | 0 | 6 | 0 | 260.5076 | 0.1002 | 1 | 0.5 | 0 | 8.2745 | 0 | 8.2745 | 0 | 2552.974 | 319.1218 | 0.24548 | 1 | 0.5 | 0 | 4.1373 | 0 | 4.1373
2007-06-28 10:00 | 6 | 28 | 10 | 179 | 4282 | 82.94 | 0 | 2810.3148 | Cooling | 0 | 4 | 0 | 0 | 0 | 6 | 0 | 2810.3148 | 4 | 3512.8935 | 3512.8935 | 0 | 6 | 0 | 351.2894 | 0.13511 | 1 | 0.5 | 0 | 8.2745 | 0 | 8.2745 | 0 | 3442.6357 | 430.3295 | 0.33102 | 1 | 0.66205 | 0 | 7.8909 | 0 | 7.8909
2007-06-28 11:00 | 6 | 28 | 11 | 179 | 4283 | 82.94 | 0 | 3563.0155 | Cooling | 0 | 4 | 0 | 0 | 0 | 6 | 0 | 3563.0155 | 4 | 4453.7694 | 4453.7694 | 0 | 6 | 0 | 445.3769 | 0.1713 | 1 | 0.5 | 0 | 8.2745 | 0 | 8.2745 | 0 | 4364.694 | 545.5868 | 0.41968 | 1 | 0.83936 | 0 | 13.6197 | 0 | 13.6197
2007-06-28 12:00 | 6 | 28 | 12 | 179 | 4284 | 82.94 | 0 | 4120.1499 | Cooling | 0 | 4 | 0 | 0 | 0 | 6 | 0 | 4120.1499 | 4 | 5150.1873 | 5150.1873 | 0 | 6 | 0 | 515.0187 | 0.19808 | 1 | 0.5 | 0 | 8.2745 | 0 | 8.2745 | 0 | 5047.1836 | 630.8979 | 0.48531 | 1 | 0.97061 | 0 | 19.0234 | 0 | 19.0234
2007-06-28 13:00 | 6 | 28 | 13 | 179 | 4285 | 80.96 | 0 | 4490.34 | Cooling | 0 | 4 | 0 | 0 | 0 | 6 | 0 | 4490.34 | 4 | 5612.925 | 5612.925 | 0 | 6 | 0 | 561.2925 | 0.21588 | 1 | 0.5 | 0 | 8.2745 | 0 | 8.2745 | 0 | 5500.6665 | 687.5833 | 0.52891 | 2 | 0.52891 | 0.52891 | 4.7083 | 4.7083 | 9.4165
2007-06-28 14:00 | 6 | 28 | 14 | 179 | 4286 | 80.96 | 0 | 4702.6029 | Cooling | 0 | 4 | 0 | 0 | 0 | 6 | 0 | 4702.6029 | 4 | 5878.2536 | 5878.2536 | 0 | 6 | 0 | 587.8254 | 0.22609 | 1 | 0.5 | 0 | 8.2745 | 0 | 8.2745 | 0 | 5760.6885 | 720.0861 | 0.55391 | 2 | 0.55391 | 0.55391 | 5.236 | 5.236 | 10.4719
2007-06-28 15:00 | 6 | 28 | 15 | 179 | 4287 | 80.96 | 0 | 4913.8462 | Cooling | 0 | 4 | 0 | 0 | 0 | 6 | 0 | 4913.8462 | 4 | 6142.3078 | 6142.3078 | 0 | 6 | 0 | 614.2308 | 0.23624 | 1 | 0.5 | 0 | 8.2745 | 0 | 8.2745 | 0 | 6019.4616 | 752.4327 | 0.57879 | 2 | 0.57879 | 0.57879 | 5.7928 | 5.7928 | 11.5856
2007-06-28 16:00 | 6 | 28 | 16 | 179 | 4288 | 82.94 | 0 | 4928.2099 | Cooling | 0 | 4 | 0 | 0 | 0 | 6 | 0 | 4928.2099 | 4 | 6160.2623 | 6160.2623 | 0 | 6 | 0 | 616.0262 | 0.23693 | 1 | 0.5 | 0 | 8.2745 | 0 | 8.2745 | 0 | 6037.0571 | 754.6321 | 0.58049 | 2 | 0.58049 | 0.58049 | 5.8318 | 5.8318 | 11.6637
2007-06-28 17:00 | 6 | 28 | 17 | 179 | 4289 | 82.94 | 0 | 4842.9849 | Cooling | 0 | 4 | 0 | 0 | 0 | 6 | 0 | 4842.9849 | 4 | 6053.7312 | 6053.7312 | 0 | 6 | 0 | 605.3731 | 0.23284 | 1 | 0.5 | 0 | 8.2745 | 0 | 8.2745 | 0 | 5932.6565 | 741.5821 | 0.57045 | 2 | 0.57045 | 0.57045 | 5.6025 | 5.6025 | 11.2049
2007-06-28 18:00 | 6 | 28 | 18 | 179 | 4290 | 78.98 | 0 | 4245.7827 | Cooling | 0 | 4 | 0 | 0 | 0 | 6 | 0 | 4245.7827 | 4 | 5307.2284 | 5307.2284 | 0 | 6 | 0 | 530.7228 | 0.20412 | 1 | 0.5 | 0 | 8.2745 | 0 | 8.2745 | 0 | 5201.0838 | 650.1355 | 0.5001 | 2 | 0.5001 | 0.5001 | 4.1393 | 4.1393 | 8.2785
2007-06-28 19:00 | 6 | 28 | 19 | 179 | 4291 | 71.6 | 0 | 3553.6805 | Cooling | 0 | 4 | 0 | 0 | 0 | 6 | 0 | 3553.6805 | 4 | 4442.1006 | 4442.1006 | 0 | 6 | 0 | 444.2101 | 0.17085 | 1 | 0.5 | 0 | 8.2745 | 0 | 8.2745 | 0 | 4353.2586 | 544.1573 | 0.41858 | 1 | 0.83717 | 0 | 13.5378 | 0 | 13.5378
2007-06-28 20:00 | 6 | 28 | 20 | 179 | 4292 | 73.04 | 0 | 3056.2214 | Cooling | 0 | 4 | 0 | 0 | 0 | 6 | 0 | 3056.2214 | 4 | 3820.2767 | 3820.2767 | 0 | 6 | 0 | 382.0277 | 0.14693 | 1 | 0.5 | 0 | 8.2745 | 0 | 8.2745 | 0 | 3743.8712 | 467.9839 | 0.35999 | 1 | 0.71998 | 0 | 9.57 | 0 | 9.57
2007-06-28 21:00 | 6 | 28 | 21 | 179 | 4293 | 71.06 | 0 | 2045.8233 | Cooling | 0 | 4 | 0 | 0 | 0 | 6 | 0 | 2045.8233 | 4 | 2557.2791 | 2557.2791 | 0 | 6 | 0 | 255.7279 | 0.098357 | 1 | 0.5 | 0 | 8.2745 | 0 | 8.2745 | 0 | 2506.1335 | 313.2667 | 0.24097 | 1 | 0.5 | 0 | 4.1373 | 0 | 4.1373
2007-06-28 22:00 | 6 | 28 | 22 | 179 | 4294 | 69.98 | 0 | 806.4143 | Cooling | 0 | 4 | 0 | 0 | 0 | 6 | 0 | 806.4143 | 4 | 1008.0179 | 1008.0179 | 0 | 6 | 0 | 100.8018 | 0.03877 | 1 | 0.5 | 0 | 8.2745 | 0 | 8.2745 | 0 | 987.8575 | 123.4822 | 0.094986 | 1 | 0.5 | 0 | 4.1373 | 0 | 4.1373
2007-06-28 23:00 | 6 | 28 | 23 | 179 | 4295 | 69.98 | 0 | 678.7044 | Cooling | 0 | 4 | 0 | 0 | 0 | 6 | 0 | 678.7044 | 4 | 848.3805 | 848.3805 | 0 | 6 | 0 | 84.838 | 0.03263 | 1 | 0.5 | 0 | 8.2745 | 0 | 8.2745 | 0 | 831.4129 | 103.9266 | 0.079944 | 1 | 0.5 | 0 | 4.1373 | 0 | 4.1373
2007-06-29 | 6 | 29 | 0 | 180 | 4296 | 71.06 | 0 | 614.265 | Cooling | 0 | 4 | 0 | 0 | 0 | 6 | 0 | 614.265 | 4 | 767.8313 | 767.8313 | 0 | 6 | 0 | 76.7831 | 0.029532 | 1 | 0.5 | 0 | 8.2745 | 0 | 8.2745 | 0 | 752.4747 | 94.0593 | 0.072353 | 1 | 0.5 | 0 | 4.1373 | 0 | 4.1373
2007-06-29 01:00 | 6 | 29 | 1 | 180 | 4297 | 69.98 | 0 | 648.0175 | Cooling | 0 | 4 | 0 | 0 | 0 | 6 | 0 | 648.0175 | 4 | 810.0219 | 810.0219 | 0 | 6 | 0 | 81.0022 | 0.031155 | 1 | 0.5 | 0 | 8.2745 | 0 | 8.2745 | 0 | 793.8215 | 99.2277 | 0.076329 | 1 | 0.5 | 0 | 4.1373 | 0 | 4.1373
2007-06-29 02:00 | 6 | 29 | 2 | 180 | 4298 | 69.98 | 0 | 458.466 | Cooling | 0 | 4 | 0 | 0 | 0 | 6 | 0 | 458.466 | 4 | 573.0824 | 573.0824 | 0 | 6 | 0 | 57.3082 | 0.022042 | 1 | 0.5 | 0 | 8.2745 | 0 | 8.2745 | 0 | 561.6208 | 70.2026 | 0.054002 | 1 | 0.5 | 0 | 4.1373 | 0 | 4.1373
2007-06-29 03:00 | 6 | 29 | 3 | 180 | 4299 | 69.08 | 0 | 402.1104 | Cooling | 0 | 4 | 0 | 0 | 0 | 6 | 0 | 402.1104 | 4 | 502.6379 | 502.6379 | 0 | 6 | 0 | 50.2638 | 0.019332 | 1 | 0.5 | 0 | 8.2745 | 0 | 8.2745 | 0 | 492.5852 | 61.5731 | 0.047364 | 1 | 0.5 | 0 | 4.1373 | 0 | 4.1373
2007-06-29 04:00 | 6 | 29 | 4 | 180 | 4300 | 68 | 0 | 322.5015 | Cooling | 0 | 4 | 0 | 0 | 0 | 6 | 0 | 322.5015 | 4 | 403.1268 | 403.1268 | 0 | 6 | 0 | 40.3127 | 0.015505 | 1 | 0.5 | 0 | 8.2745 | 0 | 8.2745 | 0 | 395.0643 | 49.383 | 0.037987 | 1 | 0.5 | 0 | 4.1373 | 0 | 4.1373
2007-06-29 05:00 | 6 | 29 | 5 | 180 | 4301 | 68 | 0 | 284.0352 | Cooling | 0 | 4 | 0 | 0 | 0 | 6 | 0 | 284.0352 | 4 | 355.0439 | 355.0439 | 0 | 6 | 0 | 35.5044 | 0.013656 | 1 | 0.5 | 0 | 8.2745 | 0 | 8.2745 | 0 | 347.9431 | 43.4929 | 0.033456 | 1 | 0.5 | 0 | 4.1373 | 0 | 4.1373
2007-06-29 06:00 | 6 | 29 | 6 | 180 | 4302 | 68 | 0 | 484.2671 | Cooling | 0 | 4 | 0 | 0 | 0 | 6 | 0 | 484.2671 | 4 | 605.3339 | 605.3339 | 0 | 6 | 0 | 60.5334 | 0.023282 | 1 | 0.5 | 0 | 8.2745 | 0 | 8.2745 | 0 | 593.2272 | 74.1534 | 0.057041 | 1 | 0.5 | 0 | 4.1373 | 0 | 4.1373
2007-06-29 07:00 | 6 | 29 | 7 | 180 | 4303 | 71.06 | 0 | 529.4235 | Cooling | 0 | 4 | 0 | 0 | 0 | 6 | 0 | 529.4235 | 4 | 661.7794 | 661.7794 | 0 | 6 | 0 | 66.1779 | 0.025453 | 1 | 0.5 | 0 | 8.2745 | 0 | 8.2745 | 0 | 648.5438 | 81.068 | 0.06236 | 1 | 0.5 | 0 | 4.1373 | 0 | 4.1373
2007-06-29 08:00 | 6 | 29 | 8 | 180 | 4304 | 71.06 | 0 | 1202.252 | Cooling | 0 | 4 | 0 | 0 | 0 | 6 | 0 | 1202.252 | 4 | 1502.815 | 1502.815 | 0 | 6 | 0 | 150.2815 | 0.057801 | 1 | 0.5 | 0 | 8.2745 | 0 | 8.2745 | 0 | 1472.7587 | 184.0948 | 0.14161 | 1 | 0.5 | 0 | 4.1373 | 0 | 4.1373
2007-06-29 09:00 | 6 | 29 | 9 | 180 | 4305 | 73.94 | 0 | 1397.2484 | Cooling | 0 | 4 | 0 | 0 | 0 | 6 | 0 | 1397.2484 | 4 | 1746.5605 | 1746.5605 | 0 | 6 | 0 | 174.6561 | 0.067175 | 1 | 0.5 | 0 | 8.2745 | 0 | 8.2745 | 0 | 1711.6293 | 213.9537 | 0.16458 | 1 | 0.5 | 0 | 4.1373 | 0 | 4.1373
2007-06-29 10:00 | 6 | 29 | 10 | 180 | 4306 | 75.02 | 0 | 1908.4253 | Cooling | 0 | 4 | 0 | 0 | 0 | 6 | 0 | 1908.4253 | 4 | 2385.5316 | 2385.5316 | 0 | 6 | 0 | 238.5532 | 0.091751 | 1 | 0.5 | 0 | 8.2745 | 0 | 8.2745 | 0 | 2337.821 | 292.2276 | 0.22479 | 1 | 0.5 | 0 | 4.1373 | 0 | 4.1373
2007-06-29 11:00 | 6 | 29 | 11 | 180 | 4307 | 75.02 | 0 | 2346.1781 | Cooling | 0 | 4 | 0 | 0 | 0 | 6 | 0 | 2346.1781 | 4 | 2932.7226 | 2932.7226 | 0 | 6 | 0 | 293.2723 | 0.1128 | 1 | 0.5 | 0 | 8.2745 | 0 | 8.2745 | 0 | 2874.0682 | 359.2585 | 0.27635 | 1 | 0.55271 | 0 | 5.2098 | 0 | 5.2098
2007-06-29 12:00 | 6 | 29 | 12 | 180 | 4308 | 75.02 | 0 | 2554.8297 | Cooling | 0 | 4 | 0 | 0 | 0 | 6 | 0 | 2554.8297 | 4 | 3193.5372 | 3193.5372 | 0 | 6 | 0 | 319.3537 | 0.12283 | 1 | 0.5 | 0 | 8.2745 | 0 | 8.2745 | 0 | 3129.6664 | 391.2083 | 0.30093 | 1 | 0.60186 | 0 | 6.3375 | 0 | 6.3375
2007-06-29 13:00 | 6 | 29 | 13 | 180 | 4309 | 75.92 | 0 | 2696.3274 | Cooling | 0 | 4 | 0 | 0 | 0 | 6 | 0 | 2696.3274 | 4 | 3370.4093 | 3370.4093 | 0 | 6 | 0 | 337.0409 | 0.12963 | 1 | 0.5 | 0 | 8.2745 | 0 | 8.2745 | 0 | 3303.0011 | 412.8751 | 0.3176 | 1 | 0.63519 | 0 | 7.1741 | 0 | 7.1741
2007-06-29 14:00 | 6 | 29 | 14 | 180 | 4310 | 75.92 | 0 | 2652.4025 | Cooling | 0 | 4 | 0 | 0 | 0 | 6 | 0 | 2652.4025 | 4 | 3315.5031 | 3315.5031 | 0 | 6 | 0 | 331.5503 | 0.12752 | 1 | 0.5 | 0 | 8.2745 | 0 | 8.2745 | 0 | 3249.1931 | 406.1491 | 0.31242 | 1 | 0.62484 | 0 | 6.9081 | 0 | 6.9081
2007-06-29 15:00 | 6 | 29 | 15 | 180 | 4311 | 75.92 | 0 | 2776.4466 | Cooling | 0 | 4 | 0 | 0 | 0 | 6 | 0 | 2776.4466 | 4 | 3470.5583 | 3470.5583 | 0 | 6 | 0 | 347.0558 | 0.13348 | 1 | 0.5 | 0 | 8.2745 | 0 | 8.2745 | 0 | 3401.1471 | 425.1434 | 0.32703 | 1 | 0.65407 | 0 | 7.6739 | 0 | 7.6739
2007-06-29 16:00 | 6 | 29 | 16 | 180 | 4312 | 75.02 | 0 | 2812.3083 | Cooling | 0 | 4 | 0 | 0 | 0 | 6 | 0 | 2812.3083 | 4 | 3515.3854 | 3515.3854 | 0 | 6 | 0 | 351.5385 | 0.13521 | 1 | 0.5 | 0 | 8.2745 | 0 | 8.2745 | 0 | 3445.0777 | 430.6347 | 0.33126 | 1 | 0.66251 | 0 | 7.9037 | 0 | 7.9037
2007-06-29 17:00 | 6 | 29 | 17 | 180 | 4313 | 75.02 | 0 | 2581.0023 | Cooling | 0 | 4 | 0 | 0 | 0 | 6 | 0 | 2581.0023 | 4 | 3226.2529 | 3226.2529 | 0 | 6 | 0 | 322.6253 | 0.12409 | 1 | 0.5 | 0 | 8.2745 | 0 | 8.2745 | 0 | 3161.7279 | 395.216 | 0.30401 | 1 | 0.60802 | 0 | 6.4879 | 0 | 6.4879
2007-06-29 18:00 | 6 | 29 | 18 | 180 | 4314 | 71.06 | 0 | 1431.9711 | Cooling | 0 | 4 | 0 | 0 | 0 | 6 | 0 | 1431.9711 | 4 | 1789.9639 | 1789.9639 | 0 | 6 | 0 | 178.9964 | 0.068845 | 1 | 0.5 | 0 | 8.2745 | 0 | 8.2745 | 0 | 1754.1646 | 219.2706 | 0.16867 | 1 | 0.5 | 0 | 4.1373 | 0 | 4.1373
2007-06-29 19:00 | 6 | 29 | 19 | 180 | 4315 | 68 | 0 | 1067.2667 | Cooling | 0 | 4 | 0 | 0 | 0 | 6 | 0 | 1067.2667 | 4 | 1334.0834 | 1334.0834 | 0 | 6 | 0 | 133.4083 | 0.051311 | 1 | 0.5 | 0 | 8.2745 | 0 | 8.2745 | 0 | 1307.4018 | 163.4252 | 0.12571 | 1 | 0.5 | 0 | 4.1373 | 0 | 4.1373
2007-06-29 20:00 | 6 | 29 | 20 | 180 | 4316 | 68 | 0 | 390.1725 | Cooling | 0 | 4 | 0 | 0 | 0 | 6 | 0 | 390.1725 | 4 | 487.7157 | 487.7157 | 0 | 6 | 0 | 48.7716 | 0.018758 | 1 | 0.5 | 0 | 8.2745 | 0 | 8.2745 | 0 | 477.9613 | 59.7452 | 0.045958 | 1 | 0.5 | 0 | 4.1373 | 0 | 4.1373
2007-06-29 21:00 | 6 | 29 | 21 | 180 | 4317 | 62.06 | 0 | 168.2127 | Cooling | 0 | 4 | 0 | 0 | 0 | 6 | 0 | 168.2127 | 4 | 210.2659 | 210.2659 | 0 | 6 | 0 | 21.0266 | 0.0080871 | 1 | 0.5 | 0 | 8.2745 | 0 | 8.2745 | 0 | 206.0606 | 25.7576 | 0.019814 | 1 | 0.5 | 0 | 4.1373 | 0 | 4.1373
2007-06-29 22:00 | 6 | 29 | 22 | 180 | 4318 | 60.98 | 0 | 56.419 | Cooling | 0 | 4 | 0 | 0 | 0 | 6 | 0 | 56.419 | 4 | 70.5237 | 70.5237 | 0 | 6 | 0 | 7.0524 | 0.0027125 | 1 | 0.5 | 0 | 8.2745 | 0 | 8.2745 | 0 | 69.1132 | 8.6392 | 0.0066455 | 1 | 0.5 | 0 | 4.1373 | 0 | 4.1373
2007-06-29 23:00 | 6 | 29 | 23 | 180 | 4319 | 60.98 | 11.0426 | 0 | Heating | 11.0426 | 4 | 8.8341 | 8.8341 | 0 | 6 | 0 | 0 | 4 | 0 | 0 | 0 | 6 | 0 | 1.7668 | 0.00067954 | 1 | 0.5 | 0 | 8.2745 | 0 | 8.2745 | 9.0144 | 0 | 0.51599 | 0.00039692 | 1 | 0.5 | 0 | 4.1373 | 0 | 4.1373
2007-06-30 | 6 | 30 | 0 | 181 | 4320 | 57.02 | 0 | 77.4596 | Cooling | 0 | 4 | 0 | 0 | 0 | 6 | 0 | 77.4596 | 4 | 96.8246 | 96.8246 | 0 | 6 | 0 | 9.6825 | 0.003724 | 1 | 0.5 | 0 | 8.2745 | 0 | 8.2745 | 0 | 94.8881 | 11.861 | 0.0091239 | 1 | 0.5 | 0 | 4.1373 | 0 | 4.1373
2007-06-30 01:00 | 6 | 30 | 1 | 181 | 4321 | 55.04 | 0 | 161.0955 | Cooling | 0 | 4 | 0 | 0 | 0 | 6 | 0 | 161.0955 | 4 | 201.3694 | 201.3694 | 0 | 6 | 0 | 20.1369 | 0.007745 | 1 | 0.5 | 0 | 8.2745 | 0 | 8.2745 | 0 | 197.342 | 24.6677 | 0.018975 | 1 | 0.5 | 0 | 4.1373 | 0 | 4.1373
2007-06-30 02:00 | 6 | 30 | 2 | 181 | 4322 | 55.04 | 0 | 146.2378 | Cooling | 0 | 4 | 0 | 0 | 0 | 6 | 0 | 146.2378 | 4 | 182.7973 | 182.7973 | 0 | 6 | 0 | 18.2797 | 0.0070307 | 1 | 0.5 | 0 | 8.2745 | 0 | 8.2745 | 0 | 179.1413 | 22.3927 | 0.017225 | 1 | 0.5 | 0 | 4.1373 | 0 | 4.1373
2007-06-30 03:00 | 6 | 30 | 3 | 181 | 4323 | 53.96 | 0 | 128.8308 | Cooling | 0 | 4 | 0 | 0 | 0 | 6 | 0 | 128.8308 | 4 | 161.0385 | 161.0385 | 0 | 6 | 0 | 16.1039 | 0.0061938 | 1 | 0.5 | 0 | 8.2745 | 0 | 8.2745 | 0 | 157.8177 | 19.7272 | 0.015175 | 1 | 0.5 | 0 | 4.1373 | 0 | 4.1373
2007-06-30 04:00 | 6 | 30 | 4 | 181 | 4324 | 51.08 | 0 | 100.824 | Cooling | 0 | 4 | 0 | 0 | 0 | 6 | 0 | 100.824 | 4 | 126.0299 | 126.0299 | 0 | 6 | 0 | 12.603 | 0.0048473 | 1 | 0.5 | 0 | 8.2745 | 0 | 8.2745 | 0 | 123.5093 | 15.4387 | 0.011876 | 1 | 0.5 | 0 | 4.1373 | 0 | 4.1373
2007-06-30 05:00 | 6 | 30 | 5 | 181 | 4325 | 51.08 | 0 | 62.2747 | Cooling | 0 | 4 | 0 | 0 | 0 | 6 | 0 | 62.2747 | 4 | 77.8434 | 77.8434 | 0 | 6 | 0 | 7.7843 | 0.002994 | 1 | 0.5 | 0 | 8.2745 | 0 | 8.2745 | 0 | 76.2866 | 9.5358 | 0.0073352 | 1 | 0.5 | 0 | 4.1373 | 0 | 4.1373
2007-06-30 06:00 | 6 | 30 | 6 | 181 | 4326 | 55.94 | 0 | 22.1928 | Cooling | 0 | 4 | 0 | 0 | 0 | 6 | 0 | 22.1928 | 4 | 27.7411 | 27.7411 | 0 | 6 | 0 | 2.7741 | 0.001067 | 1 | 0.5 | 0 | 8.2745 | 0 | 8.2745 | 0 | 27.1862 | 3.3983 | 0.0026141 | 1 | 0.5 | 0 | 4.1373 | 0 | 4.1373
2007-06-30 07:00 | 6 | 30 | 7 | 181 | 4327 | 59 | 241.9609 | 0 | Heating | 241.9609 | 4 | 193.5687 | 193.5687 | 0 | 6 | 0 | 0 | 4 | 0 | 0 | 0 | 6 | 0 | 38.7137 | 0.01489 | 1 | 0.5 | 0 | 8.2745 | 0 | 8.2745 | 197.5191 | 0 | 11.3062 | 0.0086971 | 1 | 0.5 | 0 | 4.1373 | 0 | 4.1373
2007-06-30 08:00 | 6 | 30 | 8 | 181 | 4328 | 59 | 527.0029 | 0 | Heating | 527.0029 | 4 | 421.6024 | 421.6024 | 0 | 6 | 0 | 0 | 4 | 0 | 0 | 0 | 6 | 0 | 84.3205 | 0.032431 | 1 | 0.5 | 0 | 8.2745 | 0 | 8.2745 | 430.2065 | 0 | 24.6254 | 0.018943 | 1 | 0.5 | 0 | 4.1373 | 0 | 4.1373
2007-06-30 09:00 | 6 | 30 | 9 | 181 | 4329 | 62.96 | 250.2416 | 0 | Heating | 250.2416 | 4 | 200.1933 | 200.1933 | 0 | 6 | 0 | 0 | 4 | 0 | 0 | 0 | 6 | 0 | 40.0387 | 0.015399 | 1 | 0.5 | 0 | 8.2745 | 0 | 8.2745 | 204.2789 | 0 | 11.6931 | 0.0089947 | 1 | 0.5 | 0 | 4.1373 | 0 | 4.1373
2007-06-30 10:00 | 6 | 30 | 10 | 181 | 4330 | 64.04 | 24.6908 | 0 | Heating | 24.6908 | 4 | 19.7526 | 19.7526 | 0 | 6 | 0 | 0 | 4 | 0 | 0 | 0 | 6 | 0 | 3.9505 | 0.0015194 | 1 | 0.5 | 0 | 8.2745 | 0 | 8.2745 | 20.1557 | 0 | 1.1537 | 0.00088749 | 1 | 0.5 | 0 | 4.1373 | 0 | 4.1373
2007-06-30 11:00 | 6 | 30 | 11 | 181 | 4331 | 64.04 | 0 | 149.1338 | Cooling | 0 | 4 | 0 | 0 | 0 | 6 | 0 | 149.1338 | 4 | 186.4173 | 186.4173 | 0 | 6 | 0 | 18.6417 | 0.0071699 | 1 | 0.5 | 0 | 8.2745 | 0 | 8.2745 | 0 | 182.6889 | 22.8361 | 0.017566 | 1 | 0.5 | 0 | 4.1373 | 0 | 4.1373
2007-06-30 12:00 | 6 | 30 | 12 | 181 | 4332 | 68 | 0 | 458.9874 | Cooling | 0 | 4 | 0 | 0 | 0 | 6 | 0 | 458.9874 | 4 | 573.7343 | 573.7343 | 0 | 6 | 0 | 57.3734 | 0.022067 | 1 | 0.5 | 0 | 8.2745 | 0 | 8.2745 | 0 | 562.2596 | 70.2824 | 0.054063 | 1 | 0.5 | 0 | 4.1373 | 0 | 4.1373
2007-06-30 13:00 | 6 | 30 | 13 | 181 | 4333 | 69.08 | 0 | 748.0777 | Cooling | 0 | 4 | 0 | 0 | 0 | 6 | 0 | 748.0777 | 4 | 935.0972 | 935.0972 | 0 | 6 | 0 | 93.5097 | 0.035965 | 1 | 0.5 | 0 | 8.2745 | 0 | 8.2745 | 0 | 916.3952 | 114.5494 | 0.088115 | 1 | 0.5 | 0 | 4.1373 | 0 | 4.1373
2007-06-30 14:00 | 6 | 30 | 14 | 181 | 4334 | 69.08 | 0 | 912.1074 | Cooling | 0 | 4 | 0 | 0 | 0 | 6 | 0 | 912.1074 | 4 | 1140.1343 | 1140.1343 | 0 | 6 | 0 | 114.0134 | 0.043851 | 1 | 0.5 | 0 | 8.2745 | 0 | 8.2745 | 0 | 1117.3316 | 139.6664 | 0.10744 | 1 | 0.5 | 0 | 4.1373 | 0 | 4.1373
2007-06-30 15:00 | 6 | 30 | 15 | 181 | 4335 | 69.98 | 0 | 870.0998 | Cooling | 0 | 4 | 0 | 0 | 0 | 6 | 0 | 870.0998 | 4 | 1087.6247 | 1087.6247 | 0 | 6 | 0 | 108.7625 | 0.041832 | 1 | 0.5 | 0 | 8.2745 | 0 | 8.2745 | 0 | 1065.8722 | 133.234 | 0.10249 | 1 | 0.5 | 0 | 4.1373 | 0 | 4.1373
2007-06-30 16:00 | 6 | 30 | 16 | 181 | 4336 | 69.98 | 0 | 1100.2568 | Cooling | 0 | 4 | 0 | 0 | 0 | 6 | 0 | 1100.2568 | 4 | 1375.321 | 1375.321 | 0 | 6 | 0 | 137.5321 | 0.052897 | 1 | 0.5 | 0 | 8.2745 | 0 | 8.2745 | 0 | 1347.8146 | 168.4768 | 0.1296 | 1 | 0.5 | 0 | 4.1373 | 0 | 4.1373
2007-06-30 17:00 | 6 | 30 | 17 | 181 | 4337 | 69.98 | 0 | 1084.8373 | Cooling | 0 | 4 | 0 | 0 | 0 | 6 | 0 | 1084.8373 | 4 | 1356.0466 | 1356.0466 | 0 | 6 | 0 | 135.6047 | 0.052156 | 1 | 0.5 | 0 | 8.2745 | 0 | 8.2745 | 0 | 1328.9256 | 166.1157 | 0.12778 | 1 | 0.5 | 0 | 4.1373 | 0 | 4.1373
2007-06-30 18:00 | 6 | 30 | 18 | 181 | 4338 | 68 | 0 | 698.1604 | Cooling | 0 | 4 | 0 | 0 | 0 | 6 | 0 | 698.1604 | 4 | 872.7004 | 872.7004 | 0 | 6 | 0 | 87.27 | 0.033565 | 1 | 0.5 | 0 | 8.2745 | 0 | 8.2745 | 0 | 855.2464 | 106.9058 | 0.082235 | 1 | 0.5 | 0 | 4.1373 | 0 | 4.1373
2007-06-30 19:00 | 6 | 30 | 19 | 181 | 4339 | 61.88 | 0 | 327.618 | Cooling | 0 | 4 | 0 | 0 | 0 | 6 | 0 | 327.618 | 4 | 409.5225 | 409.5225 | 0 | 6 | 0 | 40.9522 | 0.015751 | 1 | 0.5 | 0 | 8.2745 | 0 | 8.2745 | 0 | 401.332 | 50.1665 | 0.03859 | 1 | 0.5 | 0 | 4.1373 | 0 | 4.1373
2007-06-30 20:00 | 6 | 30 | 20 | 181 | 4340 | 60.26 | 0 | 261.1716 | Cooling | 0 | 4 | 0 | 0 | 0 | 6 | 0 | 261.1716 | 4 | 326.4645 | 326.4645 | 0 | 6 | 0 | 32.6465 | 0.012556 | 1 | 0.5 | 0 | 8.2745 | 0 | 8.2745 | 0 | 319.9352 | 39.9919 | 0.030763 | 1 | 0.5 | 0 | 4.1373 | 0 | 4.1373
2007-06-30 21:00 | 6 | 30 | 21 | 181 | 4341 | 57.74 | 0 | 131.397 | Cooling | 0 | 4 | 0 | 0 | 0 | 6 | 0 | 131.397 | 4 | 164.2462 | 164.2462 | 0 | 6 | 0 | 16.4246 | 0.0063172 | 1 | 0.5 | 0 | 8.2745 | 0 | 8.2745 | 0 | 160.9613 | 20.1202 | 0.015477 | 1 | 0.5 | 0 | 4.1373 | 0 | 4.1373
2007-06-30 22:00 | 6 | 30 | 22 | 181 | 4342 | 59.36 | 0 | 80.0727 | Cooling | 0 | 4 | 0 | 0 | 0 | 6 | 0 | 80.0727 | 4 | 100.0908 | 100.0908 | 0 | 6 | 0 | 10.0091 | 0.0038496 | 1 | 0.5 | 0 | 8.2745 | 0 | 8.2745 | 0 | 98.089 | 12.2611 | 0.0094316 | 1 | 0.5 | 0 | 4.1373 | 0 | 4.1373
2007-06-30 23:00 | 6 | 30 | 23 | 181 | 4343 | 61.7 | 0 | 72.5641 | Cooling | 0 | 4 | 0 | 0 | 0 | 6 | 0 | 72.5641 | 4 | 90.7051 | 90.7051 | 0 | 6 | 0 | 9.0705 | 0.0034887 | 1 | 0.5 | 0 | 8.2745 | 0 | 8.2745 | 0 | 88.891 | 11.1114 | 0.0085472 | 1 | 0.5 | 0 | 4.1373 | 0 | 4.1373
2007-07-01 | 7 | 1 | 0 | 182 | 4344 | 64.22 | 0 | 157.1109 | Cooling | 0 | 4 | 0 | 0 | 0 | 6 | 0 | 157.1109 | 4 | 196.3886 | 196.3886 | 0 | 6 | 0 | 19.6389 | 0.0075534 | 1 | 0.5 | 0 | 8.2745 | 0 | 8.2745 | 0 | 192.4608 | 24.0576 | 0.018506 | 1 | 0.5 | 0 | 4.1373 | 0 | 4.1373
2007-07-01 01:00 | 7 | 1 | 1 | 182 | 4345 | 67.1 | 0 | 277.5918 | Cooling | 0 | 4 | 0 | 0 | 0 | 6 | 0 | 277.5918 | 4 | 346.9897 | 346.9897 | 0 | 6 | 0 | 34.699 | 0.013346 | 1 | 0.5 | 0 | 8.2745 | 0 | 8.2745 | 0 | 340.0499 | 42.5062 | 0.032697 | 1 | 0.5 | 0 | 4.1373 | 0 | 4.1373
2007-07-01 02:00 | 7 | 1 | 2 | 182 | 4346 | 67.28 | 0 | 359.2543 | Cooling | 0 | 4 | 0 | 0 | 0 | 6 | 0 | 359.2543 | 4 | 449.0679 | 449.0679 | 0 | 6 | 0 | 44.9068 | 0.017272 | 1 | 0.5 | 0 | 8.2745 | 0 | 8.2745 | 0 | 440.0865 | 55.0108 | 0.042316 | 1 | 0.5 | 0 | 4.1373 | 0 | 4.1373
2007-07-01 03:00 | 7 | 1 | 3 | 182 | 4347 | 67.28 | 0 | 461.2893 | Cooling | 0 | 4 | 0 | 0 | 0 | 6 | 0 | 461.2893 | 4 | 576.6117 | 576.6117 | 0 | 6 | 0 | 57.6612 | 0.022177 | 1 | 0.5 | 0 | 8.2745 | 0 | 8.2745 | 0 | 565.0794 | 70.6349 | 0.054335 | 1 | 0.5 | 0 | 4.1373 | 0 | 4.1373
2007-07-01 04:00 | 7 | 1 | 4 | 182 | 4348 | 67.1 | 0 | 401.5384 | Cooling | 0 | 4 | 0 | 0 | 0 | 6 | 0 | 401.5384 | 4 | 501.923 | 501.923 | 0 | 6 | 0 | 50.1923 | 0.019305 | 1 | 0.5 | 0 | 8.2745 | 0 | 8.2745 | 0 | 491.8845 | 61.4856 | 0.047297 | 1 | 0.5 | 0 | 4.1373 | 0 | 4.1373
2007-07-01 05:00 | 7 | 1 | 5 | 182 | 4349 | 67.46 | 0 | 609.1495 | Cooling | 0 | 4 | 0 | 0 | 0 | 6 | 0 | 609.1495 | 4 | 761.4369 | 761.4369 | 0 | 6 | 0 | 76.1437 | 0.029286 | 1 | 0.5 | 0 | 8.2745 | 0 | 8.2745 | 0 | 746.2082 | 93.276 | 0.071751 | 1 | 0.5 | 0 | 4.1373 | 0 | 4.1373
2007-07-01 06:00 | 7 | 1 | 6 | 182 | 4350 | 67.82 | 0 | 1392.2088 | Cooling | 0 | 4 | 0 | 0 | 0 | 6 | 0 | 1392.2088 | 4 | 1740.261 | 1740.261 | 0 | 6 | 0 | 174.0261 | 0.066933 | 1 | 0.5 | 0 | 8.2745 | 0 | 8.2745 | 0 | 1705.4558 | 213.182 | 0.16399 | 1 | 0.5 | 0 | 4.1373 | 0 | 4.1373
2007-07-01 07:00 | 7 | 1 | 7 | 182 | 4351 | 68 | 0 | 1077.9101 | Cooling | 0 | 4 | 0 | 0 | 0 | 6 | 0 | 1077.9101 | 4 | 1347.3876 | 1347.3876 | 0 | 6 | 0 | 134.7388 | 0.051823 | 1 | 0.5 | 0 | 8.2745 | 0 | 8.2745 | 0 | 1320.4398 | 165.055 | 0.12697 | 1 | 0.5 | 0 | 4.1373 | 0 | 4.1373
2007-07-01 08:00 | 7 | 1 | 8 | 182 | 4352 | 68 | 0 | 1505.4988 | Cooling | 0 | 4 | 0 | 0 | 0 | 6 | 0 | 1505.4988 | 4 | 1881.8735 | 1881.8735 | 0 | 6 | 0 | 188.1873 | 0.07238 | 1 | 0.5 | 0 | 8.2745 | 0 | 8.2745 | 0 | 1844.236 | 230.5295 | 0.17733 | 1 | 0.5 | 0 | 4.1373 | 0 | 4.1373
2007-07-01 09:00 | 7 | 1 | 9 | 182 | 4353 | 68 | 0 | 1872.9177 | Cooling | 0 | 4 | 0 | 0 | 0 | 6 | 0 | 1872.9177 | 4 | 2341.1471 | 2341.1471 | 0 | 6 | 0 | 234.1147 | 0.090044 | 1 | 0.5 | 0 | 8.2745 | 0 | 8.2745 | 0 | 2294.3242 | 286.7905 | 0.22061 | 1 | 0.5 | 0 | 4.1373 | 0 | 4.1373
2007-07-01 10:00 | 7 | 1 | 10 | 182 | 4354 | 68 | 0 | 2347.8282 | Cooling | 0 | 4 | 0 | 0 | 0 | 6 | 0 | 2347.8282 | 4 | 2934.7853 | 2934.7853 | 0 | 6 | 0 | 293.4785 | 0.11288 | 1 | 0.5 | 0 | 8.2745 | 0 | 8.2745 | 0 | 2876.0896 | 359.5112 | 0.27655 | 1 | 0.55309 | 0 | 5.2182 | 0 | 5.2182
2007-07-01 11:00 | 7 | 1 | 11 | 182 | 4355 | 69.98 | 0 | 3046.3679 | Cooling | 0 | 4 | 0 | 0 | 0 | 6 | 0 | 3046.3679 | 4 | 3807.9599 | 3807.9599 | 0 | 6 | 0 | 380.796 | 0.14646 | 1 | 0.5 | 0 | 8.2745 | 0 | 8.2745 | 0 | 3731.8007 | 466.4751 | 0.35883 | 1 | 0.71765 | 0 | 9.4992 | 0 | 9.4992
2007-07-01 12:00 | 7 | 1 | 12 | 182 | 4356 | 73.04 | 0 | 3675.0382 | Cooling | 0 | 4 | 0 | 0 | 0 | 6 | 0 | 3675.0382 | 4 | 4593.7978 | 4593.7978 | 0 | 6 | 0 | 459.3798 | 0.17668 | 1 | 0.5 | 0 | 8.2745 | 0 | 8.2745 | 0 | 4501.9218 | 562.7402 | 0.43288 | 1 | 0.86575 | 0 | 14.6248 | 0 | 14.6248
2007-07-01 13:00 | 7 | 1 | 13 | 182 | 4357 | 78.98 | 0 | 4202.2485 | Cooling | 0 | 4 | 0 | 0 | 0 | 6 | 0 | 4202.2485 | 4 | 5252.8107 | 5252.8107 | 0 | 6 | 0 | 525.2811 | 0.20203 | 1 | 0.5 | 0 | 8.2745 | 0 | 8.2745 | 0 | 5147.7545 | 643.4693 | 0.49498 | 1 | 0.98995 | 0 | 19.9066 | 0 | 19.9066
2007-07-01 14:00 | 7 | 1 | 14 | 182 | 4358 | 78.98 | 0 | 4506.4791 | Cooling | 0 | 4 | 0 | 0 | 0 | 6 | 0 | 4506.4791 | 4 | 5633.0988 | 5633.0988 | 0 | 6 | 0 | 563.3099 | 0.21666 | 1 | 0.5 | 0 | 8.2745 | 0 | 8.2745 | 0 | 5520.4369 | 690.0546 | 0.53081 | 2 | 0.53081 | 0.53081 | 4.7473 | 4.7473 | 9.4946
2007-07-01 15:00 | 7 | 1 | 15 | 182 | 4359 | 75.92 | 0 | 4675.3167 | Cooling | 0 | 4 | 0 | 0 | 0 | 6 | 0 | 4675.3167 | 4 | 5844.1459 | 5844.1459 | 0 | 6 | 0 | 584.4146 | 0.22477 | 1 | 0.5 | 0 | 8.2745 | 0 | 8.2745 | 0 | 5727.263 | 715.9079 | 0.5507 | 2 | 0.5507 | 0.5507 | 5.1664 | 5.1664 | 10.3327
2007-07-01 16:00 | 7 | 1 | 16 | 182 | 4360 | 73.94 | 0 | 4674.4037 | Cooling | 0 | 4 | 0 | 0 | 0 | 6 | 0 | 4674.4037 | 4 | 5843.0046 | 5843.0046 | 0 | 6 | 0 | 584.3005 | 0.22473 | 1 | 0.5 | 0 | 8.2745 | 0 | 8.2745 | 0 | 5726.1445 | 715.7681 | 0.55059 | 2 | 0.55059 | 0.55059 | 5.164 | 5.164 | 10.3281
2007-07-01 17:00 | 7 | 1 | 17 | 182 | 4361 | 73.94 | 0 | 4505.1864 | Cooling | 0 | 4 | 0 | 0 | 0 | 6 | 0 | 4505.1864 | 4 | 5631.483 | 5631.483 | 0 | 6 | 0 | 563.1483 | 0.2166 | 1 | 0.5 | 0 | 8.2745 | 0 | 8.2745 | 0 | 5518.8533 | 689.8567 | 0.53066 | 2 | 0.53066 | 0.53066 | 4.7442 | 4.7442 | 9.4883
2007-07-01 18:00 | 7 | 1 | 18 | 182 | 4362 | 71.96 | 0 | 4045.2748 | Cooling | 0 | 4 | 0 | 0 | 0 | 6 | 0 | 4045.2748 | 4 | 5056.5935 | 5056.5935 | 0 | 6 | 0 | 505.6593 | 0.19448 | 1 | 0.5 | 0 | 8.2745 | 0 | 8.2745 | 0 | 4955.4616 | 619.4327 | 0.47649 | 1 | 0.95297 | 0 | 18.2376 | 0 | 18.2376
2007-07-01 19:00 | 7 | 1 | 19 | 182 | 4363 | 69.98 | 0 | 3590.2085 | Cooling | 0 | 4 | 0 | 0 | 0 | 6 | 0 | 3590.2085 | 4 | 4487.7607 | 4487.7607 | 0 | 6 | 0 | 448.7761 | 0.17261 | 1 | 0.5 | 0 | 8.2745 | 0 | 8.2745 | 0 | 4398.0054 | 549.7507 | 0.42289 | 1 | 0.84577 | 0 | 13.86 | 0 | 13.86
2007-07-01 20:00 | 7 | 1 | 20 | 182 | 4364 | 69.98 | 0 | 2942.4505 | Cooling | 0 | 4 | 0 | 0 | 0 | 6 | 0 | 2942.4505 | 4 | 3678.0631 | 3678.0631 | 0 | 6 | 0 | 367.8063 | 0.14146 | 1 | 0.5 | 0 | 8.2745 | 0 | 8.2745 | 0 | 3604.5018 | 450.5627 | 0.34659 | 1 | 0.69317 | 0 | 8.7704 | 0 | 8.7704
2007-07-01 21:00 | 7 | 1 | 21 | 182 | 4365 | 66.92 | 0 | 1802.1991 | Cooling | 0 | 4 | 0 | 0 | 0 | 6 | 0 | 1802.1991 | 4 | 2252.7488 | 2252.7488 | 0 | 6 | 0 | 225.2749 | 0.086644 | 1 | 0.5 | 0 | 8.2745 | 0 | 8.2745 | 0 | 2207.6938 | 275.9617 | 0.21228 | 1 | 0.5 | 0 | 4.1373 | 0 | 4.1373
2007-07-01 22:00 | 7 | 1 | 22 | 182 | 4366 | 66.02 | 0 | 507.8539 | Cooling | 0 | 4 | 0 | 0 | 0 | 6 | 0 | 507.8539 | 4 | 634.8174 | 634.8174 | 0 | 6 | 0 | 63.4817 | 0.024416 | 1 | 0.5 | 0 | 8.2745 | 0 | 8.2745 | 0 | 622.121 | 77.7651 | 0.059819 | 1 | 0.5 | 0 | 4.1373 | 0 | 4.1373
2007-07-01 23:00 | 7 | 1 | 23 | 182 | 4367 | 66.02 | 0 | 294.185 | Cooling | 0 | 4 | 0 | 0 | 0 | 6 | 0 | 294.185 | 4 | 367.7313 | 367.7313 | 0 | 6 | 0 | 36.7731 | 0.014144 | 1 | 0.5 | 0 | 8.2745 | 0 | 8.2745 | 0 | 360.3767 | 45.0471 | 0.034652 | 1 | 0.5 | 0 | 4.1373 | 0 | 4.1373
2007-07-02 | 7 | 2 | 0 | 183 | 4368 | 66.02 | 0 | 278.1201 | Cooling | 0 | 4 | 0 | 0 | 0 | 6 | 0 | 278.1201 | 4 | 347.6501 | 347.6501 | 0 | 6 | 0 | 34.765 | 0.013371 | 1 | 0.5 | 0 | 8.2745 | 0 | 8.2745 | 0 | 340.6971 | 42.5871 | 0.032759 | 1 | 0.5 | 0 | 4.1373 | 0 | 4.1373
2007-07-02 01:00 | 7 | 2 | 1 | 183 | 4369 | 62.96 | 0 | 293.7281 | Cooling | 0 | 4 | 0 | 0 | 0 | 6 | 0 | 293.7281 | 4 | 367.1601 | 367.1601 | 0 | 6 | 0 | 36.716 | 0.014122 | 1 | 0.5 | 0 | 8.2745 | 0 | 8.2745 | 0 | 359.8169 | 44.9771 | 0.034598 | 1 | 0.5 | 0 | 4.1373 | 0 | 4.1373
2007-07-02 02:00 | 7 | 2 | 2 | 183 | 4370 | 62.96 | 0 | 271.4992 | Cooling | 0 | 4 | 0 | 0 | 0 | 6 | 0 | 271.4992 | 4 | 339.374 | 339.374 | 0 | 6 | 0 | 33.9374 | 0.013053 | 1 | 0.5 | 0 | 8.2745 | 0 | 8.2745 | 0 | 332.5865 | 41.5733 | 0.031979 | 1 | 0.5 | 0 | 4.1373 | 0 | 4.1373
2007-07-02 03:00 | 7 | 2 | 3 | 183 | 4371 | 62.96 | 0 | 259.098 | Cooling | 0 | 4 | 0 | 0 | 0 | 6 | 0 | 259.098 | 4 | 323.8725 | 323.8725 | 0 | 6 | 0 | 32.3873 | 0.012457 | 1 | 0.5 | 0 | 8.2745 | 0 | 8.2745 | 0 | 317.3951 | 39.6744 | 0.030519 | 1 | 0.5 | 0 | 4.1373 | 0 | 4.1373
2007-07-02 04:00 | 7 | 2 | 4 | 183 | 4372 | 62.06 | 0 | 240.0816 | Cooling | 0 | 4 | 0 | 0 | 0 | 6 | 0 | 240.0816 | 4 | 300.102 | 300.102 | 0 | 6 | 0 | 30.0102 | 0.011542 | 1 | 0.5 | 0 | 8.2745 | 0 | 8.2745 | 0 | 294.0999 | 36.7625 | 0.028279 | 1 | 0.5 | 0 | 4.1373 | 0 | 4.1373
2007-07-02 05:00 | 7 | 2 | 5 | 183 | 4373 | 62.06 | 0 | 259.3228 | Cooling | 0 | 4 | 0 | 0 | 0 | 6 | 0 | 259.3228 | 4 | 324.1535 | 324.1535 | 0 | 6 | 0 | 32.4154 | 0.012467 | 1 | 0.5 | 0 | 8.2745 | 0 | 8.2745 | 0 | 317.6705 | 39.7088 | 0.030545 | 1 | 0.5 | 0 | 4.1373 | 0 | 4.1373
2007-07-02 06:00 | 7 | 2 | 6 | 183 | 4374 | 62.96 | 0 | 532.2998 | Cooling | 0 | 4 | 0 | 0 | 0 | 6 | 0 | 532.2998 | 4 | 665.3748 | 665.3748 | 0 | 6 | 0 | 66.5375 | 0.025591 | 1 | 0.5 | 0 | 8.2745 | 0 | 8.2745 | 0 | 652.0673 | 81.5084 | 0.062699 | 1 | 0.5 | 0 | 4.1373 | 0 | 4.1373
2007-07-02 07:00 | 7 | 2 | 7 | 183 | 4375 | 64.94 | 0 | 687.6581 | Cooling | 0 | 4 | 0 | 0 | 0 | 6 | 0 | 687.6581 | 4 | 859.5726 | 859.5726 | 0 | 6 | 0 | 85.9573 | 0.03306 | 1 | 0.5 | 0 | 8.2745 | 0 | 8.2745 | 0 | 842.3812 | 105.2976 | 0.080998 | 1 | 0.5 | 0 | 4.1373 | 0 | 4.1373
2007-07-02 08:00 | 7 | 2 | 8 | 183 | 4376 | 64.94 | 0 | 1257.4708 | Cooling | 0 | 4 | 0 | 0 | 0 | 6 | 0 | 1257.4708 | 4 | 1571.8385 | 1571.8385 | 0 | 6 | 0 | 157.1838 | 0.060455 | 1 | 0.5 | 0 | 8.2745 | 0 | 8.2745 | 0 | 1540.4017 | 192.5502 | 0.14812 | 1 | 0.5 | 0 | 4.1373 | 0 | 4.1373
2007-07-02 09:00 | 7 | 2 | 9 | 183 | 4377 | 69.98 | 0 | 1476.0655 | Cooling | 0 | 4 | 0 | 0 | 0 | 6 | 0 | 1476.0655 | 4 | 1845.0819 | 1845.0819 | 0 | 6 | 0 | 184.5082 | 0.070965 | 1 | 0.5 | 0 | 8.2745 | 0 | 8.2745 | 0 | 1808.1803 | 226.0225 | 0.17386 | 1 | 0.5 | 0 | 4.1373 | 0 | 4.1373
2007-07-02 10:00 | 7 | 2 | 10 | 183 | 4378 | 71.06 | 0 | 1858.3139 | Cooling | 0 | 4 | 0 | 0 | 0 | 6 | 0 | 1858.3139 | 4 | 2322.8924 | 2322.8924 | 0 | 6 | 0 | 232.2892 | 0.089342 | 1 | 0.5 | 0 | 8.2745 | 0 | 8.2745 | 0 | 2276.4345 | 284.5543 | 0.21889 | 1 | 0.5 | 0 | 4.1373 | 0 | 4.1373
2007-07-02 11:00 | 7 | 2 | 11 | 183 | 4379 | 71.06 | 0 | 2169.1698 | Cooling | 0 | 4 | 0 | 0 | 0 | 6 | 0 | 2169.1698 | 4 | 2711.4622 | 2711.4622 | 0 | 6 | 0 | 271.1462 | 0.10429 | 1 | 0.5 | 0 | 8.2745 | 0 | 8.2745 | 0 | 2657.233 | 332.1541 | 0.2555 | 1 | 0.51101 | 0 | 4.3497 | 0 | 4.3497
2007-07-02 12:00 | 7 | 2 | 12 | 183 | 4380 | 73.04 | 0 | 2405.1463 | Cooling | 0 | 4 | 0 | 0 | 0 | 6 | 0 | 2405.1463 | 4 | 3006.4329 | 3006.4329 | 0 | 6 | 0 | 300.6433 | 0.11563 | 1 | 0.5 | 0 | 8.2745 | 0 | 8.2745 | 0 | 2946.3042 | 368.288 | 0.2833 | 1 | 0.5666 | 0 | 5.5159 | 0 | 5.5159
2007-07-02 13:00 | 7 | 2 | 13 | 183 | 4381 | 75.02 | 0 | 2622.9612 | Cooling | 0 | 4 | 0 | 0 | 0 | 6 | 0 | 2622.9612 | 4 | 3278.7015 | 3278.7015 | 0 | 6 | 0 | 327.8702 | 0.1261 | 1 | 0.5 | 0 | 8.2745 | 0 | 8.2745 | 0 | 3213.1275 | 401.6409 | 0.30895 | 1 | 0.61791 | 0 | 6.733 | 0 | 6.733
2007-07-02 14:00 | 7 | 2 | 14 | 183 | 4382 | 75.02 | 0 | 2657.3319 | Cooling | 0 | 4 | 0 | 0 | 0 | 6 | 0 | 2657.3319 | 4 | 3321.6648 | 3321.6648 | 0 | 6 | 0 | 332.1665 | 0.12776 | 1 | 0.5 | 0 | 8.2745 | 0 | 8.2745 | 0 | 3255.2316 | 406.9039 | 0.313 | 1 | 0.62601 | 0 | 6.9377 | 0 | 6.9377
2007-07-02 15:00 | 7 | 2 | 15 | 183 | 4383 | 77 | 0 | 2686.2383 | Cooling | 0 | 4 | 0 | 0 | 0 | 6 | 0 | 2686.2383 | 4 | 3357.7979 | 3357.7979 | 0 | 6 | 0 | 335.7798 | 0.12915 | 1 | 0.5 | 0 | 8.2745 | 0 | 8.2745 | 0 | 3290.6419 | 411.3302 | 0.31641 | 1 | 0.63282 | 0 | 7.1125 | 0 | 7.1125
2007-07-02 16:00 | 7 | 2 | 16 | 183 | 4384 | 75.92 | 0 | 2583.2228 | Cooling | 0 | 4 | 0 | 0 | 0 | 6 | 0 | 2583.2228 | 4 | 3229.0285 | 3229.0285 | 0 | 6 | 0 | 322.9028 | 0.12419 | 1 | 0.5 | 0 | 8.2745 | 0 | 8.2745 | 0 | 3164.4479 | 395.556 | 0.30427 | 1 | 0.60855 | 0 | 6.5007 | 0 | 6.5007
2007-07-02 17:00 | 7 | 2 | 17 | 183 | 4385 | 75.92 | 0 | 2259.0471 | Cooling | 0 | 4 | 0 | 0 | 0 | 6 | 0 | 2259.0471 | 4 | 2823.8089 | 2823.8089 | 0 | 6 | 0 | 282.3809 | 0.10861 | 1 | 0.5 | 0 | 8.2745 | 0 | 8.2745 | 0 | 2767.3327 | 345.9166 | 0.26609 | 1 | 0.53218 | 0 | 4.7755 | 0 | 4.7755
2007-07-02 18:00 | 7 | 2 | 18 | 183 | 4386 | 73.04 | 0 | 1532.8402 | Cooling | 0 | 4 | 0 | 0 | 0 | 6 | 0 | 1532.8402 | 4 | 1916.0502 | 1916.0502 | 0 | 6 | 0 | 191.605 | 0.073694 | 1 | 0.5 | 0 | 8.2745 | 0 | 8.2745 | 0 | 1877.7292 | 234.7162 | 0.18055 | 1 | 0.5 | 0 | 4.1373 | 0 | 4.1373
2007-07-02 19:00 | 7 | 2 | 19 | 183 | 4387 | 71.96 | 0 | 1006.7003 | Cooling | 0 | 4 | 0 | 0 | 0 | 6 | 0 | 1006.7003 | 4 | 1258.3754 | 1258.3754 | 0 | 6 | 0 | 125.8375 | 0.048399 | 1 | 0.5 | 0 | 8.2745 | 0 | 8.2745 | 0 | 1233.2079 | 154.151 | 0.11858 | 1 | 0.5 | 0 | 4.1373 | 0 | 4.1373
2007-07-02 20:00 | 7 | 2 | 20 | 183 | 4388 | 71.96 | 0 | 493.5249 | Cooling | 0 | 4 | 0 | 0 | 0 | 6 | 0 | 493.5249 | 4 | 616.9061 | 616.9061 | 0 | 6 | 0 | 61.6906 | 0.023727 | 1 | 0.5 | 0 | 8.2745 | 0 | 8.2745 | 0 | 604.568 | 75.571 | 0.058132 | 1 | 0.5 | 0 | 4.1373 | 0 | 4.1373
2007-07-02 21:00 | 7 | 2 | 21 | 183 | 4389 | 64.94 | 0 | 331.6613 | Cooling | 0 | 4 | 0 | 0 | 0 | 6 | 0 | 331.6613 | 4 | 414.5767 | 414.5767 | 0 | 6 | 0 | 41.4577 | 0.015945 | 1 | 0.5 | 0 | 8.2745 | 0 | 8.2745 | 0 | 406.2851 | 50.7856 | 0.039066 | 1 | 0.5 | 0 | 4.1373 | 0 | 4.1373
2007-07-02 22:00 | 7 | 2 | 22 | 183 | 4390 | 64.04 | 0 | 28.7457 | Cooling | 0 | 4 | 0 | 0 | 0 | 6 | 0 | 28.7457 | 4 | 35.9322 | 35.9322 | 0 | 6 | 0 | 3.5932 | 0.001382 | 1 | 0.5 | 0 | 8.2745 | 0 | 8.2745 | 0 | 35.2135 | 4.4017 | 0.0033859 | 1 | 0.5 | 0 | 4.1373 | 0 | 4.1373
2007-07-02 23:00 | 7 | 2 | 23 | 183 | 4391 | 64.04 | 13.8264 | 0 | Heating | 13.8264 | 4 | 11.0611 | 11.0611 | 0 | 6 | 0 | 0 | 4 | 0 | 0 | 0 | 6 | 0 | 2.2122 | 0.00085086 | 1 | 0.5 | 0 | 8.2745 | 0 | 8.2745 | 11.2869 | 0 | 0.64607 | 0.00049698 | 1 | 0.5 | 0 | 4.1373 | 0 | 4.1373
2007-07-03 | 7 | 3 | 0 | 184 | 4392 | 57.92 | 0 | 38.0227 | Cooling | 0 | 4 | 0 | 0 | 0 | 6 | 0 | 38.0227 | 4 | 47.5284 | 47.5284 | 0 | 6 | 0 | 4.7528 | 0.001828 | 1 | 0.5 | 0 | 8.2745 | 0 | 8.2745 | 0 | 46.5778 | 5.8222 | 0.0044786 | 1 | 0.5 | 0 | 4.1373 | 0 | 4.1373
2007-07-03 01:00 | 7 | 3 | 1 | 184 | 4393 | 57.92 | 0 | 132.2288 | Cooling | 0 | 4 | 0 | 0 | 0 | 6 | 0 | 132.2288 | 4 | 165.286 | 165.286 | 0 | 6 | 0 | 16.5286 | 0.0063572 | 1 | 0.5 | 0 | 8.2745 | 0 | 8.2745 | 0 | 161.9802 | 20.2475 | 0.015575 | 1 | 0.5 | 0 | 4.1373 | 0 | 4.1373
2007-07-03 02:00 | 7 | 3 | 2 | 184 | 4394 | 57.92 | 0 | 123.6225 | Cooling | 0 | 4 | 0 | 0 | 0 | 6 | 0 | 123.6225 | 4 | 154.5282 | 154.5282 | 0 | 6 | 0 | 15.4528 | 0.0059434 | 1 | 0.5 | 0 | 8.2745 | 0 | 8.2745 | 0 | 151.4376 | 18.9297 | 0.014561 | 1 | 0.5 | 0 | 4.1373 | 0 | 4.1373
2007-07-03 03:00 | 7 | 3 | 3 | 184 | 4395 | 53.96 | 0 | 113.3721 | Cooling | 0 | 4 | 0 | 0 | 0 | 6 | 0 | 113.3721 | 4 | 141.7151 | 141.7151 | 0 | 6 | 0 | 14.1715 | 0.0054506 | 1 | 0.5 | 0 | 8.2745 | 0 | 8.2745 | 0 | 138.8808 | 17.3601 | 0.013354 | 1 | 0.5 | 0 | 4.1373 | 0 | 4.1373
2007-07-03 04:00 | 7 | 3 | 4 | 184 | 4396 | 53.06 | 0 | 90.2469 | Cooling | 0 | 4 | 0 | 0 | 0 | 6 | 0 | 90.2469 | 4 | 112.8086 | 112.8086 | 0 | 6 | 0 | 11.2809 | 0.0043388 | 1 | 0.5 | 0 | 8.2745 | 0 | 8.2745 | 0 | 110.5525 | 13.8191 | 0.01063 | 1 | 0.5 | 0 | 4.1373 | 0 | 4.1373
2007-07-03 05:00 | 7 | 3 | 5 | 184 | 4397 | 53.06 | 0 | 82.8197 | Cooling | 0 | 4 | 0 | 0 | 0 | 6 | 0 | 82.8197 | 4 | 103.5246 | 103.5246 | 0 | 6 | 0 | 10.3525 | 0.0039817 | 1 | 0.5 | 0 | 8.2745 | 0 | 8.2745 | 0 | 101.4541 | 12.6818 | 0.0097552 | 1 | 0.5 | 0 | 4.1373 | 0 | 4.1373
2007-07-03 06:00 | 7 | 3 | 6 | 184 | 4398 | 57.02 | 337.3323 | 0 | Heating | 337.3323 | 4 | 269.8658 | 269.8658 | 0 | 6 | 0 | 0 | 4 | 0 | 0 | 0 | 6 | 0 | 53.9732 | 0.020759 | 1 | 0.5 | 0 | 8.2745 | 0 | 8.2745 | 275.3733 | 0 | 15.7626 | 0.012125 | 1 | 0.5 | 0 | 4.1373 | 0 | 4.1373
2007-07-03 07:00 | 7 | 3 | 7 | 184 | 4399 | 60.98 | 348.0797 | 0 | Heating | 348.0797 | 4 | 278.4638 | 278.4638 | 0 | 6 | 0 | 0 | 4 | 0 | 0 | 0 | 6 | 0 | 55.6928 | 0.02142 | 1 | 0.5 | 0 | 8.2745 | 0 | 8.2745 | 284.1467 | 0 | 16.2648 | 0.012511 | 1 | 0.5 | 0 | 4.1373 | 0 | 4.1373
2007-07-03 08:00 | 7 | 3 | 8 | 184 | 4400 | 60.98 | 0 | 377.5221 | Cooling | 0 | 4 | 0 | 0 | 0 | 6 | 0 | 377.5221 | 4 | 471.9027 | 471.9027 | 0 | 6 | 0 | 47.1903 | 0.01815 | 1 | 0.5 | 0 | 8.2745 | 0 | 8.2745 | 0 | 462.4646 | 57.8081 | 0.044468 | 1 | 0.5 | 0 | 4.1373 | 0 | 4.1373
2007-07-03 09:00 | 7 | 3 | 9 | 184 | 4401 | 68 | 0 | 625.0514 | Cooling | 0 | 4 | 0 | 0 | 0 | 6 | 0 | 625.0514 | 4 | 781.3142 | 781.3142 | 0 | 6 | 0 | 78.1314 | 0.030051 | 1 | 0.5 | 0 | 8.2745 | 0 | 8.2745 | 0 | 765.6879 | 95.711 | 0.073624 | 1 | 0.5 | 0 | 4.1373 | 0 | 4.1373
2007-07-03 10:00 | 7 | 3 | 10 | 184 | 4402 | 69.98 | 0 | 868.9413 | Cooling | 0 | 4 | 0 | 0 | 0 | 6 | 0 | 868.9413 | 4 | 1086.1766 | 1086.1766 | 0 | 6 | 0 | 108.6177 | 0.041776 | 1 | 0.5 | 0 | 8.2745 | 0 | 8.2745 | 0 | 1064.4531 | 133.0566 | 0.10235 | 1 | 0.5 | 0 | 4.1373 | 0 | 4.1373
2007-07-03 11:00 | 7 | 3 | 11 | 184 | 4403 | 69.98 | 0 | 1588.3842 | Cooling | 0 | 4 | 0 | 0 | 0 | 6 | 0 | 1588.3842 | 4 | 1985.4803 | 1985.4803 | 0 | 6 | 0 | 198.548 | 0.076365 | 1 | 0.5 | 0 | 8.2745 | 0 | 8.2745 | 0 | 1945.7707 | 243.2213 | 0.18709 | 1 | 0.5 | 0 | 4.1373 | 0 | 4.1373
2007-07-03 12:00 | 7 | 3 | 12 | 184 | 4404 | 75.92 | 0 | 2111.8531 | Cooling | 0 | 4 | 0 | 0 | 0 | 6 | 0 | 2111.8531 | 4 | 2639.8164 | 2639.8164 | 0 | 6 | 0 | 263.9816 | 0.10153 | 1 | 0.5 | 0 | 8.2745 | 0 | 8.2745 | 0 | 2587.0201 | 323.3775 | 0.24875 | 1 | 0.5 | 0 | 4.1373 | 0 | 4.1373
2007-07-03 13:00 | 7 | 3 | 13 | 184 | 4405 | 75.92 | 0 | 2612.606 | Cooling | 0 | 4 | 0 | 0 | 0 | 6 | 0 | 2612.606 | 4 | 3265.7575 | 3265.7575 | 0 | 6 | 0 | 326.5758 | 0.12561 | 1 | 0.5 | 0 | 8.2745 | 0 | 8.2745 | 0 | 3200.4424 | 400.0553 | 0.30773 | 1 | 0.61547 | 0 | 6.672 | 0 | 6.672
2007-07-03 14:00 | 7 | 3 | 14 | 184 | 4406 | 75.92 | 0 | 2924.9528 | Cooling | 0 | 4 | 0 | 0 | 0 | 6 | 0 | 2924.9528 | 4 | 3656.191 | 3656.191 | 0 | 6 | 0 | 365.6191 | 0.14062 | 1 | 0.5 | 0 | 8.2745 | 0 | 8.2745 | 0 | 3583.0672 | 447.8834 | 0.34453 | 1 | 0.68905 | 0 | 8.6509 | 0 | 8.6509
2007-07-03 15:00 | 7 | 3 | 15 | 184 | 4407 | 77 | 0 | 3210.9578 | Cooling | 0 | 4 | 0 | 0 | 0 | 6 | 0 | 3210.9578 | 4 | 4013.6973 | 4013.6973 | 0 | 6 | 0 | 401.3697 | 0.15437 | 1 | 0.5 | 0 | 8.2745 | 0 | 8.2745 | 0 | 3933.4233 | 491.6779 | 0.37821 | 1 | 0.75643 | 0 | 10.7213 | 0 | 10.7213
2007-07-03 16:00 | 7 | 3 | 16 | 184 | 4408 | 77 | 0 | 3380.4637 | Cooling | 0 | 4 | 0 | 0 | 0 | 6 | 0 | 3380.4637 | 4 | 4225.5796 | 4225.5796 | 0 | 6 | 0 | 422.558 | 0.16252 | 1 | 0.5 | 0 | 8.2745 | 0 | 8.2745 | 0 | 4141.068 | 517.6335 | 0.39818 | 1 | 0.79636 | 0 | 12.068 | 0 | 12.068
2007-07-03 17:00 | 7 | 3 | 17 | 184 | 4409 | 77 | 0 | 3278.9209 | Cooling | 0 | 4 | 0 | 0 | 0 | 6 | 0 | 3278.9209 | 4 | 4098.6511 | 4098.6511 | 0 | 6 | 0 | 409.8651 | 0.15764 | 1 | 0.5 | 0 | 8.2745 | 0 | 8.2745 | 0 | 4016.6781 | 502.0848 | 0.38622 | 1 | 0.77244 | 0 | 11.2504 | 0 | 11.2504
2007-07-03 18:00 | 7 | 3 | 18 | 184 | 4410 | 75.92 | 0 | 2752.0625 | Cooling | 0 | 4 | 0 | 0 | 0 | 6 | 0 | 2752.0625 | 4 | 3440.0782 | 3440.0782 | 0 | 6 | 0 | 344.0078 | 0.13231 | 1 | 0.5 | 0 | 8.2745 | 0 | 8.2745 | 0 | 3371.2766 | 421.4096 | 0.32416 | 1 | 0.64832 | 0 | 7.5197 | 0 | 7.5197
2007-07-03 19:00 | 7 | 3 | 19 | 184 | 4411 | 73.94 | 0 | 2326.3338 | Cooling | 0 | 4 | 0 | 0 | 0 | 6 | 0 | 2326.3338 | 4 | 2907.9173 | 2907.9173 | 0 | 6 | 0 | 290.7917 | 0.11184 | 1 | 0.5 | 0 | 8.2745 | 0 | 8.2745 | 0 | 2849.7589 | 356.2199 | 0.27402 | 1 | 0.54803 | 0 | 5.109 | 0 | 5.109
2007-07-03 20:00 | 7 | 3 | 20 | 184 | 4412 | 73.94 | 0 | 1793.5817 | Cooling | 0 | 4 | 0 | 0 | 0 | 6 | 0 | 1793.5817 | 4 | 2241.9771 | 2241.9771 | 0 | 6 | 0 | 224.1977 | 0.08623 | 1 | 0.5 | 0 | 8.2745 | 0 | 8.2745 | 0 | 2197.1376 | 274.6422 | 0.21126 | 1 | 0.5 | 0 | 4.1373 | 0 | 4.1373
2007-07-03 21:00 | 7 | 3 | 21 | 184 | 4413 | 66.02 | 0 | 972.3315 | Cooling | 0 | 4 | 0 | 0 | 0 | 6 | 0 | 972.3315 | 4 | 1215.4144 | 1215.4144 | 0 | 6 | 0 | 121.5414 | 0.046747 | 1 | 0.5 | 0 | 8.2745 | 0 | 8.2745 | 0 | 1191.1061 | 148.8883 | 0.11453 | 1 | 0.5 | 0 | 4.1373 | 0 | 4.1373
2007-07-03 22:00 | 7 | 3 | 22 | 184 | 4414 | 64.94 | 0 | 233.5242 | Cooling | 0 | 4 | 0 | 0 | 0 | 6 | 0 | 233.5242 | 4 | 291.9052 | 291.9052 | 0 | 6 | 0 | 29.1905 | 0.011227 | 1 | 0.5 | 0 | 8.2745 | 0 | 8.2745 | 0 | 286.0671 | 35.7584 | 0.027506 | 1 | 0.5 | 0 | 4.1373 | 0 | 4.1373
2007-07-03 23:00 | 7 | 3 | 23 | 184 | 4415 | 64.94 | 0 | 117.6216 | Cooling | 0 | 4 | 0 | 0 | 0 | 6 | 0 | 117.6216 | 4 | 147.027 | 147.027 | 0 | 6 | 0 | 14.7027 | 0.0056549 | 1 | 0.5 | 0 | 8.2745 | 0 | 8.2745 | 0 | 144.0864 | 18.0108 | 0.013854 | 1 | 0.5 | 0 | 4.1373 | 0 | 4.1373
2007-07-04 | 7 | 4 | 0 | 185 | 4416 | 60.98 | 0 | 171.4131 | Cooling | 0 | 4 | 0 | 0 | 0 | 6 | 0 | 171.4131 | 4 | 214.2664 | 214.2664 | 0 | 6 | 0 | 21.4266 | 0.008241 | 1 | 0.5 | 0 | 8.2745 | 0 | 8.2745 | 0 | 209.9811 | 26.2476 | 0.02019 | 1 | 0.5 | 0 | 4.1373 | 0 | 4.1373
2007-07-04 01:00 | 7 | 4 | 1 | 185 | 4417 | 60.98 | 0 | 231.9711 | Cooling | 0 | 4 | 0 | 0 | 0 | 6 | 0 | 231.9711 | 4 | 289.9638 | 289.9638 | 0 | 6 | 0 | 28.9964 | 0.011152 | 1 | 0.5 | 0 | 8.2745 | 0 | 8.2745 | 0 | 284.1646 | 35.5206 | 0.027324 | 1 | 0.5 | 0 | 4.1373 | 0 | 4.1373
2007-07-04 02:00 | 7 | 4 | 2 | 185 | 4418 | 60.98 | 0 | 235.0481 | Cooling | 0 | 4 | 0 | 0 | 0 | 6 | 0 | 235.0481 | 4 | 293.8101 | 293.8101 | 0 | 6 | 0 | 29.381 | 0.0113 | 1 | 0.5 | 0 | 8.2745 | 0 | 8.2745 | 0 | 287.9339 | 35.9917 | 0.027686 | 1 | 0.5 | 0 | 4.1373 | 0 | 4.1373
2007-07-04 03:00 | 7 | 4 | 3 | 185 | 4419 | 59 | 0 | 239.2877 | Cooling | 0 | 4 | 0 | 0 | 0 | 6 | 0 | 239.2877 | 4 | 299.1096 | 299.1096 | 0 | 6 | 0 | 29.911 | 0.011504 | 1 | 0.5 | 0 | 8.2745 | 0 | 8.2745 | 0 | 293.1274 | 36.6409 | 0.028185 | 1 | 0.5 | 0 | 4.1373 | 0 | 4.1373
2007-07-04 04:00 | 7 | 4 | 4 | 185 | 4420 | 60.08 | 0 | 232.4251 | Cooling | 0 | 4 | 0 | 0 | 0 | 6 | 0 | 232.4251 | 4 | 290.5314 | 290.5314 | 0 | 6 | 0 | 29.0531 | 0.011174 | 1 | 0.5 | 0 | 8.2745 | 0 | 8.2745 | 0 | 284.7208 | 35.5901 | 0.027377 | 1 | 0.5 | 0 | 4.1373 | 0 | 4.1373
2007-07-04 05:00 | 7 | 4 | 5 | 185 | 4421 | 60.08 | 0 | 249.6395 | Cooling | 0 | 4 | 0 | 0 | 0 | 6 | 0 | 249.6395 | 4 | 312.0494 | 312.0494 | 0 | 6 | 0 | 31.2049 | 0.012002 | 1 | 0.5 | 0 | 8.2745 | 0 | 8.2745 | 0 | 305.8084 | 38.2261 | 0.029405 | 1 | 0.5 | 0 | 4.1373 | 0 | 4.1373
2007-07-04 06:00 | 7 | 4 | 6 | 185 | 4422 | 60.98 | 0 | 252.7678 | Cooling | 0 | 4 | 0 | 0 | 0 | 6 | 0 | 252.7678 | 4 | 315.9598 | 315.9598 | 0 | 6 | 0 | 31.596 | 0.012152 | 1 | 0.5 | 0 | 8.2745 | 0 | 8.2745 | 0 | 309.6406 | 38.7051 | 0.029773 | 1 | 0.5 | 0 | 4.1373 | 0 | 4.1373
2007-07-04 07:00 | 7 | 4 | 7 | 185 | 4423 | 62.06 | 14.1369 | 0 | Heating | 14.1369 | 4 | 11.3095 | 11.3095 | 0 | 6 | 0 | 0 | 4 | 0 | 0 | 0 | 6 | 0 | 2.2619 | 0.00086996 | 1 | 0.5 | 0 | 8.2745 | 0 | 8.2745 | 11.5403 | 0 | 0.66058 | 0.00050814 | 1 | 0.5 | 0 | 4.1373 | 0 | 4.1373
2007-07-04 08:00 | 7 | 4 | 8 | 185 | 4424 | 62.06 | 0 | 892.43 | Cooling | 0 | 4 | 0 | 0 | 0 | 6 | 0 | 892.43 | 4 | 1115.5375 | 1115.5375 | 0 | 6 | 0 | 111.5537 | 0.042905 | 1 | 0.5 | 0 | 8.2745 | 0 | 8.2745 | 0 | 1093.2267 | 136.6533 | 0.10512 | 1 | 0.5 | 0 | 4.1373 | 0 | 4.1373
2007-07-04 09:00 | 7 | 4 | 9 | 185 | 4425 | 62.96 | 0 | 1420.9959 | Cooling | 0 | 4 | 0 | 0 | 0 | 6 | 0 | 1420.9959 | 4 | 1776.2449 | 1776.2449 | 0 | 6 | 0 | 177.6245 | 0.068317 | 1 | 0.5 | 0 | 8.2745 | 0 | 8.2745 | 0 | 1740.72 | 217.59 | 0.16738 | 1 | 0.5 | 0 | 4.1373 | 0 | 4.1373
2007-07-04 10:00 | 7 | 4 | 10 | 185 | 4426 | 62.96 | 0 | 2103.1202 | Cooling | 0 | 4 | 0 | 0 | 0 | 6 | 0 | 2103.1202 | 4 | 2628.9003 | 2628.9003 | 0 | 6 | 0 | 262.89 | 0.10111 | 1 | 0.5 | 0 | 8.2745 | 0 | 8.2745 | 0 | 2576.3223 | 322.0403 | 0.24772 | 1 | 0.5 | 0 | 4.1373 | 0 | 4.1373
2007-07-04 11:00 | 7 | 4 | 11 | 185 | 4427 | 62.96 | 0 | 2760.695 | Cooling | 0 | 4 | 0 | 0 | 0 | 6 | 0 | 2760.695 | 4 | 3450.8688 | 3450.8688 | 0 | 6 | 0 | 345.0869 | 0.13273 | 1 | 0.5 | 0 | 8.2745 | 0 | 8.2745 | 0 | 3381.8514 | 422.7314 | 0.32518 | 1 | 0.65036 | 0 | 7.5741 | 0 | 7.5741
2007-07-04 12:00 | 7 | 4 | 12 | 185 | 4428 | 62.96 | 0 | 3365.6438 | Cooling | 0 | 4 | 0 | 0 | 0 | 6 | 0 | 3365.6438 | 4 | 4207.0548 | 4207.0548 | 0 | 6 | 0 | 420.7055 | 0.16181 | 1 | 0.5 | 0 | 8.2745 | 0 | 8.2745 | 0 | 4122.9137 | 515.3642 | 0.39643 | 1 | 0.79287 | 0 | 11.9466 | 0 | 11.9466
2007-07-04 13:00 | 7 | 4 | 13 | 185 | 4429 | 64.94 | 0 | 3911.6809 | Cooling | 0 | 4 | 0 | 0 | 0 | 6 | 0 | 3911.6809 | 4 | 4889.6012 | 4889.6012 | 0 | 6 | 0 | 488.9601 | 0.18806 | 1 | 0.5 | 0 | 8.2745 | 0 | 8.2745 | 0 | 4791.8092 | 598.9761 | 0.46075 | 1 | 0.9215 | 0 | 16.882 | 0 | 16.882
2007-07-04 14:00 | 7 | 4 | 14 | 185 | 4430 | 64.94 | 0 | 4220.0001 | Cooling | 0 | 4 | 0 | 0 | 0 | 6 | 0 | 4220.0001 | 4 | 5275.0002 | 5275.0002 | 0 | 6 | 0 | 527.5 | 0.20288 | 1 | 0.5 | 0 | 8.2745 | 0 | 8.2745 | 0 | 5169.5002 | 646.1875 | 0.49707 | 1 | 0.99413 | 0 | 20.1005 | 0 | 20.1005
2007-07-04 15:00 | 7 | 4 | 15 | 185 | 4431 | 68 | 0 | 4446.1823 | Cooling | 0 | 4 | 0 | 0 | 0 | 6 | 0 | 4446.1823 | 4 | 5557.7279 | 5557.7279 | 0 | 6 | 0 | 555.7728 | 0.21376 | 1 | 0.5 | 0 | 8.2745 | 0 | 8.2745 | 0 | 5446.5733 | 680.8217 | 0.52371 | 2 | 0.52371 | 0.52371 | 4.6025 | 4.6025 | 9.2049
2007-07-04 16:00 | 7 | 4 | 16 | 185 | 4432 | 68 | 0 | 4589.8295 | Cooling | 0 | 4 | 0 | 0 | 0 | 6 | 0 | 4589.8295 | 4 | 5737.2869 | 5737.2869 | 0 | 6 | 0 | 573.7287 | 0.22066 | 1 | 0.5 | 0 | 8.2745 | 0 | 8.2745 | 0 | 5622.5412 | 702.8176 | 0.54063 | 2 | 0.54063 | 0.54063 | 4.9517 | 4.9517 | 9.9033
2007-07-04 17:00 | 7 | 4 | 17 | 185 | 4433 | 68 | 0 | 4555.0764 | Cooling | 0 | 4 | 0 | 0 | 0 | 6 | 0 | 4555.0764 | 4 | 5693.8455 | 5693.8455 | 0 | 6 | 0 | 569.3845 | 0.21899 | 1 | 0.5 | 0 | 8.2745 | 0 | 8.2745 | 0 | 5579.9686 | 697.4961 | 0.53654 | 2 | 0.53654 | 0.53654 | 4.8659 | 4.8659 | 9.7317
2007-07-04 18:00 | 7 | 4 | 18 | 185 | 4434 | 68 | 0 | 4154.8245 | Cooling | 0 | 4 | 0 | 0 | 0 | 6 | 0 | 4154.8245 | 4 | 5193.5307 | 5193.5307 | 0 | 6 | 0 | 519.3531 | 0.19975 | 1 | 0.5 | 0 | 8.2745 | 0 | 8.2745 | 0 | 5089.6601 | 636.2075 | 0.48939 | 1 | 0.97878 | 0 | 19.3937 | 0 | 19.3937
2007-07-04 19:00 | 7 | 4 | 19 | 185 | 4435 | 68 | 0 | 3734.7095 | Cooling | 0 | 4 | 0 | 0 | 0 | 6 | 0 | 3734.7095 | 4 | 4668.3868 | 4668.3868 | 0 | 6 | 0 | 466.8387 | 0.17955 | 1 | 0.5 | 0 | 8.2745 | 0 | 8.2745 | 0 | 4575.0191 | 571.8774 | 0.43991 | 1 | 0.87981 | 0 | 15.1768 | 0 | 15.1768
2007-07-04 20:00 | 7 | 4 | 20 | 185 | 4436 | 68 | 0 | 3231.1486 | Cooling | 0 | 4 | 0 | 0 | 0 | 6 | 0 | 3231.1486 | 4 | 4038.9357 | 4038.9357 | 0 | 6 | 0 | 403.8936 | 0.15534 | 1 | 0.5 | 0 | 8.2745 | 0 | 8.2745 | 0 | 3958.157 | 494.7696 | 0.38059 | 1 | 0.76118 | 0 | 10.877 | 0 | 10.877
2007-07-04 21:00 | 7 | 4 | 21 | 185 | 4437 | 62.96 | 0 | 2137.3979 | Cooling | 0 | 4 | 0 | 0 | 0 | 6 | 0 | 2137.3979 | 4 | 2671.7473 | 2671.7473 | 0 | 6 | 0 | 267.1747 | 0.10276 | 1 | 0.5 | 0 | 8.2745 | 0 | 8.2745 | 0 | 2618.3124 | 327.2891 | 0.25176 | 1 | 0.50352 | 0 | 4.2046 | 0 | 4.2046
2007-07-04 22:00 | 7 | 4 | 22 | 185 | 4438 | 62.06 | 0 | 839.9125 | Cooling | 0 | 4 | 0 | 0 | 0 | 6 | 0 | 839.9125 | 4 | 1049.8906 | 1049.8906 | 0 | 6 | 0 | 104.9891 | 0.04038 | 1 | 0.5 | 0 | 8.2745 | 0 | 8.2745 | 0 | 1028.8928 | 128.6116 | 0.098932 | 1 | 0.5 | 0 | 4.1373 | 0 | 4.1373
2007-07-04 23:00 | 7 | 4 | 23 | 185 | 4439 | 62.06 | 0 | 806.3315 | Cooling | 0 | 4 | 0 | 0 | 0 | 6 | 0 | 806.3315 | 4 | 1007.9143 | 1007.9143 | 0 | 6 | 0 | 100.7914 | 0.038766 | 1 | 0.5 | 0 | 8.2745 | 0 | 8.2745 | 0 | 987.756 | 123.4695 | 0.094977 | 1 | 0.5 | 0 | 4.1373 | 0 | 4.1373
2007-07-05 | 7 | 5 | 0 | 186 | 4440 | 60.08 | 0 | 700.3782 | Cooling | 0 | 4 | 0 | 0 | 0 | 6 | 0 | 700.3782 | 4 | 875.4727 | 875.4727 | 0 | 6 | 0 | 87.5473 | 0.033672 | 1 | 0.5 | 0 | 8.2745 | 0 | 8.2745 | 0 | 857.9632 | 107.2454 | 0.082496 | 1 | 0.5 | 0 | 4.1373 | 0 | 4.1373
2007-07-05 01:00 | 7 | 5 | 1 | 186 | 4441 | 57.92 | 0 | 709.6992 | Cooling | 0 | 4 | 0 | 0 | 0 | 6 | 0 | 709.6992 | 4 | 887.124 | 887.124 | 0 | 6 | 0 | 88.7124 | 0.03412 | 1 | 0.5 | 0 | 8.2745 | 0 | 8.2745 | 0 | 869.3815 | 108.6727 | 0.083594 | 1 | 0.5 | 0 | 4.1373 | 0 | 4.1373
2007-07-05 02:00 | 7 | 5 | 2 | 186 | 4442 | 60.08 | 0 | 672.1996 | Cooling | 0 | 4 | 0 | 0 | 0 | 6 | 0 | 672.1996 | 4 | 840.2495 | 840.2495 | 0 | 6 | 0 | 84.025 | 0.032317 | 1 | 0.5 | 0 | 8.2745 | 0 | 8.2745 | 0 | 823.4445 | 102.9306 | 0.079177 | 1 | 0.5 | 0 | 4.1373 | 0 | 4.1373
2007-07-05 03:00 | 7 | 5 | 3 | 186 | 4443 | 59 | 0 | 615.4638 | Cooling | 0 | 4 | 0 | 0 | 0 | 6 | 0 | 615.4638 | 4 | 769.3298 | 769.3298 | 0 | 6 | 0 | 76.933 | 0.02959 | 1 | 0.5 | 0 | 8.2745 | 0 | 8.2745 | 0 | 753.9432 | 94.2429 | 0.072495 | 1 | 0.5 | 0 | 4.1373 | 0 | 4.1373
2007-07-05 04:00 | 7 | 5 | 4 | 186 | 4444 | 57.92 | 0 | 455.4768 | Cooling | 0 | 4 | 0 | 0 | 0 | 6 | 0 | 455.4768 | 4 | 569.346 | 569.346 | 0 | 6 | 0 | 56.9346 | 0.021898 | 1 | 0.5 | 0 | 8.2745 | 0 | 8.2745 | 0 | 557.9591 | 69.7449 | 0.05365 | 1 | 0.5 | 0 | 4.1373 | 0 | 4.1373
2007-07-05 05:00 | 7 | 5 | 5 | 186 | 4445 | 57.92 | 0 | 543.2249 | Cooling | 0 | 4 | 0 | 0 | 0 | 6 | 0 | 543.2249 | 4 | 679.0311 | 679.0311 | 0 | 6 | 0 | 67.9031 | 0.026117 | 1 | 0.5 | 0 | 8.2745 | 0 | 8.2745 | 0 | 665.4505 | 83.1813 | 0.063986 | 1 | 0.5 | 0 | 4.1373 | 0 | 4.1373
2007-07-05 06:00 | 7 | 5 | 6 | 186 | 4446 | 60.98 | 0 | 1659.4582 | Cooling | 0 | 4 | 0 | 0 | 0 | 6 | 0 | 1659.4582 | 4 | 2074.3228 | 2074.3228 | 0 | 6 | 0 | 207.4323 | 0.079782 | 1 | 0.5 | 0 | 8.2745 | 0 | 8.2745 | 0 | 2032.8363 | 254.1045 | 0.19547 | 1 | 0.5 | 0 | 4.1373 | 0 | 4.1373
2007-07-05 07:00 | 7 | 5 | 7 | 186 | 4447 | 64.04 | 0 | 1293.7568 | Cooling | 0 | 4 | 0 | 0 | 0 | 6 | 0 | 1293.7568 | 4 | 1617.196 | 1617.196 | 0 | 6 | 0 | 161.7196 | 0.0622 | 1 | 0.5 | 0 | 8.2745 | 0 | 8.2745 | 0 | 1584.8521 | 198.1065 | 0.15239 | 1 | 0.5 | 0 | 4.1373 | 0 | 4.1373
2007-07-05 08:00 | 7 | 5 | 8 | 186 | 4448 | 64.04 | 0 | 1821.3656 | Cooling | 0 | 4 | 0 | 0 | 0 | 6 | 0 | 1821.3656 | 4 | 2276.707 | 2276.707 | 0 | 6 | 0 | 227.6707 | 0.087566 | 1 | 0.5 | 0 | 8.2745 | 0 | 8.2745 | 0 | 2231.1728 | 278.8966 | 0.21454 | 1 | 0.5 | 0 | 4.1373 | 0 | 4.1373
2007-07-05 09:00 | 7 | 5 | 9 | 186 | 4449 | 71.96 | 0 | 2607.2192 | Cooling | 0 | 4 | 0 | 0 | 0 | 6 | 0 | 2607.2192 | 4 | 3259.024 | 3259.024 | 0 | 6 | 0 | 325.9024 | 0.12535 | 1 | 0.5 | 0 | 8.2745 | 0 | 8.2745 | 0 | 3193.8436 | 399.2304 | 0.3071 | 1 | 0.6142 | 0 | 6.6404 | 0 | 6.6404
2007-07-05 10:00 | 7 | 5 | 10 | 186 | 4450 | 75.02 | 0 | 3469.7388 | Cooling | 0 | 4 | 0 | 0 | 0 | 6 | 0 | 3469.7388 | 4 | 4337.1735 | 4337.1735 | 0 | 6 | 0 | 433.7173 | 0.16681 | 1 | 0.5 | 0 | 8.2745 | 0 | 8.2745 | 0 | 4250.43 | 531.3038 | 0.4087 | 1 | 0.81739 | 0 | 12.8136 | 0 | 12.8136
2007-07-05 11:00 | 7 | 5 | 11 | 186 | 4451 | 75.02 | 0 | 4197.2967 | Cooling | 0 | 4 | 0 | 0 | 0 | 6 | 0 | 4197.2967 | 4 | 5246.6208 | 5246.6208 | 0 | 6 | 0 | 524.6621 | 0.20179 | 1 | 0.5 | 0 | 8.2745 | 0 | 8.2745 | 0 | 5141.6884 | 642.7111 | 0.49439 | 1 | 0.98879 | 0 | 19.8527 | 0 | 19.8527
2007-07-05 12:00 | 7 | 5 | 12 | 186 | 4452 | 78.08 | 0 | 4641.6011 | Cooling | 0 | 4 | 0 | 0 | 0 | 6 | 0 | 4641.6011 | 4 | 5802.0014 | 5802.0014 | 0 | 6 | 0 | 580.2001 | 0.22315 | 1 | 0.5 | 0 | 8.2745 | 0 | 8.2745 | 0 | 5685.9614 | 710.7452 | 0.54673 | 2 | 0.54673 | 0.54673 | 5.0811 | 5.0811 | 10.1621
2007-07-05 13:00 | 7 | 5 | 13 | 186 | 4453 | 80.06 | 0 | 4996.9748 | Cooling | 0 | 4 | 0 | 0 | 0 | 6 | 0 | 4996.9748 | 4 | 6246.2185 | 6246.2185 | 0 | 6 | 0 | 624.6218 | 0.24024 | 1 | 0.5 | 0 | 8.2745 | 0 | 8.2745 | 0 | 6121.2941 | 765.1618 | 0.58859 | 2 | 0.58859 | 0.58859 | 6.0207 | 6.0207 | 12.0414
2007-07-05 14:00 | 7 | 5 | 14 | 186 | 4454 | 80.06 | 0 | 4978.7725 | Cooling | 0 | 4 | 0 | 0 | 0 | 6 | 0 | 4978.7725 | 4 | 6223.4656 | 6223.4656 | 0 | 6 | 0 | 622.3466 | 0.23936 | 1 | 0.5 | 0 | 8.2745 | 0 | 8.2745 | 0 | 6098.9963 | 762.3745 | 0.58644 | 2 | 0.58644 | 0.58644 | 5.9704 | 5.9704 | 11.9407
2007-07-05 15:00 | 7 | 5 | 15 | 186 | 4455 | 82.94 | 0 | 4874.2593 | Cooling | 0 | 4 | 0 | 0 | 0 | 6 | 0 | 4874.2593 | 4 | 6092.8241 | 6092.8241 | 0 | 6 | 0 | 609.2824 | 0.23434 | 1 | 0.5 | 0 | 8.2745 | 0 | 8.2745 | 0 | 5970.9676 | 746.3709 | 0.57413 | 2 | 0.57413 | 0.57413 | 5.686 | 5.686 | 11.3721
2007-07-05 16:00 | 7 | 5 | 16 | 186 | 4456 | 82.04 | 0 | 4671.1292 | Cooling | 0 | 4 | 0 | 0 | 0 | 6 | 0 | 4671.1292 | 4 | 5838.9116 | 5838.9116 | 0 | 6 | 0 | 583.8912 | 0.22457 | 1 | 0.5 | 0 | 8.2745 | 0 | 8.2745 | 0 | 5722.1333 | 715.2667 | 0.55021 | 2 | 0.55021 | 0.55021 | 5.1557 | 5.1557 | 10.3114
2007-07-05 17:00 | 7 | 5 | 17 | 186 | 4457 | 82.04 | 0 | 4492.0365 | Cooling | 0 | 4 | 0 | 0 | 0 | 6 | 0 | 4492.0365 | 4 | 5615.0456 | 5615.0456 | 0 | 6 | 0 | 561.5046 | 0.21596 | 1 | 0.5 | 0 | 8.2745 | 0 | 8.2745 | 0 | 5502.7447 | 687.8431 | 0.52911 | 2 | 0.52911 | 0.52911 | 4.7124 | 4.7124 | 9.4247
2007-07-05 18:00 | 7 | 5 | 18 | 186 | 4458 | 78.98 | 0 | 3965.524 | Cooling | 0 | 4 | 0 | 0 | 0 | 6 | 0 | 3965.524 | 4 | 4956.905 | 4956.905 | 0 | 6 | 0 | 495.6905 | 0.19065 | 1 | 0.5 | 0 | 8.2745 | 0 | 8.2745 | 0 | 4857.7669 | 607.2209 | 0.46709 | 1 | 0.93419 | 0 | 17.4213 | 0 | 17.4213
2007-07-05 19:00 | 7 | 5 | 19 | 186 | 4459 | 75.92 | 0 | 3433.7426 | Cooling | 0 | 4 | 0 | 0 | 0 | 6 | 0 | 3433.7426 | 4 | 4292.1783 | 4292.1783 | 0 | 6 | 0 | 429.2178 | 0.16508 | 1 | 0.5 | 0 | 8.2745 | 0 | 8.2745 | 0 | 4206.3347 | 525.7918 | 0.40446 | 1 | 0.80891 | 0 | 12.5099 | 0 | 12.5099
2007-07-05 20:00 | 7 | 5 | 20 | 186 | 4460 | 75.92 | 0 | 2734.455 | Cooling | 0 | 4 | 0 | 0 | 0 | 6 | 0 | 2734.455 | 4 | 3418.0687 | 3418.0687 | 0 | 6 | 0 | 341.8069 | 0.13146 | 1 | 0.5 | 0 | 8.2745 | 0 | 8.2745 | 0 | 3349.7074 | 418.7134 | 0.32209 | 1 | 0.64417 | 0 | 7.4095 | 0 | 7.4095
2007-07-05 21:00 | 7 | 5 | 21 | 186 | 4461 | 69.98 | 0 | 1728.5532 | Cooling | 0 | 4 | 0 | 0 | 0 | 6 | 0 | 1728.5532 | 4 | 2160.6915 | 2160.6915 | 0 | 6 | 0 | 216.0692 | 0.083104 | 1 | 0.5 | 0 | 8.2745 | 0 | 8.2745 | 0 | 2117.4777 | 264.6847 | 0.2036 | 1 | 0.5 | 0 | 4.1373 | 0 | 4.1373
2007-07-05 22:00 | 7 | 5 | 22 | 186 | 4462 | 69.08 | 0 | 485.6796 | Cooling | 0 | 4 | 0 | 0 | 0 | 6 | 0 | 485.6796 | 4 | 607.0996 | 607.0996 | 0 | 6 | 0 | 60.71 | 0.02335 | 1 | 0.5 | 0 | 8.2745 | 0 | 8.2745 | 0 | 594.9576 | 74.3697 | 0.057207 | 1 | 0.5 | 0 | 4.1373 | 0 | 4.1373
2007-07-05 23:00 | 7 | 5 | 23 | 186 | 4463 | 69.08 | 0 | 285.4404 | Cooling | 0 | 4 | 0 | 0 | 0 | 6 | 0 | 285.4404 | 4 | 356.8005 | 356.8005 | 0 | 6 | 0 | 35.68 | 0.013723 | 1 | 0.5 | 0 | 8.2745 | 0 | 8.2745 | 0 | 349.6644 | 43.7081 | 0.033622 | 1 | 0.5 | 0 | 4.1373 | 0 | 4.1373
2007-07-06 | 7 | 6 | 0 | 187 | 4464 | 66.02 | 0 | 261.5447 | Cooling | 0 | 4 | 0 | 0 | 0 | 6 | 0 | 261.5447 | 4 | 326.9309 | 326.9309 | 0 | 6 | 0 | 32.6931 | 0.012574 | 1 | 0.5 | 0 | 8.2745 | 0 | 8.2745 | 0 | 320.3923 | 40.049 | 0.030807 | 1 | 0.5 | 0 | 4.1373 | 0 | 4.1373
2007-07-06 01:00 | 7 | 6 | 1 | 187 | 4465 | 62.96 | 0 | 281.9722 | Cooling | 0 | 4 | 0 | 0 | 0 | 6 | 0 | 281.9722 | 4 | 352.4653 | 352.4653 | 0 | 6 | 0 | 35.2465 | 0.013556 | 1 | 0.5 | 0 | 8.2745 | 0 | 8.2745 | 0 | 345.416 | 43.177 | 0.033213 | 1 | 0.5 | 0 | 4.1373 | 0 | 4.1373
2007-07-06 02:00 | 7 | 6 | 2 | 187 | 4466 | 62.96 | 0 | 255.232 | Cooling | 0 | 4 | 0 | 0 | 0 | 6 | 0 | 255.232 | 4 | 319.04 | 319.04 | 0 | 6 | 0 | 31.904 | 0.012271 | 1 | 0.5 | 0 | 8.2745 | 0 | 8.2745 | 0 | 312.6592 | 39.0824 | 0.030063 | 1 | 0.5 | 0 | 4.1373 | 0 | 4.1373
2007-07-06 03:00 | 7 | 6 | 3 | 187 | 4467 | 60.98 | 0 | 234.9793 | Cooling | 0 | 4 | 0 | 0 | 0 | 6 | 0 | 234.9793 | 4 | 293.7242 | 293.7242 | 0 | 6 | 0 | 29.3724 | 0.011297 | 1 | 0.5 | 0 | 8.2745 | 0 | 8.2745 | 0 | 287.8497 | 35.9812 | 0.027678 | 1 | 0.5 | 0 | 4.1373 | 0 | 4.1373
2007-07-06 04:00 | 7 | 6 | 4 | 187 | 4468 | 60.08 | 0 | 203.3046 | Cooling | 0 | 4 | 0 | 0 | 0 | 6 | 0 | 203.3046 | 4 | 254.1307 | 254.1307 | 0 | 6 | 0 | 25.4131 | 0.0097743 | 1 | 0.5 | 0 | 8.2745 | 0 | 8.2745 | 0 | 249.0481 | 31.131 | 0.023947 | 1 | 0.5 | 0 | 4.1373 | 0 | 4.1373
2007-07-06 05:00 | 7 | 6 | 5 | 187 | 4469 | 60.08 | 0 | 197.7783 | Cooling | 0 | 4 | 0 | 0 | 0 | 6 | 0 | 197.7783 | 4 | 247.2229 | 247.2229 | 0 | 6 | 0 | 24.7223 | 0.0095086 | 1 | 0.5 | 0 | 8.2745 | 0 | 8.2745 | 0 | 242.2784 | 30.2848 | 0.023296 | 1 | 0.5 | 0 | 4.1373 | 0 | 4.1373
2007-07-06 06:00 | 7 | 6 | 6 | 187 | 4470 | 62.96 | 51.7861 | 0 | Heating | 51.7861 | 4 | 41.4288 | 41.4288 | 0 | 6 | 0 | 0 | 4 | 0 | 0 | 0 | 6 | 0 | 8.2858 | 0.0031868 | 1 | 0.5 | 0 | 8.2745 | 0 | 8.2745 | 42.2743 | 0 | 2.4198 | 0.0018614 | 1 | 0.5 | 0 | 4.1373 | 0 | 4.1373
2007-07-06 07:00 | 7 | 6 | 7 | 187 | 4471 | 64.94 | 169.7923 | 0 | Heating | 169.7923 | 4 | 135.8338 | 135.8338 | 0 | 6 | 0 | 0 | 4 | 0 | 0 | 0 | 6 | 0 | 27.1668 | 0.010449 | 1 | 0.5 | 0 | 8.2745 | 0 | 8.2745 | 138.6059 | 0 | 7.9339 | 0.006103 | 1 | 0.5 | 0 | 4.1373 | 0 | 4.1373
2007-07-06 08:00 | 7 | 6 | 8 | 187 | 4472 | 64.94 | 0 | 140.3681 | Cooling | 0 | 4 | 0 | 0 | 0 | 6 | 0 | 140.3681 | 4 | 175.4601 | 175.4601 | 0 | 6 | 0 | 17.546 | 0.0067485 | 1 | 0.5 | 0 | 8.2745 | 0 | 8.2745 | 0 | 171.9509 | 21.4939 | 0.016534 | 1 | 0.5 | 0 | 4.1373 | 0 | 4.1373
2007-07-06 09:00 | 7 | 6 | 9 | 187 | 4473 | 73.04 | 0 | 331.6109 | Cooling | 0 | 4 | 0 | 0 | 0 | 6 | 0 | 331.6109 | 4 | 414.5136 | 414.5136 | 0 | 6 | 0 | 41.4514 | 0.015943 | 1 | 0.5 | 0 | 8.2745 | 0 | 8.2745 | 0 | 406.2234 | 50.7779 | 0.03906 | 1 | 0.5 | 0 | 4.1373 | 0 | 4.1373
2007-07-06 10:00 | 7 | 6 | 10 | 187 | 4474 | 77 | 0 | 517.4925 | Cooling | 0 | 4 | 0 | 0 | 0 | 6 | 0 | 517.4925 | 4 | 646.8656 | 646.8656 | 0 | 6 | 0 | 64.6866 | 0.024879 | 1 | 0.5 | 0 | 8.2745 | 0 | 8.2745 | 0 | 633.9283 | 79.241 | 0.060955 | 1 | 0.5 | 0 | 4.1373 | 0 | 4.1373
2007-07-06 11:00 | 7 | 6 | 11 | 187 | 4475 | 77 | 0 | 851.4482 | Cooling | 0 | 4 | 0 | 0 | 0 | 6 | 0 | 851.4482 | 4 | 1064.3103 | 1064.3103 | 0 | 6 | 0 | 106.431 | 0.040935 | 1 | 0.5 | 0 | 8.2745 | 0 | 8.2745 | 0 | 1043.0241 | 130.378 | 0.10029 | 1 | 0.5 | 0 | 4.1373 | 0 | 4.1373
2007-07-06 12:00 | 7 | 6 | 12 | 187 | 4476 | 82.04 | 0 | 1079.7876 | Cooling | 0 | 4 | 0 | 0 | 0 | 6 | 0 | 1079.7876 | 4 | 1349.7345 | 1349.7345 | 0 | 6 | 0 | 134.9735 | 0.051913 | 1 | 0.5 | 0 | 8.2745 | 0 | 8.2745 | 0 | 1322.7398 | 165.3425 | 0.12719 | 1 | 0.5 | 0 | 4.1373 | 0 | 4.1373
2007-07-06 13:00 | 7 | 6 | 13 | 187 | 4477 | 82.94 | 0 | 1195.484 | Cooling | 0 | 4 | 0 | 0 | 0 | 6 | 0 | 1195.484 | 4 | 1494.3549 | 1494.3549 | 0 | 6 | 0 | 149.4355 | 0.057475 | 1 | 0.5 | 0 | 8.2745 | 0 | 8.2745 | 0 | 1464.4678 | 183.0585 | 0.14081 | 1 | 0.5 | 0 | 4.1373 | 0 | 4.1373
2007-07-06 14:00 | 7 | 6 | 14 | 187 | 4478 | 82.94 | 0 | 1035.1143 | Cooling | 0 | 4 | 0 | 0 | 0 | 6 | 0 | 1035.1143 | 4 | 1293.8929 | 1293.8929 | 0 | 6 | 0 | 129.3893 | 0.049765 | 1 | 0.5 | 0 | 8.2745 | 0 | 8.2745 | 0 | 1268.015 | 158.5019 | 0.12192 | 1 | 0.5 | 0 | 4.1373 | 0 | 4.1373
2007-07-06 15:00 | 7 | 6 | 15 | 187 | 4479 | 84.92 | 0 | 934.6867 | Cooling | 0 | 4 | 0 | 0 | 0 | 6 | 0 | 934.6867 | 4 | 1168.3584 | 1168.3584 | 0 | 6 | 0 | 116.8358 | 0.044937 | 1 | 0.5 | 0 | 8.2745 | 0 | 8.2745 | 0 | 1144.9912 | 143.1239 | 0.1101 | 1 | 0.5 | 0 | 4.1373 | 0 | 4.1373
2007-07-06 16:00 | 7 | 6 | 16 | 187 | 4480 | 84.02 | 0 | 920.0124 | Cooling | 0 | 4 | 0 | 0 | 0 | 6 | 0 | 920.0124 | 4 | 1150.0155 | 1150.0155 | 0 | 6 | 0 | 115.0015 | 0.044231 | 1 | 0.5 | 0 | 8.2745 | 0 | 8.2745 | 0 | 1127.0152 | 140.8769 | 0.10837 | 1 | 0.5 | 0 | 4.1373 | 0 | 4.1373
2007-07-06 17:00 | 7 | 6 | 17 | 187 | 4481 | 84.02 | 0 | 820.8898 | Cooling | 0 | 4 | 0 | 0 | 0 | 6 | 0 | 820.8898 | 4 | 1026.1122 | 1026.1122 | 0 | 6 | 0 | 102.6112 | 0.039466 | 1 | 0.5 | 0 | 8.2745 | 0 | 8.2745 | 0 | 1005.59 | 125.6987 | 0.096691 | 1 | 0.5 | 0 | 4.1373 | 0 | 4.1373
2007-07-06 18:00 | 7 | 6 | 18 | 187 | 4482 | 82.04 | 0 | 283.689 | Cooling | 0 | 4 | 0 | 0 | 0 | 6 | 0 | 283.689 | 4 | 354.6112 | 354.6112 | 0 | 6 | 0 | 35.4611 | 0.013639 | 1 | 0.5 | 0 | 8.2745 | 0 | 8.2745 | 0 | 347.519 | 43.4399 | 0.033415 | 1 | 0.5 | 0 | 4.1373 | 0 | 4.1373
2007-07-06 19:00 | 7 | 6 | 19 | 187 | 4483 | 80.96 | 0 | 150.5012 | Cooling | 0 | 4 | 0 | 0 | 0 | 6 | 0 | 150.5012 | 4 | 188.1265 | 188.1265 | 0 | 6 | 0 | 18.8126 | 0.0072356 | 1 | 0.5 | 0 | 8.2745 | 0 | 8.2745 | 0 | 184.364 | 23.0455 | 0.017727 | 1 | 0.5 | 0 | 4.1373 | 0 | 4.1373
2007-07-06 20:00 | 7 | 6 | 20 | 187 | 4484 | 80.96 | 0 | 100.8538 | Cooling | 0 | 4 | 0 | 0 | 0 | 6 | 0 | 100.8538 | 4 | 126.0673 | 126.0673 | 0 | 6 | 0 | 12.6067 | 0.0048487 | 1 | 0.5 | 0 | 8.2745 | 0 | 8.2745 | 0 | 123.546 | 15.4432 | 0.011879 | 1 | 0.5 | 0 | 4.1373 | 0 | 4.1373
2007-07-06 21:00 | 7 | 6 | 21 | 187 | 4485 | 78.08 | 0 | 94.4818 | Cooling | 0 | 4 | 0 | 0 | 0 | 6 | 0 | 94.4818 | 4 | 118.1022 | 118.1022 | 0 | 6 | 0 | 11.8102 | 0.0045424 | 1 | 0.5 | 0 | 8.2745 | 0 | 8.2745 | 0 | 115.7402 | 14.4675 | 0.011129 | 1 | 0.5 | 0 | 4.1373 | 0 | 4.1373
2007-07-06 22:00 | 7 | 6 | 22 | 187 | 4486 | 77 | 0 | 72.906 | Cooling | 0 | 4 | 0 | 0 | 0 | 6 | 0 | 72.906 | 4 | 91.1325 | 91.1325 | 0 | 6 | 0 | 9.1132 | 0.0035051 | 1 | 0.5 | 0 | 8.2745 | 0 | 8.2745 | 0 | 89.3098 | 11.1637 | 0.0085875 | 1 | 0.5 | 0 | 4.1373 | 0 | 4.1373
2007-07-06 23:00 | 7 | 6 | 23 | 187 | 4487 | 77 | 0 | 15.6034 | Cooling | 0 | 4 | 0 | 0 | 0 | 6 | 0 | 15.6034 | 4 | 19.5043 | 19.5043 | 0 | 6 | 0 | 1.9504 | 0.00075017 | 1 | 0.5 | 0 | 8.2745 | 0 | 8.2745 | 0 | 19.1142 | 2.3893 | 0.0018379 | 1 | 0.5 | 0 | 4.1373 | 0 | 4.1373
2007-07-07 | 7 | 7 | 0 | 188 | 4488 | 73.04 | 0 | 96.2754 | Cooling | 0 | 4 | 0 | 0 | 0 | 6 | 0 | 96.2754 | 4 | 120.3442 | 120.3442 | 0 | 6 | 0 | 12.0344 | 0.0046286 | 1 | 0.5 | 0 | 8.2745 | 0 | 8.2745 | 0 | 117.9373 | 14.7422 | 0.01134 | 1 | 0.5 | 0 | 4.1373 | 0 | 4.1373
2007-07-07 01:00 | 7 | 7 | 1 | 188 | 4489 | 73.4 | 0 | 172.4828 | Cooling | 0 | 4 | 0 | 0 | 0 | 6 | 0 | 172.4828 | 4 | 215.6035 | 215.6035 | 0 | 6 | 0 | 21.5603 | 0.0082924 | 1 | 0.5 | 0 | 8.2745 | 0 | 8.2745 | 0 | 211.2914 | 26.4114 | 0.020316 | 1 | 0.5 | 0 | 4.1373 | 0 | 4.1373
2007-07-07 02:00 | 7 | 7 | 2 | 188 | 4490 | 73.04 | 0 | 174.0849 | Cooling | 0 | 4 | 0 | 0 | 0 | 6 | 0 | 174.0849 | 4 | 217.6061 | 217.6061 | 0 | 6 | 0 | 21.7606 | 0.0083695 | 1 | 0.5 | 0 | 8.2745 | 0 | 8.2745 | 0 | 213.254 | 26.6567 | 0.020505 | 1 | 0.5 | 0 | 4.1373 | 0 | 4.1373
2007-07-07 03:00 | 7 | 7 | 3 | 188 | 4491 | 71.96 | 0 | 171.4433 | Cooling | 0 | 4 | 0 | 0 | 0 | 6 | 0 | 171.4433 | 4 | 214.3041 | 214.3041 | 0 | 6 | 0 | 21.4304 | 0.0082425 | 1 | 0.5 | 0 | 8.2745 | 0 | 8.2745 | 0 | 210.018 | 26.2523 | 0.020194 | 1 | 0.5 | 0 | 4.1373 | 0 | 4.1373
2007-07-07 04:00 | 7 | 7 | 4 | 188 | 4492 | 69.98 | 0 | 155.063 | Cooling | 0 | 4 | 0 | 0 | 0 | 6 | 0 | 155.063 | 4 | 193.8287 | 193.8287 | 0 | 6 | 0 | 19.3829 | 0.0074549 | 1 | 0.5 | 0 | 8.2745 | 0 | 8.2745 | 0 | 189.9521 | 23.744 | 0.018265 | 1 | 0.5 | 0 | 4.1373 | 0 | 4.1373
2007-07-07 05:00 | 7 | 7 | 5 | 188 | 4493 | 69.98 | 0 | 149.3684 | Cooling | 0 | 4 | 0 | 0 | 0 | 6 | 0 | 149.3684 | 4 | 186.7105 | 186.7105 | 0 | 6 | 0 | 18.671 | 0.0071812 | 1 | 0.5 | 0 | 8.2745 | 0 | 8.2745 | 0 | 182.9763 | 22.872 | 0.017594 | 1 | 0.5 | 0 | 4.1373 | 0 | 4.1373
2007-07-07 06:00 | 7 | 7 | 6 | 188 | 4494 | 73.04 | 0 | 46.3957 | Cooling | 0 | 4 | 0 | 0 | 0 | 6 | 0 | 46.3957 | 4 | 57.9946 | 57.9946 | 0 | 6 | 0 | 5.7995 | 0.0022306 | 1 | 0.5 | 0 | 8.2745 | 0 | 8.2745 | 0 | 56.8347 | 7.1043 | 0.0054649 | 1 | 0.5 | 0 | 4.1373 | 0 | 4.1373
2007-07-07 07:00 | 7 | 7 | 7 | 188 | 4495 | 73.94 | 291.1606 | 0 | Heating | 291.1606 | 4 | 232.9285 | 232.9285 | 0 | 6 | 0 | 0 | 4 | 0 | 0 | 0 | 6 | 0 | 46.5857 | 0.017918 | 1 | 0.5 | 0 | 8.2745 | 0 | 8.2745 | 237.6821 | 0 | 13.6052 | 0.010466 | 1 | 0.5 | 0 | 4.1373 | 0 | 4.1373
2007-07-07 08:00 | 7 | 7 | 8 | 188 | 4496 | 75.02 | 641.4383 | 0 | Heating | 641.4383 | 4 | 513.1506 | 513.1506 | 0 | 6 | 0 | 0 | 4 | 0 | 0 | 0 | 6 | 0 | 102.6301 | 0.039473 | 1 | 0.5 | 0 | 8.2745 | 0 | 8.2745 | 523.6231 | 0 | 29.9727 | 0.023056 | 1 | 0.5 | 0 | 4.1373 | 0 | 4.1373
2007-07-07 09:00 | 7 | 7 | 9 | 188 | 4497 | 77 | 327.9991 | 0 | Heating | 327.9991 | 4 | 262.3993 | 262.3993 | 0 | 6 | 0 | 0 | 4 | 0 | 0 | 0 | 6 | 0 | 52.4799 | 0.020185 | 1 | 0.5 | 0 | 8.2745 | 0 | 8.2745 | 267.7544 | 0 | 15.3265 | 0.01179 | 1 | 0.5 | 0 | 4.1373 | 0 | 4.1373
2007-07-07 10:00 | 7 | 7 | 10 | 188 | 4498 | 78.08 | 63.454 | 0 | Heating | 63.454 | 4 | 50.7632 | 50.7632 | 0 | 6 | 0 | 0 | 4 | 0 | 0 | 0 | 6 | 0 | 10.1526 | 0.0039049 | 1 | 0.5 | 0 | 8.2745 | 0 | 8.2745 | 51.7992 | 0 | 2.965 | 0.0022808 | 1 | 0.5 | 0 | 4.1373 | 0 | 4.1373
2007-07-07 11:00 | 7 | 7 | 11 | 188 | 4499 | 78.08 | 0 | 174.7716 | Cooling | 0 | 4 | 0 | 0 | 0 | 6 | 0 | 174.7716 | 4 | 218.4645 | 218.4645 | 0 | 6 | 0 | 21.8465 | 0.0084025 | 1 | 0.5 | 0 | 8.2745 | 0 | 8.2745 | 0 | 214.0952 | 26.7619 | 0.020586 | 1 | 0.5 | 0 | 4.1373 | 0 | 4.1373
2007-07-07 12:00 | 7 | 7 | 12 | 188 | 4500 | 82.04 | 0 | 710.3125 | Cooling | 0 | 4 | 0 | 0 | 0 | 6 | 0 | 710.3125 | 4 | 887.8906 | 887.8906 | 0 | 6 | 0 | 88.7891 | 0.03415 | 1 | 0.5 | 0 | 8.2745 | 0 | 8.2745 | 0 | 870.1328 | 108.7666 | 0.083667 | 1 | 0.5 | 0 | 4.1373 | 0 | 4.1373
2007-07-07 13:00 | 7 | 7 | 13 | 188 | 4501 | 86 | 0 | 1308.5854 | Cooling | 0 | 4 | 0 | 0 | 0 | 6 | 0 | 1308.5854 | 4 | 1635.7317 | 1635.7317 | 0 | 6 | 0 | 163.5732 | 0.062913 | 1 | 0.5 | 0 | 8.2745 | 0 | 8.2745 | 0 | 1603.0171 | 200.3771 | 0.15414 | 1 | 0.5 | 0 | 4.1373 | 0 | 4.1373
2007-07-07 14:00 | 7 | 7 | 14 | 188 | 4502 | 86 | 0 | 1655.3639 | Cooling | 0 | 4 | 0 | 0 | 0 | 6 | 0 | 1655.3639 | 4 | 2069.2049 | 2069.2049 | 0 | 6 | 0 | 206.9205 | 0.079585 | 1 | 0.5 | 0 | 8.2745 | 0 | 8.2745 | 0 | 2027.8208 | 253.4776 | 0.19498 | 1 | 0.5 | 0 | 4.1373 | 0 | 4.1373
2007-07-07 15:00 | 7 | 7 | 15 | 188 | 4503 | 78.98 | 0 | 1912.7772 | Cooling | 0 | 4 | 0 | 0 | 0 | 6 | 0 | 1912.7772 | 4 | 2390.9715 | 2390.9715 | 0 | 6 | 0 | 239.0972 | 0.09196 | 1 | 0.5 | 0 | 8.2745 | 0 | 8.2745 | 0 | 2343.1521 | 292.894 | 0.2253 | 1 | 0.5 | 0 | 4.1373 | 0 | 4.1373
2007-07-07 16:00 | 7 | 7 | 16 | 188 | 4504 | 80.96 | 0 | 2210.662 | Cooling | 0 | 4 | 0 | 0 | 0 | 6 | 0 | 2210.662 | 4 | 2763.3275 | 2763.3275 | 0 | 6 | 0 | 276.3327 | 0.10628 | 1 | 0.5 | 0 | 8.2745 | 0 | 8.2745 | 0 | 2708.0609 | 338.5076 | 0.26039 | 1 | 0.52078 | 0 | 4.5435 | 0 | 4.5435
2007-07-07 17:00 | 7 | 7 | 17 | 188 | 4505 | 80.96 | 0 | 2148.3029 | Cooling | 0 | 4 | 0 | 0 | 0 | 6 | 0 | 2148.3029 | 4 | 2685.3786 | 2685.3786 | 0 | 6 | 0 | 268.5379 | 0.10328 | 1 | 0.5 | 0 | 8.2745 | 0 | 8.2745 | 0 | 2631.671 | 328.9589 | 0.25305 | 1 | 0.50609 | 0 | 4.2541 | 0 | 4.2541
2007-07-07 18:00 | 7 | 7 | 18 | 188 | 4506 | 78.98 | 0 | 1833.4848 | Cooling | 0 | 4 | 0 | 0 | 0 | 6 | 0 | 1833.4848 | 4 | 2291.856 | 2291.856 | 0 | 6 | 0 | 229.1856 | 0.088148 | 1 | 0.5 | 0 | 8.2745 | 0 | 8.2745 | 0 | 2246.0189 | 280.7524 | 0.21596 | 1 | 0.5 | 0 | 4.1373 | 0 | 4.1373
2007-07-07 19:00 | 7 | 7 | 19 | 188 | 4507 | 78.08 | 0 | 1082.1708 | Cooling | 0 | 4 | 0 | 0 | 0 | 6 | 0 | 1082.1708 | 4 | 1352.7135 | 1352.7135 | 0 | 6 | 0 | 135.2714 | 0.052027 | 1 | 0.5 | 0 | 8.2745 | 0 | 8.2745 | 0 | 1325.6592 | 165.7074 | 0.12747 | 1 | 0.5 | 0 | 4.1373 | 0 | 4.1373
2007-07-07 20:00 | 7 | 7 | 20 | 188 | 4508 | 78.08 | 0 | 890.6751 | Cooling | 0 | 4 | 0 | 0 | 0 | 6 | 0 | 890.6751 | 4 | 1113.3439 | 1113.3439 | 0 | 6 | 0 | 111.3344 | 0.042821 | 1 | 0.5 | 0 | 8.2745 | 0 | 8.2745 | 0 | 1091.077 | 136.3846 | 0.10491 | 1 | 0.5 | 0 | 4.1373 | 0 | 4.1373
2007-07-07 21:00 | 7 | 7 | 21 | 188 | 4509 | 75.92 | 0 | 713.6835 | Cooling | 0 | 4 | 0 | 0 | 0 | 6 | 0 | 713.6835 | 4 | 892.1044 | 892.1044 | 0 | 6 | 0 | 89.2104 | 0.034312 | 1 | 0.5 | 0 | 8.2745 | 0 | 8.2745 | 0 | 874.2623 | 109.2828 | 0.084064 | 1 | 0.5 | 0 | 4.1373 | 0 | 4.1373
2007-07-07 22:00 | 7 | 7 | 22 | 188 | 4510 | 75.02 | 0 | 635.1824 | Cooling | 0 | 4 | 0 | 0 | 0 | 6 | 0 | 635.1824 | 4 | 793.9779 | 793.9779 | 0 | 6 | 0 | 79.3978 | 0.030538 | 1 | 0.5 | 0 | 8.2745 | 0 | 8.2745 | 0 | 778.0984 | 97.2623 | 0.074817 | 1 | 0.5 | 0 | 4.1373 | 0 | 4.1373
2007-07-07 23:00 | 7 | 7 | 23 | 188 | 4511 | 75.02 | 0 | 386.0274 | Cooling | 0 | 4 | 0 | 0 | 0 | 6 | 0 | 386.0274 | 4 | 482.5342 | 482.5342 | 0 | 6 | 0 | 48.2534 | 0.018559 | 1 | 0.5 | 0 | 8.2745 | 0 | 8.2745 | 0 | 472.8836 | 59.1104 | 0.04547 | 1 | 0.5 | 0 | 4.1373 | 0 | 4.1373
2007-07-08 | 7 | 8 | 0 | 189 | 4512 | 73.94 | 0 | 361.7896 | Cooling | 0 | 4 | 0 | 0 | 0 | 6 | 0 | 361.7896 | 4 | 452.237 | 452.237 | 0 | 6 | 0 | 45.2237 | 0.017394 | 1 | 0.5 | 0 | 8.2745 | 0 | 8.2745 | 0 | 443.1923 | 55.399 | 0.042615 | 1 | 0.5 | 0 | 4.1373 | 0 | 4.1373
2007-07-08 01:00 | 7 | 8 | 1 | 189 | 4513 | 73.94 | 0 | 375.4069 | Cooling | 0 | 4 | 0 | 0 | 0 | 6 | 0 | 375.4069 | 4 | 469.2586 | 469.2586 | 0 | 6 | 0 | 46.9259 | 0.018048 | 1 | 0.5 | 0 | 8.2745 | 0 | 8.2745 | 0 | 459.8735 | 57.4842 | 0.044219 | 1 | 0.5 | 0 | 4.1373 | 0 | 4.1373
2007-07-08 02:00 | 7 | 8 | 2 | 189 | 4514 | 73.94 | 0 | 357.7423 | Cooling | 0 | 4 | 0 | 0 | 0 | 6 | 0 | 357.7423 | 4 | 447.1778 | 447.1778 | 0 | 6 | 0 | 44.7178 | 0.017199 | 1 | 0.5 | 0 | 8.2745 | 0 | 8.2745 | 0 | 438.2343 | 54.7793 | 0.042138 | 1 | 0.5 | 0 | 4.1373 | 0 | 4.1373
2007-07-08 03:00 | 7 | 8 | 3 | 189 | 4515 | 73.94 | 0 | 353.5344 | Cooling | 0 | 4 | 0 | 0 | 0 | 6 | 0 | 353.5344 | 4 | 441.918 | 441.918 | 0 | 6 | 0 | 44.1918 | 0.016997 | 1 | 0.5 | 0 | 8.2745 | 0 | 8.2745 | 0 | 433.0796 | 54.135 | 0.041642 | 1 | 0.5 | 0 | 4.1373 | 0 | 4.1373
2007-07-08 04:00 | 7 | 8 | 4 | 189 | 4516 | 73.94 | 0 | 345.5881 | Cooling | 0 | 4 | 0 | 0 | 0 | 6 | 0 | 345.5881 | 4 | 431.9851 | 431.9851 | 0 | 6 | 0 | 43.1985 | 0.016615 | 1 | 0.5 | 0 | 8.2745 | 0 | 8.2745 | 0 | 423.3454 | 52.9182 | 0.040706 | 1 | 0.5 | 0 | 4.1373 | 0 | 4.1373
2007-07-08 05:00 | 7 | 8 | 5 | 189 | 4517 | 73.94 | 0 | 477.5134 | Cooling | 0 | 4 | 0 | 0 | 0 | 6 | 0 | 477.5134 | 4 | 596.8917 | 596.8917 | 0 | 6 | 0 | 59.6892 | 0.022957 | 1 | 0.5 | 0 | 8.2745 | 0 | 8.2745 | 0 | 584.9539 | 73.1192 | 0.056246 | 1 | 0.5 | 0 | 4.1373 | 0 | 4.1373
2007-07-08 06:00 | 7 | 8 | 6 | 189 | 4518 | 73.94 | 0 | 1294.198 | Cooling | 0 | 4 | 0 | 0 | 0 | 6 | 0 | 1294.198 | 4 | 1617.7475 | 1617.7475 | 0 | 6 | 0 | 161.7747 | 0.062221 | 1 | 0.5 | 0 | 8.2745 | 0 | 8.2745 | 0 | 1585.3925 | 198.1741 | 0.15244 | 1 | 0.5 | 0 | 4.1373 | 0 | 4.1373
2007-07-08 07:00 | 7 | 8 | 7 | 189 | 4519 | 75.02 | 0 | 1030.6829 | Cooling | 0 | 4 | 0 | 0 | 0 | 6 | 0 | 1030.6829 | 4 | 1288.3536 | 1288.3536 | 0 | 6 | 0 | 128.8354 | 0.049552 | 1 | 0.5 | 0 | 8.2745 | 0 | 8.2745 | 0 | 1262.5866 | 157.8233 | 0.1214 | 1 | 0.5 | 0 | 4.1373 | 0 | 4.1373
2007-07-08 08:00 | 7 | 8 | 8 | 189 | 4520 | 75.02 | 0 | 1633.5696 | Cooling | 0 | 4 | 0 | 0 | 0 | 6 | 0 | 1633.5696 | 4 | 2041.962 | 2041.962 | 0 | 6 | 0 | 204.1962 | 0.078537 | 1 | 0.5 | 0 | 8.2745 | 0 | 8.2745 | 0 | 2001.1228 | 250.1403 | 0.19242 | 1 | 0.5 | 0 | 4.1373 | 0 | 4.1373
2007-07-08 09:00 | 7 | 8 | 9 | 189 | 4521 | 73.04 | 0 | 1700.1809 | Cooling | 0 | 4 | 0 | 0 | 0 | 6 | 0 | 1700.1809 | 4 | 2125.2262 | 2125.2262 | 0 | 6 | 0 | 212.5226 | 0.081739 | 1 | 0.5 | 0 | 8.2745 | 0 | 8.2745 | 0 | 2082.7216 | 260.3402 | 0.20026 | 1 | 0.5 | 0 | 4.1373 | 0 | 4.1373
2007-07-08 10:00 | 7 | 8 | 10 | 189 | 4522 | 75.92 | 0 | 2004.2845 | Cooling | 0 | 4 | 0 | 0 | 0 | 6 | 0 | 2004.2845 | 4 | 2505.3556 | 2505.3556 | 0 | 6 | 0 | 250.5356 | 0.09636 | 1 | 0.5 | 0 | 8.2745 | 0 | 8.2745 | 0 | 2455.2485 | 306.9061 | 0.23608 | 1 | 0.5 | 0 | 4.1373 | 0 | 4.1373
2007-07-08 11:00 | 7 | 8 | 11 | 189 | 4523 | 75.92 | 0 | 2595.0207 | Cooling | 0 | 4 | 0 | 0 | 0 | 6 | 0 | 2595.0207 | 4 | 3243.7759 | 3243.7759 | 0 | 6 | 0 | 324.3776 | 0.12476 | 1 | 0.5 | 0 | 8.2745 | 0 | 8.2745 | 0 | 3178.9004 | 397.3626 | 0.30566 | 1 | 0.61133 | 0 | 6.5692 | 0 | 6.5692
2007-07-08 12:00 | 7 | 8 | 12 | 189 | 4524 | 77 | 0 | 3165.8619 | Cooling | 0 | 4 | 0 | 0 | 0 | 6 | 0 | 3165.8619 | 4 | 3957.3274 | 3957.3274 | 0 | 6 | 0 | 395.7327 | 0.1522 | 1 | 0.5 | 0 | 8.2745 | 0 | 8.2745 | 0 | 3878.1809 | 484.7726 | 0.3729 | 1 | 0.7458 | 0 | 10.3781 | 0 | 10.3781
2007-07-08 13:00 | 7 | 8 | 13 | 189 | 4525 | 78.08 | 0 | 3725.7083 | Cooling | 0 | 4 | 0 | 0 | 0 | 6 | 0 | 3725.7083 | 4 | 4657.1354 | 4657.1354 | 0 | 6 | 0 | 465.7135 | 0.17912 | 1 | 0.5 | 0 | 8.2745 | 0 | 8.2745 | 0 | 4563.9927 | 570.4991 | 0.43885 | 1 | 0.87769 | 0 | 15.0928 | 0 | 15.0928
2007-07-08 14:00 | 7 | 8 | 14 | 189 | 4526 | 78.08 | 0 | 3897.5665 | Cooling | 0 | 4 | 0 | 0 | 0 | 6 | 0 | 3897.5665 | 4 | 4871.9582 | 4871.9582 | 0 | 6 | 0 | 487.1958 | 0.18738 | 1 | 0.5 | 0 | 8.2745 | 0 | 8.2745 | 0 | 4774.519 | 596.8149 | 0.45909 | 1 | 0.91818 | 0 | 16.7422 | 0 | 16.7422
2007-07-08 15:00 | 7 | 8 | 15 | 189 | 4527 | 80.96 | 0 | 3888.9043 | Cooling | 0 | 4 | 0 | 0 | 0 | 6 | 0 | 3888.9043 | 4 | 4861.1304 | 4861.1304 | 0 | 6 | 0 | 486.113 | 0.18697 | 1 | 0.5 | 0 | 8.2745 | 0 | 8.2745 | 0 | 4763.9078 | 595.4885 | 0.45807 | 1 | 0.91614 | 0 | 16.6568 | 0 | 16.6568
2007-07-08 16:00 | 7 | 8 | 16 | 189 | 4528 | 78.98 | 0 | 3765.0656 | Cooling | 0 | 4 | 0 | 0 | 0 | 6 | 0 | 3765.0656 | 4 | 4706.332 | 4706.332 | 0 | 6 | 0 | 470.6332 | 0.18101 | 1 | 0.5 | 0 | 8.2745 | 0 | 8.2745 | 0 | 4612.2054 | 576.5257 | 0.44348 | 1 | 0.88696 | 0 | 15.462 | 0 | 15.462
2007-07-08 17:00 | 7 | 8 | 17 | 189 | 4529 | 78.98 | 0 | 3564.1399 | Cooling | 0 | 4 | 0 | 0 | 0 | 6 | 0 | 3564.1399 | 4 | 4455.1749 | 4455.1749 | 0 | 6 | 0 | 445.5175 | 0.17135 | 1 | 0.5 | 0 | 8.2745 | 0 | 8.2745 | 0 | 4366.0714 | 545.7589 | 0.41981 | 1 | 0.83963 | 0 | 13.6296 | 0 | 13.6296
2007-07-08 18:00 | 7 | 8 | 18 | 189 | 4530 | 78.08 | 0 | 3003.8062 | Cooling | 0 | 4 | 0 | 0 | 0 | 6 | 0 | 3003.8062 | 4 | 3754.7577 | 3754.7577 | 0 | 6 | 0 | 375.4758 | 0.14441 | 1 | 0.5 | 0 | 8.2745 | 0 | 8.2745 | 0 | 3679.6626 | 459.9578 | 0.35381 | 1 | 0.70763 | 0 | 9.1967 | 0 | 9.1967
2007-07-08 19:00 | 7 | 8 | 19 | 189 | 4531 | 73.94 | 0 | 2601.4742 | Cooling | 0 | 4 | 0 | 0 | 0 | 6 | 0 | 2601.4742 | 4 | 3251.8427 | 3251.8427 | 0 | 6 | 0 | 325.1843 | 0.12507 | 1 | 0.5 | 0 | 8.2745 | 0 | 8.2745 | 0 | 3186.8058 | 398.3507 | 0.30642 | 1 | 0.61285 | 0 | 6.6068 | 0 | 6.6068
2007-07-08 20:00 | 7 | 8 | 20 | 189 | 4532 | 73.94 | 0 | 2152.6894 | Cooling | 0 | 4 | 0 | 0 | 0 | 6 | 0 | 2152.6894 | 4 | 2690.8617 | 2690.8617 | 0 | 6 | 0 | 269.0862 | 0.10349 | 1 | 0.5 | 0 | 8.2745 | 0 | 8.2745 | 0 | 2637.0445 | 329.6306 | 0.25356 | 1 | 0.50712 | 0 | 4.2741 | 0 | 4.2741
2007-07-08 21:00 | 7 | 8 | 21 | 189 | 4533 | 69.98 | 0 | 1558.5289 | Cooling | 0 | 4 | 0 | 0 | 0 | 6 | 0 | 1558.5289 | 4 | 1948.1611 | 1948.1611 | 0 | 6 | 0 | 194.8161 | 0.074929 | 1 | 0.5 | 0 | 8.2745 | 0 | 8.2745 | 0 | 1909.1979 | 238.6497 | 0.18358 | 1 | 0.5 | 0 | 4.1373 | 0 | 4.1373
2007-07-08 22:00 | 7 | 8 | 22 | 189 | 4534 | 68 | 0 | 480.4217 | Cooling | 0 | 4 | 0 | 0 | 0 | 6 | 0 | 480.4217 | 4 | 600.5271 | 600.5271 | 0 | 6 | 0 | 60.0527 | 0.023097 | 1 | 0.5 | 0 | 8.2745 | 0 | 8.2745 | 0 | 588.5166 | 73.5646 | 0.056588 | 1 | 0.5 | 0 | 4.1373 | 0 | 4.1373
2007-07-08 23:00 | 7 | 8 | 23 | 189 | 4535 | 68 | 0 | 351.093 | Cooling | 0 | 4 | 0 | 0 | 0 | 6 | 0 | 351.093 | 4 | 438.8663 | 438.8663 | 0 | 6 | 0 | 43.8866 | 0.016879 | 1 | 0.5 | 0 | 8.2745 | 0 | 8.2745 | 0 | 430.089 | 53.7611 | 0.041355 | 1 | 0.5 | 0 | 4.1373 | 0 | 4.1373
2007-07-09 | 7 | 9 | 0 | 190 | 4536 | 64.94 | 0 | 342.2973 | Cooling | 0 | 4 | 0 | 0 | 0 | 6 | 0 | 342.2973 | 4 | 427.8716 | 427.8716 | 0 | 6 | 0 | 42.7872 | 0.016457 | 1 | 0.5 | 0 | 8.2745 | 0 | 8.2745 | 0 | 419.3141 | 52.4143 | 0.040319 | 1 | 0.5 | 0 | 4.1373 | 0 | 4.1373
2007-07-09 01:00 | 7 | 9 | 1 | 190 | 4537 | 64.04 | 0 | 370.9159 | Cooling | 0 | 4 | 0 | 0 | 0 | 6 | 0 | 370.9159 | 4 | 463.6448 | 463.6448 | 0 | 6 | 0 | 46.3645 | 0.017832 | 1 | 0.5 | 0 | 8.2745 | 0 | 8.2745 | 0 | 454.3719 | 56.7965 | 0.04369 | 1 | 0.5 | 0 | 4.1373 | 0 | 4.1373
2007-07-09 02:00 | 7 | 9 | 2 | 190 | 4538 | 64.04 | 0 | 319.509 | Cooling | 0 | 4 | 0 | 0 | 0 | 6 | 0 | 319.509 | 4 | 399.3863 | 399.3863 | 0 | 6 | 0 | 39.9386 | 0.015361 | 1 | 0.5 | 0 | 8.2745 | 0 | 8.2745 | 0 | 391.3986 | 48.9248 | 0.037634 | 1 | 0.5 | 0 | 4.1373 | 0 | 4.1373
2007-07-09 03:00 | 7 | 9 | 3 | 190 | 4539 | 62.96 | 0 | 271.7981 | Cooling | 0 | 4 | 0 | 0 | 0 | 6 | 0 | 271.7981 | 4 | 339.7476 | 339.7476 | 0 | 6 | 0 | 33.9748 | 0.013067 | 1 | 0.5 | 0 | 8.2745 | 0 | 8.2745 | 0 | 332.9527 | 41.6191 | 0.032015 | 1 | 0.5 | 0 | 4.1373 | 0 | 4.1373
2007-07-09 04:00 | 7 | 9 | 4 | 190 | 4540 | 62.96 | 0 | 234.8448 | Cooling | 0 | 4 | 0 | 0 | 0 | 6 | 0 | 234.8448 | 4 | 293.556 | 293.556 | 0 | 6 | 0 | 29.3556 | 0.011291 | 1 | 0.5 | 0 | 8.2745 | 0 | 8.2745 | 0 | 287.6849 | 35.9606 | 0.027662 | 1 | 0.5 | 0 | 4.1373 | 0 | 4.1373
2007-07-09 05:00 | 7 | 9 | 5 | 190 | 4541 | 62.96 | 0 | 255.8683 | Cooling | 0 | 4 | 0 | 0 | 0 | 6 | 0 | 255.8683 | 4 | 319.8354 | 319.8354 | 0 | 6 | 0 | 31.9835 | 0.012301 | 1 | 0.5 | 0 | 8.2745 | 0 | 8.2745 | 0 | 313.4387 | 39.1798 | 0.030138 | 1 | 0.5 | 0 | 4.1373 | 0 | 4.1373
2007-07-09 06:00 | 7 | 9 | 6 | 190 | 4542 | 62.96 | 0 | 595.5775 | Cooling | 0 | 4 | 0 | 0 | 0 | 6 | 0 | 595.5775 | 4 | 744.4719 | 744.4719 | 0 | 6 | 0 | 74.4472 | 0.028634 | 1 | 0.5 | 0 | 8.2745 | 0 | 8.2745 | 0 | 729.5825 | 91.1978 | 0.070152 | 1 | 0.5 | 0 | 4.1373 | 0 | 4.1373
2007-07-09 07:00 | 7 | 9 | 7 | 190 | 4543 | 64.04 | 0 | 1105.658 | Cooling | 0 | 4 | 0 | 0 | 0 | 6 | 0 | 1105.658 | 4 | 1382.0725 | 1382.0725 | 0 | 6 | 0 | 138.2073 | 0.053157 | 1 | 0.5 | 0 | 8.2745 | 0 | 8.2745 | 0 | 1354.4311 | 169.3039 | 0.13023 | 1 | 0.5 | 0 | 4.1373 | 0 | 4.1373
2007-07-09 08:00 | 7 | 9 | 8 | 190 | 4544 | 64.94 | 0 | 1677.9197 | Cooling | 0 | 4 | 0 | 0 | 0 | 6 | 0 | 1677.9197 | 4 | 2097.3997 | 2097.3997 | 0 | 6 | 0 | 209.74 | 0.080669 | 1 | 0.5 | 0 | 8.2745 | 0 | 8.2745 | 0 | 2055.4517 | 256.9315 | 0.19764 | 1 | 0.5 | 0 | 4.1373 | 0 | 4.1373
2007-07-09 09:00 | 7 | 9 | 9 | 190 | 4545 | 66.92 | 0 | 2223.2031 | Cooling | 0 | 4 | 0 | 0 | 0 | 6 | 0 | 2223.2031 | 4 | 2779.0038 | 2779.0038 | 0 | 6 | 0 | 277.9004 | 0.10688 | 1 | 0.5 | 0 | 8.2745 | 0 | 8.2745 | 0 | 2723.4237 | 340.428 | 0.26187 | 1 | 0.52374 | 0 | 4.603 | 0 | 4.603
2007-07-09 10:00 | 7 | 9 | 10 | 190 | 4546 | 71.96 | 0 | 2944.78 | Cooling | 0 | 4 | 0 | 0 | 0 | 6 | 0 | 2944.78 | 4 | 3680.975 | 3680.975 | 0 | 6 | 0 | 368.0975 | 0.14158 | 1 | 0.5 | 0 | 8.2745 | 0 | 8.2745 | 0 | 3607.3555 | 450.9194 | 0.34686 | 1 | 0.69372 | 0 | 8.7864 | 0 | 8.7864
2007-07-09 11:00 | 7 | 9 | 11 | 190 | 4547 | 71.96 | 0 | 3435.3391 | Cooling | 0 | 4 | 0 | 0 | 0 | 6 | 0 | 3435.3391 | 4 | 4294.1739 | 4294.1739 | 0 | 6 | 0 | 429.4174 | 0.16516 | 1 | 0.5 | 0 | 8.2745 | 0 | 8.2745 | 0 | 4208.2905 | 526.0363 | 0.40464 | 1 | 0.80929 | 0 | 12.5233 | 0 | 12.5233
2007-07-09 12:00 | 7 | 9 | 12 | 190 | 4548 | 75.92 | 0 | 3689.9949 | Cooling | 0 | 4 | 0 | 0 | 0 | 6 | 0 | 3689.9949 | 4 | 4612.4937 | 4612.4937 | 0 | 6 | 0 | 461.2494 | 0.1774 | 1 | 0.5 | 0 | 8.2745 | 0 | 8.2745 | 0 | 4520.2438 | 565.0305 | 0.43464 | 1 | 0.86928 | 0 | 14.7621 | 0 | 14.7621
2007-07-09 13:00 | 7 | 9 | 13 | 190 | 4549 | 73.94 | 0 | 3838.2306 | Cooling | 0 | 4 | 0 | 0 | 0 | 6 | 0 | 3838.2306 | 4 | 4797.7882 | 4797.7882 | 0 | 6 | 0 | 479.7788 | 0.18453 | 1 | 0.5 | 0 | 8.2745 | 0 | 8.2745 | 0 | 4701.8324 | 587.7291 | 0.4521 | 1 | 0.9042 | 0 | 16.1618 | 0 | 16.1618
2007-07-09 14:00 | 7 | 9 | 14 | 190 | 4550 | 73.94 | 0 | 3999.2465 | Cooling | 0 | 4 | 0 | 0 | 0 | 6 | 0 | 3999.2465 | 4 | 4999.0581 | 4999.0581 | 0 | 6 | 0 | 499.9058 | 0.19227 | 1 | 0.5 | 0 | 8.2745 | 0 | 8.2745 | 0 | 4899.0769 | 612.3846 | 0.47107 | 1 | 0.94213 | 0 | 17.7639 | 0 | 17.7639
2007-07-09 15:00 | 7 | 9 | 15 | 190 | 4551 | 75.02 | 0 | 4305.1182 | Cooling | 0 | 4 | 0 | 0 | 0 | 6 | 0 | 4305.1182 | 4 | 5381.3977 | 5381.3977 | 0 | 6 | 0 | 538.1398 | 0.20698 | 1 | 0.5 | 0 | 8.2745 | 0 | 8.2745 | 0 | 5273.7698 | 659.2212 | 0.50709 | 2 | 0.50709 | 0.50709 | 4.2735 | 4.2735 | 8.547
2007-07-09 16:00 | 7 | 9 | 16 | 190 | 4552 | 75.02 | 0 | 4498.8559 | Cooling | 0 | 4 | 0 | 0 | 0 | 6 | 0 | 4498.8559 | 4 | 5623.5699 | 5623.5699 | 0 | 6 | 0 | 562.357 | 0.21629 | 1 | 0.5 | 0 | 8.2745 | 0 | 8.2745 | 0 | 5511.0985 | 688.8873 | 0.52991 | 2 | 0.52991 | 0.52991 | 4.7288 | 4.7288 | 9.4577
2007-07-09 17:00 | 7 | 9 | 17 | 190 | 4553 | 75.02 | 0 | 4384.7335 | Cooling | 0 | 4 | 0 | 0 | 0 | 6 | 0 | 4384.7335 | 4 | 5480.9168 | 5480.9168 | 0 | 6 | 0 | 548.0917 | 0.2108 | 1 | 0.5 | 0 | 8.2745 | 0 | 8.2745 | 0 | 5371.2985 | 671.4123 | 0.51647 | 2 | 0.51647 | 0.51647 | 4.4575 | 4.4575 | 8.9149
2007-07-09 18:00 | 7 | 9 | 18 | 190 | 4554 | 71.96 | 0 | 3838.8515 | Cooling | 0 | 4 | 0 | 0 | 0 | 6 | 0 | 3838.8515 | 4 | 4798.5644 | 4798.5644 | 0 | 6 | 0 | 479.8564 | 0.18456 | 1 | 0.5 | 0 | 8.2745 | 0 | 8.2745 | 0 | 4702.5931 | 587.8241 | 0.45217 | 1 | 0.90434 | 0 | 16.1678 | 0 | 16.1678
2007-07-09 19:00 | 7 | 9 | 19 | 190 | 4555 | 71.06 | 0 | 3359.1685 | Cooling | 0 | 4 | 0 | 0 | 0 | 6 | 0 | 3359.1685 | 4 | 4198.9606 | 4198.9606 | 0 | 6 | 0 | 419.8961 | 0.1615 | 1 | 0.5 | 0 | 8.2745 | 0 | 8.2745 | 0 | 4114.9814 | 514.3727 | 0.39567 | 1 | 0.79134 | 0 | 11.8938 | 0 | 11.8938
2007-07-09 20:00 | 7 | 9 | 20 | 190 | 4556 | 68 | 0 | 2782.3676 | Cooling | 0 | 4 | 0 | 0 | 0 | 6 | 0 | 2782.3676 | 4 | 3477.9596 | 3477.9596 | 0 | 6 | 0 | 347.796 | 0.13377 | 1 | 0.5 | 0 | 8.2745 | 0 | 8.2745 | 0 | 3408.4004 | 426.05 | 0.32773 | 1 | 0.65546 | 0 | 7.7116 | 0 | 7.7116
2007-07-09 21:00 | 7 | 9 | 21 | 190 | 4557 | 68 | 0 | 1835.727 | Cooling | 0 | 4 | 0 | 0 | 0 | 6 | 0 | 1835.727 | 4 | 2294.6587 | 2294.6587 | 0 | 6 | 0 | 229.4659 | 0.088256 | 1 | 0.5 | 0 | 8.2745 | 0 | 8.2745 | 0 | 2248.7656 | 281.0957 | 0.21623 | 1 | 0.5 | 0 | 4.1373 | 0 | 4.1373
2007-07-09 22:00 | 7 | 9 | 22 | 190 | 4558 | 66.92 | 0 | 623.6404 | Cooling | 0 | 4 | 0 | 0 | 0 | 6 | 0 | 623.6404 | 4 | 779.5506 | 779.5506 | 0 | 6 | 0 | 77.9551 | 0.029983 | 1 | 0.5 | 0 | 8.2745 | 0 | 8.2745 | 0 | 763.9595 | 95.4949 | 0.073458 | 1 | 0.5 | 0 | 4.1373 | 0 | 4.1373
2007-07-09 23:00 | 7 | 9 | 23 | 190 | 4559 | 66.92 | 0 | 425.0444 | Cooling | 0 | 4 | 0 | 0 | 0 | 6 | 0 | 425.0444 | 4 | 531.3055 | 531.3055 | 0 | 6 | 0 | 53.1305 | 0.020435 | 1 | 0.5 | 0 | 8.2745 | 0 | 8.2745 | 0 | 520.6794 | 65.0849 | 0.050065 | 1 | 0.5 | 0 | 4.1373 | 0 | 4.1373
2007-07-10 | 7 | 10 | 0 | 191 | 4560 | 66.92 | 0 | 359.8158 | Cooling | 0 | 4 | 0 | 0 | 0 | 6 | 0 | 359.8158 | 4 | 449.7698 | 449.7698 | 0 | 6 | 0 | 44.977 | 0.017299 | 1 | 0.5 | 0 | 8.2745 | 0 | 8.2745 | 0 | 440.7744 | 55.0968 | 0.042382 | 1 | 0.5 | 0 | 4.1373 | 0 | 4.1373
2007-07-10 01:00 | 7 | 10 | 1 | 191 | 4561 | 66.2 | 0 | 340.9682 | Cooling | 0 | 4 | 0 | 0 | 0 | 6 | 0 | 340.9682 | 4 | 426.2103 | 426.2103 | 0 | 6 | 0 | 42.621 | 0.016393 | 1 | 0.5 | 0 | 8.2745 | 0 | 8.2745 | 0 | 417.6861 | 52.2108 | 0.040162 | 1 | 0.5 | 0 | 4.1373 | 0 | 4.1373
2007-07-10 02:00 | 7 | 10 | 2 | 191 | 4562 | 66.92 | 0 | 299.1396 | Cooling | 0 | 4 | 0 | 0 | 0 | 6 | 0 | 299.1396 | 4 | 373.9245 | 373.9245 | 0 | 6 | 0 | 37.3925 | 0.014382 | 1 | 0.5 | 0 | 8.2745 | 0 | 8.2745 | 0 | 366.4461 | 45.8058 | 0.035235 | 1 | 0.5 | 0 | 4.1373 | 0 | 4.1373
2007-07-10 03:00 | 7 | 10 | 3 | 191 | 4563 | 66.92 | 0 | 276.988 | Cooling | 0 | 4 | 0 | 0 | 0 | 6 | 0 | 276.988 | 4 | 346.235 | 346.235 | 0 | 6 | 0 | 34.6235 | 0.013317 | 1 | 0.5 | 0 | 8.2745 | 0 | 8.2745 | 0 | 339.3103 | 42.4138 | 0.032626 | 1 | 0.5 | 0 | 4.1373 | 0 | 4.1373
2007-07-10 04:00 | 7 | 10 | 4 | 191 | 4564 | 66.92 | 0 | 250.1943 | Cooling | 0 | 4 | 0 | 0 | 0 | 6 | 0 | 250.1943 | 4 | 312.7428 | 312.7428 | 0 | 6 | 0 | 31.2743 | 0.012029 | 1 | 0.5 | 0 | 8.2745 | 0 | 8.2745 | 0 | 306.488 | 38.311 | 0.02947 | 1 | 0.5 | 0 | 4.1373 | 0 | 4.1373
2007-07-10 05:00 | 7 | 10 | 5 | 191 | 4565 | 66.92 | 0 | 259.871 | Cooling | 0 | 4 | 0 | 0 | 0 | 6 | 0 | 259.871 | 4 | 324.8388 | 324.8388 | 0 | 6 | 0 | 32.4839 | 0.012494 | 1 | 0.5 | 0 | 8.2745 | 0 | 8.2745 | 0 | 318.342 | 39.7928 | 0.03061 | 1 | 0.5 | 0 | 4.1373 | 0 | 4.1373
2007-07-10 06:00 | 7 | 10 | 6 | 191 | 4566 | 66.02 | 0 | 303.7757 | Cooling | 0 | 4 | 0 | 0 | 0 | 6 | 0 | 303.7757 | 4 | 379.7196 | 379.7196 | 0 | 6 | 0 | 37.972 | 0.014605 | 1 | 0.5 | 0 | 8.2745 | 0 | 8.2745 | 0 | 372.1252 | 46.5156 | 0.035781 | 1 | 0.5 | 0 | 4.1373 | 0 | 4.1373
2007-07-10 07:00 | 7 | 10 | 7 | 191 | 4567 | 64.94 | 0 | 97.7539 | Cooling | 0 | 4 | 0 | 0 | 0 | 6 | 0 | 97.7539 | 4 | 122.1923 | 122.1923 | 0 | 6 | 0 | 12.2192 | 0.0046997 | 1 | 0.5 | 0 | 8.2745 | 0 | 8.2745 | 0 | 119.7485 | 14.9686 | 0.011514 | 1 | 0.5 | 0 | 4.1373 | 0 | 4.1373
2007-07-10 08:00 | 7 | 10 | 8 | 191 | 4568 | 64.94 | 0 | 927.9594 | Cooling | 0 | 4 | 0 | 0 | 0 | 6 | 0 | 927.9594 | 4 | 1159.9493 | 1159.9493 | 0 | 6 | 0 | 115.9949 | 0.044613 | 1 | 0.5 | 0 | 8.2745 | 0 | 8.2745 | 0 | 1136.7503 | 142.0938 | 0.1093 | 1 | 0.5 | 0 | 4.1373 | 0 | 4.1373
2007-07-10 09:00 | 7 | 10 | 9 | 191 | 4569 | 71.96 | 0 | 1271.8635 | Cooling | 0 | 4 | 0 | 0 | 0 | 6 | 0 | 1271.8635 | 4 | 1589.8294 | 1589.8294 | 0 | 6 | 0 | 158.9829 | 0.061147 | 1 | 0.5 | 0 | 8.2745 | 0 | 8.2745 | 0 | 1558.0328 | 194.7541 | 0.14981 | 1 | 0.5 | 0 | 4.1373 | 0 | 4.1373
2007-07-10 10:00 | 7 | 10 | 10 | 191 | 4570 | 75.02 | 0 | 1735.4648 | Cooling | 0 | 4 | 0 | 0 | 0 | 6 | 0 | 1735.4648 | 4 | 2169.331 | 2169.331 | 0 | 6 | 0 | 216.9331 | 0.083436 | 1 | 0.5 | 0 | 8.2745 | 0 | 8.2745 | 0 | 2125.9444 | 265.743 | 0.20442 | 1 | 0.5 | 0 | 4.1373 | 0 | 4.1373
2007-07-10 11:00 | 7 | 10 | 11 | 191 | 4571 | 75.02 | 0 | 2086.6356 | Cooling | 0 | 4 | 0 | 0 | 0 | 6 | 0 | 2086.6356 | 4 | 2608.2945 | 2608.2945 | 0 | 6 | 0 | 260.8295 | 0.10032 | 1 | 0.5 | 0 | 8.2745 | 0 | 8.2745 | 0 | 2556.1286 | 319.5161 | 0.24578 | 1 | 0.5 | 0 | 4.1373 | 0 | 4.1373
2007-07-10 12:00 | 7 | 10 | 12 | 191 | 4572 | 77 | 0 | 2357.9508 | Cooling | 0 | 4 | 0 | 0 | 0 | 6 | 0 | 2357.9508 | 4 | 2947.4386 | 2947.4386 | 0 | 6 | 0 | 294.7439 | 0.11336 | 1 | 0.5 | 0 | 8.2745 | 0 | 8.2745 | 0 | 2888.4898 | 361.0612 | 0.27774 | 1 | 0.55548 | 0 | 5.2701 | 0 | 5.2701
2007-07-10 13:00 | 7 | 10 | 13 | 191 | 4573 | 80.96 | 0 | 2643.8374 | Cooling | 0 | 4 | 0 | 0 | 0 | 6 | 0 | 2643.8374 | 4 | 3304.7968 | 3304.7968 | 0 | 6 | 0 | 330.4797 | 0.12711 | 1 | 0.5 | 0 | 8.2745 | 0 | 8.2745 | 0 | 3238.7008 | 404.8376 | 0.31141 | 1 | 0.62283 | 0 | 6.8569 | 0 | 6.8569
2007-07-10 14:00 | 7 | 10 | 14 | 191 | 4574 | 80.96 | 0 | 2818.9509 | Cooling | 0 | 4 | 0 | 0 | 0 | 6 | 0 | 2818.9509 | 4 | 3523.6886 | 3523.6886 | 0 | 6 | 0 | 352.3689 | 0.13553 | 1 | 0.5 | 0 | 8.2745 | 0 | 8.2745 | 0 | 3453.2148 | 431.6519 | 0.33204 | 1 | 0.66408 | 0 | 7.9468 | 0 | 7.9468
2007-07-10 15:00 | 7 | 10 | 15 | 191 | 4575 | 78.98 | 0 | 3081.1495 | Cooling | 0 | 4 | 0 | 0 | 0 | 6 | 0 | 3081.1495 | 4 | 3851.4369 | 3851.4369 | 0 | 6 | 0 | 385.1437 | 0.14813 | 1 | 0.5 | 0 | 8.2745 | 0 | 8.2745 | 0 | 3774.4081 | 471.801 | 0.36292 | 1 | 0.72585 | 0 | 9.7505 | 0 | 9.7505
2007-07-10 16:00 | 7 | 10 | 16 | 191 | 4576 | 80.96 | 0 | 3275.8269 | Cooling | 0 | 4 | 0 | 0 | 0 | 6 | 0 | 3275.8269 | 4 | 4094.7836 | 4094.7836 | 0 | 6 | 0 | 409.4784 | 0.15749 | 1 | 0.5 | 0 | 8.2745 | 0 | 8.2745 | 0 | 4012.888 | 501.611 | 0.38585 | 1 | 0.77171 | 0 | 11.226 | 0 | 11.226
2007-07-10 17:00 | 7 | 10 | 17 | 191 | 4577 | 80.96 | 0 | 3192.015 | Cooling | 0 | 4 | 0 | 0 | 0 | 6 | 0 | 3192.015 | 4 | 3990.0187 | 3990.0187 | 0 | 6 | 0 | 399.0019 | 0.15346 | 1 | 0.5 | 0 | 8.2745 | 0 | 8.2745 | 0 | 3910.2184 | 488.7773 | 0.37598 | 1 | 0.75197 | 0 | 10.5764 | 0 | 10.5764
2007-07-10 18:00 | 7 | 10 | 18 | 191 | 4578 | 78.98 | 0 | 2662.2908 | Cooling | 0 | 4 | 0 | 0 | 0 | 6 | 0 | 2662.2908 | 4 | 3327.8635 | 3327.8635 | 0 | 6 | 0 | 332.7863 | 0.12799 | 1 | 0.5 | 0 | 8.2745 | 0 | 8.2745 | 0 | 3261.3062 | 407.6633 | 0.31359 | 1 | 0.62717 | 0 | 6.9675 | 0 | 6.9675
2007-07-10 19:00 | 7 | 10 | 19 | 191 | 4579 | 75.92 | 0 | 2196.4098 | Cooling | 0 | 4 | 0 | 0 | 0 | 6 | 0 | 2196.4098 | 4 | 2745.5122 | 2745.5122 | 0 | 6 | 0 | 274.5512 | 0.1056 | 1 | 0.5 | 0 | 8.2745 | 0 | 8.2745 | 0 | 2690.602 | 336.3253 | 0.25871 | 1 | 0.51742 | 0 | 4.4764 | 0 | 4.4764
2007-07-10 20:00 | 7 | 10 | 20 | 191 | 4580 | 75.92 | 0 | 1203.9787 | Cooling | 0 | 4 | 0 | 0 | 0 | 6 | 0 | 1203.9787 | 4 | 1504.9734 | 1504.9734 | 0 | 6 | 0 | 150.4973 | 0.057884 | 1 | 0.5 | 0 | 8.2745 | 0 | 8.2745 | 0 | 1474.8739 | 184.3592 | 0.14181 | 1 | 0.5 | 0 | 4.1373 | 0 | 4.1373
2007-07-10 21:00 | 7 | 10 | 21 | 191 | 4581 | 71.96 | 0 | 517.0988 | Cooling | 0 | 4 | 0 | 0 | 0 | 6 | 0 | 517.0988 | 4 | 646.3735 | 646.3735 | 0 | 6 | 0 | 64.6373 | 0.024861 | 1 | 0.5 | 0 | 8.2745 | 0 | 8.2745 | 0 | 633.446 | 79.1808 | 0.060908 | 1 | 0.5 | 0 | 4.1373 | 0 | 4.1373
2007-07-10 22:00 | 7 | 10 | 22 | 191 | 4582 | 69.98 | 0 | 42.3319 | Cooling | 0 | 4 | 0 | 0 | 0 | 6 | 0 | 42.3319 | 4 | 52.9149 | 52.9149 | 0 | 6 | 0 | 5.2915 | 0.0020352 | 1 | 0.5 | 0 | 8.2745 | 0 | 8.2745 | 0 | 51.8566 | 6.4821 | 0.0049862 | 1 | 0.5 | 0 | 4.1373 | 0 | 4.1373
2007-07-10 23:00 | 7 | 10 | 23 | 191 | 4583 | 69.98 | 7.0005 | 0 | Heating | 7.0005 | 4 | 5.6004 | 5.6004 | 0 | 6 | 0 | 0 | 4 | 0 | 0 | 0 | 6 | 0 | 1.1201 | 0.0004308 | 1 | 0.5 | 0 | 8.2745 | 0 | 8.2745 | 5.7147 | 0 | 0.32711 | 0.00025163 | 1 | 0.5 | 0 | 4.1373 | 0 | 4.1373
2007-07-11 | 7 | 11 | 0 | 192 | 4584 | 64.94 | 0 | 13.8563 | Cooling | 0 | 4 | 0 | 0 | 0 | 6 | 0 | 13.8563 | 4 | 17.3204 | 17.3204 | 0 | 6 | 0 | 1.732 | 0.00066617 | 1 | 0.5 | 0 | 8.2745 | 0 | 8.2745 | 0 | 16.974 | 2.1217 | 0.0016321 | 1 | 0.5 | 0 | 4.1373 | 0 | 4.1373
2007-07-11 01:00 | 7 | 11 | 1 | 192 | 4585 | 66.02 | 0 | 128.978 | Cooling | 0 | 4 | 0 | 0 | 0 | 6 | 0 | 128.978 | 4 | 161.2225 | 161.2225 | 0 | 6 | 0 | 16.1223 | 0.0062009 | 1 | 0.5 | 0 | 8.2745 | 0 | 8.2745 | 0 | 157.9981 | 19.7498 | 0.015192 | 1 | 0.5 | 0 | 4.1373 | 0 | 4.1373
2007-07-11 02:00 | 7 | 11 | 2 | 192 | 4586 | 66.02 | 0 | 113.0589 | Cooling | 0 | 4 | 0 | 0 | 0 | 6 | 0 | 113.0589 | 4 | 141.3237 | 141.3237 | 0 | 6 | 0 | 14.1324 | 0.0054355 | 1 | 0.5 | 0 | 8.2745 | 0 | 8.2745 | 0 | 138.4972 | 17.3121 | 0.013317 | 1 | 0.5 | 0 | 4.1373 | 0 | 4.1373
2007-07-11 03:00 | 7 | 11 | 3 | 192 | 4587 | 60.98 | 0 | 92.5184 | Cooling | 0 | 4 | 0 | 0 | 0 | 6 | 0 | 92.5184 | 4 | 115.6481 | 115.6481 | 0 | 6 | 0 | 11.5648 | 0.004448 | 1 | 0.5 | 0 | 8.2745 | 0 | 8.2745 | 0 | 113.3351 | 14.1669 | 0.010898 | 1 | 0.5 | 0 | 4.1373 | 0 | 4.1373
2007-07-11 04:00 | 7 | 11 | 4 | 192 | 4588 | 59 | 0 | 55.1015 | Cooling | 0 | 4 | 0 | 0 | 0 | 6 | 0 | 55.1015 | 4 | 68.8768 | 68.8768 | 0 | 6 | 0 | 6.8877 | 0.0026491 | 1 | 0.5 | 0 | 8.2745 | 0 | 8.2745 | 0 | 67.4993 | 8.4374 | 0.0064903 | 1 | 0.5 | 0 | 4.1373 | 0 | 4.1373
2007-07-11 05:00 | 7 | 11 | 5 | 192 | 4589 | 59 | 0 | 30.1449 | Cooling | 0 | 4 | 0 | 0 | 0 | 6 | 0 | 30.1449 | 4 | 37.6811 | 37.6811 | 0 | 6 | 0 | 3.7681 | 0.0014493 | 1 | 0.5 | 0 | 8.2745 | 0 | 8.2745 | 0 | 36.9275 | 4.6159 | 0.0035507 | 1 | 0.5 | 0 | 4.1373 | 0 | 4.1373
2007-07-11 06:00 | 7 | 11 | 6 | 192 | 4590 | 62.06 | 484.2377 | 0 | Heating | 484.2377 | 4 | 387.3902 | 387.3902 | 0 | 6 | 0 | 0 | 4 | 0 | 0 | 0 | 6 | 0 | 77.478 | 0.029799 | 1 | 0.5 | 0 | 8.2745 | 0 | 8.2745 | 395.2961 | 0 | 22.6271 | 0.017405 | 1 | 0.5 | 0 | 4.1373 | 0 | 4.1373
2007-07-11 07:00 | 7 | 11 | 7 | 192 | 4591 | 68 | 459.2765 | 0 | Heating | 459.2765 | 4 | 367.4212 | 367.4212 | 0 | 6 | 0 | 0 | 4 | 0 | 0 | 0 | 6 | 0 | 73.4842 | 0.028263 | 1 | 0.5 | 0 | 8.2745 | 0 | 8.2745 | 374.9196 | 0 | 21.4608 | 0.016508 | 1 | 0.5 | 0 | 4.1373 | 0 | 4.1373
2007-07-11 08:00 | 7 | 11 | 8 | 192 | 4592 | 68 | 0 | 202.8296 | Cooling | 0 | 4 | 0 | 0 | 0 | 6 | 0 | 202.8296 | 4 | 253.537 | 253.537 | 0 | 6 | 0 | 25.3537 | 0.0097514 | 1 | 0.5 | 0 | 8.2745 | 0 | 8.2745 | 0 | 248.4663 | 31.0583 | 0.023891 | 1 | 0.5 | 0 | 4.1373 | 0 | 4.1373
2007-07-11 09:00 | 7 | 11 | 9 | 192 | 4593 | 73.94 | 0 | 709.7633 | Cooling | 0 | 4 | 0 | 0 | 0 | 6 | 0 | 709.7633 | 4 | 887.2041 | 887.2041 | 0 | 6 | 0 | 88.7204 | 0.034123 | 1 | 0.5 | 0 | 8.2745 | 0 | 8.2745 | 0 | 869.46 | 108.6825 | 0.083602 | 1 | 0.5 | 0 | 4.1373 | 0 | 4.1373
2007-07-11 10:00 | 7 | 11 | 10 | 192 | 4594 | 77 | 0 | 1270.4536 | Cooling | 0 | 4 | 0 | 0 | 0 | 6 | 0 | 1270.4536 | 4 | 1588.067 | 1588.067 | 0 | 6 | 0 | 158.8067 | 0.061079 | 1 | 0.5 | 0 | 8.2745 | 0 | 8.2745 | 0 | 1556.3056 | 194.5382 | 0.14964 | 1 | 0.5 | 0 | 4.1373 | 0 | 4.1373
2007-07-11 11:00 | 7 | 11 | 11 | 192 | 4595 | 77 | 0 | 1951.9582 | Cooling | 0 | 4 | 0 | 0 | 0 | 6 | 0 | 1951.9582 | 4 | 2439.9477 | 2439.9477 | 0 | 6 | 0 | 243.9948 | 0.093844 | 1 | 0.5 | 0 | 8.2745 | 0 | 8.2745 | 0 | 2391.1488 | 298.8936 | 0.22992 | 1 | 0.5 | 0 | 4.1373 | 0 | 4.1373
2007-07-11 12:00 | 7 | 11 | 12 | 192 | 4596 | 82.04 | 0 | 2392.5022 | Cooling | 0 | 4 | 0 | 0 | 0 | 6 | 0 | 2392.5022 | 4 | 2990.6277 | 2990.6277 | 0 | 6 | 0 | 299.0628 | 0.11502 | 1 | 0.5 | 0 | 8.2745 | 0 | 8.2745 | 0 | 2930.8151 | 366.3519 | 0.28181 | 1 | 0.56362 | 0 | 5.4494 | 0 | 5.4494
2007-07-11 13:00 | 7 | 11 | 13 | 192 | 4597 | 86 | 0 | 2838.5188 | Cooling | 0 | 4 | 0 | 0 | 0 | 6 | 0 | 2838.5188 | 4 | 3548.1485 | 3548.1485 | 0 | 6 | 0 | 354.8148 | 0.13647 | 1 | 0.5 | 0 | 8.2745 | 0 | 8.2745 | 0 | 3477.1855 | 434.6482 | 0.33434 | 1 | 0.66869 | 0 | 8.0742 | 0 | 8.0742
2007-07-11 14:00 | 7 | 11 | 14 | 192 | 4598 | 86 | 0 | 3042.178 | Cooling | 0 | 4 | 0 | 0 | 0 | 6 | 0 | 3042.178 | 4 | 3802.7225 | 3802.7225 | 0 | 6 | 0 | 380.2723 | 0.14626 | 1 | 0.5 | 0 | 8.2745 | 0 | 8.2745 | 0 | 3726.6681 | 465.8335 | 0.35833 | 1 | 0.71667 | 0 | 9.4692 | 0 | 9.4692
2007-07-11 15:00 | 7 | 11 | 15 | 192 | 4599 | 86 | 0 | 3170.6508 | Cooling | 0 | 4 | 0 | 0 | 0 | 6 | 0 | 3170.6508 | 4 | 3963.3135 | 3963.3135 | 0 | 6 | 0 | 396.3314 | 0.15244 | 1 | 0.5 | 0 | 8.2745 | 0 | 8.2745 | 0 | 3884.0473 | 485.5059 | 0.37347 | 1 | 0.74693 | 0 | 10.4143 | 0 | 10.4143
2007-07-11 16:00 | 7 | 11 | 16 | 192 | 4600 | 86 | 0 | 3202.4216 | Cooling | 0 | 4 | 0 | 0 | 0 | 6 | 0 | 3202.4216 | 4 | 4003.027 | 4003.027 | 0 | 6 | 0 | 400.3027 | 0.15396 | 1 | 0.5 | 0 | 8.2745 | 0 | 8.2745 | 0 | 3922.9665 | 490.3708 | 0.37721 | 1 | 0.75442 | 0 | 10.6559 | 0 | 10.6559
2007-07-11 17:00 | 7 | 11 | 17 | 192 | 4601 | 86 | 0 | 3105.5464 | Cooling | 0 | 4 | 0 | 0 | 0 | 6 | 0 | 3105.5464 | 4 | 3881.9331 | 3881.9331 | 0 | 6 | 0 | 388.1933 | 0.14931 | 1 | 0.5 | 0 | 8.2745 | 0 | 8.2745 | 0 | 3804.2944 | 475.5368 | 0.3658 | 1 | 0.7316 | 0 | 9.929 | 0 | 9.929
2007-07-11 18:00 | 7 | 11 | 18 | 192 | 4602 | 82.04 | 0 | 2638.4535 | Cooling | 0 | 4 | 0 | 0 | 0 | 6 | 0 | 2638.4535 | 4 | 3298.0668 | 3298.0668 | 0 | 6 | 0 | 329.8067 | 0.12685 | 1 | 0.5 | 0 | 8.2745 | 0 | 8.2745 | 0 | 3232.1055 | 404.0132 | 0.31078 | 1 | 0.62156 | 0 | 6.8248 | 0 | 6.8248
2007-07-11 19:00 | 7 | 11 | 19 | 192 | 4603 | 78.08 | 0 | 2281.1555 | Cooling | 0 | 4 | 0 | 0 | 0 | 6 | 0 | 2281.1555 | 4 | 2851.4444 | 2851.4444 | 0 | 6 | 0 | 285.1444 | 0.10967 | 1 | 0.5 | 0 | 8.2745 | 0 | 8.2745 | 0 | 2794.4155 | 349.3019 | 0.26869 | 1 | 0.53739 | 0 | 4.8837 | 0 | 4.8837
2007-07-11 20:00 | 7 | 11 | 20 | 192 | 4604 | 78.08 | 0 | 1797.6944 | Cooling | 0 | 4 | 0 | 0 | 0 | 6 | 0 | 1797.6944 | 4 | 2247.118 | 2247.118 | 0 | 6 | 0 | 224.7118 | 0.086428 | 1 | 0.5 | 0 | 8.2745 | 0 | 8.2745 | 0 | 2202.1757 | 275.272 | 0.21175 | 1 | 0.5 | 0 | 4.1373 | 0 | 4.1373
2007-07-11 21:00 | 7 | 11 | 21 | 192 | 4605 | 73.04 | 0 | 1112.561 | Cooling | 0 | 4 | 0 | 0 | 0 | 6 | 0 | 1112.561 | 4 | 1390.7012 | 1390.7012 | 0 | 6 | 0 | 139.0701 | 0.053489 | 1 | 0.5 | 0 | 8.2745 | 0 | 8.2745 | 0 | 1362.8872 | 170.3609 | 0.13105 | 1 | 0.5 | 0 | 4.1373 | 0 | 4.1373
2007-07-11 22:00 | 7 | 11 | 22 | 192 | 4606 | 71.96 | 0 | 217.3541 | Cooling | 0 | 4 | 0 | 0 | 0 | 6 | 0 | 217.3541 | 4 | 271.6926 | 271.6926 | 0 | 6 | 0 | 27.1693 | 0.01045 | 1 | 0.5 | 0 | 8.2745 | 0 | 8.2745 | 0 | 266.2587 | 33.2823 | 0.025602 | 1 | 0.5 | 0 | 4.1373 | 0 | 4.1373
2007-07-11 23:00 | 7 | 11 | 23 | 192 | 4607 | 71.96 | 0 | 104.663 | Cooling | 0 | 4 | 0 | 0 | 0 | 6 | 0 | 104.663 | 4 | 130.8287 | 130.8287 | 0 | 6 | 0 | 13.0829 | 0.0050319 | 1 | 0.5 | 0 | 8.2745 | 0 | 8.2745 | 0 | 128.2121 | 16.0265 | 0.012328 | 1 | 0.5 | 0 | 4.1373 | 0 | 4.1373
2007-07-12 | 7 | 12 | 0 | 193 | 4608 | 68 | 0 | 166.9866 | Cooling | 0 | 4 | 0 | 0 | 0 | 6 | 0 | 166.9866 | 4 | 208.7332 | 208.7332 | 0 | 6 | 0 | 20.8733 | 0.0080282 | 1 | 0.5 | 0 | 8.2745 | 0 | 8.2745 | 0 | 204.5585 | 25.5698 | 0.019669 | 1 | 0.5 | 0 | 4.1373 | 0 | 4.1373
2007-07-12 01:00 | 7 | 12 | 1 | 193 | 4609 | 66.92 | 0 | 231.8943 | Cooling | 0 | 4 | 0 | 0 | 0 | 6 | 0 | 231.8943 | 4 | 289.8679 | 289.8679 | 0 | 6 | 0 | 28.9868 | 0.011149 | 1 | 0.5 | 0 | 8.2745 | 0 | 8.2745 | 0 | 284.0706 | 35.5088 | 0.027314 | 1 | 0.5 | 0 | 4.1373 | 0 | 4.1373
2007-07-12 02:00 | 7 | 12 | 2 | 193 | 4610 | 66.92 | 0 | 237.1059 | Cooling | 0 | 4 | 0 | 0 | 0 | 6 | 0 | 237.1059 | 4 | 296.3824 | 296.3824 | 0 | 6 | 0 | 29.6382 | 0.011399 | 1 | 0.5 | 0 | 8.2745 | 0 | 8.2745 | 0 | 290.4547 | 36.3068 | 0.027928 | 1 | 0.5 | 0 | 4.1373 | 0 | 4.1373
2007-07-12 03:00 | 7 | 12 | 3 | 193 | 4611 | 66.02 | 0 | 239.1376 | Cooling | 0 | 4 | 0 | 0 | 0 | 6 | 0 | 239.1376 | 4 | 298.922 | 298.922 | 0 | 6 | 0 | 29.8922 | 0.011497 | 1 | 0.5 | 0 | 8.2745 | 0 | 8.2745 | 0 | 292.9435 | 36.6179 | 0.028168 | 1 | 0.5 | 0 | 4.1373 | 0 | 4.1373
2007-07-12 04:00 | 7 | 12 | 4 | 193 | 4612 | 66.02 | 0 | 227.8649 | Cooling | 0 | 4 | 0 | 0 | 0 | 6 | 0 | 227.8649 | 4 | 284.8312 | 284.8312 | 0 | 6 | 0 | 28.4831 | 0.010955 | 1 | 0.5 | 0 | 8.2745 | 0 | 8.2745 | 0 | 279.1346 | 34.8918 | 0.02684 | 1 | 0.5 | 0 | 4.1373 | 0 | 4.1373
2007-07-12 05:00 | 7 | 12 | 5 | 193 | 4613 | 66.02 | 0 | 245.68 | Cooling | 0 | 4 | 0 | 0 | 0 | 6 | 0 | 245.68 | 4 | 307.1 | 307.1 | 0 | 6 | 0 | 30.71 | 0.011812 | 1 | 0.5 | 0 | 8.2745 | 0 | 8.2745 | 0 | 300.958 | 37.6198 | 0.028938 | 1 | 0.5 | 0 | 4.1373 | 0 | 4.1373
2007-07-12 06:00 | 7 | 12 | 6 | 193 | 4614 | 66.02 | 0 | 289.707 | Cooling | 0 | 4 | 0 | 0 | 0 | 6 | 0 | 289.707 | 4 | 362.1338 | 362.1338 | 0 | 6 | 0 | 36.2134 | 0.013928 | 1 | 0.5 | 0 | 8.2745 | 0 | 8.2745 | 0 | 354.8911 | 44.3614 | 0.034124 | 1 | 0.5 | 0 | 4.1373 | 0 | 4.1373
2007-07-12 07:00 | 7 | 12 | 7 | 193 | 4615 | 69.08 | 0 | 51.1558 | Cooling | 0 | 4 | 0 | 0 | 0 | 6 | 0 | 51.1558 | 4 | 63.9447 | 63.9447 | 0 | 6 | 0 | 6.3945 | 0.0024594 | 1 | 0.5 | 0 | 8.2745 | 0 | 8.2745 | 0 | 62.6658 | 7.8332 | 0.0060256 | 1 | 0.5 | 0 | 4.1373 | 0 | 4.1373
2007-07-12 08:00 | 7 | 12 | 8 | 193 | 4616 | 69.08 | 0 | 913.7572 | Cooling | 0 | 4 | 0 | 0 | 0 | 6 | 0 | 913.7572 | 4 | 1142.1965 | 1142.1965 | 0 | 6 | 0 | 114.2196 | 0.043931 | 1 | 0.5 | 0 | 8.2745 | 0 | 8.2745 | 0 | 1119.3525 | 139.9191 | 0.10763 | 1 | 0.5 | 0 | 4.1373 | 0 | 4.1373
2007-07-12 09:00 | 7 | 12 | 9 | 193 | 4617 | 77 | 0 | 1062.9768 | Cooling | 0 | 4 | 0 | 0 | 0 | 6 | 0 | 1062.9768 | 4 | 1328.721 | 1328.721 | 0 | 6 | 0 | 132.8721 | 0.051105 | 1 | 0.5 | 0 | 8.2745 | 0 | 8.2745 | 0 | 1302.1466 | 162.7683 | 0.12521 | 1 | 0.5 | 0 | 4.1373 | 0 | 4.1373
2007-07-12 10:00 | 7 | 12 | 10 | 193 | 4618 | 78.98 | 0 | 1302.9154 | Cooling | 0 | 4 | 0 | 0 | 0 | 6 | 0 | 1302.9154 | 4 | 1628.6443 | 1628.6443 | 0 | 6 | 0 | 162.8644 | 0.06264 | 1 | 0.5 | 0 | 8.2745 | 0 | 8.2745 | 0 | 1596.0714 | 199.5089 | 0.15347 | 1 | 0.5 | 0 | 4.1373 | 0 | 4.1373
2007-07-12 11:00 | 7 | 12 | 11 | 193 | 4619 | 78.98 | 0 | 1894.7663 | Cooling | 0 | 4 | 0 | 0 | 0 | 6 | 0 | 1894.7663 | 4 | 2368.4578 | 2368.4578 | 0 | 6 | 0 | 236.8458 | 0.091095 | 1 | 0.5 | 0 | 8.2745 | 0 | 8.2745 | 0 | 2321.0887 | 290.1361 | 0.22318 | 1 | 0.5 | 0 | 4.1373 | 0 | 4.1373
2007-07-12 12:00 | 7 | 12 | 12 | 193 | 4620 | 84.02 | 0 | 2352.8068 | Cooling | 0 | 4 | 0 | 0 | 0 | 6 | 0 | 2352.8068 | 4 | 2941.0085 | 2941.0085 | 0 | 6 | 0 | 294.1008 | 0.11312 | 1 | 0.5 | 0 | 8.2745 | 0 | 8.2745 | 0 | 2882.1883 | 360.2735 | 0.27713 | 1 | 0.55427 | 0 | 5.2437 | 0 | 5.2437
2007-07-12 13:00 | 7 | 12 | 13 | 193 | 4621 | 86 | 0 | 2590.4379 | Cooling | 0 | 4 | 0 | 0 | 0 | 6 | 0 | 2590.4379 | 4 | 3238.0474 | 3238.0474 | 0 | 6 | 0 | 323.8047 | 0.12454 | 1 | 0.5 | 0 | 8.2745 | 0 | 8.2745 | 0 | 3173.2864 | 396.6608 | 0.30512 | 1 | 0.61025 | 0 | 6.5425 | 0 | 6.5425
2007-07-12 14:00 | 7 | 12 | 14 | 193 | 4622 | 86 | 0 | 2866.9812 | Cooling | 0 | 4 | 0 | 0 | 0 | 6 | 0 | 2866.9812 | 4 | 3583.7265 | 3583.7265 | 0 | 6 | 0 | 358.3726 | 0.13784 | 1 | 0.5 | 0 | 8.2745 | 0 | 8.2745 | 0 | 3512.052 | 439.0065 | 0.3377 | 1 | 0.67539 | 0 | 8.2616 | 0 | 8.2616
2007-07-12 15:00 | 7 | 12 | 15 | 193 | 4623 | 87.08 | 0 | 3249.3937 | Cooling | 0 | 4 | 0 | 0 | 0 | 6 | 0 | 3249.3937 | 4 | 4061.7421 | 4061.7421 | 0 | 6 | 0 | 406.1742 | 0.15622 | 1 | 0.5 | 0 | 8.2745 | 0 | 8.2745 | 0 | 3980.5073 | 497.5634 | 0.38274 | 1 | 0.76548 | 0 | 11.0188 | 0 | 11.0188
2007-07-12 16:00 | 7 | 12 | 16 | 193 | 4624 | 86 | 0 | 3542.9342 | Cooling | 0 | 4 | 0 | 0 | 0 | 6 | 0 | 3542.9342 | 4 | 4428.6677 | 4428.6677 | 0 | 6 | 0 | 442.8668 | 0.17033 | 1 | 0.5 | 0 | 8.2745 | 0 | 8.2745 | 0 | 4340.0944 | 542.5118 | 0.41732 | 1 | 0.83463 | 0 | 13.4438 | 0 | 13.4438
2007-07-12 17:00 | 7 | 12 | 17 | 193 | 4625 | 86 | 0 | 3679.1121 | Cooling | 0 | 4 | 0 | 0 | 0 | 6 | 0 | 3679.1121 | 4 | 4598.8901 | 4598.8901 | 0 | 6 | 0 | 459.889 | 0.17688 | 1 | 0.5 | 0 | 8.2745 | 0 | 8.2745 | 0 | 4506.9123 | 563.364 | 0.43336 | 1 | 0.86671 | 0 | 14.6621 | 0 | 14.6621
2007-07-12 18:00 | 7 | 12 | 18 | 193 | 4626 | 84.02 | 0 | 3318.5903 | Cooling | 0 | 4 | 0 | 0 | 0 | 6 | 0 | 3318.5903 | 4 | 4148.2378 | 4148.2378 | 0 | 6 | 0 | 414.8238 | 0.15955 | 1 | 0.5 | 0 | 8.2745 | 0 | 8.2745 | 0 | 4065.2731 | 508.1591 | 0.39089 | 1 | 0.78178 | 0 | 11.566 | 0 | 11.566
2007-07-12 19:00 | 7 | 12 | 19 | 193 | 4627 | 80.96 | 0 | 3091.4465 | Cooling | 0 | 4 | 0 | 0 | 0 | 6 | 0 | 3091.4465 | 4 | 3864.3082 | 3864.3082 | 0 | 6 | 0 | 386.4308 | 0.14863 | 1 | 0.5 | 0 | 8.2745 | 0 | 8.2745 | 0 | 3787.022 | 473.3778 | 0.36414 | 1 | 0.72827 | 0 | 9.8256 | 0 | 9.8256
2007-07-12 20:00 | 7 | 12 | 20 | 193 | 4628 | 80.96 | 0 | 2793.0341 | Cooling | 0 | 4 | 0 | 0 | 0 | 6 | 0 | 2793.0341 | 4 | 3491.2926 | 3491.2926 | 0 | 6 | 0 | 349.1293 | 0.13428 | 1 | 0.5 | 0 | 8.2745 | 0 | 8.2745 | 0 | 3421.4668 | 427.6833 | 0.32899 | 1 | 0.65797 | 0 | 7.7797 | 0 | 7.7797
2007-07-12 21:00 | 7 | 12 | 21 | 193 | 4629 | 75.02 | 0 | 2011.6628 | Cooling | 0 | 4 | 0 | 0 | 0 | 6 | 0 | 2011.6628 | 4 | 2514.5785 | 2514.5785 | 0 | 6 | 0 | 251.4578 | 0.096715 | 1 | 0.5 | 0 | 8.2745 | 0 | 8.2745 | 0 | 2464.2869 | 308.0359 | 0.23695 | 1 | 0.5 | 0 | 4.1373 | 0 | 4.1373
2007-07-12 22:00 | 7 | 12 | 22 | 193 | 4630 | 75.92 | 0 | 870.4371 | Cooling | 0 | 4 | 0 | 0 | 0 | 6 | 0 | 870.4371 | 4 | 1088.0464 | 1088.0464 | 0 | 6 | 0 | 108.8046 | 0.041848 | 1 | 0.5 | 0 | 8.2745 | 0 | 8.2745 | 0 | 1066.2854 | 133.2857 | 0.10253 | 1 | 0.5 | 0 | 4.1373 | 0 | 4.1373
2007-07-12 23:00 | 7 | 12 | 23 | 193 | 4631 | 75.92 | 0 | 926.0883 | Cooling | 0 | 4 | 0 | 0 | 0 | 6 | 0 | 926.0883 | 4 | 1157.6104 | 1157.6104 | 0 | 6 | 0 | 115.761 | 0.044523 | 1 | 0.5 | 0 | 8.2745 | 0 | 8.2745 | 0 | 1134.4582 | 141.8073 | 0.10908 | 1 | 0.5 | 0 | 4.1373 | 0 | 4.1373
2007-07-13 | 7 | 13 | 0 | 194 | 4632 | 71.06 | 0 | 830.5817 | Cooling | 0 | 4 | 0 | 0 | 0 | 6 | 0 | 830.5817 | 4 | 1038.2271 | 1038.2271 | 0 | 6 | 0 | 103.8227 | 0.039932 | 1 | 0.5 | 0 | 8.2745 | 0 | 8.2745 | 0 | 1017.4626 | 127.1828 | 0.097833 | 1 | 0.5 | 0 | 4.1373 | 0 | 4.1373
2007-07-13 01:00 | 7 | 13 | 1 | 194 | 4633 | 69.98 | 0 | 750.1073 | Cooling | 0 | 4 | 0 | 0 | 0 | 6 | 0 | 750.1073 | 4 | 937.6341 | 937.6341 | 0 | 6 | 0 | 93.7634 | 0.036063 | 1 | 0.5 | 0 | 8.2745 | 0 | 8.2745 | 0 | 918.8814 | 114.8602 | 0.088354 | 1 | 0.5 | 0 | 4.1373 | 0 | 4.1373
2007-07-13 02:00 | 7 | 13 | 2 | 194 | 4634 | 69.98 | 0 | 718.7286 | Cooling | 0 | 4 | 0 | 0 | 0 | 6 | 0 | 718.7286 | 4 | 898.4108 | 898.4108 | 0 | 6 | 0 | 89.8411 | 0.034554 | 1 | 0.5 | 0 | 8.2745 | 0 | 8.2745 | 0 | 880.4426 | 110.0553 | 0.084658 | 1 | 0.5 | 0 | 4.1373 | 0 | 4.1373
2007-07-13 03:00 | 7 | 13 | 3 | 194 | 4635 | 66.92 | 0 | 799.6425 | Cooling | 0 | 4 | 0 | 0 | 0 | 6 | 0 | 799.6425 | 4 | 999.5532 | 999.5532 | 0 | 6 | 0 | 99.9553 | 0.038444 | 1 | 0.5 | 0 | 8.2745 | 0 | 8.2745 | 0 | 979.5621 | 122.4453 | 0.094189 | 1 | 0.5 | 0 | 4.1373 | 0 | 4.1373
2007-07-13 04:00 | 7 | 13 | 4 | 194 | 4636 | 66.92 | 0 | 788.4619 | Cooling | 0 | 4 | 0 | 0 | 0 | 6 | 0 | 788.4619 | 4 | 985.5774 | 985.5774 | 0 | 6 | 0 | 98.5577 | 0.037907 | 1 | 0.5 | 0 | 8.2745 | 0 | 8.2745 | 0 | 965.8659 | 120.7332 | 0.092872 | 1 | 0.5 | 0 | 4.1373 | 0 | 4.1373
2007-07-13 05:00 | 7 | 13 | 5 | 194 | 4637 | 66.92 | 0 | 1029.8939 | Cooling | 0 | 4 | 0 | 0 | 0 | 6 | 0 | 1029.8939 | 4 | 1287.3674 | 1287.3674 | 0 | 6 | 0 | 128.7367 | 0.049514 | 1 | 0.5 | 0 | 8.2745 | 0 | 8.2745 | 0 | 1261.62 | 157.7025 | 0.12131 | 1 | 0.5 | 0 | 4.1373 | 0 | 4.1373
2007-07-13 06:00 | 7 | 13 | 6 | 194 | 4638 | 69.08 | 0 | 2151.9279 | Cooling | 0 | 4 | 0 | 0 | 0 | 6 | 0 | 2151.9279 | 4 | 2689.9098 | 2689.9098 | 0 | 6 | 0 | 268.991 | 0.10346 | 1 | 0.5 | 0 | 8.2745 | 0 | 8.2745 | 0 | 2636.1116 | 329.514 | 0.25347 | 1 | 0.50694 | 0 | 4.2706 | 0 | 4.2706
2007-07-13 07:00 | 7 | 13 | 7 | 194 | 4639 | 73.94 | 0 | 1684.9755 | Cooling | 0 | 4 | 0 | 0 | 0 | 6 | 0 | 1684.9755 | 4 | 2106.2194 | 2106.2194 | 0 | 6 | 0 | 210.6219 | 0.081008 | 1 | 0.5 | 0 | 8.2745 | 0 | 8.2745 | 0 | 2064.095 | 258.0119 | 0.19847 | 1 | 0.5 | 0 | 4.1373 | 0 | 4.1373
2007-07-13 08:00 | 7 | 13 | 8 | 194 | 4640 | 73.94 | 0 | 2033.3099 | Cooling | 0 | 4 | 0 | 0 | 0 | 6 | 0 | 2033.3099 | 4 | 2541.6373 | 2541.6373 | 0 | 6 | 0 | 254.1637 | 0.097755 | 1 | 0.5 | 0 | 8.2745 | 0 | 8.2745 | 0 | 2490.8046 | 311.3506 | 0.2395 | 1 | 0.5 | 0 | 4.1373 | 0 | 4.1373
2007-07-13 09:00 | 7 | 13 | 9 | 194 | 4641 | 78.98 | 0 | 2954.5766 | Cooling | 0 | 4 | 0 | 0 | 0 | 6 | 0 | 2954.5766 | 4 | 3693.2208 | 3693.2208 | 0 | 6 | 0 | 369.3221 | 0.14205 | 1 | 0.5 | 0 | 8.2745 | 0 | 8.2745 | 0 | 3619.3564 | 452.4195 | 0.34802 | 1 | 0.69603 | 0 | 8.8538 | 0 | 8.8538
2007-07-13 10:00 | 7 | 13 | 10 | 194 | 4642 | 80.96 | 0 | 3707.3449 | Cooling | 0 | 4 | 0 | 0 | 0 | 6 | 0 | 3707.3449 | 4 | 4634.1811 | 4634.1811 | 0 | 6 | 0 | 463.4181 | 0.17824 | 1 | 0.5 | 0 | 8.2745 | 0 | 8.2745 | 0 | 4541.4975 | 567.6872 | 0.43668 | 1 | 0.87336 | 0 | 14.9222 | 0 | 14.9222
2007-07-13 11:00 | 7 | 13 | 11 | 194 | 4643 | 80.96 | 0 | 4356.5242 | Cooling | 0 | 4 | 0 | 0 | 0 | 6 | 0 | 4356.5242 | 4 | 5445.6553 | 5445.6553 | 0 | 6 | 0 | 544.5655 | 0.20945 | 1 | 0.5 | 0 | 8.2745 | 0 | 8.2745 | 0 | 5336.7422 | 667.0928 | 0.51315 | 2 | 0.51315 | 0.51315 | 4.3918 | 4.3918 | 8.7836
2007-07-13 12:00 | 7 | 13 | 12 | 194 | 4644 | 84.92 | 0 | 4811.5011 | Cooling | 0 | 4 | 0 | 0 | 0 | 6 | 0 | 4811.5011 | 4 | 6014.3763 | 6014.3763 | 0 | 6 | 0 | 601.4376 | 0.23132 | 1 | 0.5 | 0 | 8.2745 | 0 | 8.2745 | 0 | 5894.0888 | 736.7611 | 0.56674 | 2 | 0.56674 | 0.56674 | 5.5191 | 5.5191 | 11.0381
2007-07-13 13:00 | 7 | 13 | 13 | 194 | 4645 | 86 | 0 | 5137.6189 | Cooling | 0 | 4 | 0 | 0 | 0 | 6 | 0 | 5137.6189 | 4 | 6422.0236 | 6422.0236 | 0 | 6 | 0 | 642.2024 | 0.247 | 1 | 0.5 | 0 | 8.2745 | 0 | 8.2745 | 0 | 6293.5831 | 786.6979 | 0.60515 | 2 | 0.60515 | 0.60515 | 6.4176 | 6.4176 | 12.8352
2007-07-13 14:00 | 7 | 13 | 14 | 194 | 4646 | 86 | 0 | 4910.8407 | Cooling | 0 | 4 | 0 | 0 | 0 | 6 | 0 | 4910.8407 | 4 | 6138.5509 | 6138.5509 | 0 | 6 | 0 | 613.8551 | 0.2361 | 1 | 0.5 | 0 | 8.2745 | 0 | 8.2745 | 0 | 6015.7798 | 751.9725 | 0.57844 | 2 | 0.57844 | 0.57844 | 5.7847 | 5.7847 | 11.5693
2007-07-13 15:00 | 7 | 13 | 15 | 194 | 4647 | 87.08 | 0 | 4811.2123 | Cooling | 0 | 4 | 0 | 0 | 0 | 6 | 0 | 4811.2123 | 4 | 6014.0154 | 6014.0154 | 0 | 6 | 0 | 601.4015 | 0.23131 | 1 | 0.5 | 0 | 8.2745 | 0 | 8.2745 | 0 | 5893.7351 | 736.7169 | 0.56671 | 2 | 0.56671 | 0.56671 | 5.5183 | 5.5183 | 11.0366
2007-07-13 16:00 | 7 | 13 | 16 | 194 | 4648 | 86 | 0 | 4676.7058 | Cooling | 0 | 4 | 0 | 0 | 0 | 6 | 0 | 4676.7058 | 4 | 5845.8822 | 5845.8822 | 0 | 6 | 0 | 584.5882 | 0.22484 | 1 | 0.5 | 0 | 8.2745 | 0 | 8.2745 | 0 | 5728.9646 | 716.1206 | 0.55086 | 2 | 0.55086 | 0.55086 | 5.1699 | 5.1699 | 10.3398
2007-07-13 17:00 | 7 | 13 | 17 | 194 | 4649 | 86 | 0 | 4303.4989 | Cooling | 0 | 4 | 0 | 0 | 0 | 6 | 0 | 4303.4989 | 4 | 5379.3736 | 5379.3736 | 0 | 6 | 0 | 537.9374 | 0.2069 | 1 | 0.5 | 0 | 8.2745 | 0 | 8.2745 | 0 | 5271.7862 | 658.9733 | 0.5069 | 2 | 0.5069 | 0.5069 | 4.2698 | 4.2698 | 8.5396
2007-07-13 18:00 | 7 | 13 | 18 | 194 | 4650 | 84.92 | 0 | 2577.487 | Cooling | 0 | 4 | 0 | 0 | 0 | 6 | 0 | 2577.487 | 4 | 3221.8587 | 3221.8587 | 0 | 6 | 0 | 322.1859 | 0.12392 | 1 | 0.5 | 0 | 8.2745 | 0 | 8.2745 | 0 | 3157.4216 | 394.6777 | 0.3036 | 1 | 0.6072 | 0 | 6.4676 | 0 | 6.4676
2007-07-13 19:00 | 7 | 13 | 19 | 194 | 4651 | 82.94 | 0 | 2126.9278 | Cooling | 0 | 4 | 0 | 0 | 0 | 6 | 0 | 2126.9278 | 4 | 2658.6597 | 2658.6597 | 0 | 6 | 0 | 265.866 | 0.10226 | 1 | 0.5 | 0 | 8.2745 | 0 | 8.2745 | 0 | 2605.4865 | 325.6858 | 0.25053 | 1 | 0.50106 | 0 | 4.1574 | 0 | 4.1574
2007-07-13 20:00 | 7 | 13 | 20 | 194 | 4652 | 82.94 | 0 | 1562.7703 | Cooling | 0 | 4 | 0 | 0 | 0 | 6 | 0 | 1562.7703 | 4 | 1953.4629 | 1953.4629 | 0 | 6 | 0 | 195.3463 | 0.075133 | 1 | 0.5 | 0 | 8.2745 | 0 | 8.2745 | 0 | 1914.3937 | 239.2992 | 0.18408 | 1 | 0.5 | 0 | 4.1373 | 0 | 4.1373
2007-07-13 21:00 | 7 | 13 | 21 | 194 | 4653 | 78.98 | 0 | 1059.9829 | Cooling | 0 | 4 | 0 | 0 | 0 | 6 | 0 | 1059.9829 | 4 | 1324.9787 | 1324.9787 | 0 | 6 | 0 | 132.4979 | 0.050961 | 1 | 0.5 | 0 | 8.2745 | 0 | 8.2745 | 0 | 1298.4791 | 162.3099 | 0.12485 | 1 | 0.5 | 0 | 4.1373 | 0 | 4.1373
2007-07-13 22:00 | 7 | 13 | 22 | 194 | 4654 | 77 | 0 | 829.4942 | Cooling | 0 | 4 | 0 | 0 | 0 | 6 | 0 | 829.4942 | 4 | 1036.8677 | 1036.8677 | 0 | 6 | 0 | 103.6868 | 0.03988 | 1 | 0.5 | 0 | 8.2745 | 0 | 8.2745 | 0 | 1016.1304 | 127.0163 | 0.097705 | 1 | 0.5 | 0 | 4.1373 | 0 | 4.1373
2007-07-13 23:00 | 7 | 13 | 23 | 194 | 4655 | 77 | 0 | 502.3326 | Cooling | 0 | 4 | 0 | 0 | 0 | 6 | 0 | 502.3326 | 4 | 627.9157 | 627.9157 | 0 | 6 | 0 | 62.7916 | 0.024151 | 1 | 0.5 | 0 | 8.2745 | 0 | 8.2745 | 0 | 615.3574 | 76.9197 | 0.059169 | 1 | 0.5 | 0 | 4.1373 | 0 | 4.1373
2007-07-14 | 7 | 14 | 0 | 195 | 4656 | 73.94 | 0 | 406.0433 | Cooling | 0 | 4 | 0 | 0 | 0 | 6 | 0 | 406.0433 | 4 | 507.5541 | 507.5541 | 0 | 6 | 0 | 50.7554 | 0.019521 | 1 | 0.5 | 0 | 8.2745 | 0 | 8.2745 | 0 | 497.403 | 62.1754 | 0.047827 | 1 | 0.5 | 0 | 4.1373 | 0 | 4.1373
2007-07-14 01:00 | 7 | 14 | 1 | 195 | 4657 | 73.04 | 0 | 384.8714 | Cooling | 0 | 4 | 0 | 0 | 0 | 6 | 0 | 384.8714 | 4 | 481.0893 | 481.0893 | 0 | 6 | 0 | 48.1089 | 0.018503 | 1 | 0.5 | 0 | 8.2745 | 0 | 8.2745 | 0 | 471.4675 | 58.9334 | 0.045333 | 1 | 0.5 | 0 | 4.1373 | 0 | 4.1373
2007-07-14 02:00 | 7 | 14 | 2 | 195 | 4658 | 73.04 | 0 | 343.7188 | Cooling | 0 | 4 | 0 | 0 | 0 | 6 | 0 | 343.7188 | 4 | 429.6484 | 429.6484 | 0 | 6 | 0 | 42.9648 | 0.016525 | 1 | 0.5 | 0 | 8.2745 | 0 | 8.2745 | 0 | 421.0555 | 52.6319 | 0.040486 | 1 | 0.5 | 0 | 4.1373 | 0 | 4.1373
2007-07-14 03:00 | 7 | 14 | 3 | 195 | 4659 | 69.08 | 0 | 320.8522 | Cooling | 0 | 4 | 0 | 0 | 0 | 6 | 0 | 320.8522 | 4 | 401.0653 | 401.0653 | 0 | 6 | 0 | 40.1065 | 0.015426 | 1 | 0.5 | 0 | 8.2745 | 0 | 8.2745 | 0 | 393.044 | 49.1305 | 0.037793 | 1 | 0.5 | 0 | 4.1373 | 0 | 4.1373
2007-07-14 04:00 | 7 | 14 | 4 | 195 | 4660 | 68 | 0 | 295.1901 | Cooling | 0 | 4 | 0 | 0 | 0 | 6 | 0 | 295.1901 | 4 | 368.9876 | 368.9876 | 0 | 6 | 0 | 36.8988 | 0.014192 | 1 | 0.5 | 0 | 8.2745 | 0 | 8.2745 | 0 | 361.6079 | 45.201 | 0.03477 | 1 | 0.5 | 0 | 4.1373 | 0 | 4.1373
2007-07-14 05:00 | 7 | 14 | 5 | 195 | 4661 | 68 | 0 | 318.9653 | Cooling | 0 | 4 | 0 | 0 | 0 | 6 | 0 | 318.9653 | 4 | 398.7067 | 398.7067 | 0 | 6 | 0 | 39.8707 | 0.015335 | 1 | 0.5 | 0 | 8.2745 | 0 | 8.2745 | 0 | 390.7325 | 48.8416 | 0.03757 | 1 | 0.5 | 0 | 4.1373 | 0 | 4.1373
2007-07-14 06:00 | 7 | 14 | 6 | 195 | 4662 | 68 | 0 | 264.4395 | Cooling | 0 | 4 | 0 | 0 | 0 | 6 | 0 | 264.4395 | 4 | 330.5494 | 330.5494 | 0 | 6 | 0 | 33.0549 | 0.012713 | 1 | 0.5 | 0 | 8.2745 | 0 | 8.2745 | 0 | 323.9384 | 40.4923 | 0.031148 | 1 | 0.5 | 0 | 4.1373 | 0 | 4.1373
2007-07-14 07:00 | 7 | 14 | 7 | 195 | 4663 | 71.96 | 0 | 96.8363 | Cooling | 0 | 4 | 0 | 0 | 0 | 6 | 0 | 96.8363 | 4 | 121.0454 | 121.0454 | 0 | 6 | 0 | 12.1045 | 0.0046556 | 1 | 0.5 | 0 | 8.2745 | 0 | 8.2745 | 0 | 118.6245 | 14.8281 | 0.011406 | 1 | 0.5 | 0 | 4.1373 | 0 | 4.1373
2007-07-14 08:00 | 7 | 14 | 8 | 195 | 4664 | 71.96 | 0 | 298.5136 | Cooling | 0 | 4 | 0 | 0 | 0 | 6 | 0 | 298.5136 | 4 | 373.142 | 373.142 | 0 | 6 | 0 | 37.3142 | 0.014352 | 1 | 0.5 | 0 | 8.2745 | 0 | 8.2745 | 0 | 365.6791 | 45.7099 | 0.035161 | 1 | 0.5 | 0 | 4.1373 | 0 | 4.1373
2007-07-14 09:00 | 7 | 14 | 9 | 195 | 4665 | 77 | 0 | 452.3698 | Cooling | 0 | 4 | 0 | 0 | 0 | 6 | 0 | 452.3698 | 4 | 565.4623 | 565.4623 | 0 | 6 | 0 | 56.5462 | 0.021749 | 1 | 0.5 | 0 | 8.2745 | 0 | 8.2745 | 0 | 554.1531 | 69.2691 | 0.053284 | 1 | 0.5 | 0 | 4.1373 | 0 | 4.1373
2007-07-14 10:00 | 7 | 14 | 10 | 195 | 4666 | 77 | 0 | 654.0759 | Cooling | 0 | 4 | 0 | 0 | 0 | 6 | 0 | 654.0759 | 4 | 817.5949 | 817.5949 | 0 | 6 | 0 | 81.7595 | 0.031446 | 1 | 0.5 | 0 | 8.2745 | 0 | 8.2745 | 0 | 801.243 | 100.1554 | 0.077043 | 1 | 0.5 | 0 | 4.1373 | 0 | 4.1373
2007-07-14 11:00 | 7 | 14 | 11 | 195 | 4667 | 78.98 | 0 | 962.1384 | Cooling | 0 | 4 | 0 | 0 | 0 | 6 | 0 | 962.1384 | 4 | 1202.6729 | 1202.6729 | 0 | 6 | 0 | 120.2673 | 0.046257 | 1 | 0.5 | 0 | 8.2745 | 0 | 8.2745 | 0 | 1178.6195 | 147.3274 | 0.11333 | 1 | 0.5 | 0 | 4.1373 | 0 | 4.1373
2007-07-14 12:00 | 7 | 14 | 12 | 195 | 4668 | 80.06 | 0 | 1662.9556 | Cooling | 0 | 4 | 0 | 0 | 0 | 6 | 0 | 1662.9556 | 4 | 2078.6945 | 2078.6945 | 0 | 6 | 0 | 207.8694 | 0.07995 | 1 | 0.5 | 0 | 8.2745 | 0 | 8.2745 | 0 | 2037.1206 | 254.6401 | 0.19588 | 1 | 0.5 | 0 | 4.1373 | 0 | 4.1373
2007-07-14 13:00 | 7 | 14 | 13 | 195 | 4669 | 80.96 | 0 | 2043.894 | Cooling | 0 | 4 | 0 | 0 | 0 | 6 | 0 | 2043.894 | 4 | 2554.8675 | 2554.8675 | 0 | 6 | 0 | 255.4867 | 0.098264 | 1 | 0.5 | 0 | 8.2745 | 0 | 8.2745 | 0 | 2503.7701 | 312.9713 | 0.24075 | 1 | 0.5 | 0 | 4.1373 | 0 | 4.1373
2007-07-14 14:00 | 7 | 14 | 14 | 195 | 4670 | 80.96 | 0 | 2263.3319 | Cooling | 0 | 4 | 0 | 0 | 0 | 6 | 0 | 2263.3319 | 4 | 2829.1649 | 2829.1649 | 0 | 6 | 0 | 282.9165 | 0.10881 | 1 | 0.5 | 0 | 8.2745 | 0 | 8.2745 | 0 | 2772.5816 | 346.5727 | 0.26659 | 1 | 0.53319 | 0 | 4.7963 | 0 | 4.7963
2007-07-14 15:00 | 7 | 14 | 15 | 195 | 4671 | 82.04 | 0 | 2625.7273 | Cooling | 0 | 4 | 0 | 0 | 0 | 6 | 0 | 2625.7273 | 4 | 3282.1592 | 3282.1592 | 0 | 6 | 0 | 328.2159 | 0.12624 | 1 | 0.5 | 0 | 8.2745 | 0 | 8.2745 | 0 | 3216.516 | 402.0645 | 0.30928 | 1 | 0.61856 | 0 | 6.7494 | 0 | 6.7494
2007-07-14 16:00 | 7 | 14 | 16 | 195 | 4672 | 82.94 | 0 | 2812.5194 | Cooling | 0 | 4 | 0 | 0 | 0 | 6 | 0 | 2812.5194 | 4 | 3515.6492 | 3515.6492 | 0 | 6 | 0 | 351.5649 | 0.13522 | 1 | 0.5 | 0 | 8.2745 | 0 | 8.2745 | 0 | 3445.3362 | 430.667 | 0.33128 | 1 | 0.66256 | 0 | 7.9051 | 0 | 7.9051
2007-07-14 17:00 | 7 | 14 | 17 | 195 | 4673 | 82.94 | 0 | 2693.7741 | Cooling | 0 | 4 | 0 | 0 | 0 | 6 | 0 | 2693.7741 | 4 | 3367.2176 | 3367.2176 | 0 | 6 | 0 | 336.7218 | 0.12951 | 1 | 0.5 | 0 | 8.2745 | 0 | 8.2745 | 0 | 3299.8732 | 412.4842 | 0.3173 | 1 | 0.63459 | 0 | 7.1585 | 0 | 7.1585
2007-07-14 18:00 | 7 | 14 | 18 | 195 | 4674 | 78.98 | 0 | 2329.7534 | Cooling | 0 | 4 | 0 | 0 | 0 | 6 | 0 | 2329.7534 | 4 | 2912.1918 | 2912.1918 | 0 | 6 | 0 | 291.2192 | 0.11201 | 1 | 0.5 | 0 | 8.2745 | 0 | 8.2745 | 0 | 2853.9479 | 356.7435 | 0.27442 | 1 | 0.54884 | 0 | 5.1263 | 0 | 5.1263
2007-07-14 19:00 | 7 | 14 | 19 | 195 | 4675 | 78.08 | 0 | 1441.0439 | Cooling | 0 | 4 | 0 | 0 | 0 | 6 | 0 | 1441.0439 | 4 | 1801.3049 | 1801.3049 | 0 | 6 | 0 | 180.1305 | 0.069281 | 1 | 0.5 | 0 | 8.2745 | 0 | 8.2745 | 0 | 1765.2788 | 220.6599 | 0.16974 | 1 | 0.5 | 0 | 4.1373 | 0 | 4.1373
2007-07-14 20:00 | 7 | 14 | 20 | 195 | 4676 | 78.08 | 0 | 1146.421 | Cooling | 0 | 4 | 0 | 0 | 0 | 6 | 0 | 1146.421 | 4 | 1433.0263 | 1433.0263 | 0 | 6 | 0 | 143.3026 | 0.055116 | 1 | 0.5 | 0 | 8.2745 | 0 | 8.2745 | 0 | 1404.3658 | 175.5457 | 0.13504 | 1 | 0.5 | 0 | 4.1373 | 0 | 4.1373
2007-07-14 21:00 | 7 | 14 | 21 | 195 | 4677 | 77 | 0 | 935.2016 | Cooling | 0 | 4 | 0 | 0 | 0 | 6 | 0 | 935.2016 | 4 | 1169.0019 | 1169.0019 | 0 | 6 | 0 | 116.9002 | 0.044962 | 1 | 0.5 | 0 | 8.2745 | 0 | 8.2745 | 0 | 1145.6219 | 143.2027 | 0.11016 | 1 | 0.5 | 0 | 4.1373 | 0 | 4.1373
2007-07-14 22:00 | 7 | 14 | 22 | 195 | 4678 | 75.92 | 0 | 484.0219 | Cooling | 0 | 4 | 0 | 0 | 0 | 6 | 0 | 484.0219 | 4 | 605.0274 | 605.0274 | 0 | 6 | 0 | 60.5027 | 0.02327 | 1 | 0.5 | 0 | 8.2745 | 0 | 8.2745 | 0 | 592.9268 | 74.1159 | 0.057012 | 1 | 0.5 | 0 | 4.1373 | 0 | 4.1373
2007-07-14 23:00 | 7 | 14 | 23 | 195 | 4679 | 75.92 | 0 | 293.0555 | Cooling | 0 | 4 | 0 | 0 | 0 | 6 | 0 | 293.0555 | 4 | 366.3194 | 366.3194 | 0 | 6 | 0 | 36.6319 | 0.014089 | 1 | 0.5 | 0 | 8.2745 | 0 | 8.2745 | 0 | 358.993 | 44.8741 | 0.034519 | 1 | 0.5 | 0 | 4.1373 | 0 | 4.1373
2007-07-15 | 7 | 15 | 0 | 196 | 4680 | 73.94 | 0 | 258.2774 | Cooling | 0 | 4 | 0 | 0 | 0 | 6 | 0 | 258.2774 | 4 | 322.8467 | 322.8467 | 0 | 6 | 0 | 32.2847 | 0.012417 | 1 | 0.5 | 0 | 8.2745 | 0 | 8.2745 | 0 | 316.3898 | 39.5487 | 0.030422 | 1 | 0.5 | 0 | 4.1373 | 0 | 4.1373
2007-07-15 01:00 | 7 | 15 | 1 | 196 | 4681 | 73.94 | 0 | 276.628 | Cooling | 0 | 4 | 0 | 0 | 0 | 6 | 0 | 276.628 | 4 | 345.785 | 345.785 | 0 | 6 | 0 | 34.5785 | 0.013299 | 1 | 0.5 | 0 | 8.2745 | 0 | 8.2745 | 0 | 338.8693 | 42.3587 | 0.032584 | 1 | 0.5 | 0 | 4.1373 | 0 | 4.1373
2007-07-15 02:00 | 7 | 15 | 2 | 196 | 4682 | 73.94 | 0 | 252.9096 | Cooling | 0 | 4 | 0 | 0 | 0 | 6 | 0 | 252.9096 | 4 | 316.137 | 316.137 | 0 | 6 | 0 | 31.6137 | 0.012159 | 1 | 0.5 | 0 | 8.2745 | 0 | 8.2745 | 0 | 309.8142 | 38.7268 | 0.02979 | 1 | 0.5 | 0 | 4.1373 | 0 | 4.1373
2007-07-15 03:00 | 7 | 15 | 3 | 196 | 4683 | 73.04 | 0 | 231.1607 | Cooling | 0 | 4 | 0 | 0 | 0 | 6 | 0 | 231.1607 | 4 | 288.9509 | 288.9509 | 0 | 6 | 0 | 28.8951 | 0.011113 | 1 | 0.5 | 0 | 8.2745 | 0 | 8.2745 | 0 | 283.1719 | 35.3965 | 0.027228 | 1 | 0.5 | 0 | 4.1373 | 0 | 4.1373
2007-07-15 04:00 | 7 | 15 | 4 | 196 | 4684 | 71.06 | 0 | 195.735 | Cooling | 0 | 4 | 0 | 0 | 0 | 6 | 0 | 195.735 | 4 | 244.6687 | 244.6687 | 0 | 6 | 0 | 24.4669 | 0.0094103 | 1 | 0.5 | 0 | 8.2745 | 0 | 8.2745 | 0 | 239.7754 | 29.9719 | 0.023055 | 1 | 0.5 | 0 | 4.1373 | 0 | 4.1373
2007-07-15 05:00 | 7 | 15 | 5 | 196 | 4685 | 71.06 | 0 | 195.6753 | Cooling | 0 | 4 | 0 | 0 | 0 | 6 | 0 | 195.6753 | 4 | 244.5942 | 244.5942 | 0 | 6 | 0 | 24.4594 | 0.0094075 | 1 | 0.5 | 0 | 8.2745 | 0 | 8.2745 | 0 | 239.7023 | 29.9628 | 0.023048 | 1 | 0.5 | 0 | 4.1373 | 0 | 4.1373
2007-07-15 06:00 | 7 | 15 | 6 | 196 | 4686 | 71.96 | 0 | 160.1622 | Cooling | 0 | 4 | 0 | 0 | 0 | 6 | 0 | 160.1622 | 4 | 200.2028 | 200.2028 | 0 | 6 | 0 | 20.0203 | 0.0077001 | 1 | 0.5 | 0 | 8.2745 | 0 | 8.2745 | 0 | 196.1987 | 24.5248 | 0.018865 | 1 | 0.5 | 0 | 4.1373 | 0 | 4.1373
2007-07-15 07:00 | 7 | 15 | 7 | 196 | 4687 | 71.96 | 0 | 410.7469 | Cooling | 0 | 4 | 0 | 0 | 0 | 6 | 0 | 410.7469 | 4 | 513.4336 | 513.4336 | 0 | 6 | 0 | 51.3434 | 0.019747 | 1 | 0.5 | 0 | 8.2745 | 0 | 8.2745 | 0 | 503.1649 | 62.8956 | 0.048381 | 1 | 0.5 | 0 | 4.1373 | 0 | 4.1373
2007-07-15 08:00 | 7 | 15 | 8 | 196 | 4688 | 68 | 0 | 1454.823 | Cooling | 0 | 4 | 0 | 0 | 0 | 6 | 0 | 1454.823 | 4 | 1818.5287 | 1818.5287 | 0 | 6 | 0 | 181.8529 | 0.069943 | 1 | 0.5 | 0 | 8.2745 | 0 | 8.2745 | 0 | 1782.1582 | 222.7698 | 0.17136 | 1 | 0.5 | 0 | 4.1373 | 0 | 4.1373
2007-07-15 09:00 | 7 | 15 | 9 | 196 | 4689 | 66.02 | 0 | 1764.7696 | Cooling | 0 | 4 | 0 | 0 | 0 | 6 | 0 | 1764.7696 | 4 | 2205.962 | 2205.962 | 0 | 6 | 0 | 220.5962 | 0.084845 | 1 | 0.5 | 0 | 8.2745 | 0 | 8.2745 | 0 | 2161.8428 | 270.2303 | 0.20787 | 1 | 0.5 | 0 | 4.1373 | 0 | 4.1373
2007-07-15 10:00 | 7 | 15 | 10 | 196 | 4690 | 66.02 | 0 | 2515.5328 | Cooling | 0 | 4 | 0 | 0 | 0 | 6 | 0 | 2515.5328 | 4 | 3144.416 | 3144.416 | 0 | 6 | 0 | 314.4416 | 0.12094 | 1 | 0.5 | 0 | 8.2745 | 0 | 8.2745 | 0 | 3081.5277 | 385.191 | 0.2963 | 1 | 0.5926 | 0 | 6.1156 | 0 | 6.1156
2007-07-15 11:00 | 7 | 15 | 11 | 196 | 4691 | 64.94 | 0 | 3177.1298 | Cooling | 0 | 4 | 0 | 0 | 0 | 6 | 0 | 3177.1298 | 4 | 3971.4122 | 3971.4122 | 0 | 6 | 0 | 397.1412 | 0.15275 | 1 | 0.5 | 0 | 8.2745 | 0 | 8.2745 | 0 | 3891.984 | 486.498 | 0.37423 | 1 | 0.74846 | 0 | 10.4633 | 0 | 10.4633
2007-07-15 12:00 | 7 | 15 | 12 | 196 | 4692 | 71.06 | 0 | 3780.281 | Cooling | 0 | 4 | 0 | 0 | 0 | 6 | 0 | 3780.281 | 4 | 4725.3513 | 4725.3513 | 0 | 6 | 0 | 472.5351 | 0.18174 | 1 | 0.5 | 0 | 8.2745 | 0 | 8.2745 | 0 | 4630.8443 | 578.8555 | 0.44527 | 1 | 0.89055 | 0 | 15.6061 | 0 | 15.6061
2007-07-15 13:00 | 7 | 15 | 13 | 196 | 4693 | 71.96 | 0 | 4270.5348 | Cooling | 0 | 4 | 0 | 0 | 0 | 6 | 0 | 4270.5348 | 4 | 5338.1685 | 5338.1685 | 0 | 6 | 0 | 533.8168 | 0.20531 | 1 | 0.5 | 0 | 8.2745 | 0 | 8.2745 | 0 | 5231.4051 | 653.9256 | 0.50302 | 2 | 0.50302 | 0.50302 | 4.195 | 4.195 | 8.3899
2007-07-15 14:00 | 7 | 15 | 14 | 196 | 4694 | 71.96 | 0 | 4599.9262 | Cooling | 0 | 4 | 0 | 0 | 0 | 6 | 0 | 4599.9262 | 4 | 5749.9078 | 5749.9078 | 0 | 6 | 0 | 574.9908 | 0.22115 | 1 | 0.5 | 0 | 8.2745 | 0 | 8.2745 | 0 | 5634.9096 | 704.3637 | 0.54182 | 2 | 0.54182 | 0.54182 | 4.9768 | 4.9768 | 9.9535
2007-07-15 15:00 | 7 | 15 | 15 | 196 | 4695 | 75.02 | 0 | 4984.0843 | Cooling | 0 | 4 | 0 | 0 | 0 | 6 | 0 | 4984.0843 | 4 | 6230.1054 | 6230.1054 | 0 | 6 | 0 | 623.0105 | 0.23962 | 1 | 0.5 | 0 | 8.2745 | 0 | 8.2745 | 0 | 6105.5033 | 763.1879 | 0.58707 | 2 | 0.58707 | 0.58707 | 5.985 | 5.985 | 11.97
2007-07-15 16:00 | 7 | 15 | 16 | 196 | 4696 | 73.94 | 0 | 5280.7342 | Cooling | 0 | 4 | 0 | 0 | 0 | 6 | 0 | 5280.7342 | 4 | 6600.9177 | 6600.9177 | 0 | 6 | 0 | 660.0918 | 0.25388 | 1 | 0.50776 | 0 | 8.573 | 0 | 8.573 | 0 | 6468.8994 | 808.6124 | 0.62201 | 2 | 0.62201 | 0.62201 | 6.8362 | 6.8362 | 13.6724
2007-07-15 17:00 | 7 | 15 | 17 | 196 | 4697 | 73.94 | 0 | 5253.0753 | Cooling | 0 | 4 | 0 | 0 | 0 | 6 | 0 | 5253.0753 | 4 | 6566.3442 | 6566.3442 | 0 | 6 | 0 | 656.6344 | 0.25255 | 1 | 0.5051 | 0 | 8.4701 | 0 | 8.4701 | 0 | 6435.0173 | 804.3772 | 0.61875 | 2 | 0.61875 | 0.61875 | 6.7542 | 6.7542 | 13.5083
2007-07-15 18:00 | 7 | 15 | 18 | 196 | 4698 | 71.96 | 0 | 4867.9313 | Cooling | 0 | 4 | 0 | 0 | 0 | 6 | 0 | 4867.9313 | 4 | 6084.9141 | 6084.9141 | 0 | 6 | 0 | 608.4914 | 0.23404 | 1 | 0.5 | 0 | 8.2745 | 0 | 8.2745 | 0 | 5963.2158 | 745.402 | 0.57339 | 2 | 0.57339 | 0.57339 | 5.6691 | 5.6691 | 11.3381
2007-07-15 19:00 | 7 | 15 | 19 | 196 | 4699 | 69.98 | 0 | 4341.7894 | Cooling | 0 | 4 | 0 | 0 | 0 | 6 | 0 | 4341.7894 | 4 | 5427.2368 | 5427.2368 | 0 | 6 | 0 | 542.7237 | 0.20874 | 1 | 0.5 | 0 | 8.2745 | 0 | 8.2745 | 0 | 5318.692 | 664.8365 | 0.51141 | 2 | 0.51141 | 0.51141 | 4.3577 | 4.3577 | 8.7154
2007-07-15 20:00 | 7 | 15 | 20 | 196 | 4700 | 69.98 | 0 | 3693.0329 | Cooling | 0 | 4 | 0 | 0 | 0 | 6 | 0 | 3693.0329 | 4 | 4616.2912 | 4616.2912 | 0 | 6 | 0 | 461.6291 | 0.17755 | 1 | 0.5 | 0 | 8.2745 | 0 | 8.2745 | 0 | 4523.9654 | 565.4957 | 0.435 | 1 | 0.86999 | 0 | 14.7901 | 0 | 14.7901
2007-07-15 21:00 | 7 | 15 | 21 | 196 | 4701 | 64.94 | 0 | 2347.3422 | Cooling | 0 | 4 | 0 | 0 | 0 | 6 | 0 | 2347.3422 | 4 | 2934.1778 | 2934.1778 | 0 | 6 | 0 | 293.4178 | 0.11285 | 1 | 0.5 | 0 | 8.2745 | 0 | 8.2745 | 0 | 2875.4942 | 359.4368 | 0.27649 | 1 | 0.55298 | 0 | 5.2157 | 0 | 5.2157
2007-07-15 22:00 | 7 | 15 | 22 | 196 | 4702 | 62.06 | 0 | 986.9534 | Cooling | 0 | 4 | 0 | 0 | 0 | 6 | 0 | 986.9534 | 4 | 1233.6917 | 1233.6917 | 0 | 6 | 0 | 123.3692 | 0.04745 | 1 | 0.5 | 0 | 8.2745 | 0 | 8.2745 | 0 | 1209.0179 | 151.1272 | 0.11625 | 1 | 0.5 | 0 | 4.1373 | 0 | 4.1373
2007-07-15 23:00 | 7 | 15 | 23 | 196 | 4703 | 62.06 | 0 | 927.3543 | Cooling | 0 | 4 | 0 | 0 | 0 | 6 | 0 | 927.3543 | 4 | 1159.1928 | 1159.1928 | 0 | 6 | 0 | 115.9193 | 0.044584 | 1 | 0.5 | 0 | 8.2745 | 0 | 8.2745 | 0 | 1136.009 | 142.0011 | 0.10923 | 1 | 0.5 | 0 | 4.1373 | 0 | 4.1373
2007-07-16 | 7 | 16 | 0 | 197 | 4704 | 59 | 0 | 783.7381 | Cooling | 0 | 4 | 0 | 0 | 0 | 6 | 0 | 783.7381 | 4 | 979.6727 | 979.6727 | 0 | 6 | 0 | 97.9673 | 0.03768 | 1 | 0.5 | 0 | 8.2745 | 0 | 8.2745 | 0 | 960.0792 | 120.0099 | 0.092315 | 1 | 0.5 | 0 | 4.1373 | 0 | 4.1373
2007-07-16 01:00 | 7 | 16 | 1 | 197 | 4705 | 59 | 0 | 839.0738 | Cooling | 0 | 4 | 0 | 0 | 0 | 6 | 0 | 839.0738 | 4 | 1048.8422 | 1048.8422 | 0 | 6 | 0 | 104.8842 | 0.04034 | 1 | 0.5 | 0 | 8.2745 | 0 | 8.2745 | 0 | 1027.8654 | 128.4832 | 0.098833 | 1 | 0.5 | 0 | 4.1373 | 0 | 4.1373
2007-07-16 02:00 | 7 | 16 | 2 | 197 | 4706 | 59 | 0 | 877.7757 | Cooling | 0 | 4 | 0 | 0 | 0 | 6 | 0 | 877.7757 | 4 | 1097.2196 | 1097.2196 | 0 | 6 | 0 | 109.722 | 0.042201 | 1 | 0.5 | 0 | 8.2745 | 0 | 8.2745 | 0 | 1075.2753 | 134.4094 | 0.10339 | 1 | 0.5 | 0 | 4.1373 | 0 | 4.1373
2007-07-16 03:00 | 7 | 16 | 3 | 197 | 4707 | 55.94 | 0 | 818.8221 | Cooling | 0 | 4 | 0 | 0 | 0 | 6 | 0 | 818.8221 | 4 | 1023.5276 | 1023.5276 | 0 | 6 | 0 | 102.3528 | 0.039366 | 1 | 0.5 | 0 | 8.2745 | 0 | 8.2745 | 0 | 1003.0571 | 125.3821 | 0.096448 | 1 | 0.5 | 0 | 4.1373 | 0 | 4.1373
2007-07-16 04:00 | 7 | 16 | 4 | 197 | 4708 | 55.94 | 0 | 713.8587 | Cooling | 0 | 4 | 0 | 0 | 0 | 6 | 0 | 713.8587 | 4 | 892.3234 | 892.3234 | 0 | 6 | 0 | 89.2323 | 0.03432 | 1 | 0.5 | 0 | 8.2745 | 0 | 8.2745 | 0 | 874.4769 | 109.3096 | 0.084084 | 1 | 0.5 | 0 | 4.1373 | 0 | 4.1373
2007-07-16 05:00 | 7 | 16 | 5 | 197 | 4709 | 55.94 | 0 | 890.9787 | Cooling | 0 | 4 | 0 | 0 | 0 | 6 | 0 | 890.9787 | 4 | 1113.7234 | 1113.7234 | 0 | 6 | 0 | 111.3723 | 0.042836 | 1 | 0.5 | 0 | 8.2745 | 0 | 8.2745 | 0 | 1091.4489 | 136.4311 | 0.10495 | 1 | 0.5 | 0 | 4.1373 | 0 | 4.1373
2007-07-16 06:00 | 7 | 16 | 6 | 197 | 4710 | 57.92 | 0 | 1812.7161 | Cooling | 0 | 4 | 0 | 0 | 0 | 6 | 0 | 1812.7161 | 4 | 2265.8951 | 2265.8951 | 0 | 6 | 0 | 226.5895 | 0.08715 | 1 | 0.5 | 0 | 8.2745 | 0 | 8.2745 | 0 | 2220.5772 | 277.5721 | 0.21352 | 1 | 0.5 | 0 | 4.1373 | 0 | 4.1373
2007-07-16 07:00 | 7 | 16 | 7 | 197 | 4711 | 60.08 | 0 | 1411.5543 | Cooling | 0 | 4 | 0 | 0 | 0 | 6 | 0 | 1411.5543 | 4 | 1764.4428 | 1764.4428 | 0 | 6 | 0 | 176.4443 | 0.067863 | 1 | 0.5 | 0 | 8.2745 | 0 | 8.2745 | 0 | 1729.154 | 216.1442 | 0.16626 | 1 | 0.5 | 0 | 4.1373 | 0 | 4.1373
2007-07-16 08:00 | 7 | 16 | 8 | 197 | 4712 | 60.08 | 0 | 1973.3056 | Cooling | 0 | 4 | 0 | 0 | 0 | 6 | 0 | 1973.3056 | 4 | 2466.6321 | 2466.6321 | 0 | 6 | 0 | 246.6632 | 0.09487 | 1 | 0.5 | 0 | 8.2745 | 0 | 8.2745 | 0 | 2417.2994 | 302.1624 | 0.23243 | 1 | 0.5 | 0 | 4.1373 | 0 | 4.1373
2007-07-16 09:00 | 7 | 16 | 9 | 197 | 4713 | 66.02 | 0 | 2900.6088 | Cooling | 0 | 4 | 0 | 0 | 0 | 6 | 0 | 2900.6088 | 4 | 3625.761 | 3625.761 | 0 | 6 | 0 | 362.5761 | 0.13945 | 1 | 0.5 | 0 | 8.2745 | 0 | 8.2745 | 0 | 3553.2458 | 444.1557 | 0.34166 | 1 | 0.68332 | 0 | 8.4862 | 0 | 8.4862
2007-07-16 10:00 | 7 | 16 | 10 | 197 | 4714 | 68 | 0 | 3658.5654 | Cooling | 0 | 4 | 0 | 0 | 0 | 6 | 0 | 3658.5654 | 4 | 4573.2068 | 4573.2068 | 0 | 6 | 0 | 457.3207 | 0.17589 | 1 | 0.5 | 0 | 8.2745 | 0 | 8.2745 | 0 | 4481.7427 | 560.2178 | 0.43094 | 1 | 0.86187 | 0 | 14.4745 | 0 | 14.4745
2007-07-16 11:00 | 7 | 16 | 11 | 197 | 4715 | 68 | 0 | 4297.7383 | Cooling | 0 | 4 | 0 | 0 | 0 | 6 | 0 | 4297.7383 | 4 | 5372.1729 | 5372.1729 | 0 | 6 | 0 | 537.2173 | 0.20662 | 1 | 0.5 | 0 | 8.2745 | 0 | 8.2745 | 0 | 5264.7295 | 658.0912 | 0.50622 | 2 | 0.50622 | 0.50622 | 4.2567 | 4.2567 | 8.5134
2007-07-16 12:00 | 7 | 16 | 12 | 197 | 4716 | 71.96 | 0 | 4814.965 | Cooling | 0 | 4 | 0 | 0 | 0 | 6 | 0 | 4814.965 | 4 | 6018.7063 | 6018.7063 | 0 | 6 | 0 | 601.8706 | 0.23149 | 1 | 0.5 | 0 | 8.2745 | 0 | 8.2745 | 0 | 5898.3322 | 737.2915 | 0.56715 | 2 | 0.56715 | 0.56715 | 5.5282 | 5.5282 | 11.0564
2007-07-16 13:00 | 7 | 16 | 13 | 197 | 4717 | 73.04 | 0 | 5268.4962 | Cooling | 0 | 4 | 0 | 0 | 0 | 6 | 0 | 5268.4962 | 4 | 6585.6202 | 6585.6202 | 0 | 6 | 0 | 658.562 | 0.25329 | 1 | 0.50659 | 0 | 8.5274 | 0 | 8.5274 | 0 | 6453.9078 | 806.7385 | 0.62057 | 2 | 0.62057 | 0.62057 | 6.7998 | 6.7998 | 13.5997
2007-07-16 14:00 | 7 | 16 | 14 | 197 | 4718 | 73.04 | 0 | 5387.5559 | Cooling | 0 | 4 | 0 | 0 | 0 | 6 | 0 | 5387.5559 | 4 | 6734.4449 | 6734.4449 | 0 | 6 | 0 | 673.4445 | 0.25902 | 1 | 0.51803 | 0 | 8.9771 | 0 | 8.9771 | 0 | 6599.756 | 824.9695 | 0.63459 | 2 | 0.63459 | 0.63459 | 7.1585 | 7.1585 | 14.3169
2007-07-16 15:00 | 7 | 16 | 15 | 197 | 4719 | 75.92 | 0 | 5278.8051 | Cooling | 0 | 4 | 0 | 0 | 0 | 6 | 0 | 5278.8051 | 4 | 6598.5064 | 6598.5064 | 0 | 6 | 0 | 659.8506 | 0.25379 | 1 | 0.50758 | 0 | 8.5658 | 0 | 8.5658 | 0 | 6466.5363 | 808.317 | 0.62178 | 2 | 0.62178 | 0.62178 | 6.8305 | 6.8305 | 13.661
2007-07-16 16:00 | 7 | 16 | 16 | 197 | 4720 | 75.92 | 0 | 4976.3327 | Cooling | 0 | 4 | 0 | 0 | 0 | 6 | 0 | 4976.3327 | 4 | 6220.4159 | 6220.4159 | 0 | 6 | 0 | 622.0416 | 0.23925 | 1 | 0.5 | 0 | 8.2745 | 0 | 8.2745 | 0 | 6096.0076 | 762.0009 | 0.58615 | 2 | 0.58615 | 0.58615 | 5.9636 | 5.9636 | 11.9273
2007-07-16 17:00 | 7 | 16 | 17 | 197 | 4721 | 75.92 | 0 | 4723.5192 | Cooling | 0 | 4 | 0 | 0 | 0 | 6 | 0 | 4723.5192 | 4 | 5904.3989 | 5904.3989 | 0 | 6 | 0 | 590.4399 | 0.22709 | 1 | 0.5 | 0 | 8.2745 | 0 | 8.2745 | 0 | 5786.311 | 723.2889 | 0.55638 | 2 | 0.55638 | 0.55638 | 5.2897 | 5.2897 | 10.5794
2007-07-16 18:00 | 7 | 16 | 18 | 197 | 4722 | 75.92 | 0 | 4354.5856 | Cooling | 0 | 4 | 0 | 0 | 0 | 6 | 0 | 4354.5856 | 4 | 5443.232 | 5443.232 | 0 | 6 | 0 | 544.3232 | 0.20936 | 1 | 0.5 | 0 | 8.2745 | 0 | 8.2745 | 0 | 5334.3674 | 666.7959 | 0.51292 | 2 | 0.51292 | 0.51292 | 4.3873 | 4.3873 | 8.7746
2007-07-16 19:00 | 7 | 16 | 19 | 197 | 4723 | 71.96 | 0 | 3963.2866 | Cooling | 0 | 4 | 0 | 0 | 0 | 6 | 0 | 3963.2866 | 4 | 4954.1083 | 4954.1083 | 0 | 6 | 0 | 495.4108 | 0.19054 | 1 | 0.5 | 0 | 8.2745 | 0 | 8.2745 | 0 | 4855.0261 | 606.8783 | 0.46683 | 1 | 0.93366 | 0 | 17.3987 | 0 | 17.3987
2007-07-16 20:00 | 7 | 16 | 20 | 197 | 4724 | 71.96 | 0 | 3521.4908 | Cooling | 0 | 4 | 0 | 0 | 0 | 6 | 0 | 3521.4908 | 4 | 4401.8634 | 4401.8634 | 0 | 6 | 0 | 440.1863 | 0.1693 | 1 | 0.5 | 0 | 8.2745 | 0 | 8.2745 | 0 | 4313.8262 | 539.2283 | 0.41479 | 1 | 0.82958 | 0 | 13.2574 | 0 | 13.2574
2007-07-16 21:00 | 7 | 16 | 21 | 197 | 4725 | 64.94 | 0 | 2449.1141 | Cooling | 0 | 4 | 0 | 0 | 0 | 6 | 0 | 2449.1141 | 4 | 3061.3927 | 3061.3927 | 0 | 6 | 0 | 306.1393 | 0.11775 | 1 | 0.5 | 0 | 8.2745 | 0 | 8.2745 | 0 | 3000.1648 | 375.0206 | 0.28848 | 1 | 0.57695 | 0 | 5.7505 | 0 | 5.7505
2007-07-16 22:00 | 7 | 16 | 22 | 197 | 4726 | 62.06 | 0 | 1137.2786 | Cooling | 0 | 4 | 0 | 0 | 0 | 6 | 0 | 1137.2786 | 4 | 1421.5982 | 1421.5982 | 0 | 6 | 0 | 142.1598 | 0.054677 | 1 | 0.5 | 0 | 8.2745 | 0 | 8.2745 | 0 | 1393.1663 | 174.1458 | 0.13396 | 1 | 0.5 | 0 | 4.1373 | 0 | 4.1373
2007-07-16 23:00 | 7 | 16 | 23 | 197 | 4727 | 62.06 | 0 | 1140.908 | Cooling | 0 | 4 | 0 | 0 | 0 | 6 | 0 | 1140.908 | 4 | 1426.135 | 1426.135 | 0 | 6 | 0 | 142.6135 | 0.054851 | 1 | 0.5 | 0 | 8.2745 | 0 | 8.2745 | 0 | 1397.6123 | 174.7015 | 0.13439 | 1 | 0.5 | 0 | 4.1373 | 0 | 4.1373
2007-07-17 | 7 | 17 | 0 | 198 | 4728 | 60.08 | 0 | 995.497 | Cooling | 0 | 4 | 0 | 0 | 0 | 6 | 0 | 995.497 | 4 | 1244.3712 | 1244.3712 | 0 | 6 | 0 | 124.4371 | 0.04786 | 1 | 0.5 | 0 | 8.2745 | 0 | 8.2745 | 0 | 1219.4838 | 152.4355 | 0.11726 | 1 | 0.5 | 0 | 4.1373 | 0 | 4.1373
2007-07-17 01:00 | 7 | 17 | 1 | 198 | 4729 | 57.92 | 0 | 898.1522 | Cooling | 0 | 4 | 0 | 0 | 0 | 6 | 0 | 898.1522 | 4 | 1122.6902 | 1122.6902 | 0 | 6 | 0 | 112.269 | 0.04318 | 1 | 0.5 | 0 | 8.2745 | 0 | 8.2745 | 0 | 1100.2364 | 137.5295 | 0.10579 | 1 | 0.5 | 0 | 4.1373 | 0 | 4.1373
2007-07-17 02:00 | 7 | 17 | 2 | 198 | 4730 | 57.92 | 0 | 931.9762 | Cooling | 0 | 4 | 0 | 0 | 0 | 6 | 0 | 931.9762 | 4 | 1164.9702 | 1164.9702 | 0 | 6 | 0 | 116.497 | 0.044807 | 1 | 0.5 | 0 | 8.2745 | 0 | 8.2745 | 0 | 1141.6708 | 142.7088 | 0.10978 | 1 | 0.5 | 0 | 4.1373 | 0 | 4.1373
2007-07-17 03:00 | 7 | 17 | 3 | 198 | 4731 | 53.96 | 0 | 881.6144 | Cooling | 0 | 4 | 0 | 0 | 0 | 6 | 0 | 881.6144 | 4 | 1102.018 | 1102.018 | 0 | 6 | 0 | 110.2018 | 0.042385 | 1 | 0.5 | 0 | 8.2745 | 0 | 8.2745 | 0 | 1079.9777 | 134.9972 | 0.10384 | 1 | 0.5 | 0 | 4.1373 | 0 | 4.1373
2007-07-17 04:00 | 7 | 17 | 4 | 198 | 4732 | 55.04 | 0 | 792.9228 | Cooling | 0 | 4 | 0 | 0 | 0 | 6 | 0 | 792.9228 | 4 | 991.1535 | 991.1535 | 0 | 6 | 0 | 99.1154 | 0.038121 | 1 | 0.5 | 0 | 8.2745 | 0 | 8.2745 | 0 | 971.3304 | 121.4163 | 0.093397 | 1 | 0.5 | 0 | 4.1373 | 0 | 4.1373
2007-07-17 05:00 | 7 | 17 | 5 | 198 | 4733 | 55.04 | 0 | 1027.6701 | Cooling | 0 | 4 | 0 | 0 | 0 | 6 | 0 | 1027.6701 | 4 | 1284.5877 | 1284.5877 | 0 | 6 | 0 | 128.4588 | 0.049407 | 1 | 0.5 | 0 | 8.2745 | 0 | 8.2745 | 0 | 1258.8959 | 157.362 | 0.12105 | 1 | 0.5 | 0 | 4.1373 | 0 | 4.1373
2007-07-17 06:00 | 7 | 17 | 6 | 198 | 4734 | 55.94 | 0 | 1977.9018 | Cooling | 0 | 4 | 0 | 0 | 0 | 6 | 0 | 1977.9018 | 4 | 2472.3773 | 2472.3773 | 0 | 6 | 0 | 247.2377 | 0.095091 | 1 | 0.5 | 0 | 8.2745 | 0 | 8.2745 | 0 | 2422.9297 | 302.8662 | 0.23297 | 1 | 0.5 | 0 | 4.1373 | 0 | 4.1373
2007-07-17 07:00 | 7 | 17 | 7 | 198 | 4735 | 60.98 | 0 | 1528.5203 | Cooling | 0 | 4 | 0 | 0 | 0 | 6 | 0 | 1528.5203 | 4 | 1910.6504 | 1910.6504 | 0 | 6 | 0 | 191.065 | 0.073487 | 1 | 0.5 | 0 | 8.2745 | 0 | 8.2745 | 0 | 1872.4374 | 234.0547 | 0.18004 | 1 | 0.5 | 0 | 4.1373 | 0 | 4.1373
2007-07-17 08:00 | 7 | 17 | 8 | 198 | 4736 | 60.98 | 0 | 2006.9681 | Cooling | 0 | 4 | 0 | 0 | 0 | 6 | 0 | 2006.9681 | 4 | 2508.7101 | 2508.7101 | 0 | 6 | 0 | 250.871 | 0.096489 | 1 | 0.5 | 0 | 8.2745 | 0 | 8.2745 | 0 | 2458.5359 | 307.317 | 0.2364 | 1 | 0.5 | 0 | 4.1373 | 0 | 4.1373
2007-07-17 09:00 | 7 | 17 | 9 | 198 | 4737 | 69.08 | 0 | 2804.9746 | Cooling | 0 | 4 | 0 | 0 | 0 | 6 | 0 | 2804.9746 | 4 | 3506.2183 | 3506.2183 | 0 | 6 | 0 | 350.6218 | 0.13485 | 1 | 0.5 | 0 | 8.2745 | 0 | 8.2745 | 0 | 3436.0939 | 429.5117 | 0.33039 | 1 | 0.66079 | 0 | 7.8564 | 0 | 7.8564
2007-07-17 10:00 | 7 | 17 | 10 | 198 | 4738 | 71.06 | 0 | 3488.9362 | Cooling | 0 | 4 | 0 | 0 | 0 | 6 | 0 | 3488.9362 | 4 | 4361.1703 | 4361.1703 | 0 | 6 | 0 | 436.117 | 0.16774 | 1 | 0.5 | 0 | 8.2745 | 0 | 8.2745 | 0 | 4273.9469 | 534.2434 | 0.41096 | 1 | 0.82191 | 0 | 12.9772 | 0 | 12.9772
2007-07-17 11:00 | 7 | 17 | 11 | 198 | 4739 | 71.06 | 0 | 4086.9861 | Cooling | 0 | 4 | 0 | 0 | 0 | 6 | 0 | 4086.9861 | 4 | 5108.7326 | 5108.7326 | 0 | 6 | 0 | 510.8733 | 0.19649 | 1 | 0.5 | 0 | 8.2745 | 0 | 8.2745 | 0 | 5006.558 | 625.8197 | 0.4814 | 1 | 0.9628 | 0 | 18.6731 | 0 | 18.6731
2007-07-17 12:00 | 7 | 17 | 12 | 198 | 4740 | 78.08 | 0 | 4479.7696 | Cooling | 0 | 4 | 0 | 0 | 0 | 6 | 0 | 4479.7696 | 4 | 5599.712 | 5599.712 | 0 | 6 | 0 | 559.9712 | 0.21537 | 1 | 0.5 | 0 | 8.2745 | 0 | 8.2745 | 0 | 5487.7178 | 685.9647 | 0.52767 | 2 | 0.52767 | 0.52767 | 4.6828 | 4.6828 | 9.3656
2007-07-17 13:00 | 7 | 17 | 13 | 198 | 4741 | 80.06 | 0 | 4740.9728 | Cooling | 0 | 4 | 0 | 0 | 0 | 6 | 0 | 4740.9728 | 4 | 5926.216 | 5926.216 | 0 | 6 | 0 | 592.6216 | 0.22793 | 1 | 0.5 | 0 | 8.2745 | 0 | 8.2745 | 0 | 5807.6917 | 725.9615 | 0.55843 | 2 | 0.55843 | 0.55843 | 5.3348 | 5.3348 | 10.6695
2007-07-17 14:00 | 7 | 17 | 14 | 198 | 4742 | 80.06 | 0 | 4913.6785 | Cooling | 0 | 4 | 0 | 0 | 0 | 6 | 0 | 4913.6785 | 4 | 6142.0981 | 6142.0981 | 0 | 6 | 0 | 614.2098 | 0.23623 | 1 | 0.5 | 0 | 8.2745 | 0 | 8.2745 | 0 | 6019.2562 | 752.407 | 0.57877 | 2 | 0.57877 | 0.57877 | 5.7924 | 5.7924 | 11.5847
2007-07-17 15:00 | 7 | 17 | 15 | 198 | 4743 | 78.98 | 0 | 5118.2252 | Cooling | 0 | 4 | 0 | 0 | 0 | 6 | 0 | 5118.2252 | 4 | 6397.7815 | 6397.7815 | 0 | 6 | 0 | 639.7782 | 0.24607 | 1 | 0.5 | 0 | 8.2745 | 0 | 8.2745 | 0 | 6269.8259 | 783.7282 | 0.60287 | 2 | 0.60287 | 0.60287 | 6.362 | 6.362 | 12.724
2007-07-17 16:00 | 7 | 17 | 16 | 198 | 4744 | 78.98 | 0 | 5244.8802 | Cooling | 0 | 4 | 0 | 0 | 0 | 6 | 0 | 5244.8802 | 4 | 6556.1002 | 6556.1002 | 0 | 6 | 0 | 655.61 | 0.25216 | 1 | 0.50432 | 0 | 8.4397 | 0 | 8.4397 | 0 | 6424.9782 | 803.1223 | 0.61779 | 2 | 0.61779 | 0.61779 | 6.7299 | 6.7299 | 13.4599
2007-07-17 17:00 | 7 | 17 | 17 | 198 | 4745 | 78.98 | 0 | 5172.41 | Cooling | 0 | 4 | 0 | 0 | 0 | 6 | 0 | 5172.41 | 4 | 6465.5124 | 6465.5124 | 0 | 6 | 0 | 646.5512 | 0.24867 | 1 | 0.5 | 0 | 8.2745 | 0 | 8.2745 | 0 | 6336.2022 | 792.0253 | 0.60925 | 2 | 0.60925 | 0.60925 | 6.518 | 6.518 | 13.036
2007-07-17 18:00 | 7 | 17 | 18 | 198 | 4746 | 75.92 | 0 | 4757.4608 | Cooling | 0 | 4 | 0 | 0 | 0 | 6 | 0 | 4757.4608 | 4 | 5946.826 | 5946.826 | 0 | 6 | 0 | 594.6826 | 0.22872 | 1 | 0.5 | 0 | 8.2745 | 0 | 8.2745 | 0 | 5827.8894 | 728.4862 | 0.56037 | 2 | 0.56037 | 0.56037 | 5.3775 | 5.3775 | 10.755
2007-07-17 19:00 | 7 | 17 | 19 | 198 | 4747 | 75.92 | 0 | 4304.068 | Cooling | 0 | 4 | 0 | 0 | 0 | 6 | 0 | 4304.068 | 4 | 5380.085 | 5380.085 | 0 | 6 | 0 | 538.0085 | 0.20693 | 1 | 0.5 | 0 | 8.2745 | 0 | 8.2745 | 0 | 5272.4833 | 659.0604 | 0.50697 | 2 | 0.50697 | 0.50697 | 4.2711 | 4.2711 | 8.5422
2007-07-17 20:00 | 7 | 17 | 20 | 198 | 4748 | 75.92 | 0 | 3751.3497 | Cooling | 0 | 4 | 0 | 0 | 0 | 6 | 0 | 3751.3497 | 4 | 4689.1871 | 4689.1871 | 0 | 6 | 0 | 468.9187 | 0.18035 | 1 | 0.5 | 0 | 8.2745 | 0 | 8.2745 | 0 | 4595.4034 | 574.4254 | 0.44187 | 1 | 0.88373 | 0 | 15.3327 | 0 | 15.3327
2007-07-17 21:00 | 7 | 17 | 21 | 198 | 4749 | 75.02 | 0 | 2471.1089 | Cooling | 0 | 4 | 0 | 0 | 0 | 6 | 0 | 2471.1089 | 4 | 3088.8861 | 3088.8861 | 0 | 6 | 0 | 308.8886 | 0.1188 | 1 | 0.5 | 0 | 8.2745 | 0 | 8.2745 | 0 | 3027.1084 | 378.3885 | 0.29107 | 1 | 0.58214 | 0 | 5.87 | 0 | 5.87
2007-07-17 22:00 | 7 | 17 | 22 | 198 | 4750 | 73.04 | 0 | 1183.0813 | Cooling | 0 | 4 | 0 | 0 | 0 | 6 | 0 | 1183.0813 | 4 | 1478.8516 | 1478.8516 | 0 | 6 | 0 | 147.8852 | 0.056879 | 1 | 0.5 | 0 | 8.2745 | 0 | 8.2745 | 0 | 1449.2746 | 181.1593 | 0.13935 | 1 | 0.5 | 0 | 4.1373 | 0 | 4.1373
2007-07-17 23:00 | 7 | 17 | 23 | 198 | 4751 | 73.04 | 0 | 1147.7717 | Cooling | 0 | 4 | 0 | 0 | 0 | 6 | 0 | 1147.7717 | 4 | 1434.7146 | 1434.7146 | 0 | 6 | 0 | 143.4715 | 0.055181 | 1 | 0.5 | 0 | 8.2745 | 0 | 8.2745 | 0 | 1406.0203 | 175.7525 | 0.13519 | 1 | 0.5 | 0 | 4.1373 | 0 | 4.1373
2007-07-18 | 7 | 18 | 0 | 199 | 4752 | 71.06 | 0 | 978.533 | Cooling | 0 | 4 | 0 | 0 | 0 | 6 | 0 | 978.533 | 4 | 1223.1663 | 1223.1663 | 0 | 6 | 0 | 122.3166 | 0.047045 | 1 | 0.5 | 0 | 8.2745 | 0 | 8.2745 | 0 | 1198.703 | 149.8379 | 0.11526 | 1 | 0.5 | 0 | 4.1373 | 0 | 4.1373
2007-07-18 01:00 | 7 | 18 | 1 | 199 | 4753 | 71.06 | 0 | 1079.6981 | Cooling | 0 | 4 | 0 | 0 | 0 | 6 | 0 | 1079.6981 | 4 | 1349.6226 | 1349.6226 | 0 | 6 | 0 | 134.9623 | 0.051909 | 1 | 0.5 | 0 | 8.2745 | 0 | 8.2745 | 0 | 1322.6302 | 165.3288 | 0.12718 | 1 | 0.5 | 0 | 4.1373 | 0 | 4.1373
2007-07-18 02:00 | 7 | 18 | 2 | 199 | 4754 | 71.06 | 0 | 1007.2583 | Cooling | 0 | 4 | 0 | 0 | 0 | 6 | 0 | 1007.2583 | 4 | 1259.0729 | 1259.0729 | 0 | 6 | 0 | 125.9073 | 0.048426 | 1 | 0.5 | 0 | 8.2745 | 0 | 8.2745 | 0 | 1233.8914 | 154.2364 | 0.11864 | 1 | 0.5 | 0 | 4.1373 | 0 | 4.1373
2007-07-18 03:00 | 7 | 18 | 3 | 199 | 4755 | 69.98 | 0 | 844.647 | Cooling | 0 | 4 | 0 | 0 | 0 | 6 | 0 | 844.647 | 4 | 1055.8088 | 1055.8088 | 0 | 6 | 0 | 105.5809 | 0.040608 | 1 | 0.5 | 0 | 8.2745 | 0 | 8.2745 | 0 | 1034.6926 | 129.3366 | 0.09949 | 1 | 0.5 | 0 | 4.1373 | 0 | 4.1373
2007-07-18 04:00 | 7 | 18 | 4 | 199 | 4756 | 69.98 | 0 | 656.7093 | Cooling | 0 | 4 | 0 | 0 | 0 | 6 | 0 | 656.7093 | 4 | 820.8867 | 820.8867 | 0 | 6 | 0 | 82.0887 | 0.031573 | 1 | 0.5 | 0 | 8.2745 | 0 | 8.2745 | 0 | 804.4689 | 100.5586 | 0.077353 | 1 | 0.5 | 0 | 4.1373 | 0 | 4.1373
2007-07-18 05:00 | 7 | 18 | 5 | 199 | 4757 | 69.98 | 0 | 865.4869 | Cooling | 0 | 4 | 0 | 0 | 0 | 6 | 0 | 865.4869 | 4 | 1081.8586 | 1081.8586 | 0 | 6 | 0 | 108.1859 | 0.04161 | 1 | 0.5 | 0 | 8.2745 | 0 | 8.2745 | 0 | 1060.2215 | 132.5277 | 0.10194 | 1 | 0.5 | 0 | 4.1373 | 0 | 4.1373
2007-07-18 06:00 | 7 | 18 | 6 | 199 | 4758 | 71.06 | 0 | 2105.2972 | Cooling | 0 | 4 | 0 | 0 | 0 | 6 | 0 | 2105.2972 | 4 | 2631.6215 | 2631.6215 | 0 | 6 | 0 | 263.1622 | 0.10122 | 1 | 0.5 | 0 | 8.2745 | 0 | 8.2745 | 0 | 2578.9891 | 322.3736 | 0.24798 | 1 | 0.5 | 0 | 4.1373 | 0 | 4.1373
2007-07-18 07:00 | 7 | 18 | 7 | 199 | 4759 | 71.96 | 0 | 1901.2634 | Cooling | 0 | 4 | 0 | 0 | 0 | 6 | 0 | 1901.2634 | 4 | 2376.5792 | 2376.5792 | 0 | 6 | 0 | 237.6579 | 0.091407 | 1 | 0.5 | 0 | 8.2745 | 0 | 8.2745 | 0 | 2329.0476 | 291.131 | 0.22395 | 1 | 0.5 | 0 | 4.1373 | 0 | 4.1373
2007-07-18 08:00 | 7 | 18 | 8 | 199 | 4760 | 71.96 | 0 | 2651.5337 | Cooling | 0 | 4 | 0 | 0 | 0 | 6 | 0 | 2651.5337 | 4 | 3314.4172 | 3314.4172 | 0 | 6 | 0 | 331.4417 | 0.12748 | 1 | 0.5 | 0 | 8.2745 | 0 | 8.2745 | 0 | 3248.1288 | 406.0161 | 0.31232 | 1 | 0.62464 | 0 | 6.9029 | 0 | 6.9029
2007-07-18 09:00 | 7 | 18 | 9 | 199 | 4761 | 73.94 | 0 | 3506.6495 | Cooling | 0 | 4 | 0 | 0 | 0 | 6 | 0 | 3506.6495 | 4 | 4383.3119 | 4383.3119 | 0 | 6 | 0 | 438.3312 | 0.16859 | 1 | 0.5 | 0 | 8.2745 | 0 | 8.2745 | 0 | 4295.6457 | 536.9557 | 0.41304 | 1 | 0.82609 | 0 | 13.1293 | 0 | 13.1293
2007-07-18 10:00 | 7 | 18 | 10 | 199 | 4762 | 75.92 | 0 | 4016.3825 | Cooling | 0 | 4 | 0 | 0 | 0 | 6 | 0 | 4016.3825 | 4 | 5020.4782 | 5020.4782 | 0 | 6 | 0 | 502.0478 | 0.1931 | 1 | 0.5 | 0 | 8.2745 | 0 | 8.2745 | 0 | 4920.0686 | 615.0086 | 0.47308 | 1 | 0.94617 | 0 | 17.9394 | 0 | 17.9394
2007-07-18 11:00 | 7 | 18 | 11 | 199 | 4763 | 75.92 | 0 | 4521.6766 | Cooling | 0 | 4 | 0 | 0 | 0 | 6 | 0 | 4521.6766 | 4 | 5652.0957 | 5652.0957 | 0 | 6 | 0 | 565.2096 | 0.21739 | 1 | 0.5 | 0 | 8.2745 | 0 | 8.2745 | 0 | 5539.0538 | 692.3817 | 0.5326 | 2 | 0.5326 | 0.5326 | 4.7842 | 4.7842 | 9.5684
2007-07-18 12:00 | 7 | 18 | 12 | 199 | 4764 | 82.04 | 0 | 4894.3626 | Cooling | 0 | 4 | 0 | 0 | 0 | 6 | 0 | 4894.3626 | 4 | 6117.9532 | 6117.9532 | 0 | 6 | 0 | 611.7953 | 0.23531 | 1 | 0.5 | 0 | 8.2745 | 0 | 8.2745 | 0 | 5995.5941 | 749.4493 | 0.5765 | 2 | 0.5765 | 0.5765 | 5.7401 | 5.7401 | 11.4802
2007-07-18 13:00 | 7 | 18 | 13 | 199 | 4765 | 82.94 | 0 | 5142.0144 | Cooling | 0 | 4 | 0 | 0 | 0 | 6 | 0 | 5142.0144 | 4 | 6427.518 | 6427.518 | 0 | 6 | 0 | 642.7518 | 0.24721 | 1 | 0.5 | 0 | 8.2745 | 0 | 8.2745 | 0 | 6298.9676 | 787.3709 | 0.60567 | 2 | 0.60567 | 0.60567 | 6.4302 | 6.4302 | 12.8604
2007-07-18 14:00 | 7 | 18 | 14 | 199 | 4766 | 82.94 | 0 | 5284.148 | Cooling | 0 | 4 | 0 | 0 | 0 | 6 | 0 | 5284.148 | 4 | 6605.185 | 6605.185 | 0 | 6 | 0 | 660.5185 | 0.25405 | 1 | 0.50809 | 0 | 8.5858 | 0 | 8.5858 | 0 | 6473.0813 | 809.1352 | 0.62241 | 2 | 0.62241 | 0.62241 | 6.8464 | 6.8464 | 13.6928
2007-07-18 15:00 | 7 | 18 | 15 | 199 | 4767 | 86 | 0 | 5486.261 | Cooling | 0 | 4 | 0 | 0 | 0 | 6 | 0 | 5486.261 | 4 | 6857.8263 | 6857.8263 | 0 | 6 | 0 | 685.7826 | 0.26376 | 1 | 0.52753 | 0 | 9.3599 | 0 | 9.3599 | 0 | 6720.6697 | 840.0837 | 0.64622 | 2 | 0.64622 | 0.64622 | 7.4637 | 7.4637 | 14.9274
2007-07-18 16:00 | 7 | 18 | 16 | 199 | 4768 | 86 | 0 | 5599.5247 | Cooling | 0 | 4 | 0 | 0 | 0 | 6 | 0 | 5599.5247 | 4 | 6999.4058 | 6999.4058 | 0 | 6 | 0 | 699.9406 | 0.26921 | 1 | 0.53842 | 0 | 9.8103 | 0 | 9.8103 | 0 | 6859.4177 | 857.4272 | 0.65956 | 2 | 0.65956 | 0.65956 | 7.8229 | 7.8229 | 15.6458
2007-07-18 17:00 | 7 | 18 | 17 | 199 | 4769 | 86 | 0 | 5495.5762 | Cooling | 0 | 4 | 0 | 0 | 0 | 6 | 0 | 5495.5762 | 4 | 6869.4703 | 6869.4703 | 0 | 6 | 0 | 686.947 | 0.26421 | 1 | 0.52842 | 0 | 9.3965 | 0 | 9.3965 | 0 | 6732.0809 | 841.5101 | 0.64732 | 2 | 0.64732 | 0.64732 | 7.4929 | 7.4929 | 14.9858
2007-07-18 18:00 | 7 | 18 | 18 | 199 | 4770 | 82.94 | 0 | 5076.7401 | Cooling | 0 | 4 | 0 | 0 | 0 | 6 | 0 | 5076.7401 | 4 | 6345.9251 | 6345.9251 | 0 | 6 | 0 | 634.5925 | 0.24407 | 1 | 0.5 | 0 | 8.2745 | 0 | 8.2745 | 0 | 6219.0066 | 777.3758 | 0.59798 | 2 | 0.59798 | 0.59798 | 6.244 | 6.244 | 12.4881
2007-07-18 19:00 | 7 | 18 | 19 | 199 | 4771 | 80.06 | 0 | 4601.4101 | Cooling | 0 | 4 | 0 | 0 | 0 | 6 | 0 | 4601.4101 | 4 | 5751.7626 | 5751.7626 | 0 | 6 | 0 | 575.1763 | 0.22122 | 1 | 0.5 | 0 | 8.2745 | 0 | 8.2745 | 0 | 5636.7274 | 704.5909 | 0.54199 | 2 | 0.54199 | 0.54199 | 4.9804 | 4.9804 | 9.9609
2007-07-18 20:00 | 7 | 18 | 20 | 199 | 4772 | 80.06 | 0 | 4020.3502 | Cooling | 0 | 4 | 0 | 0 | 0 | 6 | 0 | 4020.3502 | 4 | 5025.4378 | 5025.4378 | 0 | 6 | 0 | 502.5438 | 0.19329 | 1 | 0.5 | 0 | 8.2745 | 0 | 8.2745 | 0 | 4924.929 | 615.6161 | 0.47355 | 1 | 0.9471 | 0 | 17.9802 | 0 | 17.9802
2007-07-18 21:00 | 7 | 18 | 21 | 199 | 4773 | 75.92 | 0 | 2628.5474 | Cooling | 0 | 4 | 0 | 0 | 0 | 6 | 0 | 2628.5474 | 4 | 3285.6842 | 3285.6842 | 0 | 6 | 0 | 328.5684 | 0.12637 | 1 | 0.5 | 0 | 8.2745 | 0 | 8.2745 | 0 | 3219.9706 | 402.4963 | 0.30961 | 1 | 0.61923 | 0 | 6.766 | 0 | 6.766
2007-07-18 22:00 | 7 | 18 | 22 | 199 | 4774 | 77 | 0 | 1250.5735 | Cooling | 0 | 4 | 0 | 0 | 0 | 6 | 0 | 1250.5735 | 4 | 1563.2168 | 1563.2168 | 0 | 6 | 0 | 156.3217 | 0.060124 | 1 | 0.5 | 0 | 8.2745 | 0 | 8.2745 | 0 | 1531.9525 | 191.4941 | 0.1473 | 1 | 0.5 | 0 | 4.1373 | 0 | 4.1373
2007-07-18 23:00 | 7 | 18 | 23 | 199 | 4775 | 77 | 0 | 1134.0991 | Cooling | 0 | 4 | 0 | 0 | 0 | 6 | 0 | 1134.0991 | 4 | 1417.6238 | 1417.6238 | 0 | 6 | 0 | 141.7624 | 0.054524 | 1 | 0.5 | 0 | 8.2745 | 0 | 8.2745 | 0 | 1389.2714 | 173.6589 | 0.13358 | 1 | 0.5 | 0 | 4.1373 | 0 | 4.1373
2007-07-19 | 7 | 19 | 0 | 200 | 4776 | 73.04 | 0 | 879.9762 | Cooling | 0 | 4 | 0 | 0 | 0 | 6 | 0 | 879.9762 | 4 | 1099.9702 | 1099.9702 | 0 | 6 | 0 | 109.997 | 0.042307 | 1 | 0.5 | 0 | 8.2745 | 0 | 8.2745 | 0 | 1077.9708 | 134.7464 | 0.10365 | 1 | 0.5 | 0 | 4.1373 | 0 | 4.1373
2007-07-19 01:00 | 7 | 19 | 1 | 200 | 4777 | 71.96 | 0 | 879.4757 | Cooling | 0 | 4 | 0 | 0 | 0 | 6 | 0 | 879.4757 | 4 | 1099.3446 | 1099.3446 | 0 | 6 | 0 | 109.9345 | 0.042282 | 1 | 0.5 | 0 | 8.2745 | 0 | 8.2745 | 0 | 1077.3577 | 134.6697 | 0.10359 | 1 | 0.5 | 0 | 4.1373 | 0 | 4.1373
2007-07-19 02:00 | 7 | 19 | 2 | 200 | 4778 | 71.96 | 0 | 675.0653 | Cooling | 0 | 4 | 0 | 0 | 0 | 6 | 0 | 675.0653 | 4 | 843.8316 | 843.8316 | 0 | 6 | 0 | 84.3832 | 0.032455 | 1 | 0.5 | 0 | 8.2745 | 0 | 8.2745 | 0 | 826.9549 | 103.3694 | 0.079515 | 1 | 0.5 | 0 | 4.1373 | 0 | 4.1373
2007-07-19 03:00 | 7 | 19 | 3 | 200 | 4779 | 71.96 | 0 | 614.737 | Cooling | 0 | 4 | 0 | 0 | 0 | 6 | 0 | 614.737 | 4 | 768.4212 | 768.4212 | 0 | 6 | 0 | 76.8421 | 0.029555 | 1 | 0.5 | 0 | 8.2745 | 0 | 8.2745 | 0 | 753.0528 | 94.1316 | 0.072409 | 1 | 0.5 | 0 | 4.1373 | 0 | 4.1373
2007-07-19 04:00 | 7 | 19 | 4 | 200 | 4780 | 71.96 | 0 | 548.5979 | Cooling | 0 | 4 | 0 | 0 | 0 | 6 | 0 | 548.5979 | 4 | 685.7474 | 685.7474 | 0 | 6 | 0 | 68.5747 | 0.026375 | 1 | 0.5 | 0 | 8.2745 | 0 | 8.2745 | 0 | 672.0324 | 84.0041 | 0.064619 | 1 | 0.5 | 0 | 4.1373 | 0 | 4.1373
2007-07-19 05:00 | 7 | 19 | 5 | 200 | 4781 | 71.96 | 0 | 780.8186 | Cooling | 0 | 4 | 0 | 0 | 0 | 6 | 0 | 780.8186 | 4 | 976.0232 | 976.0232 | 0 | 6 | 0 | 97.6023 | 0.037539 | 1 | 0.5 | 0 | 8.2745 | 0 | 8.2745 | 0 | 956.5028 | 119.5628 | 0.091971 | 1 | 0.5 | 0 | 4.1373 | 0 | 4.1373
2007-07-19 06:00 | 7 | 19 | 6 | 200 | 4782 | 71.6 | 0 | 2109.3152 | Cooling | 0 | 4 | 0 | 0 | 0 | 6 | 0 | 2109.3152 | 4 | 2636.644 | 2636.644 | 0 | 6 | 0 | 263.6644 | 0.10141 | 1 | 0.5 | 0 | 8.2745 | 0 | 8.2745 | 0 | 2583.9112 | 322.9889 | 0.24845 | 1 | 0.5 | 0 | 4.1373 | 0 | 4.1373
2007-07-19 07:00 | 7 | 19 | 7 | 200 | 4783 | 71.96 | 0 | 1816.1742 | Cooling | 0 | 4 | 0 | 0 | 0 | 6 | 0 | 1816.1742 | 4 | 2270.2178 | 2270.2178 | 0 | 6 | 0 | 227.0218 | 0.087316 | 1 | 0.5 | 0 | 8.2745 | 0 | 8.2745 | 0 | 2224.8134 | 278.1017 | 0.21392 | 1 | 0.5 | 0 | 4.1373 | 0 | 4.1373
2007-07-19 08:00 | 7 | 19 | 8 | 200 | 4784 | 73.04 | 0 | 2433.9276 | Cooling | 0 | 4 | 0 | 0 | 0 | 6 | 0 | 2433.9276 | 4 | 3042.4095 | 3042.4095 | 0 | 6 | 0 | 304.241 | 0.11702 | 1 | 0.5 | 0 | 8.2745 | 0 | 8.2745 | 0 | 2981.5613 | 372.6952 | 0.28669 | 1 | 0.57338 | 0 | 5.6689 | 0 | 5.6689
2007-07-19 09:00 | 7 | 19 | 9 | 200 | 4785 | 78.98 | 0 | 3529.053 | Cooling | 0 | 4 | 0 | 0 | 0 | 6 | 0 | 3529.053 | 4 | 4411.3163 | 4411.3163 | 0 | 6 | 0 | 441.1316 | 0.16967 | 1 | 0.5 | 0 | 8.2745 | 0 | 8.2745 | 0 | 4323.09 | 540.3862 | 0.41568 | 1 | 0.83136 | 0 | 13.323 | 0 | 13.323
2007-07-19 10:00 | 7 | 19 | 10 | 200 | 4786 | 80.96 | 0 | 4326.3461 | Cooling | 0 | 4 | 0 | 0 | 0 | 6 | 0 | 4326.3461 | 4 | 5407.9327 | 5407.9327 | 0 | 6 | 0 | 540.7933 | 0.208 | 1 | 0.5 | 0 | 8.2745 | 0 | 8.2745 | 0 | 5299.774 | 662.4718 | 0.50959 | 2 | 0.50959 | 0.50959 | 4.3221 | 4.3221 | 8.6443
2007-07-19 11:00 | 7 | 19 | 11 | 200 | 4787 | 80.96 | 0 | 5005.5261 | Cooling | 0 | 4 | 0 | 0 | 0 | 6 | 0 | 5005.5261 | 4 | 6256.9077 | 6256.9077 | 0 | 6 | 0 | 625.6908 | 0.24065 | 1 | 0.5 | 0 | 8.2745 | 0 | 8.2745 | 0 | 6131.7695 | 766.4712 | 0.58959 | 2 | 0.58959 | 0.58959 | 6.0444 | 6.0444 | 12.0888
2007-07-19 12:00 | 7 | 19 | 12 | 200 | 4788 | 82.04 | 0 | 5503.8506 | Cooling | 0 | 4 | 0 | 0 | 0 | 6 | 0 | 5503.8506 | 4 | 6879.8133 | 6879.8133 | 0 | 6 | 0 | 687.9813 | 0.26461 | 1 | 0.52922 | 0 | 9.4291 | 0 | 9.4291 | 0 | 6742.217 | 842.7771 | 0.64829 | 2 | 0.64829 | 0.64829 | 7.5189 | 7.5189 | 15.0377
2007-07-19 13:00 | 7 | 19 | 13 | 200 | 4789 | 87.08 | 0 | 5991.0738 | Cooling | 0 | 4 | 0 | 0 | 0 | 6 | 0 | 5991.0738 | 4 | 7488.8422 | 7488.8422 | 0 | 6 | 0 | 748.8842 | 0.28803 | 1 | 0.57606 | 0 | 11.4603 | 0 | 11.4603 | 0 | 7339.0654 | 917.3832 | 0.70568 | 2 | 0.70568 | 0.70568 | 9.1386 | 9.1386 | 18.2772
2007-07-19 14:00 | 7 | 19 | 14 | 200 | 4790 | 87.08 | 0 | 6247.1767 | Cooling | 0 | 4 | 0 | 0 | 0 | 6 | 0 | 6247.1767 | 4 | 7808.9709 | 7808.9709 | 0 | 6 | 0 | 780.8971 | 0.30035 | 1 | 0.60069 | 0 | 12.6185 | 0 | 12.6185 | 0 | 7652.7914 | 956.5989 | 0.73585 | 2 | 0.73585 | 0.73585 | 10.0622 | 10.0622 | 20.1244
2007-07-19 15:00 | 7 | 19 | 15 | 200 | 4791 | 89.96 | 0 | 6422.4674 | Cooling | 0 | 4 | 0 | 0 | 0 | 6 | 0 | 6422.4674 | 4 | 8028.0842 | 8028.0842 | 0 | 6 | 0 | 802.8084 | 0.30877 | 1 | 0.61754 | 0 | 13.4478 | 0 | 13.4478 | 0 | 7867.5225 | 983.4403 | 0.75649 | 2 | 0.75649 | 0.75649 | 10.7234 | 10.7234 | 21.4469
2007-07-19 16:00 | 7 | 19 | 16 | 200 | 4792 | 82.94 | 0 | 6448.8394 | Cooling | 0 | 4 | 0 | 0 | 0 | 6 | 0 | 6448.8394 | 4 | 8061.0492 | 8061.0492 | 0 | 6 | 0 | 806.1049 | 0.31004 | 1 | 0.62008 | 0 | 13.5751 | 0 | 13.5751 | 0 | 7899.8282 | 987.4785 | 0.7596 | 2 | 0.7596 | 0.7596 | 10.825 | 10.825 | 21.65
2007-07-19 17:00 | 7 | 19 | 17 | 200 | 4793 | 82.94 | 0 | 6134.8487 | Cooling | 0 | 4 | 0 | 0 | 0 | 6 | 0 | 6134.8487 | 4 | 7668.5609 | 7668.5609 | 0 | 6 | 0 | 766.8561 | 0.29494 | 1 | 0.58989 | 0 | 12.1028 | 0 | 12.1028 | 0 | 7515.1897 | 939.3987 | 0.72261 | 2 | 0.72261 | 0.72261 | 9.6509 | 9.6509 | 19.3018
2007-07-19 18:00 | 7 | 19 | 18 | 200 | 4794 | 73.94 | 0 | 5355.8579 | Cooling | 0 | 4 | 0 | 0 | 0 | 6 | 0 | 5355.8579 | 4 | 6694.8224 | 6694.8224 | 0 | 6 | 0 | 669.4822 | 0.25749 | 1 | 0.51499 | 0 | 8.8561 | 0 | 8.8561 | 0 | 6560.926 | 820.1157 | 0.63086 | 2 | 0.63086 | 0.63086 | 7.062 | 7.062 | 14.124
2007-07-19 19:00 | 7 | 19 | 19 | 200 | 4795 | 73.94 | 0 | 4394.0041 | Cooling | 0 | 4 | 0 | 0 | 0 | 6 | 0 | 4394.0041 | 4 | 5492.5051 | 5492.5051 | 0 | 6 | 0 | 549.2505 | 0.21125 | 1 | 0.5 | 0 | 8.2745 | 0 | 8.2745 | 0 | 5382.655 | 672.8319 | 0.51756 | 2 | 0.51756 | 0.51756 | 4.4792 | 4.4792 | 8.9584
2007-07-19 20:00 | 7 | 19 | 20 | 200 | 4796 | 73.94 | 0 | 3560.4889 | Cooling | 0 | 4 | 0 | 0 | 0 | 6 | 0 | 3560.4889 | 4 | 4450.6111 | 4450.6111 | 0 | 6 | 0 | 445.0611 | 0.17118 | 1 | 0.5 | 0 | 8.2745 | 0 | 8.2745 | 0 | 4361.5989 | 545.1999 | 0.41938 | 1 | 0.83877 | 0 | 13.5975 | 0 | 13.5975
2007-07-19 21:00 | 7 | 19 | 21 | 200 | 4797 | 73.04 | 0 | 2386.3213 | Cooling | 0 | 4 | 0 | 0 | 0 | 6 | 0 | 2386.3213 | 4 | 2982.9016 | 2982.9016 | 0 | 6 | 0 | 298.2902 | 0.11473 | 1 | 0.5 | 0 | 8.2745 | 0 | 8.2745 | 0 | 2923.2435 | 365.4054 | 0.28108 | 1 | 0.56216 | 0 | 5.4171 | 0 | 5.4171
2007-07-19 22:00 | 7 | 19 | 22 | 200 | 4798 | 73.94 | 0 | 1108.0979 | Cooling | 0 | 4 | 0 | 0 | 0 | 6 | 0 | 1108.0979 | 4 | 1385.1224 | 1385.1224 | 0 | 6 | 0 | 138.5122 | 0.053274 | 1 | 0.5 | 0 | 8.2745 | 0 | 8.2745 | 0 | 1357.42 | 169.6775 | 0.13052 | 1 | 0.5 | 0 | 4.1373 | 0 | 4.1373
2007-07-19 23:00 | 7 | 19 | 23 | 200 | 4799 | 73.94 | 0 | 912.8504 | Cooling | 0 | 4 | 0 | 0 | 0 | 6 | 0 | 912.8504 | 4 | 1141.063 | 1141.063 | 0 | 6 | 0 | 114.1063 | 0.043887 | 1 | 0.5 | 0 | 8.2745 | 0 | 8.2745 | 0 | 1118.2417 | 139.7802 | 0.10752 | 1 | 0.5 | 0 | 4.1373 | 0 | 4.1373
2007-07-20 | 7 | 20 | 0 | 201 | 4800 | 73.94 | 0 | 826.5128 | Cooling | 0 | 4 | 0 | 0 | 0 | 6 | 0 | 826.5128 | 4 | 1033.141 | 1033.141 | 0 | 6 | 0 | 103.3141 | 0.039736 | 1 | 0.5 | 0 | 8.2745 | 0 | 8.2745 | 0 | 1012.4782 | 126.5598 | 0.097354 | 1 | 0.5 | 0 | 4.1373 | 0 | 4.1373
2007-07-20 01:00 | 7 | 20 | 1 | 201 | 4801 | 73.04 | 0 | 699.934 | Cooling | 0 | 4 | 0 | 0 | 0 | 6 | 0 | 699.934 | 4 | 874.9175 | 874.9175 | 0 | 6 | 0 | 87.4918 | 0.033651 | 1 | 0.5 | 0 | 8.2745 | 0 | 8.2745 | 0 | 857.4192 | 107.1774 | 0.082444 | 1 | 0.5 | 0 | 4.1373 | 0 | 4.1373
2007-07-20 02:00 | 7 | 20 | 2 | 201 | 4802 | 73.04 | 0 | 644.2178 | Cooling | 0 | 4 | 0 | 0 | 0 | 6 | 0 | 644.2178 | 4 | 805.2722 | 805.2722 | 0 | 6 | 0 | 80.5272 | 0.030972 | 1 | 0.5 | 0 | 8.2745 | 0 | 8.2745 | 0 | 789.1668 | 98.6458 | 0.075881 | 1 | 0.5 | 0 | 4.1373 | 0 | 4.1373
2007-07-20 03:00 | 7 | 20 | 3 | 201 | 4803 | 71.96 | 0 | 585.163 | Cooling | 0 | 4 | 0 | 0 | 0 | 6 | 0 | 585.163 | 4 | 731.4537 | 731.4537 | 0 | 6 | 0 | 73.1454 | 0.028133 | 1 | 0.5 | 0 | 8.2745 | 0 | 8.2745 | 0 | 716.8247 | 89.6031 | 0.068925 | 1 | 0.5 | 0 | 4.1373 | 0 | 4.1373
2007-07-20 04:00 | 7 | 20 | 4 | 201 | 4804 | 71.06 | 0 | 520.6788 | Cooling | 0 | 4 | 0 | 0 | 0 | 6 | 0 | 520.6788 | 4 | 650.8485 | 650.8485 | 0 | 6 | 0 | 65.0848 | 0.025033 | 1 | 0.5 | 0 | 8.2745 | 0 | 8.2745 | 0 | 637.8315 | 79.7289 | 0.06133 | 1 | 0.5 | 0 | 4.1373 | 0 | 4.1373
2007-07-20 05:00 | 7 | 20 | 5 | 201 | 4805 | 71.06 | 0 | 588.4461 | Cooling | 0 | 4 | 0 | 0 | 0 | 6 | 0 | 588.4461 | 4 | 735.5577 | 735.5577 | 0 | 6 | 0 | 73.5558 | 0.028291 | 1 | 0.5 | 0 | 8.2745 | 0 | 8.2745 | 0 | 720.8465 | 90.1058 | 0.069312 | 1 | 0.5 | 0 | 4.1373 | 0 | 4.1373
2007-07-20 06:00 | 7 | 20 | 6 | 201 | 4806 | 73.94 | 0 | 1784.4609 | Cooling | 0 | 4 | 0 | 0 | 0 | 6 | 0 | 1784.4609 | 4 | 2230.5761 | 2230.5761 | 0 | 6 | 0 | 223.0576 | 0.085791 | 1 | 0.5 | 0 | 8.2745 | 0 | 8.2745 | 0 | 2185.9646 | 273.2456 | 0.21019 | 1 | 0.5 | 0 | 4.1373 | 0 | 4.1373
2007-07-20 07:00 | 7 | 20 | 7 | 201 | 4807 | 78.08 | 0 | 1656.264 | Cooling | 0 | 4 | 0 | 0 | 0 | 6 | 0 | 1656.264 | 4 | 2070.33 | 2070.33 | 0 | 6 | 0 | 207.033 | 0.079628 | 1 | 0.5 | 0 | 8.2745 | 0 | 8.2745 | 0 | 2028.9234 | 253.6154 | 0.19509 | 1 | 0.5 | 0 | 4.1373 | 0 | 4.1373
2007-07-20 08:00 | 7 | 20 | 8 | 201 | 4808 | 78.08 | 0 | 1947.0298 | Cooling | 0 | 4 | 0 | 0 | 0 | 6 | 0 | 1947.0298 | 4 | 2433.7873 | 2433.7873 | 0 | 6 | 0 | 243.3787 | 0.093607 | 1 | 0.5 | 0 | 8.2745 | 0 | 8.2745 | 0 | 2385.1115 | 298.1389 | 0.22934 | 1 | 0.5 | 0 | 4.1373 | 0 | 4.1373
2007-07-20 09:00 | 7 | 20 | 9 | 201 | 4809 | 82.04 | 0 | 2635.1205 | Cooling | 0 | 4 | 0 | 0 | 0 | 6 | 0 | 2635.1205 | 4 | 3293.9006 | 3293.9006 | 0 | 6 | 0 | 329.3901 | 0.12669 | 1 | 0.5 | 0 | 8.2745 | 0 | 8.2745 | 0 | 3228.0226 | 403.5028 | 0.31039 | 1 | 0.62077 | 0 | 6.805 | 0 | 6.805
2007-07-20 10:00 | 7 | 20 | 10 | 201 | 4810 | 82.94 | 0 | 3662.8952 | Cooling | 0 | 4 | 0 | 0 | 0 | 6 | 0 | 3662.8952 | 4 | 4578.6189 | 4578.6189 | 0 | 6 | 0 | 457.8619 | 0.1761 | 1 | 0.5 | 0 | 8.2745 | 0 | 8.2745 | 0 | 4487.0466 | 560.8808 | 0.43145 | 1 | 0.86289 | 0 | 14.5139 | 0 | 14.5139
2007-07-20 11:00 | 7 | 20 | 11 | 201 | 4811 | 82.94 | 0 | 4379.0915 | Cooling | 0 | 4 | 0 | 0 | 0 | 6 | 0 | 4379.0915 | 4 | 5473.8644 | 5473.8644 | 0 | 6 | 0 | 547.3864 | 0.21053 | 1 | 0.5 | 0 | 8.2745 | 0 | 8.2745 | 0 | 5364.3871 | 670.5484 | 0.51581 | 2 | 0.51581 | 0.51581 | 4.4443 | 4.4443 | 8.8886
2007-07-20 12:00 | 7 | 20 | 12 | 201 | 4812 | 84.02 | 0 | 4960.4798 | Cooling | 0 | 4 | 0 | 0 | 0 | 6 | 0 | 4960.4798 | 4 | 6200.5997 | 6200.5997 | 0 | 6 | 0 | 620.06 | 0.23848 | 1 | 0.5 | 0 | 8.2745 | 0 | 8.2745 | 0 | 6076.5877 | 759.5735 | 0.58429 | 2 | 0.58429 | 0.58429 | 5.92 | 5.92 | 11.8401
2007-07-20 13:00 | 7 | 20 | 13 | 201 | 4813 | 84.92 | 0 | 5435.7675 | Cooling | 0 | 4 | 0 | 0 | 0 | 6 | 0 | 5435.7675 | 4 | 6794.7094 | 6794.7094 | 0 | 6 | 0 | 679.4709 | 0.26133 | 1 | 0.52267 | 0 | 9.163 | 0 | 9.163 | 0 | 6658.8152 | 832.3519 | 0.64027 | 2 | 0.64027 | 0.64027 | 7.3067 | 7.3067 | 14.6133
2007-07-20 14:00 | 7 | 20 | 14 | 201 | 4814 | 84.92 | 0 | 5537.7544 | Cooling | 0 | 4 | 0 | 0 | 0 | 6 | 0 | 5537.7544 | 4 | 6922.193 | 6922.193 | 0 | 6 | 0 | 692.2193 | 0.26624 | 1 | 0.53248 | 0 | 9.5632 | 0 | 9.5632 | 0 | 6783.7492 | 847.9686 | 0.65228 | 2 | 0.65228 | 0.65228 | 7.6258 | 7.6258 | 15.2517
2007-07-20 15:00 | 7 | 20 | 15 | 201 | 4815 | 87.08 | 0 | 5824.4691 | Cooling | 0 | 4 | 0 | 0 | 0 | 6 | 0 | 5824.4691 | 4 | 7280.5864 | 7280.5864 | 0 | 6 | 0 | 728.0586 | 0.28002 | 1 | 0.56005 | 0 | 10.7405 | 0 | 10.7405 | 0 | 7134.9747 | 891.8718 | 0.68606 | 2 | 0.68606 | 0.68606 | 8.5646 | 8.5646 | 17.1293
2007-07-20 16:00 | 7 | 20 | 16 | 201 | 4816 | 86 | 0 | 6063.2977 | Cooling | 0 | 4 | 0 | 0 | 0 | 6 | 0 | 6063.2977 | 4 | 7579.1221 | 7579.1221 | 0 | 6 | 0 | 757.9122 | 0.2915 | 1 | 0.58301 | 0 | 11.7806 | 0 | 11.7806 | 0 | 7427.5397 | 928.4425 | 0.71419 | 2 | 0.71419 | 0.71419 | 9.394 | 9.394 | 18.788
2007-07-20 17:00 | 7 | 20 | 17 | 201 | 4817 | 86 | 0 | 5906.9811 | Cooling | 0 | 4 | 0 | 0 | 0 | 6 | 0 | 5906.9811 | 4 | 7383.7263 | 7383.7263 | 0 | 6 | 0 | 738.3726 | 0.28399 | 1 | 0.56798 | 0 | 11.0937 | 0 | 11.0937 | 0 | 7236.0518 | 904.5065 | 0.69577 | 2 | 0.69577 | 0.69577 | 8.8463 | 8.8463 | 17.6925
2007-07-20 18:00 | 7 | 20 | 18 | 201 | 4818 | 80.96 | 0 | 4131.631 | Cooling | 0 | 4 | 0 | 0 | 0 | 6 | 0 | 4131.631 | 4 | 5164.5388 | 5164.5388 | 0 | 6 | 0 | 516.4539 | 0.19864 | 1 | 0.5 | 0 | 8.2745 | 0 | 8.2745 | 0 | 5061.248 | 632.656 | 0.48666 | 1 | 0.97332 | 0 | 19.1456 | 0 | 19.1456
2007-07-20 19:00 | 7 | 20 | 19 | 201 | 4819 | 80.06 | 0 | 3743.4202 | Cooling | 0 | 4 | 0 | 0 | 0 | 6 | 0 | 3743.4202 | 4 | 4679.2752 | 4679.2752 | 0 | 6 | 0 | 467.9275 | 0.17997 | 1 | 0.5 | 0 | 8.2745 | 0 | 8.2745 | 0 | 4585.6897 | 573.2112 | 0.44093 | 1 | 0.88186 | 0 | 15.2583 | 0 | 15.2583
2007-07-20 20:00 | 7 | 20 | 20 | 201 | 4820 | 80.06 | 0 | 3369.4438 | Cooling | 0 | 4 | 0 | 0 | 0 | 6 | 0 | 3369.4438 | 4 | 4211.8047 | 4211.8047 | 0 | 6 | 0 | 421.1805 | 0.16199 | 1 | 0.5 | 0 | 8.2745 | 0 | 8.2745 | 0 | 4127.5686 | 515.9461 | 0.39688 | 1 | 0.79376 | 0 | 11.9777 | 0 | 11.9777
2007-07-20 21:00 | 7 | 20 | 21 | 201 | 4821 | 73.94 | 0 | 2875.8882 | Cooling | 0 | 4 | 0 | 0 | 0 | 6 | 0 | 2875.8882 | 4 | 3594.8603 | 3594.8603 | 0 | 6 | 0 | 359.486 | 0.13826 | 1 | 0.5 | 0 | 8.2745 | 0 | 8.2745 | 0 | 3522.9631 | 440.3704 | 0.33875 | 1 | 0.67749 | 0 | 8.3208 | 0 | 8.3208
2007-07-20 22:00 | 7 | 20 | 22 | 201 | 4822 | 71.96 | 0 | 1873.3619 | Cooling | 0 | 4 | 0 | 0 | 0 | 6 | 0 | 1873.3619 | 4 | 2341.7024 | 2341.7024 | 0 | 6 | 0 | 234.1702 | 0.090065 | 1 | 0.5 | 0 | 8.2745 | 0 | 8.2745 | 0 | 2294.8684 | 286.8585 | 0.22066 | 1 | 0.5 | 0 | 4.1373 | 0 | 4.1373
2007-07-20 23:00 | 7 | 20 | 23 | 201 | 4823 | 71.96 | 0 | 1626.9334 | Cooling | 0 | 4 | 0 | 0 | 0 | 6 | 0 | 1626.9334 | 4 | 2033.6668 | 2033.6668 | 0 | 6 | 0 | 203.3667 | 0.078218 | 1 | 0.5 | 0 | 8.2745 | 0 | 8.2745 | 0 | 1992.9935 | 249.1242 | 0.19163 | 1 | 0.5 | 0 | 4.1373 | 0 | 4.1373
2007-07-21 | 7 | 21 | 0 | 202 | 4824 | 69.98 | 0 | 1345.1422 | Cooling | 0 | 4 | 0 | 0 | 0 | 6 | 0 | 1345.1422 | 4 | 1681.4278 | 1681.4278 | 0 | 6 | 0 | 168.1428 | 0.06467 | 1 | 0.5 | 0 | 8.2745 | 0 | 8.2745 | 0 | 1647.7992 | 205.9749 | 0.15844 | 1 | 0.5 | 0 | 4.1373 | 0 | 4.1373
2007-07-21 01:00 | 7 | 21 | 1 | 202 | 4825 | 66.92 | 0 | 1213.7142 | Cooling | 0 | 4 | 0 | 0 | 0 | 6 | 0 | 1213.7142 | 4 | 1517.1428 | 1517.1428 | 0 | 6 | 0 | 151.7143 | 0.058352 | 1 | 0.5 | 0 | 8.2745 | 0 | 8.2745 | 0 | 1486.7999 | 185.85 | 0.14296 | 1 | 0.5 | 0 | 4.1373 | 0 | 4.1373
2007-07-21 02:00 | 7 | 21 | 2 | 202 | 4826 | 66.92 | 0 | 1119.5004 | Cooling | 0 | 4 | 0 | 0 | 0 | 6 | 0 | 1119.5004 | 4 | 1399.3755 | 1399.3755 | 0 | 6 | 0 | 139.9375 | 0.053822 | 1 | 0.5 | 0 | 8.2745 | 0 | 8.2745 | 0 | 1371.388 | 171.4235 | 0.13186 | 1 | 0.5 | 0 | 4.1373 | 0 | 4.1373
2007-07-21 03:00 | 7 | 21 | 3 | 202 | 4827 | 68 | 0 | 1046.7251 | Cooling | 0 | 4 | 0 | 0 | 0 | 6 | 0 | 1046.7251 | 4 | 1308.4063 | 1308.4063 | 0 | 6 | 0 | 130.8406 | 0.050323 | 1 | 0.5 | 0 | 8.2745 | 0 | 8.2745 | 0 | 1282.2382 | 160.2798 | 0.12329 | 1 | 0.5 | 0 | 4.1373 | 0 | 4.1373
2007-07-21 04:00 | 7 | 21 | 4 | 202 | 4828 | 66.02 | 0 | 942.8278 | Cooling | 0 | 4 | 0 | 0 | 0 | 6 | 0 | 942.8278 | 4 | 1178.5347 | 1178.5347 | 0 | 6 | 0 | 117.8535 | 0.045328 | 1 | 0.5 | 0 | 8.2745 | 0 | 8.2745 | 0 | 1154.964 | 144.3705 | 0.11105 | 1 | 0.5 | 0 | 4.1373 | 0 | 4.1373
2007-07-21 05:00 | 7 | 21 | 5 | 202 | 4829 | 66.02 | 0 | 1220.6794 | Cooling | 0 | 4 | 0 | 0 | 0 | 6 | 0 | 1220.6794 | 4 | 1525.8493 | 1525.8493 | 0 | 6 | 0 | 152.5849 | 0.058687 | 1 | 0.5 | 0 | 8.2745 | 0 | 8.2745 | 0 | 1495.3323 | 186.9165 | 0.14378 | 1 | 0.5 | 0 | 4.1373 | 0 | 4.1373
2007-07-21 06:00 | 7 | 21 | 6 | 202 | 4830 | 69.08 | 0 | 1278.7824 | Cooling | 0 | 4 | 0 | 0 | 0 | 6 | 0 | 1278.7824 | 4 | 1598.4781 | 1598.4781 | 0 | 6 | 0 | 159.8478 | 0.06148 | 1 | 0.5 | 0 | 8.2745 | 0 | 8.2745 | 0 | 1566.5085 | 195.8136 | 0.15063 | 1 | 0.5 | 0 | 4.1373 | 0 | 4.1373
2007-07-21 07:00 | 7 | 21 | 7 | 202 | 4831 | 71.06 | 0 | 1358.8422 | Cooling | 0 | 4 | 0 | 0 | 0 | 6 | 0 | 1358.8422 | 4 | 1698.5527 | 1698.5527 | 0 | 6 | 0 | 169.8553 | 0.065329 | 1 | 0.5 | 0 | 8.2745 | 0 | 8.2745 | 0 | 1664.5816 | 208.0727 | 0.16006 | 1 | 0.5 | 0 | 4.1373 | 0 | 4.1373
2007-07-21 08:00 | 7 | 21 | 8 | 202 | 4832 | 71.06 | 0 | 1868.2938 | Cooling | 0 | 4 | 0 | 0 | 0 | 6 | 0 | 1868.2938 | 4 | 2335.3673 | 2335.3673 | 0 | 6 | 0 | 233.5367 | 0.089822 | 1 | 0.5 | 0 | 8.2745 | 0 | 8.2745 | 0 | 2288.66 | 286.0825 | 0.22006 | 1 | 0.5 | 0 | 4.1373 | 0 | 4.1373
2007-07-21 09:00 | 7 | 21 | 9 | 202 | 4833 | 75.92 | 0 | 2641.5063 | Cooling | 0 | 4 | 0 | 0 | 0 | 6 | 0 | 2641.5063 | 4 | 3301.8828 | 3301.8828 | 0 | 6 | 0 | 330.1883 | 0.127 | 1 | 0.5 | 0 | 8.2745 | 0 | 8.2745 | 0 | 3235.8452 | 404.4806 | 0.31114 | 1 | 0.62228 | 0 | 6.843 | 0 | 6.843
2007-07-21 10:00 | 7 | 21 | 10 | 202 | 4834 | 80.06 | 0 | 3595.8767 | Cooling | 0 | 4 | 0 | 0 | 0 | 6 | 0 | 3595.8767 | 4 | 4494.8459 | 4494.8459 | 0 | 6 | 0 | 449.4846 | 0.17288 | 1 | 0.5 | 0 | 8.2745 | 0 | 8.2745 | 0 | 4404.949 | 550.6186 | 0.42355 | 1 | 0.84711 | 0 | 13.9104 | 0 | 13.9104
2007-07-21 11:00 | 7 | 21 | 11 | 202 | 4835 | 80.06 | 0 | 4061.4724 | Cooling | 0 | 4 | 0 | 0 | 0 | 6 | 0 | 4061.4724 | 4 | 5076.8405 | 5076.8405 | 0 | 6 | 0 | 507.684 | 0.19526 | 1 | 0.5 | 0 | 8.2745 | 0 | 8.2745 | 0 | 4975.3036 | 621.913 | 0.47839 | 1 | 0.95679 | 0 | 18.406 | 0 | 18.406
2007-07-21 12:00 | 7 | 21 | 12 | 202 | 4836 | 82.94 | 0 | 4512.0349 | Cooling | 0 | 4 | 0 | 0 | 0 | 6 | 0 | 4512.0349 | 4 | 5640.0436 | 5640.0436 | 0 | 6 | 0 | 564.0044 | 0.21692 | 1 | 0.5 | 0 | 8.2745 | 0 | 8.2745 | 0 | 5527.2427 | 690.9053 | 0.53147 | 2 | 0.53147 | 0.53147 | 4.7608 | 4.7608 | 9.5215
2007-07-21 13:00 | 7 | 21 | 13 | 202 | 4837 | 84.92 | 0 | 4830.9018 | Cooling | 0 | 4 | 0 | 0 | 0 | 6 | 0 | 4830.9018 | 4 | 6038.6273 | 6038.6273 | 0 | 6 | 0 | 603.8627 | 0.23225 | 1 | 0.5 | 0 | 8.2745 | 0 | 8.2745 | 0 | 5917.8547 | 739.7318 | 0.56902 | 2 | 0.56902 | 0.56902 | 5.5704 | 5.5704 | 11.1407
2007-07-21 14:00 | 7 | 21 | 14 | 202 | 4838 | 84.92 | 0 | 4684.3256 | Cooling | 0 | 4 | 0 | 0 | 0 | 6 | 0 | 4684.3256 | 4 | 5855.407 | 5855.407 | 0 | 6 | 0 | 585.5407 | 0.22521 | 1 | 0.5 | 0 | 8.2745 | 0 | 8.2745 | 0 | 5738.2989 | 717.2874 | 0.55176 | 2 | 0.55176 | 0.55176 | 5.1893 | 5.1893 | 10.3786
2007-07-21 15:00 | 7 | 21 | 15 | 202 | 4839 | 78.08 | 0 | 4386.1517 | Cooling | 0 | 4 | 0 | 0 | 0 | 6 | 0 | 4386.1517 | 4 | 5482.6896 | 5482.6896 | 0 | 6 | 0 | 548.269 | 0.21087 | 1 | 0.5 | 0 | 8.2745 | 0 | 8.2745 | 0 | 5373.0358 | 671.6295 | 0.51664 | 2 | 0.51664 | 0.51664 | 4.4608 | 4.4608 | 8.9216
2007-07-21 16:00 | 7 | 21 | 16 | 202 | 4840 | 73.94 | 0 | 4057.4354 | Cooling | 0 | 4 | 0 | 0 | 0 | 6 | 0 | 4057.4354 | 4 | 5071.7943 | 5071.7943 | 0 | 6 | 0 | 507.1794 | 0.19507 | 1 | 0.5 | 0 | 8.2745 | 0 | 8.2745 | 0 | 4970.3584 | 621.2948 | 0.47792 | 1 | 0.95584 | 0 | 18.364 | 0 | 18.364
2007-07-21 17:00 | 7 | 21 | 17 | 202 | 4841 | 73.94 | 0 | 3726.2429 | Cooling | 0 | 4 | 0 | 0 | 0 | 6 | 0 | 3726.2429 | 4 | 4657.8036 | 4657.8036 | 0 | 6 | 0 | 465.7804 | 0.17915 | 1 | 0.5 | 0 | 8.2745 | 0 | 8.2745 | 0 | 4564.6476 | 570.5809 | 0.43891 | 1 | 0.87782 | 0 | 15.0977 | 0 | 15.0977
2007-07-21 18:00 | 7 | 21 | 18 | 202 | 4842 | 78.08 | 0 | 3136.2743 | Cooling | 0 | 4 | 0 | 0 | 0 | 6 | 0 | 3136.2743 | 4 | 3920.3429 | 3920.3429 | 0 | 6 | 0 | 392.0343 | 0.15078 | 1 | 0.5 | 0 | 8.2745 | 0 | 8.2745 | 0 | 3841.936 | 480.242 | 0.36942 | 1 | 0.73883 | 0 | 10.1564 | 0 | 10.1564
2007-07-21 19:00 | 7 | 21 | 19 | 202 | 4843 | 75.02 | 0 | 2004.7567 | Cooling | 0 | 4 | 0 | 0 | 0 | 6 | 0 | 2004.7567 | 4 | 2505.9458 | 2505.9458 | 0 | 6 | 0 | 250.5946 | 0.096383 | 1 | 0.5 | 0 | 8.2745 | 0 | 8.2745 | 0 | 2455.8269 | 306.9784 | 0.23614 | 1 | 0.5 | 0 | 4.1373 | 0 | 4.1373
2007-07-21 20:00 | 7 | 21 | 20 | 202 | 4844 | 75.02 | 0 | 1824.622 | Cooling | 0 | 4 | 0 | 0 | 0 | 6 | 0 | 1824.622 | 4 | 2280.7775 | 2280.7775 | 0 | 6 | 0 | 228.0778 | 0.087722 | 1 | 0.5 | 0 | 8.2745 | 0 | 8.2745 | 0 | 2235.162 | 279.3952 | 0.21492 | 1 | 0.5 | 0 | 4.1373 | 0 | 4.1373
2007-07-21 21:00 | 7 | 21 | 21 | 202 | 4845 | 71.06 | 0 | 1603.5455 | Cooling | 0 | 4 | 0 | 0 | 0 | 6 | 0 | 1603.5455 | 4 | 2004.4319 | 2004.4319 | 0 | 6 | 0 | 200.4432 | 0.077094 | 1 | 0.5 | 0 | 8.2745 | 0 | 8.2745 | 0 | 1964.3433 | 245.5429 | 0.18888 | 1 | 0.5 | 0 | 4.1373 | 0 | 4.1373
2007-07-21 22:00 | 7 | 21 | 22 | 202 | 4846 | 68 | 0 | 1549.1535 | Cooling | 0 | 4 | 0 | 0 | 0 | 6 | 0 | 1549.1535 | 4 | 1936.4419 | 1936.4419 | 0 | 6 | 0 | 193.6442 | 0.074479 | 1 | 0.5 | 0 | 8.2745 | 0 | 8.2745 | 0 | 1897.713 | 237.2141 | 0.18247 | 1 | 0.5 | 0 | 4.1373 | 0 | 4.1373
2007-07-21 23:00 | 7 | 21 | 23 | 202 | 4847 | 68 | 0 | 1305.1764 | Cooling | 0 | 4 | 0 | 0 | 0 | 6 | 0 | 1305.1764 | 4 | 1631.4705 | 1631.4705 | 0 | 6 | 0 | 163.1471 | 0.062749 | 1 | 0.5 | 0 | 8.2745 | 0 | 8.2745 | 0 | 1598.8411 | 199.8551 | 0.15373 | 1 | 0.5 | 0 | 4.1373 | 0 | 4.1373
2007-07-22 | 7 | 22 | 0 | 203 | 4848 | 68 | 0 | 974.2654 | Cooling | 0 | 4 | 0 | 0 | 0 | 6 | 0 | 974.2654 | 4 | 1217.8318 | 1217.8318 | 0 | 6 | 0 | 121.7832 | 0.04684 | 1 | 0.5 | 0 | 8.2745 | 0 | 8.2745 | 0 | 1193.4751 | 149.1844 | 0.11476 | 1 | 0.5 | 0 | 4.1373 | 0 | 4.1373
2007-07-22 01:00 | 7 | 22 | 1 | 203 | 4849 | 64.94 | 0 | 894.0695 | Cooling | 0 | 4 | 0 | 0 | 0 | 6 | 0 | 894.0695 | 4 | 1117.5869 | 1117.5869 | 0 | 6 | 0 | 111.7587 | 0.042984 | 1 | 0.5 | 0 | 8.2745 | 0 | 8.2745 | 0 | 1095.2351 | 136.9044 | 0.10531 | 1 | 0.5 | 0 | 4.1373 | 0 | 4.1373
2007-07-22 02:00 | 7 | 22 | 2 | 203 | 4850 | 64.94 | 0 | 684.3514 | Cooling | 0 | 4 | 0 | 0 | 0 | 6 | 0 | 684.3514 | 4 | 855.4393 | 855.4393 | 0 | 6 | 0 | 85.5439 | 0.032902 | 1 | 0.5 | 0 | 8.2745 | 0 | 8.2745 | 0 | 838.3305 | 104.7913 | 0.080609 | 1 | 0.5 | 0 | 4.1373 | 0 | 4.1373
2007-07-22 03:00 | 7 | 22 | 3 | 203 | 4851 | 64.94 | 0 | 607.3742 | Cooling | 0 | 4 | 0 | 0 | 0 | 6 | 0 | 607.3742 | 4 | 759.2177 | 759.2177 | 0 | 6 | 0 | 75.9218 | 0.029201 | 1 | 0.5 | 0 | 8.2745 | 0 | 8.2745 | 0 | 744.0334 | 93.0042 | 0.071542 | 1 | 0.5 | 0 | 4.1373 | 0 | 4.1373
2007-07-22 04:00 | 7 | 22 | 4 | 203 | 4852 | 64.94 | 0 | 523.438 | Cooling | 0 | 4 | 0 | 0 | 0 | 6 | 0 | 523.438 | 4 | 654.2975 | 654.2975 | 0 | 6 | 0 | 65.4298 | 0.025165 | 1 | 0.5 | 0 | 8.2745 | 0 | 8.2745 | 0 | 641.2116 | 80.1514 | 0.061655 | 1 | 0.5 | 0 | 4.1373 | 0 | 4.1373
2007-07-22 05:00 | 7 | 22 | 5 | 203 | 4853 | 64.94 | 0 | 500.7773 | Cooling | 0 | 4 | 0 | 0 | 0 | 6 | 0 | 500.7773 | 4 | 625.9717 | 625.9717 | 0 | 6 | 0 | 62.5972 | 0.024076 | 1 | 0.5 | 0 | 8.2745 | 0 | 8.2745 | 0 | 613.4522 | 76.6815 | 0.058986 | 1 | 0.5 | 0 | 4.1373 | 0 | 4.1373
2007-07-22 06:00 | 7 | 22 | 6 | 203 | 4854 | 66.02 | 0 | 763.0539 | Cooling | 0 | 4 | 0 | 0 | 0 | 6 | 0 | 763.0539 | 4 | 953.8174 | 953.8174 | 0 | 6 | 0 | 95.3817 | 0.036685 | 1 | 0.5 | 0 | 8.2745 | 0 | 8.2745 | 0 | 934.741 | 116.8426 | 0.089879 | 1 | 0.5 | 0 | 4.1373 | 0 | 4.1373
2007-07-22 07:00 | 7 | 22 | 7 | 203 | 4855 | 68 | 0 | 333.3513 | Cooling | 0 | 4 | 0 | 0 | 0 | 6 | 0 | 333.3513 | 4 | 416.6891 | 416.6891 | 0 | 6 | 0 | 41.6689 | 0.016027 | 1 | 0.5 | 0 | 8.2745 | 0 | 8.2745 | 0 | 408.3553 | 51.0444 | 0.039265 | 1 | 0.5 | 0 | 4.1373 | 0 | 4.1373
2007-07-22 08:00 | 7 | 22 | 8 | 203 | 4856 | 68 | 0 | 955.5419 | Cooling | 0 | 4 | 0 | 0 | 0 | 6 | 0 | 955.5419 | 4 | 1194.4274 | 1194.4274 | 0 | 6 | 0 | 119.4427 | 0.04594 | 1 | 0.5 | 0 | 8.2745 | 0 | 8.2745 | 0 | 1170.5389 | 146.3174 | 0.11255 | 1 | 0.5 | 0 | 4.1373 | 0 | 4.1373
2007-07-22 09:00 | 7 | 22 | 9 | 203 | 4857 | 73.04 | 0 | 1133.5966 | Cooling | 0 | 4 | 0 | 0 | 0 | 6 | 0 | 1133.5966 | 4 | 1416.9958 | 1416.9958 | 0 | 6 | 0 | 141.6996 | 0.0545 | 1 | 0.5 | 0 | 8.2745 | 0 | 8.2745 | 0 | 1388.6559 | 173.582 | 0.13352 | 1 | 0.5 | 0 | 4.1373 | 0 | 4.1373
2007-07-22 10:00 | 7 | 22 | 10 | 203 | 4858 | 75.92 | 0 | 1460.8664 | Cooling | 0 | 4 | 0 | 0 | 0 | 6 | 0 | 1460.8664 | 4 | 1826.083 | 1826.083 | 0 | 6 | 0 | 182.6083 | 0.070234 | 1 | 0.5 | 0 | 8.2745 | 0 | 8.2745 | 0 | 1789.5614 | 223.6952 | 0.17207 | 1 | 0.5 | 0 | 4.1373 | 0 | 4.1373
2007-07-22 11:00 | 7 | 22 | 11 | 203 | 4859 | 75.92 | 0 | 2125.5801 | Cooling | 0 | 4 | 0 | 0 | 0 | 6 | 0 | 2125.5801 | 4 | 2656.9752 | 2656.9752 | 0 | 6 | 0 | 265.6975 | 0.10219 | 1 | 0.5 | 0 | 8.2745 | 0 | 8.2745 | 0 | 2603.8357 | 325.4795 | 0.25037 | 1 | 0.50074 | 0 | 4.1513 | 0 | 4.1513
2007-07-22 12:00 | 7 | 22 | 12 | 203 | 4860 | 78.08 | 0 | 2466.7911 | Cooling | 0 | 4 | 0 | 0 | 0 | 6 | 0 | 2466.7911 | 4 | 3083.4889 | 3083.4889 | 0 | 6 | 0 | 308.3489 | 0.1186 | 1 | 0.5 | 0 | 8.2745 | 0 | 8.2745 | 0 | 3021.8192 | 377.7274 | 0.29056 | 1 | 0.58112 | 0 | 5.8465 | 0 | 5.8465
2007-07-22 13:00 | 7 | 22 | 13 | 203 | 4861 | 78.98 | 0 | 2800.3842 | Cooling | 0 | 4 | 0 | 0 | 0 | 6 | 0 | 2800.3842 | 4 | 3500.4802 | 3500.4802 | 0 | 6 | 0 | 350.048 | 0.13463 | 1 | 0.5 | 0 | 8.2745 | 0 | 8.2745 | 0 | 3430.4706 | 428.8088 | 0.32985 | 1 | 0.65971 | 0 | 7.8269 | 0 | 7.8269
2007-07-22 14:00 | 7 | 22 | 14 | 203 | 4862 | 78.98 | 0 | 2884.7004 | Cooling | 0 | 4 | 0 | 0 | 0 | 6 | 0 | 2884.7004 | 4 | 3605.8755 | 3605.8755 | 0 | 6 | 0 | 360.5876 | 0.13869 | 1 | 0.5 | 0 | 8.2745 | 0 | 8.2745 | 0 | 3533.758 | 441.7198 | 0.33978 | 1 | 0.67957 | 0 | 8.3795 | 0 | 8.3795
2007-07-22 15:00 | 7 | 22 | 15 | 203 | 4863 | 80.06 | 0 | 2973.3288 | Cooling | 0 | 4 | 0 | 0 | 0 | 6 | 0 | 2973.3288 | 4 | 3716.661 | 3716.661 | 0 | 6 | 0 | 371.6661 | 0.14295 | 1 | 0.5 | 0 | 8.2745 | 0 | 8.2745 | 0 | 3642.3278 | 455.291 | 0.35022 | 1 | 0.70045 | 0 | 8.9835 | 0 | 8.9835
2007-07-22 16:00 | 7 | 22 | 16 | 203 | 4864 | 78.08 | 0 | 3011.2648 | Cooling | 0 | 4 | 0 | 0 | 0 | 6 | 0 | 3011.2648 | 4 | 3764.0809 | 3764.0809 | 0 | 6 | 0 | 376.4081 | 0.14477 | 1 | 0.5 | 0 | 8.2745 | 0 | 8.2745 | 0 | 3688.7993 | 461.0999 | 0.35469 | 1 | 0.70938 | 0 | 9.2493 | 0 | 9.2493
2007-07-22 17:00 | 7 | 22 | 17 | 203 | 4865 | 78.08 | 0 | 2784.7038 | Cooling | 0 | 4 | 0 | 0 | 0 | 6 | 0 | 2784.7038 | 4 | 3480.8798 | 3480.8798 | 0 | 6 | 0 | 348.088 | 0.13388 | 1 | 0.5 | 0 | 8.2745 | 0 | 8.2745 | 0 | 3411.2622 | 426.4078 | 0.32801 | 1 | 0.65601 | 0 | 7.7265 | 0 | 7.7265
2007-07-22 18:00 | 7 | 22 | 18 | 203 | 4866 | 77 | 0 | 2119.3353 | Cooling | 0 | 4 | 0 | 0 | 0 | 6 | 0 | 2119.3353 | 4 | 2649.1691 | 2649.1691 | 0 | 6 | 0 | 264.9169 | 0.10189 | 1 | 0.5 | 0 | 8.2745 | 0 | 8.2745 | 0 | 2596.1857 | 324.5232 | 0.24963 | 1 | 0.5 | 0 | 4.1373 | 0 | 4.1373
2007-07-22 19:00 | 7 | 22 | 19 | 203 | 4867 | 73.94 | 0 | 1365.3598 | Cooling | 0 | 4 | 0 | 0 | 0 | 6 | 0 | 1365.3598 | 4 | 1706.6997 | 1706.6997 | 0 | 6 | 0 | 170.67 | 0.065642 | 1 | 0.5 | 0 | 8.2745 | 0 | 8.2745 | 0 | 1672.5657 | 209.0707 | 0.16082 | 1 | 0.5 | 0 | 4.1373 | 0 | 4.1373
2007-07-22 20:00 | 7 | 22 | 20 | 203 | 4868 | 73.94 | 0 | 676.0868 | Cooling | 0 | 4 | 0 | 0 | 0 | 6 | 0 | 676.0868 | 4 | 845.1085 | 845.1085 | 0 | 6 | 0 | 84.5109 | 0.032504 | 1 | 0.5 | 0 | 8.2745 | 0 | 8.2745 | 0 | 828.2064 | 103.5258 | 0.079635 | 1 | 0.5 | 0 | 4.1373 | 0 | 4.1373
2007-07-22 21:00 | 7 | 22 | 21 | 203 | 4869 | 68 | 0 | 410.1783 | Cooling | 0 | 4 | 0 | 0 | 0 | 6 | 0 | 410.1783 | 4 | 512.7229 | 512.7229 | 0 | 6 | 0 | 51.2723 | 0.01972 | 1 | 0.5 | 0 | 8.2745 | 0 | 8.2745 | 0 | 502.4685 | 62.8086 | 0.048314 | 1 | 0.5 | 0 | 4.1373 | 0 | 4.1373
2007-07-22 22:00 | 7 | 22 | 22 | 203 | 4870 | 66.92 | 0 | 47.3943 | Cooling | 0 | 4 | 0 | 0 | 0 | 6 | 0 | 47.3943 | 4 | 59.2429 | 59.2429 | 0 | 6 | 0 | 5.9243 | 0.0022786 | 1 | 0.5 | 0 | 8.2745 | 0 | 8.2745 | 0 | 58.058 | 7.2573 | 0.0055825 | 1 | 0.5 | 0 | 4.1373 | 0 | 4.1373
2007-07-22 23:00 | 7 | 22 | 23 | 203 | 4871 | 66.92 | 0 | 9.1817 | Cooling | 0 | 4 | 0 | 0 | 0 | 6 | 0 | 9.1817 | 4 | 11.4771 | 11.4771 | 0 | 6 | 0 | 1.1477 | 0.00044143 | 1 | 0.5 | 0 | 8.2745 | 0 | 8.2745 | 0 | 11.2476 | 1.4059 | 0.0010815 | 1 | 0.5 | 0 | 4.1373 | 0 | 4.1373
2007-07-23 | 7 | 23 | 0 | 204 | 4872 | 62.06 | 0 | 44.5696 | Cooling | 0 | 4 | 0 | 0 | 0 | 6 | 0 | 44.5696 | 4 | 55.712 | 55.712 | 0 | 6 | 0 | 5.5712 | 0.0021428 | 1 | 0.5 | 0 | 8.2745 | 0 | 8.2745 | 0 | 54.5978 | 6.8247 | 0.0052498 | 1 | 0.5 | 0 | 4.1373 | 0 | 4.1373
2007-07-23 01:00 | 7 | 23 | 1 | 204 | 4873 | 62.96 | 0 | 159.7516 | Cooling | 0 | 4 | 0 | 0 | 0 | 6 | 0 | 159.7516 | 4 | 199.6895 | 199.6895 | 0 | 6 | 0 | 19.969 | 0.0076804 | 1 | 0.5 | 0 | 8.2745 | 0 | 8.2745 | 0 | 195.6957 | 24.462 | 0.018817 | 1 | 0.5 | 0 | 4.1373 | 0 | 4.1373
2007-07-23 02:00 | 7 | 23 | 2 | 204 | 4874 | 62.96 | 0 | 150.1459 | Cooling | 0 | 4 | 0 | 0 | 0 | 6 | 0 | 150.1459 | 4 | 187.6824 | 187.6824 | 0 | 6 | 0 | 18.7682 | 0.0072186 | 1 | 0.5 | 0 | 8.2745 | 0 | 8.2745 | 0 | 183.9287 | 22.9911 | 0.017685 | 1 | 0.5 | 0 | 4.1373 | 0 | 4.1373
2007-07-23 03:00 | 7 | 23 | 3 | 204 | 4875 | 60.08 | 0 | 136.9081 | Cooling | 0 | 4 | 0 | 0 | 0 | 6 | 0 | 136.9081 | 4 | 171.1351 | 171.1351 | 0 | 6 | 0 | 17.1135 | 0.0065821 | 1 | 0.5 | 0 | 8.2745 | 0 | 8.2745 | 0 | 167.7124 | 20.9641 | 0.016126 | 1 | 0.5 | 0 | 4.1373 | 0 | 4.1373
2007-07-23 04:00 | 7 | 23 | 4 | 204 | 4876 | 59 | 0 | 110.7298 | Cooling | 0 | 4 | 0 | 0 | 0 | 6 | 0 | 110.7298 | 4 | 138.4122 | 138.4122 | 0 | 6 | 0 | 13.8412 | 0.0053235 | 1 | 0.5 | 0 | 8.2745 | 0 | 8.2745 | 0 | 135.644 | 16.9555 | 0.013043 | 1 | 0.5 | 0 | 4.1373 | 0 | 4.1373
2007-07-23 05:00 | 7 | 23 | 5 | 204 | 4877 | 59 | 0 | 91.2878 | Cooling | 0 | 4 | 0 | 0 | 0 | 6 | 0 | 91.2878 | 4 | 114.1098 | 114.1098 | 0 | 6 | 0 | 11.411 | 0.0043888 | 1 | 0.5 | 0 | 8.2745 | 0 | 8.2745 | 0 | 111.8276 | 13.9784 | 0.010753 | 1 | 0.5 | 0 | 4.1373 | 0 | 4.1373
2007-07-23 06:00 | 7 | 23 | 6 | 204 | 4878 | 60.08 | 396.1653 | 0 | Heating | 396.1653 | 4 | 316.9322 | 316.9322 | 0 | 6 | 0 | 0 | 4 | 0 | 0 | 0 | 6 | 0 | 63.3864 | 0.024379 | 1 | 0.5 | 0 | 8.2745 | 0 | 8.2745 | 323.4002 | 0 | 18.5117 | 0.01424 | 1 | 0.5 | 0 | 4.1373 | 0 | 4.1373
2007-07-23 07:00 | 7 | 23 | 7 | 204 | 4879 | 66.02 | 423.1291 | 0 | Heating | 423.1291 | 4 | 338.5033 | 338.5033 | 0 | 6 | 0 | 0 | 4 | 0 | 0 | 0 | 6 | 0 | 67.7007 | 0.026039 | 1 | 0.5 | 0 | 8.2745 | 0 | 8.2745 | 345.4115 | 0 | 19.7717 | 0.015209 | 1 | 0.5 | 0 | 4.1373 | 0 | 4.1373
2007-07-23 08:00 | 7 | 23 | 8 | 204 | 4880 | 66.02 | 0 | 214.4606 | Cooling | 0 | 4 | 0 | 0 | 0 | 6 | 0 | 214.4606 | 4 | 268.0757 | 268.0757 | 0 | 6 | 0 | 26.8076 | 0.010311 | 1 | 0.5 | 0 | 8.2745 | 0 | 8.2745 | 0 | 262.7142 | 32.8393 | 0.025261 | 1 | 0.5 | 0 | 4.1373 | 0 | 4.1373
2007-07-23 09:00 | 7 | 23 | 9 | 204 | 4881 | 73.04 | 0 | 655.965 | Cooling | 0 | 4 | 0 | 0 | 0 | 6 | 0 | 655.965 | 4 | 819.9563 | 819.9563 | 0 | 6 | 0 | 81.9956 | 0.031537 | 1 | 0.5 | 0 | 8.2745 | 0 | 8.2745 | 0 | 803.5572 | 100.4446 | 0.077265 | 1 | 0.5 | 0 | 4.1373 | 0 | 4.1373
2007-07-23 10:00 | 7 | 23 | 10 | 204 | 4882 | 73.94 | 0 | 1224.2862 | Cooling | 0 | 4 | 0 | 0 | 0 | 6 | 0 | 1224.2862 | 4 | 1530.3578 | 1530.3578 | 0 | 6 | 0 | 153.0358 | 0.05886 | 1 | 0.5 | 0 | 8.2745 | 0 | 8.2745 | 0 | 1499.7506 | 187.4688 | 0.14421 | 1 | 0.5 | 0 | 4.1373 | 0 | 4.1373
2007-07-23 11:00 | 7 | 23 | 11 | 204 | 4883 | 73.94 | 0 | 1668.2865 | Cooling | 0 | 4 | 0 | 0 | 0 | 6 | 0 | 1668.2865 | 4 | 2085.3581 | 2085.3581 | 0 | 6 | 0 | 208.5358 | 0.080206 | 1 | 0.5 | 0 | 8.2745 | 0 | 8.2745 | 0 | 2043.6509 | 255.4564 | 0.1965 | 1 | 0.5 | 0 | 4.1373 | 0 | 4.1373
2007-07-23 12:00 | 7 | 23 | 12 | 204 | 4884 | 77 | 0 | 2038.4591 | Cooling | 0 | 4 | 0 | 0 | 0 | 6 | 0 | 2038.4591 | 4 | 2548.0739 | 2548.0739 | 0 | 6 | 0 | 254.8074 | 0.098003 | 1 | 0.5 | 0 | 8.2745 | 0 | 8.2745 | 0 | 2497.1124 | 312.1391 | 0.24011 | 1 | 0.5 | 0 | 4.1373 | 0 | 4.1373
2007-07-23 13:00 | 7 | 23 | 13 | 204 | 4885 | 78.98 | 0 | 2435.6081 | Cooling | 0 | 4 | 0 | 0 | 0 | 6 | 0 | 2435.6081 | 4 | 3044.5101 | 3044.5101 | 0 | 6 | 0 | 304.451 | 0.1171 | 1 | 0.5 | 0 | 8.2745 | 0 | 8.2745 | 0 | 2983.6199 | 372.9525 | 0.28689 | 1 | 0.57377 | 0 | 5.6779 | 0 | 5.6779
2007-07-23 14:00 | 7 | 23 | 14 | 204 | 4886 | 78.98 | 0 | 2676.2147 | Cooling | 0 | 4 | 0 | 0 | 0 | 6 | 0 | 2676.2147 | 4 | 3345.2684 | 3345.2684 | 0 | 6 | 0 | 334.5268 | 0.12866 | 1 | 0.5 | 0 | 8.2745 | 0 | 8.2745 | 0 | 3278.363 | 409.7954 | 0.31523 | 1 | 0.63045 | 0 | 7.0516 | 0 | 7.0516
2007-07-23 15:00 | 7 | 23 | 15 | 204 | 4887 | 80.96 | 0 | 2936.4221 | Cooling | 0 | 4 | 0 | 0 | 0 | 6 | 0 | 2936.4221 | 4 | 3670.5276 | 3670.5276 | 0 | 6 | 0 | 367.0528 | 0.14117 | 1 | 0.5 | 0 | 8.2745 | 0 | 8.2745 | 0 | 3597.1171 | 449.6396 | 0.34588 | 1 | 0.69175 | 0 | 8.7291 | 0 | 8.7291
2007-07-23 16:00 | 7 | 23 | 16 | 204 | 4888 | 80.96 | 0 | 3110.4446 | Cooling | 0 | 4 | 0 | 0 | 0 | 6 | 0 | 3110.4446 | 4 | 3888.0557 | 3888.0557 | 0 | 6 | 0 | 388.8056 | 0.14954 | 1 | 0.5 | 0 | 8.2745 | 0 | 8.2745 | 0 | 3810.2946 | 476.2868 | 0.36637 | 1 | 0.73275 | 0 | 9.9651 | 0 | 9.9651
2007-07-23 17:00 | 7 | 23 | 17 | 204 | 4889 | 80.96 | 0 | 3076.6046 | Cooling | 0 | 4 | 0 | 0 | 0 | 6 | 0 | 3076.6046 | 4 | 3845.7557 | 3845.7557 | 0 | 6 | 0 | 384.5756 | 0.14791 | 1 | 0.5 | 0 | 8.2745 | 0 | 8.2745 | 0 | 3768.8406 | 471.1051 | 0.36239 | 1 | 0.72478 | 0 | 9.7175 | 0 | 9.7175
2007-07-23 18:00 | 7 | 23 | 18 | 204 | 4890 | 77 | 0 | 2680.8764 | Cooling | 0 | 4 | 0 | 0 | 0 | 6 | 0 | 2680.8764 | 4 | 3351.0955 | 3351.0955 | 0 | 6 | 0 | 335.1096 | 0.12889 | 1 | 0.5 | 0 | 8.2745 | 0 | 8.2745 | 0 | 3284.0736 | 410.5092 | 0.31578 | 1 | 0.63155 | 0 | 7.0799 | 0 | 7.0799
2007-07-23 19:00 | 7 | 23 | 19 | 204 | 4891 | 73.94 | 0 | 2349.6248 | Cooling | 0 | 4 | 0 | 0 | 0 | 6 | 0 | 2349.6248 | 4 | 2937.0309 | 2937.0309 | 0 | 6 | 0 | 293.7031 | 0.11296 | 1 | 0.5 | 0 | 8.2745 | 0 | 8.2745 | 0 | 2878.2903 | 359.7863 | 0.27676 | 1 | 0.55352 | 0 | 5.2274 | 0 | 5.2274
2007-07-23 20:00 | 7 | 23 | 20 | 204 | 4892 | 73.94 | 0 | 1852.689 | Cooling | 0 | 4 | 0 | 0 | 0 | 6 | 0 | 1852.689 | 4 | 2315.8613 | 2315.8613 | 0 | 6 | 0 | 231.5861 | 0.089072 | 1 | 0.5 | 0 | 8.2745 | 0 | 8.2745 | 0 | 2269.5441 | 283.693 | 0.21823 | 1 | 0.5 | 0 | 4.1373 | 0 | 4.1373
2007-07-23 21:00 | 7 | 23 | 21 | 204 | 4893 | 66.92 | 0 | 1028.8817 | Cooling | 0 | 4 | 0 | 0 | 0 | 6 | 0 | 1028.8817 | 4 | 1286.1021 | 1286.1021 | 0 | 6 | 0 | 128.6102 | 0.049465 | 1 | 0.5 | 0 | 8.2745 | 0 | 8.2745 | 0 | 1260.38 | 157.5475 | 0.12119 | 1 | 0.5 | 0 | 4.1373 | 0 | 4.1373
2007-07-23 22:00 | 7 | 23 | 22 | 204 | 4894 | 62.06 | 0 | 182.5942 | Cooling | 0 | 4 | 0 | 0 | 0 | 6 | 0 | 182.5942 | 4 | 228.2428 | 228.2428 | 0 | 6 | 0 | 22.8243 | 0.0087786 | 1 | 0.5 | 0 | 8.2745 | 0 | 8.2745 | 0 | 223.6779 | 27.9597 | 0.021507 | 1 | 0.5 | 0 | 4.1373 | 0 | 4.1373
2007-07-23 23:00 | 7 | 23 | 23 | 204 | 4895 | 62.06 | 0 | 64.8998 | Cooling | 0 | 4 | 0 | 0 | 0 | 6 | 0 | 64.8998 | 4 | 81.1247 | 81.1247 | 0 | 6 | 0 | 8.1125 | 0.0031202 | 1 | 0.5 | 0 | 8.2745 | 0 | 8.2745 | 0 | 79.5022 | 9.9378 | 0.0076444 | 1 | 0.5 | 0 | 4.1373 | 0 | 4.1373
2007-07-24 | 7 | 24 | 0 | 205 | 4896 | 62.06 | 0 | 124.3938 | Cooling | 0 | 4 | 0 | 0 | 0 | 6 | 0 | 124.3938 | 4 | 155.4923 | 155.4923 | 0 | 6 | 0 | 15.5492 | 0.0059805 | 1 | 0.5 | 0 | 8.2745 | 0 | 8.2745 | 0 | 152.3824 | 19.0478 | 0.014652 | 1 | 0.5 | 0 | 4.1373 | 0 | 4.1373
2007-07-24 01:00 | 7 | 24 | 1 | 205 | 4897 | 59 | 0 | 192.5445 | Cooling | 0 | 4 | 0 | 0 | 0 | 6 | 0 | 192.5445 | 4 | 240.6807 | 240.6807 | 0 | 6 | 0 | 24.0681 | 0.0092569 | 1 | 0.5 | 0 | 8.2745 | 0 | 8.2745 | 0 | 235.8671 | 29.4834 | 0.02268 | 1 | 0.5 | 0 | 4.1373 | 0 | 4.1373
2007-07-24 02:00 | 7 | 24 | 2 | 205 | 4898 | 59 | 0 | 180.2945 | Cooling | 0 | 4 | 0 | 0 | 0 | 6 | 0 | 180.2945 | 4 | 225.3681 | 225.3681 | 0 | 6 | 0 | 22.5368 | 0.008668 | 1 | 0.5 | 0 | 8.2745 | 0 | 8.2745 | 0 | 220.8607 | 27.6076 | 0.021237 | 1 | 0.5 | 0 | 4.1373 | 0 | 4.1373
2007-07-24 03:00 | 7 | 24 | 3 | 205 | 4899 | 59 | 0 | 161.833 | Cooling | 0 | 4 | 0 | 0 | 0 | 6 | 0 | 161.833 | 4 | 202.2912 | 202.2912 | 0 | 6 | 0 | 20.2291 | 0.0077804 | 1 | 0.5 | 0 | 8.2745 | 0 | 8.2745 | 0 | 198.2454 | 24.7807 | 0.019062 | 1 | 0.5 | 0 | 4.1373 | 0 | 4.1373
2007-07-24 04:00 | 7 | 24 | 4 | 205 | 4900 | 55.94 | 0 | 132.3637 | Cooling | 0 | 4 | 0 | 0 | 0 | 6 | 0 | 132.3637 | 4 | 165.4546 | 165.4546 | 0 | 6 | 0 | 16.5455 | 0.0063636 | 1 | 0.5 | 0 | 8.2745 | 0 | 8.2745 | 0 | 162.1456 | 20.2682 | 0.015591 | 1 | 0.5 | 0 | 4.1373 | 0 | 4.1373
2007-07-24 05:00 | 7 | 24 | 5 | 205 | 4901 | 55.94 | 0 | 118.6071 | Cooling | 0 | 4 | 0 | 0 | 0 | 6 | 0 | 118.6071 | 4 | 148.2588 | 148.2588 | 0 | 6 | 0 | 14.8259 | 0.0057023 | 1 | 0.5 | 0 | 8.2745 | 0 | 8.2745 | 0 | 145.2937 | 18.1617 | 0.013971 | 1 | 0.5 | 0 | 4.1373 | 0 | 4.1373
2007-07-24 06:00 | 7 | 24 | 6 | 205 | 4902 | 60.08 | 209.4647 | 0 | Heating | 209.4647 | 4 | 167.5718 | 167.5718 | 0 | 6 | 0 | 0 | 4 | 0 | 0 | 0 | 6 | 0 | 33.5144 | 0.01289 | 1 | 0.5 | 0 | 8.2745 | 0 | 8.2745 | 170.9916 | 0 | 9.7877 | 0.007529 | 1 | 0.5 | 0 | 4.1373 | 0 | 4.1373
2007-07-24 07:00 | 7 | 24 | 7 | 205 | 4903 | 66.02 | 230.3379 | 0 | Heating | 230.3379 | 4 | 184.2703 | 184.2703 | 0 | 6 | 0 | 0 | 4 | 0 | 0 | 0 | 6 | 0 | 36.8541 | 0.014175 | 1 | 0.5 | 0 | 8.2745 | 0 | 8.2745 | 188.031 | 0 | 10.7631 | 0.0082793 | 1 | 0.5 | 0 | 4.1373 | 0 | 4.1373
2007-07-24 08:00 | 7 | 24 | 8 | 205 | 4904 | 66.02 | 0 | 750.1487 | Cooling | 0 | 4 | 0 | 0 | 0 | 6 | 0 | 750.1487 | 4 | 937.6859 | 937.6859 | 0 | 6 | 0 | 93.7686 | 0.036065 | 1 | 0.5 | 0 | 8.2745 | 0 | 8.2745 | 0 | 918.9322 | 114.8665 | 0.088359 | 1 | 0.5 | 0 | 4.1373 | 0 | 4.1373
2007-07-24 09:00 | 7 | 24 | 9 | 205 | 4905 | 73.04 | 0 | 1304.7073 | Cooling | 0 | 4 | 0 | 0 | 0 | 6 | 0 | 1304.7073 | 4 | 1630.8841 | 1630.8841 | 0 | 6 | 0 | 163.0884 | 0.062726 | 1 | 0.5 | 0 | 8.2745 | 0 | 8.2745 | 0 | 1598.2664 | 199.7833 | 0.15368 | 1 | 0.5 | 0 | 4.1373 | 0 | 4.1373
2007-07-24 10:00 | 7 | 24 | 10 | 205 | 4906 | 75.02 | 0 | 1993.1592 | Cooling | 0 | 4 | 0 | 0 | 0 | 6 | 0 | 1993.1592 | 4 | 2491.449 | 2491.449 | 0 | 6 | 0 | 249.1449 | 0.095825 | 1 | 0.5 | 0 | 8.2745 | 0 | 8.2745 | 0 | 2441.62 | 305.2025 | 0.23477 | 1 | 0.5 | 0 | 4.1373 | 0 | 4.1373
2007-07-24 11:00 | 7 | 24 | 11 | 205 | 4907 | 75.02 | 0 | 2695.4202 | Cooling | 0 | 4 | 0 | 0 | 0 | 6 | 0 | 2695.4202 | 4 | 3369.2753 | 3369.2753 | 0 | 6 | 0 | 336.9275 | 0.12959 | 1 | 0.5 | 0 | 8.2745 | 0 | 8.2745 | 0 | 3301.8898 | 412.7362 | 0.31749 | 1 | 0.63498 | 0 | 7.1685 | 0 | 7.1685
2007-07-24 12:00 | 7 | 24 | 12 | 205 | 4908 | 78.98 | 0 | 3168.414 | Cooling | 0 | 4 | 0 | 0 | 0 | 6 | 0 | 3168.414 | 4 | 3960.5174 | 3960.5174 | 0 | 6 | 0 | 396.0517 | 0.15233 | 1 | 0.5 | 0 | 8.2745 | 0 | 8.2745 | 0 | 3881.3071 | 485.1634 | 0.3732 | 1 | 0.74641 | 0 | 10.3974 | 0 | 10.3974
2007-07-24 13:00 | 7 | 24 | 13 | 205 | 4909 | 80.96 | 0 | 3569.4816 | Cooling | 0 | 4 | 0 | 0 | 0 | 6 | 0 | 3569.4816 | 4 | 4461.8519 | 4461.8519 | 0 | 6 | 0 | 446.1852 | 0.17161 | 1 | 0.5 | 0 | 8.2745 | 0 | 8.2745 | 0 | 4372.6149 | 546.5769 | 0.42044 | 1 | 0.84089 | 0 | 13.6767 | 0 | 13.6767
2007-07-24 14:00 | 7 | 24 | 14 | 205 | 4910 | 80.96 | 0 | 3699.8851 | Cooling | 0 | 4 | 0 | 0 | 0 | 6 | 0 | 3699.8851 | 4 | 4624.8563 | 4624.8563 | 0 | 6 | 0 | 462.4856 | 0.17788 | 1 | 0.5 | 0 | 8.2745 | 0 | 8.2745 | 0 | 4532.3592 | 566.5449 | 0.4358 | 1 | 0.87161 | 0 | 14.8532 | 0 | 14.8532
2007-07-24 15:00 | 7 | 24 | 15 | 205 | 4911 | 78.98 | 0 | 3846.4568 | Cooling | 0 | 4 | 0 | 0 | 0 | 6 | 0 | 3846.4568 | 4 | 4808.0709 | 4808.0709 | 0 | 6 | 0 | 480.8071 | 0.18493 | 1 | 0.5 | 0 | 8.2745 | 0 | 8.2745 | 0 | 4711.9095 | 588.9887 | 0.45307 | 1 | 0.90614 | 0 | 16.2416 | 0 | 16.2416
2007-07-24 16:00 | 7 | 24 | 16 | 205 | 4912 | 66.02 | 0 | 3954.734 | Cooling | 0 | 4 | 0 | 0 | 0 | 6 | 0 | 3954.734 | 4 | 4943.4175 | 4943.4175 | 0 | 6 | 0 | 494.3417 | 0.19013 | 1 | 0.5 | 0 | 8.2745 | 0 | 8.2745 | 0 | 4844.5491 | 605.5686 | 0.46582 | 1 | 0.93164 | 0 | 17.3124 | 0 | 17.3124
2007-07-24 17:00 | 7 | 24 | 17 | 205 | 4913 | 69.98 | 0 | 3865.5396 | Cooling | 0 | 4 | 0 | 0 | 0 | 6 | 0 | 3865.5396 | 4 | 4831.9245 | 4831.9245 | 0 | 6 | 0 | 483.1925 | 0.18584 | 1 | 0.5 | 0 | 8.2745 | 0 | 8.2745 | 0 | 4735.286 | 591.9108 | 0.45532 | 1 | 0.91063 | 0 | 16.4275 | 0 | 16.4275
2007-07-24 18:00 | 7 | 24 | 18 | 205 | 4914 | 66.92 | 0 | 3313.0728 | Cooling | 0 | 4 | 0 | 0 | 0 | 6 | 0 | 3313.0728 | 4 | 4141.341 | 4141.341 | 0 | 6 | 0 | 414.1341 | 0.15928 | 1 | 0.5 | 0 | 8.2745 | 0 | 8.2745 | 0 | 4058.5141 | 507.3143 | 0.39024 | 1 | 0.78048 | 0 | 11.5218 | 0 | 11.5218
2007-07-24 19:00 | 7 | 24 | 19 | 205 | 4915 | 66.02 | 0 | 2806.4284 | Cooling | 0 | 4 | 0 | 0 | 0 | 6 | 0 | 2806.4284 | 4 | 3508.0355 | 3508.0355 | 0 | 6 | 0 | 350.8035 | 0.13492 | 1 | 0.5 | 0 | 8.2745 | 0 | 8.2745 | 0 | 3437.8748 | 429.7343 | 0.33056 | 1 | 0.66113 | 0 | 7.8658 | 0 | 7.8658
2007-07-24 20:00 | 7 | 24 | 20 | 205 | 4916 | 66.02 | 0 | 2413.0132 | Cooling | 0 | 4 | 0 | 0 | 0 | 6 | 0 | 2413.0132 | 4 | 3016.2665 | 3016.2665 | 0 | 6 | 0 | 301.6266 | 0.11601 | 1 | 0.5 | 0 | 8.2745 | 0 | 8.2745 | 0 | 2955.9411 | 369.4926 | 0.28423 | 1 | 0.56845 | 0 | 5.5575 | 0 | 5.5575
2007-07-24 21:00 | 7 | 24 | 21 | 205 | 4917 | 64.94 | 0 | 1707.9137 | Cooling | 0 | 4 | 0 | 0 | 0 | 6 | 0 | 1707.9137 | 4 | 2134.8921 | 2134.8921 | 0 | 6 | 0 | 213.4892 | 0.082111 | 1 | 0.5 | 0 | 8.2745 | 0 | 8.2745 | 0 | 2092.1942 | 261.5243 | 0.20117 | 1 | 0.5 | 0 | 4.1373 | 0 | 4.1373
2007-07-24 22:00 | 7 | 24 | 22 | 205 | 4918 | 64.04 | 0 | 666.3486 | Cooling | 0 | 4 | 0 | 0 | 0 | 6 | 0 | 666.3486 | 4 | 832.9357 | 832.9357 | 0 | 6 | 0 | 83.2936 | 0.032036 | 1 | 0.5 | 0 | 8.2745 | 0 | 8.2745 | 0 | 816.277 | 102.0346 | 0.078488 | 1 | 0.5 | 0 | 4.1373 | 0 | 4.1373
2007-07-24 23:00 | 7 | 24 | 23 | 205 | 4919 | 64.04 | 0 | 653.4994 | Cooling | 0 | 4 | 0 | 0 | 0 | 6 | 0 | 653.4994 | 4 | 816.8742 | 816.8742 | 0 | 6 | 0 | 81.6874 | 0.031418 | 1 | 0.5 | 0 | 8.2745 | 0 | 8.2745 | 0 | 800.5367 | 100.0671 | 0.076975 | 1 | 0.5 | 0 | 4.1373 | 0 | 4.1373
2007-07-25 | 7 | 25 | 0 | 206 | 4920 | 62.06 | 0 | 554.1128 | Cooling | 0 | 4 | 0 | 0 | 0 | 6 | 0 | 554.1128 | 4 | 692.641 | 692.641 | 0 | 6 | 0 | 69.2641 | 0.02664 | 1 | 0.5 | 0 | 8.2745 | 0 | 8.2745 | 0 | 678.7882 | 84.8485 | 0.065268 | 1 | 0.5 | 0 | 4.1373 | 0 | 4.1373
2007-07-25 01:00 | 7 | 25 | 1 | 206 | 4921 | 60.98 | 0 | 587.6598 | Cooling | 0 | 4 | 0 | 0 | 0 | 6 | 0 | 587.6598 | 4 | 734.5747 | 734.5747 | 0 | 6 | 0 | 73.4575 | 0.028253 | 1 | 0.5 | 0 | 8.2745 | 0 | 8.2745 | 0 | 719.8832 | 89.9854 | 0.06922 | 1 | 0.5 | 0 | 4.1373 | 0 | 4.1373
2007-07-25 02:00 | 7 | 25 | 2 | 206 | 4922 | 60.98 | 0 | 576.4195 | Cooling | 0 | 4 | 0 | 0 | 0 | 6 | 0 | 576.4195 | 4 | 720.5244 | 720.5244 | 0 | 6 | 0 | 72.0524 | 0.027712 | 1 | 0.5 | 0 | 8.2745 | 0 | 8.2745 | 0 | 706.1139 | 88.2642 | 0.067896 | 1 | 0.5 | 0 | 4.1373 | 0 | 4.1373
2007-07-25 03:00 | 7 | 25 | 3 | 206 | 4923 | 59 | 0 | 554.9349 | Cooling | 0 | 4 | 0 | 0 | 0 | 6 | 0 | 554.9349 | 4 | 693.6686 | 693.6686 | 0 | 6 | 0 | 69.3669 | 0.02668 | 1 | 0.5 | 0 | 8.2745 | 0 | 8.2745 | 0 | 679.7953 | 84.9744 | 0.065365 | 1 | 0.5 | 0 | 4.1373 | 0 | 4.1373
2007-07-25 04:00 | 7 | 25 | 4 | 206 | 4924 | 62.06 | 0 | 519.5853 | Cooling | 0 | 4 | 0 | 0 | 0 | 6 | 0 | 519.5853 | 4 | 649.4817 | 649.4817 | 0 | 6 | 0 | 64.9482 | 0.02498 | 1 | 0.5 | 0 | 8.2745 | 0 | 8.2745 | 0 | 636.4921 | 79.5615 | 0.061201 | 1 | 0.5 | 0 | 4.1373 | 0 | 4.1373
2007-07-25 05:00 | 7 | 25 | 5 | 206 | 4925 | 60.98 | 0 | 557.1362 | Cooling | 0 | 4 | 0 | 0 | 0 | 6 | 0 | 557.1362 | 4 | 696.4203 | 696.4203 | 0 | 6 | 0 | 69.642 | 0.026785 | 1 | 0.5 | 0 | 8.2745 | 0 | 8.2745 | 0 | 682.4919 | 85.3115 | 0.065624 | 1 | 0.5 | 0 | 4.1373 | 0 | 4.1373
2007-07-25 06:00 | 7 | 25 | 6 | 206 | 4926 | 60.08 | 0 | 920.2717 | Cooling | 0 | 4 | 0 | 0 | 0 | 6 | 0 | 920.2717 | 4 | 1150.3396 | 1150.3396 | 0 | 6 | 0 | 115.034 | 0.044244 | 1 | 0.5 | 0 | 8.2745 | 0 | 8.2745 | 0 | 1127.3328 | 140.9166 | 0.1084 | 1 | 0.5 | 0 | 4.1373 | 0 | 4.1373
2007-07-25 07:00 | 7 | 25 | 7 | 206 | 4927 | 64.04 | 0 | 275.9639 | Cooling | 0 | 4 | 0 | 0 | 0 | 6 | 0 | 275.9639 | 4 | 344.9549 | 344.9549 | 0 | 6 | 0 | 34.4955 | 0.013267 | 1 | 0.5 | 0 | 8.2745 | 0 | 8.2745 | 0 | 338.0558 | 42.257 | 0.032505 | 1 | 0.5 | 0 | 4.1373 | 0 | 4.1373
2007-07-25 08:00 | 7 | 25 | 8 | 206 | 4928 | 64.04 | 0 | 889.7118 | Cooling | 0 | 4 | 0 | 0 | 0 | 6 | 0 | 889.7118 | 4 | 1112.1398 | 1112.1398 | 0 | 6 | 0 | 111.214 | 0.042775 | 1 | 0.5 | 0 | 8.2745 | 0 | 8.2745 | 0 | 1089.897 | 136.2371 | 0.1048 | 1 | 0.5 | 0 | 4.1373 | 0 | 4.1373
2007-07-25 09:00 | 7 | 25 | 9 | 206 | 4929 | 69.98 | 0 | 994.581 | Cooling | 0 | 4 | 0 | 0 | 0 | 6 | 0 | 994.581 | 4 | 1243.2263 | 1243.2263 | 0 | 6 | 0 | 124.3226 | 0.047816 | 1 | 0.5 | 0 | 8.2745 | 0 | 8.2745 | 0 | 1218.3618 | 152.2952 | 0.11715 | 1 | 0.5 | 0 | 4.1373 | 0 | 4.1373
2007-07-25 10:00 | 7 | 25 | 10 | 206 | 4930 | 73.94 | 0 | 1154.927 | Cooling | 0 | 4 | 0 | 0 | 0 | 6 | 0 | 1154.927 | 4 | 1443.6588 | 1443.6588 | 0 | 6 | 0 | 144.3659 | 0.055525 | 1 | 0.5 | 0 | 8.2745 | 0 | 8.2745 | 0 | 1414.7856 | 176.8482 | 0.13604 | 1 | 0.5 | 0 | 4.1373 | 0 | 4.1373
2007-07-25 11:00 | 7 | 25 | 11 | 206 | 4931 | 73.94 | 0 | 1665.2302 | Cooling | 0 | 4 | 0 | 0 | 0 | 6 | 0 | 1665.2302 | 4 | 2081.5378 | 2081.5378 | 0 | 6 | 0 | 208.1538 | 0.080059 | 1 | 0.5 | 0 | 8.2745 | 0 | 8.2745 | 0 | 2039.907 | 254.9884 | 0.19614 | 1 | 0.5 | 0 | 4.1373 | 0 | 4.1373
2007-07-25 12:00 | 7 | 25 | 12 | 206 | 4932 | 78.08 | 0 | 2224.2281 | Cooling | 0 | 4 | 0 | 0 | 0 | 6 | 0 | 2224.2281 | 4 | 2780.2852 | 2780.2852 | 0 | 6 | 0 | 278.0285 | 0.10693 | 1 | 0.5 | 0 | 8.2745 | 0 | 8.2745 | 0 | 2724.6795 | 340.5849 | 0.26199 | 1 | 0.52398 | 0 | 4.6079 | 0 | 4.6079
2007-07-25 13:00 | 7 | 25 | 13 | 206 | 4933 | 82.04 | 0 | 2742.3252 | Cooling | 0 | 4 | 0 | 0 | 0 | 6 | 0 | 2742.3252 | 4 | 3427.9065 | 3427.9065 | 0 | 6 | 0 | 342.7906 | 0.13184 | 1 | 0.5 | 0 | 8.2745 | 0 | 8.2745 | 0 | 3359.3483 | 419.9185 | 0.32301 | 1 | 0.64603 | 0 | 7.4587 | 0 | 7.4587
2007-07-25 14:00 | 7 | 25 | 14 | 206 | 4934 | 82.04 | 0 | 2931.1398 | Cooling | 0 | 4 | 0 | 0 | 0 | 6 | 0 | 2931.1398 | 4 | 3663.9247 | 3663.9247 | 0 | 6 | 0 | 366.3925 | 0.14092 | 1 | 0.5 | 0 | 8.2745 | 0 | 8.2745 | 0 | 3590.6462 | 448.8308 | 0.34525 | 1 | 0.69051 | 0 | 8.6931 | 0 | 8.6931
2007-07-25 15:00 | 7 | 25 | 15 | 206 | 4935 | 82.04 | 0 | 3165.386 | Cooling | 0 | 4 | 0 | 0 | 0 | 6 | 0 | 3165.386 | 4 | 3956.7325 | 3956.7325 | 0 | 6 | 0 | 395.6732 | 0.15218 | 1 | 0.5 | 0 | 8.2745 | 0 | 8.2745 | 0 | 3877.5978 | 484.6997 | 0.37285 | 1 | 0.74569 | 0 | 10.3746 | 0 | 10.3746
2007-07-25 16:00 | 7 | 25 | 16 | 206 | 4936 | 82.04 | 0 | 3367.7878 | Cooling | 0 | 4 | 0 | 0 | 0 | 6 | 0 | 3367.7878 | 4 | 4209.7347 | 4209.7347 | 0 | 6 | 0 | 420.9735 | 0.16191 | 1 | 0.5 | 0 | 8.2745 | 0 | 8.2745 | 0 | 4125.54 | 515.6925 | 0.39669 | 1 | 0.79337 | 0 | 11.9641 | 0 | 11.9641
2007-07-25 17:00 | 7 | 25 | 17 | 206 | 4937 | 82.04 | 0 | 3380.9653 | Cooling | 0 | 4 | 0 | 0 | 0 | 6 | 0 | 3380.9653 | 4 | 4226.2066 | 4226.2066 | 0 | 6 | 0 | 422.6207 | 0.16255 | 1 | 0.5 | 0 | 8.2745 | 0 | 8.2745 | 0 | 4141.6825 | 517.7103 | 0.39824 | 1 | 0.79648 | 0 | 12.0721 | 0 | 12.0721
2007-07-25 18:00 | 7 | 25 | 18 | 206 | 4938 | 80.06 | 0 | 2909.1707 | Cooling | 0 | 4 | 0 | 0 | 0 | 6 | 0 | 2909.1707 | 4 | 3636.4634 | 3636.4634 | 0 | 6 | 0 | 363.6463 | 0.13986 | 1 | 0.5 | 0 | 8.2745 | 0 | 8.2745 | 0 | 3563.7341 | 445.4668 | 0.34267 | 1 | 0.68533 | 0 | 8.5439 | 0 | 8.5439
2007-07-25 19:00 | 7 | 25 | 19 | 206 | 4939 | 78.08 | 0 | 2527.6216 | Cooling | 0 | 4 | 0 | 0 | 0 | 6 | 0 | 2527.6216 | 4 | 3159.527 | 3159.527 | 0 | 6 | 0 | 315.9527 | 0.12152 | 1 | 0.5 | 0 | 8.2745 | 0 | 8.2745 | 0 | 3096.3365 | 387.0421 | 0.29772 | 1 | 0.59545 | 0 | 6.1834 | 0 | 6.1834
2007-07-25 20:00 | 7 | 25 | 20 | 206 | 4940 | 78.08 | 0 | 2036.9937 | Cooling | 0 | 4 | 0 | 0 | 0 | 6 | 0 | 2036.9937 | 4 | 2546.2421 | 2546.2421 | 0 | 6 | 0 | 254.6242 | 0.097932 | 1 | 0.5 | 0 | 8.2745 | 0 | 8.2745 | 0 | 2495.3173 | 311.9147 | 0.23993 | 1 | 0.5 | 0 | 4.1373 | 0 | 4.1373
2007-07-25 21:00 | 7 | 25 | 21 | 206 | 4941 | 75.02 | 0 | 1431.1848 | Cooling | 0 | 4 | 0 | 0 | 0 | 6 | 0 | 1431.1848 | 4 | 1788.981 | 1788.981 | 0 | 6 | 0 | 178.8981 | 0.068807 | 1 | 0.5 | 0 | 8.2745 | 0 | 8.2745 | 0 | 1753.2013 | 219.1502 | 0.16858 | 1 | 0.5 | 0 | 4.1373 | 0 | 4.1373
2007-07-25 22:00 | 7 | 25 | 22 | 206 | 4942 | 73.94 | 0 | 388.5604 | Cooling | 0 | 4 | 0 | 0 | 0 | 6 | 0 | 388.5604 | 4 | 485.7005 | 485.7005 | 0 | 6 | 0 | 48.57 | 0.018681 | 1 | 0.5 | 0 | 8.2745 | 0 | 8.2745 | 0 | 475.9864 | 59.4983 | 0.045768 | 1 | 0.5 | 0 | 4.1373 | 0 | 4.1373
2007-07-25 23:00 | 7 | 25 | 23 | 206 | 4943 | 73.94 | 0 | 197.9163 | Cooling | 0 | 4 | 0 | 0 | 0 | 6 | 0 | 197.9163 | 4 | 247.3953 | 247.3953 | 0 | 6 | 0 | 24.7395 | 0.0095152 | 1 | 0.5 | 0 | 8.2745 | 0 | 8.2745 | 0 | 242.4474 | 30.3059 | 0.023312 | 1 | 0.5 | 0 | 4.1373 | 0 | 4.1373
2007-07-26 | 7 | 26 | 0 | 207 | 4944 | 73.04 | 0 | 166.5995 | Cooling | 0 | 4 | 0 | 0 | 0 | 6 | 0 | 166.5995 | 4 | 208.2494 | 208.2494 | 0 | 6 | 0 | 20.8249 | 0.0080096 | 1 | 0.5 | 0 | 8.2745 | 0 | 8.2745 | 0 | 204.0844 | 25.5106 | 0.019624 | 1 | 0.5 | 0 | 4.1373 | 0 | 4.1373
2007-07-26 01:00 | 7 | 26 | 1 | 207 | 4945 | 71.96 | 0 | 200.5698 | Cooling | 0 | 4 | 0 | 0 | 0 | 6 | 0 | 200.5698 | 4 | 250.7122 | 250.7122 | 0 | 6 | 0 | 25.0712 | 0.0096428 | 1 | 0.5 | 0 | 8.2745 | 0 | 8.2745 | 0 | 245.698 | 30.7122 | 0.023625 | 1 | 0.5 | 0 | 4.1373 | 0 | 4.1373
2007-07-26 02:00 | 7 | 26 | 2 | 207 | 4946 | 71.96 | 0 | 185.1892 | Cooling | 0 | 4 | 0 | 0 | 0 | 6 | 0 | 185.1892 | 4 | 231.4865 | 231.4865 | 0 | 6 | 0 | 23.1487 | 0.0089033 | 1 | 0.5 | 0 | 8.2745 | 0 | 8.2745 | 0 | 226.8568 | 28.3571 | 0.021813 | 1 | 0.5 | 0 | 4.1373 | 0 | 4.1373
2007-07-26 03:00 | 7 | 26 | 3 | 207 | 4947 | 71.06 | 0 | 169.4827 | Cooling | 0 | 4 | 0 | 0 | 0 | 6 | 0 | 169.4827 | 4 | 211.8534 | 211.8534 | 0 | 6 | 0 | 21.1853 | 0.0081482 | 1 | 0.5 | 0 | 8.2745 | 0 | 8.2745 | 0 | 207.6163 | 25.952 | 0.019963 | 1 | 0.5 | 0 | 4.1373 | 0 | 4.1373
2007-07-26 04:00 | 7 | 26 | 4 | 207 | 4948 | 68 | 0 | 140.5146 | Cooling | 0 | 4 | 0 | 0 | 0 | 6 | 0 | 140.5146 | 4 | 175.6433 | 175.6433 | 0 | 6 | 0 | 17.5643 | 0.0067555 | 1 | 0.5 | 0 | 8.2745 | 0 | 8.2745 | 0 | 172.1304 | 21.5163 | 0.016551 | 1 | 0.5 | 0 | 4.1373 | 0 | 4.1373
2007-07-26 05:00 | 7 | 26 | 5 | 207 | 4949 | 68 | 0 | 127.7496 | Cooling | 0 | 4 | 0 | 0 | 0 | 6 | 0 | 127.7496 | 4 | 159.687 | 159.687 | 0 | 6 | 0 | 15.9687 | 0.0061418 | 1 | 0.5 | 0 | 8.2745 | 0 | 8.2745 | 0 | 156.4932 | 19.5617 | 0.015047 | 1 | 0.5 | 0 | 4.1373 | 0 | 4.1373
2007-07-26 06:00 | 7 | 26 | 6 | 207 | 4950 | 66.92 | 156.2636 | 0 | Heating | 156.2636 | 4 | 125.0109 | 125.0109 | 0 | 6 | 0 | 0 | 4 | 0 | 0 | 0 | 6 | 0 | 25.0022 | 0.0096162 | 1 | 0.5 | 0 | 8.2745 | 0 | 8.2745 | 127.5621 | 0 | 7.3018 | 0.0056168 | 1 | 0.5 | 0 | 4.1373 | 0 | 4.1373
2007-07-26 07:00 | 7 | 26 | 7 | 207 | 4951 | 69.8 | 326.2641 | 0 | Heating | 326.2641 | 4 | 261.0113 | 261.0113 | 0 | 6 | 0 | 0 | 4 | 0 | 0 | 0 | 6 | 0 | 52.2023 | 0.020078 | 1 | 0.5 | 0 | 8.2745 | 0 | 8.2745 | 266.338 | 0 | 15.2455 | 0.011727 | 1 | 0.5 | 0 | 4.1373 | 0 | 4.1373
2007-07-26 08:00 | 7 | 26 | 8 | 207 | 4952 | 69.08 | 0 | 284.1991 | Cooling | 0 | 4 | 0 | 0 | 0 | 6 | 0 | 284.1991 | 4 | 355.2489 | 355.2489 | 0 | 6 | 0 | 35.5249 | 0.013663 | 1 | 0.5 | 0 | 8.2745 | 0 | 8.2745 | 0 | 348.1439 | 43.518 | 0.033475 | 1 | 0.5 | 0 | 4.1373 | 0 | 4.1373
2007-07-26 09:00 | 7 | 26 | 9 | 207 | 4953 | 73.4 | 0 | 581.4817 | Cooling | 0 | 4 | 0 | 0 | 0 | 6 | 0 | 581.4817 | 4 | 726.8521 | 726.8521 | 0 | 6 | 0 | 72.6852 | 0.027956 | 1 | 0.5 | 0 | 8.2745 | 0 | 8.2745 | 0 | 712.3151 | 89.0394 | 0.068492 | 1 | 0.5 | 0 | 4.1373 | 0 | 4.1373
2007-07-26 10:00 | 7 | 26 | 10 | 207 | 4954 | 75.2 | 0 | 815.7533 | Cooling | 0 | 4 | 0 | 0 | 0 | 6 | 0 | 815.7533 | 4 | 1019.6916 | 1019.6916 | 0 | 6 | 0 | 101.9692 | 0.039219 | 1 | 0.5 | 0 | 8.2745 | 0 | 8.2745 | 0 | 999.2978 | 124.9122 | 0.096086 | 1 | 0.5 | 0 | 4.1373 | 0 | 4.1373
2007-07-26 11:00 | 7 | 26 | 11 | 207 | 4955 | 75.02 | 0 | 1355.5435 | Cooling | 0 | 4 | 0 | 0 | 0 | 6 | 0 | 1355.5435 | 4 | 1694.4294 | 1694.4294 | 0 | 6 | 0 | 169.4429 | 0.06517 | 1 | 0.5 | 0 | 8.2745 | 0 | 8.2745 | 0 | 1660.5408 | 207.5676 | 0.15967 | 1 | 0.5 | 0 | 4.1373 | 0 | 4.1373
2007-07-26 12:00 | 7 | 26 | 12 | 207 | 4956 | 80.06 | 0 | 1815.6463 | Cooling | 0 | 4 | 0 | 0 | 0 | 6 | 0 | 1815.6463 | 4 | 2269.5579 | 2269.5579 | 0 | 6 | 0 | 226.9558 | 0.087291 | 1 | 0.5 | 0 | 8.2745 | 0 | 8.2745 | 0 | 2224.1667 | 278.0208 | 0.21386 | 1 | 0.5 | 0 | 4.1373 | 0 | 4.1373
2007-07-26 13:00 | 7 | 26 | 13 | 207 | 4957 | 80.06 | 0 | 2125.8297 | Cooling | 0 | 4 | 0 | 0 | 0 | 6 | 0 | 2125.8297 | 4 | 2657.2871 | 2657.2871 | 0 | 6 | 0 | 265.7287 | 0.1022 | 1 | 0.5 | 0 | 8.2745 | 0 | 8.2745 | 0 | 2604.1414 | 325.5177 | 0.2504 | 1 | 0.5008 | 0 | 4.1524 | 0 | 4.1524
2007-07-26 14:00 | 7 | 26 | 14 | 207 | 4958 | 80.06 | 0 | 2286.5209 | Cooling | 0 | 4 | 0 | 0 | 0 | 6 | 0 | 2286.5209 | 4 | 2858.1512 | 2858.1512 | 0 | 6 | 0 | 285.8151 | 0.10993 | 1 | 0.5 | 0 | 8.2745 | 0 | 8.2745 | 0 | 2800.9881 | 350.1235 | 0.26933 | 1 | 0.53865 | 0 | 4.9101 | 0 | 4.9101
2007-07-26 15:00 | 7 | 26 | 15 | 207 | 4959 | 84.02 | 0 | 2441.4205 | Cooling | 0 | 4 | 0 | 0 | 0 | 6 | 0 | 2441.4205 | 4 | 3051.7756 | 3051.7756 | 0 | 6 | 0 | 305.1776 | 0.11738 | 1 | 0.5 | 0 | 8.2745 | 0 | 8.2745 | 0 | 2990.7401 | 373.8425 | 0.28757 | 1 | 0.57514 | 0 | 5.7091 | 0 | 5.7091
2007-07-26 16:00 | 7 | 26 | 16 | 207 | 4960 | 84.02 | 0 | 2498.1225 | Cooling | 0 | 4 | 0 | 0 | 0 | 6 | 0 | 2498.1225 | 4 | 3122.6532 | 3122.6532 | 0 | 6 | 0 | 312.2653 | 0.1201 | 1 | 0.5 | 0 | 8.2745 | 0 | 8.2745 | 0 | 3060.2001 | 382.525 | 0.29425 | 1 | 0.5885 | 0 | 6.0187 | 0 | 6.0187
2007-07-26 17:00 | 7 | 26 | 17 | 207 | 4961 | 84.02 | 0 | 2339.1881 | Cooling | 0 | 4 | 0 | 0 | 0 | 6 | 0 | 2339.1881 | 4 | 2923.9851 | 2923.9851 | 0 | 6 | 0 | 292.3985 | 0.11246 | 1 | 0.5 | 0 | 8.2745 | 0 | 8.2745 | 0 | 2865.5054 | 358.1882 | 0.27553 | 1 | 0.55106 | 0 | 5.1741 | 0 | 5.1741
2007-07-26 18:00 | 7 | 26 | 18 | 207 | 4962 | 80.96 | 0 | 1593.4352 | Cooling | 0 | 4 | 0 | 0 | 0 | 6 | 0 | 1593.4352 | 4 | 1991.794 | 1991.794 | 0 | 6 | 0 | 199.1794 | 0.076607 | 1 | 0.5 | 0 | 8.2745 | 0 | 8.2745 | 0 | 1951.9581 | 243.9948 | 0.18769 | 1 | 0.5 | 0 | 4.1373 | 0 | 4.1373
2007-07-26 19:00 | 7 | 26 | 19 | 207 | 4963 | 77 | 0 | 953.8856 | Cooling | 0 | 4 | 0 | 0 | 0 | 6 | 0 | 953.8856 | 4 | 1192.357 | 1192.357 | 0 | 6 | 0 | 119.2357 | 0.04586 | 1 | 0.5 | 0 | 8.2745 | 0 | 8.2745 | 0 | 1168.5098 | 146.0637 | 0.11236 | 1 | 0.5 | 0 | 4.1373 | 0 | 4.1373
2007-07-26 20:00 | 7 | 26 | 20 | 207 | 4964 | 77 | 0 | 410.2508 | Cooling | 0 | 4 | 0 | 0 | 0 | 6 | 0 | 410.2508 | 4 | 512.8135 | 512.8135 | 0 | 6 | 0 | 51.2813 | 0.019724 | 1 | 0.5 | 0 | 8.2745 | 0 | 8.2745 | 0 | 502.5572 | 62.8197 | 0.048323 | 1 | 0.5 | 0 | 4.1373 | 0 | 4.1373
2007-07-26 21:00 | 7 | 26 | 21 | 207 | 4965 | 73.94 | 0 | 246.7444 | Cooling | 0 | 4 | 0 | 0 | 0 | 6 | 0 | 246.7444 | 4 | 308.4306 | 308.4306 | 0 | 6 | 0 | 30.8431 | 0.011863 | 1 | 0.5 | 0 | 8.2745 | 0 | 8.2745 | 0 | 302.2619 | 37.7827 | 0.029064 | 1 | 0.5 | 0 | 4.1373 | 0 | 4.1373
2007-07-26 22:00 | 7 | 26 | 22 | 207 | 4966 | 73.04 | 21.2683 | 0 | Heating | 21.2683 | 4 | 17.0147 | 17.0147 | 0 | 6 | 0 | 0 | 4 | 0 | 0 | 0 | 6 | 0 | 3.4029 | 0.0013088 | 1 | 0.5 | 0 | 8.2745 | 0 | 8.2745 | 17.3619 | 0 | 0.99381 | 0.00076447 | 1 | 0.5 | 0 | 4.1373 | 0 | 4.1373
2007-07-26 23:00 | 7 | 26 | 23 | 207 | 4967 | 73.04 | 46.4408 | 0 | Heating | 46.4408 | 4 | 37.1527 | 37.1527 | 0 | 6 | 0 | 0 | 4 | 0 | 0 | 0 | 6 | 0 | 7.4305 | 0.0028579 | 1 | 0.5 | 0 | 8.2745 | 0 | 8.2745 | 37.9109 | 0 | 2.1701 | 0.0016693 | 1 | 0.5 | 0 | 4.1373 | 0 | 4.1373
2007-07-27 | 7 | 27 | 0 | 208 | 4968 | 71.06 | 0 | 29.4921 | Cooling | 0 | 4 | 0 | 0 | 0 | 6 | 0 | 29.4921 | 4 | 36.8652 | 36.8652 | 0 | 6 | 0 | 3.6865 | 0.0014179 | 1 | 0.5 | 0 | 8.2745 | 0 | 8.2745 | 0 | 36.1278 | 4.516 | 0.0034738 | 1 | 0.5 | 0 | 4.1373 | 0 | 4.1373
2007-07-27 01:00 | 7 | 27 | 1 | 208 | 4969 | 69.98 | 0 | 108.2115 | Cooling | 0 | 4 | 0 | 0 | 0 | 6 | 0 | 108.2115 | 4 | 135.2643 | 135.2643 | 0 | 6 | 0 | 13.5264 | 0.0052025 | 1 | 0.5 | 0 | 8.2745 | 0 | 8.2745 | 0 | 132.5591 | 16.5699 | 0.012746 | 1 | 0.5 | 0 | 4.1373 | 0 | 4.1373
2007-07-27 02:00 | 7 | 27 | 2 | 208 | 4970 | 69.98 | 0 | 96.8515 | Cooling | 0 | 4 | 0 | 0 | 0 | 6 | 0 | 96.8515 | 4 | 121.0643 | 121.0643 | 0 | 6 | 0 | 12.1064 | 0.0046563 | 1 | 0.5 | 0 | 8.2745 | 0 | 8.2745 | 0 | 118.643 | 14.8304 | 0.011408 | 1 | 0.5 | 0 | 4.1373 | 0 | 4.1373
2007-07-27 03:00 | 7 | 27 | 3 | 208 | 4971 | 69.98 | 0 | 69.3027 | Cooling | 0 | 4 | 0 | 0 | 0 | 6 | 0 | 69.3027 | 4 | 86.6283 | 86.6283 | 0 | 6 | 0 | 8.6628 | 0.0033319 | 1 | 0.5 | 0 | 8.2745 | 0 | 8.2745 | 0 | 84.8958 | 10.612 | 0.0081631 | 1 | 0.5 | 0 | 4.1373 | 0 | 4.1373
2007-07-27 04:00 | 7 | 27 | 4 | 208 | 4972 | 69.98 | 0 | 20.3543 | Cooling | 0 | 4 | 0 | 0 | 0 | 6 | 0 | 20.3543 | 4 | 25.4429 | 25.4429 | 0 | 6 | 0 | 2.5443 | 0.00097857 | 1 | 0.5 | 0 | 8.2745 | 0 | 8.2745 | 0 | 24.934 | 3.1168 | 0.0023975 | 1 | 0.5 | 0 | 4.1373 | 0 | 4.1373
2007-07-27 05:00 | 7 | 27 | 5 | 208 | 4973 | 69.98 | 33.0008 | 0 | Heating | 33.0008 | 4 | 26.4007 | 26.4007 | 0 | 6 | 0 | 0 | 4 | 0 | 0 | 0 | 6 | 0 | 5.2801 | 0.0020308 | 1 | 0.5 | 0 | 8.2745 | 0 | 8.2745 | 26.9394 | 0 | 1.542 | 0.0011862 | 1 | 0.5 | 0 | 4.1373 | 0 | 4.1373
2007-07-27 06:00 | 7 | 27 | 6 | 208 | 4974 | 71.06 | 656.441 | 0 | Heating | 656.441 | 4 | 525.1528 | 525.1528 | 0 | 6 | 0 | 0 | 4 | 0 | 0 | 0 | 6 | 0 | 105.0306 | 0.040396 | 1 | 0.5 | 0 | 8.2745 | 0 | 8.2745 | 535.8702 | 0 | 30.6737 | 0.023595 | 1 | 0.5 | 0 | 4.1373 | 0 | 4.1373
2007-07-27 07:00 | 7 | 27 | 7 | 208 | 4975 | 71.96 | 685.7948 | 0 | Heating | 685.7948 | 4 | 548.6359 | 548.6359 | 0 | 6 | 0 | 0 | 4 | 0 | 0 | 0 | 6 | 0 | 109.7272 | 0.042203 | 1 | 0.5 | 0 | 8.2745 | 0 | 8.2745 | 559.8325 | 0 | 32.0454 | 0.02465 | 1 | 0.5 | 0 | 4.1373 | 0 | 4.1373
2007-07-27 08:00 | 7 | 27 | 8 | 208 | 4976 | 71.96 | 514.8915 | 0 | Heating | 514.8915 | 4 | 411.9132 | 411.9132 | 0 | 6 | 0 | 0 | 4 | 0 | 0 | 0 | 6 | 0 | 82.3826 | 0.031686 | 1 | 0.5 | 0 | 8.2745 | 0 | 8.2745 | 420.3196 | 0 | 24.0595 | 0.018507 | 1 | 0.5 | 0 | 4.1373 | 0 | 4.1373
2007-07-27 09:00 | 7 | 27 | 9 | 208 | 4977 | 75.92 | 136.3419 | 0 | Heating | 136.3419 | 4 | 109.0735 | 109.0735 | 0 | 6 | 0 | 0 | 4 | 0 | 0 | 0 | 6 | 0 | 21.8147 | 0.0083903 | 1 | 0.5 | 0 | 8.2745 | 0 | 8.2745 | 111.2995 | 0 | 6.3709 | 0.0049007 | 1 | 0.5 | 0 | 4.1373 | 0 | 4.1373
2007-07-27 10:00 | 7 | 27 | 10 | 208 | 4978 | 80.06 | 0 | 133.9974 | Cooling | 0 | 4 | 0 | 0 | 0 | 6 | 0 | 133.9974 | 4 | 167.4967 | 167.4967 | 0 | 6 | 0 | 16.7497 | 0.0064422 | 1 | 0.5 | 0 | 8.2745 | 0 | 8.2745 | 0 | 164.1468 | 20.5183 | 0.015783 | 1 | 0.5 | 0 | 4.1373 | 0 | 4.1373
2007-07-27 11:00 | 7 | 27 | 11 | 208 | 4979 | 80.06 | 0 | 524.8993 | Cooling | 0 | 4 | 0 | 0 | 0 | 6 | 0 | 524.8993 | 4 | 656.1242 | 656.1242 | 0 | 6 | 0 | 65.6124 | 0.025236 | 1 | 0.5 | 0 | 8.2745 | 0 | 8.2745 | 0 | 643.0017 | 80.3752 | 0.061827 | 1 | 0.5 | 0 | 4.1373 | 0 | 4.1373
2007-07-27 12:00 | 7 | 27 | 12 | 208 | 4980 | 84.02 | 0 | 877.4384 | Cooling | 0 | 4 | 0 | 0 | 0 | 6 | 0 | 877.4384 | 4 | 1096.7979 | 1096.7979 | 0 | 6 | 0 | 109.6798 | 0.042185 | 1 | 0.5 | 0 | 8.2745 | 0 | 8.2745 | 0 | 1074.862 | 134.3577 | 0.10335 | 1 | 0.5 | 0 | 4.1373 | 0 | 4.1373
2007-07-27 13:00 | 7 | 27 | 13 | 208 | 4981 | 86 | 0 | 1366.3816 | Cooling | 0 | 4 | 0 | 0 | 0 | 6 | 0 | 1366.3816 | 4 | 1707.9769 | 1707.9769 | 0 | 6 | 0 | 170.7977 | 0.065691 | 1 | 0.5 | 0 | 8.2745 | 0 | 8.2745 | 0 | 1673.8174 | 209.2272 | 0.16094 | 1 | 0.5 | 0 | 4.1373 | 0 | 4.1373
2007-07-27 14:00 | 7 | 27 | 14 | 208 | 4982 | 86 | 0 | 1391.934 | Cooling | 0 | 4 | 0 | 0 | 0 | 6 | 0 | 1391.934 | 4 | 1739.9175 | 1739.9175 | 0 | 6 | 0 | 173.9917 | 0.06692 | 1 | 0.5 | 0 | 8.2745 | 0 | 8.2745 | 0 | 1705.1191 | 213.1399 | 0.16395 | 1 | 0.5 | 0 | 4.1373 | 0 | 4.1373
2007-07-27 15:00 | 7 | 27 | 15 | 208 | 4983 | 87.08 | 0 | 1604.4071 | Cooling | 0 | 4 | 0 | 0 | 0 | 6 | 0 | 1604.4071 | 4 | 2005.5089 | 2005.5089 | 0 | 6 | 0 | 200.5509 | 0.077135 | 1 | 0.5 | 0 | 8.2745 | 0 | 8.2745 | 0 | 1965.3987 | 245.6748 | 0.18898 | 1 | 0.5 | 0 | 4.1373 | 0 | 4.1373
2007-07-27 16:00 | 7 | 27 | 16 | 208 | 4984 | 87.98 | 0 | 1781.8899 | Cooling | 0 | 4 | 0 | 0 | 0 | 6 | 0 | 1781.8899 | 4 | 2227.3624 | 2227.3624 | 0 | 6 | 0 | 222.7362 | 0.085668 | 1 | 0.5 | 0 | 8.2745 | 0 | 8.2745 | 0 | 2182.8152 | 272.8519 | 0.20989 | 1 | 0.5 | 0 | 4.1373 | 0 | 4.1373
2007-07-27 17:00 | 7 | 27 | 17 | 208 | 4985 | 87.98 | 0 | 1772.308 | Cooling | 0 | 4 | 0 | 0 | 0 | 6 | 0 | 1772.308 | 4 | 2215.385 | 2215.385 | 0 | 6 | 0 | 221.5385 | 0.085207 | 1 | 0.5 | 0 | 8.2745 | 0 | 8.2745 | 0 | 2171.0773 | 271.3847 | 0.20876 | 1 | 0.5 | 0 | 4.1373 | 0 | 4.1373
2007-07-27 18:00 | 7 | 27 | 18 | 208 | 4986 | 84.02 | 0 | 828.8008 | Cooling | 0 | 4 | 0 | 0 | 0 | 6 | 0 | 828.8008 | 4 | 1036.001 | 1036.001 | 0 | 6 | 0 | 103.6001 | 0.039846 | 1 | 0.5 | 0 | 8.2745 | 0 | 8.2745 | 0 | 1015.281 | 126.9101 | 0.097623 | 1 | 0.5 | 0 | 4.1373 | 0 | 4.1373
2007-07-27 19:00 | 7 | 27 | 19 | 208 | 4987 | 82.94 | 0 | 540.3606 | Cooling | 0 | 4 | 0 | 0 | 0 | 6 | 0 | 540.3606 | 4 | 675.4507 | 675.4507 | 0 | 6 | 0 | 67.5451 | 0.025979 | 1 | 0.5 | 0 | 8.2745 | 0 | 8.2745 | 0 | 661.9417 | 82.7427 | 0.063648 | 1 | 0.5 | 0 | 4.1373 | 0 | 4.1373
2007-07-27 20:00 | 7 | 27 | 20 | 208 | 4988 | 82.94 | 0 | 201.0366 | Cooling | 0 | 4 | 0 | 0 | 0 | 6 | 0 | 201.0366 | 4 | 251.2958 | 251.2958 | 0 | 6 | 0 | 25.1296 | 0.0096652 | 1 | 0.5 | 0 | 8.2745 | 0 | 8.2745 | 0 | 246.2698 | 30.7837 | 0.02368 | 1 | 0.5 | 0 | 4.1373 | 0 | 4.1373
2007-07-27 21:00 | 7 | 27 | 21 | 208 | 4989 | 80.06 | 0 | 58.8535 | Cooling | 0 | 4 | 0 | 0 | 0 | 6 | 0 | 58.8535 | 4 | 73.5668 | 73.5668 | 0 | 6 | 0 | 7.3567 | 0.0028295 | 1 | 0.5 | 0 | 8.2745 | 0 | 8.2745 | 0 | 72.0955 | 9.0119 | 0.0069323 | 1 | 0.5 | 0 | 4.1373 | 0 | 4.1373
2007-07-27 22:00 | 7 | 27 | 22 | 208 | 4990 | 78.98 | 22.4493 | 0 | Heating | 22.4493 | 4 | 17.9594 | 17.9594 | 0 | 6 | 0 | 0 | 4 | 0 | 0 | 0 | 6 | 0 | 3.5919 | 0.0013815 | 1 | 0.5 | 0 | 8.2745 | 0 | 8.2745 | 18.3259 | 0 | 1.049 | 0.00080692 | 1 | 0.5 | 0 | 4.1373 | 0 | 4.1373
2007-07-27 23:00 | 7 | 27 | 23 | 208 | 4991 | 78.98 | 63.0817 | 0 | Heating | 63.0817 | 4 | 50.4653 | 50.4653 | 0 | 6 | 0 | 0 | 4 | 0 | 0 | 0 | 6 | 0 | 10.0931 | 0.0038819 | 1 | 0.5 | 0 | 8.2745 | 0 | 8.2745 | 51.4952 | 0 | 2.9476 | 0.0022674 | 1 | 0.5 | 0 | 4.1373 | 0 | 4.1373
2007-07-28 | 7 | 28 | 0 | 209 | 4992 | 73.94 | 0 | 3.6834 | Cooling | 0 | 4 | 0 | 0 | 0 | 6 | 0 | 3.6834 | 4 | 4.6043 | 4.6043 | 0 | 6 | 0 | 0.46043 | 0.00017709 | 1 | 0.5 | 0 | 8.2745 | 0 | 8.2745 | 0 | 4.5122 | 0.56403 | 0.00043387 | 1 | 0.5 | 0 | 4.1373 | 0 | 4.1373
2007-07-28 01:00 | 7 | 28 | 1 | 209 | 4993 | 73.04 | 0 | 62.8635 | Cooling | 0 | 4 | 0 | 0 | 0 | 6 | 0 | 62.8635 | 4 | 78.5794 | 78.5794 | 0 | 6 | 0 | 7.8579 | 0.0030223 | 1 | 0.5 | 0 | 8.2745 | 0 | 8.2745 | 0 | 77.0078 | 9.626 | 0.0074046 | 1 | 0.5 | 0 | 4.1373 | 0 | 4.1373
2007-07-28 02:00 | 7 | 28 | 2 | 209 | 4994 | 73.04 | 0 | 31.306 | Cooling | 0 | 4 | 0 | 0 | 0 | 6 | 0 | 31.306 | 4 | 39.1325 | 39.1325 | 0 | 6 | 0 | 3.9132 | 0.0015051 | 1 | 0.5 | 0 | 8.2745 | 0 | 8.2745 | 0 | 38.3498 | 4.7937 | 0.0036875 | 1 | 0.5 | 0 | 4.1373 | 0 | 4.1373
2007-07-28 03:00 | 7 | 28 | 3 | 209 | 4995 | 69.98 | 5.0961 | 0 | Heating | 5.0961 | 4 | 4.0768 | 4.0768 | 0 | 6 | 0 | 0 | 4 | 0 | 0 | 0 | 6 | 0 | 0.81537 | 0.0003136 | 1 | 0.5 | 0 | 8.2745 | 0 | 8.2745 | 4.16 | 0 | 0.23813 | 0.00018317 | 1 | 0.5 | 0 | 4.1373 | 0 | 4.1373
2007-07-28 04:00 | 7 | 28 | 4 | 209 | 4996 | 69.08 | 54.6092 | 0 | Heating | 54.6092 | 4 | 43.6873 | 43.6873 | 0 | 6 | 0 | 0 | 4 | 0 | 0 | 0 | 6 | 0 | 8.7375 | 0.0033606 | 1 | 0.5 | 0 | 8.2745 | 0 | 8.2745 | 44.5789 | 0 | 2.5517 | 0.0019629 | 1 | 0.5 | 0 | 4.1373 | 0 | 4.1373
2007-07-28 05:00 | 7 | 28 | 5 | 209 | 4997 | 68 | 113.4843 | 0 | Heating | 113.4843 | 4 | 90.7875 | 90.7875 | 0 | 6 | 0 | 0 | 4 | 0 | 0 | 0 | 6 | 0 | 18.1575 | 0.0069837 | 1 | 0.5 | 0 | 8.2745 | 0 | 8.2745 | 92.6403 | 0 | 5.3028 | 0.0040791 | 1 | 0.5 | 0 | 4.1373 | 0 | 4.1373
2007-07-28 06:00 | 7 | 28 | 6 | 209 | 4998 | 69.98 | 139.6263 | 0 | Heating | 139.6263 | 4 | 111.701 | 111.701 | 0 | 6 | 0 | 0 | 4 | 0 | 0 | 0 | 6 | 0 | 22.3402 | 0.0085924 | 1 | 0.5 | 0 | 8.2745 | 0 | 8.2745 | 113.9807 | 0 | 6.5244 | 0.0050187 | 1 | 0.5 | 0 | 4.1373 | 0 | 4.1373
2007-07-28 07:00 | 7 | 28 | 7 | 209 | 4999 | 69.08 | 387.8871 | 0 | Heating | 387.8871 | 4 | 310.3097 | 310.3097 | 0 | 6 | 0 | 0 | 4 | 0 | 0 | 0 | 6 | 0 | 62.0619 | 0.02387 | 1 | 0.5 | 0 | 8.2745 | 0 | 8.2745 | 316.6425 | 0 | 18.1249 | 0.013942 | 1 | 0.5 | 0 | 4.1373 | 0 | 4.1373
2007-07-28 08:00 | 7 | 28 | 8 | 209 | 5000 | 73.04 | 895.3518 | 0 | Heating | 895.3518 | 4 | 716.2814 | 716.2814 | 0 | 6 | 0 | 0 | 4 | 0 | 0 | 0 | 6 | 0 | 143.2563 | 0.055099 | 1 | 0.5 | 0 | 8.2745 | 0 | 8.2745 | 730.8994 | 0 | 41.8374 | 0.032183 | 1 | 0.5 | 0 | 4.1373 | 0 | 4.1373
2007-07-28 09:00 | 7 | 28 | 9 | 209 | 5001 | 80.06 | 405.5188 | 0 | Heating | 405.5188 | 4 | 324.4151 | 324.4151 | 0 | 6 | 0 | 0 | 4 | 0 | 0 | 0 | 6 | 0 | 64.883 | 0.024955 | 1 | 0.5 | 0 | 8.2745 | 0 | 8.2745 | 331.0358 | 0 | 18.9488 | 0.014576 | 1 | 0.5 | 0 | 4.1373 | 0 | 4.1373
2007-07-28 10:00 | 7 | 28 | 10 | 209 | 5002 | 82.94 | 51.931 | 0 | Heating | 51.931 | 4 | 41.5448 | 41.5448 | 0 | 6 | 0 | 0 | 4 | 0 | 0 | 0 | 6 | 0 | 8.309 | 0.0031958 | 1 | 0.5 | 0 | 8.2745 | 0 | 8.2745 | 42.3927 | 0 | 2.4266 | 0.0018666 | 1 | 0.5 | 0 | 4.1373 | 0 | 4.1373
2007-07-28 11:00 | 7 | 28 | 11 | 209 | 5003 | 82.94 | 0 | 93.9453 | Cooling | 0 | 4 | 0 | 0 | 0 | 6 | 0 | 93.9453 | 4 | 117.4316 | 117.4316 | 0 | 6 | 0 | 11.7432 | 0.0045166 | 1 | 0.5 | 0 | 8.2745 | 0 | 8.2745 | 0 | 115.083 | 14.3854 | 0.011066 | 1 | 0.5 | 0 | 4.1373 | 0 | 4.1373
2007-07-28 12:00 | 7 | 28 | 12 | 209 | 5004 | 89.06 | 0 | 569.6868 | Cooling | 0 | 4 | 0 | 0 | 0 | 6 | 0 | 569.6868 | 4 | 712.1085 | 712.1085 | 0 | 6 | 0 | 71.2108 | 0.027389 | 1 | 0.5 | 0 | 8.2745 | 0 | 8.2745 | 0 | 697.8663 | 87.2333 | 0.067103 | 1 | 0.5 | 0 | 4.1373 | 0 | 4.1373
2007-07-28 13:00 | 7 | 28 | 13 | 209 | 5005 | 89.96 | 0 | 951.7738 | Cooling | 0 | 4 | 0 | 0 | 0 | 6 | 0 | 951.7738 | 4 | 1189.7173 | 1189.7173 | 0 | 6 | 0 | 118.9717 | 0.045758 | 1 | 0.5 | 0 | 8.2745 | 0 | 8.2745 | 0 | 1165.9229 | 145.7404 | 0.11211 | 1 | 0.5 | 0 | 4.1373 | 0 | 4.1373
2007-07-28 14:00 | 7 | 28 | 14 | 209 | 5006 | 89.96 | 0 | 1141.6807 | Cooling | 0 | 4 | 0 | 0 | 0 | 6 | 0 | 1141.6807 | 4 | 1427.1008 | 1427.1008 | 0 | 6 | 0 | 142.7101 | 0.054888 | 1 | 0.5 | 0 | 8.2745 | 0 | 8.2745 | 0 | 1398.5588 | 174.8198 | 0.13448 | 1 | 0.5 | 0 | 4.1373 | 0 | 4.1373
2007-07-28 15:00 | 7 | 28 | 15 | 209 | 5007 | 91.04 | 0 | 1360.8767 | Cooling | 0 | 4 | 0 | 0 | 0 | 6 | 0 | 1360.8767 | 4 | 1701.0959 | 1701.0959 | 0 | 6 | 0 | 170.1096 | 0.065427 | 1 | 0.5 | 0 | 8.2745 | 0 | 8.2745 | 0 | 1667.074 | 208.3842 | 0.1603 | 1 | 0.5 | 0 | 4.1373 | 0 | 4.1373
2007-07-28 16:00 | 7 | 28 | 16 | 209 | 5008 | 80.96 | 0 | 1469.3177 | Cooling | 0 | 4 | 0 | 0 | 0 | 6 | 0 | 1469.3177 | 4 | 1836.6471 | 1836.6471 | 0 | 6 | 0 | 183.6647 | 0.07064 | 1 | 0.5 | 0 | 8.2745 | 0 | 8.2745 | 0 | 1799.9141 | 224.9893 | 0.17307 | 1 | 0.5 | 0 | 4.1373 | 0 | 4.1373
2007-07-28 17:00 | 7 | 28 | 17 | 209 | 5009 | 80.96 | 0 | 1414.5606 | Cooling | 0 | 4 | 0 | 0 | 0 | 6 | 0 | 1414.5606 | 4 | 1768.2008 | 1768.2008 | 0 | 6 | 0 | 176.8201 | 0.068008 | 1 | 0.5 | 0 | 8.2745 | 0 | 8.2745 | 0 | 1732.8368 | 216.6046 | 0.16662 | 1 | 0.5 | 0 | 4.1373 | 0 | 4.1373
2007-07-28 18:00 | 7 | 28 | 18 | 209 | 5010 | 82.94 | 0 | 1075.5441 | Cooling | 0 | 4 | 0 | 0 | 0 | 6 | 0 | 1075.5441 | 4 | 1344.4302 | 1344.4302 | 0 | 6 | 0 | 134.443 | 0.051709 | 1 | 0.5 | 0 | 8.2745 | 0 | 8.2745 | 0 | 1317.5416 | 164.6927 | 0.12669 | 1 | 0.5 | 0 | 4.1373 | 0 | 4.1373
2007-07-28 19:00 | 7 | 28 | 19 | 209 | 5011 | 80.96 | 0 | 560.9091 | Cooling | 0 | 4 | 0 | 0 | 0 | 6 | 0 | 560.9091 | 4 | 701.1364 | 701.1364 | 0 | 6 | 0 | 70.1136 | 0.026967 | 1 | 0.5 | 0 | 8.2745 | 0 | 8.2745 | 0 | 687.1137 | 85.8892 | 0.066069 | 1 | 0.5 | 0 | 4.1373 | 0 | 4.1373
2007-07-28 20:00 | 7 | 28 | 20 | 209 | 5012 | 80.96 | 0 | 435.9345 | Cooling | 0 | 4 | 0 | 0 | 0 | 6 | 0 | 435.9345 | 4 | 544.9182 | 544.9182 | 0 | 6 | 0 | 54.4918 | 0.020958 | 1 | 0.5 | 0 | 8.2745 | 0 | 8.2745 | 0 | 534.0198 | 66.7525 | 0.051348 | 1 | 0.5 | 0 | 4.1373 | 0 | 4.1373
2007-07-28 21:00 | 7 | 28 | 21 | 209 | 5013 | 78.08 | 0 | 224.2685 | Cooling | 0 | 4 | 0 | 0 | 0 | 6 | 0 | 224.2685 | 4 | 280.3357 | 280.3357 | 0 | 6 | 0 | 28.0336 | 0.010782 | 1 | 0.5 | 0 | 8.2745 | 0 | 8.2745 | 0 | 274.7289 | 34.3411 | 0.026416 | 1 | 0.5 | 0 | 4.1373 | 0 | 4.1373
2007-07-28 22:00 | 7 | 28 | 22 | 209 | 5014 | 75.92 | 0 | 119.9194 | Cooling | 0 | 4 | 0 | 0 | 0 | 6 | 0 | 119.9194 | 4 | 149.8992 | 149.8992 | 0 | 6 | 0 | 14.9899 | 0.0057654 | 1 | 0.5 | 0 | 8.2745 | 0 | 8.2745 | 0 | 146.9012 | 18.3627 | 0.014125 | 1 | 0.5 | 0 | 4.1373 | 0 | 4.1373
2007-07-28 23:00 | 7 | 28 | 23 | 209 | 5015 | 75.92 | 0 | 50.6985 | Cooling | 0 | 4 | 0 | 0 | 0 | 6 | 0 | 50.6985 | 4 | 63.3731 | 63.3731 | 0 | 6 | 0 | 6.3373 | 0.0024374 | 1 | 0.5 | 0 | 8.2745 | 0 | 8.2745 | 0 | 62.1057 | 7.7632 | 0.0059717 | 1 | 0.5 | 0 | 4.1373 | 0 | 4.1373
2007-07-29 | 7 | 29 | 0 | 210 | 5016 | 77 | 0 | 117.3169 | Cooling | 0 | 4 | 0 | 0 | 0 | 6 | 0 | 117.3169 | 4 | 146.6462 | 146.6462 | 0 | 6 | 0 | 14.6646 | 0.0056402 | 1 | 0.5 | 0 | 8.2745 | 0 | 8.2745 | 0 | 143.7132 | 17.9642 | 0.013819 | 1 | 0.5 | 0 | 4.1373 | 0 | 4.1373
2007-07-29 01:00 | 7 | 29 | 1 | 210 | 5017 | 75.02 | 0 | 185.5716 | Cooling | 0 | 4 | 0 | 0 | 0 | 6 | 0 | 185.5716 | 4 | 231.9645 | 231.9645 | 0 | 6 | 0 | 23.1965 | 0.0089217 | 1 | 0.5 | 0 | 8.2745 | 0 | 8.2745 | 0 | 227.3252 | 28.4157 | 0.021858 | 1 | 0.5 | 0 | 4.1373 | 0 | 4.1373
2007-07-29 02:00 | 7 | 29 | 2 | 210 | 5018 | 75.02 | 0 | 181.3527 | Cooling | 0 | 4 | 0 | 0 | 0 | 6 | 0 | 181.3527 | 4 | 226.6909 | 226.6909 | 0 | 6 | 0 | 22.6691 | 0.0087189 | 1 | 0.5 | 0 | 8.2745 | 0 | 8.2745 | 0 | 222.1571 | 27.7696 | 0.021361 | 1 | 0.5 | 0 | 4.1373 | 0 | 4.1373
2007-07-29 03:00 | 7 | 29 | 3 | 210 | 5019 | 69.98 | 0 | 178.3436 | Cooling | 0 | 4 | 0 | 0 | 0 | 6 | 0 | 178.3436 | 4 | 222.9295 | 222.9295 | 0 | 6 | 0 | 22.293 | 0.0085742 | 1 | 0.5 | 0 | 8.2745 | 0 | 8.2745 | 0 | 218.4709 | 27.3089 | 0.021007 | 1 | 0.5 | 0 | 4.1373 | 0 | 4.1373
2007-07-29 04:00 | 7 | 29 | 4 | 210 | 5020 | 68 | 0 | 164.4793 | Cooling | 0 | 4 | 0 | 0 | 0 | 6 | 0 | 164.4793 | 4 | 205.5992 | 205.5992 | 0 | 6 | 0 | 20.5599 | 0.0079077 | 1 | 0.5 | 0 | 8.2745 | 0 | 8.2745 | 0 | 201.4872 | 25.1859 | 0.019374 | 1 | 0.5 | 0 | 4.1373 | 0 | 4.1373
2007-07-29 05:00 | 7 | 29 | 5 | 210 | 5021 | 68 | 0 | 163.6698 | Cooling | 0 | 4 | 0 | 0 | 0 | 6 | 0 | 163.6698 | 4 | 204.5872 | 204.5872 | 0 | 6 | 0 | 20.4587 | 0.0078687 | 1 | 0.5 | 0 | 8.2745 | 0 | 8.2745 | 0 | 200.4955 | 25.0619 | 0.019278 | 1 | 0.5 | 0 | 4.1373 | 0 | 4.1373
2007-07-29 06:00 | 7 | 29 | 6 | 210 | 5022 | 69.08 | 13.9666 | 0 | Heating | 13.9666 | 4 | 11.1733 | 11.1733 | 0 | 6 | 0 | 0 | 4 | 0 | 0 | 0 | 6 | 0 | 2.2347 | 0.00085948 | 1 | 0.5 | 0 | 8.2745 | 0 | 8.2745 | 11.4013 | 0 | 0.65262 | 0.00050202 | 1 | 0.5 | 0 | 4.1373 | 0 | 4.1373
2007-07-29 07:00 | 7 | 29 | 7 | 210 | 5023 | 73.04 | 268.4942 | 0 | Heating | 268.4942 | 4 | 214.7954 | 214.7954 | 0 | 6 | 0 | 0 | 4 | 0 | 0 | 0 | 6 | 0 | 42.9591 | 0.016523 | 1 | 0.5 | 0 | 8.2745 | 0 | 8.2745 | 219.1789 | 0 | 12.546 | 0.0096508 | 1 | 0.5 | 0 | 4.1373 | 0 | 4.1373
2007-07-29 08:00 | 7 | 29 | 8 | 210 | 5024 | 73.04 | 0 | 506.4534 | Cooling | 0 | 4 | 0 | 0 | 0 | 6 | 0 | 506.4534 | 4 | 633.0668 | 633.0668 | 0 | 6 | 0 | 63.3067 | 0.024349 | 1 | 0.5 | 0 | 8.2745 | 0 | 8.2745 | 0 | 620.4055 | 77.5507 | 0.059654 | 1 | 0.5 | 0 | 4.1373 | 0 | 4.1373
2007-07-29 09:00 | 7 | 29 | 9 | 210 | 5025 | 80.96 | 0 | 956.8752 | Cooling | 0 | 4 | 0 | 0 | 0 | 6 | 0 | 956.8752 | 4 | 1196.0941 | 1196.0941 | 0 | 6 | 0 | 119.6094 | 0.046004 | 1 | 0.5 | 0 | 8.2745 | 0 | 8.2745 | 0 | 1172.1722 | 146.5215 | 0.11271 | 1 | 0.5 | 0 | 4.1373 | 0 | 4.1373
2007-07-29 10:00 | 7 | 29 | 10 | 210 | 5026 | 84.02 | 0 | 1508.4602 | Cooling | 0 | 4 | 0 | 0 | 0 | 6 | 0 | 1508.4602 | 4 | 1885.5753 | 1885.5753 | 0 | 6 | 0 | 188.5575 | 0.072522 | 1 | 0.5 | 0 | 8.2745 | 0 | 8.2745 | 0 | 1847.8638 | 230.983 | 0.17768 | 1 | 0.5 | 0 | 4.1373 | 0 | 4.1373
2007-07-29 11:00 | 7 | 29 | 11 | 210 | 5027 | 84.02 | 0 | 2153.7544 | Cooling | 0 | 4 | 0 | 0 | 0 | 6 | 0 | 2153.7544 | 4 | 2692.1931 | 2692.1931 | 0 | 6 | 0 | 269.2193 | 0.10355 | 1 | 0.5 | 0 | 8.2745 | 0 | 8.2745 | 0 | 2638.3492 | 329.7936 | 0.25369 | 1 | 0.50737 | 0 | 4.279 | 0 | 4.279
2007-07-29 12:00 | 7 | 29 | 12 | 210 | 5028 | 89.06 | 0 | 2634.0121 | Cooling | 0 | 4 | 0 | 0 | 0 | 6 | 0 | 2634.0121 | 4 | 3292.5151 | 3292.5151 | 0 | 6 | 0 | 329.2515 | 0.12664 | 1 | 0.5 | 0 | 8.2745 | 0 | 8.2745 | 0 | 3226.6648 | 403.3331 | 0.31026 | 1 | 0.62051 | 0 | 6.7984 | 0 | 6.7984
2007-07-29 13:00 | 7 | 29 | 13 | 210 | 5029 | 91.04 | 0 | 3061.4155 | Cooling | 0 | 4 | 0 | 0 | 0 | 6 | 0 | 3061.4155 | 4 | 3826.7694 | 3826.7694 | 0 | 6 | 0 | 382.6769 | 0.14718 | 1 | 0.5 | 0 | 8.2745 | 0 | 8.2745 | 0 | 3750.234 | 468.7793 | 0.3606 | 1 | 0.7212 | 0 | 9.6075 | 0 | 9.6075
2007-07-29 14:00 | 7 | 29 | 14 | 210 | 5030 | 91.04 | 0 | 3264.4216 | Cooling | 0 | 4 | 0 | 0 | 0 | 6 | 0 | 3264.4216 | 4 | 4080.527 | 4080.527 | 0 | 6 | 0 | 408.0527 | 0.15694 | 1 | 0.5 | 0 | 8.2745 | 0 | 8.2745 | 0 | 3998.9165 | 499.8646 | 0.38451 | 1 | 0.76902 | 0 | 11.1363 | 0 | 11.1363
2007-07-29 15:00 | 7 | 29 | 15 | 210 | 5031 | 93.92 | 0 | 3444.066 | Cooling | 0 | 4 | 0 | 0 | 0 | 6 | 0 | 3444.066 | 4 | 4305.0825 | 4305.0825 | 0 | 6 | 0 | 430.5083 | 0.16558 | 1 | 0.5 | 0 | 8.2745 | 0 | 8.2745 | 0 | 4218.9809 | 527.3726 | 0.40567 | 1 | 0.81134 | 0 | 12.5966 | 0 | 12.5966
2007-07-29 16:00 | 7 | 29 | 16 | 210 | 5032 | 91.94 | 0 | 3510.7418 | Cooling | 0 | 4 | 0 | 0 | 0 | 6 | 0 | 3510.7418 | 4 | 4388.4273 | 4388.4273 | 0 | 6 | 0 | 438.8427 | 0.16879 | 1 | 0.5 | 0 | 8.2745 | 0 | 8.2745 | 0 | 4300.6588 | 537.5823 | 0.41352 | 1 | 0.82705 | 0 | 13.1645 | 0 | 13.1645
2007-07-29 17:00 | 7 | 29 | 17 | 210 | 5033 | 91.94 | 0 | 3332.9657 | Cooling | 0 | 4 | 0 | 0 | 0 | 6 | 0 | 3332.9657 | 4 | 4166.2072 | 4166.2072 | 0 | 6 | 0 | 416.6207 | 0.16024 | 1 | 0.5 | 0 | 8.2745 | 0 | 8.2745 | 0 | 4082.883 | 510.3604 | 0.39258 | 1 | 0.78517 | 0 | 11.6815 | 0 | 11.6815
2007-07-29 18:00 | 7 | 29 | 18 | 210 | 5034 | 89.96 | 0 | 2745.6028 | Cooling | 0 | 4 | 0 | 0 | 0 | 6 | 0 | 2745.6028 | 4 | 3432.0035 | 3432.0035 | 0 | 6 | 0 | 343.2004 | 0.132 | 1 | 0.5 | 0 | 8.2745 | 0 | 8.2745 | 0 | 3363.3634 | 420.4204 | 0.3234 | 1 | 0.6468 | 0 | 7.4792 | 0 | 7.4792
2007-07-29 19:00 | 7 | 29 | 19 | 210 | 5035 | 87.98 | 0 | 2268.5813 | Cooling | 0 | 4 | 0 | 0 | 0 | 6 | 0 | 2268.5813 | 4 | 2835.7266 | 2835.7266 | 0 | 6 | 0 | 283.5727 | 0.10907 | 1 | 0.5 | 0 | 8.2745 | 0 | 8.2745 | 0 | 2779.0121 | 347.3765 | 0.26721 | 1 | 0.53443 | 0 | 4.822 | 0 | 4.822
2007-07-29 20:00 | 7 | 29 | 20 | 210 | 5036 | 87.98 | 0 | 1850.4113 | Cooling | 0 | 4 | 0 | 0 | 0 | 6 | 0 | 1850.4113 | 4 | 2313.0142 | 2313.0142 | 0 | 6 | 0 | 231.3014 | 0.088962 | 1 | 0.5 | 0 | 8.2745 | 0 | 8.2745 | 0 | 2266.7539 | 283.3442 | 0.21796 | 1 | 0.5 | 0 | 4.1373 | 0 | 4.1373
2007-07-29 21:00 | 7 | 29 | 21 | 210 | 5037 | 78.08 | 0 | 1365.626 | Cooling | 0 | 4 | 0 | 0 | 0 | 6 | 0 | 1365.626 | 4 | 1707.0326 | 1707.0326 | 0 | 6 | 0 | 170.7033 | 0.065655 | 1 | 0.5 | 0 | 8.2745 | 0 | 8.2745 | 0 | 1672.8919 | 209.1115 | 0.16085 | 1 | 0.5 | 0 | 4.1373 | 0 | 4.1373
2007-07-29 22:00 | 7 | 29 | 22 | 210 | 5038 | 77 | 0 | 400.2428 | Cooling | 0 | 4 | 0 | 0 | 0 | 6 | 0 | 400.2428 | 4 | 500.3035 | 500.3035 | 0 | 6 | 0 | 50.0304 | 0.019242 | 1 | 0.5 | 0 | 8.2745 | 0 | 8.2745 | 0 | 490.2975 | 61.2872 | 0.047144 | 1 | 0.5 | 0 | 4.1373 | 0 | 4.1373
2007-07-29 23:00 | 7 | 29 | 23 | 210 | 5039 | 77 | 0 | 270.5422 | Cooling | 0 | 4 | 0 | 0 | 0 | 6 | 0 | 270.5422 | 4 | 338.1778 | 338.1778 | 0 | 6 | 0 | 33.8178 | 0.013007 | 1 | 0.5 | 0 | 8.2745 | 0 | 8.2745 | 0 | 331.4142 | 41.4268 | 0.031867 | 1 | 0.5 | 0 | 4.1373 | 0 | 4.1373
2007-07-30 | 7 | 30 | 0 | 211 | 5040 | 75.92 | 0 | 263.9575 | Cooling | 0 | 4 | 0 | 0 | 0 | 6 | 0 | 263.9575 | 4 | 329.9468 | 329.9468 | 0 | 6 | 0 | 32.9947 | 0.01269 | 1 | 0.5 | 0 | 8.2745 | 0 | 8.2745 | 0 | 323.3479 | 40.4185 | 0.031091 | 1 | 0.5 | 0 | 4.1373 | 0 | 4.1373
2007-07-30 01:00 | 7 | 30 | 1 | 211 | 5041 | 73.94 | 0 | 290.4182 | Cooling | 0 | 4 | 0 | 0 | 0 | 6 | 0 | 290.4182 | 4 | 363.0227 | 363.0227 | 0 | 6 | 0 | 36.3023 | 0.013962 | 1 | 0.5 | 0 | 8.2745 | 0 | 8.2745 | 0 | 355.7622 | 44.4703 | 0.034208 | 1 | 0.5 | 0 | 4.1373 | 0 | 4.1373
2007-07-30 02:00 | 7 | 30 | 2 | 211 | 5042 | 73.94 | 0 | 274.1161 | Cooling | 0 | 4 | 0 | 0 | 0 | 6 | 0 | 274.1161 | 4 | 342.6451 | 342.6451 | 0 | 6 | 0 | 34.2645 | 0.013179 | 1 | 0.5 | 0 | 8.2745 | 0 | 8.2745 | 0 | 335.7922 | 41.974 | 0.032288 | 1 | 0.5 | 0 | 4.1373 | 0 | 4.1373
2007-07-30 03:00 | 7 | 30 | 3 | 211 | 5043 | 75.02 | 0 | 262.4993 | Cooling | 0 | 4 | 0 | 0 | 0 | 6 | 0 | 262.4993 | 4 | 328.1241 | 328.1241 | 0 | 6 | 0 | 32.8124 | 0.01262 | 1 | 0.5 | 0 | 8.2745 | 0 | 8.2745 | 0 | 321.5616 | 40.1952 | 0.030919 | 1 | 0.5 | 0 | 4.1373 | 0 | 4.1373
2007-07-30 04:00 | 7 | 30 | 4 | 211 | 5044 | 75.02 | 0 | 241.8382 | Cooling | 0 | 4 | 0 | 0 | 0 | 6 | 0 | 241.8382 | 4 | 302.2977 | 302.2977 | 0 | 6 | 0 | 30.2298 | 0.011627 | 1 | 0.5 | 0 | 8.2745 | 0 | 8.2745 | 0 | 296.2518 | 37.0315 | 0.028486 | 1 | 0.5 | 0 | 4.1373 | 0 | 4.1373
2007-07-30 05:00 | 7 | 30 | 5 | 211 | 5045 | 75.02 | 0 | 253.1613 | Cooling | 0 | 4 | 0 | 0 | 0 | 6 | 0 | 253.1613 | 4 | 316.4516 | 316.4516 | 0 | 6 | 0 | 31.6452 | 0.012171 | 1 | 0.5 | 0 | 8.2745 | 0 | 8.2745 | 0 | 310.1226 | 38.7653 | 0.029819 | 1 | 0.5 | 0 | 4.1373 | 0 | 4.1373
2007-07-30 06:00 | 7 | 30 | 6 | 211 | 5046 | 75.02 | 0 | 305.2918 | Cooling | 0 | 4 | 0 | 0 | 0 | 6 | 0 | 305.2918 | 4 | 381.6148 | 381.6148 | 0 | 6 | 0 | 38.1615 | 0.014677 | 1 | 0.5 | 0 | 8.2745 | 0 | 8.2745 | 0 | 373.9825 | 46.7478 | 0.03596 | 1 | 0.5 | 0 | 4.1373 | 0 | 4.1373
2007-07-30 07:00 | 7 | 30 | 7 | 211 | 5047 | 77 | 4.1968 | 0 | Heating | 4.1968 | 4 | 3.3575 | 3.3575 | 0 | 6 | 0 | 0 | 4 | 0 | 0 | 0 | 6 | 0 | 0.67149 | 0.00025827 | 1 | 0.5 | 0 | 8.2745 | 0 | 8.2745 | 3.426 | 0 | 0.19611 | 0.00015085 | 1 | 0.5 | 0 | 4.1373 | 0 | 4.1373
2007-07-30 08:00 | 7 | 30 | 8 | 211 | 5048 | 77 | 0 | 735.8274 | Cooling | 0 | 4 | 0 | 0 | 0 | 6 | 0 | 735.8274 | 4 | 919.7843 | 919.7843 | 0 | 6 | 0 | 91.9784 | 0.035376 | 1 | 0.5 | 0 | 8.2745 | 0 | 8.2745 | 0 | 901.3886 | 112.6736 | 0.086672 | 1 | 0.5 | 0 | 4.1373 | 0 | 4.1373
2007-07-30 09:00 | 7 | 30 | 9 | 211 | 5049 | 80.06 | 0 | 813.7424 | Cooling | 0 | 4 | 0 | 0 | 0 | 6 | 0 | 813.7424 | 4 | 1017.178 | 1017.178 | 0 | 6 | 0 | 101.7178 | 0.039122 | 1 | 0.5 | 0 | 8.2745 | 0 | 8.2745 | 0 | 996.8344 | 124.6043 | 0.095849 | 1 | 0.5 | 0 | 4.1373 | 0 | 4.1373
2007-07-30 10:00 | 7 | 30 | 10 | 211 | 5050 | 84.02 | 0 | 953.5057 | Cooling | 0 | 4 | 0 | 0 | 0 | 6 | 0 | 953.5057 | 4 | 1191.8821 | 1191.8821 | 0 | 6 | 0 | 119.1882 | 0.045842 | 1 | 0.5 | 0 | 8.2745 | 0 | 8.2745 | 0 | 1168.0444 | 146.0056 | 0.11231 | 1 | 0.5 | 0 | 4.1373 | 0 | 4.1373
2007-07-30 11:00 | 7 | 30 | 11 | 211 | 5051 | 84.02 | 0 | 1441.2397 | Cooling | 0 | 4 | 0 | 0 | 0 | 6 | 0 | 1441.2397 | 4 | 1801.5496 | 1801.5496 | 0 | 6 | 0 | 180.155 | 0.06929 | 1 | 0.5 | 0 | 8.2745 | 0 | 8.2745 | 0 | 1765.5186 | 220.6898 | 0.16976 | 1 | 0.5 | 0 | 4.1373 | 0 | 4.1373
2007-07-30 12:00 | 7 | 30 | 12 | 211 | 5052 | 84.02 | 0 | 2050.5578 | Cooling | 0 | 4 | 0 | 0 | 0 | 6 | 0 | 2050.5578 | 4 | 2563.1972 | 2563.1972 | 0 | 6 | 0 | 256.3197 | 0.098585 | 1 | 0.5 | 0 | 8.2745 | 0 | 8.2745 | 0 | 2511.9333 | 313.9917 | 0.24153 | 1 | 0.5 | 0 | 4.1373 | 0 | 4.1373
2007-07-30 13:00 | 7 | 30 | 13 | 211 | 5053 | 82.04 | 0 | 2542.4426 | Cooling | 0 | 4 | 0 | 0 | 0 | 6 | 0 | 2542.4426 | 4 | 3178.0532 | 3178.0532 | 0 | 6 | 0 | 317.8053 | 0.12223 | 1 | 0.5 | 0 | 8.2745 | 0 | 8.2745 | 0 | 3114.4922 | 389.3115 | 0.29947 | 1 | 0.59894 | 0 | 6.2671 | 0 | 6.2671
2007-07-30 14:00 | 7 | 30 | 14 | 211 | 5054 | 80.06 | 0 | 2821.4155 | Cooling | 0 | 4 | 0 | 0 | 0 | 6 | 0 | 2821.4155 | 4 | 3526.7694 | 3526.7694 | 0 | 6 | 0 | 352.6769 | 0.13564 | 1 | 0.5 | 0 | 8.2745 | 0 | 8.2745 | 0 | 3456.234 | 432.0293 | 0.33233 | 1 | 0.66466 | 0 | 7.9627 | 0 | 7.9627
2007-07-30 15:00 | 7 | 30 | 15 | 211 | 5055 | 82.94 | 0 | 3235.454 | Cooling | 0 | 4 | 0 | 0 | 0 | 6 | 0 | 3235.454 | 4 | 4044.3175 | 4044.3175 | 0 | 6 | 0 | 404.4318 | 0.15555 | 1 | 0.5 | 0 | 8.2745 | 0 | 8.2745 | 0 | 3963.4312 | 495.4289 | 0.3811 | 1 | 0.7622 | 0 | 10.9104 | 0 | 10.9104
2007-07-30 16:00 | 7 | 30 | 16 | 211 | 5056 | 84.92 | 0 | 3572.6905 | Cooling | 0 | 4 | 0 | 0 | 0 | 6 | 0 | 3572.6905 | 4 | 4465.8631 | 4465.8631 | 0 | 6 | 0 | 446.5863 | 0.17176 | 1 | 0.5 | 0 | 8.2745 | 0 | 8.2745 | 0 | 4376.5458 | 547.0682 | 0.42082 | 1 | 0.84164 | 0 | 13.705 | 0 | 13.705
2007-07-30 17:00 | 7 | 30 | 17 | 211 | 5057 | 84.92 | 0 | 3574.2553 | Cooling | 0 | 4 | 0 | 0 | 0 | 6 | 0 | 3574.2553 | 4 | 4467.8192 | 4467.8192 | 0 | 6 | 0 | 446.7819 | 0.17184 | 1 | 0.5 | 0 | 8.2745 | 0 | 8.2745 | 0 | 4378.4628 | 547.3078 | 0.42101 | 1 | 0.84201 | 0 | 13.7188 | 0 | 13.7188
2007-07-30 18:00 | 7 | 30 | 18 | 211 | 5058 | 84.02 | 0 | 3022.0277 | Cooling | 0 | 4 | 0 | 0 | 0 | 6 | 0 | 3022.0277 | 4 | 3777.5346 | 3777.5346 | 0 | 6 | 0 | 377.7535 | 0.14529 | 1 | 0.5 | 0 | 8.2745 | 0 | 8.2745 | 0 | 3701.9839 | 462.748 | 0.35596 | 1 | 0.71192 | 0 | 9.3256 | 0 | 9.3256
2007-07-30 19:00 | 7 | 30 | 19 | 211 | 5059 | 80.06 | 0 | 2569.6794 | Cooling | 0 | 4 | 0 | 0 | 0 | 6 | 0 | 2569.6794 | 4 | 3212.0993 | 3212.0993 | 0 | 6 | 0 | 321.2099 | 0.12354 | 1 | 0.5 | 0 | 8.2745 | 0 | 8.2745 | 0 | 3147.8573 | 393.4822 | 0.30268 | 1 | 0.60536 | 0 | 6.4226 | 0 | 6.4226
2007-07-30 20:00 | 7 | 30 | 20 | 211 | 5060 | 80.06 | 0 | 1904.8939 | Cooling | 0 | 4 | 0 | 0 | 0 | 6 | 0 | 1904.8939 | 4 | 2381.1174 | 2381.1174 | 0 | 6 | 0 | 238.1117 | 0.091581 | 1 | 0.5 | 0 | 8.2745 | 0 | 8.2745 | 0 | 2333.495 | 291.6869 | 0.22437 | 1 | 0.5 | 0 | 4.1373 | 0 | 4.1373
2007-07-30 21:00 | 7 | 30 | 21 | 211 | 5061 | 71.96 | 0 | 845.7759 | Cooling | 0 | 4 | 0 | 0 | 0 | 6 | 0 | 845.7759 | 4 | 1057.2199 | 1057.2199 | 0 | 6 | 0 | 105.722 | 0.040662 | 1 | 0.5 | 0 | 8.2745 | 0 | 8.2745 | 0 | 1036.0755 | 129.5094 | 0.099623 | 1 | 0.5 | 0 | 4.1373 | 0 | 4.1373
2007-07-30 22:00 | 7 | 30 | 22 | 211 | 5062 | 69.98 | 0 | 174.2779 | Cooling | 0 | 4 | 0 | 0 | 0 | 6 | 0 | 174.2779 | 4 | 217.8474 | 217.8474 | 0 | 6 | 0 | 21.7847 | 0.0083787 | 1 | 0.5 | 0 | 8.2745 | 0 | 8.2745 | 0 | 213.4905 | 26.6863 | 0.020528 | 1 | 0.5 | 0 | 4.1373 | 0 | 4.1373
2007-07-30 23:00 | 7 | 30 | 23 | 211 | 5063 | 69.98 | 0 | 66.5521 | Cooling | 0 | 4 | 0 | 0 | 0 | 6 | 0 | 66.5521 | 4 | 83.1901 | 83.1901 | 0 | 6 | 0 | 8.319 | 0.0031996 | 1 | 0.5 | 0 | 8.2745 | 0 | 8.2745 | 0 | 81.5263 | 10.1908 | 0.0078391 | 1 | 0.5 | 0 | 4.1373 | 0 | 4.1373
2007-07-31 | 7 | 31 | 0 | 212 | 5064 | 69.98 | 0 | 112.8538 | Cooling | 0 | 4 | 0 | 0 | 0 | 6 | 0 | 112.8538 | 4 | 141.0673 | 141.0673 | 0 | 6 | 0 | 14.1067 | 0.0054257 | 1 | 0.5 | 0 | 8.2745 | 0 | 8.2745 | 0 | 138.246 | 17.2807 | 0.013293 | 1 | 0.5 | 0 | 4.1373 | 0 | 4.1373
2007-07-31 01:00 | 7 | 31 | 1 | 212 | 5065 | 68 | 0 | 190.6017 | Cooling | 0 | 4 | 0 | 0 | 0 | 6 | 0 | 190.6017 | 4 | 238.2522 | 238.2522 | 0 | 6 | 0 | 23.8252 | 0.0091635 | 1 | 0.5 | 0 | 8.2745 | 0 | 8.2745 | 0 | 233.4871 | 29.1859 | 0.022451 | 1 | 0.5 | 0 | 4.1373 | 0 | 4.1373
2007-07-31 02:00 | 7 | 31 | 2 | 212 | 5066 | 68 | 0 | 187.8805 | Cooling | 0 | 4 | 0 | 0 | 0 | 6 | 0 | 187.8805 | 4 | 234.8506 | 234.8506 | 0 | 6 | 0 | 23.4851 | 0.0090327 | 1 | 0.5 | 0 | 8.2745 | 0 | 8.2745 | 0 | 230.1536 | 28.7692 | 0.02213 | 1 | 0.5 | 0 | 4.1373 | 0 | 4.1373
2007-07-31 03:00 | 7 | 31 | 3 | 212 | 5067 | 69.08 | 0 | 186.9656 | Cooling | 0 | 4 | 0 | 0 | 0 | 6 | 0 | 186.9656 | 4 | 233.7069 | 233.7069 | 0 | 6 | 0 | 23.3707 | 0.0089887 | 1 | 0.5 | 0 | 8.2745 | 0 | 8.2745 | 0 | 229.0328 | 28.6291 | 0.022022 | 1 | 0.5 | 0 | 4.1373 | 0 | 4.1373
2007-07-31 04:00 | 7 | 31 | 4 | 212 | 5068 | 68 | 0 | 176.6716 | Cooling | 0 | 4 | 0 | 0 | 0 | 6 | 0 | 176.6716 | 4 | 220.8395 | 220.8395 | 0 | 6 | 0 | 22.084 | 0.0084938 | 1 | 0.5 | 0 | 8.2745 | 0 | 8.2745 | 0 | 216.4227 | 27.0528 | 0.02081 | 1 | 0.5 | 0 | 4.1373 | 0 | 4.1373
2007-07-31 05:00 | 7 | 31 | 5 | 212 | 5069 | 68 | 0 | 184.7523 | Cooling | 0 | 4 | 0 | 0 | 0 | 6 | 0 | 184.7523 | 4 | 230.9404 | 230.9404 | 0 | 6 | 0 | 23.094 | 0.0088823 | 1 | 0.5 | 0 | 8.2745 | 0 | 8.2745 | 0 | 226.3216 | 28.2902 | 0.021762 | 1 | 0.5 | 0 | 4.1373 | 0 | 4.1373
2007-07-31 06:00 | 7 | 31 | 6 | 212 | 5070 | 69.98 | 17.5152 | 0 | Heating | 17.5152 | 4 | 14.0121 | 14.0121 | 0 | 6 | 0 | 0 | 4 | 0 | 0 | 0 | 6 | 0 | 2.8024 | 0.0010779 | 1 | 0.5 | 0 | 8.2745 | 0 | 8.2745 | 14.2981 | 0 | 0.81844 | 0.00062957 | 1 | 0.5 | 0 | 4.1373 | 0 | 4.1373
2007-07-31 07:00 | 7 | 31 | 7 | 212 | 5071 | 73.04 | 198.3726 | 0 | Heating | 198.3726 | 4 | 158.6981 | 158.6981 | 0 | 6 | 0 | 0 | 4 | 0 | 0 | 0 | 6 | 0 | 31.7396 | 0.012208 | 1 | 0.5 | 0 | 8.2745 | 0 | 8.2745 | 161.9368 | 0 | 9.2694 | 0.0071303 | 1 | 0.5 | 0 | 4.1373 | 0 | 4.1373
2007-07-31 08:00 | 7 | 31 | 8 | 212 | 5072 | 73.04 | 0 | 832.7702 | Cooling | 0 | 4 | 0 | 0 | 0 | 6 | 0 | 832.7702 | 4 | 1040.9627 | 1040.9627 | 0 | 6 | 0 | 104.0963 | 0.040037 | 1 | 0.5 | 0 | 8.2745 | 0 | 8.2745 | 0 | 1020.1435 | 127.5179 | 0.098091 | 1 | 0.5 | 0 | 4.1373 | 0 | 4.1373
2007-07-31 09:00 | 7 | 31 | 9 | 212 | 5073 | 78.08 | 0 | 1270.3261 | Cooling | 0 | 4 | 0 | 0 | 0 | 6 | 0 | 1270.3261 | 4 | 1587.9076 | 1587.9076 | 0 | 6 | 0 | 158.7908 | 0.061073 | 1 | 0.5 | 0 | 8.2745 | 0 | 8.2745 | 0 | 1556.1495 | 194.5187 | 0.14963 | 1 | 0.5 | 0 | 4.1373 | 0 | 4.1373
2007-07-31 10:00 | 7 | 31 | 10 | 212 | 5074 | 80.06 | 0 | 1744.3016 | Cooling | 0 | 4 | 0 | 0 | 0 | 6 | 0 | 1744.3016 | 4 | 2180.3769 | 2180.3769 | 0 | 6 | 0 | 218.0377 | 0.083861 | 1 | 0.5 | 0 | 8.2745 | 0 | 8.2745 | 0 | 2136.7694 | 267.0962 | 0.20546 | 1 | 0.5 | 0 | 4.1373 | 0 | 4.1373
2007-07-31 11:00 | 7 | 31 | 11 | 212 | 5075 | 80.06 | 0 | 2454.0741 | Cooling | 0 | 4 | 0 | 0 | 0 | 6 | 0 | 2454.0741 | 4 | 3067.5927 | 3067.5927 | 0 | 6 | 0 | 306.7593 | 0.11798 | 1 | 0.5 | 0 | 8.2745 | 0 | 8.2745 | 0 | 3006.2408 | 375.7801 | 0.28906 | 1 | 0.57812 | 0 | 5.7774 | 0 | 5.7774
2007-07-31 12:00 | 7 | 31 | 12 | 212 | 5076 | 80.96 | 0 | 3049.848 | Cooling | 0 | 4 | 0 | 0 | 0 | 6 | 0 | 3049.848 | 4 | 3812.31 | 3812.31 | 0 | 6 | 0 | 381.231 | 0.14663 | 1 | 0.5 | 0 | 8.2745 | 0 | 8.2745 | 0 | 3736.0638 | 467.008 | 0.35924 | 1 | 0.71847 | 0 | 9.5242 | 0 | 9.5242
2007-07-31 13:00 | 7 | 31 | 13 | 212 | 5077 | 82.94 | 0 | 3655.2035 | Cooling | 0 | 4 | 0 | 0 | 0 | 6 | 0 | 3655.2035 | 4 | 4569.0044 | 4569.0044 | 0 | 6 | 0 | 456.9004 | 0.17573 | 1 | 0.5 | 0 | 8.2745 | 0 | 8.2745 | 0 | 4477.6243 | 559.703 | 0.43054 | 1 | 0.86108 | 0 | 14.4439 | 0 | 14.4439
2007-07-31 14:00 | 7 | 31 | 14 | 212 | 5078 | 82.94 | 0 | 4037.4291 | Cooling | 0 | 4 | 0 | 0 | 0 | 6 | 0 | 4037.4291 | 4 | 5046.7864 | 5046.7864 | 0 | 6 | 0 | 504.6786 | 0.19411 | 1 | 0.5 | 0 | 8.2745 | 0 | 8.2745 | 0 | 4945.8506 | 618.2313 | 0.47556 | 1 | 0.95113 | 0 | 18.1564 | 0 | 18.1564
2007-07-31 15:00 | 7 | 31 | 15 | 212 | 5079 | 84.02 | 0 | 4384.8152 | Cooling | 0 | 4 | 0 | 0 | 0 | 6 | 0 | 4384.8152 | 4 | 5481.019 | 5481.019 | 0 | 6 | 0 | 548.1019 | 0.21081 | 1 | 0.5 | 0 | 8.2745 | 0 | 8.2745 | 0 | 5371.3986 | 671.4248 | 0.51648 | 2 | 0.51648 | 0.51648 | 4.4577 | 4.4577 | 8.9153
2007-07-31 16:00 | 7 | 31 | 16 | 212 | 5080 | 84.92 | 0 | 4586.304 | Cooling | 0 | 4 | 0 | 0 | 0 | 6 | 0 | 4586.304 | 4 | 5732.88 | 5732.88 | 0 | 6 | 0 | 573.288 | 0.2205 | 1 | 0.5 | 0 | 8.2745 | 0 | 8.2745 | 0 | 5618.2224 | 702.2778 | 0.54021 | 2 | 0.54021 | 0.54021 | 4.9429 | 4.9429 | 9.8858
2007-07-31 17:00 | 7 | 31 | 17 | 212 | 5081 | 84.92 | 0 | 4542.6873 | Cooling | 0 | 4 | 0 | 0 | 0 | 6 | 0 | 4542.6873 | 4 | 5678.3592 | 5678.3592 | 0 | 6 | 0 | 567.8359 | 0.2184 | 1 | 0.5 | 0 | 8.2745 | 0 | 8.2745 | 0 | 5564.792 | 695.599 | 0.53508 | 2 | 0.53508 | 0.53508 | 4.8355 | 4.8355 | 9.6709
2007-07-31 18:00 | 7 | 31 | 18 | 212 | 5082 | 82.94 | 0 | 4160.2718 | Cooling | 0 | 4 | 0 | 0 | 0 | 6 | 0 | 4160.2718 | 4 | 5200.3397 | 5200.3397 | 0 | 6 | 0 | 520.034 | 0.20001 | 1 | 0.5 | 0 | 8.2745 | 0 | 8.2745 | 0 | 5096.3329 | 637.0416 | 0.49003 | 1 | 0.98006 | 0 | 19.4522 | 0 | 19.4522
2007-07-31 19:00 | 7 | 31 | 19 | 212 | 5083 | 75.02 | 0 | 3756.6909 | Cooling | 0 | 4 | 0 | 0 | 0 | 6 | 0 | 3756.6909 | 4 | 4695.8637 | 4695.8637 | 0 | 6 | 0 | 469.5864 | 0.18061 | 1 | 0.5 | 0 | 8.2745 | 0 | 8.2745 | 0 | 4601.9464 | 575.2433 | 0.44249 | 1 | 0.88499 | 0 | 15.383 | 0 | 15.383
2007-07-31 20:00 | 7 | 31 | 20 | 212 | 5084 | 72.32 | 0 | 3319.4104 | Cooling | 0 | 4 | 0 | 0 | 0 | 6 | 0 | 3319.4104 | 4 | 4149.263 | 4149.263 | 0 | 6 | 0 | 414.9263 | 0.15959 | 1 | 0.5 | 0 | 8.2745 | 0 | 8.2745 | 0 | 4066.2777 | 508.2847 | 0.39099 | 1 | 0.78198 | 0 | 11.5725 | 0 | 11.5725
2007-07-31 21:00 | 7 | 31 | 21 | 212 | 5085 | 69.8 | 0 | 2209.4642 | Cooling | 0 | 4 | 0 | 0 | 0 | 6 | 0 | 2209.4642 | 4 | 2761.8303 | 2761.8303 | 0 | 6 | 0 | 276.183 | 0.10622 | 1 | 0.5 | 0 | 8.2745 | 0 | 8.2745 | 0 | 2706.5936 | 338.3242 | 0.26025 | 1 | 0.5205 | 0 | 4.5378 | 0 | 4.5378
2007-07-31 22:00 | 7 | 31 | 22 | 212 | 5086 | 66.74 | 0 | 941.4389 | Cooling | 0 | 4 | 0 | 0 | 0 | 6 | 0 | 941.4389 | 4 | 1176.7987 | 1176.7987 | 0 | 6 | 0 | 117.6799 | 0.045261 | 1 | 0.5 | 0 | 8.2745 | 0 | 8.2745 | 0 | 1153.2627 | 144.1578 | 0.11089 | 1 | 0.5 | 0 | 4.1373 | 0 | 4.1373
2007-07-31 23:00 | 7 | 31 | 23 | 212 | 5087 | 64.22 | 0 | 804.7935 | Cooling | 0 | 4 | 0 | 0 | 0 | 6 | 0 | 804.7935 | 4 | 1005.9919 | 1005.9919 | 0 | 6 | 0 | 100.5992 | 0.038692 | 1 | 0.5 | 0 | 8.2745 | 0 | 8.2745 | 0 | 985.8721 | 123.234 | 0.094795 | 1 | 0.5 | 0 | 4.1373 | 0 | 4.1373
2007-08-01 | 8 | 1 | 0 | 213 | 5088 | 61.34 | 0 | 628.6076 | Cooling | 0 | 4 | 0 | 0 | 0 | 6 | 0 | 628.6076 | 4 | 785.7595 | 785.7595 | 0 | 6 | 0 | 78.576 | 0.030222 | 1 | 0.5 | 0 | 8.2745 | 0 | 8.2745 | 0 | 770.0444 | 96.2555 | 0.074043 | 1 | 0.5 | 0 | 4.1373 | 0 | 4.1373
2007-08-01 01:00 | 8 | 1 | 1 | 213 | 5089 | 58.1 | 0 | 437.1876 | Cooling | 0 | 4 | 0 | 0 | 0 | 6 | 0 | 437.1876 | 4 | 546.4845 | 546.4845 | 0 | 6 | 0 | 54.6485 | 0.021019 | 1 | 0.5 | 0 | 8.2745 | 0 | 8.2745 | 0 | 535.5549 | 66.9444 | 0.051496 | 1 | 0.5 | 0 | 4.1373 | 0 | 4.1373
2007-08-01 02:00 | 8 | 1 | 2 | 213 | 5090 | 57.56 | 0 | 362.2205 | Cooling | 0 | 4 | 0 | 0 | 0 | 6 | 0 | 362.2205 | 4 | 452.7756 | 452.7756 | 0 | 6 | 0 | 45.2776 | 0.017414 | 1 | 0.5 | 0 | 8.2745 | 0 | 8.2745 | 0 | 443.7201 | 55.465 | 0.042665 | 1 | 0.5 | 0 | 4.1373 | 0 | 4.1373
2007-08-01 03:00 | 8 | 1 | 3 | 213 | 5091 | 57.02 | 0 | 301.5708 | Cooling | 0 | 4 | 0 | 0 | 0 | 6 | 0 | 301.5708 | 4 | 376.9636 | 376.9636 | 0 | 6 | 0 | 37.6964 | 0.014499 | 1 | 0.5 | 0 | 8.2745 | 0 | 8.2745 | 0 | 369.4243 | 46.178 | 0.035522 | 1 | 0.5 | 0 | 4.1373 | 0 | 4.1373
2007-08-01 04:00 | 8 | 1 | 4 | 213 | 5092 | 58.82 | 0 | 247.2221 | Cooling | 0 | 4 | 0 | 0 | 0 | 6 | 0 | 247.2221 | 4 | 309.0276 | 309.0276 | 0 | 6 | 0 | 30.9028 | 0.011886 | 1 | 0.5 | 0 | 8.2745 | 0 | 8.2745 | 0 | 302.847 | 37.8559 | 0.02912 | 1 | 0.5 | 0 | 4.1373 | 0 | 4.1373
2007-08-01 05:00 | 8 | 1 | 5 | 213 | 5093 | 60.62 | 0 | 208.9212 | Cooling | 0 | 4 | 0 | 0 | 0 | 6 | 0 | 208.9212 | 4 | 261.1515 | 261.1515 | 0 | 6 | 0 | 26.1152 | 0.010044 | 1 | 0.5 | 0 | 8.2745 | 0 | 8.2745 | 0 | 255.9285 | 31.9911 | 0.024609 | 1 | 0.5 | 0 | 4.1373 | 0 | 4.1373
2007-08-01 06:00 | 8 | 1 | 6 | 213 | 5094 | 63.86 | 40.534 | 0 | Heating | 40.534 | 4 | 32.4272 | 32.4272 | 0 | 6 | 0 | 0 | 4 | 0 | 0 | 0 | 6 | 0 | 6.4854 | 0.0024944 | 1 | 0.5 | 0 | 8.2745 | 0 | 8.2745 | 33.089 | 0 | 1.894 | 0.001457 | 1 | 0.5 | 0 | 4.1373 | 0 | 4.1373
2007-08-01 07:00 | 8 | 1 | 7 | 213 | 5095 | 64.04 | 224.5093 | 0 | Heating | 224.5093 | 4 | 179.6074 | 179.6074 | 0 | 6 | 0 | 0 | 4 | 0 | 0 | 0 | 6 | 0 | 35.9215 | 0.013816 | 1 | 0.5 | 0 | 8.2745 | 0 | 8.2745 | 183.2729 | 0 | 10.4907 | 0.0080698 | 1 | 0.5 | 0 | 4.1373 | 0 | 4.1373
2007-08-01 08:00 | 8 | 1 | 8 | 213 | 5096 | 64.04 | 0 | 329.3246 | Cooling | 0 | 4 | 0 | 0 | 0 | 6 | 0 | 329.3246 | 4 | 411.6558 | 411.6558 | 0 | 6 | 0 | 41.1656 | 0.015833 | 1 | 0.5 | 0 | 8.2745 | 0 | 8.2745 | 0 | 403.4227 | 50.4278 | 0.038791 | 1 | 0.5 | 0 | 4.1373 | 0 | 4.1373
2007-08-01 09:00 | 8 | 1 | 9 | 213 | 5097 | 69.98 | 0 | 665.9433 | Cooling | 0 | 4 | 0 | 0 | 0 | 6 | 0 | 665.9433 | 4 | 832.4292 | 832.4292 | 0 | 6 | 0 | 83.2429 | 0.032017 | 1 | 0.5 | 0 | 8.2745 | 0 | 8.2745 | 0 | 815.7806 | 101.9726 | 0.07844 | 1 | 0.5 | 0 | 4.1373 | 0 | 4.1373
2007-08-01 10:00 | 8 | 1 | 10 | 213 | 5098 | 73.04 | 0 | 978.7322 | Cooling | 0 | 4 | 0 | 0 | 0 | 6 | 0 | 978.7322 | 4 | 1223.4153 | 1223.4153 | 0 | 6 | 0 | 122.3415 | 0.047054 | 1 | 0.5 | 0 | 8.2745 | 0 | 8.2745 | 0 | 1198.947 | 149.8684 | 0.11528 | 1 | 0.5 | 0 | 4.1373 | 0 | 4.1373
2007-08-01 11:00 | 8 | 1 | 11 | 213 | 5099 | 73.04 | 0 | 1679.1027 | Cooling | 0 | 4 | 0 | 0 | 0 | 6 | 0 | 1679.1027 | 4 | 2098.8784 | 2098.8784 | 0 | 6 | 0 | 209.8878 | 0.080726 | 1 | 0.5 | 0 | 8.2745 | 0 | 8.2745 | 0 | 2056.9008 | 257.1126 | 0.19778 | 1 | 0.5 | 0 | 4.1373 | 0 | 4.1373
2007-08-01 12:00 | 8 | 1 | 12 | 213 | 5100 | 78.08 | 0 | 2084.0138 | Cooling | 0 | 4 | 0 | 0 | 0 | 6 | 0 | 2084.0138 | 4 | 2605.0172 | 2605.0172 | 0 | 6 | 0 | 260.5017 | 0.10019 | 1 | 0.5 | 0 | 8.2745 | 0 | 8.2745 | 0 | 2552.9168 | 319.1146 | 0.24547 | 1 | 0.5 | 0 | 4.1373 | 0 | 4.1373
2007-08-01 13:00 | 8 | 1 | 13 | 213 | 5101 | 80.06 | 0 | 2389.7617 | Cooling | 0 | 4 | 0 | 0 | 0 | 6 | 0 | 2389.7617 | 4 | 2987.2021 | 2987.2021 | 0 | 6 | 0 | 298.7202 | 0.11489 | 1 | 0.5 | 0 | 8.2745 | 0 | 8.2745 | 0 | 2927.4581 | 365.9323 | 0.28149 | 1 | 0.56297 | 0 | 5.4351 | 0 | 5.4351
2007-08-01 14:00 | 8 | 1 | 14 | 213 | 5102 | 80.06 | 0 | 2590.4843 | Cooling | 0 | 4 | 0 | 0 | 0 | 6 | 0 | 2590.4843 | 4 | 3238.1054 | 3238.1054 | 0 | 6 | 0 | 323.8105 | 0.12454 | 1 | 0.5 | 0 | 8.2745 | 0 | 8.2745 | 0 | 3173.3433 | 396.6679 | 0.30513 | 1 | 0.61026 | 0 | 6.5428 | 0 | 6.5428
2007-08-01 15:00 | 8 | 1 | 15 | 213 | 5103 | 82.04 | 0 | 2837.9836 | Cooling | 0 | 4 | 0 | 0 | 0 | 6 | 0 | 2837.9836 | 4 | 3547.4795 | 3547.4795 | 0 | 6 | 0 | 354.7479 | 0.13644 | 1 | 0.5 | 0 | 8.2745 | 0 | 8.2745 | 0 | 3476.5299 | 434.5662 | 0.33428 | 1 | 0.66856 | 0 | 8.0707 | 0 | 8.0707
2007-08-01 16:00 | 8 | 1 | 16 | 213 | 5104 | 80.06 | 0 | 2849.8309 | Cooling | 0 | 4 | 0 | 0 | 0 | 6 | 0 | 2849.8309 | 4 | 3562.2887 | 3562.2887 | 0 | 6 | 0 | 356.2289 | 0.13701 | 1 | 0.5 | 0 | 8.2745 | 0 | 8.2745 | 0 | 3491.0429 | 436.3804 | 0.33568 | 1 | 0.67135 | 0 | 8.1484 | 0 | 8.1484
2007-08-01 17:00 | 8 | 1 | 17 | 213 | 5105 | 80.06 | 0 | 2720.304 | Cooling | 0 | 4 | 0 | 0 | 0 | 6 | 0 | 2720.304 | 4 | 3400.3799 | 3400.3799 | 0 | 6 | 0 | 340.038 | 0.13078 | 1 | 0.5 | 0 | 8.2745 | 0 | 8.2745 | 0 | 3332.3723 | 416.5465 | 0.32042 | 1 | 0.64084 | 0 | 7.3216 | 0 | 7.3216
2007-08-01 18:00 | 8 | 1 | 18 | 213 | 5106 | 80.06 | 0 | 2326.8341 | Cooling | 0 | 4 | 0 | 0 | 0 | 6 | 0 | 2326.8341 | 4 | 2908.5426 | 2908.5426 | 0 | 6 | 0 | 290.8543 | 0.11187 | 1 | 0.5 | 0 | 8.2745 | 0 | 8.2745 | 0 | 2850.3718 | 356.2965 | 0.27407 | 1 | 0.54815 | 0 | 5.1115 | 0 | 5.1115
2007-08-01 19:00 | 8 | 1 | 19 | 213 | 5107 | 78.98 | 0 | 1667.6382 | Cooling | 0 | 4 | 0 | 0 | 0 | 6 | 0 | 1667.6382 | 4 | 2084.5477 | 2084.5477 | 0 | 6 | 0 | 208.4548 | 0.080175 | 1 | 0.5 | 0 | 8.2745 | 0 | 8.2745 | 0 | 2042.8568 | 255.3571 | 0.19643 | 1 | 0.5 | 0 | 4.1373 | 0 | 4.1373
2007-08-01 20:00 | 8 | 1 | 20 | 213 | 5108 | 78.98 | 0 | 730.0725 | Cooling | 0 | 4 | 0 | 0 | 0 | 6 | 0 | 730.0725 | 4 | 912.5907 | 912.5907 | 0 | 6 | 0 | 91.2591 | 0.0351 | 1 | 0.5 | 0 | 8.2745 | 0 | 8.2745 | 0 | 894.3389 | 111.7924 | 0.085994 | 1 | 0.5 | 0 | 4.1373 | 0 | 4.1373
2007-08-01 21:00 | 8 | 1 | 21 | 213 | 5109 | 75.02 | 0 | 353.0645 | Cooling | 0 | 4 | 0 | 0 | 0 | 6 | 0 | 353.0645 | 4 | 441.3306 | 441.3306 | 0 | 6 | 0 | 44.1331 | 0.016974 | 1 | 0.5 | 0 | 8.2745 | 0 | 8.2745 | 0 | 432.504 | 54.063 | 0.041587 | 1 | 0.5 | 0 | 4.1373 | 0 | 4.1373
2007-08-01 22:00 | 8 | 1 | 22 | 213 | 5110 | 73.04 | 0 | 19.7376 | Cooling | 0 | 4 | 0 | 0 | 0 | 6 | 0 | 19.7376 | 4 | 24.672 | 24.672 | 0 | 6 | 0 | 2.4672 | 0.00094892 | 1 | 0.5 | 0 | 8.2745 | 0 | 8.2745 | 0 | 24.1786 | 3.0223 | 0.0023249 | 1 | 0.5 | 0 | 4.1373 | 0 | 4.1373
2007-08-01 23:00 | 8 | 1 | 23 | 213 | 5111 | 73.04 | 5.427 | 0 | Heating | 5.427 | 4 | 4.3416 | 4.3416 | 0 | 6 | 0 | 0 | 4 | 0 | 0 | 0 | 6 | 0 | 0.86831 | 0.00033397 | 1 | 0.5 | 0 | 8.2745 | 0 | 8.2745 | 4.4302 | 0 | 0.25359 | 0.00019507 | 1 | 0.5 | 0 | 4.1373 | 0 | 4.1373
2007-08-02 | 8 | 2 | 0 | 214 | 5112 | 71.06 | 0 | 29.7889 | Cooling | 0 | 4 | 0 | 0 | 0 | 6 | 0 | 29.7889 | 4 | 37.2361 | 37.2361 | 0 | 6 | 0 | 3.7236 | 0.0014322 | 1 | 0.5 | 0 | 8.2745 | 0 | 8.2745 | 0 | 36.4914 | 4.5614 | 0.0035088 | 1 | 0.5 | 0 | 4.1373 | 0 | 4.1373
2007-08-02 01:00 | 8 | 2 | 1 | 214 | 5113 | 71.06 | 0 | 129.3264 | Cooling | 0 | 4 | 0 | 0 | 0 | 6 | 0 | 129.3264 | 4 | 161.658 | 161.658 | 0 | 6 | 0 | 16.1658 | 0.0062176 | 1 | 0.5 | 0 | 8.2745 | 0 | 8.2745 | 0 | 158.4248 | 19.8031 | 0.015233 | 1 | 0.5 | 0 | 4.1373 | 0 | 4.1373
2007-08-02 02:00 | 8 | 2 | 2 | 214 | 5114 | 71.06 | 0 | 115.6404 | Cooling | 0 | 4 | 0 | 0 | 0 | 6 | 0 | 115.6404 | 4 | 144.5505 | 144.5505 | 0 | 6 | 0 | 14.4551 | 0.0055596 | 1 | 0.5 | 0 | 8.2745 | 0 | 8.2745 | 0 | 141.6595 | 17.7074 | 0.013621 | 1 | 0.5 | 0 | 4.1373 | 0 | 4.1373
2007-08-02 03:00 | 8 | 2 | 3 | 214 | 5115 | 71.06 | 0 | 104.6038 | Cooling | 0 | 4 | 0 | 0 | 0 | 6 | 0 | 104.6038 | 4 | 130.7547 | 130.7547 | 0 | 6 | 0 | 13.0755 | 0.005029 | 1 | 0.5 | 0 | 8.2745 | 0 | 8.2745 | 0 | 128.1396 | 16.0175 | 0.012321 | 1 | 0.5 | 0 | 4.1373 | 0 | 4.1373
2007-08-02 04:00 | 8 | 2 | 4 | 214 | 5116 | 69.08 | 0 | 73.7702 | Cooling | 0 | 4 | 0 | 0 | 0 | 6 | 0 | 73.7702 | 4 | 92.2128 | 92.2128 | 0 | 6 | 0 | 9.2213 | 0.0035466 | 1 | 0.5 | 0 | 8.2745 | 0 | 8.2745 | 0 | 90.3685 | 11.2961 | 0.0086893 | 1 | 0.5 | 0 | 4.1373 | 0 | 4.1373
2007-08-02 05:00 | 8 | 2 | 5 | 214 | 5117 | 69.08 | 0 | 9.372 | Cooling | 0 | 4 | 0 | 0 | 0 | 6 | 0 | 9.372 | 4 | 11.715 | 11.715 | 0 | 6 | 0 | 1.1715 | 0.00045058 | 1 | 0.5 | 0 | 8.2745 | 0 | 8.2745 | 0 | 11.4807 | 1.4351 | 0.0011039 | 1 | 0.5 | 0 | 4.1373 | 0 | 4.1373
2007-08-02 06:00 | 8 | 2 | 6 | 214 | 5118 | 68 | 663.7711 | 0 | Heating | 663.7711 | 4 | 531.0169 | 531.0169 | 0 | 6 | 0 | 0 | 4 | 0 | 0 | 0 | 6 | 0 | 106.2034 | 0.040847 | 1 | 0.5 | 0 | 8.2745 | 0 | 8.2745 | 541.8539 | 0 | 31.0163 | 0.023859 | 1 | 0.5 | 0 | 4.1373 | 0 | 4.1373
2007-08-02 07:00 | 8 | 2 | 7 | 214 | 5119 | 69.98 | 618.1474 | 0 | Heating | 618.1474 | 4 | 494.5179 | 494.5179 | 0 | 6 | 0 | 0 | 4 | 0 | 0 | 0 | 6 | 0 | 98.9036 | 0.03804 | 1 | 0.5 | 0 | 8.2745 | 0 | 8.2745 | 504.6102 | 0 | 28.8844 | 0.022219 | 1 | 0.5 | 0 | 4.1373 | 0 | 4.1373
2007-08-02 08:00 | 8 | 2 | 8 | 214 | 5120 | 69.98 | 186.4715 | 0 | Heating | 186.4715 | 4 | 149.1772 | 149.1772 | 0 | 6 | 0 | 0 | 4 | 0 | 0 | 0 | 6 | 0 | 29.8354 | 0.011475 | 1 | 0.5 | 0 | 8.2745 | 0 | 8.2745 | 152.2216 | 0 | 8.7133 | 0.0067026 | 1 | 0.5 | 0 | 4.1373 | 0 | 4.1373
2007-08-02 09:00 | 8 | 2 | 9 | 214 | 5121 | 69.98 | 0 | 458.3994 | Cooling | 0 | 4 | 0 | 0 | 0 | 6 | 0 | 458.3994 | 4 | 572.9993 | 572.9993 | 0 | 6 | 0 | 57.2999 | 0.022038 | 1 | 0.5 | 0 | 8.2745 | 0 | 8.2745 | 0 | 561.5393 | 70.1924 | 0.053994 | 1 | 0.5 | 0 | 4.1373 | 0 | 4.1373
2007-08-02 10:00 | 8 | 2 | 10 | 214 | 5122 | 71.06 | 0 | 862.88 | Cooling | 0 | 4 | 0 | 0 | 0 | 6 | 0 | 862.88 | 4 | 1078.6 | 1078.6 | 0 | 6 | 0 | 107.86 | 0.041485 | 1 | 0.5 | 0 | 8.2745 | 0 | 8.2745 | 0 | 1057.028 | 132.1285 | 0.10164 | 1 | 0.5 | 0 | 4.1373 | 0 | 4.1373
2007-08-02 11:00 | 8 | 2 | 11 | 214 | 5123 | 71.06 | 0 | 1553.3843 | Cooling | 0 | 4 | 0 | 0 | 0 | 6 | 0 | 1553.3843 | 4 | 1941.7304 | 1941.7304 | 0 | 6 | 0 | 194.173 | 0.074682 | 1 | 0.5 | 0 | 8.2745 | 0 | 8.2745 | 0 | 1902.8958 | 237.862 | 0.18297 | 1 | 0.5 | 0 | 4.1373 | 0 | 4.1373
2007-08-02 12:00 | 8 | 2 | 12 | 214 | 5124 | 71.6 | 0 | 1934.052 | Cooling | 0 | 4 | 0 | 0 | 0 | 6 | 0 | 1934.052 | 4 | 2417.565 | 2417.565 | 0 | 6 | 0 | 241.7565 | 0.092983 | 1 | 0.5 | 0 | 8.2745 | 0 | 8.2745 | 0 | 2369.2137 | 296.1517 | 0.22781 | 1 | 0.5 | 0 | 4.1373 | 0 | 4.1373
2007-08-02 13:00 | 8 | 2 | 13 | 214 | 5125 | 71.6 | 0 | 2236.4385 | Cooling | 0 | 4 | 0 | 0 | 0 | 6 | 0 | 2236.4385 | 4 | 2795.5481 | 2795.5481 | 0 | 6 | 0 | 279.5548 | 0.10752 | 1 | 0.5 | 0 | 8.2745 | 0 | 8.2745 | 0 | 2739.6372 | 342.4546 | 0.26343 | 1 | 0.52685 | 0 | 4.6663 | 0 | 4.6663
2007-08-02 14:00 | 8 | 2 | 14 | 214 | 5126 | 71.06 | 0 | 2394.0182 | Cooling | 0 | 4 | 0 | 0 | 0 | 6 | 0 | 2394.0182 | 4 | 2992.5228 | 2992.5228 | 0 | 6 | 0 | 299.2523 | 0.1151 | 1 | 0.5 | 0 | 8.2745 | 0 | 8.2745 | 0 | 2932.6723 | 366.584 | 0.28199 | 1 | 0.56398 | 0 | 5.4573 | 0 | 5.4573
2007-08-02 15:00 | 8 | 2 | 15 | 214 | 5127 | 71.6 | 0 | 2618.5149 | Cooling | 0 | 4 | 0 | 0 | 0 | 6 | 0 | 2618.5149 | 4 | 3273.1436 | 3273.1436 | 0 | 6 | 0 | 327.3144 | 0.12589 | 1 | 0.5 | 0 | 8.2745 | 0 | 8.2745 | 0 | 3207.6807 | 400.9601 | 0.30843 | 1 | 0.61686 | 0 | 6.7068 | 0 | 6.7068
2007-08-02 16:00 | 8 | 2 | 16 | 214 | 5128 | 73.4 | 0 | 2739.3324 | Cooling | 0 | 4 | 0 | 0 | 0 | 6 | 0 | 2739.3324 | 4 | 3424.1655 | 3424.1655 | 0 | 6 | 0 | 342.4165 | 0.1317 | 1 | 0.5 | 0 | 8.2745 | 0 | 8.2745 | 0 | 3355.6822 | 419.4603 | 0.32266 | 1 | 0.64532 | 0 | 7.44 | 0 | 7.44
2007-08-02 17:00 | 8 | 2 | 17 | 214 | 5129 | 73.04 | 0 | 2655.7357 | Cooling | 0 | 4 | 0 | 0 | 0 | 6 | 0 | 2655.7357 | 4 | 3319.6696 | 3319.6696 | 0 | 6 | 0 | 331.967 | 0.12768 | 1 | 0.5 | 0 | 8.2745 | 0 | 8.2745 | 0 | 3253.2762 | 406.6595 | 0.31282 | 1 | 0.62563 | 0 | 6.9281 | 0 | 6.9281
2007-08-02 18:00 | 8 | 2 | 18 | 214 | 5130 | 73.4 | 0 | 2267.2319 | Cooling | 0 | 4 | 0 | 0 | 0 | 6 | 0 | 2267.2319 | 4 | 2834.0398 | 2834.0398 | 0 | 6 | 0 | 283.404 | 0.109 | 1 | 0.5 | 0 | 8.2745 | 0 | 8.2745 | 0 | 2777.359 | 347.1699 | 0.26705 | 1 | 0.53411 | 0 | 4.8154 | 0 | 4.8154
2007-08-02 19:00 | 8 | 2 | 19 | 214 | 5131 | 71.6 | 0 | 1763.5832 | Cooling | 0 | 4 | 0 | 0 | 0 | 6 | 0 | 1763.5832 | 4 | 2204.4791 | 2204.4791 | 0 | 6 | 0 | 220.4479 | 0.084788 | 1 | 0.5 | 0 | 8.2745 | 0 | 8.2745 | 0 | 2160.3895 | 270.0487 | 0.20773 | 1 | 0.5 | 0 | 4.1373 | 0 | 4.1373
2007-08-02 20:00 | 8 | 2 | 20 | 214 | 5132 | 71.06 | 0 | 634.7106 | Cooling | 0 | 4 | 0 | 0 | 0 | 6 | 0 | 634.7106 | 4 | 793.3882 | 793.3882 | 0 | 6 | 0 | 79.3388 | 0.030515 | 1 | 0.5 | 0 | 8.2745 | 0 | 8.2745 | 0 | 777.5204 | 97.1901 | 0.074762 | 1 | 0.5 | 0 | 4.1373 | 0 | 4.1373
2007-08-02 21:00 | 8 | 2 | 21 | 214 | 5133 | 68 | 0 | 305.5394 | Cooling | 0 | 4 | 0 | 0 | 0 | 6 | 0 | 305.5394 | 4 | 381.9242 | 381.9242 | 0 | 6 | 0 | 38.1924 | 0.014689 | 1 | 0.5 | 0 | 8.2745 | 0 | 8.2745 | 0 | 374.2858 | 46.7857 | 0.035989 | 1 | 0.5 | 0 | 4.1373 | 0 | 4.1373
2007-08-02 22:00 | 8 | 2 | 22 | 214 | 5134 | 69.8 | 1.3189 | 0 | Heating | 1.3189 | 4 | 1.0551 | 1.0551 | 0 | 6 | 0 | 0 | 4 | 0 | 0 | 0 | 6 | 0 | 0.21103 | 8.1165e-05 | 1 | 0.5 | 0 | 8.2745 | 0 | 8.2745 | 1.0767 | 0 | 0.06163 | 4.7408e-05 | 1 | 0.5 | 0 | 4.1373 | 0 | 4.1373
2007-08-02 23:00 | 8 | 2 | 23 | 214 | 5135 | 66.2 | 20.8483 | 0 | Heating | 20.8483 | 4 | 16.6786 | 16.6786 | 0 | 6 | 0 | 0 | 4 | 0 | 0 | 0 | 6 | 0 | 3.3357 | 0.001283 | 1 | 0.5 | 0 | 8.2745 | 0 | 8.2745 | 17.019 | 0 | 0.97419 | 0.00074937 | 1 | 0.5 | 0 | 4.1373 | 0 | 4.1373
2007-08-03 | 8 | 3 | 0 | 215 | 5136 | 66.2 | 0 | 55.0341 | Cooling | 0 | 4 | 0 | 0 | 0 | 6 | 0 | 55.0341 | 4 | 68.7926 | 68.7926 | 0 | 6 | 0 | 6.8793 | 0.0026459 | 1 | 0.5 | 0 | 8.2745 | 0 | 8.2745 | 0 | 67.4167 | 8.4271 | 0.0064824 | 1 | 0.5 | 0 | 4.1373 | 0 | 4.1373
2007-08-03 01:00 | 8 | 3 | 1 | 215 | 5137 | 64.4 | 0 | 136.2385 | Cooling | 0 | 4 | 0 | 0 | 0 | 6 | 0 | 136.2385 | 4 | 170.2982 | 170.2982 | 0 | 6 | 0 | 17.0298 | 0.0065499 | 1 | 0.5 | 0 | 8.2745 | 0 | 8.2745 | 0 | 166.8922 | 20.8615 | 0.016047 | 1 | 0.5 | 0 | 4.1373 | 0 | 4.1373
2007-08-03 02:00 | 8 | 3 | 2 | 215 | 5138 | 64.94 | 0 | 122.7275 | Cooling | 0 | 4 | 0 | 0 | 0 | 6 | 0 | 122.7275 | 4 | 153.4093 | 153.4093 | 0 | 6 | 0 | 15.3409 | 0.0059004 | 1 | 0.5 | 0 | 8.2745 | 0 | 8.2745 | 0 | 150.3411 | 18.7926 | 0.014456 | 1 | 0.5 | 0 | 4.1373 | 0 | 4.1373
2007-08-03 03:00 | 8 | 3 | 3 | 215 | 5139 | 64.04 | 0 | 99.3737 | Cooling | 0 | 4 | 0 | 0 | 0 | 6 | 0 | 99.3737 | 4 | 124.2171 | 124.2171 | 0 | 6 | 0 | 12.4217 | 0.0047776 | 1 | 0.5 | 0 | 8.2745 | 0 | 8.2745 | 0 | 121.7328 | 15.2166 | 0.011705 | 1 | 0.5 | 0 | 4.1373 | 0 | 4.1373
2007-08-03 04:00 | 8 | 3 | 4 | 215 | 5140 | 62.06 | 0 | 56.5482 | Cooling | 0 | 4 | 0 | 0 | 0 | 6 | 0 | 56.5482 | 4 | 70.6853 | 70.6853 | 0 | 6 | 0 | 7.0685 | 0.0027187 | 1 | 0.5 | 0 | 8.2745 | 0 | 8.2745 | 0 | 69.2716 | 8.659 | 0.0066607 | 1 | 0.5 | 0 | 4.1373 | 0 | 4.1373
2007-08-03 05:00 | 8 | 3 | 5 | 215 | 5141 | 62.06 | 25.7422 | 0 | Heating | 25.7422 | 4 | 20.5938 | 20.5938 | 0 | 6 | 0 | 0 | 4 | 0 | 0 | 0 | 6 | 0 | 4.1188 | 0.0015841 | 1 | 0.5 | 0 | 8.2745 | 0 | 8.2745 | 21.0141 | 0 | 1.2029 | 0.00092528 | 1 | 0.5 | 0 | 4.1373 | 0 | 4.1373
2007-08-03 06:00 | 8 | 3 | 6 | 215 | 5142 | 64.04 | 709.146 | 0 | Heating | 709.146 | 4 | 567.3168 | 567.3168 | 0 | 6 | 0 | 0 | 4 | 0 | 0 | 0 | 6 | 0 | 113.4634 | 0.04364 | 1 | 0.5 | 0 | 8.2745 | 0 | 8.2745 | 578.8947 | 0 | 33.1365 | 0.02549 | 1 | 0.5 | 0 | 4.1373 | 0 | 4.1373
2007-08-03 07:00 | 8 | 3 | 7 | 215 | 5143 | 66.02 | 682.1694 | 0 | Heating | 682.1694 | 4 | 545.7355 | 545.7355 | 0 | 6 | 0 | 0 | 4 | 0 | 0 | 0 | 6 | 0 | 109.1471 | 0.04198 | 1 | 0.5 | 0 | 8.2745 | 0 | 8.2745 | 556.873 | 0 | 31.876 | 0.02452 | 1 | 0.5 | 0 | 4.1373 | 0 | 4.1373
2007-08-03 08:00 | 8 | 3 | 8 | 215 | 5144 | 66.02 | 397.3594 | 0 | Heating | 397.3594 | 4 | 317.8875 | 317.8875 | 0 | 6 | 0 | 0 | 4 | 0 | 0 | 0 | 6 | 0 | 63.5775 | 0.024453 | 1 | 0.5 | 0 | 8.2745 | 0 | 8.2745 | 324.375 | 0 | 18.5675 | 0.014283 | 1 | 0.5 | 0 | 4.1373 | 0 | 4.1373
2007-08-03 09:00 | 8 | 3 | 9 | 215 | 5145 | 71.06 | 11.1927 | 0 | Heating | 11.1927 | 4 | 8.9541 | 8.9541 | 0 | 6 | 0 | 0 | 4 | 0 | 0 | 0 | 6 | 0 | 1.7908 | 0.00068878 | 1 | 0.5 | 0 | 8.2745 | 0 | 8.2745 | 9.1369 | 0 | 0.523 | 0.00040231 | 1 | 0.5 | 0 | 4.1373 | 0 | 4.1373
2007-08-03 10:00 | 8 | 3 | 10 | 215 | 5146 | 73.04 | 0 | 348.4014 | Cooling | 0 | 4 | 0 | 0 | 0 | 6 | 0 | 348.4014 | 4 | 435.5017 | 435.5017 | 0 | 6 | 0 | 43.5502 | 0.01675 | 1 | 0.5 | 0 | 8.2745 | 0 | 8.2745 | 0 | 426.7917 | 53.349 | 0.041038 | 1 | 0.5 | 0 | 4.1373 | 0 | 4.1373
2007-08-03 11:00 | 8 | 3 | 11 | 215 | 5147 | 73.04 | 0 | 1247.3973 | Cooling | 0 | 4 | 0 | 0 | 0 | 6 | 0 | 1247.3973 | 4 | 1559.2466 | 1559.2466 | 0 | 6 | 0 | 155.9247 | 0.059971 | 1 | 0.5 | 0 | 8.2745 | 0 | 8.2745 | 0 | 1528.0617 | 191.0077 | 0.14693 | 1 | 0.5 | 0 | 4.1373 | 0 | 4.1373
2007-08-03 12:00 | 8 | 3 | 12 | 215 | 5148 | 75.92 | 0 | 1710.2861 | Cooling | 0 | 4 | 0 | 0 | 0 | 6 | 0 | 1710.2861 | 4 | 2137.8577 | 2137.8577 | 0 | 6 | 0 | 213.7858 | 0.082225 | 1 | 0.5 | 0 | 8.2745 | 0 | 8.2745 | 0 | 2095.1005 | 261.8876 | 0.20145 | 1 | 0.5 | 0 | 4.1373 | 0 | 4.1373
2007-08-03 13:00 | 8 | 3 | 13 | 215 | 5149 | 77 | 0 | 2070.2353 | Cooling | 0 | 4 | 0 | 0 | 0 | 6 | 0 | 2070.2353 | 4 | 2587.7941 | 2587.7941 | 0 | 6 | 0 | 258.7794 | 0.099531 | 1 | 0.5 | 0 | 8.2745 | 0 | 8.2745 | 0 | 2536.0382 | 317.0048 | 0.24385 | 1 | 0.5 | 0 | 4.1373 | 0 | 4.1373
2007-08-03 14:00 | 8 | 3 | 14 | 215 | 5150 | 77 | 0 | 2142.3267 | Cooling | 0 | 4 | 0 | 0 | 0 | 6 | 0 | 2142.3267 | 4 | 2677.9083 | 2677.9083 | 0 | 6 | 0 | 267.7908 | 0.103 | 1 | 0.5 | 0 | 8.2745 | 0 | 8.2745 | 0 | 2624.3502 | 328.0438 | 0.25234 | 1 | 0.50468 | 0 | 4.2269 | 0 | 4.2269
2007-08-03 15:00 | 8 | 3 | 15 | 215 | 5151 | 78.08 | 0 | 2350.0894 | Cooling | 0 | 4 | 0 | 0 | 0 | 6 | 0 | 2350.0894 | 4 | 2937.6118 | 2937.6118 | 0 | 6 | 0 | 293.7612 | 0.11299 | 1 | 0.5 | 0 | 8.2745 | 0 | 8.2745 | 0 | 2878.8596 | 359.8574 | 0.27681 | 1 | 0.55363 | 0 | 5.2298 | 0 | 5.2298
2007-08-03 16:00 | 8 | 3 | 16 | 215 | 5152 | 78.98 | 0 | 2499.4278 | Cooling | 0 | 4 | 0 | 0 | 0 | 6 | 0 | 2499.4278 | 4 | 3124.2848 | 3124.2848 | 0 | 6 | 0 | 312.4285 | 0.12016 | 1 | 0.5 | 0 | 8.2745 | 0 | 8.2745 | 0 | 3061.7991 | 382.7249 | 0.2944 | 1 | 0.58881 | 0 | 6.0259 | 0 | 6.0259
2007-08-03 17:00 | 8 | 3 | 17 | 215 | 5153 | 78.98 | 0 | 2490.0164 | Cooling | 0 | 4 | 0 | 0 | 0 | 6 | 0 | 2490.0164 | 4 | 3112.5205 | 3112.5205 | 0 | 6 | 0 | 311.2521 | 0.11971 | 1 | 0.5 | 0 | 8.2745 | 0 | 8.2745 | 0 | 3050.2701 | 381.2838 | 0.2933 | 1 | 0.58659 | 0 | 5.9738 | 0 | 5.9738
2007-08-03 18:00 | 8 | 3 | 18 | 215 | 5154 | 75.92 | 0 | 1415.8048 | Cooling | 0 | 4 | 0 | 0 | 0 | 6 | 0 | 1415.8048 | 4 | 1769.756 | 1769.756 | 0 | 6 | 0 | 176.9756 | 0.068068 | 1 | 0.5 | 0 | 8.2745 | 0 | 8.2745 | 0 | 1734.3609 | 216.7951 | 0.16677 | 1 | 0.5 | 0 | 4.1373 | 0 | 4.1373
2007-08-03 19:00 | 8 | 3 | 19 | 215 | 5155 | 73.94 | 0 | 1035.6724 | Cooling | 0 | 4 | 0 | 0 | 0 | 6 | 0 | 1035.6724 | 4 | 1294.5905 | 1294.5905 | 0 | 6 | 0 | 129.4591 | 0.049792 | 1 | 0.5 | 0 | 8.2745 | 0 | 8.2745 | 0 | 1268.6987 | 158.5873 | 0.12199 | 1 | 0.5 | 0 | 4.1373 | 0 | 4.1373
2007-08-03 20:00 | 8 | 3 | 20 | 215 | 5156 | 73.94 | 0 | 616.6478 | Cooling | 0 | 4 | 0 | 0 | 0 | 6 | 0 | 616.6478 | 4 | 770.8097 | 770.8097 | 0 | 6 | 0 | 77.081 | 0.029647 | 1 | 0.5 | 0 | 8.2745 | 0 | 8.2745 | 0 | 755.3935 | 94.4242 | 0.072634 | 1 | 0.5 | 0 | 4.1373 | 0 | 4.1373
2007-08-03 21:00 | 8 | 3 | 21 | 215 | 5157 | 66.02 | 0 | 208.0253 | Cooling | 0 | 4 | 0 | 0 | 0 | 6 | 0 | 208.0253 | 4 | 260.0316 | 260.0316 | 0 | 6 | 0 | 26.0032 | 0.010001 | 1 | 0.5 | 0 | 8.2745 | 0 | 8.2745 | 0 | 254.831 | 31.8539 | 0.024503 | 1 | 0.5 | 0 | 4.1373 | 0 | 4.1373
2007-08-03 22:00 | 8 | 3 | 22 | 215 | 5158 | 62.96 | 0 | 111.2175 | Cooling | 0 | 4 | 0 | 0 | 0 | 6 | 0 | 111.2175 | 4 | 139.0219 | 139.0219 | 0 | 6 | 0 | 13.9022 | 0.005347 | 1 | 0.5 | 0 | 8.2745 | 0 | 8.2745 | 0 | 136.2415 | 17.0302 | 0.0131 | 1 | 0.5 | 0 | 4.1373 | 0 | 4.1373
2007-08-03 23:00 | 8 | 3 | 23 | 215 | 5159 | 62.96 | 0 | 40.5613 | Cooling | 0 | 4 | 0 | 0 | 0 | 6 | 0 | 40.5613 | 4 | 50.7017 | 50.7017 | 0 | 6 | 0 | 5.0702 | 0.0019501 | 1 | 0.5 | 0 | 8.2745 | 0 | 8.2745 | 0 | 49.6876 | 6.211 | 0.0047777 | 1 | 0.5 | 0 | 4.1373 | 0 | 4.1373
2007-08-04 | 8 | 4 | 0 | 216 | 5160 | 62.06 | 0 | 115.5061 | Cooling | 0 | 4 | 0 | 0 | 0 | 6 | 0 | 115.5061 | 4 | 144.3826 | 144.3826 | 0 | 6 | 0 | 14.4383 | 0.0055532 | 1 | 0.5 | 0 | 8.2745 | 0 | 8.2745 | 0 | 141.4949 | 17.6869 | 0.013605 | 1 | 0.5 | 0 | 4.1373 | 0 | 4.1373
2007-08-04 01:00 | 8 | 4 | 1 | 216 | 5161 | 60.98 | 0 | 186.9842 | Cooling | 0 | 4 | 0 | 0 | 0 | 6 | 0 | 186.9842 | 4 | 233.7303 | 233.7303 | 0 | 6 | 0 | 23.373 | 0.0089896 | 1 | 0.5 | 0 | 8.2745 | 0 | 8.2745 | 0 | 229.0557 | 28.632 | 0.022025 | 1 | 0.5 | 0 | 4.1373 | 0 | 4.1373
2007-08-04 02:00 | 8 | 4 | 2 | 216 | 5162 | 60.98 | 0 | 167.9677 | Cooling | 0 | 4 | 0 | 0 | 0 | 6 | 0 | 167.9677 | 4 | 209.9596 | 209.9596 | 0 | 6 | 0 | 20.996 | 0.0080754 | 1 | 0.5 | 0 | 8.2745 | 0 | 8.2745 | 0 | 205.7604 | 25.72 | 0.019785 | 1 | 0.5 | 0 | 4.1373 | 0 | 4.1373
2007-08-04 03:00 | 8 | 4 | 3 | 216 | 5163 | 60.08 | 0 | 153.3002 | Cooling | 0 | 4 | 0 | 0 | 0 | 6 | 0 | 153.3002 | 4 | 191.6253 | 191.6253 | 0 | 6 | 0 | 19.1625 | 0.0073702 | 1 | 0.5 | 0 | 8.2745 | 0 | 8.2745 | 0 | 187.7928 | 23.4741 | 0.018057 | 1 | 0.5 | 0 | 4.1373 | 0 | 4.1373
2007-08-04 04:00 | 8 | 4 | 4 | 216 | 5164 | 59 | 0 | 130.685 | Cooling | 0 | 4 | 0 | 0 | 0 | 6 | 0 | 130.685 | 4 | 163.3563 | 163.3563 | 0 | 6 | 0 | 16.3356 | 0.0062829 | 1 | 0.5 | 0 | 8.2745 | 0 | 8.2745 | 0 | 160.0892 | 20.0111 | 0.015393 | 1 | 0.5 | 0 | 4.1373 | 0 | 4.1373
2007-08-04 05:00 | 8 | 4 | 5 | 216 | 5165 | 59 | 0 | 81.5702 | Cooling | 0 | 4 | 0 | 0 | 0 | 6 | 0 | 81.5702 | 4 | 101.9627 | 101.9627 | 0 | 6 | 0 | 10.1963 | 0.0039216 | 1 | 0.5 | 0 | 8.2745 | 0 | 8.2745 | 0 | 99.9235 | 12.4904 | 0.009608 | 1 | 0.5 | 0 | 4.1373 | 0 | 4.1373
2007-08-04 06:00 | 8 | 4 | 6 | 216 | 5166 | 60.08 | 0 | 2.4645 | Cooling | 0 | 4 | 0 | 0 | 0 | 6 | 0 | 2.4645 | 4 | 3.0806 | 3.0806 | 0 | 6 | 0 | 0.30806 | 0.00011849 | 1 | 0.5 | 0 | 8.2745 | 0 | 8.2745 | 0 | 3.019 | 0.37738 | 0.00029029 | 1 | 0.5 | 0 | 4.1373 | 0 | 4.1373
2007-08-04 07:00 | 8 | 4 | 7 | 216 | 5167 | 62.96 | 254.9104 | 0 | Heating | 254.9104 | 4 | 203.9283 | 203.9283 | 0 | 6 | 0 | 0 | 4 | 0 | 0 | 0 | 6 | 0 | 40.7857 | 0.015687 | 1 | 0.5 | 0 | 8.2745 | 0 | 8.2745 | 208.0901 | 0 | 11.9113 | 0.0091625 | 1 | 0.5 | 0 | 4.1373 | 0 | 4.1373
2007-08-04 08:00 | 8 | 4 | 8 | 216 | 5168 | 62.96 | 465.4694 | 0 | Heating | 465.4694 | 4 | 372.3755 | 372.3755 | 0 | 6 | 0 | 0 | 4 | 0 | 0 | 0 | 6 | 0 | 74.4751 | 0.028644 | 1 | 0.5 | 0 | 8.2745 | 0 | 8.2745 | 379.975 | 0 | 21.7501 | 0.016731 | 1 | 0.5 | 0 | 4.1373 | 0 | 4.1373
2007-08-04 09:00 | 8 | 4 | 9 | 216 | 5169 | 71.96 | 25.5054 | 0 | Heating | 25.5054 | 4 | 20.4043 | 20.4043 | 0 | 6 | 0 | 0 | 4 | 0 | 0 | 0 | 6 | 0 | 4.0809 | 0.0015696 | 1 | 0.5 | 0 | 8.2745 | 0 | 8.2745 | 20.8208 | 0 | 1.1918 | 0.00091677 | 1 | 0.5 | 0 | 4.1373 | 0 | 4.1373
2007-08-04 10:00 | 8 | 4 | 10 | 216 | 5170 | 73.94 | 0 | 242.7406 | Cooling | 0 | 4 | 0 | 0 | 0 | 6 | 0 | 242.7406 | 4 | 303.4258 | 303.4258 | 0 | 6 | 0 | 30.3426 | 0.01167 | 1 | 0.5 | 0 | 8.2745 | 0 | 8.2745 | 0 | 297.3573 | 37.1697 | 0.028592 | 1 | 0.5 | 0 | 4.1373 | 0 | 4.1373
2007-08-04 11:00 | 8 | 4 | 11 | 216 | 5171 | 73.94 | 0 | 436.8117 | Cooling | 0 | 4 | 0 | 0 | 0 | 6 | 0 | 436.8117 | 4 | 546.0147 | 546.0147 | 0 | 6 | 0 | 54.6015 | 0.021001 | 1 | 0.5 | 0 | 8.2745 | 0 | 8.2745 | 0 | 535.0944 | 66.8868 | 0.051451 | 1 | 0.5 | 0 | 4.1373 | 0 | 4.1373
2007-08-04 12:00 | 8 | 4 | 12 | 216 | 5172 | 80.06 | 0 | 1352.5239 | Cooling | 0 | 4 | 0 | 0 | 0 | 6 | 0 | 1352.5239 | 4 | 1690.6548 | 1690.6548 | 0 | 6 | 0 | 169.0655 | 0.065025 | 1 | 0.5 | 0 | 8.2745 | 0 | 8.2745 | 0 | 1656.8417 | 207.1052 | 0.15931 | 1 | 0.5 | 0 | 4.1373 | 0 | 4.1373
2007-08-04 13:00 | 8 | 4 | 13 | 216 | 5173 | 82.04 | 0 | 1638.6343 | Cooling | 0 | 4 | 0 | 0 | 0 | 6 | 0 | 1638.6343 | 4 | 2048.2929 | 2048.2929 | 0 | 6 | 0 | 204.8293 | 0.07878 | 1 | 0.5 | 0 | 8.2745 | 0 | 8.2745 | 0 | 2007.327 | 250.9159 | 0.19301 | 1 | 0.5 | 0 | 4.1373 | 0 | 4.1373
2007-08-04 14:00 | 8 | 4 | 14 | 216 | 5174 | 82.04 | 0 | 2017.7442 | Cooling | 0 | 4 | 0 | 0 | 0 | 6 | 0 | 2017.7442 | 4 | 2522.1803 | 2522.1803 | 0 | 6 | 0 | 252.218 | 0.097007 | 1 | 0.5 | 0 | 8.2745 | 0 | 8.2745 | 0 | 2471.7367 | 308.9671 | 0.23767 | 1 | 0.5 | 0 | 4.1373 | 0 | 4.1373
2007-08-04 15:00 | 8 | 4 | 15 | 216 | 5175 | 82.94 | 0 | 2086.6193 | Cooling | 0 | 4 | 0 | 0 | 0 | 6 | 0 | 2086.6193 | 4 | 2608.2741 | 2608.2741 | 0 | 6 | 0 | 260.8274 | 0.10032 | 1 | 0.5 | 0 | 8.2745 | 0 | 8.2745 | 0 | 2556.1086 | 319.5136 | 0.24578 | 1 | 0.5 | 0 | 4.1373 | 0 | 4.1373
2007-08-04 16:00 | 8 | 4 | 16 | 216 | 5176 | 82.94 | 0 | 2246.6025 | Cooling | 0 | 4 | 0 | 0 | 0 | 6 | 0 | 2246.6025 | 4 | 2808.2532 | 2808.2532 | 0 | 6 | 0 | 280.8253 | 0.10801 | 1 | 0.5 | 0 | 8.2745 | 0 | 8.2745 | 0 | 2752.0881 | 344.011 | 0.26462 | 1 | 0.52925 | 0 | 4.7152 | 0 | 4.7152
2007-08-04 17:00 | 8 | 4 | 17 | 216 | 5177 | 82.94 | 0 | 2301.0716 | Cooling | 0 | 4 | 0 | 0 | 0 | 6 | 0 | 2301.0716 | 4 | 2876.3395 | 2876.3395 | 0 | 6 | 0 | 287.634 | 0.11063 | 1 | 0.5 | 0 | 8.2745 | 0 | 8.2745 | 0 | 2818.8127 | 352.3516 | 0.27104 | 1 | 0.54208 | 0 | 4.9823 | 0 | 4.9823
2007-08-04 18:00 | 8 | 4 | 18 | 216 | 5178 | 82.04 | 0 | 1992.5695 | Cooling | 0 | 4 | 0 | 0 | 0 | 6 | 0 | 1992.5695 | 4 | 2490.7119 | 2490.7119 | 0 | 6 | 0 | 249.0712 | 0.095797 | 1 | 0.5 | 0 | 8.2745 | 0 | 8.2745 | 0 | 2440.8977 | 305.1122 | 0.2347 | 1 | 0.5 | 0 | 4.1373 | 0 | 4.1373
2007-08-04 19:00 | 8 | 4 | 19 | 216 | 5179 | 80.06 | 0 | 1223.7836 | Cooling | 0 | 4 | 0 | 0 | 0 | 6 | 0 | 1223.7836 | 4 | 1529.7295 | 1529.7295 | 0 | 6 | 0 | 152.9729 | 0.058836 | 1 | 0.5 | 0 | 8.2745 | 0 | 8.2745 | 0 | 1499.1349 | 187.3919 | 0.14415 | 1 | 0.5 | 0 | 4.1373 | 0 | 4.1373
2007-08-04 20:00 | 8 | 4 | 20 | 216 | 5180 | 80.06 | 0 | 869.945 | Cooling | 0 | 4 | 0 | 0 | 0 | 6 | 0 | 869.945 | 4 | 1087.4313 | 1087.4313 | 0 | 6 | 0 | 108.7431 | 0.041824 | 1 | 0.5 | 0 | 8.2745 | 0 | 8.2745 | 0 | 1065.6827 | 133.2103 | 0.10247 | 1 | 0.5 | 0 | 4.1373 | 0 | 4.1373
2007-08-04 21:00 | 8 | 4 | 21 | 216 | 5181 | 75.92 | 0 | 403.6313 | Cooling | 0 | 4 | 0 | 0 | 0 | 6 | 0 | 403.6313 | 4 | 504.5391 | 504.5391 | 0 | 6 | 0 | 50.4539 | 0.019405 | 1 | 0.5 | 0 | 8.2745 | 0 | 8.2745 | 0 | 494.4484 | 61.806 | 0.047543 | 1 | 0.5 | 0 | 4.1373 | 0 | 4.1373
2007-08-04 22:00 | 8 | 4 | 22 | 216 | 5182 | 73.94 | 0 | 219.8069 | Cooling | 0 | 4 | 0 | 0 | 0 | 6 | 0 | 219.8069 | 4 | 274.7587 | 274.7587 | 0 | 6 | 0 | 27.4759 | 0.010568 | 1 | 0.5 | 0 | 8.2745 | 0 | 8.2745 | 0 | 269.2635 | 33.6579 | 0.025891 | 1 | 0.5 | 0 | 4.1373 | 0 | 4.1373
2007-08-04 23:00 | 8 | 4 | 23 | 216 | 5183 | 73.94 | 0 | 131.7171 | Cooling | 0 | 4 | 0 | 0 | 0 | 6 | 0 | 131.7171 | 4 | 164.6463 | 164.6463 | 0 | 6 | 0 | 16.4646 | 0.0063326 | 1 | 0.5 | 0 | 8.2745 | 0 | 8.2745 | 0 | 161.3534 | 20.1692 | 0.015515 | 1 | 0.5 | 0 | 4.1373 | 0 | 4.1373
2007-08-05 | 8 | 5 | 0 | 217 | 5184 | 73.04 | 0 | 164.5876 | Cooling | 0 | 4 | 0 | 0 | 0 | 6 | 0 | 164.5876 | 4 | 205.7345 | 205.7345 | 0 | 6 | 0 | 20.5734 | 0.0079129 | 1 | 0.5 | 0 | 8.2745 | 0 | 8.2745 | 0 | 201.6198 | 25.2025 | 0.019387 | 1 | 0.5 | 0 | 4.1373 | 0 | 4.1373
2007-08-05 01:00 | 8 | 5 | 1 | 217 | 5185 | 73.04 | 0 | 228.732 | Cooling | 0 | 4 | 0 | 0 | 0 | 6 | 0 | 228.732 | 4 | 285.915 | 285.915 | 0 | 6 | 0 | 28.5915 | 0.010997 | 1 | 0.5 | 0 | 8.2745 | 0 | 8.2745 | 0 | 280.1967 | 35.0246 | 0.026942 | 1 | 0.5 | 0 | 4.1373 | 0 | 4.1373
2007-08-05 02:00 | 8 | 5 | 2 | 217 | 5186 | 73.04 | 0 | 218.0962 | Cooling | 0 | 4 | 0 | 0 | 0 | 6 | 0 | 218.0962 | 4 | 272.6202 | 272.6202 | 0 | 6 | 0 | 27.262 | 0.010485 | 1 | 0.5 | 0 | 8.2745 | 0 | 8.2745 | 0 | 267.1678 | 33.396 | 0.025689 | 1 | 0.5 | 0 | 4.1373 | 0 | 4.1373
2007-08-05 03:00 | 8 | 5 | 3 | 217 | 5187 | 71.96 | 0 | 201.1925 | Cooling | 0 | 4 | 0 | 0 | 0 | 6 | 0 | 201.1925 | 4 | 251.4907 | 251.4907 | 0 | 6 | 0 | 25.1491 | 0.0096727 | 1 | 0.5 | 0 | 8.2745 | 0 | 8.2745 | 0 | 246.4608 | 30.8076 | 0.023698 | 1 | 0.5 | 0 | 4.1373 | 0 | 4.1373
2007-08-05 04:00 | 8 | 5 | 4 | 217 | 5188 | 71.06 | 0 | 173.8612 | Cooling | 0 | 4 | 0 | 0 | 0 | 6 | 0 | 173.8612 | 4 | 217.3265 | 217.3265 | 0 | 6 | 0 | 21.7327 | 0.0083587 | 1 | 0.5 | 0 | 8.2745 | 0 | 8.2745 | 0 | 212.98 | 26.6225 | 0.020479 | 1 | 0.5 | 0 | 4.1373 | 0 | 4.1373
2007-08-05 05:00 | 8 | 5 | 5 | 217 | 5189 | 71.06 | 0 | 137.0308 | Cooling | 0 | 4 | 0 | 0 | 0 | 6 | 0 | 137.0308 | 4 | 171.2885 | 171.2885 | 0 | 6 | 0 | 17.1288 | 0.006588 | 1 | 0.5 | 0 | 8.2745 | 0 | 8.2745 | 0 | 167.8627 | 20.9828 | 0.016141 | 1 | 0.5 | 0 | 4.1373 | 0 | 4.1373
2007-08-05 06:00 | 8 | 5 | 6 | 217 | 5190 | 69.8 | 174.3272 | 0 | Heating | 174.3272 | 4 | 139.4618 | 139.4618 | 0 | 6 | 0 | 0 | 4 | 0 | 0 | 0 | 6 | 0 | 27.8924 | 0.010728 | 1 | 0.5 | 0 | 8.2745 | 0 | 8.2745 | 142.3079 | 0 | 8.1458 | 0.006266 | 1 | 0.5 | 0 | 4.1373 | 0 | 4.1373
2007-08-05 07:00 | 8 | 5 | 7 | 217 | 5191 | 71.96 | 262.6123 | 0 | Heating | 262.6123 | 4 | 210.0898 | 210.0898 | 0 | 6 | 0 | 0 | 4 | 0 | 0 | 0 | 6 | 0 | 42.018 | 0.016161 | 1 | 0.5 | 0 | 8.2745 | 0 | 8.2745 | 214.3774 | 0 | 12.2712 | 0.0094394 | 1 | 0.5 | 0 | 4.1373 | 0 | 4.1373
2007-08-05 08:00 | 8 | 5 | 8 | 217 | 5192 | 71.96 | 0 | 910.9421 | Cooling | 0 | 4 | 0 | 0 | 0 | 6 | 0 | 910.9421 | 4 | 1138.6776 | 1138.6776 | 0 | 6 | 0 | 113.8678 | 0.043795 | 1 | 0.5 | 0 | 8.2745 | 0 | 8.2745 | 0 | 1115.904 | 139.488 | 0.1073 | 1 | 0.5 | 0 | 4.1373 | 0 | 4.1373
2007-08-05 09:00 | 8 | 5 | 9 | 217 | 5193 | 75.92 | 0 | 1481.823 | Cooling | 0 | 4 | 0 | 0 | 0 | 6 | 0 | 1481.823 | 4 | 1852.2788 | 1852.2788 | 0 | 6 | 0 | 185.2279 | 0.071241 | 1 | 0.5 | 0 | 8.2745 | 0 | 8.2745 | 0 | 1815.2332 | 226.9041 | 0.17454 | 1 | 0.5 | 0 | 4.1373 | 0 | 4.1373
2007-08-05 10:00 | 8 | 5 | 10 | 217 | 5194 | 75.2 | 0 | 2171.0166 | Cooling | 0 | 4 | 0 | 0 | 0 | 6 | 0 | 2171.0166 | 4 | 2713.7707 | 2713.7707 | 0 | 6 | 0 | 271.3771 | 0.10438 | 1 | 0.5 | 0 | 8.2745 | 0 | 8.2745 | 0 | 2659.4953 | 332.4369 | 0.25572 | 1 | 0.51144 | 0 | 4.3583 | 0 | 4.3583
2007-08-05 11:00 | 8 | 5 | 11 | 217 | 5195 | 75.92 | 0 | 2868.3265 | Cooling | 0 | 4 | 0 | 0 | 0 | 6 | 0 | 2868.3265 | 4 | 3585.4082 | 3585.4082 | 0 | 6 | 0 | 358.5408 | 0.1379 | 1 | 0.5 | 0 | 8.2745 | 0 | 8.2745 | 0 | 3513.7 | 439.2125 | 0.33786 | 1 | 0.67571 | 0 | 8.2705 | 0 | 8.2705
2007-08-05 12:00 | 8 | 5 | 12 | 217 | 5196 | 73.94 | 0 | 3474.582 | Cooling | 0 | 4 | 0 | 0 | 0 | 6 | 0 | 3474.582 | 4 | 4343.2275 | 4343.2275 | 0 | 6 | 0 | 434.3228 | 0.16705 | 1 | 0.5 | 0 | 8.2745 | 0 | 8.2745 | 0 | 4256.363 | 532.0454 | 0.40927 | 1 | 0.81853 | 0 | 12.8548 | 0 | 12.8548
2007-08-05 13:00 | 8 | 5 | 13 | 217 | 5197 | 77 | 0 | 3801.4412 | Cooling | 0 | 4 | 0 | 0 | 0 | 6 | 0 | 3801.4412 | 4 | 4751.8015 | 4751.8015 | 0 | 6 | 0 | 475.1802 | 0.18276 | 1 | 0.5 | 0 | 8.2745 | 0 | 8.2745 | 0 | 4656.7655 | 582.0957 | 0.44777 | 1 | 0.89553 | 0 | 15.8077 | 0 | 15.8077
2007-08-05 14:00 | 8 | 5 | 14 | 217 | 5198 | 77 | 0 | 3929.1371 | Cooling | 0 | 4 | 0 | 0 | 0 | 6 | 0 | 3929.1371 | 4 | 4911.4214 | 4911.4214 | 0 | 6 | 0 | 491.1421 | 0.1889 | 1 | 0.5 | 0 | 8.2745 | 0 | 8.2745 | 0 | 4813.193 | 601.6491 | 0.46281 | 1 | 0.92561 | 0 | 17.0558 | 0 | 17.0558
2007-08-05 15:00 | 8 | 5 | 15 | 217 | 5199 | 75.02 | 0 | 4087.371 | Cooling | 0 | 4 | 0 | 0 | 0 | 6 | 0 | 4087.371 | 4 | 5109.2137 | 5109.2137 | 0 | 6 | 0 | 510.9214 | 0.19651 | 1 | 0.5 | 0 | 8.2745 | 0 | 8.2745 | 0 | 5007.0295 | 625.8787 | 0.48145 | 1 | 0.96289 | 0 | 18.6771 | 0 | 18.6771
2007-08-05 16:00 | 8 | 5 | 16 | 217 | 5200 | 73.94 | 0 | 4104.8085 | Cooling | 0 | 4 | 0 | 0 | 0 | 6 | 0 | 4104.8085 | 4 | 5131.0106 | 5131.0106 | 0 | 6 | 0 | 513.1011 | 0.19735 | 1 | 0.5 | 0 | 8.2745 | 0 | 8.2745 | 0 | 5028.3904 | 628.5488 | 0.4835 | 1 | 0.967 | 0 | 18.8609 | 0 | 18.8609
2007-08-05 17:00 | 8 | 5 | 17 | 217 | 5201 | 73.94 | 0 | 4016.4725 | Cooling | 0 | 4 | 0 | 0 | 0 | 6 | 0 | 4016.4725 | 4 | 5020.5906 | 5020.5906 | 0 | 6 | 0 | 502.0591 | 0.1931 | 1 | 0.5 | 0 | 8.2745 | 0 | 8.2745 | 0 | 4920.1788 | 615.0223 | 0.47309 | 1 | 0.94619 | 0 | 17.9404 | 0 | 17.9404
2007-08-05 18:00 | 8 | 5 | 18 | 217 | 5202 | 71.96 | 0 | 3542.6673 | Cooling | 0 | 4 | 0 | 0 | 0 | 6 | 0 | 3542.6673 | 4 | 4428.3342 | 4428.3342 | 0 | 6 | 0 | 442.8334 | 0.17032 | 1 | 0.5 | 0 | 8.2745 | 0 | 8.2745 | 0 | 4339.7675 | 542.4709 | 0.41729 | 1 | 0.83457 | 0 | 13.4415 | 0 | 13.4415
2007-08-05 19:00 | 8 | 5 | 19 | 217 | 5203 | 69.08 | 0 | 3012.8327 | Cooling | 0 | 4 | 0 | 0 | 0 | 6 | 0 | 3012.8327 | 4 | 3766.0408 | 3766.0408 | 0 | 6 | 0 | 376.6041 | 0.14485 | 1 | 0.5 | 0 | 8.2745 | 0 | 8.2745 | 0 | 3690.72 | 461.34 | 0.35488 | 1 | 0.70975 | 0 | 9.2604 | 0 | 9.2604
2007-08-05 20:00 | 8 | 5 | 20 | 217 | 5204 | 69.08 | 0 | 2507.981 | Cooling | 0 | 4 | 0 | 0 | 0 | 6 | 0 | 2507.981 | 4 | 3134.9763 | 3134.9763 | 0 | 6 | 0 | 313.4976 | 0.12058 | 1 | 0.5 | 0 | 8.2745 | 0 | 8.2745 | 0 | 3072.2768 | 384.0346 | 0.29541 | 1 | 0.59082 | 0 | 6.0734 | 0 | 6.0734
2007-08-05 21:00 | 8 | 5 | 21 | 217 | 5205 | 64.94 | 0 | 1783.348 | Cooling | 0 | 4 | 0 | 0 | 0 | 6 | 0 | 1783.348 | 4 | 2229.185 | 2229.185 | 0 | 6 | 0 | 222.9185 | 0.085738 | 1 | 0.5 | 0 | 8.2745 | 0 | 8.2745 | 0 | 2184.6013 | 273.0752 | 0.21006 | 1 | 0.5 | 0 | 4.1373 | 0 | 4.1373
2007-08-05 22:00 | 8 | 5 | 22 | 217 | 5206 | 64.04 | 0 | 653.7828 | Cooling | 0 | 4 | 0 | 0 | 0 | 6 | 0 | 653.7828 | 4 | 817.2285 | 817.2285 | 0 | 6 | 0 | 81.7229 | 0.031432 | 1 | 0.5 | 0 | 8.2745 | 0 | 8.2745 | 0 | 800.884 | 100.1105 | 0.077008 | 1 | 0.5 | 0 | 4.1373 | 0 | 4.1373
2007-08-05 23:00 | 8 | 5 | 23 | 217 | 5207 | 64.04 | 0 | 615.5749 | Cooling | 0 | 4 | 0 | 0 | 0 | 6 | 0 | 615.5749 | 4 | 769.4686 | 769.4686 | 0 | 6 | 0 | 76.9469 | 0.029595 | 1 | 0.5 | 0 | 8.2745 | 0 | 8.2745 | 0 | 754.0792 | 94.2599 | 0.072508 | 1 | 0.5 | 0 | 4.1373 | 0 | 4.1373
2007-08-06 | 8 | 6 | 0 | 218 | 5208 | 60.98 | 0 | 510.287 | Cooling | 0 | 4 | 0 | 0 | 0 | 6 | 0 | 510.287 | 4 | 637.8588 | 637.8588 | 0 | 6 | 0 | 63.7859 | 0.024533 | 1 | 0.5 | 0 | 8.2745 | 0 | 8.2745 | 0 | 625.1016 | 78.1377 | 0.060106 | 1 | 0.5 | 0 | 4.1373 | 0 | 4.1373
2007-08-06 01:00 | 8 | 6 | 1 | 218 | 5209 | 57.92 | 0 | 438.8734 | Cooling | 0 | 4 | 0 | 0 | 0 | 6 | 0 | 438.8734 | 4 | 548.5918 | 548.5918 | 0 | 6 | 0 | 54.8592 | 0.0211 | 1 | 0.5 | 0 | 8.2745 | 0 | 8.2745 | 0 | 537.62 | 67.2025 | 0.051694 | 1 | 0.5 | 0 | 4.1373 | 0 | 4.1373
2007-08-06 02:00 | 8 | 6 | 2 | 218 | 5210 | 57.92 | 0 | 358.056 | Cooling | 0 | 4 | 0 | 0 | 0 | 6 | 0 | 358.056 | 4 | 447.57 | 447.57 | 0 | 6 | 0 | 44.757 | 0.017214 | 1 | 0.5 | 0 | 8.2745 | 0 | 8.2745 | 0 | 438.6186 | 54.8273 | 0.042175 | 1 | 0.5 | 0 | 4.1373 | 0 | 4.1373
2007-08-06 03:00 | 8 | 6 | 3 | 218 | 5211 | 57.02 | 0 | 309.6551 | Cooling | 0 | 4 | 0 | 0 | 0 | 6 | 0 | 309.6551 | 4 | 387.0688 | 387.0688 | 0 | 6 | 0 | 38.7069 | 0.014887 | 1 | 0.5 | 0 | 8.2745 | 0 | 8.2745 | 0 | 379.3275 | 47.4159 | 0.036474 | 1 | 0.5 | 0 | 4.1373 | 0 | 4.1373
2007-08-06 04:00 | 8 | 6 | 4 | 218 | 5212 | 55.94 | 0 | 266.2304 | Cooling | 0 | 4 | 0 | 0 | 0 | 6 | 0 | 266.2304 | 4 | 332.7881 | 332.7881 | 0 | 6 | 0 | 33.2788 | 0.0128 | 1 | 0.5 | 0 | 8.2745 | 0 | 8.2745 | 0 | 326.1323 | 40.7665 | 0.031359 | 1 | 0.5 | 0 | 4.1373 | 0 | 4.1373
2007-08-06 05:00 | 8 | 6 | 5 | 218 | 5213 | 55.94 | 0 | 265.5701 | Cooling | 0 | 4 | 0 | 0 | 0 | 6 | 0 | 265.5701 | 4 | 331.9627 | 331.9627 | 0 | 6 | 0 | 33.1963 | 0.012768 | 1 | 0.5 | 0 | 8.2745 | 0 | 8.2745 | 0 | 325.3234 | 40.6654 | 0.031281 | 1 | 0.5 | 0 | 4.1373 | 0 | 4.1373
2007-08-06 06:00 | 8 | 6 | 6 | 218 | 5214 | 57.02 | 0 | 342.6321 | Cooling | 0 | 4 | 0 | 0 | 0 | 6 | 0 | 342.6321 | 4 | 428.2901 | 428.2901 | 0 | 6 | 0 | 42.829 | 0.016473 | 1 | 0.5 | 0 | 8.2745 | 0 | 8.2745 | 0 | 419.7243 | 52.4655 | 0.040358 | 1 | 0.5 | 0 | 4.1373 | 0 | 4.1373
2007-08-06 07:00 | 8 | 6 | 7 | 218 | 5215 | 62.96 | 0 | 216.0707 | Cooling | 0 | 4 | 0 | 0 | 0 | 6 | 0 | 216.0707 | 4 | 270.0883 | 270.0883 | 0 | 6 | 0 | 27.0088 | 0.010388 | 1 | 0.5 | 0 | 8.2745 | 0 | 8.2745 | 0 | 264.6866 | 33.0858 | 0.025451 | 1 | 0.5 | 0 | 4.1373 | 0 | 4.1373
2007-08-06 08:00 | 8 | 6 | 8 | 218 | 5216 | 62.96 | 0 | 1209.0715 | Cooling | 0 | 4 | 0 | 0 | 0 | 6 | 0 | 1209.0715 | 4 | 1511.3394 | 1511.3394 | 0 | 6 | 0 | 151.1339 | 0.058128 | 1 | 0.5 | 0 | 8.2745 | 0 | 8.2745 | 0 | 1481.1126 | 185.1391 | 0.14241 | 1 | 0.5 | 0 | 4.1373 | 0 | 4.1373
2007-08-06 09:00 | 8 | 6 | 9 | 218 | 5217 | 69.08 | 0 | 1709.9599 | Cooling | 0 | 4 | 0 | 0 | 0 | 6 | 0 | 1709.9599 | 4 | 2137.4498 | 2137.4498 | 0 | 6 | 0 | 213.745 | 0.08221 | 1 | 0.5 | 0 | 8.2745 | 0 | 8.2745 | 0 | 2094.7008 | 261.8376 | 0.20141 | 1 | 0.5 | 0 | 4.1373 | 0 | 4.1373
2007-08-06 10:00 | 8 | 6 | 10 | 218 | 5218 | 71.06 | 0 | 2305.7442 | Cooling | 0 | 4 | 0 | 0 | 0 | 6 | 0 | 2305.7442 | 4 | 2882.1802 | 2882.1802 | 0 | 6 | 0 | 288.218 | 0.11085 | 1 | 0.5 | 0 | 8.2745 | 0 | 8.2745 | 0 | 2824.5366 | 353.0671 | 0.27159 | 1 | 0.54318 | 0 | 5.0056 | 0 | 5.0056
2007-08-06 11:00 | 8 | 6 | 11 | 218 | 5219 | 71.06 | 0 | 2986.1348 | Cooling | 0 | 4 | 0 | 0 | 0 | 6 | 0 | 2986.1348 | 4 | 3732.6686 | 3732.6686 | 0 | 6 | 0 | 373.2669 | 0.14356 | 1 | 0.5 | 0 | 8.2745 | 0 | 8.2745 | 0 | 3658.0152 | 457.2519 | 0.35173 | 1 | 0.70346 | 0 | 9.0728 | 0 | 9.0728
2007-08-06 12:00 | 8 | 6 | 12 | 218 | 5220 | 75.92 | 0 | 3559.6957 | Cooling | 0 | 4 | 0 | 0 | 0 | 6 | 0 | 3559.6957 | 4 | 4449.6196 | 4449.6196 | 0 | 6 | 0 | 444.962 | 0.17114 | 1 | 0.5 | 0 | 8.2745 | 0 | 8.2745 | 0 | 4360.6272 | 545.0784 | 0.41929 | 1 | 0.83858 | 0 | 13.5906 | 0 | 13.5906
2007-08-06 13:00 | 8 | 6 | 13 | 218 | 5221 | 75.02 | 0 | 3884.5045 | Cooling | 0 | 4 | 0 | 0 | 0 | 6 | 0 | 3884.5045 | 4 | 4855.6306 | 4855.6306 | 0 | 6 | 0 | 485.5631 | 0.18676 | 1 | 0.5 | 0 | 8.2745 | 0 | 8.2745 | 0 | 4758.518 | 594.8148 | 0.45755 | 1 | 0.9151 | 0 | 16.6135 | 0 | 16.6135
2007-08-06 14:00 | 8 | 6 | 14 | 218 | 5222 | 75.02 | 0 | 3867.792 | Cooling | 0 | 4 | 0 | 0 | 0 | 6 | 0 | 3867.792 | 4 | 4834.74 | 4834.74 | 0 | 6 | 0 | 483.474 | 0.18595 | 1 | 0.5 | 0 | 8.2745 | 0 | 8.2745 | 0 | 4738.0452 | 592.2557 | 0.45558 | 1 | 0.91116 | 0 | 16.4495 | 0 | 16.4495
2007-08-06 15:00 | 8 | 6 | 15 | 218 | 5223 | 75.02 | 0 | 3831.3386 | Cooling | 0 | 4 | 0 | 0 | 0 | 6 | 0 | 3831.3386 | 4 | 4789.1733 | 4789.1733 | 0 | 6 | 0 | 478.9173 | 0.1842 | 1 | 0.5 | 0 | 8.2745 | 0 | 8.2745 | 0 | 4693.3898 | 586.6737 | 0.45129 | 1 | 0.90257 | 0 | 16.0951 | 0 | 16.0951
2007-08-06 16:00 | 8 | 6 | 16 | 218 | 5224 | 75.92 | 0 | 3832.5859 | Cooling | 0 | 4 | 0 | 0 | 0 | 6 | 0 | 3832.5859 | 4 | 4790.7323 | 4790.7323 | 0 | 6 | 0 | 479.0732 | 0.18426 | 1 | 0.5 | 0 | 8.2745 | 0 | 8.2745 | 0 | 4694.9177 | 586.8647 | 0.45143 | 1 | 0.90287 | 0 | 16.1072 | 0 | 16.1072
2007-08-06 17:00 | 8 | 6 | 17 | 218 | 5225 | 75.92 | 0 | 3676.2919 | Cooling | 0 | 4 | 0 | 0 | 0 | 6 | 0 | 3676.2919 | 4 | 4595.3648 | 4595.3648 | 0 | 6 | 0 | 459.5365 | 0.17674 | 1 | 0.5 | 0 | 8.2745 | 0 | 8.2745 | 0 | 4503.4575 | 562.9322 | 0.43302 | 1 | 0.86605 | 0 | 14.6363 | 0 | 14.6363
2007-08-06 18:00 | 8 | 6 | 18 | 218 | 5226 | 71.96 | 0 | 3205.1257 | Cooling | 0 | 4 | 0 | 0 | 0 | 6 | 0 | 3205.1257 | 4 | 4006.4072 | 4006.4072 | 0 | 6 | 0 | 400.6407 | 0.15409 | 1 | 0.5 | 0 | 8.2745 | 0 | 8.2745 | 0 | 3926.279 | 490.7849 | 0.37753 | 1 | 0.75505 | 0 | 10.6766 | 0 | 10.6766
2007-08-06 19:00 | 8 | 6 | 19 | 218 | 5227 | 69.08 | 0 | 2745.9794 | Cooling | 0 | 4 | 0 | 0 | 0 | 6 | 0 | 2745.9794 | 4 | 3432.4743 | 3432.4743 | 0 | 6 | 0 | 343.2474 | 0.13202 | 1 | 0.5 | 0 | 8.2745 | 0 | 8.2745 | 0 | 3363.8248 | 420.4781 | 0.32344 | 1 | 0.64689 | 0 | 7.4816 | 0 | 7.4816
2007-08-06 20:00 | 8 | 6 | 20 | 218 | 5228 | 69.08 | 0 | 2217.1285 | Cooling | 0 | 4 | 0 | 0 | 0 | 6 | 0 | 2217.1285 | 4 | 2771.4106 | 2771.4106 | 0 | 6 | 0 | 277.1411 | 0.10659 | 1 | 0.5 | 0 | 8.2745 | 0 | 8.2745 | 0 | 2715.9824 | 339.4978 | 0.26115 | 1 | 0.5223 | 0 | 4.5741 | 0 | 4.5741
2007-08-06 21:00 | 8 | 6 | 21 | 218 | 5229 | 66.02 | 0 | 1562.7318 | Cooling | 0 | 4 | 0 | 0 | 0 | 6 | 0 | 1562.7318 | 4 | 1953.4147 | 1953.4147 | 0 | 6 | 0 | 195.3415 | 0.075131 | 1 | 0.5 | 0 | 8.2745 | 0 | 8.2745 | 0 | 1914.3465 | 239.2933 | 0.18407 | 1 | 0.5 | 0 | 4.1373 | 0 | 4.1373
2007-08-06 22:00 | 8 | 6 | 22 | 218 | 5230 | 62.06 | 0 | 502.6566 | Cooling | 0 | 4 | 0 | 0 | 0 | 6 | 0 | 502.6566 | 4 | 628.3207 | 628.3207 | 0 | 6 | 0 | 62.8321 | 0.024166 | 1 | 0.5 | 0 | 8.2745 | 0 | 8.2745 | 0 | 615.7543 | 76.9693 | 0.059207 | 1 | 0.5 | 0 | 4.1373 | 0 | 4.1373
2007-08-06 23:00 | 8 | 6 | 23 | 218 | 5231 | 62.06 | 0 | 350.9481 | Cooling | 0 | 4 | 0 | 0 | 0 | 6 | 0 | 350.9481 | 4 | 438.6851 | 438.6851 | 0 | 6 | 0 | 43.8685 | 0.016873 | 1 | 0.5 | 0 | 8.2745 | 0 | 8.2745 | 0 | 429.9114 | 53.7389 | 0.041338 | 1 | 0.5 | 0 | 4.1373 | 0 | 4.1373
2007-08-07 | 8 | 7 | 0 | 219 | 5232 | 60.98 | 0 | 307.5253 | Cooling | 0 | 4 | 0 | 0 | 0 | 6 | 0 | 307.5253 | 4 | 384.4066 | 384.4066 | 0 | 6 | 0 | 38.4407 | 0.014785 | 1 | 0.5 | 0 | 8.2745 | 0 | 8.2745 | 0 | 376.7185 | 47.0898 | 0.036223 | 1 | 0.5 | 0 | 4.1373 | 0 | 4.1373
2007-08-07 01:00 | 8 | 7 | 1 | 219 | 5233 | 60.98 | 0 | 322.8952 | Cooling | 0 | 4 | 0 | 0 | 0 | 6 | 0 | 322.8952 | 4 | 403.619 | 403.619 | 0 | 6 | 0 | 40.3619 | 0.015524 | 1 | 0.5 | 0 | 8.2745 | 0 | 8.2745 | 0 | 395.5466 | 49.4433 | 0.038033 | 1 | 0.5 | 0 | 4.1373 | 0 | 4.1373
2007-08-07 02:00 | 8 | 7 | 2 | 219 | 5234 | 60.98 | 0 | 297.0822 | Cooling | 0 | 4 | 0 | 0 | 0 | 6 | 0 | 297.0822 | 4 | 371.3528 | 371.3528 | 0 | 6 | 0 | 37.1353 | 0.014283 | 1 | 0.5 | 0 | 8.2745 | 0 | 8.2745 | 0 | 363.9257 | 45.4907 | 0.034993 | 1 | 0.5 | 0 | 4.1373 | 0 | 4.1373
2007-08-07 03:00 | 8 | 7 | 3 | 219 | 5235 | 57.92 | 0 | 283.9684 | Cooling | 0 | 4 | 0 | 0 | 0 | 6 | 0 | 283.9684 | 4 | 354.9605 | 354.9605 | 0 | 6 | 0 | 35.496 | 0.013652 | 1 | 0.5 | 0 | 8.2745 | 0 | 8.2745 | 0 | 347.8613 | 43.4827 | 0.033448 | 1 | 0.5 | 0 | 4.1373 | 0 | 4.1373
2007-08-07 04:00 | 8 | 7 | 4 | 219 | 5236 | 57.92 | 0 | 267.188 | Cooling | 0 | 4 | 0 | 0 | 0 | 6 | 0 | 267.188 | 4 | 333.985 | 333.985 | 0 | 6 | 0 | 33.3985 | 0.012846 | 1 | 0.5 | 0 | 8.2745 | 0 | 8.2745 | 0 | 327.3053 | 40.9132 | 0.031472 | 1 | 0.5 | 0 | 4.1373 | 0 | 4.1373
2007-08-07 05:00 | 8 | 7 | 5 | 219 | 5237 | 57.92 | 0 | 277.7656 | Cooling | 0 | 4 | 0 | 0 | 0 | 6 | 0 | 277.7656 | 4 | 347.207 | 347.207 | 0 | 6 | 0 | 34.7207 | 0.013354 | 1 | 0.5 | 0 | 8.2745 | 0 | 8.2745 | 0 | 340.2629 | 42.5329 | 0.032718 | 1 | 0.5 | 0 | 4.1373 | 0 | 4.1373
2007-08-07 06:00 | 8 | 7 | 6 | 219 | 5238 | 59 | 0 | 389.7226 | Cooling | 0 | 4 | 0 | 0 | 0 | 6 | 0 | 389.7226 | 4 | 487.1532 | 487.1532 | 0 | 6 | 0 | 48.7153 | 0.018737 | 1 | 0.5 | 0 | 8.2745 | 0 | 8.2745 | 0 | 477.4101 | 59.6763 | 0.045905 | 1 | 0.5 | 0 | 4.1373 | 0 | 4.1373
2007-08-07 07:00 | 8 | 7 | 7 | 219 | 5239 | 62.96 | 0 | 564.4683 | Cooling | 0 | 4 | 0 | 0 | 0 | 6 | 0 | 564.4683 | 4 | 705.5854 | 705.5854 | 0 | 6 | 0 | 70.5585 | 0.027138 | 1 | 0.5 | 0 | 8.2745 | 0 | 8.2745 | 0 | 691.4737 | 86.4342 | 0.066488 | 1 | 0.5 | 0 | 4.1373 | 0 | 4.1373
2007-08-07 08:00 | 8 | 7 | 8 | 219 | 5240 | 62.96 | 0 | 1355.0812 | Cooling | 0 | 4 | 0 | 0 | 0 | 6 | 0 | 1355.0812 | 4 | 1693.8515 | 1693.8515 | 0 | 6 | 0 | 169.3851 | 0.065148 | 1 | 0.5 | 0 | 8.2745 | 0 | 8.2745 | 0 | 1659.9744 | 207.4968 | 0.15961 | 1 | 0.5 | 0 | 4.1373 | 0 | 4.1373
2007-08-07 09:00 | 8 | 7 | 9 | 219 | 5241 | 68 | 0 | 1689.2488 | Cooling | 0 | 4 | 0 | 0 | 0 | 6 | 0 | 1689.2488 | 4 | 2111.5609 | 2111.5609 | 0 | 6 | 0 | 211.1561 | 0.081214 | 1 | 0.5 | 0 | 8.2745 | 0 | 8.2745 | 0 | 2069.3297 | 258.6662 | 0.19897 | 1 | 0.5 | 0 | 4.1373 | 0 | 4.1373
2007-08-07 10:00 | 8 | 7 | 10 | 219 | 5242 | 71.06 | 0 | 2270.8629 | Cooling | 0 | 4 | 0 | 0 | 0 | 6 | 0 | 2270.8629 | 4 | 2838.5787 | 2838.5787 | 0 | 6 | 0 | 283.8579 | 0.10918 | 1 | 0.5 | 0 | 8.2745 | 0 | 8.2745 | 0 | 2781.8071 | 347.7259 | 0.26748 | 1 | 0.53496 | 0 | 4.8331 | 0 | 4.8331
2007-08-07 11:00 | 8 | 7 | 11 | 219 | 5243 | 71.06 | 0 | 3000.1779 | Cooling | 0 | 4 | 0 | 0 | 0 | 6 | 0 | 3000.1779 | 4 | 3750.2224 | 3750.2224 | 0 | 6 | 0 | 375.0222 | 0.14424 | 1 | 0.5 | 0 | 8.2745 | 0 | 8.2745 | 0 | 3675.2179 | 459.4022 | 0.35339 | 1 | 0.70677 | 0 | 9.1712 | 0 | 9.1712
2007-08-07 12:00 | 8 | 7 | 12 | 219 | 5244 | 71.96 | 0 | 3544.5413 | Cooling | 0 | 4 | 0 | 0 | 0 | 6 | 0 | 3544.5413 | 4 | 4430.6766 | 4430.6766 | 0 | 6 | 0 | 443.0677 | 0.17041 | 1 | 0.5 | 0 | 8.2745 | 0 | 8.2745 | 0 | 4342.0631 | 542.7579 | 0.41751 | 1 | 0.83501 | 0 | 13.4579 | 0 | 13.4579
2007-08-07 13:00 | 8 | 7 | 13 | 219 | 5245 | 75.02 | 0 | 3742.1499 | Cooling | 0 | 4 | 0 | 0 | 0 | 6 | 0 | 3742.1499 | 4 | 4677.6874 | 4677.6874 | 0 | 6 | 0 | 467.7687 | 0.17991 | 1 | 0.5 | 0 | 8.2745 | 0 | 8.2745 | 0 | 4584.1336 | 573.0167 | 0.44078 | 1 | 0.88156 | 0 | 15.2464 | 0 | 15.2464
2007-08-07 14:00 | 8 | 7 | 14 | 219 | 5246 | 75.02 | 0 | 3801.0306 | Cooling | 0 | 4 | 0 | 0 | 0 | 6 | 0 | 3801.0306 | 4 | 4751.2882 | 4751.2882 | 0 | 6 | 0 | 475.1288 | 0.18274 | 1 | 0.5 | 0 | 8.2745 | 0 | 8.2745 | 0 | 4656.2624 | 582.0328 | 0.44772 | 1 | 0.89544 | 0 | 15.8038 | 0 | 15.8038
2007-08-07 15:00 | 8 | 7 | 15 | 219 | 5247 | 75.02 | 0 | 3892.5883 | Cooling | 0 | 4 | 0 | 0 | 0 | 6 | 0 | 3892.5883 | 4 | 4865.7354 | 4865.7354 | 0 | 6 | 0 | 486.5735 | 0.18714 | 1 | 0.5 | 0 | 8.2745 | 0 | 8.2745 | 0 | 4768.4207 | 596.0526 | 0.4585 | 1 | 0.917 | 0 | 16.6931 | 0 | 16.6931
2007-08-07 16:00 | 8 | 7 | 16 | 219 | 5248 | 73.94 | 0 | 4054.9031 | Cooling | 0 | 4 | 0 | 0 | 0 | 6 | 0 | 4054.9031 | 4 | 5068.6289 | 5068.6289 | 0 | 6 | 0 | 506.8629 | 0.19495 | 1 | 0.5 | 0 | 8.2745 | 0 | 8.2745 | 0 | 4967.2564 | 620.907 | 0.47762 | 1 | 0.95524 | 0 | 18.3376 | 0 | 18.3376
2007-08-07 17:00 | 8 | 7 | 17 | 219 | 5249 | 73.94 | 0 | 4127.5305 | Cooling | 0 | 4 | 0 | 0 | 0 | 6 | 0 | 4127.5305 | 4 | 5159.4131 | 5159.4131 | 0 | 6 | 0 | 515.9413 | 0.19844 | 1 | 0.5 | 0 | 8.2745 | 0 | 8.2745 | 0 | 5056.2248 | 632.0281 | 0.48618 | 1 | 0.97235 | 0 | 19.1019 | 0 | 19.1019
2007-08-07 18:00 | 8 | 7 | 18 | 219 | 5250 | 71.06 | 0 | 3382.6898 | Cooling | 0 | 4 | 0 | 0 | 0 | 6 | 0 | 3382.6898 | 4 | 4228.3622 | 4228.3622 | 0 | 6 | 0 | 422.8362 | 0.16263 | 1 | 0.5 | 0 | 8.2745 | 0 | 8.2745 | 0 | 4143.795 | 517.9744 | 0.39844 | 1 | 0.79688 | 0 | 12.0862 | 0 | 12.0862
2007-08-07 19:00 | 8 | 7 | 19 | 219 | 5251 | 69.08 | 0 | 2845.4864 | Cooling | 0 | 4 | 0 | 0 | 0 | 6 | 0 | 2845.4864 | 4 | 3556.858 | 3556.858 | 0 | 6 | 0 | 355.6858 | 0.1368 | 1 | 0.5 | 0 | 8.2745 | 0 | 8.2745 | 0 | 3485.7209 | 435.7151 | 0.33517 | 1 | 0.67033 | 0 | 8.1199 | 0 | 8.1199
2007-08-07 20:00 | 8 | 7 | 20 | 219 | 5252 | 69.08 | 0 | 2676.2973 | Cooling | 0 | 4 | 0 | 0 | 0 | 6 | 0 | 2676.2973 | 4 | 3345.3716 | 3345.3716 | 0 | 6 | 0 | 334.5372 | 0.12867 | 1 | 0.5 | 0 | 8.2745 | 0 | 8.2745 | 0 | 3278.4642 | 409.808 | 0.31524 | 1 | 0.63047 | 0 | 7.0521 | 0 | 7.0521
2007-08-07 21:00 | 8 | 7 | 21 | 219 | 5253 | 64.04 | 0 | 1987.6143 | Cooling | 0 | 4 | 0 | 0 | 0 | 6 | 0 | 1987.6143 | 4 | 2484.5179 | 2484.5179 | 0 | 6 | 0 | 248.4518 | 0.095558 | 1 | 0.5 | 0 | 8.2745 | 0 | 8.2745 | 0 | 2434.8275 | 304.3534 | 0.23412 | 1 | 0.5 | 0 | 4.1373 | 0 | 4.1373
2007-08-07 22:00 | 8 | 7 | 22 | 219 | 5254 | 62.06 | 0 | 767.5235 | Cooling | 0 | 4 | 0 | 0 | 0 | 6 | 0 | 767.5235 | 4 | 959.4043 | 959.4043 | 0 | 6 | 0 | 95.9404 | 0.0369 | 1 | 0.5 | 0 | 8.2745 | 0 | 8.2745 | 0 | 940.2162 | 117.527 | 0.090405 | 1 | 0.5 | 0 | 4.1373 | 0 | 4.1373
2007-08-07 23:00 | 8 | 7 | 23 | 219 | 5255 | 62.06 | 0 | 505.8613 | Cooling | 0 | 4 | 0 | 0 | 0 | 6 | 0 | 505.8613 | 4 | 632.3266 | 632.3266 | 0 | 6 | 0 | 63.2327 | 0.02432 | 1 | 0.5 | 0 | 8.2745 | 0 | 8.2745 | 0 | 619.6801 | 77.46 | 0.059585 | 1 | 0.5 | 0 | 4.1373 | 0 | 4.1373
2007-08-08 | 8 | 8 | 0 | 220 | 5256 | 55.94 | 0 | 389.4549 | Cooling | 0 | 4 | 0 | 0 | 0 | 6 | 0 | 389.4549 | 4 | 486.8186 | 486.8186 | 0 | 6 | 0 | 48.6819 | 0.018724 | 1 | 0.5 | 0 | 8.2745 | 0 | 8.2745 | 0 | 477.0822 | 59.6353 | 0.045873 | 1 | 0.5 | 0 | 4.1373 | 0 | 4.1373
2007-08-08 01:00 | 8 | 8 | 1 | 220 | 5257 | 55.94 | 0 | 388.3971 | Cooling | 0 | 4 | 0 | 0 | 0 | 6 | 0 | 388.3971 | 4 | 485.4964 | 485.4964 | 0 | 6 | 0 | 48.5496 | 0.018673 | 1 | 0.5 | 0 | 8.2745 | 0 | 8.2745 | 0 | 475.7865 | 59.4733 | 0.045749 | 1 | 0.5 | 0 | 4.1373 | 0 | 4.1373
2007-08-08 02:00 | 8 | 8 | 2 | 220 | 5258 | 55.94 | 0 | 364.2281 | Cooling | 0 | 4 | 0 | 0 | 0 | 6 | 0 | 364.2281 | 4 | 455.2852 | 455.2852 | 0 | 6 | 0 | 45.5285 | 0.017511 | 1 | 0.5 | 0 | 8.2745 | 0 | 8.2745 | 0 | 446.1795 | 55.7724 | 0.042902 | 1 | 0.5 | 0 | 4.1373 | 0 | 4.1373
2007-08-08 03:00 | 8 | 8 | 3 | 220 | 5259 | 53.96 | 0 | 351.5031 | Cooling | 0 | 4 | 0 | 0 | 0 | 6 | 0 | 351.5031 | 4 | 439.3789 | 439.3789 | 0 | 6 | 0 | 43.9379 | 0.016899 | 1 | 0.5 | 0 | 8.2745 | 0 | 8.2745 | 0 | 430.5913 | 53.8239 | 0.041403 | 1 | 0.5 | 0 | 4.1373 | 0 | 4.1373
2007-08-08 04:00 | 8 | 8 | 4 | 220 | 5260 | 51.08 | 0 | 336.0445 | Cooling | 0 | 4 | 0 | 0 | 0 | 6 | 0 | 336.0445 | 4 | 420.0556 | 420.0556 | 0 | 6 | 0 | 42.0056 | 0.016156 | 1 | 0.5 | 0 | 8.2745 | 0 | 8.2745 | 0 | 411.6545 | 51.4568 | 0.039582 | 1 | 0.5 | 0 | 4.1373 | 0 | 4.1373
2007-08-08 05:00 | 8 | 8 | 5 | 220 | 5261 | 51.08 | 0 | 378.5873 | Cooling | 0 | 4 | 0 | 0 | 0 | 6 | 0 | 378.5873 | 4 | 473.2341 | 473.2341 | 0 | 6 | 0 | 47.3234 | 0.018201 | 1 | 0.5 | 0 | 8.2745 | 0 | 8.2745 | 0 | 463.7694 | 57.9712 | 0.044593 | 1 | 0.5 | 0 | 4.1373 | 0 | 4.1373
2007-08-08 06:00 | 8 | 8 | 6 | 220 | 5262 | 51.08 | 0 | 768.2677 | Cooling | 0 | 4 | 0 | 0 | 0 | 6 | 0 | 768.2677 | 4 | 960.3346 | 960.3346 | 0 | 6 | 0 | 96.0335 | 0.036936 | 1 | 0.5 | 0 | 8.2745 | 0 | 8.2745 | 0 | 941.1279 | 117.641 | 0.090493 | 1 | 0.5 | 0 | 4.1373 | 0 | 4.1373
2007-08-08 07:00 | 8 | 8 | 7 | 220 | 5263 | 57.02 | 0 | 471.862 | Cooling | 0 | 4 | 0 | 0 | 0 | 6 | 0 | 471.862 | 4 | 589.8275 | 589.8275 | 0 | 6 | 0 | 58.9828 | 0.022686 | 1 | 0.5 | 0 | 8.2745 | 0 | 8.2745 | 0 | 578.031 | 72.2539 | 0.05558 | 1 | 0.5 | 0 | 4.1373 | 0 | 4.1373
2007-08-08 08:00 | 8 | 8 | 8 | 220 | 5264 | 57.02 | 0 | 1483.2897 | Cooling | 0 | 4 | 0 | 0 | 0 | 6 | 0 | 1483.2897 | 4 | 1854.1121 | 1854.1121 | 0 | 6 | 0 | 185.4112 | 0.071312 | 1 | 0.5 | 0 | 8.2745 | 0 | 8.2745 | 0 | 1817.0299 | 227.1287 | 0.17471 | 1 | 0.5 | 0 | 4.1373 | 0 | 4.1373
2007-08-08 09:00 | 8 | 8 | 9 | 220 | 5265 | 64.04 | 0 | 1788.9096 | Cooling | 0 | 4 | 0 | 0 | 0 | 6 | 0 | 1788.9096 | 4 | 2236.137 | 2236.137 | 0 | 6 | 0 | 223.6137 | 0.086005 | 1 | 0.5 | 0 | 8.2745 | 0 | 8.2745 | 0 | 2191.4143 | 273.9268 | 0.21071 | 1 | 0.5 | 0 | 4.1373 | 0 | 4.1373
2007-08-08 10:00 | 8 | 8 | 10 | 220 | 5266 | 66.02 | 0 | 2450.9922 | Cooling | 0 | 4 | 0 | 0 | 0 | 6 | 0 | 2450.9922 | 4 | 3063.7402 | 3063.7402 | 0 | 6 | 0 | 306.374 | 0.11784 | 1 | 0.5 | 0 | 8.2745 | 0 | 8.2745 | 0 | 3002.4654 | 375.3082 | 0.2887 | 1 | 0.5774 | 0 | 5.7607 | 0 | 5.7607
2007-08-08 11:00 | 8 | 8 | 11 | 220 | 5267 | 66.02 | 0 | 3042.7662 | Cooling | 0 | 4 | 0 | 0 | 0 | 6 | 0 | 3042.7662 | 4 | 3803.4578 | 3803.4578 | 0 | 6 | 0 | 380.3458 | 0.14629 | 1 | 0.5 | 0 | 8.2745 | 0 | 8.2745 | 0 | 3727.3886 | 465.9236 | 0.3584 | 1 | 0.71681 | 0 | 9.4734 | 0 | 9.4734
2007-08-08 12:00 | 8 | 8 | 12 | 220 | 5268 | 71.06 | 0 | 3580.008 | Cooling | 0 | 4 | 0 | 0 | 0 | 6 | 0 | 3580.008 | 4 | 4475.01 | 4475.01 | 0 | 6 | 0 | 447.501 | 0.17212 | 1 | 0.5 | 0 | 8.2745 | 0 | 8.2745 | 0 | 4385.5098 | 548.1887 | 0.42168 | 1 | 0.84337 | 0 | 13.7696 | 0 | 13.7696
2007-08-08 13:00 | 8 | 8 | 13 | 220 | 5269 | 73.04 | 0 | 4097.8363 | Cooling | 0 | 4 | 0 | 0 | 0 | 6 | 0 | 4097.8363 | 4 | 5122.2953 | 5122.2953 | 0 | 6 | 0 | 512.2295 | 0.19701 | 1 | 0.5 | 0 | 8.2745 | 0 | 8.2745 | 0 | 5019.8494 | 627.4812 | 0.48268 | 1 | 0.96536 | 0 | 18.7873 | 0 | 18.7873
2007-08-08 14:00 | 8 | 8 | 14 | 220 | 5270 | 73.04 | 0 | 4540.2662 | Cooling | 0 | 4 | 0 | 0 | 0 | 6 | 0 | 4540.2662 | 4 | 5675.3327 | 5675.3327 | 0 | 6 | 0 | 567.5333 | 0.21828 | 1 | 0.5 | 0 | 8.2745 | 0 | 8.2745 | 0 | 5561.8261 | 695.2283 | 0.53479 | 2 | 0.53479 | 0.53479 | 4.8295 | 4.8295 | 9.6591
2007-08-08 15:00 | 8 | 8 | 15 | 220 | 5271 | 73.94 | 0 | 4819.5679 | Cooling | 0 | 4 | 0 | 0 | 0 | 6 | 0 | 4819.5679 | 4 | 6024.4599 | 6024.4599 | 0 | 6 | 0 | 602.446 | 0.23171 | 1 | 0.5 | 0 | 8.2745 | 0 | 8.2745 | 0 | 5903.9707 | 737.9963 | 0.56769 | 2 | 0.56769 | 0.56769 | 5.5404 | 5.5404 | 11.0807
2007-08-08 16:00 | 8 | 8 | 16 | 220 | 5272 | 73.04 | 0 | 4796.2867 | Cooling | 0 | 4 | 0 | 0 | 0 | 6 | 0 | 4796.2867 | 4 | 5995.3584 | 5995.3584 | 0 | 6 | 0 | 599.5358 | 0.23059 | 1 | 0.5 | 0 | 8.2745 | 0 | 8.2745 | 0 | 5875.4512 | 734.4314 | 0.56495 | 2 | 0.56495 | 0.56495 | 5.479 | 5.479 | 10.958
2007-08-08 17:00 | 8 | 8 | 17 | 220 | 5273 | 73.04 | 0 | 4660.443 | Cooling | 0 | 4 | 0 | 0 | 0 | 6 | 0 | 4660.443 | 4 | 5825.5538 | 5825.5538 | 0 | 6 | 0 | 582.5554 | 0.22406 | 1 | 0.5 | 0 | 8.2745 | 0 | 8.2745 | 0 | 5709.0427 | 713.6303 | 0.54895 | 2 | 0.54895 | 0.54895 | 5.1286 | 5.1286 | 10.2573
2007-08-08 18:00 | 8 | 8 | 18 | 220 | 5274 | 71.06 | 0 | 4344.2068 | Cooling | 0 | 4 | 0 | 0 | 0 | 6 | 0 | 4344.2068 | 4 | 5430.2585 | 5430.2585 | 0 | 6 | 0 | 543.0259 | 0.20886 | 1 | 0.5 | 0 | 8.2745 | 0 | 8.2745 | 0 | 5321.6534 | 665.2067 | 0.5117 | 2 | 0.5117 | 0.5117 | 4.3633 | 4.3633 | 8.7266
2007-08-08 19:00 | 8 | 8 | 19 | 220 | 5275 | 69.08 | 0 | 3712.9655 | Cooling | 0 | 4 | 0 | 0 | 0 | 6 | 0 | 3712.9655 | 4 | 4641.2069 | 4641.2069 | 0 | 6 | 0 | 464.1207 | 0.17851 | 1 | 0.5 | 0 | 8.2745 | 0 | 8.2745 | 0 | 4548.3827 | 568.5478 | 0.43734 | 1 | 0.87469 | 0 | 14.9743 | 0 | 14.9743
2007-08-08 20:00 | 8 | 8 | 20 | 220 | 5276 | 69.08 | 0 | 2843.4613 | Cooling | 0 | 4 | 0 | 0 | 0 | 6 | 0 | 2843.4613 | 4 | 3554.3266 | 3554.3266 | 0 | 6 | 0 | 355.4327 | 0.1367 | 1 | 0.5 | 0 | 8.2745 | 0 | 8.2745 | 0 | 3483.2401 | 435.405 | 0.33493 | 1 | 0.66985 | 0 | 8.1066 | 0 | 8.1066
2007-08-08 21:00 | 8 | 8 | 21 | 220 | 5277 | 66.02 | 0 | 1977.1295 | Cooling | 0 | 4 | 0 | 0 | 0 | 6 | 0 | 1977.1295 | 4 | 2471.4118 | 2471.4118 | 0 | 6 | 0 | 247.1412 | 0.095054 | 1 | 0.5 | 0 | 8.2745 | 0 | 8.2745 | 0 | 2421.9836 | 302.7479 | 0.23288 | 1 | 0.5 | 0 | 4.1373 | 0 | 4.1373
2007-08-08 22:00 | 8 | 8 | 22 | 220 | 5278 | 62.06 | 0 | 602.7896 | Cooling | 0 | 4 | 0 | 0 | 0 | 6 | 0 | 602.7896 | 4 | 753.487 | 753.487 | 0 | 6 | 0 | 75.3487 | 0.02898 | 1 | 0.5 | 0 | 8.2745 | 0 | 8.2745 | 0 | 738.4172 | 92.3022 | 0.071002 | 1 | 0.5 | 0 | 4.1373 | 0 | 4.1373
2007-08-08 23:00 | 8 | 8 | 23 | 220 | 5279 | 62.06 | 0 | 311.127 | Cooling | 0 | 4 | 0 | 0 | 0 | 6 | 0 | 311.127 | 4 | 388.9087 | 388.9087 | 0 | 6 | 0 | 38.8909 | 0.014958 | 1 | 0.5 | 0 | 8.2745 | 0 | 8.2745 | 0 | 381.1306 | 47.6413 | 0.036647 | 1 | 0.5 | 0 | 4.1373 | 0 | 4.1373
2007-08-09 | 8 | 9 | 0 | 221 | 5280 | 60.08 | 0 | 262.0309 | Cooling | 0 | 4 | 0 | 0 | 0 | 6 | 0 | 262.0309 | 4 | 327.5386 | 327.5386 | 0 | 6 | 0 | 32.7539 | 0.012598 | 1 | 0.5 | 0 | 8.2745 | 0 | 8.2745 | 0 | 320.9878 | 40.1235 | 0.030864 | 1 | 0.5 | 0 | 4.1373 | 0 | 4.1373
2007-08-09 01:00 | 8 | 9 | 1 | 221 | 5281 | 60.98 | 0 | 269.0212 | Cooling | 0 | 4 | 0 | 0 | 0 | 6 | 0 | 269.0212 | 4 | 336.2765 | 336.2765 | 0 | 6 | 0 | 33.6277 | 0.012934 | 1 | 0.5 | 0 | 8.2745 | 0 | 8.2745 | 0 | 329.551 | 41.1939 | 0.031688 | 1 | 0.5 | 0 | 4.1373 | 0 | 4.1373
2007-08-09 02:00 | 8 | 9 | 2 | 221 | 5282 | 60.98 | 0 | 242.6824 | Cooling | 0 | 4 | 0 | 0 | 0 | 6 | 0 | 242.6824 | 4 | 303.353 | 303.353 | 0 | 6 | 0 | 30.3353 | 0.011667 | 1 | 0.5 | 0 | 8.2745 | 0 | 8.2745 | 0 | 297.286 | 37.1607 | 0.028585 | 1 | 0.5 | 0 | 4.1373 | 0 | 4.1373
2007-08-09 03:00 | 8 | 9 | 3 | 221 | 5283 | 62.06 | 0 | 230.3977 | Cooling | 0 | 4 | 0 | 0 | 0 | 6 | 0 | 230.3977 | 4 | 287.9972 | 287.9972 | 0 | 6 | 0 | 28.7997 | 0.011077 | 1 | 0.5 | 0 | 8.2745 | 0 | 8.2745 | 0 | 282.2372 | 35.2797 | 0.027138 | 1 | 0.5 | 0 | 4.1373 | 0 | 4.1373
2007-08-09 04:00 | 8 | 9 | 4 | 221 | 5284 | 62.06 | 0 | 203.6729 | Cooling | 0 | 4 | 0 | 0 | 0 | 6 | 0 | 203.6729 | 4 | 254.5911 | 254.5911 | 0 | 6 | 0 | 25.4591 | 0.009792 | 1 | 0.5 | 0 | 8.2745 | 0 | 8.2745 | 0 | 249.4993 | 31.1874 | 0.02399 | 1 | 0.5 | 0 | 4.1373 | 0 | 4.1373
2007-08-09 05:00 | 8 | 9 | 5 | 221 | 5285 | 62.06 | 0 | 184.393 | Cooling | 0 | 4 | 0 | 0 | 0 | 6 | 0 | 184.393 | 4 | 230.4912 | 230.4912 | 0 | 6 | 0 | 23.0491 | 0.008865 | 1 | 0.5 | 0 | 8.2745 | 0 | 8.2745 | 0 | 225.8814 | 28.2352 | 0.021719 | 1 | 0.5 | 0 | 4.1373 | 0 | 4.1373
2007-08-09 06:00 | 8 | 9 | 6 | 221 | 5286 | 62.96 | 97.4893 | 0 | Heating | 97.4893 | 4 | 77.9915 | 77.9915 | 0 | 6 | 0 | 0 | 4 | 0 | 0 | 0 | 6 | 0 | 15.5983 | 0.0059993 | 1 | 0.5 | 0 | 8.2745 | 0 | 8.2745 | 79.5831 | 0 | 4.5554 | 0.0035042 | 1 | 0.5 | 0 | 4.1373 | 0 | 4.1373
2007-08-09 07:00 | 8 | 9 | 7 | 221 | 5287 | 64.04 | 120.7707 | 0 | Heating | 120.7707 | 4 | 96.6165 | 96.6165 | 0 | 6 | 0 | 0 | 4 | 0 | 0 | 0 | 6 | 0 | 19.3233 | 0.007432 | 1 | 0.5 | 0 | 8.2745 | 0 | 8.2745 | 98.5883 | 0 | 5.6433 | 0.004341 | 1 | 0.5 | 0 | 4.1373 | 0 | 4.1373
2007-08-09 08:00 | 8 | 9 | 8 | 221 | 5288 | 64.04 | 0 | 1029.0933 | Cooling | 0 | 4 | 0 | 0 | 0 | 6 | 0 | 1029.0933 | 4 | 1286.3666 | 1286.3666 | 0 | 6 | 0 | 128.6367 | 0.049476 | 1 | 0.5 | 0 | 8.2745 | 0 | 8.2745 | 0 | 1260.6393 | 157.5799 | 0.12122 | 1 | 0.5 | 0 | 4.1373 | 0 | 4.1373
2007-08-09 09:00 | 8 | 9 | 9 | 221 | 5289 | 66.92 | 0 | 1512.8081 | Cooling | 0 | 4 | 0 | 0 | 0 | 6 | 0 | 1512.8081 | 4 | 1891.0101 | 1891.0101 | 0 | 6 | 0 | 189.101 | 0.072731 | 1 | 0.5 | 0 | 8.2745 | 0 | 8.2745 | 0 | 1853.1899 | 231.6487 | 0.17819 | 1 | 0.5 | 0 | 4.1373 | 0 | 4.1373
2007-08-09 10:00 | 8 | 9 | 10 | 221 | 5290 | 68 | 0 | 2156.2421 | Cooling | 0 | 4 | 0 | 0 | 0 | 6 | 0 | 2156.2421 | 4 | 2695.3026 | 2695.3026 | 0 | 6 | 0 | 269.5303 | 0.10367 | 1 | 0.5 | 0 | 8.2745 | 0 | 8.2745 | 0 | 2641.3965 | 330.1746 | 0.25398 | 1 | 0.50796 | 0 | 4.2903 | 0 | 4.2903
2007-08-09 11:00 | 8 | 9 | 11 | 221 | 5291 | 68 | 0 | 3044.5909 | Cooling | 0 | 4 | 0 | 0 | 0 | 6 | 0 | 3044.5909 | 4 | 3805.7386 | 3805.7386 | 0 | 6 | 0 | 380.5739 | 0.14637 | 1 | 0.5 | 0 | 8.2745 | 0 | 8.2745 | 0 | 3729.6238 | 466.203 | 0.35862 | 1 | 0.71724 | 0 | 9.4865 | 0 | 9.4865
2007-08-09 12:00 | 8 | 9 | 12 | 221 | 5292 | 66.2 | 0 | 3709.0874 | Cooling | 0 | 4 | 0 | 0 | 0 | 6 | 0 | 3709.0874 | 4 | 4636.3593 | 4636.3593 | 0 | 6 | 0 | 463.6359 | 0.17832 | 1 | 0.5 | 0 | 8.2745 | 0 | 8.2745 | 0 | 4543.6321 | 567.954 | 0.43689 | 1 | 0.87378 | 0 | 14.9384 | 0 | 14.9384
2007-08-09 13:00 | 8 | 9 | 13 | 221 | 5293 | 69.98 | 0 | 4074.2809 | Cooling | 0 | 4 | 0 | 0 | 0 | 6 | 0 | 4074.2809 | 4 | 5092.8511 | 5092.8511 | 0 | 6 | 0 | 509.2851 | 0.19588 | 1 | 0.5 | 0 | 8.2745 | 0 | 8.2745 | 0 | 4990.9941 | 623.8743 | 0.4799 | 1 | 0.95981 | 0 | 18.5398 | 0 | 18.5398
2007-08-09 14:00 | 8 | 9 | 14 | 221 | 5294 | 69.98 | 0 | 4309.7669 | Cooling | 0 | 4 | 0 | 0 | 0 | 6 | 0 | 4309.7669 | 4 | 5387.2086 | 5387.2086 | 0 | 6 | 0 | 538.7209 | 0.2072 | 1 | 0.5 | 0 | 8.2745 | 0 | 8.2745 | 0 | 5279.4645 | 659.9331 | 0.50764 | 2 | 0.50764 | 0.50764 | 4.2841 | 4.2841 | 8.5683
2007-08-09 15:00 | 8 | 9 | 15 | 221 | 5295 | 71.6 | 0 | 4388.4458 | Cooling | 0 | 4 | 0 | 0 | 0 | 6 | 0 | 4388.4458 | 4 | 5485.5572 | 5485.5572 | 0 | 6 | 0 | 548.5557 | 0.21098 | 1 | 0.5 | 0 | 8.2745 | 0 | 8.2745 | 0 | 5375.846 | 671.9808 | 0.51691 | 2 | 0.51691 | 0.51691 | 4.4662 | 4.4662 | 8.9323
2007-08-09 16:00 | 8 | 9 | 16 | 221 | 5296 | 71.6 | 0 | 4320.5445 | Cooling | 0 | 4 | 0 | 0 | 0 | 6 | 0 | 4320.5445 | 4 | 5400.6806 | 5400.6806 | 0 | 6 | 0 | 540.0681 | 0.20772 | 1 | 0.5 | 0 | 8.2745 | 0 | 8.2745 | 0 | 5292.667 | 661.5834 | 0.50891 | 2 | 0.50891 | 0.50891 | 4.3088 | 4.3088 | 8.6176
2007-08-09 17:00 | 8 | 9 | 17 | 221 | 5297 | 71.06 | 0 | 4260.7563 | Cooling | 0 | 4 | 0 | 0 | 0 | 6 | 0 | 4260.7563 | 4 | 5325.9454 | 5325.9454 | 0 | 6 | 0 | 532.5945 | 0.20484 | 1 | 0.5 | 0 | 8.2745 | 0 | 8.2745 | 0 | 5219.4265 | 652.4283 | 0.50187 | 2 | 0.50187 | 0.50187 | 4.1729 | 4.1729 | 8.3458
2007-08-09 18:00 | 8 | 9 | 18 | 221 | 5298 | 71.6 | 0 | 3811.8408 | Cooling | 0 | 4 | 0 | 0 | 0 | 6 | 0 | 3811.8408 | 4 | 4764.8009 | 4764.8009 | 0 | 6 | 0 | 476.4801 | 0.18326 | 1 | 0.5 | 0 | 8.2745 | 0 | 8.2745 | 0 | 4669.5049 | 583.6881 | 0.44899 | 1 | 0.89798 | 0 | 15.9074 | 0 | 15.9074
2007-08-09 19:00 | 8 | 9 | 19 | 221 | 5299 | 71.6 | 0 | 3292.3279 | Cooling | 0 | 4 | 0 | 0 | 0 | 6 | 0 | 3292.3279 | 4 | 4115.4099 | 4115.4099 | 0 | 6 | 0 | 411.541 | 0.15828 | 1 | 0.5 | 0 | 8.2745 | 0 | 8.2745 | 0 | 4033.1017 | 504.1377 | 0.3878 | 1 | 0.7756 | 0 | 11.3565 | 0 | 11.3565
2007-08-09 20:00 | 8 | 9 | 20 | 221 | 5300 | 69.98 | 0 | 2507.9486 | Cooling | 0 | 4 | 0 | 0 | 0 | 6 | 0 | 2507.9486 | 4 | 3134.9357 | 3134.9357 | 0 | 6 | 0 | 313.4936 | 0.12057 | 1 | 0.5 | 0 | 8.2745 | 0 | 8.2745 | 0 | 3072.237 | 384.0296 | 0.29541 | 1 | 0.59081 | 0 | 6.0733 | 0 | 6.0733
2007-08-09 21:00 | 8 | 9 | 21 | 221 | 5301 | 69.98 | 0 | 1516.3004 | Cooling | 0 | 4 | 0 | 0 | 0 | 6 | 0 | 1516.3004 | 4 | 1895.3754 | 1895.3754 | 0 | 6 | 0 | 189.5375 | 0.072899 | 1 | 0.5 | 0 | 8.2745 | 0 | 8.2745 | 0 | 1857.4679 | 232.1835 | 0.1786 | 1 | 0.5 | 0 | 4.1373 | 0 | 4.1373
2007-08-09 22:00 | 8 | 9 | 22 | 221 | 5302 | 69.98 | 0 | 574.6569 | Cooling | 0 | 4 | 0 | 0 | 0 | 6 | 0 | 574.6569 | 4 | 718.3211 | 718.3211 | 0 | 6 | 0 | 71.8321 | 0.027628 | 1 | 0.5 | 0 | 8.2745 | 0 | 8.2745 | 0 | 703.9547 | 87.9943 | 0.067688 | 1 | 0.5 | 0 | 4.1373 | 0 | 4.1373
2007-08-09 23:00 | 8 | 9 | 23 | 221 | 5303 | 69.98 | 0 | 348.5424 | Cooling | 0 | 4 | 0 | 0 | 0 | 6 | 0 | 348.5424 | 4 | 435.678 | 435.678 | 0 | 6 | 0 | 43.5678 | 0.016757 | 1 | 0.5 | 0 | 8.2745 | 0 | 8.2745 | 0 | 426.9644 | 53.3706 | 0.041054 | 1 | 0.5 | 0 | 4.1373 | 0 | 4.1373
2007-08-10 | 8 | 10 | 0 | 222 | 5304 | 69.98 | 0 | 280.873 | Cooling | 0 | 4 | 0 | 0 | 0 | 6 | 0 | 280.873 | 4 | 351.0912 | 351.0912 | 0 | 6 | 0 | 35.1091 | 0.013504 | 1 | 0.5 | 0 | 8.2745 | 0 | 8.2745 | 0 | 344.0694 | 43.0087 | 0.033084 | 1 | 0.5 | 0 | 4.1373 | 0 | 4.1373
2007-08-10 01:00 | 8 | 10 | 1 | 222 | 5305 | 69.98 | 0 | 303.9009 | Cooling | 0 | 4 | 0 | 0 | 0 | 6 | 0 | 303.9009 | 4 | 379.8761 | 379.8761 | 0 | 6 | 0 | 37.9876 | 0.014611 | 1 | 0.5 | 0 | 8.2745 | 0 | 8.2745 | 0 | 372.2786 | 46.5348 | 0.035796 | 1 | 0.5 | 0 | 4.1373 | 0 | 4.1373
2007-08-10 02:00 | 8 | 10 | 2 | 222 | 5306 | 69.98 | 0 | 279.7632 | Cooling | 0 | 4 | 0 | 0 | 0 | 6 | 0 | 279.7632 | 4 | 349.7041 | 349.7041 | 0 | 6 | 0 | 34.9704 | 0.01345 | 1 | 0.5 | 0 | 8.2745 | 0 | 8.2745 | 0 | 342.71 | 42.8387 | 0.032953 | 1 | 0.5 | 0 | 4.1373 | 0 | 4.1373
2007-08-10 03:00 | 8 | 10 | 3 | 222 | 5307 | 69.8 | 0 | 267.9859 | Cooling | 0 | 4 | 0 | 0 | 0 | 6 | 0 | 267.9859 | 4 | 334.9823 | 334.9823 | 0 | 6 | 0 | 33.4982 | 0.012884 | 1 | 0.5 | 0 | 8.2745 | 0 | 8.2745 | 0 | 328.2827 | 41.0353 | 0.031566 | 1 | 0.5 | 0 | 4.1373 | 0 | 4.1373
2007-08-10 04:00 | 8 | 10 | 4 | 222 | 5308 | 69.8 | 0 | 241.351 | Cooling | 0 | 4 | 0 | 0 | 0 | 6 | 0 | 241.351 | 4 | 301.6888 | 301.6888 | 0 | 6 | 0 | 30.1689 | 0.011603 | 1 | 0.5 | 0 | 8.2745 | 0 | 8.2745 | 0 | 295.655 | 36.9569 | 0.028428 | 1 | 0.5 | 0 | 4.1373 | 0 | 4.1373
2007-08-10 05:00 | 8 | 10 | 5 | 222 | 5309 | 69.08 | 0 | 213.6948 | Cooling | 0 | 4 | 0 | 0 | 0 | 6 | 0 | 213.6948 | 4 | 267.1185 | 267.1185 | 0 | 6 | 0 | 26.7118 | 0.010274 | 1 | 0.5 | 0 | 8.2745 | 0 | 8.2745 | 0 | 261.7761 | 32.722 | 0.025171 | 1 | 0.5 | 0 | 4.1373 | 0 | 4.1373
2007-08-10 06:00 | 8 | 10 | 6 | 222 | 5310 | 69.8 | 0 | 23.1749 | Cooling | 0 | 4 | 0 | 0 | 0 | 6 | 0 | 23.1749 | 4 | 28.9687 | 28.9687 | 0 | 6 | 0 | 2.8969 | 0.0011142 | 1 | 0.5 | 0 | 8.2745 | 0 | 8.2745 | 0 | 28.3893 | 3.5487 | 0.0027297 | 1 | 0.5 | 0 | 4.1373 | 0 | 4.1373
2007-08-10 07:00 | 8 | 10 | 7 | 222 | 5311 | 69.8 | 120.9658 | 0 | Heating | 120.9658 | 4 | 96.7727 | 96.7727 | 0 | 6 | 0 | 0 | 4 | 0 | 0 | 0 | 6 | 0 | 19.3545 | 0.0074441 | 1 | 0.5 | 0 | 8.2745 | 0 | 8.2745 | 98.7476 | 0 | 5.6524 | 0.004348 | 1 | 0.5 | 0 | 4.1373 | 0 | 4.1373
2007-08-10 08:00 | 8 | 10 | 8 | 222 | 5312 | 69.08 | 0 | 717.8493 | Cooling | 0 | 4 | 0 | 0 | 0 | 6 | 0 | 717.8493 | 4 | 897.3116 | 897.3116 | 0 | 6 | 0 | 89.7312 | 0.034512 | 1 | 0.5 | 0 | 8.2745 | 0 | 8.2745 | 0 | 879.3654 | 109.9207 | 0.084554 | 1 | 0.5 | 0 | 4.1373 | 0 | 4.1373
2007-08-10 09:00 | 8 | 10 | 9 | 222 | 5313 | 73.4 | 0 | 1388.324 | Cooling | 0 | 4 | 0 | 0 | 0 | 6 | 0 | 1388.324 | 4 | 1735.405 | 1735.405 | 0 | 6 | 0 | 173.5405 | 0.066746 | 1 | 0.5 | 0 | 8.2745 | 0 | 8.2745 | 0 | 1700.6969 | 212.5871 | 0.16353 | 1 | 0.5 | 0 | 4.1373 | 0 | 4.1373
2007-08-10 10:00 | 8 | 10 | 10 | 222 | 5314 | 73.4 | 0 | 2313.5374 | Cooling | 0 | 4 | 0 | 0 | 0 | 6 | 0 | 2313.5374 | 4 | 2891.9218 | 2891.9218 | 0 | 6 | 0 | 289.1922 | 0.11123 | 1 | 0.5 | 0 | 8.2745 | 0 | 8.2745 | 0 | 2834.0834 | 354.2604 | 0.27251 | 1 | 0.54502 | 0 | 5.0446 | 0 | 5.0446
2007-08-10 11:00 | 8 | 10 | 11 | 222 | 5315 | 75.02 | 0 | 3103.2161 | Cooling | 0 | 4 | 0 | 0 | 0 | 6 | 0 | 3103.2161 | 4 | 3879.0202 | 3879.0202 | 0 | 6 | 0 | 387.902 | 0.14919 | 1 | 0.5 | 0 | 8.2745 | 0 | 8.2745 | 0 | 3801.4398 | 475.18 | 0.36552 | 1 | 0.73105 | 0 | 9.9119 | 0 | 9.9119
2007-08-10 12:00 | 8 | 10 | 12 | 222 | 5316 | 78.8 | 0 | 3860.9232 | Cooling | 0 | 4 | 0 | 0 | 0 | 6 | 0 | 3860.9232 | 4 | 4826.154 | 4826.154 | 0 | 6 | 0 | 482.6154 | 0.18562 | 1 | 0.5 | 0 | 8.2745 | 0 | 8.2745 | 0 | 4729.6309 | 591.2039 | 0.45477 | 1 | 0.90954 | 0 | 16.3824 | 0 | 16.3824
2007-08-10 13:00 | 8 | 10 | 13 | 222 | 5317 | 82.4 | 0 | 4165.9379 | Cooling | 0 | 4 | 0 | 0 | 0 | 6 | 0 | 4165.9379 | 4 | 5207.4224 | 5207.4224 | 0 | 6 | 0 | 520.7422 | 0.20029 | 1 | 0.5 | 0 | 8.2745 | 0 | 8.2745 | 0 | 5103.2739 | 637.9092 | 0.4907 | 1 | 0.9814 | 0 | 19.5132 | 0 | 19.5132
2007-08-10 14:00 | 8 | 10 | 14 | 222 | 5318 | 84.02 | 0 | 3944.085 | Cooling | 0 | 4 | 0 | 0 | 0 | 6 | 0 | 3944.085 | 4 | 4930.1063 | 4930.1063 | 0 | 6 | 0 | 493.0106 | 0.18962 | 1 | 0.5 | 0 | 8.2745 | 0 | 8.2745 | 0 | 4831.5041 | 603.938 | 0.46457 | 1 | 0.92914 | 0 | 17.2054 | 0 | 17.2054
2007-08-10 15:00 | 8 | 10 | 15 | 222 | 5319 | 84.92 | 0 | 3752.0805 | Cooling | 0 | 4 | 0 | 0 | 0 | 6 | 0 | 3752.0805 | 4 | 4690.1007 | 4690.1007 | 0 | 6 | 0 | 469.0101 | 0.18039 | 1 | 0.5 | 0 | 8.2745 | 0 | 8.2745 | 0 | 4596.2987 | 574.5373 | 0.44195 | 1 | 0.8839 | 0 | 15.3396 | 0 | 15.3396
2007-08-10 16:00 | 8 | 10 | 16 | 222 | 5320 | 84.92 | 0 | 3677.1645 | Cooling | 0 | 4 | 0 | 0 | 0 | 6 | 0 | 3677.1645 | 4 | 4596.4557 | 4596.4557 | 0 | 6 | 0 | 459.6456 | 0.17679 | 1 | 0.5 | 0 | 8.2745 | 0 | 8.2745 | 0 | 4504.5265 | 563.0658 | 0.43313 | 1 | 0.86626 | 0 | 14.6443 | 0 | 14.6443
2007-08-10 17:00 | 8 | 10 | 17 | 222 | 5321 | 84.92 | 0 | 3579.9811 | Cooling | 0 | 4 | 0 | 0 | 0 | 6 | 0 | 3579.9811 | 4 | 4474.9763 | 4474.9763 | 0 | 6 | 0 | 447.4976 | 0.17211 | 1 | 0.5 | 0 | 8.2745 | 0 | 8.2745 | 0 | 4385.4768 | 548.1846 | 0.42168 | 1 | 0.84336 | 0 | 13.7694 | 0 | 13.7694
2007-08-10 18:00 | 8 | 10 | 18 | 222 | 5322 | 80.96 | 0 | 2369.1569 | Cooling | 0 | 4 | 0 | 0 | 0 | 6 | 0 | 2369.1569 | 4 | 2961.4461 | 2961.4461 | 0 | 6 | 0 | 296.1446 | 0.1139 | 1 | 0.5 | 0 | 8.2745 | 0 | 8.2745 | 0 | 2902.2172 | 362.7771 | 0.27906 | 1 | 0.55812 | 0 | 5.3279 | 0 | 5.3279
2007-08-10 19:00 | 8 | 10 | 19 | 222 | 5323 | 78.98 | 0 | 2179.8456 | Cooling | 0 | 4 | 0 | 0 | 0 | 6 | 0 | 2179.8456 | 4 | 2724.807 | 2724.807 | 0 | 6 | 0 | 272.4807 | 0.1048 | 1 | 0.5 | 0 | 8.2745 | 0 | 8.2745 | 0 | 2670.3109 | 333.7889 | 0.25676 | 1 | 0.51352 | 0 | 4.3991 | 0 | 4.3991
2007-08-10 20:00 | 8 | 10 | 20 | 222 | 5324 | 78.98 | 0 | 1831.7962 | Cooling | 0 | 4 | 0 | 0 | 0 | 6 | 0 | 1831.7962 | 4 | 2289.7453 | 2289.7453 | 0 | 6 | 0 | 228.9745 | 0.088067 | 1 | 0.5 | 0 | 8.2745 | 0 | 8.2745 | 0 | 2243.9503 | 280.4938 | 0.21576 | 1 | 0.5 | 0 | 4.1373 | 0 | 4.1373
2007-08-10 21:00 | 8 | 10 | 21 | 222 | 5325 | 77 | 0 | 1435.5608 | Cooling | 0 | 4 | 0 | 0 | 0 | 6 | 0 | 1435.5608 | 4 | 1794.451 | 1794.451 | 0 | 6 | 0 | 179.4451 | 0.069017 | 1 | 0.5 | 0 | 8.2745 | 0 | 8.2745 | 0 | 1758.562 | 219.8202 | 0.16909 | 1 | 0.5 | 0 | 4.1373 | 0 | 4.1373
2007-08-10 22:00 | 8 | 10 | 22 | 222 | 5326 | 77 | 0 | 1054.3676 | Cooling | 0 | 4 | 0 | 0 | 0 | 6 | 0 | 1054.3676 | 4 | 1317.9595 | 1317.9595 | 0 | 6 | 0 | 131.796 | 0.050691 | 1 | 0.5 | 0 | 8.2745 | 0 | 8.2745 | 0 | 1291.6003 | 161.45 | 0.12419 | 1 | 0.5 | 0 | 4.1373 | 0 | 4.1373
2007-08-10 23:00 | 8 | 10 | 23 | 222 | 5327 | 77 | 0 | 937.8203 | Cooling | 0 | 4 | 0 | 0 | 0 | 6 | 0 | 937.8203 | 4 | 1172.2754 | 1172.2754 | 0 | 6 | 0 | 117.2275 | 0.045088 | 1 | 0.5 | 0 | 8.2745 | 0 | 8.2745 | 0 | 1148.8299 | 143.6037 | 0.11046 | 1 | 0.5 | 0 | 4.1373 | 0 | 4.1373
2007-08-11 | 8 | 11 | 0 | 223 | 5328 | 75.02 | 0 | 767.8494 | Cooling | 0 | 4 | 0 | 0 | 0 | 6 | 0 | 767.8494 | 4 | 959.8118 | 959.8118 | 0 | 6 | 0 | 95.9812 | 0.036916 | 1 | 0.5 | 0 | 8.2745 | 0 | 8.2745 | 0 | 940.6156 | 117.5769 | 0.090444 | 1 | 0.5 | 0 | 4.1373 | 0 | 4.1373
2007-08-11 01:00 | 8 | 11 | 1 | 223 | 5329 | 73.04 | 0 | 753.5695 | Cooling | 0 | 4 | 0 | 0 | 0 | 6 | 0 | 753.5695 | 4 | 941.9618 | 941.9618 | 0 | 6 | 0 | 94.1962 | 0.036229 | 1 | 0.5 | 0 | 8.2745 | 0 | 8.2745 | 0 | 923.1226 | 115.3903 | 0.088762 | 1 | 0.5 | 0 | 4.1373 | 0 | 4.1373
2007-08-11 02:00 | 8 | 11 | 2 | 223 | 5330 | 73.04 | 0 | 678.257 | Cooling | 0 | 4 | 0 | 0 | 0 | 6 | 0 | 678.257 | 4 | 847.8212 | 847.8212 | 0 | 6 | 0 | 84.7821 | 0.032609 | 1 | 0.5 | 0 | 8.2745 | 0 | 8.2745 | 0 | 830.8648 | 103.8581 | 0.079891 | 1 | 0.5 | 0 | 4.1373 | 0 | 4.1373
2007-08-11 03:00 | 8 | 11 | 3 | 223 | 5331 | 71.96 | 0 | 626.2958 | Cooling | 0 | 4 | 0 | 0 | 0 | 6 | 0 | 626.2958 | 4 | 782.8697 | 782.8697 | 0 | 6 | 0 | 78.287 | 0.03011 | 1 | 0.5 | 0 | 8.2745 | 0 | 8.2745 | 0 | 767.2123 | 95.9015 | 0.07377 | 1 | 0.5 | 0 | 4.1373 | 0 | 4.1373
2007-08-11 04:00 | 8 | 11 | 4 | 223 | 5332 | 69.98 | 0 | 522.6511 | Cooling | 0 | 4 | 0 | 0 | 0 | 6 | 0 | 522.6511 | 4 | 653.3138 | 653.3138 | 0 | 6 | 0 | 65.3314 | 0.025127 | 1 | 0.5 | 0 | 8.2745 | 0 | 8.2745 | 0 | 640.2476 | 80.0309 | 0.061562 | 1 | 0.5 | 0 | 4.1373 | 0 | 4.1373
2007-08-11 05:00 | 8 | 11 | 5 | 223 | 5333 | 69.98 | 0 | 592.8524 | Cooling | 0 | 4 | 0 | 0 | 0 | 6 | 0 | 592.8524 | 4 | 741.0655 | 741.0655 | 0 | 6 | 0 | 74.1066 | 0.028503 | 1 | 0.5 | 0 | 8.2745 | 0 | 8.2745 | 0 | 726.2442 | 90.7805 | 0.069831 | 1 | 0.5 | 0 | 4.1373 | 0 | 4.1373
2007-08-11 06:00 | 8 | 11 | 6 | 223 | 5334 | 71.06 | 0 | 476.4149 | Cooling | 0 | 4 | 0 | 0 | 0 | 6 | 0 | 476.4149 | 4 | 595.5187 | 595.5187 | 0 | 6 | 0 | 59.5519 | 0.022905 | 1 | 0.5 | 0 | 8.2745 | 0 | 8.2745 | 0 | 583.6083 | 72.951 | 0.056116 | 1 | 0.5 | 0 | 4.1373 | 0 | 4.1373
2007-08-11 07:00 | 8 | 11 | 7 | 223 | 5335 | 73.94 | 0 | 411.5932 | Cooling | 0 | 4 | 0 | 0 | 0 | 6 | 0 | 411.5932 | 4 | 514.4915 | 514.4915 | 0 | 6 | 0 | 51.4492 | 0.019788 | 1 | 0.5 | 0 | 8.2745 | 0 | 8.2745 | 0 | 504.2017 | 63.0252 | 0.048481 | 1 | 0.5 | 0 | 4.1373 | 0 | 4.1373
2007-08-11 08:00 | 8 | 11 | 8 | 223 | 5336 | 73.94 | 0 | 529.9243 | Cooling | 0 | 4 | 0 | 0 | 0 | 6 | 0 | 529.9243 | 4 | 662.4054 | 662.4054 | 0 | 6 | 0 | 66.2405 | 0.025477 | 1 | 0.5 | 0 | 8.2745 | 0 | 8.2745 | 0 | 649.1573 | 81.1447 | 0.062419 | 1 | 0.5 | 0 | 4.1373 | 0 | 4.1373
2007-08-11 09:00 | 8 | 11 | 9 | 223 | 5337 | 77 | 0 | 478.4526 | Cooling | 0 | 4 | 0 | 0 | 0 | 6 | 0 | 478.4526 | 4 | 598.0657 | 598.0657 | 0 | 6 | 0 | 59.8066 | 0.023003 | 1 | 0.5 | 0 | 8.2745 | 0 | 8.2745 | 0 | 586.1044 | 73.263 | 0.056356 | 1 | 0.5 | 0 | 4.1373 | 0 | 4.1373
2007-08-11 10:00 | 8 | 11 | 10 | 223 | 5338 | 78.08 | 0 | 1135.8091 | Cooling | 0 | 4 | 0 | 0 | 0 | 6 | 0 | 1135.8091 | 4 | 1419.7614 | 1419.7614 | 0 | 6 | 0 | 141.9761 | 0.054606 | 1 | 0.5 | 0 | 8.2745 | 0 | 8.2745 | 0 | 1391.3662 | 173.9208 | 0.13379 | 1 | 0.5 | 0 | 4.1373 | 0 | 4.1373
2007-08-11 11:00 | 8 | 11 | 11 | 223 | 5339 | 78.08 | 0 | 1733.2113 | Cooling | 0 | 4 | 0 | 0 | 0 | 6 | 0 | 1733.2113 | 4 | 2166.5141 | 2166.5141 | 0 | 6 | 0 | 216.6514 | 0.083327 | 1 | 0.5 | 0 | 8.2745 | 0 | 8.2745 | 0 | 2123.1839 | 265.398 | 0.20415 | 1 | 0.5 | 0 | 4.1373 | 0 | 4.1373
2007-08-11 12:00 | 8 | 11 | 12 | 223 | 5340 | 80.96 | 0 | 2365.7774 | Cooling | 0 | 4 | 0 | 0 | 0 | 6 | 0 | 2365.7774 | 4 | 2957.2217 | 2957.2217 | 0 | 6 | 0 | 295.7222 | 0.11374 | 1 | 0.5 | 0 | 8.2745 | 0 | 8.2745 | 0 | 2898.0773 | 362.2597 | 0.27866 | 1 | 0.55732 | 0 | 5.3104 | 0 | 5.3104
2007-08-11 13:00 | 8 | 11 | 13 | 223 | 5341 | 82.94 | 0 | 2580.5542 | Cooling | 0 | 4 | 0 | 0 | 0 | 6 | 0 | 2580.5542 | 4 | 3225.6928 | 3225.6928 | 0 | 6 | 0 | 322.5693 | 0.12407 | 1 | 0.5 | 0 | 8.2745 | 0 | 8.2745 | 0 | 3161.1789 | 395.1474 | 0.30396 | 1 | 0.60792 | 0 | 6.4853 | 0 | 6.4853
2007-08-11 14:00 | 8 | 11 | 14 | 223 | 5342 | 82.94 | 0 | 2747.5295 | Cooling | 0 | 4 | 0 | 0 | 0 | 6 | 0 | 2747.5295 | 4 | 3434.4119 | 3434.4119 | 0 | 6 | 0 | 343.4412 | 0.13209 | 1 | 0.5 | 0 | 8.2745 | 0 | 8.2745 | 0 | 3365.7236 | 420.7155 | 0.32363 | 1 | 0.64725 | 0 | 7.4913 | 0 | 7.4913
2007-08-11 15:00 | 8 | 11 | 15 | 223 | 5343 | 82.04 | 0 | 2601.7299 | Cooling | 0 | 4 | 0 | 0 | 0 | 6 | 0 | 2601.7299 | 4 | 3252.1623 | 3252.1623 | 0 | 6 | 0 | 325.2162 | 0.12508 | 1 | 0.5 | 0 | 8.2745 | 0 | 8.2745 | 0 | 3187.1191 | 398.3899 | 0.30645 | 1 | 0.61291 | 0 | 6.6083 | 0 | 6.6083
2007-08-11 16:00 | 8 | 11 | 16 | 223 | 5344 | 82.04 | 0 | 2865.5972 | Cooling | 0 | 4 | 0 | 0 | 0 | 6 | 0 | 2865.5972 | 4 | 3581.9965 | 3581.9965 | 0 | 6 | 0 | 358.1996 | 0.13777 | 1 | 0.5 | 0 | 8.2745 | 0 | 8.2745 | 0 | 3510.3566 | 438.7946 | 0.33753 | 1 | 0.67507 | 0 | 8.2525 | 0 | 8.2525
2007-08-11 17:00 | 8 | 11 | 17 | 223 | 5345 | 82.04 | 0 | 2879.5108 | Cooling | 0 | 4 | 0 | 0 | 0 | 6 | 0 | 2879.5108 | 4 | 3599.3885 | 3599.3885 | 0 | 6 | 0 | 359.9389 | 0.13844 | 1 | 0.5 | 0 | 8.2745 | 0 | 8.2745 | 0 | 3527.4007 | 440.9251 | 0.33917 | 1 | 0.67835 | 0 | 8.3449 | 0 | 8.3449
2007-08-11 18:00 | 8 | 11 | 18 | 223 | 5346 | 78.08 | 0 | 2297.0612 | Cooling | 0 | 4 | 0 | 0 | 0 | 6 | 0 | 2297.0612 | 4 | 2871.3265 | 2871.3265 | 0 | 6 | 0 | 287.1327 | 0.11044 | 1 | 0.5 | 0 | 8.2745 | 0 | 8.2745 | 0 | 2813.9 | 351.7375 | 0.27057 | 1 | 0.54113 | 0 | 4.9623 | 0 | 4.9623
2007-08-11 19:00 | 8 | 11 | 19 | 223 | 5347 | 75.92 | 0 | 1374.8685 | Cooling | 0 | 4 | 0 | 0 | 0 | 6 | 0 | 1374.8685 | 4 | 1718.5856 | 1718.5856 | 0 | 6 | 0 | 171.8586 | 0.066099 | 1 | 0.5 | 0 | 8.2745 | 0 | 8.2745 | 0 | 1684.2139 | 210.5267 | 0.16194 | 1 | 0.5 | 0 | 4.1373 | 0 | 4.1373
2007-08-11 20:00 | 8 | 11 | 20 | 223 | 5348 | 75.92 | 0 | 1088.6757 | Cooling | 0 | 4 | 0 | 0 | 0 | 6 | 0 | 1088.6757 | 4 | 1360.8446 | 1360.8446 | 0 | 6 | 0 | 136.0845 | 0.05234 | 1 | 0.5 | 0 | 8.2745 | 0 | 8.2745 | 0 | 1333.6277 | 166.7035 | 0.12823 | 1 | 0.5 | 0 | 4.1373 | 0 | 4.1373
2007-08-11 21:00 | 8 | 11 | 21 | 223 | 5349 | 73.94 | 0 | 796.087 | Cooling | 0 | 4 | 0 | 0 | 0 | 6 | 0 | 796.087 | 4 | 995.1088 | 995.1088 | 0 | 6 | 0 | 99.5109 | 0.038273 | 1 | 0.5 | 0 | 8.2745 | 0 | 8.2745 | 0 | 975.2066 | 121.9008 | 0.09377 | 1 | 0.5 | 0 | 4.1373 | 0 | 4.1373
2007-08-11 22:00 | 8 | 11 | 22 | 223 | 5350 | 71.96 | 0 | 649.8234 | Cooling | 0 | 4 | 0 | 0 | 0 | 6 | 0 | 649.8234 | 4 | 812.2792 | 812.2792 | 0 | 6 | 0 | 81.2279 | 0.031242 | 1 | 0.5 | 0 | 8.2745 | 0 | 8.2745 | 0 | 796.0336 | 99.5042 | 0.076542 | 1 | 0.5 | 0 | 4.1373 | 0 | 4.1373
2007-08-11 23:00 | 8 | 11 | 23 | 223 | 5351 | 71.96 | 0 | 348.4468 | Cooling | 0 | 4 | 0 | 0 | 0 | 6 | 0 | 348.4468 | 4 | 435.5585 | 435.5585 | 0 | 6 | 0 | 43.5559 | 0.016752 | 1 | 0.5 | 0 | 8.2745 | 0 | 8.2745 | 0 | 426.8474 | 53.3559 | 0.041043 | 1 | 0.5 | 0 | 4.1373 | 0 | 4.1373
2007-08-12 | 8 | 12 | 0 | 224 | 5352 | 69.08 | 0 | 316.1845 | Cooling | 0 | 4 | 0 | 0 | 0 | 6 | 0 | 316.1845 | 4 | 395.2306 | 395.2306 | 0 | 6 | 0 | 39.5231 | 0.015201 | 1 | 0.5 | 0 | 8.2745 | 0 | 8.2745 | 0 | 387.326 | 48.4157 | 0.037243 | 1 | 0.5 | 0 | 4.1373 | 0 | 4.1373
2007-08-12 01:00 | 8 | 12 | 1 | 224 | 5353 | 68 | 0 | 314.1536 | Cooling | 0 | 4 | 0 | 0 | 0 | 6 | 0 | 314.1536 | 4 | 392.692 | 392.692 | 0 | 6 | 0 | 39.2692 | 0.015104 | 1 | 0.5 | 0 | 8.2745 | 0 | 8.2745 | 0 | 384.8381 | 48.1048 | 0.037004 | 1 | 0.5 | 0 | 4.1373 | 0 | 4.1373
2007-08-12 02:00 | 8 | 12 | 2 | 224 | 5354 | 68 | 0 | 284.6857 | Cooling | 0 | 4 | 0 | 0 | 0 | 6 | 0 | 284.6857 | 4 | 355.8571 | 355.8571 | 0 | 6 | 0 | 35.5857 | 0.013687 | 1 | 0.5 | 0 | 8.2745 | 0 | 8.2745 | 0 | 348.74 | 43.5925 | 0.033533 | 1 | 0.5 | 0 | 4.1373 | 0 | 4.1373
2007-08-12 03:00 | 8 | 12 | 3 | 224 | 5355 | 66.92 | 0 | 263.1261 | Cooling | 0 | 4 | 0 | 0 | 0 | 6 | 0 | 263.1261 | 4 | 328.9076 | 328.9076 | 0 | 6 | 0 | 32.8908 | 0.01265 | 1 | 0.5 | 0 | 8.2745 | 0 | 8.2745 | 0 | 322.3294 | 40.2912 | 0.030993 | 1 | 0.5 | 0 | 4.1373 | 0 | 4.1373
2007-08-12 04:00 | 8 | 12 | 4 | 224 | 5356 | 66.92 | 0 | 242.2353 | Cooling | 0 | 4 | 0 | 0 | 0 | 6 | 0 | 242.2353 | 4 | 302.7941 | 302.7941 | 0 | 6 | 0 | 30.2794 | 0.011646 | 1 | 0.5 | 0 | 8.2745 | 0 | 8.2745 | 0 | 296.7382 | 37.0923 | 0.028533 | 1 | 0.5 | 0 | 4.1373 | 0 | 4.1373
2007-08-12 05:00 | 8 | 12 | 5 | 224 | 5357 | 66.92 | 0 | 228.996 | Cooling | 0 | 4 | 0 | 0 | 0 | 6 | 0 | 228.996 | 4 | 286.2451 | 286.2451 | 0 | 6 | 0 | 28.6245 | 0.011009 | 1 | 0.5 | 0 | 8.2745 | 0 | 8.2745 | 0 | 280.5202 | 35.065 | 0.026973 | 1 | 0.5 | 0 | 4.1373 | 0 | 4.1373
2007-08-12 06:00 | 8 | 12 | 6 | 224 | 5358 | 66.02 | 0 | 153.5842 | Cooling | 0 | 4 | 0 | 0 | 0 | 6 | 0 | 153.5842 | 4 | 191.9802 | 191.9802 | 0 | 6 | 0 | 19.198 | 0.0073839 | 1 | 0.5 | 0 | 8.2745 | 0 | 8.2745 | 0 | 188.1406 | 23.5176 | 0.01809 | 1 | 0.5 | 0 | 4.1373 | 0 | 4.1373
2007-08-12 07:00 | 8 | 12 | 7 | 224 | 5359 | 66.2 | 136.0315 | 0 | Heating | 136.0315 | 4 | 108.8252 | 108.8252 | 0 | 6 | 0 | 0 | 4 | 0 | 0 | 0 | 6 | 0 | 21.765 | 0.0083712 | 1 | 0.5 | 0 | 8.2745 | 0 | 8.2745 | 111.0461 | 0 | 6.3564 | 0.0048895 | 1 | 0.5 | 0 | 4.1373 | 0 | 4.1373
2007-08-12 08:00 | 8 | 12 | 8 | 224 | 5360 | 66.92 | 0 | 502.9176 | Cooling | 0 | 4 | 0 | 0 | 0 | 6 | 0 | 502.9176 | 4 | 628.647 | 628.647 | 0 | 6 | 0 | 62.8647 | 0.024179 | 1 | 0.5 | 0 | 8.2745 | 0 | 8.2745 | 0 | 616.0741 | 77.0093 | 0.059238 | 1 | 0.5 | 0 | 4.1373 | 0 | 4.1373
2007-08-12 09:00 | 8 | 12 | 9 | 224 | 5361 | 73.4 | 0 | 713.1642 | Cooling | 0 | 4 | 0 | 0 | 0 | 6 | 0 | 713.1642 | 4 | 891.4553 | 891.4553 | 0 | 6 | 0 | 89.1455 | 0.034287 | 1 | 0.5 | 0 | 8.2745 | 0 | 8.2745 | 0 | 873.6262 | 109.2033 | 0.084003 | 1 | 0.5 | 0 | 4.1373 | 0 | 4.1373
2007-08-12 10:00 | 8 | 12 | 10 | 224 | 5362 | 75.02 | 0 | 1008.3585 | Cooling | 0 | 4 | 0 | 0 | 0 | 6 | 0 | 1008.3585 | 4 | 1260.4481 | 1260.4481 | 0 | 6 | 0 | 126.0448 | 0.048479 | 1 | 0.5 | 0 | 8.2745 | 0 | 8.2745 | 0 | 1235.2392 | 154.4049 | 0.11877 | 1 | 0.5 | 0 | 4.1373 | 0 | 4.1373
2007-08-12 11:00 | 8 | 12 | 11 | 224 | 5363 | 75.02 | 0 | 1763.6937 | Cooling | 0 | 4 | 0 | 0 | 0 | 6 | 0 | 1763.6937 | 4 | 2204.6171 | 2204.6171 | 0 | 6 | 0 | 220.4617 | 0.084793 | 1 | 0.5 | 0 | 8.2745 | 0 | 8.2745 | 0 | 2160.5247 | 270.0656 | 0.20774 | 1 | 0.5 | 0 | 4.1373 | 0 | 4.1373
2007-08-12 12:00 | 8 | 12 | 12 | 224 | 5364 | 78.08 | 0 | 2231.6755 | Cooling | 0 | 4 | 0 | 0 | 0 | 6 | 0 | 2231.6755 | 4 | 2789.5944 | 2789.5944 | 0 | 6 | 0 | 278.9594 | 0.10729 | 1 | 0.5 | 0 | 8.2745 | 0 | 8.2745 | 0 | 2733.8025 | 341.7253 | 0.26287 | 1 | 0.52573 | 0 | 4.6434 | 0 | 4.6434
2007-08-12 13:00 | 8 | 12 | 13 | 224 | 5365 | 78.98 | 0 | 2570.7576 | Cooling | 0 | 4 | 0 | 0 | 0 | 6 | 0 | 2570.7576 | 4 | 3213.4471 | 3213.4471 | 0 | 6 | 0 | 321.3447 | 0.12359 | 1 | 0.5 | 0 | 8.2745 | 0 | 8.2745 | 0 | 3149.1781 | 393.6473 | 0.30281 | 1 | 0.60561 | 0 | 6.4288 | 0 | 6.4288
2007-08-12 14:00 | 8 | 12 | 14 | 224 | 5366 | 78.98 | 0 | 2759.7182 | Cooling | 0 | 4 | 0 | 0 | 0 | 6 | 0 | 2759.7182 | 4 | 3449.6477 | 3449.6477 | 0 | 6 | 0 | 344.9648 | 0.13268 | 1 | 0.5 | 0 | 8.2745 | 0 | 8.2745 | 0 | 3380.6547 | 422.5818 | 0.32506 | 1 | 0.65013 | 0 | 7.5679 | 0 | 7.5679
2007-08-12 15:00 | 8 | 12 | 15 | 224 | 5367 | 80.06 | 0 | 2942.985 | Cooling | 0 | 4 | 0 | 0 | 0 | 6 | 0 | 2942.985 | 4 | 3678.7312 | 3678.7312 | 0 | 6 | 0 | 367.8731 | 0.14149 | 1 | 0.5 | 0 | 8.2745 | 0 | 8.2745 | 0 | 3605.1566 | 450.6446 | 0.34665 | 1 | 0.6933 | 0 | 8.7741 | 0 | 8.7741
2007-08-12 16:00 | 8 | 12 | 16 | 224 | 5368 | 78.08 | 0 | 2972.5815 | Cooling | 0 | 4 | 0 | 0 | 0 | 6 | 0 | 2972.5815 | 4 | 3715.7269 | 3715.7269 | 0 | 6 | 0 | 371.5727 | 0.14291 | 1 | 0.5 | 0 | 8.2745 | 0 | 8.2745 | 0 | 3641.4124 | 455.1765 | 0.35014 | 1 | 0.70027 | 0 | 8.9783 | 0 | 8.9783
2007-08-12 17:00 | 8 | 12 | 17 | 224 | 5369 | 78.08 | 0 | 2848.2951 | Cooling | 0 | 4 | 0 | 0 | 0 | 6 | 0 | 2848.2951 | 4 | 3560.3688 | 3560.3688 | 0 | 6 | 0 | 356.0369 | 0.13694 | 1 | 0.5 | 0 | 8.2745 | 0 | 8.2745 | 0 | 3489.1615 | 436.1452 | 0.3355 | 1 | 0.67099 | 0 | 8.1383 | 0 | 8.1383
2007-08-12 18:00 | 8 | 12 | 18 | 224 | 5370 | 75.92 | 0 | 2330.2626 | Cooling | 0 | 4 | 0 | 0 | 0 | 6 | 0 | 2330.2626 | 4 | 2912.8282 | 2912.8282 | 0 | 6 | 0 | 291.2828 | 0.11203 | 1 | 0.5 | 0 | 8.2745 | 0 | 8.2745 | 0 | 2854.5717 | 356.8215 | 0.27448 | 1 | 0.54896 | 0 | 5.1288 | 0 | 5.1288
2007-08-12 19:00 | 8 | 12 | 19 | 224 | 5371 | 75.02 | 0 | 1597.7757 | Cooling | 0 | 4 | 0 | 0 | 0 | 6 | 0 | 1597.7757 | 4 | 1997.2196 | 1997.2196 | 0 | 6 | 0 | 199.722 | 0.076816 | 1 | 0.5 | 0 | 8.2745 | 0 | 8.2745 | 0 | 1957.2753 | 244.6594 | 0.1882 | 1 | 0.5 | 0 | 4.1373 | 0 | 4.1373
2007-08-12 20:00 | 8 | 12 | 20 | 224 | 5372 | 75.02 | 0 | 600.4375 | Cooling | 0 | 4 | 0 | 0 | 0 | 6 | 0 | 600.4375 | 4 | 750.5469 | 750.5469 | 0 | 6 | 0 | 75.0547 | 0.028867 | 1 | 0.5 | 0 | 8.2745 | 0 | 8.2745 | 0 | 735.536 | 91.942 | 0.070725 | 1 | 0.5 | 0 | 4.1373 | 0 | 4.1373
2007-08-12 21:00 | 8 | 12 | 21 | 224 | 5373 | 71.96 | 0 | 351.0014 | Cooling | 0 | 4 | 0 | 0 | 0 | 6 | 0 | 351.0014 | 4 | 438.7517 | 438.7517 | 0 | 6 | 0 | 43.8752 | 0.016875 | 1 | 0.5 | 0 | 8.2745 | 0 | 8.2745 | 0 | 429.9767 | 53.7471 | 0.041344 | 1 | 0.5 | 0 | 4.1373 | 0 | 4.1373
2007-08-12 22:00 | 8 | 12 | 22 | 224 | 5374 | 71.06 | 0 | 53.7608 | Cooling | 0 | 4 | 0 | 0 | 0 | 6 | 0 | 53.7608 | 4 | 67.201 | 67.201 | 0 | 6 | 0 | 6.7201 | 0.0025847 | 1 | 0.5 | 0 | 8.2745 | 0 | 8.2745 | 0 | 65.857 | 8.2321 | 0.0063324 | 1 | 0.5 | 0 | 4.1373 | 0 | 4.1373
2007-08-12 23:00 | 8 | 12 | 23 | 224 | 5375 | 71.06 | 0 | 7.132 | Cooling | 0 | 4 | 0 | 0 | 0 | 6 | 0 | 7.132 | 4 | 8.915 | 8.915 | 0 | 6 | 0 | 0.8915 | 0.00034289 | 1 | 0.5 | 0 | 8.2745 | 0 | 8.2745 | 0 | 8.7367 | 1.0921 | 0.00084007 | 1 | 0.5 | 0 | 4.1373 | 0 | 4.1373
2007-08-13 | 8 | 13 | 0 | 225 | 5376 | 69.98 | 0 | 29.2493 | Cooling | 0 | 4 | 0 | 0 | 0 | 6 | 0 | 29.2493 | 4 | 36.5617 | 36.5617 | 0 | 6 | 0 | 3.6562 | 0.0014062 | 1 | 0.5 | 0 | 8.2745 | 0 | 8.2745 | 0 | 35.8304 | 4.4788 | 0.0034452 | 1 | 0.5 | 0 | 4.1373 | 0 | 4.1373
2007-08-13 01:00 | 8 | 13 | 1 | 225 | 5377 | 69.98 | 0 | 129.0193 | Cooling | 0 | 4 | 0 | 0 | 0 | 6 | 0 | 129.0193 | 4 | 161.2742 | 161.2742 | 0 | 6 | 0 | 16.1274 | 0.0062029 | 1 | 0.5 | 0 | 8.2745 | 0 | 8.2745 | 0 | 158.0487 | 19.7561 | 0.015197 | 1 | 0.5 | 0 | 4.1373 | 0 | 4.1373
2007-08-13 02:00 | 8 | 13 | 2 | 225 | 5378 | 69.98 | 0 | 113.3582 | Cooling | 0 | 4 | 0 | 0 | 0 | 6 | 0 | 113.3582 | 4 | 141.6977 | 141.6977 | 0 | 6 | 0 | 14.1698 | 0.0054499 | 1 | 0.5 | 0 | 8.2745 | 0 | 8.2745 | 0 | 138.8638 | 17.358 | 0.013352 | 1 | 0.5 | 0 | 4.1373 | 0 | 4.1373
2007-08-13 03:00 | 8 | 13 | 3 | 225 | 5379 | 66.92 | 0 | 92.5772 | Cooling | 0 | 4 | 0 | 0 | 0 | 6 | 0 | 92.5772 | 4 | 115.7215 | 115.7215 | 0 | 6 | 0 | 11.5721 | 0.0044508 | 1 | 0.5 | 0 | 8.2745 | 0 | 8.2745 | 0 | 113.407 | 14.1759 | 0.010905 | 1 | 0.5 | 0 | 4.1373 | 0 | 4.1373
2007-08-13 04:00 | 8 | 13 | 4 | 225 | 5380 | 66.92 | 0 | 57.8156 | Cooling | 0 | 4 | 0 | 0 | 0 | 6 | 0 | 57.8156 | 4 | 72.2695 | 72.2695 | 0 | 6 | 0 | 7.227 | 0.0027796 | 1 | 0.5 | 0 | 8.2745 | 0 | 8.2745 | 0 | 70.8241 | 8.853 | 0.00681 | 1 | 0.5 | 0 | 4.1373 | 0 | 4.1373
2007-08-13 05:00 | 8 | 13 | 5 | 225 | 5381 | 66.92 | 19.6444 | 0 | Heating | 19.6444 | 4 | 15.7155 | 15.7155 | 0 | 6 | 0 | 0 | 4 | 0 | 0 | 0 | 6 | 0 | 3.1431 | 0.0012089 | 1 | 0.5 | 0 | 8.2745 | 0 | 8.2745 | 16.0362 | 0 | 0.91793 | 0.0007061 | 1 | 0.5 | 0 | 4.1373 | 0 | 4.1373
2007-08-13 06:00 | 8 | 13 | 6 | 225 | 5382 | 68 | 768.9306 | 0 | Heating | 768.9306 | 4 | 615.1445 | 615.1445 | 0 | 6 | 0 | 0 | 4 | 0 | 0 | 0 | 6 | 0 | 123.0289 | 0.047319 | 1 | 0.5 | 0 | 8.2745 | 0 | 8.2745 | 627.6984 | 0 | 35.9301 | 0.027639 | 1 | 0.5 | 0 | 4.1373 | 0 | 4.1373
2007-08-13 07:00 | 8 | 13 | 7 | 225 | 5383 | 69.08 | 728.3393 | 0 | Heating | 728.3393 | 4 | 582.6715 | 582.6715 | 0 | 6 | 0 | 0 | 4 | 0 | 0 | 0 | 6 | 0 | 116.5343 | 0.044821 | 1 | 0.5 | 0 | 8.2745 | 0 | 8.2745 | 594.5627 | 0 | 34.0334 | 0.02618 | 1 | 0.5 | 0 | 4.1373 | 0 | 4.1373
2007-08-13 08:00 | 8 | 13 | 8 | 225 | 5384 | 69.08 | 301.6308 | 0 | Heating | 301.6308 | 4 | 241.3046 | 241.3046 | 0 | 6 | 0 | 0 | 4 | 0 | 0 | 0 | 6 | 0 | 48.2609 | 0.018562 | 1 | 0.5 | 0 | 8.2745 | 0 | 8.2745 | 246.2292 | 0 | 14.0944 | 0.010842 | 1 | 0.5 | 0 | 4.1373 | 0 | 4.1373
2007-08-13 09:00 | 8 | 13 | 9 | 225 | 5385 | 71.96 | 0 | 437.2257 | Cooling | 0 | 4 | 0 | 0 | 0 | 6 | 0 | 437.2257 | 4 | 546.5321 | 546.5321 | 0 | 6 | 0 | 54.6532 | 0.02102 | 1 | 0.5 | 0 | 8.2745 | 0 | 8.2745 | 0 | 535.6015 | 66.9502 | 0.0515 | 1 | 0.5 | 0 | 4.1373 | 0 | 4.1373
2007-08-13 10:00 | 8 | 13 | 10 | 225 | 5386 | 71.6 | 0 | 980.996 | Cooling | 0 | 4 | 0 | 0 | 0 | 6 | 0 | 980.996 | 4 | 1226.245 | 1226.245 | 0 | 6 | 0 | 122.6245 | 0.047163 | 1 | 0.5 | 0 | 8.2745 | 0 | 8.2745 | 0 | 1201.7201 | 150.215 | 0.11555 | 1 | 0.5 | 0 | 4.1373 | 0 | 4.1373
2007-08-13 11:00 | 8 | 13 | 11 | 225 | 5387 | 71.96 | 0 | 1680.3308 | Cooling | 0 | 4 | 0 | 0 | 0 | 6 | 0 | 1680.3308 | 4 | 2100.4135 | 2100.4135 | 0 | 6 | 0 | 210.0414 | 0.080785 | 1 | 0.5 | 0 | 8.2745 | 0 | 8.2745 | 0 | 2058.4053 | 257.3007 | 0.19792 | 1 | 0.5 | 0 | 4.1373 | 0 | 4.1373
2007-08-13 12:00 | 8 | 13 | 12 | 225 | 5388 | 73.4 | 0 | 2185.209 | Cooling | 0 | 4 | 0 | 0 | 0 | 6 | 0 | 2185.209 | 4 | 2731.5112 | 2731.5112 | 0 | 6 | 0 | 273.1511 | 0.10506 | 1 | 0.5 | 0 | 8.2745 | 0 | 8.2745 | 0 | 2676.881 | 334.6101 | 0.25739 | 1 | 0.51478 | 0 | 4.4241 | 0 | 4.4241
2007-08-13 13:00 | 8 | 13 | 13 | 225 | 5389 | 73.4 | 0 | 2752.7781 | Cooling | 0 | 4 | 0 | 0 | 0 | 6 | 0 | 2752.7781 | 4 | 3440.9726 | 3440.9726 | 0 | 6 | 0 | 344.0973 | 0.13235 | 1 | 0.5 | 0 | 8.2745 | 0 | 8.2745 | 0 | 3372.1532 | 421.5191 | 0.32425 | 1 | 0.64849 | 0 | 7.5242 | 0 | 7.5242
2007-08-13 14:00 | 8 | 13 | 14 | 225 | 5390 | 73.94 | 0 | 3206.1428 | Cooling | 0 | 4 | 0 | 0 | 0 | 6 | 0 | 3206.1428 | 4 | 4007.6785 | 4007.6785 | 0 | 6 | 0 | 400.7679 | 0.15414 | 1 | 0.5 | 0 | 8.2745 | 0 | 8.2745 | 0 | 3927.525 | 490.9406 | 0.37765 | 1 | 0.75529 | 0 | 10.6844 | 0 | 10.6844
2007-08-13 15:00 | 8 | 13 | 15 | 225 | 5391 | 75.92 | 0 | 3606.0206 | Cooling | 0 | 4 | 0 | 0 | 0 | 6 | 0 | 3606.0206 | 4 | 4507.5258 | 4507.5258 | 0 | 6 | 0 | 450.7526 | 0.17337 | 1 | 0.5 | 0 | 8.2745 | 0 | 8.2745 | 0 | 4417.3753 | 552.1719 | 0.42475 | 1 | 0.8495 | 0 | 14.0008 | 0 | 14.0008
2007-08-13 16:00 | 8 | 13 | 16 | 225 | 5392 | 77 | 0 | 3639.2271 | Cooling | 0 | 4 | 0 | 0 | 0 | 6 | 0 | 3639.2271 | 4 | 4549.0339 | 4549.0339 | 0 | 6 | 0 | 454.9034 | 0.17496 | 1 | 0.5 | 0 | 8.2745 | 0 | 8.2745 | 0 | 4458.0532 | 557.2566 | 0.42866 | 1 | 0.85732 | 0 | 14.2991 | 0 | 14.2991
2007-08-13 17:00 | 8 | 13 | 17 | 225 | 5393 | 77 | 0 | 3601.9459 | Cooling | 0 | 4 | 0 | 0 | 0 | 6 | 0 | 3601.9459 | 4 | 4502.4323 | 4502.4323 | 0 | 6 | 0 | 450.2432 | 0.17317 | 1 | 0.5 | 0 | 8.2745 | 0 | 8.2745 | 0 | 4412.3837 | 551.548 | 0.42427 | 1 | 0.84854 | 0 | 13.9645 | 0 | 13.9645
2007-08-13 18:00 | 8 | 13 | 18 | 225 | 5394 | 75.02 | 0 | 3264.4454 | Cooling | 0 | 4 | 0 | 0 | 0 | 6 | 0 | 3264.4454 | 4 | 4080.5568 | 4080.5568 | 0 | 6 | 0 | 408.0557 | 0.15694 | 1 | 0.5 | 0 | 8.2745 | 0 | 8.2745 | 0 | 3998.9456 | 499.8682 | 0.38451 | 1 | 0.76903 | 0 | 11.1365 | 0 | 11.1365
2007-08-13 19:00 | 8 | 13 | 19 | 225 | 5395 | 71.06 | 0 | 2957.7907 | Cooling | 0 | 4 | 0 | 0 | 0 | 6 | 0 | 2957.7907 | 4 | 3697.2384 | 3697.2384 | 0 | 6 | 0 | 369.7238 | 0.1422 | 1 | 0.5 | 0 | 8.2745 | 0 | 8.2745 | 0 | 3623.2936 | 452.9117 | 0.34839 | 1 | 0.69679 | 0 | 8.8759 | 0 | 8.8759
2007-08-13 20:00 | 8 | 13 | 20 | 225 | 5396 | 71.06 | 0 | 2488.5902 | Cooling | 0 | 4 | 0 | 0 | 0 | 6 | 0 | 2488.5902 | 4 | 3110.7377 | 3110.7377 | 0 | 6 | 0 | 311.0738 | 0.11964 | 1 | 0.5 | 0 | 8.2745 | 0 | 8.2745 | 0 | 3048.523 | 381.0654 | 0.29313 | 1 | 0.58625 | 0 | 5.966 | 0 | 5.966
2007-08-13 21:00 | 8 | 13 | 21 | 225 | 5397 | 69.98 | 0 | 1753.0665 | Cooling | 0 | 4 | 0 | 0 | 0 | 6 | 0 | 1753.0665 | 4 | 2191.3332 | 2191.3332 | 0 | 6 | 0 | 219.1333 | 0.084282 | 1 | 0.5 | 0 | 8.2745 | 0 | 8.2745 | 0 | 2147.5065 | 268.4383 | 0.20649 | 1 | 0.5 | 0 | 4.1373 | 0 | 4.1373
2007-08-13 22:00 | 8 | 13 | 22 | 225 | 5398 | 69.08 | 0 | 729.1225 | Cooling | 0 | 4 | 0 | 0 | 0 | 6 | 0 | 729.1225 | 4 | 911.4032 | 911.4032 | 0 | 6 | 0 | 91.1403 | 0.035054 | 1 | 0.5 | 0 | 8.2745 | 0 | 8.2745 | 0 | 893.1751 | 111.6469 | 0.085882 | 1 | 0.5 | 0 | 4.1373 | 0 | 4.1373
2007-08-13 23:00 | 8 | 13 | 23 | 225 | 5399 | 69.08 | 0 | 710.0798 | Cooling | 0 | 4 | 0 | 0 | 0 | 6 | 0 | 710.0798 | 4 | 887.5998 | 887.5998 | 0 | 6 | 0 | 88.76 | 0.034138 | 1 | 0.5 | 0 | 8.2745 | 0 | 8.2745 | 0 | 869.8478 | 108.731 | 0.083639 | 1 | 0.5 | 0 | 4.1373 | 0 | 4.1373
2007-08-14 | 8 | 14 | 0 | 226 | 5400 | 64.94 | 0 | 657.316 | Cooling | 0 | 4 | 0 | 0 | 0 | 6 | 0 | 657.316 | 4 | 821.645 | 821.645 | 0 | 6 | 0 | 82.1645 | 0.031602 | 1 | 0.5 | 0 | 8.2745 | 0 | 8.2745 | 0 | 805.2121 | 100.6515 | 0.077424 | 1 | 0.5 | 0 | 4.1373 | 0 | 4.1373
2007-08-14 01:00 | 8 | 14 | 1 | 226 | 5401 | 64.94 | 0 | 652.5627 | Cooling | 0 | 4 | 0 | 0 | 0 | 6 | 0 | 652.5627 | 4 | 815.7034 | 815.7034 | 0 | 6 | 0 | 81.5703 | 0.031373 | 1 | 0.5 | 0 | 8.2745 | 0 | 8.2745 | 0 | 799.3893 | 99.9237 | 0.076864 | 1 | 0.5 | 0 | 4.1373 | 0 | 4.1373
2007-08-14 02:00 | 8 | 14 | 2 | 226 | 5402 | 64.94 | 0 | 673.2935 | Cooling | 0 | 4 | 0 | 0 | 0 | 6 | 0 | 673.2935 | 4 | 841.6168 | 841.6168 | 0 | 6 | 0 | 84.1617 | 0.03237 | 1 | 0.5 | 0 | 8.2745 | 0 | 8.2745 | 0 | 824.7845 | 103.0981 | 0.079306 | 1 | 0.5 | 0 | 4.1373 | 0 | 4.1373
2007-08-14 03:00 | 8 | 14 | 3 | 226 | 5403 | 64.04 | 0 | 588.2653 | Cooling | 0 | 4 | 0 | 0 | 0 | 6 | 0 | 588.2653 | 4 | 735.3316 | 735.3316 | 0 | 6 | 0 | 73.5332 | 0.028282 | 1 | 0.5 | 0 | 8.2745 | 0 | 8.2745 | 0 | 720.625 | 90.0781 | 0.069291 | 1 | 0.5 | 0 | 4.1373 | 0 | 4.1373
2007-08-14 04:00 | 8 | 14 | 4 | 226 | 5404 | 64.94 | 0 | 529.633 | Cooling | 0 | 4 | 0 | 0 | 0 | 6 | 0 | 529.633 | 4 | 662.0412 | 662.0412 | 0 | 6 | 0 | 66.2041 | 0.025463 | 1 | 0.5 | 0 | 8.2745 | 0 | 8.2745 | 0 | 648.8004 | 81.1 | 0.062385 | 1 | 0.5 | 0 | 4.1373 | 0 | 4.1373
2007-08-14 05:00 | 8 | 14 | 5 | 226 | 5405 | 64.94 | 0 | 659.3123 | Cooling | 0 | 4 | 0 | 0 | 0 | 6 | 0 | 659.3123 | 4 | 824.1404 | 824.1404 | 0 | 6 | 0 | 82.414 | 0.031698 | 1 | 0.5 | 0 | 8.2745 | 0 | 8.2745 | 0 | 807.6576 | 100.9572 | 0.077659 | 1 | 0.5 | 0 | 4.1373 | 0 | 4.1373
2007-08-14 06:00 | 8 | 14 | 6 | 226 | 5406 | 62.96 | 0 | 1661.8821 | Cooling | 0 | 4 | 0 | 0 | 0 | 6 | 0 | 1661.8821 | 4 | 2077.3526 | 2077.3526 | 0 | 6 | 0 | 207.7353 | 0.079898 | 1 | 0.5 | 0 | 8.2745 | 0 | 8.2745 | 0 | 2035.8056 | 254.4757 | 0.19575 | 1 | 0.5 | 0 | 4.1373 | 0 | 4.1373
2007-08-14 07:00 | 8 | 14 | 7 | 226 | 5407 | 64.4 | 0 | 1379.781 | Cooling | 0 | 4 | 0 | 0 | 0 | 6 | 0 | 1379.781 | 4 | 1724.7263 | 1724.7263 | 0 | 6 | 0 | 172.4726 | 0.066336 | 1 | 0.5 | 0 | 8.2745 | 0 | 8.2745 | 0 | 1690.2318 | 211.279 | 0.16252 | 1 | 0.5 | 0 | 4.1373 | 0 | 4.1373
2007-08-14 08:00 | 8 | 14 | 8 | 226 | 5408 | 64.94 | 0 | 2038.3254 | Cooling | 0 | 4 | 0 | 0 | 0 | 6 | 0 | 2038.3254 | 4 | 2547.9067 | 2547.9067 | 0 | 6 | 0 | 254.7907 | 0.097996 | 1 | 0.5 | 0 | 8.2745 | 0 | 8.2745 | 0 | 2496.9486 | 312.1186 | 0.24009 | 1 | 0.5 | 0 | 4.1373 | 0 | 4.1373
2007-08-14 09:00 | 8 | 14 | 9 | 226 | 5409 | 71.6 | 0 | 3133.6743 | Cooling | 0 | 4 | 0 | 0 | 0 | 6 | 0 | 3133.6743 | 4 | 3917.0928 | 3917.0928 | 0 | 6 | 0 | 391.7093 | 0.15066 | 1 | 0.5 | 0 | 8.2745 | 0 | 8.2745 | 0 | 3838.751 | 479.8439 | 0.36911 | 1 | 0.73822 | 0 | 10.1371 | 0 | 10.1371
2007-08-14 10:00 | 8 | 14 | 10 | 226 | 5410 | 73.04 | 0 | 3924.1245 | Cooling | 0 | 4 | 0 | 0 | 0 | 6 | 0 | 3924.1245 | 4 | 4905.1556 | 4905.1556 | 0 | 6 | 0 | 490.5156 | 0.18866 | 1 | 0.5 | 0 | 8.2745 | 0 | 8.2745 | 0 | 4807.0525 | 600.8816 | 0.46222 | 1 | 0.92443 | 0 | 17.0058 | 0 | 17.0058
2007-08-14 11:00 | 8 | 14 | 11 | 226 | 5411 | 73.04 | 0 | 4381.9426 | Cooling | 0 | 4 | 0 | 0 | 0 | 6 | 0 | 4381.9426 | 4 | 5477.4283 | 5477.4283 | 0 | 6 | 0 | 547.7428 | 0.21067 | 1 | 0.5 | 0 | 8.2745 | 0 | 8.2745 | 0 | 5367.8797 | 670.985 | 0.51614 | 2 | 0.51614 | 0.51614 | 4.451 | 4.451 | 8.9019
2007-08-14 12:00 | 8 | 14 | 12 | 226 | 5412 | 80.06 | 0 | 4702.5589 | Cooling | 0 | 4 | 0 | 0 | 0 | 6 | 0 | 4702.5589 | 4 | 5878.1986 | 5878.1986 | 0 | 6 | 0 | 587.8199 | 0.22608 | 1 | 0.5 | 0 | 8.2745 | 0 | 8.2745 | 0 | 5760.6346 | 720.0793 | 0.55391 | 2 | 0.55391 | 0.55391 | 5.2359 | 5.2359 | 10.4717
2007-08-14 13:00 | 8 | 14 | 13 | 226 | 5413 | 82.04 | 0 | 4884.3977 | Cooling | 0 | 4 | 0 | 0 | 0 | 6 | 0 | 4884.3977 | 4 | 6105.4972 | 6105.4972 | 0 | 6 | 0 | 610.5497 | 0.23483 | 1 | 0.5 | 0 | 8.2745 | 0 | 8.2745 | 0 | 5983.3872 | 747.9234 | 0.57533 | 2 | 0.57533 | 0.57533 | 5.7133 | 5.7133 | 11.4265
2007-08-14 14:00 | 8 | 14 | 14 | 226 | 5414 | 82.04 | 0 | 4699.188 | Cooling | 0 | 4 | 0 | 0 | 0 | 6 | 0 | 4699.188 | 4 | 5873.985 | 5873.985 | 0 | 6 | 0 | 587.3985 | 0.22592 | 1 | 0.5 | 0 | 8.2745 | 0 | 8.2745 | 0 | 5756.5053 | 719.5632 | 0.55351 | 2 | 0.55351 | 0.55351 | 5.2272 | 5.2272 | 10.4545
2007-08-14 15:00 | 8 | 14 | 15 | 226 | 5415 | 84.02 | 0 | 4546.7152 | Cooling | 0 | 4 | 0 | 0 | 0 | 6 | 0 | 4546.7152 | 4 | 5683.3941 | 5683.3941 | 0 | 6 | 0 | 568.3394 | 0.21859 | 1 | 0.5 | 0 | 8.2745 | 0 | 8.2745 | 0 | 5569.7262 | 696.2158 | 0.53555 | 2 | 0.53555 | 0.53555 | 4.8453 | 4.8453 | 9.6907
2007-08-14 16:00 | 8 | 14 | 16 | 226 | 5416 | 84.02 | 0 | 4776.9864 | Cooling | 0 | 4 | 0 | 0 | 0 | 6 | 0 | 4776.9864 | 4 | 5971.233 | 5971.233 | 0 | 6 | 0 | 597.1233 | 0.22966 | 1 | 0.5 | 0 | 8.2745 | 0 | 8.2745 | 0 | 5851.8083 | 731.476 | 0.56267 | 2 | 0.56267 | 0.56267 | 5.4284 | 5.4284 | 10.8568
2007-08-14 17:00 | 8 | 14 | 17 | 226 | 5417 | 84.02 | 0 | 4736.2945 | Cooling | 0 | 4 | 0 | 0 | 0 | 6 | 0 | 4736.2945 | 4 | 5920.3682 | 5920.3682 | 0 | 6 | 0 | 592.0368 | 0.22771 | 1 | 0.5 | 0 | 8.2745 | 0 | 8.2745 | 0 | 5801.9608 | 725.2451 | 0.55788 | 2 | 0.55788 | 0.55788 | 5.3227 | 5.3227 | 10.6453
2007-08-14 18:00 | 8 | 14 | 18 | 226 | 5418 | 82.94 | 0 | 4252.1779 | Cooling | 0 | 4 | 0 | 0 | 0 | 6 | 0 | 4252.1779 | 4 | 5315.2223 | 5315.2223 | 0 | 6 | 0 | 531.5222 | 0.20443 | 1 | 0.5 | 0 | 8.2745 | 0 | 8.2745 | 0 | 5208.9179 | 651.1147 | 0.50086 | 2 | 0.50086 | 0.50086 | 4.1536 | 4.1536 | 8.3072
2007-08-14 19:00 | 8 | 14 | 19 | 226 | 5419 | 78.08 | 0 | 4028.1198 | Cooling | 0 | 4 | 0 | 0 | 0 | 6 | 0 | 4028.1198 | 4 | 5035.1497 | 5035.1497 | 0 | 6 | 0 | 503.515 | 0.19366 | 1 | 0.5 | 0 | 8.2745 | 0 | 8.2745 | 0 | 4934.4467 | 616.8058 | 0.47447 | 1 | 0.94893 | 0 | 18.0603 | 0 | 18.0603
2007-08-14 20:00 | 8 | 14 | 20 | 226 | 5420 | 78.08 | 0 | 4130.6612 | Cooling | 0 | 4 | 0 | 0 | 0 | 6 | 0 | 4130.6612 | 4 | 5163.3265 | 5163.3265 | 0 | 6 | 0 | 516.3327 | 0.19859 | 1 | 0.5 | 0 | 8.2745 | 0 | 8.2745 | 0 | 5060.06 | 632.5075 | 0.48654 | 1 | 0.97309 | 0 | 19.1352 | 0 | 19.1352
2007-08-14 21:00 | 8 | 14 | 21 | 226 | 5421 | 71.06 | 0 | 2799.3189 | Cooling | 0 | 4 | 0 | 0 | 0 | 6 | 0 | 2799.3189 | 4 | 3499.1486 | 3499.1486 | 0 | 6 | 0 | 349.9149 | 0.13458 | 1 | 0.5 | 0 | 8.2745 | 0 | 8.2745 | 0 | 3429.1656 | 428.6457 | 0.32973 | 1 | 0.65945 | 0 | 7.82 | 0 | 7.82
2007-08-14 22:00 | 8 | 14 | 22 | 226 | 5422 | 69.98 | 0 | 1396.9558 | Cooling | 0 | 4 | 0 | 0 | 0 | 6 | 0 | 1396.9558 | 4 | 1746.1947 | 1746.1947 | 0 | 6 | 0 | 174.6195 | 0.067161 | 1 | 0.5 | 0 | 8.2745 | 0 | 8.2745 | 0 | 1711.2708 | 213.9089 | 0.16455 | 1 | 0.5 | 0 | 4.1373 | 0 | 4.1373
2007-08-14 23:00 | 8 | 14 | 23 | 226 | 5423 | 69.98 | 0 | 1540.7858 | Cooling | 0 | 4 | 0 | 0 | 0 | 6 | 0 | 1540.7858 | 4 | 1925.9823 | 1925.9823 | 0 | 6 | 0 | 192.5982 | 0.074076 | 1 | 0.5 | 0 | 8.2745 | 0 | 8.2745 | 0 | 1887.4627 | 235.9328 | 0.18149 | 1 | 0.5 | 0 | 4.1373 | 0 | 4.1373
2007-08-15 | 8 | 15 | 0 | 227 | 5424 | 64.94 | 0 | 1148.7792 | Cooling | 0 | 4 | 0 | 0 | 0 | 6 | 0 | 1148.7792 | 4 | 1435.974 | 1435.974 | 0 | 6 | 0 | 143.5974 | 0.05523 | 1 | 0.5 | 0 | 8.2745 | 0 | 8.2745 | 0 | 1407.2545 | 175.9068 | 0.13531 | 1 | 0.5 | 0 | 4.1373 | 0 | 4.1373
2007-08-15 01:00 | 8 | 15 | 1 | 227 | 5425 | 66.02 | 0 | 1081.8067 | Cooling | 0 | 4 | 0 | 0 | 0 | 6 | 0 | 1081.8067 | 4 | 1352.2584 | 1352.2584 | 0 | 6 | 0 | 135.2258 | 0.05201 | 1 | 0.5 | 0 | 8.2745 | 0 | 8.2745 | 0 | 1325.2133 | 165.6517 | 0.12742 | 1 | 0.5 | 0 | 4.1373 | 0 | 4.1373
2007-08-15 02:00 | 8 | 15 | 2 | 227 | 5426 | 66.02 | 0 | 1131.9368 | Cooling | 0 | 4 | 0 | 0 | 0 | 6 | 0 | 1131.9368 | 4 | 1414.921 | 1414.921 | 0 | 6 | 0 | 141.4921 | 0.05442 | 1 | 0.5 | 0 | 8.2745 | 0 | 8.2745 | 0 | 1386.6226 | 173.3278 | 0.13333 | 1 | 0.5 | 0 | 4.1373 | 0 | 4.1373
2007-08-15 03:00 | 8 | 15 | 3 | 227 | 5427 | 64.04 | 0 | 1083.1494 | Cooling | 0 | 4 | 0 | 0 | 0 | 6 | 0 | 1083.1494 | 4 | 1353.9367 | 1353.9367 | 0 | 6 | 0 | 135.3937 | 0.052074 | 1 | 0.5 | 0 | 8.2745 | 0 | 8.2745 | 0 | 1326.858 | 165.8572 | 0.12758 | 1 | 0.5 | 0 | 4.1373 | 0 | 4.1373
2007-08-15 04:00 | 8 | 15 | 4 | 227 | 5428 | 62.96 | 0 | 925.2473 | Cooling | 0 | 4 | 0 | 0 | 0 | 6 | 0 | 925.2473 | 4 | 1156.5591 | 1156.5591 | 0 | 6 | 0 | 115.6559 | 0.044483 | 1 | 0.5 | 0 | 8.2745 | 0 | 8.2745 | 0 | 1133.4279 | 141.6785 | 0.10898 | 1 | 0.5 | 0 | 4.1373 | 0 | 4.1373
2007-08-15 05:00 | 8 | 15 | 5 | 227 | 5429 | 62.96 | 0 | 1148.8493 | Cooling | 0 | 4 | 0 | 0 | 0 | 6 | 0 | 1148.8493 | 4 | 1436.0617 | 1436.0617 | 0 | 6 | 0 | 143.6062 | 0.055233 | 1 | 0.5 | 0 | 8.2745 | 0 | 8.2745 | 0 | 1407.3404 | 175.9176 | 0.13532 | 1 | 0.5 | 0 | 4.1373 | 0 | 4.1373
2007-08-15 06:00 | 8 | 15 | 6 | 227 | 5430 | 64.4 | 0 | 2297.4433 | Cooling | 0 | 4 | 0 | 0 | 0 | 6 | 0 | 2297.4433 | 4 | 2871.8042 | 2871.8042 | 0 | 6 | 0 | 287.1804 | 0.11045 | 1 | 0.5 | 0 | 8.2745 | 0 | 8.2745 | 0 | 2814.3681 | 351.796 | 0.27061 | 1 | 0.54122 | 0 | 4.9642 | 0 | 4.9642
2007-08-15 07:00 | 8 | 15 | 7 | 227 | 5431 | 64.4 | 0 | 1863.9039 | Cooling | 0 | 4 | 0 | 0 | 0 | 6 | 0 | 1863.9039 | 4 | 2329.8799 | 2329.8799 | 0 | 6 | 0 | 232.988 | 0.089611 | 1 | 0.5 | 0 | 8.2745 | 0 | 8.2745 | 0 | 2283.2823 | 285.4103 | 0.21955 | 1 | 0.5 | 0 | 4.1373 | 0 | 4.1373
2007-08-15 08:00 | 8 | 15 | 8 | 227 | 5432 | 66.02 | 0 | 2406.0589 | Cooling | 0 | 4 | 0 | 0 | 0 | 6 | 0 | 2406.0589 | 4 | 3007.5737 | 3007.5737 | 0 | 6 | 0 | 300.7574 | 0.11568 | 1 | 0.5 | 0 | 8.2745 | 0 | 8.2745 | 0 | 2947.4222 | 368.4278 | 0.28341 | 1 | 0.56681 | 0 | 5.5207 | 0 | 5.5207
2007-08-15 09:00 | 8 | 15 | 9 | 227 | 5433 | 75.02 | 0 | 3315.2007 | Cooling | 0 | 4 | 0 | 0 | 0 | 6 | 0 | 3315.2007 | 4 | 4144.0009 | 4144.0009 | 0 | 6 | 0 | 414.4001 | 0.15938 | 1 | 0.5 | 0 | 8.2745 | 0 | 8.2745 | 0 | 4061.1209 | 507.6401 | 0.39049 | 1 | 0.78098 | 0 | 11.5388 | 0 | 11.5388
2007-08-15 10:00 | 8 | 15 | 10 | 227 | 5434 | 78.98 | 0 | 4033.781 | Cooling | 0 | 4 | 0 | 0 | 0 | 6 | 0 | 4033.781 | 4 | 5042.2263 | 5042.2263 | 0 | 6 | 0 | 504.2226 | 0.19393 | 1 | 0.5 | 0 | 8.2745 | 0 | 8.2745 | 0 | 4941.3818 | 617.6727 | 0.47513 | 1 | 0.95027 | 0 | 18.1187 | 0 | 18.1187
2007-08-15 11:00 | 8 | 15 | 11 | 227 | 5435 | 78.98 | 0 | 4827.5145 | Cooling | 0 | 4 | 0 | 0 | 0 | 6 | 0 | 4827.5145 | 4 | 6034.3931 | 6034.3931 | 0 | 6 | 0 | 603.4393 | 0.23209 | 1 | 0.5 | 0 | 8.2745 | 0 | 8.2745 | 0 | 5913.7052 | 739.2132 | 0.56863 | 2 | 0.56863 | 0.56863 | 5.5614 | 5.5614 | 11.1228
2007-08-15 12:00 | 8 | 15 | 12 | 227 | 5436 | 84.92 | 0 | 5331.3311 | Cooling | 0 | 4 | 0 | 0 | 0 | 6 | 0 | 5331.3311 | 4 | 6664.1638 | 6664.1638 | 0 | 6 | 0 | 666.4164 | 0.25631 | 1 | 0.51263 | 0 | 8.7631 | 0 | 8.7631 | 0 | 6530.8806 | 816.3601 | 0.62797 | 2 | 0.62797 | 0.62797 | 6.9878 | 6.9878 | 13.9756
2007-08-15 13:00 | 8 | 15 | 13 | 227 | 5437 | 86 | 0 | 5771.7966 | Cooling | 0 | 4 | 0 | 0 | 0 | 6 | 0 | 5771.7966 | 4 | 7214.7458 | 7214.7458 | 0 | 6 | 0 | 721.4746 | 0.27749 | 1 | 0.55498 | 0 | 10.5184 | 0 | 10.5184 | 0 | 7070.4509 | 883.8064 | 0.67985 | 2 | 0.67985 | 0.67985 | 8.3875 | 8.3875 | 16.7751
2007-08-15 14:00 | 8 | 15 | 14 | 227 | 5438 | 86 | 0 | 6071.6744 | Cooling | 0 | 4 | 0 | 0 | 0 | 6 | 0 | 6071.6744 | 4 | 7589.5931 | 7589.5931 | 0 | 6 | 0 | 758.9593 | 0.29191 | 1 | 0.58381 | 0 | 11.8181 | 0 | 11.8181 | 0 | 7437.8012 | 929.7251 | 0.71517 | 2 | 0.71517 | 0.71517 | 9.4239 | 9.4239 | 18.8477
2007-08-15 15:00 | 8 | 15 | 15 | 227 | 5439 | 89.06 | 0 | 5849.8507 | Cooling | 0 | 4 | 0 | 0 | 0 | 6 | 0 | 5849.8507 | 4 | 7312.3133 | 7312.3133 | 0 | 6 | 0 | 731.2313 | 0.28124 | 1 | 0.56249 | 0 | 10.8485 | 0 | 10.8485 | 0 | 7166.0671 | 895.7584 | 0.68904 | 2 | 0.68904 | 0.68904 | 8.6507 | 8.6507 | 17.3014
2007-08-15 16:00 | 8 | 15 | 16 | 227 | 5440 | 87.08 | 0 | 6076.3345 | Cooling | 0 | 4 | 0 | 0 | 0 | 6 | 0 | 6076.3345 | 4 | 7595.4181 | 7595.4181 | 0 | 6 | 0 | 759.5418 | 0.29213 | 1 | 0.58426 | 0 | 11.8389 | 0 | 11.8389 | 0 | 7443.5097 | 930.4387 | 0.71572 | 2 | 0.71572 | 0.71572 | 9.4405 | 9.4405 | 18.881
2007-08-15 17:00 | 8 | 15 | 17 | 227 | 5441 | 87.08 | 0 | 6133.3249 | Cooling | 0 | 4 | 0 | 0 | 0 | 6 | 0 | 6133.3249 | 4 | 7666.6561 | 7666.6561 | 0 | 6 | 0 | 766.6656 | 0.29487 | 1 | 0.58974 | 0 | 12.0959 | 0 | 12.0959 | 0 | 7513.323 | 939.1654 | 0.72243 | 2 | 0.72243 | 0.72243 | 9.6454 | 9.6454 | 19.2908
2007-08-15 18:00 | 8 | 15 | 18 | 227 | 5442 | 82.94 | 0 | 4970.3446 | Cooling | 0 | 4 | 0 | 0 | 0 | 6 | 0 | 4970.3446 | 4 | 6212.9308 | 6212.9308 | 0 | 6 | 0 | 621.2931 | 0.23896 | 1 | 0.5 | 0 | 8.2745 | 0 | 8.2745 | 0 | 6088.6722 | 761.084 | 0.58545 | 2 | 0.58545 | 0.58545 | 5.9471 | 5.9471 | 11.8943
2007-08-15 19:00 | 8 | 15 | 19 | 227 | 5443 | 80.06 | 0 | 3907.1101 | Cooling | 0 | 4 | 0 | 0 | 0 | 6 | 0 | 3907.1101 | 4 | 4883.8876 | 4883.8876 | 0 | 6 | 0 | 488.3888 | 0.18784 | 1 | 0.5 | 0 | 8.2745 | 0 | 8.2745 | 0 | 4786.2099 | 598.2762 | 0.46021 | 1 | 0.92042 | 0 | 16.8367 | 0 | 16.8367
2007-08-15 20:00 | 8 | 15 | 20 | 227 | 5444 | 80.06 | 0 | 3368.814 | Cooling | 0 | 4 | 0 | 0 | 0 | 6 | 0 | 3368.814 | 4 | 4211.0175 | 4211.0175 | 0 | 6 | 0 | 421.1018 | 0.16196 | 1 | 0.5 | 0 | 8.2745 | 0 | 8.2745 | 0 | 4126.7972 | 515.8496 | 0.39681 | 1 | 0.79361 | 0 | 11.9725 | 0 | 11.9725
2007-08-15 21:00 | 8 | 15 | 21 | 227 | 5445 | 75.92 | 0 | 2430.0351 | Cooling | 0 | 4 | 0 | 0 | 0 | 6 | 0 | 2430.0351 | 4 | 3037.5438 | 3037.5438 | 0 | 6 | 0 | 303.7544 | 0.11683 | 1 | 0.5 | 0 | 8.2745 | 0 | 8.2745 | 0 | 2976.7929 | 372.0991 | 0.28623 | 1 | 0.57246 | 0 | 5.648 | 0 | 5.648
2007-08-15 22:00 | 8 | 15 | 22 | 227 | 5446 | 71.96 | 0 | 1225.1797 | Cooling | 0 | 4 | 0 | 0 | 0 | 6 | 0 | 1225.1797 | 4 | 1531.4746 | 1531.4746 | 0 | 6 | 0 | 153.1475 | 0.058903 | 1 | 0.5 | 0 | 8.2745 | 0 | 8.2745 | 0 | 1500.8451 | 187.6056 | 0.14431 | 1 | 0.5 | 0 | 4.1373 | 0 | 4.1373
2007-08-15 23:00 | 8 | 15 | 23 | 227 | 5447 | 71.96 | 0 | 1052.7606 | Cooling | 0 | 4 | 0 | 0 | 0 | 6 | 0 | 1052.7606 | 4 | 1315.9508 | 1315.9508 | 0 | 6 | 0 | 131.5951 | 0.050613 | 1 | 0.5 | 0 | 8.2745 | 0 | 8.2745 | 0 | 1289.6318 | 161.204 | 0.124 | 1 | 0.5 | 0 | 4.1373 | 0 | 4.1373
2007-08-16 | 8 | 16 | 0 | 228 | 5448 | 69.08 | 0 | 1028.7146 | Cooling | 0 | 4 | 0 | 0 | 0 | 6 | 0 | 1028.7146 | 4 | 1285.8933 | 1285.8933 | 0 | 6 | 0 | 128.5893 | 0.049457 | 1 | 0.5 | 0 | 8.2745 | 0 | 8.2745 | 0 | 1260.1754 | 157.5219 | 0.12117 | 1 | 0.5 | 0 | 4.1373 | 0 | 4.1373
2007-08-16 01:00 | 8 | 16 | 1 | 228 | 5449 | 69.08 | 0 | 1034.5278 | Cooling | 0 | 4 | 0 | 0 | 0 | 6 | 0 | 1034.5278 | 4 | 1293.1598 | 1293.1598 | 0 | 6 | 0 | 129.316 | 0.049737 | 1 | 0.5 | 0 | 8.2745 | 0 | 8.2745 | 0 | 1267.2966 | 158.4121 | 0.12186 | 1 | 0.5 | 0 | 4.1373 | 0 | 4.1373
2007-08-16 02:00 | 8 | 16 | 2 | 228 | 5450 | 69.08 | 0 | 939.2264 | Cooling | 0 | 4 | 0 | 0 | 0 | 6 | 0 | 939.2264 | 4 | 1174.033 | 1174.033 | 0 | 6 | 0 | 117.4033 | 0.045155 | 1 | 0.5 | 0 | 8.2745 | 0 | 8.2745 | 0 | 1150.5523 | 143.819 | 0.11063 | 1 | 0.5 | 0 | 4.1373 | 0 | 4.1373
2007-08-16 03:00 | 8 | 16 | 3 | 228 | 5451 | 68 | 0 | 954.3069 | Cooling | 0 | 4 | 0 | 0 | 0 | 6 | 0 | 954.3069 | 4 | 1192.8837 | 1192.8837 | 0 | 6 | 0 | 119.2884 | 0.04588 | 1 | 0.5 | 0 | 8.2745 | 0 | 8.2745 | 0 | 1169.026 | 146.1283 | 0.11241 | 1 | 0.5 | 0 | 4.1373 | 0 | 4.1373
2007-08-16 04:00 | 8 | 16 | 4 | 228 | 5452 | 66.92 | 0 | 806.0882 | Cooling | 0 | 4 | 0 | 0 | 0 | 6 | 0 | 806.0882 | 4 | 1007.6102 | 1007.6102 | 0 | 6 | 0 | 100.761 | 0.038754 | 1 | 0.5 | 0 | 8.2745 | 0 | 8.2745 | 0 | 987.458 | 123.4323 | 0.094948 | 1 | 0.5 | 0 | 4.1373 | 0 | 4.1373
2007-08-16 05:00 | 8 | 16 | 5 | 228 | 5453 | 66.92 | 0 | 692.5084 | Cooling | 0 | 4 | 0 | 0 | 0 | 6 | 0 | 692.5084 | 4 | 865.6355 | 865.6355 | 0 | 6 | 0 | 86.5635 | 0.033294 | 1 | 0.5 | 0 | 8.2745 | 0 | 8.2745 | 0 | 848.3228 | 106.0403 | 0.081569 | 1 | 0.5 | 0 | 4.1373 | 0 | 4.1373
2007-08-16 06:00 | 8 | 16 | 6 | 228 | 5454 | 66.92 | 0 | 1501.5229 | Cooling | 0 | 4 | 0 | 0 | 0 | 6 | 0 | 1501.5229 | 4 | 1876.9036 | 1876.9036 | 0 | 6 | 0 | 187.6904 | 0.072189 | 1 | 0.5 | 0 | 8.2745 | 0 | 8.2745 | 0 | 1839.3655 | 229.9207 | 0.17686 | 1 | 0.5 | 0 | 4.1373 | 0 | 4.1373
2007-08-16 07:00 | 8 | 16 | 7 | 228 | 5455 | 71.06 | 0 | 1030.663 | Cooling | 0 | 4 | 0 | 0 | 0 | 6 | 0 | 1030.663 | 4 | 1288.3287 | 1288.3287 | 0 | 6 | 0 | 128.8329 | 0.049551 | 1 | 0.5 | 0 | 8.2745 | 0 | 8.2745 | 0 | 1262.5621 | 157.8203 | 0.1214 | 1 | 0.5 | 0 | 4.1373 | 0 | 4.1373
2007-08-16 08:00 | 8 | 16 | 8 | 228 | 5456 | 71.06 | 0 | 1401.552 | Cooling | 0 | 4 | 0 | 0 | 0 | 6 | 0 | 1401.552 | 4 | 1751.94 | 1751.94 | 0 | 6 | 0 | 175.194 | 0.067382 | 1 | 0.5 | 0 | 8.2745 | 0 | 8.2745 | 0 | 1716.9012 | 214.6126 | 0.16509 | 1 | 0.5 | 0 | 4.1373 | 0 | 4.1373
2007-08-16 09:00 | 8 | 16 | 9 | 228 | 5457 | 77 | 0 | 1416.9291 | Cooling | 0 | 4 | 0 | 0 | 0 | 6 | 0 | 1416.9291 | 4 | 1771.1614 | 1771.1614 | 0 | 6 | 0 | 177.1161 | 0.068122 | 1 | 0.5 | 0 | 8.2745 | 0 | 8.2745 | 0 | 1735.7381 | 216.9673 | 0.1669 | 1 | 0.5 | 0 | 4.1373 | 0 | 4.1373
2007-08-16 10:00 | 8 | 16 | 10 | 228 | 5458 | 80.96 | 0 | 1700.4683 | Cooling | 0 | 4 | 0 | 0 | 0 | 6 | 0 | 1700.4683 | 4 | 2125.5854 | 2125.5854 | 0 | 6 | 0 | 212.5585 | 0.081753 | 1 | 0.5 | 0 | 8.2745 | 0 | 8.2745 | 0 | 2083.0736 | 260.3842 | 0.2003 | 1 | 0.5 | 0 | 4.1373 | 0 | 4.1373
2007-08-16 11:00 | 8 | 16 | 11 | 228 | 5459 | 80.96 | 0 | 2294.3892 | Cooling | 0 | 4 | 0 | 0 | 0 | 6 | 0 | 2294.3892 | 4 | 2867.9865 | 2867.9865 | 0 | 6 | 0 | 286.7987 | 0.11031 | 1 | 0.5 | 0 | 8.2745 | 0 | 8.2745 | 0 | 2810.6268 | 351.3283 | 0.27025 | 1 | 0.54051 | 0 | 4.9491 | 0 | 4.9491
2007-08-16 12:00 | 8 | 16 | 12 | 228 | 5460 | 87.08 | 0 | 2451.2705 | Cooling | 0 | 4 | 0 | 0 | 0 | 6 | 0 | 2451.2705 | 4 | 3064.0882 | 3064.0882 | 0 | 6 | 0 | 306.4088 | 0.11785 | 1 | 0.5 | 0 | 8.2745 | 0 | 8.2745 | 0 | 3002.8064 | 375.3508 | 0.28873 | 1 | 0.57746 | 0 | 5.7622 | 0 | 5.7622
2007-08-16 13:00 | 8 | 16 | 13 | 228 | 5461 | 87.98 | 0 | 2741.2438 | Cooling | 0 | 4 | 0 | 0 | 0 | 6 | 0 | 2741.2438 | 4 | 3426.5547 | 3426.5547 | 0 | 6 | 0 | 342.6555 | 0.13179 | 1 | 0.5 | 0 | 8.2745 | 0 | 8.2745 | 0 | 3358.0236 | 419.753 | 0.32289 | 1 | 0.64577 | 0 | 7.4519 | 0 | 7.4519
2007-08-16 14:00 | 8 | 16 | 14 | 228 | 5462 | 87.98 | 0 | 2882.3625 | Cooling | 0 | 4 | 0 | 0 | 0 | 6 | 0 | 2882.3625 | 4 | 3602.9532 | 3602.9532 | 0 | 6 | 0 | 360.2953 | 0.13858 | 1 | 0.5 | 0 | 8.2745 | 0 | 8.2745 | 0 | 3530.8941 | 441.3618 | 0.33951 | 1 | 0.67902 | 0 | 8.3639 | 0 | 8.3639
2007-08-16 15:00 | 8 | 16 | 15 | 228 | 5463 | 86 | 0 | 3125.9819 | Cooling | 0 | 4 | 0 | 0 | 0 | 6 | 0 | 3125.9819 | 4 | 3907.4774 | 3907.4774 | 0 | 6 | 0 | 390.7477 | 0.15029 | 1 | 0.5 | 0 | 8.2745 | 0 | 8.2745 | 0 | 3829.3278 | 478.666 | 0.3682 | 1 | 0.73641 | 0 | 10.0799 | 0 | 10.0799
2007-08-16 16:00 | 8 | 16 | 16 | 228 | 5464 | 87.08 | 0 | 3196.1256 | Cooling | 0 | 4 | 0 | 0 | 0 | 6 | 0 | 3196.1256 | 4 | 3995.157 | 3995.157 | 0 | 6 | 0 | 399.5157 | 0.15366 | 1 | 0.5 | 0 | 8.2745 | 0 | 8.2745 | 0 | 3915.2539 | 489.4067 | 0.37647 | 1 | 0.75293 | 0 | 10.6077 | 0 | 10.6077
2007-08-16 17:00 | 8 | 16 | 17 | 228 | 5465 | 87.08 | 0 | 3053.2274 | Cooling | 0 | 4 | 0 | 0 | 0 | 6 | 0 | 3053.2274 | 4 | 3816.5342 | 3816.5342 | 0 | 6 | 0 | 381.6534 | 0.14679 | 1 | 0.5 | 0 | 8.2745 | 0 | 8.2745 | 0 | 3740.2035 | 467.5254 | 0.35963 | 1 | 0.71927 | 0 | 9.5485 | 0 | 9.5485
2007-08-16 18:00 | 8 | 16 | 18 | 228 | 5466 | 80.96 | 0 | 2618.894 | Cooling | 0 | 4 | 0 | 0 | 0 | 6 | 0 | 2618.894 | 4 | 3273.6175 | 3273.6175 | 0 | 6 | 0 | 327.3618 | 0.12591 | 1 | 0.5 | 0 | 8.2745 | 0 | 8.2745 | 0 | 3208.1452 | 401.0181 | 0.30848 | 1 | 0.61695 | 0 | 6.709 | 0 | 6.709
2007-08-16 19:00 | 8 | 16 | 19 | 228 | 5467 | 78.98 | 0 | 2141.6752 | Cooling | 0 | 4 | 0 | 0 | 0 | 6 | 0 | 2141.6752 | 4 | 2677.0939 | 2677.0939 | 0 | 6 | 0 | 267.7094 | 0.10297 | 1 | 0.5 | 0 | 8.2745 | 0 | 8.2745 | 0 | 2623.5521 | 327.944 | 0.25226 | 1 | 0.50453 | 0 | 4.224 | 0 | 4.224
2007-08-16 20:00 | 8 | 16 | 20 | 228 | 5468 | 78.98 | 0 | 1486.0265 | Cooling | 0 | 4 | 0 | 0 | 0 | 6 | 0 | 1486.0265 | 4 | 1857.5331 | 1857.5331 | 0 | 6 | 0 | 185.7533 | 0.071444 | 1 | 0.5 | 0 | 8.2745 | 0 | 8.2745 | 0 | 1820.3824 | 227.5478 | 0.17504 | 1 | 0.5 | 0 | 4.1373 | 0 | 4.1373
2007-08-16 21:00 | 8 | 16 | 21 | 228 | 5469 | 73.94 | 0 | 852.9157 | Cooling | 0 | 4 | 0 | 0 | 0 | 6 | 0 | 852.9157 | 4 | 1066.1447 | 1066.1447 | 0 | 6 | 0 | 106.6145 | 0.041006 | 1 | 0.5 | 0 | 8.2745 | 0 | 8.2745 | 0 | 1044.8218 | 130.6027 | 0.10046 | 1 | 0.5 | 0 | 4.1373 | 0 | 4.1373
2007-08-16 22:00 | 8 | 16 | 22 | 228 | 5470 | 73.94 | 0 | 215.0028 | Cooling | 0 | 4 | 0 | 0 | 0 | 6 | 0 | 215.0028 | 4 | 268.7535 | 268.7535 | 0 | 6 | 0 | 26.8753 | 0.010337 | 1 | 0.5 | 0 | 8.2745 | 0 | 8.2745 | 0 | 263.3784 | 32.9223 | 0.025325 | 1 | 0.5 | 0 | 4.1373 | 0 | 4.1373
2007-08-16 23:00 | 8 | 16 | 23 | 228 | 5471 | 73.94 | 0 | 91.7324 | Cooling | 0 | 4 | 0 | 0 | 0 | 6 | 0 | 91.7324 | 4 | 114.6655 | 114.6655 | 0 | 6 | 0 | 11.4666 | 0.0044102 | 1 | 0.5 | 0 | 8.2745 | 0 | 8.2745 | 0 | 112.3722 | 14.0465 | 0.010805 | 1 | 0.5 | 0 | 4.1373 | 0 | 4.1373
2007-08-17 | 8 | 17 | 0 | 229 | 5472 | 73.04 | 0 | 126.9793 | Cooling | 0 | 4 | 0 | 0 | 0 | 6 | 0 | 126.9793 | 4 | 158.7242 | 158.7242 | 0 | 6 | 0 | 15.8724 | 0.0061048 | 1 | 0.5 | 0 | 8.2745 | 0 | 8.2745 | 0 | 155.5497 | 19.4437 | 0.014957 | 1 | 0.5 | 0 | 4.1373 | 0 | 4.1373
2007-08-17 01:00 | 8 | 17 | 1 | 229 | 5473 | 71.06 | 0 | 186 | Cooling | 0 | 4 | 0 | 0 | 0 | 6 | 0 | 186 | 4 | 232.5 | 232.5 | 0 | 6 | 0 | 23.25 | 0.0089423 | 1 | 0.5 | 0 | 8.2745 | 0 | 8.2745 | 0 | 227.85 | 28.4813 | 0.021909 | 1 | 0.5 | 0 | 4.1373 | 0 | 4.1373
2007-08-17 02:00 | 8 | 17 | 2 | 229 | 5474 | 71.06 | 0 | 162.8833 | Cooling | 0 | 4 | 0 | 0 | 0 | 6 | 0 | 162.8833 | 4 | 203.6041 | 203.6041 | 0 | 6 | 0 | 20.3604 | 0.0078309 | 1 | 0.5 | 0 | 8.2745 | 0 | 8.2745 | 0 | 199.5321 | 24.9415 | 0.019186 | 1 | 0.5 | 0 | 4.1373 | 0 | 4.1373
2007-08-17 03:00 | 8 | 17 | 3 | 229 | 5475 | 69.08 | 0 | 149.3897 | Cooling | 0 | 4 | 0 | 0 | 0 | 6 | 0 | 149.3897 | 4 | 186.7371 | 186.7371 | 0 | 6 | 0 | 18.6737 | 0.0071822 | 1 | 0.5 | 0 | 8.2745 | 0 | 8.2745 | 0 | 183.0024 | 22.8753 | 0.017596 | 1 | 0.5 | 0 | 4.1373 | 0 | 4.1373
2007-08-17 04:00 | 8 | 17 | 4 | 229 | 5476 | 68 | 0 | 124.3142 | Cooling | 0 | 4 | 0 | 0 | 0 | 6 | 0 | 124.3142 | 4 | 155.3928 | 155.3928 | 0 | 6 | 0 | 15.5393 | 0.0059766 | 1 | 0.5 | 0 | 8.2745 | 0 | 8.2745 | 0 | 152.2849 | 19.0356 | 0.014643 | 1 | 0.5 | 0 | 4.1373 | 0 | 4.1373
2007-08-17 05:00 | 8 | 17 | 5 | 229 | 5477 | 68 | 0 | 74.567 | Cooling | 0 | 4 | 0 | 0 | 0 | 6 | 0 | 74.567 | 4 | 93.2087 | 93.2087 | 0 | 6 | 0 | 9.3209 | 0.003585 | 1 | 0.5 | 0 | 8.2745 | 0 | 8.2745 | 0 | 91.3446 | 11.4181 | 0.0087831 | 1 | 0.5 | 0 | 4.1373 | 0 | 4.1373
2007-08-17 06:00 | 8 | 17 | 6 | 229 | 5478 | 66.2 | 548.3118 | 0 | Heating | 548.3118 | 4 | 438.6494 | 438.6494 | 0 | 6 | 0 | 0 | 4 | 0 | 0 | 0 | 6 | 0 | 87.7299 | 0.033742 | 1 | 0.5 | 0 | 8.2745 | 0 | 8.2745 | 447.6014 | 0 | 25.6211 | 0.019709 | 1 | 0.5 | 0 | 4.1373 | 0 | 4.1373
2007-08-17 07:00 | 8 | 17 | 7 | 229 | 5479 | 71.96 | 546.445 | 0 | Heating | 546.445 | 4 | 437.156 | 437.156 | 0 | 6 | 0 | 0 | 4 | 0 | 0 | 0 | 6 | 0 | 87.4312 | 0.033627 | 1 | 0.5 | 0 | 8.2745 | 0 | 8.2745 | 446.0776 | 0 | 25.5339 | 0.019641 | 1 | 0.5 | 0 | 4.1373 | 0 | 4.1373
2007-08-17 08:00 | 8 | 17 | 8 | 229 | 5480 | 71.96 | 186.4589 | 0 | Heating | 186.4589 | 4 | 149.1671 | 149.1671 | 0 | 6 | 0 | 0 | 4 | 0 | 0 | 0 | 6 | 0 | 29.8334 | 0.011474 | 1 | 0.5 | 0 | 8.2745 | 0 | 8.2745 | 152.2114 | 0 | 8.7127 | 0.0067021 | 1 | 0.5 | 0 | 4.1373 | 0 | 4.1373
2007-08-17 09:00 | 8 | 17 | 9 | 229 | 5481 | 78.08 | 0 | 525.1268 | Cooling | 0 | 4 | 0 | 0 | 0 | 6 | 0 | 525.1268 | 4 | 656.4085 | 656.4085 | 0 | 6 | 0 | 65.6408 | 0.025246 | 1 | 0.5 | 0 | 8.2745 | 0 | 8.2745 | 0 | 643.2803 | 80.41 | 0.061854 | 1 | 0.5 | 0 | 4.1373 | 0 | 4.1373
2007-08-17 10:00 | 8 | 17 | 10 | 229 | 5482 | 82.94 | 0 | 1080.2305 | Cooling | 0 | 4 | 0 | 0 | 0 | 6 | 0 | 1080.2305 | 4 | 1350.2881 | 1350.2881 | 0 | 6 | 0 | 135.0288 | 0.051934 | 1 | 0.5 | 0 | 8.2745 | 0 | 8.2745 | 0 | 1323.2823 | 165.4103 | 0.12724 | 1 | 0.5 | 0 | 4.1373 | 0 | 4.1373
2007-08-17 11:00 | 8 | 17 | 11 | 229 | 5483 | 82.94 | 0 | 1762.2994 | Cooling | 0 | 4 | 0 | 0 | 0 | 6 | 0 | 1762.2994 | 4 | 2202.8743 | 2202.8743 | 0 | 6 | 0 | 220.2874 | 0.084726 | 1 | 0.5 | 0 | 8.2745 | 0 | 8.2745 | 0 | 2158.8168 | 269.8521 | 0.20758 | 1 | 0.5 | 0 | 4.1373 | 0 | 4.1373
2007-08-17 12:00 | 8 | 17 | 12 | 229 | 5484 | 87.08 | 0 | 2314.5051 | Cooling | 0 | 4 | 0 | 0 | 0 | 6 | 0 | 2314.5051 | 4 | 2893.1314 | 2893.1314 | 0 | 6 | 0 | 289.3131 | 0.11127 | 1 | 0.5 | 0 | 8.2745 | 0 | 8.2745 | 0 | 2835.2688 | 354.4086 | 0.27262 | 1 | 0.54524 | 0 | 5.0494 | 0 | 5.0494
2007-08-17 13:00 | 8 | 17 | 13 | 229 | 5485 | 89.96 | 0 | 2632.9421 | Cooling | 0 | 4 | 0 | 0 | 0 | 6 | 0 | 2632.9421 | 4 | 3291.1776 | 3291.1776 | 0 | 6 | 0 | 329.1178 | 0.12658 | 1 | 0.5 | 0 | 8.2745 | 0 | 8.2745 | 0 | 3225.354 | 403.1693 | 0.31013 | 1 | 0.62026 | 0 | 6.7921 | 0 | 6.7921
2007-08-17 14:00 | 8 | 17 | 14 | 229 | 5486 | 89.96 | 0 | 2665.1724 | Cooling | 0 | 4 | 0 | 0 | 0 | 6 | 0 | 2665.1724 | 4 | 3331.4655 | 3331.4655 | 0 | 6 | 0 | 333.1465 | 0.12813 | 1 | 0.5 | 0 | 8.2745 | 0 | 8.2745 | 0 | 3264.8362 | 408.1045 | 0.31393 | 1 | 0.62785 | 0 | 6.9848 | 0 | 6.9848
2007-08-17 15:00 | 8 | 17 | 15 | 229 | 5487 | 91.04 | 0 | 2801.9268 | Cooling | 0 | 4 | 0 | 0 | 0 | 6 | 0 | 2801.9268 | 4 | 3502.4085 | 3502.4085 | 0 | 6 | 0 | 350.2408 | 0.13471 | 1 | 0.5 | 0 | 8.2745 | 0 | 8.2745 | 0 | 3432.3603 | 429.045 | 0.33003 | 1 | 0.66007 | 0 | 7.8368 | 0 | 7.8368
2007-08-17 16:00 | 8 | 17 | 16 | 229 | 5488 | 91.04 | 0 | 2929.3398 | Cooling | 0 | 4 | 0 | 0 | 0 | 6 | 0 | 2929.3398 | 4 | 3661.6747 | 3661.6747 | 0 | 6 | 0 | 366.1675 | 0.14083 | 1 | 0.5 | 0 | 8.2745 | 0 | 8.2745 | 0 | 3588.4412 | 448.5552 | 0.34504 | 1 | 0.69008 | 0 | 8.6808 | 0 | 8.6808
2007-08-17 17:00 | 8 | 17 | 17 | 229 | 5489 | 91.04 | 0 | 2835.044 | Cooling | 0 | 4 | 0 | 0 | 0 | 6 | 0 | 2835.044 | 4 | 3543.805 | 3543.805 | 0 | 6 | 0 | 354.3805 | 0.1363 | 1 | 0.5 | 0 | 8.2745 | 0 | 8.2745 | 0 | 3472.9289 | 434.1161 | 0.33394 | 1 | 0.66787 | 0 | 8.0515 | 0 | 8.0515
2007-08-17 18:00 | 8 | 17 | 18 | 229 | 5490 | 86 | 0 | 1648.8637 | Cooling | 0 | 4 | 0 | 0 | 0 | 6 | 0 | 1648.8637 | 4 | 2061.0796 | 2061.0796 | 0 | 6 | 0 | 206.108 | 0.079272 | 1 | 0.5 | 0 | 8.2745 | 0 | 8.2745 | 0 | 2019.858 | 252.4823 | 0.19422 | 1 | 0.5 | 0 | 4.1373 | 0 | 4.1373
2007-08-17 19:00 | 8 | 17 | 19 | 229 | 5491 | 84.02 | 0 | 1258.8061 | Cooling | 0 | 4 | 0 | 0 | 0 | 6 | 0 | 1258.8061 | 4 | 1573.5077 | 1573.5077 | 0 | 6 | 0 | 157.3508 | 0.06052 | 1 | 0.5 | 0 | 8.2745 | 0 | 8.2745 | 0 | 1542.0375 | 192.7547 | 0.14827 | 1 | 0.5 | 0 | 4.1373 | 0 | 4.1373
2007-08-17 20:00 | 8 | 17 | 20 | 229 | 5492 | 84.02 | 0 | 593.1021 | Cooling | 0 | 4 | 0 | 0 | 0 | 6 | 0 | 593.1021 | 4 | 741.3777 | 741.3777 | 0 | 6 | 0 | 74.1378 | 0.028515 | 1 | 0.5 | 0 | 8.2745 | 0 | 8.2745 | 0 | 726.5501 | 90.8188 | 0.069861 | 1 | 0.5 | 0 | 4.1373 | 0 | 4.1373
2007-08-17 21:00 | 8 | 17 | 21 | 229 | 5493 | 78.98 | 0 | 236.0331 | Cooling | 0 | 4 | 0 | 0 | 0 | 6 | 0 | 236.0331 | 4 | 295.0413 | 295.0413 | 0 | 6 | 0 | 29.5041 | 0.011348 | 1 | 0.5 | 0 | 8.2745 | 0 | 8.2745 | 0 | 289.1405 | 36.1426 | 0.027802 | 1 | 0.5 | 0 | 4.1373 | 0 | 4.1373
2007-08-17 22:00 | 8 | 17 | 22 | 229 | 5494 | 77 | 0 | 149.9988 | Cooling | 0 | 4 | 0 | 0 | 0 | 6 | 0 | 149.9988 | 4 | 187.4985 | 187.4985 | 0 | 6 | 0 | 18.7499 | 0.0072115 | 1 | 0.5 | 0 | 8.2745 | 0 | 8.2745 | 0 | 183.7485 | 22.9686 | 0.017668 | 1 | 0.5 | 0 | 4.1373 | 0 | 4.1373
2007-08-17 23:00 | 8 | 17 | 23 | 229 | 5495 | 77 | 0 | 52.6854 | Cooling | 0 | 4 | 0 | 0 | 0 | 6 | 0 | 52.6854 | 4 | 65.8567 | 65.8567 | 0 | 6 | 0 | 6.5857 | 0.002533 | 1 | 0.5 | 0 | 8.2745 | 0 | 8.2745 | 0 | 64.5396 | 8.0674 | 0.0062057 | 1 | 0.5 | 0 | 4.1373 | 0 | 4.1373
2007-08-18 | 8 | 18 | 0 | 230 | 5496 | 73.94 | 0 | 107.6454 | Cooling | 0 | 4 | 0 | 0 | 0 | 6 | 0 | 107.6454 | 4 | 134.5568 | 134.5568 | 0 | 6 | 0 | 13.4557 | 0.0051753 | 1 | 0.5 | 0 | 8.2745 | 0 | 8.2745 | 0 | 131.8656 | 16.4832 | 0.012679 | 1 | 0.5 | 0 | 4.1373 | 0 | 4.1373
2007-08-18 01:00 | 8 | 18 | 1 | 230 | 5497 | 73.04 | 0 | 177.2648 | Cooling | 0 | 4 | 0 | 0 | 0 | 6 | 0 | 177.2648 | 4 | 221.581 | 221.581 | 0 | 6 | 0 | 22.1581 | 0.0085223 | 1 | 0.5 | 0 | 8.2745 | 0 | 8.2745 | 0 | 217.1494 | 27.1437 | 0.02088 | 1 | 0.5 | 0 | 4.1373 | 0 | 4.1373
2007-08-18 02:00 | 8 | 18 | 2 | 230 | 5498 | 73.04 | 0 | 163.8386 | Cooling | 0 | 4 | 0 | 0 | 0 | 6 | 0 | 163.8386 | 4 | 204.7983 | 204.7983 | 0 | 6 | 0 | 20.4798 | 0.0078769 | 1 | 0.5 | 0 | 8.2745 | 0 | 8.2745 | 0 | 200.7023 | 25.0878 | 0.019298 | 1 | 0.5 | 0 | 4.1373 | 0 | 4.1373
2007-08-18 03:00 | 8 | 18 | 3 | 230 | 5499 | 73.94 | 0 | 143.9241 | Cooling | 0 | 4 | 0 | 0 | 0 | 6 | 0 | 143.9241 | 4 | 179.9051 | 179.9051 | 0 | 6 | 0 | 17.9905 | 0.0069194 | 1 | 0.5 | 0 | 8.2745 | 0 | 8.2745 | 0 | 176.307 | 22.0384 | 0.016953 | 1 | 0.5 | 0 | 4.1373 | 0 | 4.1373
2007-08-18 04:00 | 8 | 18 | 4 | 230 | 5500 | 71.96 | 0 | 115.3033 | Cooling | 0 | 4 | 0 | 0 | 0 | 6 | 0 | 115.3033 | 4 | 144.1291 | 144.1291 | 0 | 6 | 0 | 14.4129 | 0.0055434 | 1 | 0.5 | 0 | 8.2745 | 0 | 8.2745 | 0 | 141.2466 | 17.6558 | 0.013581 | 1 | 0.5 | 0 | 4.1373 | 0 | 4.1373
2007-08-18 05:00 | 8 | 18 | 5 | 230 | 5501 | 71.96 | 0 | 64.8107 | Cooling | 0 | 4 | 0 | 0 | 0 | 6 | 0 | 64.8107 | 4 | 81.0134 | 81.0134 | 0 | 6 | 0 | 8.1013 | 0.0031159 | 1 | 0.5 | 0 | 8.2745 | 0 | 8.2745 | 0 | 79.3931 | 9.9241 | 0.007634 | 1 | 0.5 | 0 | 4.1373 | 0 | 4.1373
2007-08-18 06:00 | 8 | 18 | 6 | 230 | 5502 | 71.96 | 42.3408 | 0 | Heating | 42.3408 | 4 | 33.8726 | 33.8726 | 0 | 6 | 0 | 0 | 4 | 0 | 0 | 0 | 6 | 0 | 6.7745 | 0.0026056 | 1 | 0.5 | 0 | 8.2745 | 0 | 8.2745 | 34.5639 | 0 | 1.9785 | 0.0015219 | 1 | 0.5 | 0 | 4.1373 | 0 | 4.1373
2007-08-18 07:00 | 8 | 18 | 7 | 230 | 5503 | 73.94 | 325.3561 | 0 | Heating | 325.3561 | 4 | 260.2849 | 260.2849 | 0 | 6 | 0 | 0 | 4 | 0 | 0 | 0 | 6 | 0 | 52.057 | 0.020022 | 1 | 0.5 | 0 | 8.2745 | 0 | 8.2745 | 265.5969 | 0 | 15.203 | 0.011695 | 1 | 0.5 | 0 | 4.1373 | 0 | 4.1373
2007-08-18 08:00 | 8 | 18 | 8 | 230 | 5504 | 73.94 | 773.9666 | 0 | Heating | 773.9666 | 4 | 619.1733 | 619.1733 | 0 | 6 | 0 | 0 | 4 | 0 | 0 | 0 | 6 | 0 | 123.8347 | 0.047629 | 1 | 0.5 | 0 | 8.2745 | 0 | 8.2745 | 631.8095 | 0 | 36.1654 | 0.02782 | 1 | 0.5 | 0 | 4.1373 | 0 | 4.1373
2007-08-18 09:00 | 8 | 18 | 9 | 230 | 5505 | 78.98 | 298.2619 | 0 | Heating | 298.2619 | 4 | 238.6096 | 238.6096 | 0 | 6 | 0 | 0 | 4 | 0 | 0 | 0 | 6 | 0 | 47.7219 | 0.018355 | 1 | 0.5 | 0 | 8.2745 | 0 | 8.2745 | 243.4791 | 0 | 13.937 | 0.010721 | 1 | 0.5 | 0 | 4.1373 | 0 | 4.1373
2007-08-18 10:00 | 8 | 18 | 10 | 230 | 5506 | 82.04 | 0 | 208.6164 | Cooling | 0 | 4 | 0 | 0 | 0 | 6 | 0 | 208.6164 | 4 | 260.7705 | 260.7705 | 0 | 6 | 0 | 26.077 | 0.01003 | 1 | 0.5 | 0 | 8.2745 | 0 | 8.2745 | 0 | 255.555 | 31.9444 | 0.024573 | 1 | 0.5 | 0 | 4.1373 | 0 | 4.1373
2007-08-18 11:00 | 8 | 18 | 11 | 230 | 5507 | 82.04 | 0 | 517.227 | Cooling | 0 | 4 | 0 | 0 | 0 | 6 | 0 | 517.227 | 4 | 646.5337 | 646.5337 | 0 | 6 | 0 | 64.6534 | 0.024867 | 1 | 0.5 | 0 | 8.2745 | 0 | 8.2745 | 0 | 633.603 | 79.2004 | 0.060923 | 1 | 0.5 | 0 | 4.1373 | 0 | 4.1373
2007-08-18 12:00 | 8 | 18 | 12 | 230 | 5508 | 86 | 0 | 1307.6917 | Cooling | 0 | 4 | 0 | 0 | 0 | 6 | 0 | 1307.6917 | 4 | 1634.6146 | 1634.6146 | 0 | 6 | 0 | 163.4615 | 0.06287 | 1 | 0.5 | 0 | 8.2745 | 0 | 8.2745 | 0 | 1601.9223 | 200.2403 | 0.15403 | 1 | 0.5 | 0 | 4.1373 | 0 | 4.1373
2007-08-18 13:00 | 8 | 18 | 13 | 230 | 5509 | 89.06 | 0 | 1708.8026 | Cooling | 0 | 4 | 0 | 0 | 0 | 6 | 0 | 1708.8026 | 4 | 2136.0032 | 2136.0032 | 0 | 6 | 0 | 213.6003 | 0.082154 | 1 | 0.5 | 0 | 8.2745 | 0 | 8.2745 | 0 | 2093.2832 | 261.6604 | 0.20128 | 1 | 0.5 | 0 | 4.1373 | 0 | 4.1373
2007-08-18 14:00 | 8 | 18 | 14 | 230 | 5510 | 89.06 | 0 | 1813.0694 | Cooling | 0 | 4 | 0 | 0 | 0 | 6 | 0 | 1813.0694 | 4 | 2266.3367 | 2266.3367 | 0 | 6 | 0 | 226.6337 | 0.087167 | 1 | 0.5 | 0 | 8.2745 | 0 | 8.2745 | 0 | 2221.01 | 277.6262 | 0.21356 | 1 | 0.5 | 0 | 4.1373 | 0 | 4.1373
2007-08-18 15:00 | 8 | 18 | 15 | 230 | 5511 | 89.96 | 0 | 1866.9126 | Cooling | 0 | 4 | 0 | 0 | 0 | 6 | 0 | 1866.9126 | 4 | 2333.6408 | 2333.6408 | 0 | 6 | 0 | 233.3641 | 0.089755 | 1 | 0.5 | 0 | 8.2745 | 0 | 8.2745 | 0 | 2286.968 | 285.871 | 0.2199 | 1 | 0.5 | 0 | 4.1373 | 0 | 4.1373
2007-08-18 16:00 | 8 | 18 | 16 | 230 | 5512 | 89.6 | 0 | 1805.9412 | Cooling | 0 | 4 | 0 | 0 | 0 | 6 | 0 | 1805.9412 | 4 | 2257.4265 | 2257.4265 | 0 | 6 | 0 | 225.7426 | 0.086824 | 1 | 0.5 | 0 | 8.2745 | 0 | 8.2745 | 0 | 2212.2779 | 276.5347 | 0.21272 | 1 | 0.5 | 0 | 4.1373 | 0 | 4.1373
2007-08-18 17:00 | 8 | 18 | 17 | 230 | 5513 | 87.98 | 0 | 1529.714 | Cooling | 0 | 4 | 0 | 0 | 0 | 6 | 0 | 1529.714 | 4 | 1912.1425 | 1912.1425 | 0 | 6 | 0 | 191.2143 | 0.073544 | 1 | 0.5 | 0 | 8.2745 | 0 | 8.2745 | 0 | 1873.8997 | 234.2375 | 0.18018 | 1 | 0.5 | 0 | 4.1373 | 0 | 4.1373
2007-08-18 18:00 | 8 | 18 | 18 | 230 | 5514 | 87.8 | 0 | 1159.6108 | Cooling | 0 | 4 | 0 | 0 | 0 | 6 | 0 | 1159.6108 | 4 | 1449.5135 | 1449.5135 | 0 | 6 | 0 | 144.9514 | 0.055751 | 1 | 0.5 | 0 | 8.2745 | 0 | 8.2745 | 0 | 1420.5232 | 177.5654 | 0.13659 | 1 | 0.5 | 0 | 4.1373 | 0 | 4.1373
2007-08-18 19:00 | 8 | 18 | 19 | 230 | 5515 | 80.96 | 0 | 697.5699 | Cooling | 0 | 4 | 0 | 0 | 0 | 6 | 0 | 697.5699 | 4 | 871.9624 | 871.9624 | 0 | 6 | 0 | 87.1962 | 0.033537 | 1 | 0.5 | 0 | 8.2745 | 0 | 8.2745 | 0 | 854.5231 | 106.8154 | 0.082166 | 1 | 0.5 | 0 | 4.1373 | 0 | 4.1373
2007-08-18 20:00 | 8 | 18 | 20 | 230 | 5516 | 80.96 | 0 | 545.0017 | Cooling | 0 | 4 | 0 | 0 | 0 | 6 | 0 | 545.0017 | 4 | 681.2521 | 681.2521 | 0 | 6 | 0 | 68.1252 | 0.026202 | 1 | 0.5 | 0 | 8.2745 | 0 | 8.2745 | 0 | 667.6271 | 83.4534 | 0.064195 | 1 | 0.5 | 0 | 4.1373 | 0 | 4.1373
2007-08-18 21:00 | 8 | 18 | 21 | 230 | 5517 | 71.06 | 0 | 325.7845 | Cooling | 0 | 4 | 0 | 0 | 0 | 6 | 0 | 325.7845 | 4 | 407.2306 | 407.2306 | 0 | 6 | 0 | 40.7231 | 0.015663 | 1 | 0.5 | 0 | 8.2745 | 0 | 8.2745 | 0 | 399.086 | 49.8858 | 0.038374 | 1 | 0.5 | 0 | 4.1373 | 0 | 4.1373
2007-08-18 22:00 | 8 | 18 | 22 | 230 | 5518 | 71.06 | 0 | 197.9625 | Cooling | 0 | 4 | 0 | 0 | 0 | 6 | 0 | 197.9625 | 4 | 247.4531 | 247.4531 | 0 | 6 | 0 | 24.7453 | 0.0095174 | 1 | 0.5 | 0 | 8.2745 | 0 | 8.2745 | 0 | 242.5041 | 30.313 | 0.023318 | 1 | 0.5 | 0 | 4.1373 | 0 | 4.1373
2007-08-18 23:00 | 8 | 18 | 23 | 230 | 5519 | 71.06 | 0 | 101.4357 | Cooling | 0 | 4 | 0 | 0 | 0 | 6 | 0 | 101.4357 | 4 | 126.7946 | 126.7946 | 0 | 6 | 0 | 12.6795 | 0.0048767 | 1 | 0.5 | 0 | 8.2745 | 0 | 8.2745 | 0 | 124.2588 | 15.5323 | 0.011948 | 1 | 0.5 | 0 | 4.1373 | 0 | 4.1373
2007-08-19 | 8 | 19 | 0 | 231 | 5520 | 69.98 | 0 | 141.0644 | Cooling | 0 | 4 | 0 | 0 | 0 | 6 | 0 | 141.0644 | 4 | 176.3305 | 176.3305 | 0 | 6 | 0 | 17.6331 | 0.0067819 | 1 | 0.5 | 0 | 8.2745 | 0 | 8.2745 | 0 | 172.8039 | 21.6005 | 0.016616 | 1 | 0.5 | 0 | 4.1373 | 0 | 4.1373
2007-08-19 01:00 | 8 | 19 | 1 | 231 | 5521 | 69.98 | 0 | 195.6024 | Cooling | 0 | 4 | 0 | 0 | 0 | 6 | 0 | 195.6024 | 4 | 244.503 | 244.503 | 0 | 6 | 0 | 24.4503 | 0.009404 | 1 | 0.5 | 0 | 8.2745 | 0 | 8.2745 | 0 | 239.6129 | 29.9516 | 0.02304 | 1 | 0.5 | 0 | 4.1373 | 0 | 4.1373
2007-08-19 02:00 | 8 | 19 | 2 | 231 | 5522 | 69.98 | 0 | 174.3611 | Cooling | 0 | 4 | 0 | 0 | 0 | 6 | 0 | 174.3611 | 4 | 217.9514 | 217.9514 | 0 | 6 | 0 | 21.7951 | 0.0083827 | 1 | 0.5 | 0 | 8.2745 | 0 | 8.2745 | 0 | 213.5923 | 26.699 | 0.020538 | 1 | 0.5 | 0 | 4.1373 | 0 | 4.1373
2007-08-19 03:00 | 8 | 19 | 3 | 231 | 5523 | 68 | 0 | 154.2488 | Cooling | 0 | 4 | 0 | 0 | 0 | 6 | 0 | 154.2488 | 4 | 192.811 | 192.811 | 0 | 6 | 0 | 19.2811 | 0.0074158 | 1 | 0.5 | 0 | 8.2745 | 0 | 8.2745 | 0 | 188.9548 | 23.6193 | 0.018169 | 1 | 0.5 | 0 | 4.1373 | 0 | 4.1373
2007-08-19 04:00 | 8 | 19 | 4 | 231 | 5524 | 69.98 | 0 | 134.2214 | Cooling | 0 | 4 | 0 | 0 | 0 | 6 | 0 | 134.2214 | 4 | 167.7767 | 167.7767 | 0 | 6 | 0 | 16.7777 | 0.006453 | 1 | 0.5 | 0 | 8.2745 | 0 | 8.2745 | 0 | 164.4212 | 20.5526 | 0.01581 | 1 | 0.5 | 0 | 4.1373 | 0 | 4.1373
2007-08-19 05:00 | 8 | 19 | 5 | 231 | 5525 | 69.98 | 0 | 124.3924 | Cooling | 0 | 4 | 0 | 0 | 0 | 6 | 0 | 124.3924 | 4 | 155.4904 | 155.4904 | 0 | 6 | 0 | 15.549 | 0.0059804 | 1 | 0.5 | 0 | 8.2745 | 0 | 8.2745 | 0 | 152.3806 | 19.0476 | 0.014652 | 1 | 0.5 | 0 | 4.1373 | 0 | 4.1373
2007-08-19 06:00 | 8 | 19 | 6 | 231 | 5526 | 68 | 120.9814 | 0 | Heating | 120.9814 | 4 | 96.7851 | 96.7851 | 0 | 6 | 0 | 0 | 4 | 0 | 0 | 0 | 6 | 0 | 19.357 | 0.007445 | 1 | 0.5 | 0 | 8.2745 | 0 | 8.2745 | 98.7603 | 0 | 5.6531 | 0.0043486 | 1 | 0.5 | 0 | 4.1373 | 0 | 4.1373
2007-08-19 07:00 | 8 | 19 | 7 | 231 | 5527 | 71.06 | 397.4949 | 0 | Heating | 397.4949 | 4 | 317.9959 | 317.9959 | 0 | 6 | 0 | 0 | 4 | 0 | 0 | 0 | 6 | 0 | 63.5992 | 0.024461 | 1 | 0.5 | 0 | 8.2745 | 0 | 8.2745 | 324.4856 | 0 | 18.5739 | 0.014288 | 1 | 0.5 | 0 | 4.1373 | 0 | 4.1373
2007-08-19 08:00 | 8 | 19 | 8 | 231 | 5528 | 71.06 | 0 | 547.0373 | Cooling | 0 | 4 | 0 | 0 | 0 | 6 | 0 | 547.0373 | 4 | 683.7967 | 683.7967 | 0 | 6 | 0 | 68.3797 | 0.0263 | 1 | 0.5 | 0 | 8.2745 | 0 | 8.2745 | 0 | 670.1207 | 83.7651 | 0.064435 | 1 | 0.5 | 0 | 4.1373 | 0 | 4.1373
2007-08-19 09:00 | 8 | 19 | 9 | 231 | 5529 | 75.2 | 0 | 967.594 | Cooling | 0 | 4 | 0 | 0 | 0 | 6 | 0 | 967.594 | 4 | 1209.4925 | 1209.4925 | 0 | 6 | 0 | 120.9492 | 0.046519 | 1 | 0.5 | 0 | 8.2745 | 0 | 8.2745 | 0 | 1185.3026 | 148.1628 | 0.11397 | 1 | 0.5 | 0 | 4.1373 | 0 | 4.1373
2007-08-19 10:00 | 8 | 19 | 10 | 231 | 5530 | 77 | 0 | 1255.1429 | Cooling | 0 | 4 | 0 | 0 | 0 | 6 | 0 | 1255.1429 | 4 | 1568.9286 | 1568.9286 | 0 | 6 | 0 | 156.8929 | 0.060343 | 1 | 0.5 | 0 | 8.2745 | 0 | 8.2745 | 0 | 1537.55 | 192.1938 | 0.14784 | 1 | 0.5 | 0 | 4.1373 | 0 | 4.1373
2007-08-19 11:00 | 8 | 19 | 11 | 231 | 5531 | 77 | 0 | 2073.1237 | Cooling | 0 | 4 | 0 | 0 | 0 | 6 | 0 | 2073.1237 | 4 | 2591.4046 | 2591.4046 | 0 | 6 | 0 | 259.1405 | 0.099669 | 1 | 0.5 | 0 | 8.2745 | 0 | 8.2745 | 0 | 2539.5765 | 317.4471 | 0.24419 | 1 | 0.5 | 0 | 4.1373 | 0 | 4.1373
2007-08-19 12:00 | 8 | 19 | 12 | 231 | 5532 | 82.94 | 0 | 2458.8297 | Cooling | 0 | 4 | 0 | 0 | 0 | 6 | 0 | 2458.8297 | 4 | 3073.5372 | 3073.5372 | 0 | 6 | 0 | 307.3537 | 0.11821 | 1 | 0.5 | 0 | 8.2745 | 0 | 8.2745 | 0 | 3012.0664 | 376.5083 | 0.28962 | 1 | 0.57924 | 0 | 5.8032 | 0 | 5.8032
2007-08-19 13:00 | 8 | 19 | 13 | 231 | 5533 | 82.94 | 0 | 2903.3711 | Cooling | 0 | 4 | 0 | 0 | 0 | 6 | 0 | 2903.3711 | 4 | 3629.2138 | 3629.2138 | 0 | 6 | 0 | 362.9214 | 0.13959 | 1 | 0.5 | 0 | 8.2745 | 0 | 8.2745 | 0 | 3556.6295 | 444.5787 | 0.34198 | 1 | 0.68397 | 0 | 8.5048 | 0 | 8.5048
2007-08-19 14:00 | 8 | 19 | 14 | 231 | 5534 | 82.94 | 0 | 3206.9724 | Cooling | 0 | 4 | 0 | 0 | 0 | 6 | 0 | 3206.9724 | 4 | 4008.7156 | 4008.7156 | 0 | 6 | 0 | 400.8716 | 0.15418 | 1 | 0.5 | 0 | 8.2745 | 0 | 8.2745 | 0 | 3928.5412 | 491.0677 | 0.37774 | 1 | 0.75549 | 0 | 10.6907 | 0 | 10.6907
2007-08-19 15:00 | 8 | 19 | 15 | 231 | 5535 | 75.2 | 0 | 3329.3795 | Cooling | 0 | 4 | 0 | 0 | 0 | 6 | 0 | 3329.3795 | 4 | 4161.7244 | 4161.7244 | 0 | 6 | 0 | 416.1724 | 0.16007 | 1 | 0.5 | 0 | 8.2745 | 0 | 8.2745 | 0 | 4078.4899 | 509.8112 | 0.39216 | 1 | 0.78432 | 0 | 11.6526 | 0 | 11.6526
2007-08-19 16:00 | 8 | 19 | 16 | 231 | 5536 | 75.2 | 0 | 3377.013 | Cooling | 0 | 4 | 0 | 0 | 0 | 6 | 0 | 3377.013 | 4 | 4221.2662 | 4221.2662 | 0 | 6 | 0 | 422.1266 | 0.16236 | 1 | 0.5 | 0 | 8.2745 | 0 | 8.2745 | 0 | 4136.8409 | 517.1051 | 0.39777 | 1 | 0.79555 | 0 | 12.0396 | 0 | 12.0396
2007-08-19 17:00 | 8 | 19 | 17 | 231 | 5537 | 78.08 | 0 | 3328.8165 | Cooling | 0 | 4 | 0 | 0 | 0 | 6 | 0 | 3328.8165 | 4 | 4161.0206 | 4161.0206 | 0 | 6 | 0 | 416.1021 | 0.16004 | 1 | 0.5 | 0 | 8.2745 | 0 | 8.2745 | 0 | 4077.8002 | 509.725 | 0.3921 | 1 | 0.78419 | 0 | 11.6481 | 0 | 11.6481
2007-08-19 18:00 | 8 | 19 | 18 | 231 | 5538 | 80.06 | 0 | 2888.331 | Cooling | 0 | 4 | 0 | 0 | 0 | 6 | 0 | 2888.331 | 4 | 3610.4138 | 3610.4138 | 0 | 6 | 0 | 361.0414 | 0.13886 | 1 | 0.5 | 0 | 8.2745 | 0 | 8.2745 | 0 | 3538.2055 | 442.2757 | 0.34021 | 1 | 0.68042 | 0 | 8.4038 | 0 | 8.4038
2007-08-19 19:00 | 8 | 19 | 19 | 231 | 5539 | 73.94 | 0 | 2439.0248 | Cooling | 0 | 4 | 0 | 0 | 0 | 6 | 0 | 2439.0248 | 4 | 3048.7809 | 3048.7809 | 0 | 6 | 0 | 304.8781 | 0.11726 | 1 | 0.5 | 0 | 8.2745 | 0 | 8.2745 | 0 | 2987.8053 | 373.4757 | 0.28729 | 1 | 0.57458 | 0 | 5.6962 | 0 | 5.6962
2007-08-19 20:00 | 8 | 19 | 20 | 231 | 5540 | 73.94 | 0 | 1817.8005 | Cooling | 0 | 4 | 0 | 0 | 0 | 6 | 0 | 1817.8005 | 4 | 2272.2507 | 2272.2507 | 0 | 6 | 0 | 227.2251 | 0.087394 | 1 | 0.5 | 0 | 8.2745 | 0 | 8.2745 | 0 | 2226.8056 | 278.3507 | 0.21412 | 1 | 0.5 | 0 | 4.1373 | 0 | 4.1373
2007-08-19 21:00 | 8 | 19 | 21 | 231 | 5541 | 71.06 | 0 | 1250.15 | Cooling | 0 | 4 | 0 | 0 | 0 | 6 | 0 | 1250.15 | 4 | 1562.6875 | 1562.6875 | 0 | 6 | 0 | 156.2687 | 0.060103 | 1 | 0.5 | 0 | 8.2745 | 0 | 8.2745 | 0 | 1531.4337 | 191.4292 | 0.14725 | 1 | 0.5 | 0 | 4.1373 | 0 | 4.1373
2007-08-19 22:00 | 8 | 19 | 22 | 231 | 5542 | 69.98 | 0 | 397.3348 | Cooling | 0 | 4 | 0 | 0 | 0 | 6 | 0 | 397.3348 | 4 | 496.6685 | 496.6685 | 0 | 6 | 0 | 49.6669 | 0.019103 | 1 | 0.5 | 0 | 8.2745 | 0 | 8.2745 | 0 | 486.7352 | 60.8419 | 0.046801 | 1 | 0.5 | 0 | 4.1373 | 0 | 4.1373
2007-08-19 23:00 | 8 | 19 | 23 | 231 | 5543 | 69.98 | 0 | 299.2499 | Cooling | 0 | 4 | 0 | 0 | 0 | 6 | 0 | 299.2499 | 4 | 374.0624 | 374.0624 | 0 | 6 | 0 | 37.4062 | 0.014387 | 1 | 0.5 | 0 | 8.2745 | 0 | 8.2745 | 0 | 366.5812 | 45.8226 | 0.035248 | 1 | 0.5 | 0 | 4.1373 | 0 | 4.1373
2007-08-20 | 8 | 20 | 0 | 232 | 5544 | 68 | 0 | 289.838 | Cooling | 0 | 4 | 0 | 0 | 0 | 6 | 0 | 289.838 | 4 | 362.2975 | 362.2975 | 0 | 6 | 0 | 36.2297 | 0.013935 | 1 | 0.5 | 0 | 8.2745 | 0 | 8.2745 | 0 | 355.0515 | 44.3814 | 0.03414 | 1 | 0.5 | 0 | 4.1373 | 0 | 4.1373
2007-08-20 01:00 | 8 | 20 | 1 | 232 | 5545 | 66.02 | 0 | 328.4789 | Cooling | 0 | 4 | 0 | 0 | 0 | 6 | 0 | 328.4789 | 4 | 410.5986 | 410.5986 | 0 | 6 | 0 | 41.0599 | 0.015792 | 1 | 0.5 | 0 | 8.2745 | 0 | 8.2745 | 0 | 402.3866 | 50.2983 | 0.038691 | 1 | 0.5 | 0 | 4.1373 | 0 | 4.1373
2007-08-20 02:00 | 8 | 20 | 2 | 232 | 5546 | 66.02 | 0 | 319.2847 | Cooling | 0 | 4 | 0 | 0 | 0 | 6 | 0 | 319.2847 | 4 | 399.1059 | 399.1059 | 0 | 6 | 0 | 39.9106 | 0.01535 | 1 | 0.5 | 0 | 8.2745 | 0 | 8.2745 | 0 | 391.1237 | 48.8905 | 0.037608 | 1 | 0.5 | 0 | 4.1373 | 0 | 4.1373
2007-08-20 03:00 | 8 | 20 | 3 | 232 | 5547 | 64.4 | 0 | 294.4984 | Cooling | 0 | 4 | 0 | 0 | 0 | 6 | 0 | 294.4984 | 4 | 368.123 | 368.123 | 0 | 6 | 0 | 36.8123 | 0.014159 | 1 | 0.5 | 0 | 8.2745 | 0 | 8.2745 | 0 | 360.7606 | 45.0951 | 0.034689 | 1 | 0.5 | 0 | 4.1373 | 0 | 4.1373
2007-08-20 04:00 | 8 | 20 | 4 | 232 | 5548 | 64.4 | 0 | 267.0965 | Cooling | 0 | 4 | 0 | 0 | 0 | 6 | 0 | 267.0965 | 4 | 333.8706 | 333.8706 | 0 | 6 | 0 | 33.3871 | 0.012841 | 1 | 0.5 | 0 | 8.2745 | 0 | 8.2745 | 0 | 327.1932 | 40.8992 | 0.031461 | 1 | 0.5 | 0 | 4.1373 | 0 | 4.1373
2007-08-20 05:00 | 8 | 20 | 5 | 232 | 5549 | 64.04 | 0 | 274.0447 | Cooling | 0 | 4 | 0 | 0 | 0 | 6 | 0 | 274.0447 | 4 | 342.5559 | 342.5559 | 0 | 6 | 0 | 34.2556 | 0.013175 | 1 | 0.5 | 0 | 8.2745 | 0 | 8.2745 | 0 | 335.7048 | 41.9631 | 0.032279 | 1 | 0.5 | 0 | 4.1373 | 0 | 4.1373
2007-08-20 06:00 | 8 | 20 | 6 | 232 | 5550 | 62.6 | 0 | 329.1008 | Cooling | 0 | 4 | 0 | 0 | 0 | 6 | 0 | 329.1008 | 4 | 411.376 | 411.376 | 0 | 6 | 0 | 41.1376 | 0.015822 | 1 | 0.5 | 0 | 8.2745 | 0 | 8.2745 | 0 | 403.1485 | 50.3936 | 0.038764 | 1 | 0.5 | 0 | 4.1373 | 0 | 4.1373
2007-08-20 07:00 | 8 | 20 | 7 | 232 | 5551 | 64.94 | 31.0849 | 0 | Heating | 31.0849 | 4 | 24.8679 | 24.8679 | 0 | 6 | 0 | 0 | 4 | 0 | 0 | 0 | 6 | 0 | 4.9736 | 0.0019129 | 1 | 0.5 | 0 | 8.2745 | 0 | 8.2745 | 25.3754 | 0 | 1.4525 | 0.0011173 | 1 | 0.5 | 0 | 4.1373 | 0 | 4.1373
2007-08-20 08:00 | 8 | 20 | 8 | 232 | 5552 | 64.94 | 0 | 718.2486 | Cooling | 0 | 4 | 0 | 0 | 0 | 6 | 0 | 718.2486 | 4 | 897.8107 | 897.8107 | 0 | 6 | 0 | 89.7811 | 0.034531 | 1 | 0.5 | 0 | 8.2745 | 0 | 8.2745 | 0 | 879.8545 | 109.9818 | 0.084601 | 1 | 0.5 | 0 | 4.1373 | 0 | 4.1373
2007-08-20 09:00 | 8 | 20 | 9 | 232 | 5553 | 73.04 | 0 | 946.9719 | Cooling | 0 | 4 | 0 | 0 | 0 | 6 | 0 | 946.9719 | 4 | 1183.7148 | 1183.7148 | 0 | 6 | 0 | 118.3715 | 0.045527 | 1 | 0.5 | 0 | 8.2745 | 0 | 8.2745 | 0 | 1160.0405 | 145.0051 | 0.11154 | 1 | 0.5 | 0 | 4.1373 | 0 | 4.1373
2007-08-20 10:00 | 8 | 20 | 10 | 232 | 5554 | 77 | 0 | 1459.2532 | Cooling | 0 | 4 | 0 | 0 | 0 | 6 | 0 | 1459.2532 | 4 | 1824.0665 | 1824.0665 | 0 | 6 | 0 | 182.4067 | 0.070156 | 1 | 0.5 | 0 | 8.2745 | 0 | 8.2745 | 0 | 1787.5852 | 223.4481 | 0.17188 | 1 | 0.5 | 0 | 4.1373 | 0 | 4.1373
2007-08-20 11:00 | 8 | 20 | 11 | 232 | 5555 | 77 | 0 | 1990.9947 | Cooling | 0 | 4 | 0 | 0 | 0 | 6 | 0 | 1990.9947 | 4 | 2488.7433 | 2488.7433 | 0 | 6 | 0 | 248.8743 | 0.095721 | 1 | 0.5 | 0 | 8.2745 | 0 | 8.2745 | 0 | 2438.9685 | 304.8711 | 0.23452 | 1 | 0.5 | 0 | 4.1373 | 0 | 4.1373
2007-08-20 12:00 | 8 | 20 | 12 | 232 | 5556 | 82.94 | 0 | 2348.0312 | Cooling | 0 | 4 | 0 | 0 | 0 | 6 | 0 | 2348.0312 | 4 | 2935.0389 | 2935.0389 | 0 | 6 | 0 | 293.5039 | 0.11289 | 1 | 0.5 | 0 | 8.2745 | 0 | 8.2745 | 0 | 2876.3382 | 359.5423 | 0.27657 | 1 | 0.55314 | 0 | 5.2192 | 0 | 5.2192
2007-08-20 13:00 | 8 | 20 | 13 | 232 | 5557 | 82.94 | 0 | 2636.2889 | Cooling | 0 | 4 | 0 | 0 | 0 | 6 | 0 | 2636.2889 | 4 | 3295.3611 | 3295.3611 | 0 | 6 | 0 | 329.5361 | 0.12674 | 1 | 0.5 | 0 | 8.2745 | 0 | 8.2745 | 0 | 3229.4538 | 403.6817 | 0.31052 | 1 | 0.62105 | 0 | 6.812 | 0 | 6.812
2007-08-20 14:00 | 8 | 20 | 14 | 232 | 5558 | 82.94 | 0 | 2932.7589 | Cooling | 0 | 4 | 0 | 0 | 0 | 6 | 0 | 2932.7589 | 4 | 3665.9487 | 3665.9487 | 0 | 6 | 0 | 366.5949 | 0.141 | 1 | 0.5 | 0 | 8.2745 | 0 | 8.2745 | 0 | 3592.6297 | 449.0787 | 0.34545 | 1 | 0.69089 | 0 | 8.7041 | 0 | 8.7041
2007-08-20 15:00 | 8 | 20 | 15 | 232 | 5559 | 84.92 | 0 | 3273.5157 | Cooling | 0 | 4 | 0 | 0 | 0 | 6 | 0 | 3273.5157 | 4 | 4091.8946 | 4091.8946 | 0 | 6 | 0 | 409.1895 | 0.15738 | 1 | 0.5 | 0 | 8.2745 | 0 | 8.2745 | 0 | 4010.0567 | 501.2571 | 0.38558 | 1 | 0.77116 | 0 | 11.2078 | 0 | 11.2078
2007-08-20 16:00 | 8 | 20 | 16 | 232 | 5560 | 84.92 | 0 | 3248.1365 | Cooling | 0 | 4 | 0 | 0 | 0 | 6 | 0 | 3248.1365 | 4 | 4060.1707 | 4060.1707 | 0 | 6 | 0 | 406.0171 | 0.15616 | 1 | 0.5 | 0 | 8.2745 | 0 | 8.2745 | 0 | 3978.9673 | 497.3709 | 0.38259 | 1 | 0.76519 | 0 | 11.009 | 0 | 11.009
2007-08-20 17:00 | 8 | 20 | 17 | 232 | 5561 | 84.92 | 0 | 3095.1272 | Cooling | 0 | 4 | 0 | 0 | 0 | 6 | 0 | 3095.1272 | 4 | 3868.9089 | 3868.9089 | 0 | 6 | 0 | 386.8909 | 0.1488 | 1 | 0.5 | 0 | 8.2745 | 0 | 8.2745 | 0 | 3791.5308 | 473.9413 | 0.36457 | 1 | 0.72914 | 0 | 9.8526 | 0 | 9.8526
2007-08-20 18:00 | 8 | 20 | 18 | 232 | 5562 | 82.94 | 0 | 2492.2597 | Cooling | 0 | 4 | 0 | 0 | 0 | 6 | 0 | 2492.2597 | 4 | 3115.3247 | 3115.3247 | 0 | 6 | 0 | 311.5325 | 0.11982 | 1 | 0.5 | 0 | 8.2745 | 0 | 8.2745 | 0 | 3053.0182 | 381.6273 | 0.29356 | 1 | 0.58712 | 0 | 5.9862 | 0 | 5.9862
2007-08-20 19:00 | 8 | 20 | 19 | 232 | 5563 | 82.04 | 0 | 1975.831 | Cooling | 0 | 4 | 0 | 0 | 0 | 6 | 0 | 1975.831 | 4 | 2469.7887 | 2469.7887 | 0 | 6 | 0 | 246.9789 | 0.094992 | 1 | 0.5 | 0 | 8.2745 | 0 | 8.2745 | 0 | 2420.3929 | 302.5491 | 0.23273 | 1 | 0.5 | 0 | 4.1373 | 0 | 4.1373
2007-08-20 20:00 | 8 | 20 | 20 | 232 | 5564 | 82.04 | 0 | 1475.1354 | Cooling | 0 | 4 | 0 | 0 | 0 | 6 | 0 | 1475.1354 | 4 | 1843.9192 | 1843.9192 | 0 | 6 | 0 | 184.3919 | 0.07092 | 1 | 0.5 | 0 | 8.2745 | 0 | 8.2745 | 0 | 1807.0408 | 225.8801 | 0.17375 | 1 | 0.5 | 0 | 4.1373 | 0 | 4.1373
2007-08-20 21:00 | 8 | 20 | 21 | 232 | 5565 | 80.96 | 0 | 604.424 | Cooling | 0 | 4 | 0 | 0 | 0 | 6 | 0 | 604.424 | 4 | 755.53 | 755.53 | 0 | 6 | 0 | 75.553 | 0.029059 | 1 | 0.5 | 0 | 8.2745 | 0 | 8.2745 | 0 | 740.4194 | 92.5524 | 0.071194 | 1 | 0.5 | 0 | 4.1373 | 0 | 4.1373
2007-08-20 22:00 | 8 | 20 | 22 | 232 | 5566 | 78.98 | 0 | 100.5007 | Cooling | 0 | 4 | 0 | 0 | 0 | 6 | 0 | 100.5007 | 4 | 125.6259 | 125.6259 | 0 | 6 | 0 | 12.5626 | 0.0048318 | 1 | 0.5 | 0 | 8.2745 | 0 | 8.2745 | 0 | 123.1133 | 15.3892 | 0.011838 | 1 | 0.5 | 0 | 4.1373 | 0 | 4.1373
2007-08-20 23:00 | 8 | 20 | 23 | 232 | 5567 | 78.98 | 0 | 60.3583 | Cooling | 0 | 4 | 0 | 0 | 0 | 6 | 0 | 60.3583 | 4 | 75.4479 | 75.4479 | 0 | 6 | 0 | 7.5448 | 0.0029018 | 1 | 0.5 | 0 | 8.2745 | 0 | 8.2745 | 0 | 73.939 | 9.2424 | 0.0071095 | 1 | 0.5 | 0 | 4.1373 | 0 | 4.1373
2007-08-21 | 8 | 21 | 0 | 233 | 5568 | 78.08 | 0 | 112.3064 | Cooling | 0 | 4 | 0 | 0 | 0 | 6 | 0 | 112.3064 | 4 | 140.383 | 140.383 | 0 | 6 | 0 | 14.0383 | 0.0053993 | 1 | 0.5 | 0 | 8.2745 | 0 | 8.2745 | 0 | 137.5753 | 17.1969 | 0.013228 | 1 | 0.5 | 0 | 4.1373 | 0 | 4.1373
2007-08-21 01:00 | 8 | 21 | 1 | 233 | 5569 | 77 | 0 | 189.6249 | Cooling | 0 | 4 | 0 | 0 | 0 | 6 | 0 | 189.6249 | 4 | 237.0312 | 237.0312 | 0 | 6 | 0 | 23.7031 | 0.0091166 | 1 | 0.5 | 0 | 8.2745 | 0 | 8.2745 | 0 | 232.2905 | 29.0363 | 0.022336 | 1 | 0.5 | 0 | 4.1373 | 0 | 4.1373
2007-08-21 02:00 | 8 | 21 | 2 | 233 | 5570 | 77 | 0 | 195.7617 | Cooling | 0 | 4 | 0 | 0 | 0 | 6 | 0 | 195.7617 | 4 | 244.7021 | 244.7021 | 0 | 6 | 0 | 24.4702 | 0.0094116 | 1 | 0.5 | 0 | 8.2745 | 0 | 8.2745 | 0 | 239.808 | 29.976 | 0.023058 | 1 | 0.5 | 0 | 4.1373 | 0 | 4.1373
2007-08-21 03:00 | 8 | 21 | 3 | 233 | 5571 | 77 | 0 | 197.9855 | Cooling | 0 | 4 | 0 | 0 | 0 | 6 | 0 | 197.9855 | 4 | 247.4819 | 247.4819 | 0 | 6 | 0 | 24.7482 | 0.0095185 | 1 | 0.5 | 0 | 8.2745 | 0 | 8.2745 | 0 | 242.5322 | 30.3165 | 0.02332 | 1 | 0.5 | 0 | 4.1373 | 0 | 4.1373
2007-08-21 04:00 | 8 | 21 | 4 | 233 | 5572 | 77 | 0 | 194.5932 | Cooling | 0 | 4 | 0 | 0 | 0 | 6 | 0 | 194.5932 | 4 | 243.2415 | 243.2415 | 0 | 6 | 0 | 24.3241 | 0.0093554 | 1 | 0.5 | 0 | 8.2745 | 0 | 8.2745 | 0 | 238.3767 | 29.7971 | 0.022921 | 1 | 0.5 | 0 | 4.1373 | 0 | 4.1373
2007-08-21 05:00 | 8 | 21 | 5 | 233 | 5573 | 77 | 0 | 194.2348 | Cooling | 0 | 4 | 0 | 0 | 0 | 6 | 0 | 194.2348 | 4 | 242.7935 | 242.7935 | 0 | 6 | 0 | 24.2793 | 0.0093382 | 1 | 0.5 | 0 | 8.2745 | 0 | 8.2745 | 0 | 237.9376 | 29.7422 | 0.022879 | 1 | 0.5 | 0 | 4.1373 | 0 | 4.1373
2007-08-21 06:00 | 8 | 21 | 6 | 233 | 5574 | 77 | 0 | 19.4795 | Cooling | 0 | 4 | 0 | 0 | 0 | 6 | 0 | 19.4795 | 4 | 24.3493 | 24.3493 | 0 | 6 | 0 | 2.4349 | 0.00093651 | 1 | 0.5 | 0 | 8.2745 | 0 | 8.2745 | 0 | 23.8624 | 2.9828 | 0.0022945 | 1 | 0.5 | 0 | 4.1373 | 0 | 4.1373
2007-08-21 07:00 | 8 | 21 | 7 | 233 | 5575 | 77 | 262.7543 | 0 | Heating | 262.7543 | 4 | 210.2034 | 210.2034 | 0 | 6 | 0 | 0 | 4 | 0 | 0 | 0 | 6 | 0 | 42.0407 | 0.016169 | 1 | 0.5 | 0 | 8.2745 | 0 | 8.2745 | 214.4933 | 0 | 12.2778 | 0.0094445 | 1 | 0.5 | 0 | 4.1373 | 0 | 4.1373
2007-08-21 08:00 | 8 | 21 | 8 | 233 | 5576 | 77 | 0 | 434.8621 | Cooling | 0 | 4 | 0 | 0 | 0 | 6 | 0 | 434.8621 | 4 | 543.5777 | 543.5777 | 0 | 6 | 0 | 54.3578 | 0.020907 | 1 | 0.5 | 0 | 8.2745 | 0 | 8.2745 | 0 | 532.7061 | 66.5883 | 0.051222 | 1 | 0.5 | 0 | 4.1373 | 0 | 4.1373
2007-08-21 09:00 | 8 | 21 | 9 | 233 | 5577 | 78.08 | 0 | 811.4766 | Cooling | 0 | 4 | 0 | 0 | 0 | 6 | 0 | 811.4766 | 4 | 1014.3457 | 1014.3457 | 0 | 6 | 0 | 101.4346 | 0.039013 | 1 | 0.5 | 0 | 8.2745 | 0 | 8.2745 | 0 | 994.0588 | 124.2574 | 0.095583 | 1 | 0.5 | 0 | 4.1373 | 0 | 4.1373
2007-08-21 10:00 | 8 | 21 | 10 | 233 | 5578 | 80.06 | 0 | 1104.7181 | Cooling | 0 | 4 | 0 | 0 | 0 | 6 | 0 | 1104.7181 | 4 | 1380.8976 | 1380.8976 | 0 | 6 | 0 | 138.0898 | 0.053111 | 1 | 0.5 | 0 | 8.2745 | 0 | 8.2745 | 0 | 1353.2796 | 169.16 | 0.13012 | 1 | 0.5 | 0 | 4.1373 | 0 | 4.1373
2007-08-21 11:00 | 8 | 21 | 11 | 233 | 5579 | 80.06 | 0 | 1860.4495 | Cooling | 0 | 4 | 0 | 0 | 0 | 6 | 0 | 1860.4495 | 4 | 2325.5618 | 2325.5618 | 0 | 6 | 0 | 232.5562 | 0.089445 | 1 | 0.5 | 0 | 8.2745 | 0 | 8.2745 | 0 | 2279.0506 | 284.8813 | 0.21914 | 1 | 0.5 | 0 | 4.1373 | 0 | 4.1373
2007-08-21 12:00 | 8 | 21 | 12 | 233 | 5580 | 82.4 | 0 | 2161.7138 | Cooling | 0 | 4 | 0 | 0 | 0 | 6 | 0 | 2161.7138 | 4 | 2702.1423 | 2702.1423 | 0 | 6 | 0 | 270.2142 | 0.10393 | 1 | 0.5 | 0 | 8.2745 | 0 | 8.2745 | 0 | 2648.0995 | 331.0124 | 0.25462 | 1 | 0.50925 | 0 | 4.3154 | 0 | 4.3154
2007-08-21 13:00 | 8 | 21 | 13 | 233 | 5581 | 69.8 | 0 | 2409.4829 | Cooling | 0 | 4 | 0 | 0 | 0 | 6 | 0 | 2409.4829 | 4 | 3011.8537 | 3011.8537 | 0 | 6 | 0 | 301.1854 | 0.11584 | 1 | 0.5 | 0 | 8.2745 | 0 | 8.2745 | 0 | 2951.6166 | 368.9521 | 0.28381 | 1 | 0.56762 | 0 | 5.5388 | 0 | 5.5388
2007-08-21 14:00 | 8 | 21 | 14 | 233 | 5582 | 71.06 | 0 | 2501.842 | Cooling | 0 | 4 | 0 | 0 | 0 | 6 | 0 | 2501.842 | 4 | 3127.3025 | 3127.3025 | 0 | 6 | 0 | 312.7303 | 0.12028 | 1 | 0.5 | 0 | 8.2745 | 0 | 8.2745 | 0 | 3064.7565 | 383.0946 | 0.29469 | 1 | 0.58938 | 0 | 6.0393 | 0 | 6.0393
2007-08-21 15:00 | 8 | 21 | 15 | 233 | 5583 | 71.96 | 0 | 2560.6246 | Cooling | 0 | 4 | 0 | 0 | 0 | 6 | 0 | 2560.6246 | 4 | 3200.7808 | 3200.7808 | 0 | 6 | 0 | 320.0781 | 0.12311 | 1 | 0.5 | 0 | 8.2745 | 0 | 8.2745 | 0 | 3136.7652 | 392.0956 | 0.30161 | 1 | 0.60322 | 0 | 6.3707 | 0 | 6.3707
2007-08-21 16:00 | 8 | 21 | 16 | 233 | 5584 | 71.96 | 0 | 2591.2664 | Cooling | 0 | 4 | 0 | 0 | 0 | 6 | 0 | 2591.2664 | 4 | 3239.083 | 3239.083 | 0 | 6 | 0 | 323.9083 | 0.12458 | 1 | 0.5 | 0 | 8.2745 | 0 | 8.2745 | 0 | 3174.3013 | 396.7877 | 0.30522 | 1 | 0.61044 | 0 | 6.5474 | 0 | 6.5474
2007-08-21 17:00 | 8 | 21 | 17 | 233 | 5585 | 71.96 | 0 | 2476.6291 | Cooling | 0 | 4 | 0 | 0 | 0 | 6 | 0 | 2476.6291 | 4 | 3095.7864 | 3095.7864 | 0 | 6 | 0 | 309.5786 | 0.11907 | 1 | 0.5 | 0 | 8.2745 | 0 | 8.2745 | 0 | 3033.8706 | 379.2338 | 0.29172 | 1 | 0.58344 | 0 | 5.9002 | 0 | 5.9002
2007-08-21 18:00 | 8 | 21 | 18 | 233 | 5586 | 73.04 | 0 | 1997.2799 | Cooling | 0 | 4 | 0 | 0 | 0 | 6 | 0 | 1997.2799 | 4 | 2496.5999 | 2496.5999 | 0 | 6 | 0 | 249.66 | 0.096023 | 1 | 0.5 | 0 | 8.2745 | 0 | 8.2745 | 0 | 2446.6679 | 305.8335 | 0.23526 | 1 | 0.5 | 0 | 4.1373 | 0 | 4.1373
2007-08-21 19:00 | 8 | 21 | 19 | 233 | 5587 | 73.04 | 0 | 1513.3478 | Cooling | 0 | 4 | 0 | 0 | 0 | 6 | 0 | 1513.3478 | 4 | 1891.6848 | 1891.6848 | 0 | 6 | 0 | 189.1685 | 0.072757 | 1 | 0.5 | 0 | 8.2745 | 0 | 8.2745 | 0 | 1853.8511 | 231.7314 | 0.17825 | 1 | 0.5 | 0 | 4.1373 | 0 | 4.1373
2007-08-21 20:00 | 8 | 21 | 20 | 233 | 5588 | 73.04 | 0 | 969.5218 | Cooling | 0 | 4 | 0 | 0 | 0 | 6 | 0 | 969.5218 | 4 | 1211.9023 | 1211.9023 | 0 | 6 | 0 | 121.1902 | 0.046612 | 1 | 0.5 | 0 | 8.2745 | 0 | 8.2745 | 0 | 1187.6642 | 148.458 | 0.1142 | 1 | 0.5 | 0 | 4.1373 | 0 | 4.1373
2007-08-21 21:00 | 8 | 21 | 21 | 233 | 5589 | 71.6 | 0 | 637.8367 | Cooling | 0 | 4 | 0 | 0 | 0 | 6 | 0 | 637.8367 | 4 | 797.2959 | 797.2959 | 0 | 6 | 0 | 79.7296 | 0.030665 | 1 | 0.5 | 0 | 8.2745 | 0 | 8.2745 | 0 | 781.35 | 97.6687 | 0.07513 | 1 | 0.5 | 0 | 4.1373 | 0 | 4.1373
2007-08-21 22:00 | 8 | 21 | 22 | 233 | 5590 | 73.4 | 0 | 146.1285 | Cooling | 0 | 4 | 0 | 0 | 0 | 6 | 0 | 146.1285 | 4 | 182.6606 | 182.6606 | 0 | 6 | 0 | 18.2661 | 0.0070254 | 1 | 0.5 | 0 | 8.2745 | 0 | 8.2745 | 0 | 179.0074 | 22.3759 | 0.017212 | 1 | 0.5 | 0 | 4.1373 | 0 | 4.1373
2007-08-21 23:00 | 8 | 21 | 23 | 233 | 5591 | 71.96 | 0 | 54.5632 | Cooling | 0 | 4 | 0 | 0 | 0 | 6 | 0 | 54.5632 | 4 | 68.2039 | 68.2039 | 0 | 6 | 0 | 6.8204 | 0.0026232 | 1 | 0.5 | 0 | 8.2745 | 0 | 8.2745 | 0 | 66.8399 | 8.355 | 0.0064269 | 1 | 0.5 | 0 | 4.1373 | 0 | 4.1373
2007-08-22 | 8 | 22 | 0 | 234 | 5592 | 71.6 | 0 | 121.868 | Cooling | 0 | 4 | 0 | 0 | 0 | 6 | 0 | 121.868 | 4 | 152.335 | 152.335 | 0 | 6 | 0 | 15.2335 | 0.005859 | 1 | 0.5 | 0 | 8.2745 | 0 | 8.2745 | 0 | 149.2883 | 18.661 | 0.014355 | 1 | 0.5 | 0 | 4.1373 | 0 | 4.1373
2007-08-22 01:00 | 8 | 22 | 1 | 234 | 5593 | 71.6 | 0 | 194.5025 | Cooling | 0 | 4 | 0 | 0 | 0 | 6 | 0 | 194.5025 | 4 | 243.1282 | 243.1282 | 0 | 6 | 0 | 24.3128 | 0.0093511 | 1 | 0.5 | 0 | 8.2745 | 0 | 8.2745 | 0 | 238.2656 | 29.7832 | 0.02291 | 1 | 0.5 | 0 | 4.1373 | 0 | 4.1373
2007-08-22 02:00 | 8 | 22 | 2 | 234 | 5594 | 71.96 | 0 | 196.0133 | Cooling | 0 | 4 | 0 | 0 | 0 | 6 | 0 | 196.0133 | 4 | 245.0167 | 245.0167 | 0 | 6 | 0 | 24.5017 | 0.0094237 | 1 | 0.5 | 0 | 8.2745 | 0 | 8.2745 | 0 | 240.1163 | 30.0145 | 0.023088 | 1 | 0.5 | 0 | 4.1373 | 0 | 4.1373
2007-08-22 03:00 | 8 | 22 | 3 | 234 | 5595 | 71.6 | 0 | 194.0704 | Cooling | 0 | 4 | 0 | 0 | 0 | 6 | 0 | 194.0704 | 4 | 242.588 | 242.588 | 0 | 6 | 0 | 24.2588 | 0.0093303 | 1 | 0.5 | 0 | 8.2745 | 0 | 8.2745 | 0 | 237.7362 | 29.717 | 0.022859 | 1 | 0.5 | 0 | 4.1373 | 0 | 4.1373
2007-08-22 04:00 | 8 | 22 | 4 | 234 | 5596 | 71.6 | 0 | 181.0881 | Cooling | 0 | 4 | 0 | 0 | 0 | 6 | 0 | 181.0881 | 4 | 226.3601 | 226.3601 | 0 | 6 | 0 | 22.636 | 0.0087062 | 1 | 0.5 | 0 | 8.2745 | 0 | 8.2745 | 0 | 221.8329 | 27.7291 | 0.02133 | 1 | 0.5 | 0 | 4.1373 | 0 | 4.1373
2007-08-22 05:00 | 8 | 22 | 5 | 234 | 5597 | 71.06 | 0 | 181.9752 | Cooling | 0 | 4 | 0 | 0 | 0 | 6 | 0 | 181.9752 | 4 | 227.469 | 227.469 | 0 | 6 | 0 | 22.7469 | 0.0087488 | 1 | 0.5 | 0 | 8.2745 | 0 | 8.2745 | 0 | 222.9196 | 27.865 | 0.021435 | 1 | 0.5 | 0 | 4.1373 | 0 | 4.1373
2007-08-22 06:00 | 8 | 22 | 6 | 234 | 5598 | 69.8 | 0 | 28.9411 | Cooling | 0 | 4 | 0 | 0 | 0 | 6 | 0 | 28.9411 | 4 | 36.1764 | 36.1764 | 0 | 6 | 0 | 3.6176 | 0.0013914 | 1 | 0.5 | 0 | 8.2745 | 0 | 8.2745 | 0 | 35.4529 | 4.4316 | 0.0034089 | 1 | 0.5 | 0 | 4.1373 | 0 | 4.1373
2007-08-22 07:00 | 8 | 22 | 7 | 234 | 5599 | 71.06 | 289.9879 | 0 | Heating | 289.9879 | 4 | 231.9904 | 231.9904 | 0 | 6 | 0 | 0 | 4 | 0 | 0 | 0 | 6 | 0 | 46.3981 | 0.017845 | 1 | 0.5 | 0 | 8.2745 | 0 | 8.2745 | 236.7249 | 0 | 13.5504 | 0.010423 | 1 | 0.5 | 0 | 4.1373 | 0 | 4.1373
2007-08-22 08:00 | 8 | 22 | 8 | 234 | 5600 | 71.06 | 0 | 243.2418 | Cooling | 0 | 4 | 0 | 0 | 0 | 6 | 0 | 243.2418 | 4 | 304.0522 | 304.0522 | 0 | 6 | 0 | 30.4052 | 0.011694 | 1 | 0.5 | 0 | 8.2745 | 0 | 8.2745 | 0 | 297.9712 | 37.2464 | 0.028651 | 1 | 0.5 | 0 | 4.1373 | 0 | 4.1373
2007-08-22 09:00 | 8 | 22 | 9 | 234 | 5601 | 71.96 | 0 | 496.9038 | Cooling | 0 | 4 | 0 | 0 | 0 | 6 | 0 | 496.9038 | 4 | 621.1298 | 621.1298 | 0 | 6 | 0 | 62.113 | 0.02389 | 1 | 0.5 | 0 | 8.2745 | 0 | 8.2745 | 0 | 608.7072 | 76.0884 | 0.05853 | 1 | 0.5 | 0 | 4.1373 | 0 | 4.1373
2007-08-22 10:00 | 8 | 22 | 10 | 234 | 5602 | 73.04 | 0 | 752.6927 | Cooling | 0 | 4 | 0 | 0 | 0 | 6 | 0 | 752.6927 | 4 | 940.8658 | 940.8658 | 0 | 6 | 0 | 94.0866 | 0.036187 | 1 | 0.5 | 0 | 8.2745 | 0 | 8.2745 | 0 | 922.0485 | 115.2561 | 0.088659 | 1 | 0.5 | 0 | 4.1373 | 0 | 4.1373
2007-08-22 11:00 | 8 | 22 | 11 | 234 | 5603 | 73.04 | 0 | 1409.599 | Cooling | 0 | 4 | 0 | 0 | 0 | 6 | 0 | 1409.599 | 4 | 1761.9988 | 1761.9988 | 0 | 6 | 0 | 176.1999 | 0.067769 | 1 | 0.5 | 0 | 8.2745 | 0 | 8.2745 | 0 | 1726.7588 | 215.8448 | 0.16603 | 1 | 0.5 | 0 | 4.1373 | 0 | 4.1373
2007-08-22 12:00 | 8 | 22 | 12 | 234 | 5604 | 73.04 | 0 | 2025.7485 | Cooling | 0 | 4 | 0 | 0 | 0 | 6 | 0 | 2025.7485 | 4 | 2532.1857 | 2532.1857 | 0 | 6 | 0 | 253.2186 | 0.097392 | 1 | 0.5 | 0 | 8.2745 | 0 | 8.2745 | 0 | 2481.542 | 310.1927 | 0.23861 | 1 | 0.5 | 0 | 4.1373 | 0 | 4.1373
2007-08-22 13:00 | 8 | 22 | 13 | 234 | 5605 | 73.4 | 0 | 2190.7298 | Cooling | 0 | 4 | 0 | 0 | 0 | 6 | 0 | 2190.7298 | 4 | 2738.4123 | 2738.4123 | 0 | 6 | 0 | 273.8412 | 0.10532 | 1 | 0.5 | 0 | 8.2745 | 0 | 8.2745 | 0 | 2683.6441 | 335.4555 | 0.25804 | 1 | 0.51609 | 0 | 4.4498 | 0 | 4.4498
2007-08-22 14:00 | 8 | 22 | 14 | 234 | 5606 | 73.94 | 0 | 2275.0817 | Cooling | 0 | 4 | 0 | 0 | 0 | 6 | 0 | 2275.0817 | 4 | 2843.8521 | 2843.8521 | 0 | 6 | 0 | 284.3852 | 0.10938 | 1 | 0.5 | 0 | 8.2745 | 0 | 8.2745 | 0 | 2786.9751 | 348.3719 | 0.26798 | 1 | 0.53596 | 0 | 4.8538 | 0 | 4.8538
2007-08-22 15:00 | 8 | 22 | 15 | 234 | 5607 | 78.98 | 0 | 2392.4618 | Cooling | 0 | 4 | 0 | 0 | 0 | 6 | 0 | 2392.4618 | 4 | 2990.5772 | 2990.5772 | 0 | 6 | 0 | 299.0577 | 0.11502 | 1 | 0.5 | 0 | 8.2745 | 0 | 8.2745 | 0 | 2930.7657 | 366.3457 | 0.2818 | 1 | 0.56361 | 0 | 5.4492 | 0 | 5.4492
2007-08-22 16:00 | 8 | 22 | 16 | 234 | 5608 | 78.8 | 0 | 2406.38 | Cooling | 0 | 4 | 0 | 0 | 0 | 6 | 0 | 2406.38 | 4 | 3007.975 | 3007.975 | 0 | 6 | 0 | 300.7975 | 0.11569 | 1 | 0.5 | 0 | 8.2745 | 0 | 8.2745 | 0 | 2947.8155 | 368.4769 | 0.28344 | 1 | 0.56689 | 0 | 5.5224 | 0 | 5.5224
2007-08-22 17:00 | 8 | 22 | 17 | 234 | 5609 | 78.08 | 0 | 2336.3116 | Cooling | 0 | 4 | 0 | 0 | 0 | 6 | 0 | 2336.3116 | 4 | 2920.3895 | 2920.3895 | 0 | 6 | 0 | 292.0389 | 0.11232 | 1 | 0.5 | 0 | 8.2745 | 0 | 8.2745 | 0 | 2861.9817 | 357.7477 | 0.27519 | 1 | 0.55038 | 0 | 5.1595 | 0 | 5.1595
2007-08-22 18:00 | 8 | 22 | 18 | 234 | 5610 | 78.08 | 0 | 1864.7688 | Cooling | 0 | 4 | 0 | 0 | 0 | 6 | 0 | 1864.7688 | 4 | 2330.961 | 2330.961 | 0 | 6 | 0 | 233.0961 | 0.089652 | 1 | 0.5 | 0 | 8.2745 | 0 | 8.2745 | 0 | 2284.3417 | 285.5427 | 0.21965 | 1 | 0.5 | 0 | 4.1373 | 0 | 4.1373
2007-08-22 19:00 | 8 | 22 | 19 | 234 | 5611 | 77 | 0 | 1222.962 | Cooling | 0 | 4 | 0 | 0 | 0 | 6 | 0 | 1222.962 | 4 | 1528.7026 | 1528.7026 | 0 | 6 | 0 | 152.8703 | 0.058796 | 1 | 0.5 | 0 | 8.2745 | 0 | 8.2745 | 0 | 1498.1285 | 187.2661 | 0.14405 | 1 | 0.5 | 0 | 4.1373 | 0 | 4.1373
2007-08-22 20:00 | 8 | 22 | 20 | 234 | 5612 | 73.04 | 0 | 699.4314 | Cooling | 0 | 4 | 0 | 0 | 0 | 6 | 0 | 699.4314 | 4 | 874.2893 | 874.2893 | 0 | 6 | 0 | 87.4289 | 0.033627 | 1 | 0.5 | 0 | 8.2745 | 0 | 8.2745 | 0 | 856.8035 | 107.1004 | 0.082385 | 1 | 0.5 | 0 | 4.1373 | 0 | 4.1373
2007-08-22 21:00 | 8 | 22 | 21 | 234 | 5613 | 71.96 | 0 | 344.8608 | Cooling | 0 | 4 | 0 | 0 | 0 | 6 | 0 | 344.8608 | 4 | 431.0759 | 431.0759 | 0 | 6 | 0 | 43.1076 | 0.01658 | 1 | 0.5 | 0 | 8.2745 | 0 | 8.2745 | 0 | 422.4544 | 52.8068 | 0.040621 | 1 | 0.5 | 0 | 4.1373 | 0 | 4.1373
2007-08-22 22:00 | 8 | 22 | 22 | 234 | 5614 | 71.06 | 0 | 64.1715 | Cooling | 0 | 4 | 0 | 0 | 0 | 6 | 0 | 64.1715 | 4 | 80.2144 | 80.2144 | 0 | 6 | 0 | 8.0214 | 0.0030852 | 1 | 0.5 | 0 | 8.2745 | 0 | 8.2745 | 0 | 78.6101 | 9.8263 | 0.0075587 | 1 | 0.5 | 0 | 4.1373 | 0 | 4.1373
2007-08-22 23:00 | 8 | 22 | 23 | 234 | 5615 | 71.06 | 0 | 13.2444 | Cooling | 0 | 4 | 0 | 0 | 0 | 6 | 0 | 13.2444 | 4 | 16.5554 | 16.5554 | 0 | 6 | 0 | 1.6555 | 0.00063675 | 1 | 0.5 | 0 | 8.2745 | 0 | 8.2745 | 0 | 16.2243 | 2.028 | 0.00156 | 1 | 0.5 | 0 | 4.1373 | 0 | 4.1373
2007-08-23 | 8 | 23 | 0 | 235 | 5616 | 71.6 | 0 | 79.3471 | Cooling | 0 | 4 | 0 | 0 | 0 | 6 | 0 | 79.3471 | 4 | 99.1839 | 99.1839 | 0 | 6 | 0 | 9.9184 | 0.0038148 | 1 | 0.5 | 0 | 8.2745 | 0 | 8.2745 | 0 | 97.2002 | 12.15 | 0.0093462 | 1 | 0.5 | 0 | 4.1373 | 0 | 4.1373
2007-08-23 01:00 | 8 | 23 | 1 | 235 | 5617 | 71.6 | 0 | 143.3415 | Cooling | 0 | 4 | 0 | 0 | 0 | 6 | 0 | 143.3415 | 4 | 179.1769 | 179.1769 | 0 | 6 | 0 | 17.9177 | 0.0068914 | 1 | 0.5 | 0 | 8.2745 | 0 | 8.2745 | 0 | 175.5934 | 21.9492 | 0.016884 | 1 | 0.5 | 0 | 4.1373 | 0 | 4.1373
2007-08-23 02:00 | 8 | 23 | 2 | 235 | 5618 | 71.06 | 0 | 129.6021 | Cooling | 0 | 4 | 0 | 0 | 0 | 6 | 0 | 129.6021 | 4 | 162.0026 | 162.0026 | 0 | 6 | 0 | 16.2003 | 0.0062309 | 1 | 0.5 | 0 | 8.2745 | 0 | 8.2745 | 0 | 158.7625 | 19.8453 | 0.015266 | 1 | 0.5 | 0 | 4.1373 | 0 | 4.1373
2007-08-23 03:00 | 8 | 23 | 3 | 235 | 5619 | 71.6 | 0 | 110.3405 | Cooling | 0 | 4 | 0 | 0 | 0 | 6 | 0 | 110.3405 | 4 | 137.9256 | 137.9256 | 0 | 6 | 0 | 13.7926 | 0.0053048 | 1 | 0.5 | 0 | 8.2745 | 0 | 8.2745 | 0 | 135.1671 | 16.8959 | 0.012997 | 1 | 0.5 | 0 | 4.1373 | 0 | 4.1373
2007-08-23 04:00 | 8 | 23 | 4 | 235 | 5620 | 71.6 | 0 | 77.9178 | Cooling | 0 | 4 | 0 | 0 | 0 | 6 | 0 | 77.9178 | 4 | 97.3973 | 97.3973 | 0 | 6 | 0 | 9.7397 | 0.003746 | 1 | 0.5 | 0 | 8.2745 | 0 | 8.2745 | 0 | 95.4493 | 11.9312 | 0.0091778 | 1 | 0.5 | 0 | 4.1373 | 0 | 4.1373
2007-08-23 05:00 | 8 | 23 | 5 | 235 | 5621 | 71.06 | 6.5637 | 0 | Heating | 6.5637 | 4 | 5.2509 | 5.2509 | 0 | 6 | 0 | 0 | 4 | 0 | 0 | 0 | 6 | 0 | 1.0502 | 0.00040392 | 1 | 0.5 | 0 | 8.2745 | 0 | 8.2745 | 5.3581 | 0 | 0.3067 | 0.00023592 | 1 | 0.5 | 0 | 4.1373 | 0 | 4.1373
2007-08-23 06:00 | 8 | 23 | 6 | 235 | 5622 | 71.06 | 770.0138 | 0 | Heating | 770.0138 | 4 | 616.011 | 616.011 | 0 | 6 | 0 | 0 | 4 | 0 | 0 | 0 | 6 | 0 | 123.2022 | 0.047385 | 1 | 0.5 | 0 | 8.2745 | 0 | 8.2745 | 628.5827 | 0 | 35.9807 | 0.027677 | 1 | 0.5 | 0 | 4.1373 | 0 | 4.1373
2007-08-23 07:00 | 8 | 23 | 7 | 235 | 5623 | 71.6 | 719.4875 | 0 | Heating | 719.4875 | 4 | 575.59 | 575.59 | 0 | 6 | 0 | 0 | 4 | 0 | 0 | 0 | 6 | 0 | 115.118 | 0.044276 | 1 | 0.5 | 0 | 8.2745 | 0 | 8.2745 | 587.3367 | 0 | 33.6197 | 0.025861 | 1 | 0.5 | 0 | 4.1373 | 0 | 4.1373
2007-08-23 08:00 | 8 | 23 | 8 | 235 | 5624 | 69.98 | 328.0713 | 0 | Heating | 328.0713 | 4 | 262.4571 | 262.4571 | 0 | 6 | 0 | 0 | 4 | 0 | 0 | 0 | 6 | 0 | 52.4914 | 0.020189 | 1 | 0.5 | 0 | 8.2745 | 0 | 8.2745 | 267.8133 | 0 | 15.3299 | 0.011792 | 1 | 0.5 | 0 | 4.1373 | 0 | 4.1373
2007-08-23 09:00 | 8 | 23 | 9 | 235 | 5625 | 71.96 | 0 | 255.5024 | Cooling | 0 | 4 | 0 | 0 | 0 | 6 | 0 | 255.5024 | 4 | 319.378 | 319.378 | 0 | 6 | 0 | 31.9378 | 0.012284 | 1 | 0.5 | 0 | 8.2745 | 0 | 8.2745 | 0 | 312.9904 | 39.1238 | 0.030095 | 1 | 0.5 | 0 | 4.1373 | 0 | 4.1373
2007-08-23 10:00 | 8 | 23 | 10 | 235 | 5626 | 75.02 | 0 | 777.5176 | Cooling | 0 | 4 | 0 | 0 | 0 | 6 | 0 | 777.5176 | 4 | 971.897 | 971.897 | 0 | 6 | 0 | 97.1897 | 0.037381 | 1 | 0.5 | 0 | 8.2745 | 0 | 8.2745 | 0 | 952.4591 | 119.0574 | 0.091583 | 1 | 0.5 | 0 | 4.1373 | 0 | 4.1373
2007-08-23 11:00 | 8 | 23 | 11 | 235 | 5627 | 75.02 | 0 | 1613.7468 | Cooling | 0 | 4 | 0 | 0 | 0 | 6 | 0 | 1613.7468 | 4 | 2017.1835 | 2017.1835 | 0 | 6 | 0 | 201.7183 | 0.077584 | 1 | 0.5 | 0 | 8.2745 | 0 | 8.2745 | 0 | 1976.8398 | 247.105 | 0.19008 | 1 | 0.5 | 0 | 4.1373 | 0 | 4.1373
2007-08-23 12:00 | 8 | 23 | 12 | 235 | 5628 | 75.92 | 0 | 1986.5938 | Cooling | 0 | 4 | 0 | 0 | 0 | 6 | 0 | 1986.5938 | 4 | 2483.2422 | 2483.2422 | 0 | 6 | 0 | 248.3242 | 0.095509 | 1 | 0.5 | 0 | 8.2745 | 0 | 8.2745 | 0 | 2433.5774 | 304.1972 | 0.234 | 1 | 0.5 | 0 | 4.1373 | 0 | 4.1373
2007-08-23 13:00 | 8 | 23 | 13 | 235 | 5629 | 77 | 0 | 2312.3475 | Cooling | 0 | 4 | 0 | 0 | 0 | 6 | 0 | 2312.3475 | 4 | 2890.4344 | 2890.4344 | 0 | 6 | 0 | 289.0434 | 0.11117 | 1 | 0.5 | 0 | 8.2745 | 0 | 8.2745 | 0 | 2832.6257 | 354.0782 | 0.27237 | 1 | 0.54474 | 0 | 5.0386 | 0 | 5.0386
2007-08-23 14:00 | 8 | 23 | 14 | 235 | 5630 | 77 | 0 | 2539.7586 | Cooling | 0 | 4 | 0 | 0 | 0 | 6 | 0 | 2539.7586 | 4 | 3174.6983 | 3174.6983 | 0 | 6 | 0 | 317.4698 | 0.1221 | 1 | 0.5 | 0 | 8.2745 | 0 | 8.2745 | 0 | 3111.2043 | 388.9005 | 0.29915 | 1 | 0.59831 | 0 | 6.2519 | 0 | 6.2519
2007-08-23 15:00 | 8 | 23 | 15 | 235 | 5631 | 80.6 | 0 | 2791.3853 | Cooling | 0 | 4 | 0 | 0 | 0 | 6 | 0 | 2791.3853 | 4 | 3489.2316 | 3489.2316 | 0 | 6 | 0 | 348.9232 | 0.1342 | 1 | 0.5 | 0 | 8.2745 | 0 | 8.2745 | 0 | 3419.4469 | 427.4309 | 0.32879 | 1 | 0.65759 | 0 | 7.7692 | 0 | 7.7692
2007-08-23 16:00 | 8 | 23 | 16 | 235 | 5632 | 78.98 | 0 | 2816.2733 | Cooling | 0 | 4 | 0 | 0 | 0 | 6 | 0 | 2816.2733 | 4 | 3520.3416 | 3520.3416 | 0 | 6 | 0 | 352.0342 | 0.1354 | 1 | 0.5 | 0 | 8.2745 | 0 | 8.2745 | 0 | 3449.9347 | 431.2418 | 0.33172 | 1 | 0.66345 | 0 | 7.9294 | 0 | 7.9294
2007-08-23 17:00 | 8 | 23 | 17 | 235 | 5633 | 78.98 | 0 | 2616.3872 | Cooling | 0 | 4 | 0 | 0 | 0 | 6 | 0 | 2616.3872 | 4 | 3270.484 | 3270.484 | 0 | 6 | 0 | 327.0484 | 0.12579 | 1 | 0.5 | 0 | 8.2745 | 0 | 8.2745 | 0 | 3205.0743 | 400.6343 | 0.30818 | 1 | 0.61636 | 0 | 6.6943 | 0 | 6.6943
2007-08-23 18:00 | 8 | 23 | 18 | 235 | 5634 | 77 | 0 | 2154.1514 | Cooling | 0 | 4 | 0 | 0 | 0 | 6 | 0 | 2154.1514 | 4 | 2692.6892 | 2692.6892 | 0 | 6 | 0 | 269.2689 | 0.10356 | 1 | 0.5 | 0 | 8.2745 | 0 | 8.2745 | 0 | 2638.8354 | 329.8544 | 0.25373 | 1 | 0.50747 | 0 | 4.2808 | 0 | 4.2808
2007-08-23 19:00 | 8 | 23 | 19 | 235 | 5635 | 71.06 | 0 | 1322.2262 | Cooling | 0 | 4 | 0 | 0 | 0 | 6 | 0 | 1322.2262 | 4 | 1652.7827 | 1652.7827 | 0 | 6 | 0 | 165.2783 | 0.063569 | 1 | 0.5 | 0 | 8.2745 | 0 | 8.2745 | 0 | 1619.7271 | 202.4659 | 0.15574 | 1 | 0.5 | 0 | 4.1373 | 0 | 4.1373
2007-08-23 20:00 | 8 | 23 | 20 | 235 | 5636 | 71.06 | 0 | 461.8265 | Cooling | 0 | 4 | 0 | 0 | 0 | 6 | 0 | 461.8265 | 4 | 577.2831 | 577.2831 | 0 | 6 | 0 | 57.7283 | 0.022203 | 1 | 0.5 | 0 | 8.2745 | 0 | 8.2745 | 0 | 565.7375 | 70.7172 | 0.054398 | 1 | 0.5 | 0 | 4.1373 | 0 | 4.1373
2007-08-23 21:00 | 8 | 23 | 21 | 235 | 5637 | 69.8 | 0 | 263.073 | Cooling | 0 | 4 | 0 | 0 | 0 | 6 | 0 | 263.073 | 4 | 328.8412 | 328.8412 | 0 | 6 | 0 | 32.8841 | 0.012648 | 1 | 0.5 | 0 | 8.2745 | 0 | 8.2745 | 0 | 322.2644 | 40.2831 | 0.030987 | 1 | 0.5 | 0 | 4.1373 | 0 | 4.1373
2007-08-23 22:00 | 8 | 23 | 22 | 235 | 5638 | 68 | 6.4104 | 0 | Heating | 6.4104 | 4 | 5.1283 | 5.1283 | 0 | 6 | 0 | 0 | 4 | 0 | 0 | 0 | 6 | 0 | 1.0257 | 0.00039449 | 1 | 0.5 | 0 | 8.2745 | 0 | 8.2745 | 5.233 | 0 | 0.29954 | 0.00023042 | 1 | 0.5 | 0 | 4.1373 | 0 | 4.1373
2007-08-23 23:00 | 8 | 23 | 23 | 235 | 5639 | 68 | 32.3199 | 0 | Heating | 32.3199 | 4 | 25.8559 | 25.8559 | 0 | 6 | 0 | 0 | 4 | 0 | 0 | 0 | 6 | 0 | 5.1712 | 0.0019889 | 1 | 0.5 | 0 | 8.2745 | 0 | 8.2745 | 26.3836 | 0 | 1.5102 | 0.0011617 | 1 | 0.5 | 0 | 4.1373 | 0 | 4.1373
2007-08-24 | 8 | 24 | 0 | 236 | 5640 | 66.2 | 0 | 38.6272 | Cooling | 0 | 4 | 0 | 0 | 0 | 6 | 0 | 38.6272 | 4 | 48.284 | 48.284 | 0 | 6 | 0 | 4.8284 | 0.0018571 | 1 | 0.5 | 0 | 8.2745 | 0 | 8.2745 | 0 | 47.3183 | 5.9148 | 0.0045498 | 1 | 0.5 | 0 | 4.1373 | 0 | 4.1373
2007-08-24 01:00 | 8 | 24 | 1 | 236 | 5641 | 66.2 | 0 | 111.2897 | Cooling | 0 | 4 | 0 | 0 | 0 | 6 | 0 | 111.2897 | 4 | 139.1122 | 139.1122 | 0 | 6 | 0 | 13.9112 | 0.0053505 | 1 | 0.5 | 0 | 8.2745 | 0 | 8.2745 | 0 | 136.3299 | 17.0412 | 0.013109 | 1 | 0.5 | 0 | 4.1373 | 0 | 4.1373
2007-08-24 02:00 | 8 | 24 | 2 | 236 | 5642 | 66.02 | 0 | 96.531 | Cooling | 0 | 4 | 0 | 0 | 0 | 6 | 0 | 96.531 | 4 | 120.6638 | 120.6638 | 0 | 6 | 0 | 12.0664 | 0.0046409 | 1 | 0.5 | 0 | 8.2745 | 0 | 8.2745 | 0 | 118.2505 | 14.7813 | 0.01137 | 1 | 0.5 | 0 | 4.1373 | 0 | 4.1373
2007-08-24 03:00 | 8 | 24 | 3 | 236 | 5643 | 66.2 | 0 | 79.3971 | Cooling | 0 | 4 | 0 | 0 | 0 | 6 | 0 | 79.3971 | 4 | 99.2464 | 99.2464 | 0 | 6 | 0 | 9.9246 | 0.0038172 | 1 | 0.5 | 0 | 8.2745 | 0 | 8.2745 | 0 | 97.2615 | 12.1577 | 0.0093521 | 1 | 0.5 | 0 | 4.1373 | 0 | 4.1373
2007-08-24 04:00 | 8 | 24 | 4 | 236 | 5644 | 66.2 | 0 | 53.4115 | Cooling | 0 | 4 | 0 | 0 | 0 | 6 | 0 | 53.4115 | 4 | 66.7644 | 66.7644 | 0 | 6 | 0 | 6.6764 | 0.0025679 | 1 | 0.5 | 0 | 8.2745 | 0 | 8.2745 | 0 | 65.4291 | 8.1786 | 0.0062913 | 1 | 0.5 | 0 | 4.1373 | 0 | 4.1373
2007-08-24 05:00 | 8 | 24 | 5 | 236 | 5645 | 64.94 | 37.5187 | 0 | Heating | 37.5187 | 4 | 30.015 | 30.015 | 0 | 6 | 0 | 0 | 4 | 0 | 0 | 0 | 6 | 0 | 6.003 | 0.0023088 | 1 | 0.5 | 0 | 8.2745 | 0 | 8.2745 | 30.6275 | 0 | 1.7532 | 0.0013486 | 1 | 0.5 | 0 | 4.1373 | 0 | 4.1373
2007-08-24 06:00 | 8 | 24 | 6 | 236 | 5646 | 66.2 | 808.4456 | 0 | Heating | 808.4456 | 4 | 646.7565 | 646.7565 | 0 | 6 | 0 | 0 | 4 | 0 | 0 | 0 | 6 | 0 | 129.3513 | 0.04975 | 1 | 0.5 | 0 | 8.2745 | 0 | 8.2745 | 659.9556 | 0 | 37.7765 | 0.029059 | 1 | 0.5 | 0 | 4.1373 | 0 | 4.1373
2007-08-24 07:00 | 8 | 24 | 7 | 236 | 5647 | 66.2 | 816.8712 | 0 | Heating | 816.8712 | 4 | 653.497 | 653.497 | 0 | 6 | 0 | 0 | 4 | 0 | 0 | 0 | 6 | 0 | 130.6994 | 0.050269 | 1 | 0.5 | 0 | 8.2745 | 0 | 8.2745 | 666.8337 | 0 | 38.1702 | 0.029362 | 1 | 0.5 | 0 | 4.1373 | 0 | 4.1373
2007-08-24 08:00 | 8 | 24 | 8 | 236 | 5648 | 69.08 | 611.9687 | 0 | Heating | 611.9687 | 4 | 489.575 | 489.575 | 0 | 6 | 0 | 0 | 4 | 0 | 0 | 0 | 6 | 0 | 97.915 | 0.03766 | 1 | 0.5 | 0 | 8.2745 | 0 | 8.2745 | 499.5663 | 0 | 28.5957 | 0.021997 | 1 | 0.5 | 0 | 4.1373 | 0 | 4.1373
2007-08-24 09:00 | 8 | 24 | 9 | 236 | 5649 | 71.6 | 217.018 | 0 | Heating | 217.018 | 4 | 173.6144 | 173.6144 | 0 | 6 | 0 | 0 | 4 | 0 | 0 | 0 | 6 | 0 | 34.7229 | 0.013355 | 1 | 0.5 | 0 | 8.2745 | 0 | 8.2745 | 177.1575 | 0 | 10.1407 | 0.0078005 | 1 | 0.5 | 0 | 4.1373 | 0 | 4.1373
2007-08-24 10:00 | 8 | 24 | 10 | 236 | 5650 | 73.4 | 0 | 81.8298 | Cooling | 0 | 4 | 0 | 0 | 0 | 6 | 0 | 81.8298 | 4 | 102.2873 | 102.2873 | 0 | 6 | 0 | 10.2287 | 0.0039341 | 1 | 0.5 | 0 | 8.2745 | 0 | 8.2745 | 0 | 100.2416 | 12.5302 | 0.0096386 | 1 | 0.5 | 0 | 4.1373 | 0 | 4.1373
2007-08-24 11:00 | 8 | 24 | 11 | 236 | 5651 | 75.02 | 0 | 401.2859 | Cooling | 0 | 4 | 0 | 0 | 0 | 6 | 0 | 401.2859 | 4 | 501.6073 | 501.6073 | 0 | 6 | 0 | 50.1607 | 0.019293 | 1 | 0.5 | 0 | 8.2745 | 0 | 8.2745 | 0 | 491.5752 | 61.4469 | 0.047267 | 1 | 0.5 | 0 | 4.1373 | 0 | 4.1373
2007-08-24 12:00 | 8 | 24 | 12 | 236 | 5652 | 78.08 | 0 | 808.5242 | Cooling | 0 | 4 | 0 | 0 | 0 | 6 | 0 | 808.5242 | 4 | 1010.6552 | 1010.6552 | 0 | 6 | 0 | 101.0655 | 0.038871 | 1 | 0.5 | 0 | 8.2745 | 0 | 8.2745 | 0 | 990.4421 | 123.8053 | 0.095235 | 1 | 0.5 | 0 | 4.1373 | 0 | 4.1373
2007-08-24 13:00 | 8 | 24 | 13 | 236 | 5653 | 78.98 | 0 | 1359.6419 | Cooling | 0 | 4 | 0 | 0 | 0 | 6 | 0 | 1359.6419 | 4 | 1699.5524 | 1699.5524 | 0 | 6 | 0 | 169.9552 | 0.065367 | 1 | 0.5 | 0 | 8.2745 | 0 | 8.2745 | 0 | 1665.5614 | 208.1952 | 0.16015 | 1 | 0.5 | 0 | 4.1373 | 0 | 4.1373
2007-08-24 14:00 | 8 | 24 | 14 | 236 | 5654 | 78.98 | 0 | 1380.9219 | Cooling | 0 | 4 | 0 | 0 | 0 | 6 | 0 | 1380.9219 | 4 | 1726.1524 | 1726.1524 | 0 | 6 | 0 | 172.6152 | 0.06639 | 1 | 0.5 | 0 | 8.2745 | 0 | 8.2745 | 0 | 1691.6293 | 211.4537 | 0.16266 | 1 | 0.5 | 0 | 4.1373 | 0 | 4.1373
2007-08-24 15:00 | 8 | 24 | 15 | 236 | 5655 | 80.96 | 0 | 1505.9079 | Cooling | 0 | 4 | 0 | 0 | 0 | 6 | 0 | 1505.9079 | 4 | 1882.3849 | 1882.3849 | 0 | 6 | 0 | 188.2385 | 0.072399 | 1 | 0.5 | 0 | 8.2745 | 0 | 8.2745 | 0 | 1844.7372 | 230.5922 | 0.17738 | 1 | 0.5 | 0 | 4.1373 | 0 | 4.1373
2007-08-24 16:00 | 8 | 24 | 16 | 236 | 5656 | 80.06 | 0 | 1553.1038 | Cooling | 0 | 4 | 0 | 0 | 0 | 6 | 0 | 1553.1038 | 4 | 1941.3798 | 1941.3798 | 0 | 6 | 0 | 194.138 | 0.074668 | 1 | 0.5 | 0 | 8.2745 | 0 | 8.2745 | 0 | 1902.5522 | 237.819 | 0.18294 | 1 | 0.5 | 0 | 4.1373 | 0 | 4.1373
2007-08-24 17:00 | 8 | 24 | 17 | 236 | 5657 | 80.06 | 0 | 1050.8968 | Cooling | 0 | 4 | 0 | 0 | 0 | 6 | 0 | 1050.8968 | 4 | 1313.621 | 1313.621 | 0 | 6 | 0 | 131.3621 | 0.050524 | 1 | 0.5 | 0 | 8.2745 | 0 | 8.2745 | 0 | 1287.3486 | 160.9186 | 0.12378 | 1 | 0.5 | 0 | 4.1373 | 0 | 4.1373
2007-08-24 18:00 | 8 | 24 | 18 | 236 | 5658 | 75.92 | 0 | 338.8477 | Cooling | 0 | 4 | 0 | 0 | 0 | 6 | 0 | 338.8477 | 4 | 423.5596 | 423.5596 | 0 | 6 | 0 | 42.356 | 0.016291 | 1 | 0.5 | 0 | 8.2745 | 0 | 8.2745 | 0 | 415.0884 | 51.8861 | 0.039912 | 1 | 0.5 | 0 | 4.1373 | 0 | 4.1373
2007-08-24 19:00 | 8 | 24 | 19 | 236 | 5659 | 71.96 | 0 | 134.3702 | Cooling | 0 | 4 | 0 | 0 | 0 | 6 | 0 | 134.3702 | 4 | 167.9628 | 167.9628 | 0 | 6 | 0 | 16.7963 | 0.0064601 | 1 | 0.5 | 0 | 8.2745 | 0 | 8.2745 | 0 | 164.6036 | 20.5754 | 0.015827 | 1 | 0.5 | 0 | 4.1373 | 0 | 4.1373
2007-08-24 20:00 | 8 | 24 | 20 | 236 | 5660 | 71.96 | 0 | 66.5817 | Cooling | 0 | 4 | 0 | 0 | 0 | 6 | 0 | 66.5817 | 4 | 83.2271 | 83.2271 | 0 | 6 | 0 | 8.3227 | 0.003201 | 1 | 0.5 | 0 | 8.2745 | 0 | 8.2745 | 0 | 81.5626 | 10.1953 | 0.0078426 | 1 | 0.5 | 0 | 4.1373 | 0 | 4.1373
2007-08-24 21:00 | 8 | 24 | 21 | 236 | 5661 | 69.98 | 0 | 122.0929 | Cooling | 0 | 4 | 0 | 0 | 0 | 6 | 0 | 122.0929 | 4 | 152.6162 | 152.6162 | 0 | 6 | 0 | 15.2616 | 0.0058699 | 1 | 0.5 | 0 | 8.2745 | 0 | 8.2745 | 0 | 149.5638 | 18.6955 | 0.014381 | 1 | 0.5 | 0 | 4.1373 | 0 | 4.1373
2007-08-24 22:00 | 8 | 24 | 22 | 236 | 5662 | 69.08 | 0 | 148.7211 | Cooling | 0 | 4 | 0 | 0 | 0 | 6 | 0 | 148.7211 | 4 | 185.9014 | 185.9014 | 0 | 6 | 0 | 18.5901 | 0.0071501 | 1 | 0.5 | 0 | 8.2745 | 0 | 8.2745 | 0 | 182.1834 | 22.7729 | 0.017518 | 1 | 0.5 | 0 | 4.1373 | 0 | 4.1373
2007-08-24 23:00 | 8 | 24 | 23 | 236 | 5663 | 69.08 | 0 | 106.0067 | Cooling | 0 | 4 | 0 | 0 | 0 | 6 | 0 | 106.0067 | 4 | 132.5084 | 132.5084 | 0 | 6 | 0 | 13.2508 | 0.0050965 | 1 | 0.5 | 0 | 8.2745 | 0 | 8.2745 | 0 | 129.8582 | 16.2323 | 0.012486 | 1 | 0.5 | 0 | 4.1373 | 0 | 4.1373
2007-08-25 | 8 | 25 | 0 | 237 | 5664 | 66.92 | 0 | 134.7144 | Cooling | 0 | 4 | 0 | 0 | 0 | 6 | 0 | 134.7144 | 4 | 168.393 | 168.393 | 0 | 6 | 0 | 16.8393 | 0.0064767 | 1 | 0.5 | 0 | 8.2745 | 0 | 8.2745 | 0 | 165.0252 | 20.6281 | 0.015868 | 1 | 0.5 | 0 | 4.1373 | 0 | 4.1373
2007-08-25 01:00 | 8 | 25 | 1 | 237 | 5665 | 68 | 0 | 188.8506 | Cooling | 0 | 4 | 0 | 0 | 0 | 6 | 0 | 188.8506 | 4 | 236.0633 | 236.0633 | 0 | 6 | 0 | 23.6063 | 0.0090794 | 1 | 0.5 | 0 | 8.2745 | 0 | 8.2745 | 0 | 231.342 | 28.9178 | 0.022244 | 1 | 0.5 | 0 | 4.1373 | 0 | 4.1373
2007-08-25 02:00 | 8 | 25 | 2 | 237 | 5666 | 68 | 0 | 188.7225 | Cooling | 0 | 4 | 0 | 0 | 0 | 6 | 0 | 188.7225 | 4 | 235.9032 | 235.9032 | 0 | 6 | 0 | 23.5903 | 0.0090732 | 1 | 0.5 | 0 | 8.2745 | 0 | 8.2745 | 0 | 231.1851 | 28.8981 | 0.022229 | 1 | 0.5 | 0 | 4.1373 | 0 | 4.1373
2007-08-25 03:00 | 8 | 25 | 3 | 237 | 5667 | 66.02 | 0 | 194.5354 | Cooling | 0 | 4 | 0 | 0 | 0 | 6 | 0 | 194.5354 | 4 | 243.1692 | 243.1692 | 0 | 6 | 0 | 24.3169 | 0.0093527 | 1 | 0.5 | 0 | 8.2745 | 0 | 8.2745 | 0 | 238.3058 | 29.7882 | 0.022914 | 1 | 0.5 | 0 | 4.1373 | 0 | 4.1373
2007-08-25 04:00 | 8 | 25 | 4 | 237 | 5668 | 64.94 | 0 | 190.8663 | Cooling | 0 | 4 | 0 | 0 | 0 | 6 | 0 | 190.8663 | 4 | 238.5829 | 238.5829 | 0 | 6 | 0 | 23.8583 | 0.0091763 | 1 | 0.5 | 0 | 8.2745 | 0 | 8.2745 | 0 | 233.8113 | 29.2264 | 0.022482 | 1 | 0.5 | 0 | 4.1373 | 0 | 4.1373
2007-08-25 05:00 | 8 | 25 | 5 | 237 | 5669 | 64.94 | 0 | 204.2804 | Cooling | 0 | 4 | 0 | 0 | 0 | 6 | 0 | 204.2804 | 4 | 255.3505 | 255.3505 | 0 | 6 | 0 | 25.5351 | 0.0098212 | 1 | 0.5 | 0 | 8.2745 | 0 | 8.2745 | 0 | 250.2435 | 31.2804 | 0.024062 | 1 | 0.5 | 0 | 4.1373 | 0 | 4.1373
2007-08-25 06:00 | 8 | 25 | 6 | 237 | 5670 | 64.04 | 0 | 87.7117 | Cooling | 0 | 4 | 0 | 0 | 0 | 6 | 0 | 87.7117 | 4 | 109.6397 | 109.6397 | 0 | 6 | 0 | 10.964 | 0.0042169 | 1 | 0.5 | 0 | 8.2745 | 0 | 8.2745 | 0 | 107.4469 | 13.4309 | 0.010331 | 1 | 0.5 | 0 | 4.1373 | 0 | 4.1373
2007-08-25 07:00 | 8 | 25 | 7 | 237 | 5671 | 66.02 | 262.7991 | 0 | Heating | 262.7991 | 4 | 210.2392 | 210.2392 | 0 | 6 | 0 | 0 | 4 | 0 | 0 | 0 | 6 | 0 | 42.0478 | 0.016172 | 1 | 0.5 | 0 | 8.2745 | 0 | 8.2745 | 214.5298 | 0 | 12.2799 | 0.0094461 | 1 | 0.5 | 0 | 4.1373 | 0 | 4.1373
2007-08-25 08:00 | 8 | 25 | 8 | 237 | 5672 | 66.02 | 615.3181 | 0 | Heating | 615.3181 | 4 | 492.2545 | 492.2545 | 0 | 6 | 0 | 0 | 4 | 0 | 0 | 0 | 6 | 0 | 98.4509 | 0.037866 | 1 | 0.5 | 0 | 8.2745 | 0 | 8.2745 | 502.3005 | 0 | 28.7522 | 0.022117 | 1 | 0.5 | 0 | 4.1373 | 0 | 4.1373
2007-08-25 09:00 | 8 | 25 | 9 | 237 | 5673 | 69.98 | 438.3597 | 0 | Heating | 438.3597 | 4 | 350.6877 | 350.6877 | 0 | 6 | 0 | 0 | 4 | 0 | 0 | 0 | 6 | 0 | 70.1375 | 0.026976 | 1 | 0.5 | 0 | 8.2745 | 0 | 8.2745 | 357.8446 | 0 | 20.4834 | 0.015756 | 1 | 0.5 | 0 | 4.1373 | 0 | 4.1373
2007-08-25 10:00 | 8 | 25 | 10 | 237 | 5674 | 73.04 | 220.4045 | 0 | Heating | 220.4045 | 4 | 176.3236 | 176.3236 | 0 | 6 | 0 | 0 | 4 | 0 | 0 | 0 | 6 | 0 | 35.2647 | 0.013563 | 1 | 0.5 | 0 | 8.2745 | 0 | 8.2745 | 179.922 | 0 | 10.2989 | 0.0079222 | 1 | 0.5 | 0 | 4.1373 | 0 | 4.1373
2007-08-25 11:00 | 8 | 25 | 11 | 237 | 5675 | 73.04 | 37.0235 | 0 | Heating | 37.0235 | 4 | 29.6188 | 29.6188 | 0 | 6 | 0 | 0 | 4 | 0 | 0 | 0 | 6 | 0 | 5.9238 | 0.0022784 | 1 | 0.5 | 0 | 8.2745 | 0 | 8.2745 | 30.2233 | 0 | 1.73 | 0.0013308 | 1 | 0.5 | 0 | 4.1373 | 0 | 4.1373
2007-08-25 12:00 | 8 | 25 | 12 | 237 | 5676 | 75.02 | 0 | 137.7926 | Cooling | 0 | 4 | 0 | 0 | 0 | 6 | 0 | 137.7926 | 4 | 172.2408 | 172.2408 | 0 | 6 | 0 | 17.2241 | 0.0066246 | 1 | 0.5 | 0 | 8.2745 | 0 | 8.2745 | 0 | 168.796 | 21.0995 | 0.01623 | 1 | 0.5 | 0 | 4.1373 | 0 | 4.1373
2007-08-25 13:00 | 8 | 25 | 13 | 237 | 5677 | 78.08 | 0 | 219.2876 | Cooling | 0 | 4 | 0 | 0 | 0 | 6 | 0 | 219.2876 | 4 | 274.1095 | 274.1095 | 0 | 6 | 0 | 27.411 | 0.010543 | 1 | 0.5 | 0 | 8.2745 | 0 | 8.2745 | 0 | 268.6273 | 33.5784 | 0.02583 | 1 | 0.5 | 0 | 4.1373 | 0 | 4.1373
2007-08-25 14:00 | 8 | 25 | 14 | 237 | 5678 | 78.08 | 0 | 239.1362 | Cooling | 0 | 4 | 0 | 0 | 0 | 6 | 0 | 239.1362 | 4 | 298.9203 | 298.9203 | 0 | 6 | 0 | 29.892 | 0.011497 | 1 | 0.5 | 0 | 8.2745 | 0 | 8.2745 | 0 | 292.9419 | 36.6177 | 0.028167 | 1 | 0.5 | 0 | 4.1373 | 0 | 4.1373
2007-08-25 15:00 | 8 | 25 | 15 | 237 | 5679 | 80.06 | 0 | 344.4266 | Cooling | 0 | 4 | 0 | 0 | 0 | 6 | 0 | 344.4266 | 4 | 430.5332 | 430.5332 | 0 | 6 | 0 | 43.0533 | 0.016559 | 1 | 0.5 | 0 | 8.2745 | 0 | 8.2745 | 0 | 421.9226 | 52.7403 | 0.040569 | 1 | 0.5 | 0 | 4.1373 | 0 | 4.1373
2007-08-25 16:00 | 8 | 25 | 16 | 237 | 5680 | 80.06 | 0 | 737.1419 | Cooling | 0 | 4 | 0 | 0 | 0 | 6 | 0 | 737.1419 | 4 | 921.4273 | 921.4273 | 0 | 6 | 0 | 92.1427 | 0.03544 | 1 | 0.5 | 0 | 8.2745 | 0 | 8.2745 | 0 | 902.9988 | 112.8748 | 0.086827 | 1 | 0.5 | 0 | 4.1373 | 0 | 4.1373
2007-08-25 17:00 | 8 | 25 | 17 | 237 | 5681 | 80.06 | 0 | 491.6735 | Cooling | 0 | 4 | 0 | 0 | 0 | 6 | 0 | 491.6735 | 4 | 614.5918 | 614.5918 | 0 | 6 | 0 | 61.4592 | 0.023638 | 1 | 0.5 | 0 | 8.2745 | 0 | 8.2745 | 0 | 602.3 | 75.2875 | 0.057913 | 1 | 0.5 | 0 | 4.1373 | 0 | 4.1373
2007-08-25 18:00 | 8 | 25 | 18 | 237 | 5682 | 77 | 0 | 346.6166 | Cooling | 0 | 4 | 0 | 0 | 0 | 6 | 0 | 346.6166 | 4 | 433.2707 | 433.2707 | 0 | 6 | 0 | 43.3271 | 0.016664 | 1 | 0.5 | 0 | 8.2745 | 0 | 8.2745 | 0 | 424.6053 | 53.0757 | 0.040827 | 1 | 0.5 | 0 | 4.1373 | 0 | 4.1373
2007-08-25 19:00 | 8 | 25 | 19 | 237 | 5683 | 75.02 | 0 | 222.5101 | Cooling | 0 | 4 | 0 | 0 | 0 | 6 | 0 | 222.5101 | 4 | 278.1377 | 278.1377 | 0 | 6 | 0 | 27.8138 | 0.010698 | 1 | 0.5 | 0 | 8.2745 | 0 | 8.2745 | 0 | 272.5749 | 34.0719 | 0.026209 | 1 | 0.5 | 0 | 4.1373 | 0 | 4.1373
2007-08-25 20:00 | 8 | 25 | 20 | 237 | 5684 | 75.02 | 0 | 217.3507 | Cooling | 0 | 4 | 0 | 0 | 0 | 6 | 0 | 217.3507 | 4 | 271.6884 | 271.6884 | 0 | 6 | 0 | 27.1688 | 0.01045 | 1 | 0.5 | 0 | 8.2745 | 0 | 8.2745 | 0 | 266.2547 | 33.2818 | 0.025601 | 1 | 0.5 | 0 | 4.1373 | 0 | 4.1373
2007-08-25 21:00 | 8 | 25 | 21 | 237 | 5685 | 69.98 | 0 | 171.3285 | Cooling | 0 | 4 | 0 | 0 | 0 | 6 | 0 | 171.3285 | 4 | 214.1607 | 214.1607 | 0 | 6 | 0 | 21.4161 | 0.0082369 | 1 | 0.5 | 0 | 8.2745 | 0 | 8.2745 | 0 | 209.8774 | 26.2347 | 0.020181 | 1 | 0.5 | 0 | 4.1373 | 0 | 4.1373
2007-08-25 22:00 | 8 | 25 | 22 | 237 | 5686 | 68 | 0 | 120.9686 | Cooling | 0 | 4 | 0 | 0 | 0 | 6 | 0 | 120.9686 | 4 | 151.2107 | 151.2107 | 0 | 6 | 0 | 15.1211 | 0.0058158 | 1 | 0.5 | 0 | 8.2745 | 0 | 8.2745 | 0 | 148.1865 | 18.5233 | 0.014249 | 1 | 0.5 | 0 | 4.1373 | 0 | 4.1373
2007-08-25 23:00 | 8 | 25 | 23 | 237 | 5687 | 68 | 0 | 85.4158 | Cooling | 0 | 4 | 0 | 0 | 0 | 6 | 0 | 85.4158 | 4 | 106.7698 | 106.7698 | 0 | 6 | 0 | 10.677 | 0.0041065 | 1 | 0.5 | 0 | 8.2745 | 0 | 8.2745 | 0 | 104.6344 | 13.0793 | 0.010061 | 1 | 0.5 | 0 | 4.1373 | 0 | 4.1373
2007-08-26 | 8 | 26 | 0 | 238 | 5688 | 66.02 | 0 | 170.1211 | Cooling | 0 | 4 | 0 | 0 | 0 | 6 | 0 | 170.1211 | 4 | 212.6513 | 212.6513 | 0 | 6 | 0 | 21.2651 | 0.0081789 | 1 | 0.5 | 0 | 8.2745 | 0 | 8.2745 | 0 | 208.3983 | 26.0498 | 0.020038 | 1 | 0.5 | 0 | 4.1373 | 0 | 4.1373
2007-08-26 01:00 | 8 | 26 | 1 | 238 | 5689 | 68 | 0 | 233.1605 | Cooling | 0 | 4 | 0 | 0 | 0 | 6 | 0 | 233.1605 | 4 | 291.4506 | 291.4506 | 0 | 6 | 0 | 29.1451 | 0.01121 | 1 | 0.5 | 0 | 8.2745 | 0 | 8.2745 | 0 | 285.6216 | 35.7027 | 0.027464 | 1 | 0.5 | 0 | 4.1373 | 0 | 4.1373
2007-08-26 02:00 | 8 | 26 | 2 | 238 | 5690 | 68 | 0 | 237.1966 | Cooling | 0 | 4 | 0 | 0 | 0 | 6 | 0 | 237.1966 | 4 | 296.4957 | 296.4957 | 0 | 6 | 0 | 29.6496 | 0.011404 | 1 | 0.5 | 0 | 8.2745 | 0 | 8.2745 | 0 | 290.5658 | 36.3207 | 0.027939 | 1 | 0.5 | 0 | 4.1373 | 0 | 4.1373
2007-08-26 03:00 | 8 | 26 | 3 | 238 | 5691 | 64.94 | 0 | 240.8433 | Cooling | 0 | 4 | 0 | 0 | 0 | 6 | 0 | 240.8433 | 4 | 301.0541 | 301.0541 | 0 | 6 | 0 | 30.1054 | 0.011579 | 1 | 0.5 | 0 | 8.2745 | 0 | 8.2745 | 0 | 295.033 | 36.8791 | 0.028369 | 1 | 0.5 | 0 | 4.1373 | 0 | 4.1373
2007-08-26 04:00 | 8 | 26 | 4 | 238 | 5692 | 64.94 | 0 | 232.9542 | Cooling | 0 | 4 | 0 | 0 | 0 | 6 | 0 | 232.9542 | 4 | 291.1928 | 291.1928 | 0 | 6 | 0 | 29.1193 | 0.0112 | 1 | 0.5 | 0 | 8.2745 | 0 | 8.2745 | 0 | 285.3689 | 35.6711 | 0.027439 | 1 | 0.5 | 0 | 4.1373 | 0 | 4.1373
2007-08-26 05:00 | 8 | 26 | 5 | 238 | 5693 | 64.94 | 0 | 255.5613 | Cooling | 0 | 4 | 0 | 0 | 0 | 6 | 0 | 255.5613 | 4 | 319.4516 | 319.4516 | 0 | 6 | 0 | 31.9452 | 0.012287 | 1 | 0.5 | 0 | 8.2745 | 0 | 8.2745 | 0 | 313.0626 | 39.1328 | 0.030102 | 1 | 0.5 | 0 | 4.1373 | 0 | 4.1373
2007-08-26 06:00 | 8 | 26 | 6 | 238 | 5694 | 64.04 | 0 | 269.5637 | Cooling | 0 | 4 | 0 | 0 | 0 | 6 | 0 | 269.5637 | 4 | 336.9546 | 336.9546 | 0 | 6 | 0 | 33.6955 | 0.01296 | 1 | 0.5 | 0 | 8.2745 | 0 | 8.2745 | 0 | 330.2155 | 41.2769 | 0.031751 | 1 | 0.5 | 0 | 4.1373 | 0 | 4.1373
2007-08-26 07:00 | 8 | 26 | 7 | 238 | 5695 | 66.92 | 83.5521 | 0 | Heating | 83.5521 | 4 | 66.8417 | 66.8417 | 0 | 6 | 0 | 0 | 4 | 0 | 0 | 0 | 6 | 0 | 13.3683 | 0.0051417 | 1 | 0.5 | 0 | 8.2745 | 0 | 8.2745 | 68.2058 | 0 | 3.9042 | 0.0030032 | 1 | 0.5 | 0 | 4.1373 | 0 | 4.1373
2007-08-26 08:00 | 8 | 26 | 8 | 238 | 5696 | 66.92 | 0 | 903.8179 | Cooling | 0 | 4 | 0 | 0 | 0 | 6 | 0 | 903.8179 | 4 | 1129.7724 | 1129.7724 | 0 | 6 | 0 | 112.9772 | 0.043453 | 1 | 0.5 | 0 | 8.2745 | 0 | 8.2745 | 0 | 1107.1769 | 138.3971 | 0.10646 | 1 | 0.5 | 0 | 4.1373 | 0 | 4.1373
2007-08-26 09:00 | 8 | 26 | 9 | 238 | 5697 | 75.02 | 0 | 1093.6609 | Cooling | 0 | 4 | 0 | 0 | 0 | 6 | 0 | 1093.6609 | 4 | 1367.0761 | 1367.0761 | 0 | 6 | 0 | 136.7076 | 0.05258 | 1 | 0.5 | 0 | 8.2745 | 0 | 8.2745 | 0 | 1339.7346 | 167.4668 | 0.12882 | 1 | 0.5 | 0 | 4.1373 | 0 | 4.1373
2007-08-26 10:00 | 8 | 26 | 10 | 238 | 5698 | 75.92 | 0 | 1339.395 | Cooling | 0 | 4 | 0 | 0 | 0 | 6 | 0 | 1339.395 | 4 | 1674.2438 | 1674.2438 | 0 | 6 | 0 | 167.4244 | 0.064394 | 1 | 0.5 | 0 | 8.2745 | 0 | 8.2745 | 0 | 1640.7589 | 205.0949 | 0.15777 | 1 | 0.5 | 0 | 4.1373 | 0 | 4.1373
2007-08-26 11:00 | 8 | 26 | 11 | 238 | 5699 | 75.92 | 0 | 1923.3415 | Cooling | 0 | 4 | 0 | 0 | 0 | 6 | 0 | 1923.3415 | 4 | 2404.1768 | 2404.1768 | 0 | 6 | 0 | 240.4177 | 0.092468 | 1 | 0.5 | 0 | 8.2745 | 0 | 8.2745 | 0 | 2356.0933 | 294.5117 | 0.22655 | 1 | 0.5 | 0 | 4.1373 | 0 | 4.1373
2007-08-26 12:00 | 8 | 26 | 12 | 238 | 5700 | 78.08 | 0 | 2530.1911 | Cooling | 0 | 4 | 0 | 0 | 0 | 6 | 0 | 2530.1911 | 4 | 3162.7388 | 3162.7388 | 0 | 6 | 0 | 316.2739 | 0.12164 | 1 | 0.5 | 0 | 8.2745 | 0 | 8.2745 | 0 | 3099.484 | 387.4355 | 0.29803 | 1 | 0.59605 | 0 | 6.1978 | 0 | 6.1978
2007-08-26 13:00 | 8 | 26 | 13 | 238 | 5701 | 77 | 0 | 2930.7843 | Cooling | 0 | 4 | 0 | 0 | 0 | 6 | 0 | 2930.7843 | 4 | 3663.4804 | 3663.4804 | 0 | 6 | 0 | 366.348 | 0.1409 | 1 | 0.5 | 0 | 8.2745 | 0 | 8.2745 | 0 | 3590.2108 | 448.7763 | 0.34521 | 1 | 0.69043 | 0 | 8.6906 | 0 | 8.6906
2007-08-26 14:00 | 8 | 26 | 14 | 238 | 5702 | 77 | 0 | 3399.5752 | Cooling | 0 | 4 | 0 | 0 | 0 | 6 | 0 | 3399.5752 | 4 | 4249.469 | 4249.469 | 0 | 6 | 0 | 424.9469 | 0.16344 | 1 | 0.5 | 0 | 8.2745 | 0 | 8.2745 | 0 | 4164.4797 | 520.56 | 0.40043 | 1 | 0.80086 | 0 | 12.2255 | 0 | 12.2255
2007-08-26 15:00 | 8 | 26 | 15 | 238 | 5703 | 73.94 | 0 | 4093.6107 | Cooling | 0 | 4 | 0 | 0 | 0 | 6 | 0 | 4093.6107 | 4 | 5117.0134 | 5117.0134 | 0 | 6 | 0 | 511.7013 | 0.19681 | 1 | 0.5 | 0 | 8.2745 | 0 | 8.2745 | 0 | 5014.6731 | 626.8341 | 0.48218 | 1 | 0.96436 | 0 | 18.7428 | 0 | 18.7428
2007-08-26 16:00 | 8 | 26 | 16 | 238 | 5704 | 73.04 | 0 | 4531.0946 | Cooling | 0 | 4 | 0 | 0 | 0 | 6 | 0 | 4531.0946 | 4 | 5663.8682 | 5663.8682 | 0 | 6 | 0 | 566.3868 | 0.21784 | 1 | 0.5 | 0 | 8.2745 | 0 | 8.2745 | 0 | 5550.5909 | 693.8239 | 0.53371 | 2 | 0.53371 | 0.53371 | 4.8071 | 4.8071 | 9.6143
2007-08-26 17:00 | 8 | 26 | 17 | 238 | 5705 | 73.04 | 0 | 4572.1451 | Cooling | 0 | 4 | 0 | 0 | 0 | 6 | 0 | 4572.1451 | 4 | 5715.1814 | 5715.1814 | 0 | 6 | 0 | 571.5181 | 0.21981 | 1 | 0.5 | 0 | 8.2745 | 0 | 8.2745 | 0 | 5600.8778 | 700.1097 | 0.53855 | 2 | 0.53855 | 0.53855 | 4.9079 | 4.9079 | 9.8158
2007-08-26 18:00 | 8 | 26 | 18 | 238 | 5706 | 71.06 | 0 | 4079.1879 | Cooling | 0 | 4 | 0 | 0 | 0 | 6 | 0 | 4079.1879 | 4 | 5098.9849 | 5098.9849 | 0 | 6 | 0 | 509.8985 | 0.19611 | 1 | 0.5 | 0 | 8.2745 | 0 | 8.2745 | 0 | 4997.0052 | 624.6257 | 0.48048 | 1 | 0.96096 | 0 | 18.5912 | 0 | 18.5912
2007-08-26 19:00 | 8 | 26 | 19 | 238 | 5707 | 68 | 0 | 3405.5328 | Cooling | 0 | 4 | 0 | 0 | 0 | 6 | 0 | 3405.5328 | 4 | 4256.916 | 4256.916 | 0 | 6 | 0 | 425.6916 | 0.16373 | 1 | 0.5 | 0 | 8.2745 | 0 | 8.2745 | 0 | 4171.7777 | 521.4722 | 0.40113 | 1 | 0.80226 | 0 | 12.2748 | 0 | 12.2748
2007-08-26 20:00 | 8 | 26 | 20 | 238 | 5708 | 68 | 0 | 2590.9521 | Cooling | 0 | 4 | 0 | 0 | 0 | 6 | 0 | 2590.9521 | 4 | 3238.6902 | 3238.6902 | 0 | 6 | 0 | 323.869 | 0.12457 | 1 | 0.5 | 0 | 8.2745 | 0 | 8.2745 | 0 | 3173.9164 | 396.7395 | 0.30518 | 1 | 0.61037 | 0 | 6.5455 | 0 | 6.5455
2007-08-26 21:00 | 8 | 26 | 21 | 238 | 5709 | 66.02 | 0 | 1707.4358 | Cooling | 0 | 4 | 0 | 0 | 0 | 6 | 0 | 1707.4358 | 4 | 2134.2947 | 2134.2947 | 0 | 6 | 0 | 213.4295 | 0.082088 | 1 | 0.5 | 0 | 8.2745 | 0 | 8.2745 | 0 | 2091.6088 | 261.4511 | 0.20112 | 1 | 0.5 | 0 | 4.1373 | 0 | 4.1373
2007-08-26 22:00 | 8 | 26 | 22 | 238 | 5710 | 64.04 | 0 | 538.7497 | Cooling | 0 | 4 | 0 | 0 | 0 | 6 | 0 | 538.7497 | 4 | 673.4371 | 673.4371 | 0 | 6 | 0 | 67.3437 | 0.025901 | 1 | 0.5 | 0 | 8.2745 | 0 | 8.2745 | 0 | 659.9683 | 82.496 | 0.063458 | 1 | 0.5 | 0 | 4.1373 | 0 | 4.1373
2007-08-26 23:00 | 8 | 26 | 23 | 238 | 5711 | 64.04 | 0 | 665.7231 | Cooling | 0 | 4 | 0 | 0 | 0 | 6 | 0 | 665.7231 | 4 | 832.1538 | 832.1538 | 0 | 6 | 0 | 83.2154 | 0.032006 | 1 | 0.5 | 0 | 8.2745 | 0 | 8.2745 | 0 | 815.5108 | 101.9388 | 0.078414 | 1 | 0.5 | 0 | 4.1373 | 0 | 4.1373
2007-08-27 | 8 | 27 | 0 | 239 | 5712 | 60.08 | 0 | 742.1575 | Cooling | 0 | 4 | 0 | 0 | 0 | 6 | 0 | 742.1575 | 4 | 927.6968 | 927.6968 | 0 | 6 | 0 | 92.7697 | 0.035681 | 1 | 0.5 | 0 | 8.2745 | 0 | 8.2745 | 0 | 909.1429 | 113.6429 | 0.087418 | 1 | 0.5 | 0 | 4.1373 | 0 | 4.1373
2007-08-27 01:00 | 8 | 27 | 1 | 239 | 5713 | 57.92 | 0 | 733.3938 | Cooling | 0 | 4 | 0 | 0 | 0 | 6 | 0 | 733.3938 | 4 | 916.7423 | 916.7423 | 0 | 6 | 0 | 91.6742 | 0.035259 | 1 | 0.5 | 0 | 8.2745 | 0 | 8.2745 | 0 | 898.4074 | 112.3009 | 0.086385 | 1 | 0.5 | 0 | 4.1373 | 0 | 4.1373
2007-08-27 02:00 | 8 | 27 | 2 | 239 | 5714 | 57.92 | 0 | 759.5707 | Cooling | 0 | 4 | 0 | 0 | 0 | 6 | 0 | 759.5707 | 4 | 949.4634 | 949.4634 | 0 | 6 | 0 | 94.9463 | 0.036518 | 1 | 0.5 | 0 | 8.2745 | 0 | 8.2745 | 0 | 930.4741 | 116.3093 | 0.089469 | 1 | 0.5 | 0 | 4.1373 | 0 | 4.1373
2007-08-27 03:00 | 8 | 27 | 3 | 239 | 5715 | 55.94 | 0 | 693.0054 | Cooling | 0 | 4 | 0 | 0 | 0 | 6 | 0 | 693.0054 | 4 | 866.2567 | 866.2567 | 0 | 6 | 0 | 86.6257 | 0.033318 | 1 | 0.5 | 0 | 8.2745 | 0 | 8.2745 | 0 | 848.9316 | 106.1164 | 0.081628 | 1 | 0.5 | 0 | 4.1373 | 0 | 4.1373
2007-08-27 04:00 | 8 | 27 | 4 | 239 | 5716 | 55.04 | 0 | 691.5848 | Cooling | 0 | 4 | 0 | 0 | 0 | 6 | 0 | 691.5848 | 4 | 864.481 | 864.481 | 0 | 6 | 0 | 86.4481 | 0.033249 | 1 | 0.5 | 0 | 8.2745 | 0 | 8.2745 | 0 | 847.1913 | 105.8989 | 0.081461 | 1 | 0.5 | 0 | 4.1373 | 0 | 4.1373
2007-08-27 05:00 | 8 | 27 | 5 | 239 | 5717 | 55.04 | 0 | 785.1823 | Cooling | 0 | 4 | 0 | 0 | 0 | 6 | 0 | 785.1823 | 4 | 981.4779 | 981.4779 | 0 | 6 | 0 | 98.1478 | 0.037749 | 1 | 0.5 | 0 | 8.2745 | 0 | 8.2745 | 0 | 961.8484 | 120.231 | 0.092485 | 1 | 0.5 | 0 | 4.1373 | 0 | 4.1373
2007-08-27 06:00 | 8 | 27 | 6 | 239 | 5718 | 53.96 | 0 | 1237.3105 | Cooling | 0 | 4 | 0 | 0 | 0 | 6 | 0 | 1237.3105 | 4 | 1546.6381 | 1546.6381 | 0 | 6 | 0 | 154.6638 | 0.059486 | 1 | 0.5 | 0 | 8.2745 | 0 | 8.2745 | 0 | 1515.7054 | 189.4632 | 0.14574 | 1 | 0.5 | 0 | 4.1373 | 0 | 4.1373
2007-08-27 07:00 | 8 | 27 | 7 | 239 | 5719 | 57.92 | 0 | 1239.1373 | Cooling | 0 | 4 | 0 | 0 | 0 | 6 | 0 | 1239.1373 | 4 | 1548.9216 | 1548.9216 | 0 | 6 | 0 | 154.8922 | 0.059574 | 1 | 0.5 | 0 | 8.2745 | 0 | 8.2745 | 0 | 1517.9432 | 189.7429 | 0.14596 | 1 | 0.5 | 0 | 4.1373 | 0 | 4.1373
2007-08-27 08:00 | 8 | 27 | 8 | 239 | 5720 | 57.92 | 0 | 1802.9893 | Cooling | 0 | 4 | 0 | 0 | 0 | 6 | 0 | 1802.9893 | 4 | 2253.7367 | 2253.7367 | 0 | 6 | 0 | 225.3737 | 0.086682 | 1 | 0.5 | 0 | 8.2745 | 0 | 8.2745 | 0 | 2208.6619 | 276.0827 | 0.21237 | 1 | 0.5 | 0 | 4.1373 | 0 | 4.1373
2007-08-27 09:00 | 8 | 27 | 9 | 239 | 5721 | 60.98 | 0 | 2106.8223 | Cooling | 0 | 4 | 0 | 0 | 0 | 6 | 0 | 2106.8223 | 4 | 2633.5278 | 2633.5278 | 0 | 6 | 0 | 263.3528 | 0.10129 | 1 | 0.5 | 0 | 8.2745 | 0 | 8.2745 | 0 | 2580.8573 | 322.6072 | 0.24816 | 1 | 0.5 | 0 | 4.1373 | 0 | 4.1373
2007-08-27 10:00 | 8 | 27 | 10 | 239 | 5722 | 62.96 | 0 | 2447.4618 | Cooling | 0 | 4 | 0 | 0 | 0 | 6 | 0 | 2447.4618 | 4 | 3059.3272 | 3059.3272 | 0 | 6 | 0 | 305.9327 | 0.11767 | 1 | 0.5 | 0 | 8.2745 | 0 | 8.2745 | 0 | 2998.1407 | 374.7676 | 0.28828 | 1 | 0.57657 | 0 | 5.7416 | 0 | 5.7416
2007-08-27 11:00 | 8 | 27 | 11 | 239 | 5723 | 62.96 | 0 | 2901.6216 | Cooling | 0 | 4 | 0 | 0 | 0 | 6 | 0 | 2901.6216 | 4 | 3627.0269 | 3627.0269 | 0 | 6 | 0 | 362.7027 | 0.1395 | 1 | 0.5 | 0 | 8.2745 | 0 | 8.2745 | 0 | 3554.4864 | 444.3108 | 0.34178 | 1 | 0.68356 | 0 | 8.493 | 0 | 8.493
2007-08-27 12:00 | 8 | 27 | 12 | 239 | 5724 | 68 | 0 | 3098.0282 | Cooling | 0 | 4 | 0 | 0 | 0 | 6 | 0 | 3098.0282 | 4 | 3872.5352 | 3872.5352 | 0 | 6 | 0 | 387.2535 | 0.14894 | 1 | 0.5 | 0 | 8.2745 | 0 | 8.2745 | 0 | 3795.0845 | 474.3856 | 0.36491 | 1 | 0.72982 | 0 | 9.8738 | 0 | 9.8738
2007-08-27 13:00 | 8 | 27 | 13 | 239 | 5725 | 69.98 | 0 | 3229.2909 | Cooling | 0 | 4 | 0 | 0 | 0 | 6 | 0 | 3229.2909 | 4 | 4036.6137 | 4036.6137 | 0 | 6 | 0 | 403.6614 | 0.15525 | 1 | 0.5 | 0 | 8.2745 | 0 | 8.2745 | 0 | 3955.8814 | 494.4852 | 0.38037 | 1 | 0.76075 | 0 | 10.8626 | 0 | 10.8626
2007-08-27 14:00 | 8 | 27 | 14 | 239 | 5726 | 69.98 | 0 | 3315.9781 | Cooling | 0 | 4 | 0 | 0 | 0 | 6 | 0 | 3315.9781 | 4 | 4144.9726 | 4144.9726 | 0 | 6 | 0 | 414.4973 | 0.15942 | 1 | 0.5 | 0 | 8.2745 | 0 | 8.2745 | 0 | 4062.0732 | 507.7591 | 0.39058 | 1 | 0.78117 | 0 | 11.545 | 0 | 11.545
2007-08-27 15:00 | 8 | 27 | 15 | 239 | 5727 | 71.96 | 0 | 3607.8673 | Cooling | 0 | 4 | 0 | 0 | 0 | 6 | 0 | 3607.8673 | 4 | 4509.8342 | 4509.8342 | 0 | 6 | 0 | 450.9834 | 0.17346 | 1 | 0.5 | 0 | 8.2745 | 0 | 8.2745 | 0 | 4419.6375 | 552.4547 | 0.42497 | 1 | 0.84993 | 0 | 14.0173 | 0 | 14.0173
2007-08-27 16:00 | 8 | 27 | 16 | 239 | 5728 | 71.06 | 0 | 3803.1039 | Cooling | 0 | 4 | 0 | 0 | 0 | 6 | 0 | 3803.1039 | 4 | 4753.8799 | 4753.8799 | 0 | 6 | 0 | 475.388 | 0.18284 | 1 | 0.5 | 0 | 8.2745 | 0 | 8.2745 | 0 | 4658.8023 | 582.3503 | 0.44796 | 1 | 0.89592 | 0 | 15.8236 | 0 | 15.8236
2007-08-27 17:00 | 8 | 27 | 17 | 239 | 5729 | 71.06 | 0 | 3628.752 | Cooling | 0 | 4 | 0 | 0 | 0 | 6 | 0 | 3628.752 | 4 | 4535.94 | 4535.94 | 0 | 6 | 0 | 453.594 | 0.17446 | 1 | 0.5 | 0 | 8.2745 | 0 | 8.2745 | 0 | 4445.2212 | 555.6526 | 0.42743 | 1 | 0.85485 | 0 | 14.2046 | 0 | 14.2046
2007-08-27 18:00 | 8 | 27 | 18 | 239 | 5730 | 66.92 | 0 | 3016.9559 | Cooling | 0 | 4 | 0 | 0 | 0 | 6 | 0 | 3016.9559 | 4 | 3771.1948 | 3771.1948 | 0 | 6 | 0 | 377.1195 | 0.14505 | 1 | 0.5 | 0 | 8.2745 | 0 | 8.2745 | 0 | 3695.7709 | 461.9714 | 0.35536 | 1 | 0.71073 | 0 | 9.2896 | 0 | 9.2896
2007-08-27 19:00 | 8 | 27 | 19 | 239 | 5731 | 66.92 | 0 | 2496.9787 | Cooling | 0 | 4 | 0 | 0 | 0 | 6 | 0 | 2496.9787 | 4 | 3121.2234 | 3121.2234 | 0 | 6 | 0 | 312.1223 | 0.12005 | 1 | 0.5 | 0 | 8.2745 | 0 | 8.2745 | 0 | 3058.7989 | 382.3499 | 0.29412 | 1 | 0.58823 | 0 | 6.0123 | 0 | 6.0123
2007-08-27 20:00 | 8 | 27 | 20 | 239 | 5732 | 66.92 | 0 | 1992.1785 | Cooling | 0 | 4 | 0 | 0 | 0 | 6 | 0 | 1992.1785 | 4 | 2490.2231 | 2490.2231 | 0 | 6 | 0 | 249.0223 | 0.095778 | 1 | 0.5 | 0 | 8.2745 | 0 | 8.2745 | 0 | 2440.4187 | 305.0523 | 0.23466 | 1 | 0.5 | 0 | 4.1373 | 0 | 4.1373
2007-08-27 21:00 | 8 | 27 | 21 | 239 | 5733 | 62.06 | 0 | 1321.1873 | Cooling | 0 | 4 | 0 | 0 | 0 | 6 | 0 | 1321.1873 | 4 | 1651.4841 | 1651.4841 | 0 | 6 | 0 | 165.1484 | 0.063519 | 1 | 0.5 | 0 | 8.2745 | 0 | 8.2745 | 0 | 1618.4545 | 202.3068 | 0.15562 | 1 | 0.5 | 0 | 4.1373 | 0 | 4.1373
2007-08-27 22:00 | 8 | 27 | 22 | 239 | 5734 | 62.06 | 0 | 396.1024 | Cooling | 0 | 4 | 0 | 0 | 0 | 6 | 0 | 396.1024 | 4 | 495.128 | 495.128 | 0 | 6 | 0 | 49.5128 | 0.019043 | 1 | 0.5 | 0 | 8.2745 | 0 | 8.2745 | 0 | 485.2254 | 60.6532 | 0.046656 | 1 | 0.5 | 0 | 4.1373 | 0 | 4.1373
2007-08-27 23:00 | 8 | 27 | 23 | 239 | 5735 | 62.06 | 0 | 216.3902 | Cooling | 0 | 4 | 0 | 0 | 0 | 6 | 0 | 216.3902 | 4 | 270.4878 | 270.4878 | 0 | 6 | 0 | 27.0488 | 0.010403 | 1 | 0.5 | 0 | 8.2745 | 0 | 8.2745 | 0 | 265.078 | 33.1348 | 0.025488 | 1 | 0.5 | 0 | 4.1373 | 0 | 4.1373
2007-08-28 | 8 | 28 | 0 | 240 | 5736 | 60.08 | 0 | 240.6973 | Cooling | 0 | 4 | 0 | 0 | 0 | 6 | 0 | 240.6973 | 4 | 300.8716 | 300.8716 | 0 | 6 | 0 | 30.0872 | 0.011572 | 1 | 0.5 | 0 | 8.2745 | 0 | 8.2745 | 0 | 294.8542 | 36.8568 | 0.028351 | 1 | 0.5 | 0 | 4.1373 | 0 | 4.1373
2007-08-28 01:00 | 8 | 28 | 1 | 240 | 5737 | 59 | 0 | 243.5452 | Cooling | 0 | 4 | 0 | 0 | 0 | 6 | 0 | 243.5452 | 4 | 304.4314 | 304.4314 | 0 | 6 | 0 | 30.4431 | 0.011709 | 1 | 0.5 | 0 | 8.2745 | 0 | 8.2745 | 0 | 298.3428 | 37.2929 | 0.028687 | 1 | 0.5 | 0 | 4.1373 | 0 | 4.1373
2007-08-28 02:00 | 8 | 28 | 2 | 240 | 5738 | 59 | 0 | 216.1387 | Cooling | 0 | 4 | 0 | 0 | 0 | 6 | 0 | 216.1387 | 4 | 270.1734 | 270.1734 | 0 | 6 | 0 | 27.0173 | 0.010391 | 1 | 0.5 | 0 | 8.2745 | 0 | 8.2745 | 0 | 264.7699 | 33.0962 | 0.025459 | 1 | 0.5 | 0 | 4.1373 | 0 | 4.1373
2007-08-28 03:00 | 8 | 28 | 3 | 240 | 5739 | 57.02 | 0 | 216.7454 | Cooling | 0 | 4 | 0 | 0 | 0 | 6 | 0 | 216.7454 | 4 | 270.9318 | 270.9318 | 0 | 6 | 0 | 27.0932 | 0.01042 | 1 | 0.5 | 0 | 8.2745 | 0 | 8.2745 | 0 | 265.5131 | 33.1891 | 0.02553 | 1 | 0.5 | 0 | 4.1373 | 0 | 4.1373
2007-08-28 04:00 | 8 | 28 | 4 | 240 | 5740 | 57.02 | 0 | 220.3221 | Cooling | 0 | 4 | 0 | 0 | 0 | 6 | 0 | 220.3221 | 4 | 275.4027 | 275.4027 | 0 | 6 | 0 | 27.5403 | 0.010592 | 1 | 0.5 | 0 | 8.2745 | 0 | 8.2745 | 0 | 269.8946 | 33.7368 | 0.025951 | 1 | 0.5 | 0 | 4.1373 | 0 | 4.1373
2007-08-28 05:00 | 8 | 28 | 5 | 240 | 5741 | 57.02 | 0 | 238.3146 | Cooling | 0 | 4 | 0 | 0 | 0 | 6 | 0 | 238.3146 | 4 | 297.8932 | 297.8932 | 0 | 6 | 0 | 29.7893 | 0.011457 | 1 | 0.5 | 0 | 8.2745 | 0 | 8.2745 | 0 | 291.9353 | 36.4919 | 0.028071 | 1 | 0.5 | 0 | 4.1373 | 0 | 4.1373
2007-08-28 06:00 | 8 | 28 | 6 | 240 | 5742 | 55.94 | 0 | 220.1912 | Cooling | 0 | 4 | 0 | 0 | 0 | 6 | 0 | 220.1912 | 4 | 275.239 | 275.239 | 0 | 6 | 0 | 27.5239 | 0.010586 | 1 | 0.5 | 0 | 8.2745 | 0 | 8.2745 | 0 | 269.7342 | 33.7168 | 0.025936 | 1 | 0.5 | 0 | 4.1373 | 0 | 4.1373
2007-08-28 07:00 | 8 | 28 | 7 | 240 | 5743 | 57.02 | 0 | 19.036 | Cooling | 0 | 4 | 0 | 0 | 0 | 6 | 0 | 19.036 | 4 | 23.795 | 23.795 | 0 | 6 | 0 | 2.3795 | 0.00091519 | 1 | 0.5 | 0 | 8.2745 | 0 | 8.2745 | 0 | 23.3191 | 2.9149 | 0.0022422 | 1 | 0.5 | 0 | 4.1373 | 0 | 4.1373
2007-08-28 08:00 | 8 | 28 | 8 | 240 | 5744 | 57.02 | 0 | 1032.9177 | Cooling | 0 | 4 | 0 | 0 | 0 | 6 | 0 | 1032.9177 | 4 | 1291.1472 | 1291.1472 | 0 | 6 | 0 | 129.1147 | 0.04966 | 1 | 0.5 | 0 | 8.2745 | 0 | 8.2745 | 0 | 1265.3242 | 158.1655 | 0.12167 | 1 | 0.5 | 0 | 4.1373 | 0 | 4.1373
2007-08-28 09:00 | 8 | 28 | 9 | 240 | 5745 | 62.96 | 0 | 1359.0705 | Cooling | 0 | 4 | 0 | 0 | 0 | 6 | 0 | 1359.0705 | 4 | 1698.8382 | 1698.8382 | 0 | 6 | 0 | 169.8838 | 0.06534 | 1 | 0.5 | 0 | 8.2745 | 0 | 8.2745 | 0 | 1664.8614 | 208.1077 | 0.16008 | 1 | 0.5 | 0 | 4.1373 | 0 | 4.1373
2007-08-28 10:00 | 8 | 28 | 10 | 240 | 5746 | 64.94 | 0 | 1766.06 | Cooling | 0 | 4 | 0 | 0 | 0 | 6 | 0 | 1766.06 | 4 | 2207.575 | 2207.575 | 0 | 6 | 0 | 220.7575 | 0.084907 | 1 | 0.5 | 0 | 8.2745 | 0 | 8.2745 | 0 | 2163.4235 | 270.4279 | 0.20802 | 1 | 0.5 | 0 | 4.1373 | 0 | 4.1373
2007-08-28 11:00 | 8 | 28 | 11 | 240 | 5747 | 64.94 | 0 | 2277.8588 | Cooling | 0 | 4 | 0 | 0 | 0 | 6 | 0 | 2277.8588 | 4 | 2847.3235 | 2847.3235 | 0 | 6 | 0 | 284.7324 | 0.10951 | 1 | 0.5 | 0 | 8.2745 | 0 | 8.2745 | 0 | 2790.377 | 348.7971 | 0.26831 | 1 | 0.53661 | 0 | 4.8674 | 0 | 4.8674
2007-08-28 12:00 | 8 | 28 | 12 | 240 | 5748 | 69.08 | 0 | 2490.8215 | Cooling | 0 | 4 | 0 | 0 | 0 | 6 | 0 | 2490.8215 | 4 | 3113.5269 | 3113.5269 | 0 | 6 | 0 | 311.3527 | 0.11975 | 1 | 0.5 | 0 | 8.2745 | 0 | 8.2745 | 0 | 3051.2564 | 381.407 | 0.29339 | 1 | 0.58678 | 0 | 5.9783 | 0 | 5.9783
2007-08-28 13:00 | 8 | 28 | 13 | 240 | 5749 | 69.98 | 0 | 2898.8719 | Cooling | 0 | 4 | 0 | 0 | 0 | 6 | 0 | 2898.8719 | 4 | 3623.5898 | 3623.5898 | 0 | 6 | 0 | 362.359 | 0.13937 | 1 | 0.5 | 0 | 8.2745 | 0 | 8.2745 | 0 | 3551.118 | 443.8898 | 0.34145 | 1 | 0.68291 | 0 | 8.4745 | 0 | 8.4745
2007-08-28 14:00 | 8 | 28 | 14 | 240 | 5750 | 69.98 | 0 | 3224.4105 | Cooling | 0 | 4 | 0 | 0 | 0 | 6 | 0 | 3224.4105 | 4 | 4030.5131 | 4030.5131 | 0 | 6 | 0 | 403.0513 | 0.15502 | 1 | 0.5 | 0 | 8.2745 | 0 | 8.2745 | 0 | 3949.9029 | 493.7379 | 0.3798 | 1 | 0.7596 | 0 | 10.8249 | 0 | 10.8249
2007-08-28 15:00 | 8 | 28 | 15 | 240 | 5751 | 71.06 | 0 | 3569.0769 | Cooling | 0 | 4 | 0 | 0 | 0 | 6 | 0 | 3569.0769 | 4 | 4461.3461 | 4461.3461 | 0 | 6 | 0 | 446.1346 | 0.17159 | 1 | 0.5 | 0 | 8.2745 | 0 | 8.2745 | 0 | 4372.1192 | 546.5149 | 0.4204 | 1 | 0.84079 | 0 | 13.6731 | 0 | 13.6731
2007-08-28 16:00 | 8 | 28 | 16 | 240 | 5752 | 68 | 0 | 3611.6516 | Cooling | 0 | 4 | 0 | 0 | 0 | 6 | 0 | 3611.6516 | 4 | 4514.5644 | 4514.5644 | 0 | 6 | 0 | 451.4564 | 0.17364 | 1 | 0.5 | 0 | 8.2745 | 0 | 8.2745 | 0 | 4424.2732 | 553.0341 | 0.42541 | 1 | 0.85082 | 0 | 14.0511 | 0 | 14.0511
2007-08-28 17:00 | 8 | 28 | 17 | 240 | 5753 | 68 | 0 | 3485.3828 | Cooling | 0 | 4 | 0 | 0 | 0 | 6 | 0 | 3485.3828 | 4 | 4356.7285 | 4356.7285 | 0 | 6 | 0 | 435.6729 | 0.16757 | 1 | 0.5 | 0 | 8.2745 | 0 | 8.2745 | 0 | 4269.594 | 533.6992 | 0.41054 | 1 | 0.82108 | 0 | 12.9469 | 0 | 12.9469
2007-08-28 18:00 | 8 | 28 | 18 | 240 | 5754 | 62.06 | 0 | 2868.5504 | Cooling | 0 | 4 | 0 | 0 | 0 | 6 | 0 | 2868.5504 | 4 | 3585.6879 | 3585.6879 | 0 | 6 | 0 | 358.5688 | 0.13791 | 1 | 0.5 | 0 | 8.2745 | 0 | 8.2745 | 0 | 3513.9742 | 439.2468 | 0.33788 | 1 | 0.67576 | 0 | 8.272 | 0 | 8.272
2007-08-28 19:00 | 8 | 28 | 19 | 240 | 5755 | 60.98 | 0 | 2260.3152 | Cooling | 0 | 4 | 0 | 0 | 0 | 6 | 0 | 2260.3152 | 4 | 2825.394 | 2825.394 | 0 | 6 | 0 | 282.5394 | 0.10867 | 1 | 0.5 | 0 | 8.2745 | 0 | 8.2745 | 0 | 2768.8861 | 346.1108 | 0.26624 | 1 | 0.53248 | 0 | 4.7816 | 0 | 4.7816
2007-08-28 20:00 | 8 | 28 | 20 | 240 | 5756 | 60.98 | 0 | 1758.9781 | Cooling | 0 | 4 | 0 | 0 | 0 | 6 | 0 | 1758.9781 | 4 | 2198.7226 | 2198.7226 | 0 | 6 | 0 | 219.8723 | 0.084566 | 1 | 0.5 | 0 | 8.2745 | 0 | 8.2745 | 0 | 2154.7482 | 269.3435 | 0.20719 | 1 | 0.5 | 0 | 4.1373 | 0 | 4.1373
2007-08-28 21:00 | 8 | 28 | 21 | 240 | 5757 | 60.8 | 0 | 972.6614 | Cooling | 0 | 4 | 0 | 0 | 0 | 6 | 0 | 972.6614 | 4 | 1215.8268 | 1215.8268 | 0 | 6 | 0 | 121.5827 | 0.046763 | 1 | 0.5 | 0 | 8.2745 | 0 | 8.2745 | 0 | 1191.5102 | 148.9388 | 0.11457 | 1 | 0.5 | 0 | 4.1373 | 0 | 4.1373
2007-08-28 22:00 | 8 | 28 | 22 | 240 | 5758 | 60.8 | 0 | 287.5295 | Cooling | 0 | 4 | 0 | 0 | 0 | 6 | 0 | 287.5295 | 4 | 359.4118 | 359.4118 | 0 | 6 | 0 | 35.9412 | 0.013824 | 1 | 0.5 | 0 | 8.2745 | 0 | 8.2745 | 0 | 352.2236 | 44.0279 | 0.033868 | 1 | 0.5 | 0 | 4.1373 | 0 | 4.1373
2007-08-28 23:00 | 8 | 28 | 23 | 240 | 5759 | 60.98 | 0 | 132.7648 | Cooling | 0 | 4 | 0 | 0 | 0 | 6 | 0 | 132.7648 | 4 | 165.9559 | 165.9559 | 0 | 6 | 0 | 16.5956 | 0.0063829 | 1 | 0.5 | 0 | 8.2745 | 0 | 8.2745 | 0 | 162.6368 | 20.3296 | 0.015638 | 1 | 0.5 | 0 | 4.1373 | 0 | 4.1373
2007-08-29 | 8 | 29 | 0 | 241 | 5760 | 59 | 0 | 208.4065 | Cooling | 0 | 4 | 0 | 0 | 0 | 6 | 0 | 208.4065 | 4 | 260.5082 | 260.5082 | 0 | 6 | 0 | 26.0508 | 0.01002 | 1 | 0.5 | 0 | 8.2745 | 0 | 8.2745 | 0 | 255.298 | 31.9122 | 0.024548 | 1 | 0.5 | 0 | 4.1373 | 0 | 4.1373
2007-08-29 01:00 | 8 | 29 | 1 | 241 | 5761 | 59 | 0 | 259.7653 | Cooling | 0 | 4 | 0 | 0 | 0 | 6 | 0 | 259.7653 | 4 | 324.7066 | 324.7066 | 0 | 6 | 0 | 32.4707 | 0.012489 | 1 | 0.5 | 0 | 8.2745 | 0 | 8.2745 | 0 | 318.2125 | 39.7766 | 0.030597 | 1 | 0.5 | 0 | 4.1373 | 0 | 4.1373
2007-08-29 02:00 | 8 | 29 | 2 | 241 | 5762 | 59 | 0 | 241.2448 | Cooling | 0 | 4 | 0 | 0 | 0 | 6 | 0 | 241.2448 | 4 | 301.556 | 301.556 | 0 | 6 | 0 | 30.1556 | 0.011598 | 1 | 0.5 | 0 | 8.2745 | 0 | 8.2745 | 0 | 295.5249 | 36.9406 | 0.028416 | 1 | 0.5 | 0 | 4.1373 | 0 | 4.1373
2007-08-29 03:00 | 8 | 29 | 3 | 241 | 5763 | 57.02 | 0 | 235.115 | Cooling | 0 | 4 | 0 | 0 | 0 | 6 | 0 | 235.115 | 4 | 293.8938 | 293.8938 | 0 | 6 | 0 | 29.3894 | 0.011304 | 1 | 0.5 | 0 | 8.2745 | 0 | 8.2745 | 0 | 288.0159 | 36.002 | 0.027694 | 1 | 0.5 | 0 | 4.1373 | 0 | 4.1373
2007-08-29 04:00 | 8 | 29 | 4 | 241 | 5764 | 57.2 | 0 | 220.6924 | Cooling | 0 | 4 | 0 | 0 | 0 | 6 | 0 | 220.6924 | 4 | 275.8655 | 275.8655 | 0 | 6 | 0 | 27.5866 | 0.01061 | 1 | 0.5 | 0 | 8.2745 | 0 | 8.2745 | 0 | 270.3482 | 33.7935 | 0.025995 | 1 | 0.5 | 0 | 4.1373 | 0 | 4.1373
2007-08-29 05:00 | 8 | 29 | 5 | 241 | 5765 | 57.92 | 0 | 201.9183 | Cooling | 0 | 4 | 0 | 0 | 0 | 6 | 0 | 201.9183 | 4 | 252.3979 | 252.3979 | 0 | 6 | 0 | 25.2398 | 0.0097076 | 1 | 0.5 | 0 | 8.2745 | 0 | 8.2745 | 0 | 247.3499 | 30.9187 | 0.023784 | 1 | 0.5 | 0 | 4.1373 | 0 | 4.1373
2007-08-29 06:00 | 8 | 29 | 6 | 241 | 5766 | 59 | 71.2533 | 0 | Heating | 71.2533 | 4 | 57.0026 | 57.0026 | 0 | 6 | 0 | 0 | 4 | 0 | 0 | 0 | 6 | 0 | 11.4005 | 0.0043848 | 1 | 0.5 | 0 | 8.2745 | 0 | 8.2745 | 58.1659 | 0 | 3.3295 | 0.0025611 | 1 | 0.5 | 0 | 4.1373 | 0 | 4.1373
2007-08-29 07:00 | 8 | 29 | 7 | 241 | 5767 | 57.2 | 359.6748 | 0 | Heating | 359.6748 | 4 | 287.7399 | 287.7399 | 0 | 6 | 0 | 0 | 4 | 0 | 0 | 0 | 6 | 0 | 57.548 | 0.022134 | 1 | 0.5 | 0 | 8.2745 | 0 | 8.2745 | 293.6121 | 0 | 16.8066 | 0.012928 | 1 | 0.5 | 0 | 4.1373 | 0 | 4.1373
2007-08-29 08:00 | 8 | 29 | 8 | 241 | 5768 | 57.92 | 98.3085 | 0 | Heating | 98.3085 | 4 | 78.6468 | 78.6468 | 0 | 6 | 0 | 0 | 4 | 0 | 0 | 0 | 6 | 0 | 15.7294 | 0.0060498 | 1 | 0.5 | 0 | 8.2745 | 0 | 8.2745 | 80.2518 | 0 | 4.5937 | 0.0035336 | 1 | 0.5 | 0 | 4.1373 | 0 | 4.1373
2007-08-29 09:00 | 8 | 29 | 9 | 241 | 5769 | 59 | 0 | 168.0282 | Cooling | 0 | 4 | 0 | 0 | 0 | 6 | 0 | 168.0282 | 4 | 210.0353 | 210.0353 | 0 | 6 | 0 | 21.0035 | 0.0080783 | 1 | 0.5 | 0 | 8.2745 | 0 | 8.2745 | 0 | 205.8346 | 25.7293 | 0.019792 | 1 | 0.5 | 0 | 4.1373 | 0 | 4.1373
2007-08-29 10:00 | 8 | 29 | 10 | 241 | 5770 | 59 | 0 | 521.5004 | Cooling | 0 | 4 | 0 | 0 | 0 | 6 | 0 | 521.5004 | 4 | 651.8755 | 651.8755 | 0 | 6 | 0 | 65.1875 | 0.025072 | 1 | 0.5 | 0 | 8.2745 | 0 | 8.2745 | 0 | 638.838 | 79.8547 | 0.061427 | 1 | 0.5 | 0 | 4.1373 | 0 | 4.1373
2007-08-29 11:00 | 8 | 29 | 11 | 241 | 5771 | 59 | 0 | 703.3872 | Cooling | 0 | 4 | 0 | 0 | 0 | 6 | 0 | 703.3872 | 4 | 879.234 | 879.234 | 0 | 6 | 0 | 87.9234 | 0.033817 | 1 | 0.5 | 0 | 8.2745 | 0 | 8.2745 | 0 | 861.6493 | 107.7062 | 0.082851 | 1 | 0.5 | 0 | 4.1373 | 0 | 4.1373
2007-08-29 12:00 | 8 | 29 | 12 | 241 | 5772 | 60.98 | 0 | 939.9302 | Cooling | 0 | 4 | 0 | 0 | 0 | 6 | 0 | 939.9302 | 4 | 1174.9127 | 1174.9127 | 0 | 6 | 0 | 117.4913 | 0.045189 | 1 | 0.5 | 0 | 8.2745 | 0 | 8.2745 | 0 | 1151.4145 | 143.9268 | 0.11071 | 1 | 0.5 | 0 | 4.1373 | 0 | 4.1373
2007-08-29 13:00 | 8 | 29 | 13 | 241 | 5773 | 60.8 | 0 | 1216.4047 | Cooling | 0 | 4 | 0 | 0 | 0 | 6 | 0 | 1216.4047 | 4 | 1520.5059 | 1520.5059 | 0 | 6 | 0 | 152.0506 | 0.058481 | 1 | 0.5 | 0 | 8.2745 | 0 | 8.2745 | 0 | 1490.0958 | 186.262 | 0.14328 | 1 | 0.5 | 0 | 4.1373 | 0 | 4.1373
2007-08-29 14:00 | 8 | 29 | 14 | 241 | 5774 | 60.98 | 0 | 1392.4313 | Cooling | 0 | 4 | 0 | 0 | 0 | 6 | 0 | 1392.4313 | 4 | 1740.5391 | 1740.5391 | 0 | 6 | 0 | 174.0539 | 0.066944 | 1 | 0.5 | 0 | 8.2745 | 0 | 8.2745 | 0 | 1705.7284 | 213.216 | 0.16401 | 1 | 0.5 | 0 | 4.1373 | 0 | 4.1373
2007-08-29 15:00 | 8 | 29 | 15 | 241 | 5775 | 62.6 | 0 | 1571.5106 | Cooling | 0 | 4 | 0 | 0 | 0 | 6 | 0 | 1571.5106 | 4 | 1964.3883 | 1964.3883 | 0 | 6 | 0 | 196.4388 | 0.075553 | 1 | 0.5 | 0 | 8.2745 | 0 | 8.2745 | 0 | 1925.1005 | 240.6376 | 0.18511 | 1 | 0.5 | 0 | 4.1373 | 0 | 4.1373
2007-08-29 16:00 | 8 | 29 | 16 | 241 | 5776 | 62.6 | 0 | 1599.6854 | Cooling | 0 | 4 | 0 | 0 | 0 | 6 | 0 | 1599.6854 | 4 | 1999.6067 | 1999.6067 | 0 | 6 | 0 | 199.9607 | 0.076908 | 1 | 0.5 | 0 | 8.2745 | 0 | 8.2745 | 0 | 1959.6146 | 244.9518 | 0.18842 | 1 | 0.5 | 0 | 4.1373 | 0 | 4.1373
2007-08-29 17:00 | 8 | 29 | 17 | 241 | 5777 | 62.96 | 0 | 1333.372 | Cooling | 0 | 4 | 0 | 0 | 0 | 6 | 0 | 1333.372 | 4 | 1666.715 | 1666.715 | 0 | 6 | 0 | 166.6715 | 0.064104 | 1 | 0.5 | 0 | 8.2745 | 0 | 8.2745 | 0 | 1633.3807 | 204.1726 | 0.15706 | 1 | 0.5 | 0 | 4.1373 | 0 | 4.1373
2007-08-29 18:00 | 8 | 29 | 18 | 241 | 5778 | 64.4 | 0 | 772.4779 | Cooling | 0 | 4 | 0 | 0 | 0 | 6 | 0 | 772.4779 | 4 | 965.5973 | 965.5973 | 0 | 6 | 0 | 96.5597 | 0.037138 | 1 | 0.5 | 0 | 8.2745 | 0 | 8.2745 | 0 | 946.2854 | 118.2857 | 0.090989 | 1 | 0.5 | 0 | 4.1373 | 0 | 4.1373
2007-08-29 19:00 | 8 | 29 | 19 | 241 | 5779 | 64.04 | 0 | 362.1287 | Cooling | 0 | 4 | 0 | 0 | 0 | 6 | 0 | 362.1287 | 4 | 452.6609 | 452.6609 | 0 | 6 | 0 | 45.2661 | 0.01741 | 1 | 0.5 | 0 | 8.2745 | 0 | 8.2745 | 0 | 443.6077 | 55.451 | 0.042655 | 1 | 0.5 | 0 | 4.1373 | 0 | 4.1373
2007-08-29 20:00 | 8 | 29 | 20 | 241 | 5780 | 64.04 | 0 | 288.7724 | Cooling | 0 | 4 | 0 | 0 | 0 | 6 | 0 | 288.7724 | 4 | 360.9655 | 360.9655 | 0 | 6 | 0 | 36.0966 | 0.013883 | 1 | 0.5 | 0 | 8.2745 | 0 | 8.2745 | 0 | 353.7462 | 44.2183 | 0.034014 | 1 | 0.5 | 0 | 4.1373 | 0 | 4.1373
2007-08-29 21:00 | 8 | 29 | 21 | 241 | 5781 | 62.06 | 0 | 215.5758 | Cooling | 0 | 4 | 0 | 0 | 0 | 6 | 0 | 215.5758 | 4 | 269.4698 | 269.4698 | 0 | 6 | 0 | 26.947 | 0.010364 | 1 | 0.5 | 0 | 8.2745 | 0 | 8.2745 | 0 | 264.0804 | 33.01 | 0.025392 | 1 | 0.5 | 0 | 4.1373 | 0 | 4.1373
2007-08-29 22:00 | 8 | 29 | 22 | 241 | 5782 | 60.8 | 9.6954 | 0 | Heating | 9.6954 | 4 | 7.7563 | 7.7563 | 0 | 6 | 0 | 0 | 4 | 0 | 0 | 0 | 6 | 0 | 1.5513 | 0.00059664 | 1 | 0.5 | 0 | 8.2745 | 0 | 8.2745 | 7.9146 | 0 | 0.45304 | 0.00034849 | 1 | 0.5 | 0 | 4.1373 | 0 | 4.1373
2007-08-29 23:00 | 8 | 29 | 23 | 241 | 5783 | 60.8 | 26.1157 | 0 | Heating | 26.1157 | 4 | 20.8925 | 20.8925 | 0 | 6 | 0 | 0 | 4 | 0 | 0 | 0 | 6 | 0 | 4.1785 | 0.0016071 | 1 | 0.5 | 0 | 8.2745 | 0 | 8.2745 | 21.3189 | 0 | 1.2203 | 0.0009387 | 1 | 0.5 | 0 | 4.1373 | 0 | 4.1373
2007-08-30 | 8 | 30 | 0 | 242 | 5784 | 60.8 | 0 | 40.7735 | Cooling | 0 | 4 | 0 | 0 | 0 | 6 | 0 | 40.7735 | 4 | 50.9669 | 50.9669 | 0 | 6 | 0 | 5.0967 | 0.0019603 | 1 | 0.5 | 0 | 8.2745 | 0 | 8.2745 | 0 | 49.9476 | 6.2434 | 0.0048027 | 1 | 0.5 | 0 | 4.1373 | 0 | 4.1373
2007-08-30 01:00 | 8 | 30 | 1 | 242 | 5785 | 62.6 | 0 | 142.879 | Cooling | 0 | 4 | 0 | 0 | 0 | 6 | 0 | 142.879 | 4 | 178.5988 | 178.5988 | 0 | 6 | 0 | 17.8599 | 0.0068692 | 1 | 0.5 | 0 | 8.2745 | 0 | 8.2745 | 0 | 175.0268 | 21.8784 | 0.01683 | 1 | 0.5 | 0 | 4.1373 | 0 | 4.1373
2007-08-30 02:00 | 8 | 30 | 2 | 242 | 5786 | 62.06 | 0 | 140.3796 | Cooling | 0 | 4 | 0 | 0 | 0 | 6 | 0 | 140.3796 | 4 | 175.4745 | 175.4745 | 0 | 6 | 0 | 17.5474 | 0.006749 | 1 | 0.5 | 0 | 8.2745 | 0 | 8.2745 | 0 | 171.965 | 21.4956 | 0.016535 | 1 | 0.5 | 0 | 4.1373 | 0 | 4.1373
2007-08-30 03:00 | 8 | 30 | 3 | 242 | 5787 | 60.8 | 0 | 137.1058 | Cooling | 0 | 4 | 0 | 0 | 0 | 6 | 0 | 137.1058 | 4 | 171.3823 | 171.3823 | 0 | 6 | 0 | 17.1382 | 0.0065916 | 1 | 0.5 | 0 | 8.2745 | 0 | 8.2745 | 0 | 167.9546 | 20.9943 | 0.016149 | 1 | 0.5 | 0 | 4.1373 | 0 | 4.1373
2007-08-30 04:00 | 8 | 30 | 4 | 242 | 5788 | 60.8 | 0 | 120.9179 | Cooling | 0 | 4 | 0 | 0 | 0 | 6 | 0 | 120.9179 | 4 | 151.1473 | 151.1473 | 0 | 6 | 0 | 15.1147 | 0.0058134 | 1 | 0.5 | 0 | 8.2745 | 0 | 8.2745 | 0 | 148.1244 | 18.5155 | 0.014243 | 1 | 0.5 | 0 | 4.1373 | 0 | 4.1373
2007-08-30 05:00 | 8 | 30 | 5 | 242 | 5789 | 60.98 | 0 | 99.2955 | Cooling | 0 | 4 | 0 | 0 | 0 | 6 | 0 | 99.2955 | 4 | 124.1193 | 124.1193 | 0 | 6 | 0 | 12.4119 | 0.0047738 | 1 | 0.5 | 0 | 8.2745 | 0 | 8.2745 | 0 | 121.6369 | 15.2046 | 0.011696 | 1 | 0.5 | 0 | 4.1373 | 0 | 4.1373
2007-08-30 06:00 | 8 | 30 | 6 | 242 | 5790 | 60.8 | 320.2834 | 0 | Heating | 320.2834 | 4 | 256.2268 | 256.2268 | 0 | 6 | 0 | 0 | 4 | 0 | 0 | 0 | 6 | 0 | 51.2454 | 0.01971 | 1 | 0.5 | 0 | 8.2745 | 0 | 8.2745 | 261.4559 | 0 | 14.966 | 0.011512 | 1 | 0.5 | 0 | 4.1373 | 0 | 4.1373
2007-08-30 07:00 | 8 | 30 | 7 | 242 | 5791 | 62.96 | 600.0476 | 0 | Heating | 600.0476 | 4 | 480.0381 | 480.0381 | 0 | 6 | 0 | 0 | 4 | 0 | 0 | 0 | 6 | 0 | 96.0076 | 0.036926 | 1 | 0.5 | 0 | 8.2745 | 0 | 8.2745 | 489.8348 | 0 | 28.0386 | 0.021568 | 1 | 0.5 | 0 | 4.1373 | 0 | 4.1373
2007-08-30 08:00 | 8 | 30 | 8 | 242 | 5792 | 62.96 | 341.0896 | 0 | Heating | 341.0896 | 4 | 272.8717 | 272.8717 | 0 | 6 | 0 | 0 | 4 | 0 | 0 | 0 | 6 | 0 | 54.5743 | 0.02099 | 1 | 0.5 | 0 | 8.2745 | 0 | 8.2745 | 278.4405 | 0 | 15.9382 | 0.01226 | 1 | 0.5 | 0 | 4.1373 | 0 | 4.1373
2007-08-30 09:00 | 8 | 30 | 9 | 242 | 5793 | 66.2 | 34.2071 | 0 | Heating | 34.2071 | 4 | 27.3657 | 27.3657 | 0 | 6 | 0 | 0 | 4 | 0 | 0 | 0 | 6 | 0 | 5.4731 | 0.0021051 | 1 | 0.5 | 0 | 8.2745 | 0 | 8.2745 | 27.9242 | 0 | 1.5984 | 0.0012295 | 1 | 0.5 | 0 | 4.1373 | 0 | 4.1373
2007-08-30 10:00 | 8 | 30 | 10 | 242 | 5794 | 69.8 | 0 | 540.5895 | Cooling | 0 | 4 | 0 | 0 | 0 | 6 | 0 | 540.5895 | 4 | 675.7369 | 675.7369 | 0 | 6 | 0 | 67.5737 | 0.02599 | 1 | 0.5 | 0 | 8.2745 | 0 | 8.2745 | 0 | 662.2222 | 82.7778 | 0.063675 | 1 | 0.5 | 0 | 4.1373 | 0 | 4.1373
2007-08-30 11:00 | 8 | 30 | 11 | 242 | 5795 | 69.98 | 0 | 1014.9118 | Cooling | 0 | 4 | 0 | 0 | 0 | 6 | 0 | 1014.9118 | 4 | 1268.6398 | 1268.6398 | 0 | 6 | 0 | 126.864 | 0.048794 | 1 | 0.5 | 0 | 8.2745 | 0 | 8.2745 | 0 | 1243.267 | 155.4084 | 0.11954 | 1 | 0.5 | 0 | 4.1373 | 0 | 4.1373
2007-08-30 12:00 | 8 | 30 | 12 | 242 | 5796 | 75.02 | 0 | 1444.3191 | Cooling | 0 | 4 | 0 | 0 | 0 | 6 | 0 | 1444.3191 | 4 | 1805.3989 | 1805.3989 | 0 | 6 | 0 | 180.5399 | 0.069438 | 1 | 0.5 | 0 | 8.2745 | 0 | 8.2745 | 0 | 1769.2909 | 221.1614 | 0.17012 | 1 | 0.5 | 0 | 4.1373 | 0 | 4.1373
2007-08-30 13:00 | 8 | 30 | 13 | 242 | 5797 | 73.94 | 0 | 1720.7425 | Cooling | 0 | 4 | 0 | 0 | 0 | 6 | 0 | 1720.7425 | 4 | 2150.9281 | 2150.9281 | 0 | 6 | 0 | 215.0928 | 0.082728 | 1 | 0.5 | 0 | 8.2745 | 0 | 8.2745 | 0 | 2107.9095 | 263.4887 | 0.20268 | 1 | 0.5 | 0 | 4.1373 | 0 | 4.1373
2007-08-30 14:00 | 8 | 30 | 14 | 242 | 5798 | 73.94 | 0 | 1891.6257 | Cooling | 0 | 4 | 0 | 0 | 0 | 6 | 0 | 1891.6257 | 4 | 2364.5322 | 2364.5322 | 0 | 6 | 0 | 236.4532 | 0.090944 | 1 | 0.5 | 0 | 8.2745 | 0 | 8.2745 | 0 | 2317.2415 | 289.6552 | 0.22281 | 1 | 0.5 | 0 | 4.1373 | 0 | 4.1373
2007-08-30 15:00 | 8 | 30 | 15 | 242 | 5799 | 77 | 0 | 2137.4088 | Cooling | 0 | 4 | 0 | 0 | 0 | 6 | 0 | 2137.4088 | 4 | 2671.7611 | 2671.7611 | 0 | 6 | 0 | 267.1761 | 0.10276 | 1 | 0.5 | 0 | 8.2745 | 0 | 8.2745 | 0 | 2618.3258 | 327.2907 | 0.25176 | 1 | 0.50352 | 0 | 4.2047 | 0 | 4.2047
2007-08-30 16:00 | 8 | 30 | 16 | 242 | 5800 | 75.92 | 0 | 2230.1289 | Cooling | 0 | 4 | 0 | 0 | 0 | 6 | 0 | 2230.1289 | 4 | 2787.6611 | 2787.6611 | 0 | 6 | 0 | 278.7661 | 0.10722 | 1 | 0.5 | 0 | 8.2745 | 0 | 8.2745 | 0 | 2731.9079 | 341.4885 | 0.26268 | 1 | 0.52537 | 0 | 4.636 | 0 | 4.636
2007-08-30 17:00 | 8 | 30 | 17 | 242 | 5801 | 75.92 | 0 | 1372.9789 | Cooling | 0 | 4 | 0 | 0 | 0 | 6 | 0 | 1372.9789 | 4 | 1716.2237 | 1716.2237 | 0 | 6 | 0 | 171.6224 | 0.066009 | 1 | 0.5 | 0 | 8.2745 | 0 | 8.2745 | 0 | 1681.8992 | 210.2374 | 0.16172 | 1 | 0.5 | 0 | 4.1373 | 0 | 4.1373
2007-08-30 18:00 | 8 | 30 | 18 | 242 | 5802 | 69.98 | 0 | 434.7469 | Cooling | 0 | 4 | 0 | 0 | 0 | 6 | 0 | 434.7469 | 4 | 543.4336 | 543.4336 | 0 | 6 | 0 | 54.3434 | 0.020901 | 1 | 0.5 | 0 | 8.2745 | 0 | 8.2745 | 0 | 532.565 | 66.5706 | 0.051208 | 1 | 0.5 | 0 | 4.1373 | 0 | 4.1373
2007-08-30 19:00 | 8 | 30 | 19 | 242 | 5803 | 66.02 | 0 | 270.3769 | Cooling | 0 | 4 | 0 | 0 | 0 | 6 | 0 | 270.3769 | 4 | 337.9712 | 337.9712 | 0 | 6 | 0 | 33.7971 | 0.012999 | 1 | 0.5 | 0 | 8.2745 | 0 | 8.2745 | 0 | 331.2117 | 41.4015 | 0.031847 | 1 | 0.5 | 0 | 4.1373 | 0 | 4.1373
2007-08-30 20:00 | 8 | 30 | 20 | 242 | 5804 | 66.02 | 0 | 154.2354 | Cooling | 0 | 4 | 0 | 0 | 0 | 6 | 0 | 154.2354 | 4 | 192.7943 | 192.7943 | 0 | 6 | 0 | 19.2794 | 0.0074152 | 1 | 0.5 | 0 | 8.2745 | 0 | 8.2745 | 0 | 188.9384 | 23.6173 | 0.018167 | 1 | 0.5 | 0 | 4.1373 | 0 | 4.1373
2007-08-30 21:00 | 8 | 30 | 21 | 242 | 5805 | 62.96 | 0 | 84.1177 | Cooling | 0 | 4 | 0 | 0 | 0 | 6 | 0 | 84.1177 | 4 | 105.1471 | 105.1471 | 0 | 6 | 0 | 10.5147 | 0.0040441 | 1 | 0.5 | 0 | 8.2745 | 0 | 8.2745 | 0 | 103.0442 | 12.8805 | 0.0099081 | 1 | 0.5 | 0 | 4.1373 | 0 | 4.1373
2007-08-30 22:00 | 8 | 30 | 22 | 242 | 5806 | 62.06 | 49.4994 | 0 | Heating | 49.4994 | 4 | 39.5996 | 39.5996 | 0 | 6 | 0 | 0 | 4 | 0 | 0 | 0 | 6 | 0 | 7.9199 | 0.0030461 | 1 | 0.5 | 0 | 8.2745 | 0 | 8.2745 | 40.4077 | 0 | 2.313 | 0.0017792 | 1 | 0.5 | 0 | 4.1373 | 0 | 4.1373
2007-08-30 23:00 | 8 | 30 | 23 | 242 | 5807 | 62.06 | 70.8119 | 0 | Heating | 70.8119 | 4 | 56.6496 | 56.6496 | 0 | 6 | 0 | 0 | 4 | 0 | 0 | 0 | 6 | 0 | 11.3299 | 0.0043577 | 1 | 0.5 | 0 | 8.2745 | 0 | 8.2745 | 57.8057 | 0 | 3.3089 | 0.0025453 | 1 | 0.5 | 0 | 4.1373 | 0 | 4.1373
2007-08-31 | 8 | 31 | 0 | 243 | 5808 | 59 | 0 | 1.039 | Cooling | 0 | 4 | 0 | 0 | 0 | 6 | 0 | 1.039 | 4 | 1.2987 | 1.2987 | 0 | 6 | 0 | 0.12987 | 4.995e-05 | 1 | 0.5 | 0 | 8.2745 | 0 | 8.2745 | 0 | 1.2727 | 0.15909 | 0.00012238 | 1 | 0.5 | 0 | 4.1373 | 0 | 4.1373
2007-08-31 01:00 | 8 | 31 | 1 | 243 | 5809 | 57.92 | 0 | 86.6003 | Cooling | 0 | 4 | 0 | 0 | 0 | 6 | 0 | 86.6003 | 4 | 108.2504 | 108.2504 | 0 | 6 | 0 | 10.825 | 0.0041635 | 1 | 0.5 | 0 | 8.2745 | 0 | 8.2745 | 0 | 106.0854 | 13.2607 | 0.010201 | 1 | 0.5 | 0 | 4.1373 | 0 | 4.1373
2007-08-31 02:00 | 8 | 31 | 2 | 243 | 5810 | 57.92 | 0 | 87.6722 | Cooling | 0 | 4 | 0 | 0 | 0 | 6 | 0 | 87.6722 | 4 | 109.5902 | 109.5902 | 0 | 6 | 0 | 10.959 | 0.004215 | 1 | 0.5 | 0 | 8.2745 | 0 | 8.2745 | 0 | 107.3984 | 13.4248 | 0.010327 | 1 | 0.5 | 0 | 4.1373 | 0 | 4.1373
2007-08-31 03:00 | 8 | 31 | 3 | 243 | 5811 | 57.02 | 0 | 79.6825 | Cooling | 0 | 4 | 0 | 0 | 0 | 6 | 0 | 79.6825 | 4 | 99.6032 | 99.6032 | 0 | 6 | 0 | 9.9603 | 0.0038309 | 1 | 0.5 | 0 | 8.2745 | 0 | 8.2745 | 0 | 97.6111 | 12.2014 | 0.0093857 | 1 | 0.5 | 0 | 4.1373 | 0 | 4.1373
2007-08-31 04:00 | 8 | 31 | 4 | 243 | 5812 | 55.94 | 0 | 62.911 | Cooling | 0 | 4 | 0 | 0 | 0 | 6 | 0 | 62.911 | 4 | 78.6387 | 78.6387 | 0 | 6 | 0 | 7.8639 | 0.0030246 | 1 | 0.5 | 0 | 8.2745 | 0 | 8.2745 | 0 | 77.066 | 9.6332 | 0.0074102 | 1 | 0.5 | 0 | 4.1373 | 0 | 4.1373
2007-08-31 05:00 | 8 | 31 | 5 | 243 | 5813 | 55.94 | 0 | 24.1924 | Cooling | 0 | 4 | 0 | 0 | 0 | 6 | 0 | 24.1924 | 4 | 30.2405 | 30.2405 | 0 | 6 | 0 | 3.024 | 0.0011631 | 1 | 0.5 | 0 | 8.2745 | 0 | 8.2745 | 0 | 29.6356 | 3.7045 | 0.0028496 | 1 | 0.5 | 0 | 4.1373 | 0 | 4.1373
2007-08-31 06:00 | 8 | 31 | 6 | 243 | 5814 | 55.04 | 536.1179 | 0 | Heating | 536.1179 | 4 | 428.8943 | 428.8943 | 0 | 6 | 0 | 0 | 4 | 0 | 0 | 0 | 6 | 0 | 85.7789 | 0.032992 | 1 | 0.5 | 0 | 8.2745 | 0 | 8.2745 | 437.6473 | 0 | 25.0514 | 0.01927 | 1 | 0.5 | 0 | 4.1373 | 0 | 4.1373
2007-08-31 07:00 | 8 | 31 | 7 | 243 | 5815 | 55.04 | 795.7475 | 0 | Heating | 795.7475 | 4 | 636.598 | 636.598 | 0 | 6 | 0 | 0 | 4 | 0 | 0 | 0 | 6 | 0 | 127.3196 | 0.048969 | 1 | 0.5 | 0 | 8.2745 | 0 | 8.2745 | 649.5898 | 0 | 37.1832 | 0.028602 | 1 | 0.5 | 0 | 4.1373 | 0 | 4.1373
2007-08-31 08:00 | 8 | 31 | 8 | 243 | 5816 | 55.04 | 830.9725 | 0 | Heating | 830.9725 | 4 | 664.778 | 664.778 | 0 | 6 | 0 | 0 | 4 | 0 | 0 | 0 | 6 | 0 | 132.9556 | 0.051137 | 1 | 0.5 | 0 | 8.2745 | 0 | 8.2745 | 678.3449 | 0 | 38.8291 | 0.029869 | 1 | 0.5 | 0 | 4.1373 | 0 | 4.1373
2007-08-31 09:00 | 8 | 31 | 9 | 243 | 5817 | 59 | 569.3112 | 0 | Heating | 569.3112 | 4 | 455.4489 | 455.4489 | 0 | 6 | 0 | 0 | 4 | 0 | 0 | 0 | 6 | 0 | 91.0898 | 0.035035 | 1 | 0.5 | 0 | 8.2745 | 0 | 8.2745 | 464.7438 | 0 | 26.6024 | 0.020463 | 1 | 0.5 | 0 | 4.1373 | 0 | 4.1373
2007-08-31 10:00 | 8 | 31 | 10 | 243 | 5818 | 60.98 | 259.0676 | 0 | Heating | 259.0676 | 4 | 207.2541 | 207.2541 | 0 | 6 | 0 | 0 | 4 | 0 | 0 | 0 | 6 | 0 | 41.4508 | 0.015943 | 1 | 0.5 | 0 | 8.2745 | 0 | 8.2745 | 211.4837 | 0 | 12.1055 | 0.009312 | 1 | 0.5 | 0 | 4.1373 | 0 | 4.1373
2007-08-31 11:00 | 8 | 31 | 11 | 243 | 5819 | 60.98 | 83.3552 | 0 | Heating | 83.3552 | 4 | 66.6842 | 66.6842 | 0 | 6 | 0 | 0 | 4 | 0 | 0 | 0 | 6 | 0 | 13.3368 | 0.0051296 | 1 | 0.5 | 0 | 8.2745 | 0 | 8.2745 | 68.0451 | 0 | 3.895 | 0.0029961 | 1 | 0.5 | 0 | 4.1373 | 0 | 4.1373
2007-08-31 12:00 | 8 | 31 | 12 | 243 | 5820 | 64.94 | 0 | 68.7021 | Cooling | 0 | 4 | 0 | 0 | 0 | 6 | 0 | 68.7021 | 4 | 85.8776 | 85.8776 | 0 | 6 | 0 | 8.5878 | 0.003303 | 1 | 0.5 | 0 | 8.2745 | 0 | 8.2745 | 0 | 84.1601 | 10.52 | 0.0080923 | 1 | 0.5 | 0 | 4.1373 | 0 | 4.1373
2007-08-31 13:00 | 8 | 31 | 13 | 243 | 5821 | 64.94 | 0 | 144.2084 | Cooling | 0 | 4 | 0 | 0 | 0 | 6 | 0 | 144.2084 | 4 | 180.2605 | 180.2605 | 0 | 6 | 0 | 18.026 | 0.0069331 | 1 | 0.5 | 0 | 8.2745 | 0 | 8.2745 | 0 | 176.6553 | 22.0819 | 0.016986 | 1 | 0.5 | 0 | 4.1373 | 0 | 4.1373
2007-08-31 14:00 | 8 | 31 | 14 | 243 | 5822 | 64.94 | 0 | 98.5874 | Cooling | 0 | 4 | 0 | 0 | 0 | 6 | 0 | 98.5874 | 4 | 123.2342 | 123.2342 | 0 | 6 | 0 | 12.3234 | 0.0047398 | 1 | 0.5 | 0 | 8.2745 | 0 | 8.2745 | 0 | 120.7695 | 15.0962 | 0.011612 | 1 | 0.5 | 0 | 4.1373 | 0 | 4.1373
2007-08-31 15:00 | 8 | 31 | 15 | 243 | 5823 | 69.08 | 0 | 143.2301 | Cooling | 0 | 4 | 0 | 0 | 0 | 6 | 0 | 143.2301 | 4 | 179.0376 | 179.0376 | 0 | 6 | 0 | 17.9038 | 0.0068861 | 1 | 0.5 | 0 | 8.2745 | 0 | 8.2745 | 0 | 175.4569 | 21.9321 | 0.016871 | 1 | 0.5 | 0 | 4.1373 | 0 | 4.1373
2007-08-31 16:00 | 8 | 31 | 16 | 243 | 5824 | 68 | 0 | 126.0789 | Cooling | 0 | 4 | 0 | 0 | 0 | 6 | 0 | 126.0789 | 4 | 157.5987 | 157.5987 | 0 | 6 | 0 | 15.7599 | 0.0060615 | 1 | 0.5 | 0 | 8.2745 | 0 | 8.2745 | 0 | 154.4467 | 19.3058 | 0.014851 | 1 | 0.5 | 0 | 4.1373 | 0 | 4.1373
2007-08-31 17:00 | 8 | 31 | 17 | 243 | 5825 | 68 | 0 | 80.4786 | Cooling | 0 | 4 | 0 | 0 | 0 | 6 | 0 | 80.4786 | 4 | 100.5982 | 100.5982 | 0 | 6 | 0 | 10.0598 | 0.0038692 | 1 | 0.5 | 0 | 8.2745 | 0 | 8.2745 | 0 | 98.5863 | 12.3233 | 0.0094794 | 1 | 0.5 | 0 | 4.1373 | 0 | 4.1373
2007-08-31 18:00 | 8 | 31 | 18 | 243 | 5826 | 64.94 | 45.0592 | 0 | Heating | 45.0592 | 4 | 36.0474 | 36.0474 | 0 | 6 | 0 | 0 | 4 | 0 | 0 | 0 | 6 | 0 | 7.2095 | 0.0027729 | 1 | 0.5 | 0 | 8.2745 | 0 | 8.2745 | 36.783 | 0 | 2.1055 | 0.0016196 | 1 | 0.5 | 0 | 4.1373 | 0 | 4.1373
2007-08-31 19:00 | 8 | 31 | 19 | 243 | 5827 | 58.64 | 142.9992 | 0 | Heating | 142.9992 | 4 | 114.3993 | 114.3993 | 0 | 6 | 0 | 0 | 4 | 0 | 0 | 0 | 6 | 0 | 22.8799 | 0.0087999 | 1 | 0.5 | 0 | 8.2745 | 0 | 8.2745 | 116.734 | 0 | 6.682 | 0.00514 | 1 | 0.5 | 0 | 4.1373 | 0 | 4.1373
2007-08-31 20:00 | 8 | 31 | 20 | 243 | 5828 | 57.38 | 216.9592 | 0 | Heating | 216.9592 | 4 | 173.5673 | 173.5673 | 0 | 6 | 0 | 0 | 4 | 0 | 0 | 0 | 6 | 0 | 34.7135 | 0.013351 | 1 | 0.5 | 0 | 8.2745 | 0 | 8.2745 | 177.1095 | 0 | 10.1379 | 0.0077984 | 1 | 0.5 | 0 | 4.1373 | 0 | 4.1373
2007-08-31 21:00 | 8 | 31 | 21 | 243 | 5829 | 55.76 | 311.5407 | 0 | Heating | 311.5407 | 4 | 249.2325 | 249.2325 | 0 | 6 | 0 | 0 | 4 | 0 | 0 | 0 | 6 | 0 | 49.8465 | 0.019172 | 1 | 0.5 | 0 | 8.2745 | 0 | 8.2745 | 254.3189 | 0 | 14.5575 | 0.011198 | 1 | 0.5 | 0 | 4.1373 | 0 | 4.1373
2007-08-31 22:00 | 8 | 31 | 22 | 243 | 5830 | 55.76 | 164.8662 | 0 | Heating | 164.8662 | 4 | 131.893 | 131.893 | 0 | 6 | 0 | 0 | 4 | 0 | 0 | 0 | 6 | 0 | 26.3786 | 0.010146 | 1 | 0.5 | 0 | 8.2745 | 0 | 8.2745 | 134.5847 | 0 | 7.7038 | 0.005926 | 1 | 0.5 | 0 | 4.1373 | 0 | 4.1373
2007-08-31 23:00 | 8 | 31 | 23 | 243 | 5831 | 55.94 | 183.4712 | 0 | Heating | 183.4712 | 4 | 146.777 | 146.777 | 0 | 6 | 0 | 0 | 4 | 0 | 0 | 0 | 6 | 0 | 29.3554 | 0.011291 | 1 | 0.5 | 0 | 8.2745 | 0 | 8.2745 | 149.7724 | 0 | 8.5731 | 0.0065947 | 1 | 0.5 | 0 | 4.1373 | 0 | 4.1373
2007-09-01 | 9 | 1 | 0 | 244 | 5832 | 55.76 | 102.4918 | 0 | Heating | 102.4918 | 4 | 81.9935 | 81.9935 | 0 | 6 | 0 | 0 | 4 | 0 | 0 | 0 | 6 | 0 | 16.3987 | 0.0063072 | 1 | 0.5 | 0 | 8.2745 | 0 | 8.2745 | 83.6668 | 0 | 4.7892 | 0.003684 | 1 | 0.5 | 0 | 4.1373 | 0 | 4.1373
2007-09-01 01:00 | 9 | 1 | 1 | 244 | 5833 | 55.76 | 31.8482 | 0 | Heating | 31.8482 | 4 | 25.4785 | 25.4785 | 0 | 6 | 0 | 0 | 4 | 0 | 0 | 0 | 6 | 0 | 5.0957 | 0.0019599 | 1 | 0.5 | 0 | 8.2745 | 0 | 8.2745 | 25.9985 | 0 | 1.4882 | 0.0011448 | 1 | 0.5 | 0 | 4.1373 | 0 | 4.1373
2007-09-01 02:00 | 9 | 1 | 2 | 244 | 5834 | 55.04 | 43.3929 | 0 | Heating | 43.3929 | 4 | 34.7143 | 34.7143 | 0 | 6 | 0 | 0 | 4 | 0 | 0 | 0 | 6 | 0 | 6.9429 | 0.0026703 | 1 | 0.5 | 0 | 8.2745 | 0 | 8.2745 | 35.4228 | 0 | 2.0276 | 0.0015597 | 1 | 0.5 | 0 | 4.1373 | 0 | 4.1373
2007-09-01 03:00 | 9 | 1 | 3 | 244 | 5835 | 53.96 | 53.5524 | 0 | Heating | 53.5524 | 4 | 42.8419 | 42.8419 | 0 | 6 | 0 | 0 | 4 | 0 | 0 | 0 | 6 | 0 | 8.5684 | 0.0032955 | 1 | 0.5 | 0 | 8.2745 | 0 | 8.2745 | 43.7162 | 0 | 2.5024 | 0.0019249 | 1 | 0.5 | 0 | 4.1373 | 0 | 4.1373
2007-09-01 04:00 | 9 | 1 | 4 | 244 | 5836 | 55.04 | 75.0692 | 0 | Heating | 75.0692 | 4 | 60.0554 | 60.0554 | 0 | 6 | 0 | 0 | 4 | 0 | 0 | 0 | 6 | 0 | 12.0111 | 0.0046196 | 1 | 0.5 | 0 | 8.2745 | 0 | 8.2745 | 61.281 | 0 | 3.5078 | 0.0026983 | 1 | 0.5 | 0 | 4.1373 | 0 | 4.1373
2007-09-01 05:00 | 9 | 1 | 5 | 244 | 5837 | 56.3 | 140.6957 | 0 | Heating | 140.6957 | 4 | 112.5565 | 112.5565 | 0 | 6 | 0 | 0 | 4 | 0 | 0 | 0 | 6 | 0 | 22.5113 | 0.0086582 | 1 | 0.5 | 0 | 8.2745 | 0 | 8.2745 | 114.8536 | 0 | 6.5743 | 0.0050572 | 1 | 0.5 | 0 | 4.1373 | 0 | 4.1373
2007-09-01 06:00 | 9 | 1 | 6 | 244 | 5838 | 58.46 | 252.4047 | 0 | Heating | 252.4047 | 4 | 201.9237 | 201.9237 | 0 | 6 | 0 | 0 | 4 | 0 | 0 | 0 | 6 | 0 | 40.3847 | 0.015533 | 1 | 0.5 | 0 | 8.2745 | 0 | 8.2745 | 206.0446 | 0 | 11.7942 | 0.0090725 | 1 | 0.5 | 0 | 4.1373 | 0 | 4.1373
2007-09-01 07:00 | 9 | 1 | 7 | 244 | 5839 | 59 | 494.6335 | 0 | Heating | 494.6335 | 4 | 395.7068 | 395.7068 | 0 | 6 | 0 | 0 | 4 | 0 | 0 | 0 | 6 | 0 | 79.1414 | 0.030439 | 1 | 0.5 | 0 | 8.2745 | 0 | 8.2745 | 403.7825 | 0 | 23.1129 | 0.017779 | 1 | 0.5 | 0 | 4.1373 | 0 | 4.1373
2007-09-01 08:00 | 9 | 1 | 8 | 244 | 5840 | 59 | 1002.029 | 0 | Heating | 1002.029 | 4 | 801.6232 | 801.6232 | 0 | 6 | 0 | 0 | 4 | 0 | 0 | 0 | 6 | 0 | 160.3246 | 0.061663 | 1 | 0.5 | 0 | 8.2745 | 0 | 8.2745 | 817.9828 | 0 | 46.8221 | 0.036017 | 1 | 0.5 | 0 | 4.1373 | 0 | 4.1373
2007-09-01 09:00 | 9 | 1 | 9 | 244 | 5841 | 62.96 | 495.1735 | 0 | Heating | 495.1735 | 4 | 396.1388 | 396.1388 | 0 | 6 | 0 | 0 | 4 | 0 | 0 | 0 | 6 | 0 | 79.2278 | 0.030472 | 1 | 0.5 | 0 | 8.2745 | 0 | 8.2745 | 404.2233 | 0 | 23.1381 | 0.017799 | 1 | 0.5 | 0 | 4.1373 | 0 | 4.1373
2007-09-01 10:00 | 9 | 1 | 10 | 244 | 5842 | 66.92 | 107.1636 | 0 | Heating | 107.1636 | 4 | 85.7309 | 85.7309 | 0 | 6 | 0 | 0 | 4 | 0 | 0 | 0 | 6 | 0 | 17.1462 | 0.0065947 | 1 | 0.5 | 0 | 8.2745 | 0 | 8.2745 | 87.4805 | 0 | 5.0075 | 0.0038519 | 1 | 0.5 | 0 | 4.1373 | 0 | 4.1373
2007-09-01 11:00 | 9 | 1 | 11 | 244 | 5843 | 66.92 | 0 | 64.0832 | Cooling | 0 | 4 | 0 | 0 | 0 | 6 | 0 | 64.0832 | 4 | 80.104 | 80.104 | 0 | 6 | 0 | 8.0104 | 0.0030809 | 1 | 0.5 | 0 | 8.2745 | 0 | 8.2745 | 0 | 78.5019 | 9.8127 | 0.0075483 | 1 | 0.5 | 0 | 4.1373 | 0 | 4.1373
2007-09-01 12:00 | 9 | 1 | 12 | 244 | 5844 | 69.08 | 0 | 499.6967 | Cooling | 0 | 4 | 0 | 0 | 0 | 6 | 0 | 499.6967 | 4 | 624.6208 | 624.6208 | 0 | 6 | 0 | 62.4621 | 0.024024 | 1 | 0.5 | 0 | 8.2745 | 0 | 8.2745 | 0 | 612.1284 | 76.5161 | 0.058859 | 1 | 0.5 | 0 | 4.1373 | 0 | 4.1373
2007-09-01 13:00 | 9 | 1 | 13 | 244 | 5845 | 71.96 | 0 | 1060.3742 | Cooling | 0 | 4 | 0 | 0 | 0 | 6 | 0 | 1060.3742 | 4 | 1325.4678 | 1325.4678 | 0 | 6 | 0 | 132.5468 | 0.05098 | 1 | 0.5 | 0 | 8.2745 | 0 | 8.2745 | 0 | 1298.9584 | 162.3698 | 0.1249 | 1 | 0.5 | 0 | 4.1373 | 0 | 4.1373
2007-09-01 14:00 | 9 | 1 | 14 | 244 | 5846 | 71.96 | 0 | 1442.2157 | Cooling | 0 | 4 | 0 | 0 | 0 | 6 | 0 | 1442.2157 | 4 | 1802.7696 | 1802.7696 | 0 | 6 | 0 | 180.277 | 0.069337 | 1 | 0.5 | 0 | 8.2745 | 0 | 8.2745 | 0 | 1766.7142 | 220.8393 | 0.16988 | 1 | 0.5 | 0 | 4.1373 | 0 | 4.1373
2007-09-01 15:00 | 9 | 1 | 15 | 244 | 5847 | 73.04 | 0 | 1706.4372 | Cooling | 0 | 4 | 0 | 0 | 0 | 6 | 0 | 1706.4372 | 4 | 2133.0465 | 2133.0465 | 0 | 6 | 0 | 213.3047 | 0.08204 | 1 | 0.5 | 0 | 8.2745 | 0 | 8.2745 | 0 | 2090.3856 | 261.2982 | 0.201 | 1 | 0.5 | 0 | 4.1373 | 0 | 4.1373
2007-09-01 16:00 | 9 | 1 | 16 | 244 | 5848 | 73.04 | 0 | 1770.9798 | Cooling | 0 | 4 | 0 | 0 | 0 | 6 | 0 | 1770.9798 | 4 | 2213.7247 | 2213.7247 | 0 | 6 | 0 | 221.3725 | 0.085143 | 1 | 0.5 | 0 | 8.2745 | 0 | 8.2745 | 0 | 2169.4503 | 271.1813 | 0.2086 | 1 | 0.5 | 0 | 4.1373 | 0 | 4.1373
2007-09-01 17:00 | 9 | 1 | 17 | 244 | 5849 | 73.04 | 0 | 1693.0832 | Cooling | 0 | 4 | 0 | 0 | 0 | 6 | 0 | 1693.0832 | 4 | 2116.354 | 2116.354 | 0 | 6 | 0 | 211.6354 | 0.081398 | 1 | 0.5 | 0 | 8.2745 | 0 | 8.2745 | 0 | 2074.0269 | 259.2534 | 0.19943 | 1 | 0.5 | 0 | 4.1373 | 0 | 4.1373
2007-09-01 18:00 | 9 | 1 | 18 | 244 | 5850 | 69.98 | 0 | 1345.0229 | Cooling | 0 | 4 | 0 | 0 | 0 | 6 | 0 | 1345.0229 | 4 | 1681.2787 | 1681.2787 | 0 | 6 | 0 | 168.1279 | 0.064665 | 1 | 0.5 | 0 | 8.2745 | 0 | 8.2745 | 0 | 1647.6531 | 205.9566 | 0.15843 | 1 | 0.5 | 0 | 4.1373 | 0 | 4.1373
2007-09-01 19:00 | 9 | 1 | 19 | 244 | 5851 | 66.02 | 0 | 692.6177 | Cooling | 0 | 4 | 0 | 0 | 0 | 6 | 0 | 692.6177 | 4 | 865.7721 | 865.7721 | 0 | 6 | 0 | 86.5772 | 0.033299 | 1 | 0.5 | 0 | 8.2745 | 0 | 8.2745 | 0 | 848.4566 | 106.0571 | 0.081582 | 1 | 0.5 | 0 | 4.1373 | 0 | 4.1373
2007-09-01 20:00 | 9 | 1 | 20 | 244 | 5852 | 66.02 | 0 | 585.364 | Cooling | 0 | 4 | 0 | 0 | 0 | 6 | 0 | 585.364 | 4 | 731.705 | 731.705 | 0 | 6 | 0 | 73.1705 | 0.028142 | 1 | 0.5 | 0 | 8.2745 | 0 | 8.2745 | 0 | 717.0709 | 89.6339 | 0.068949 | 1 | 0.5 | 0 | 4.1373 | 0 | 4.1373
2007-09-01 21:00 | 9 | 1 | 21 | 244 | 5853 | 60.08 | 0 | 522.0566 | Cooling | 0 | 4 | 0 | 0 | 0 | 6 | 0 | 522.0566 | 4 | 652.5707 | 652.5707 | 0 | 6 | 0 | 65.2571 | 0.025099 | 1 | 0.5 | 0 | 8.2745 | 0 | 8.2745 | 0 | 639.5193 | 79.9399 | 0.061492 | 1 | 0.5 | 0 | 4.1373 | 0 | 4.1373
2007-09-01 22:00 | 9 | 1 | 22 | 244 | 5854 | 57.02 | 0 | 441.3961 | Cooling | 0 | 4 | 0 | 0 | 0 | 6 | 0 | 441.3961 | 4 | 551.7451 | 551.7451 | 0 | 6 | 0 | 55.1745 | 0.021221 | 1 | 0.5 | 0 | 8.2745 | 0 | 8.2745 | 0 | 540.7102 | 67.5888 | 0.051991 | 1 | 0.5 | 0 | 4.1373 | 0 | 4.1373
2007-09-01 23:00 | 9 | 1 | 23 | 244 | 5855 | 57.02 | 0 | 188.1525 | Cooling | 0 | 4 | 0 | 0 | 0 | 6 | 0 | 188.1525 | 4 | 235.1907 | 235.1907 | 0 | 6 | 0 | 23.5191 | 0.0090458 | 1 | 0.5 | 0 | 8.2745 | 0 | 8.2745 | 0 | 230.4868 | 28.8109 | 0.022162 | 1 | 0.5 | 0 | 4.1373 | 0 | 4.1373
2007-09-02 | 9 | 2 | 0 | 245 | 5856 | 55.94 | 0 | 232.0067 | Cooling | 0 | 4 | 0 | 0 | 0 | 6 | 0 | 232.0067 | 4 | 290.0084 | 290.0084 | 0 | 6 | 0 | 29.0008 | 0.011154 | 1 | 0.5 | 0 | 8.2745 | 0 | 8.2745 | 0 | 284.2082 | 35.526 | 0.027328 | 1 | 0.5 | 0 | 4.1373 | 0 | 4.1373
2007-09-02 01:00 | 9 | 2 | 1 | 245 | 5857 | 53.96 | 0 | 286.4461 | Cooling | 0 | 4 | 0 | 0 | 0 | 6 | 0 | 286.4461 | 4 | 358.0576 | 358.0576 | 0 | 6 | 0 | 35.8058 | 0.013771 | 1 | 0.5 | 0 | 8.2745 | 0 | 8.2745 | 0 | 350.8965 | 43.8621 | 0.03374 | 1 | 0.5 | 0 | 4.1373 | 0 | 4.1373
2007-09-02 02:00 | 9 | 2 | 2 | 245 | 5858 | 53.96 | 0 | 285.8978 | Cooling | 0 | 4 | 0 | 0 | 0 | 6 | 0 | 285.8978 | 4 | 357.3722 | 357.3722 | 0 | 6 | 0 | 35.7372 | 0.013745 | 1 | 0.5 | 0 | 8.2745 | 0 | 8.2745 | 0 | 350.2248 | 43.7781 | 0.033675 | 1 | 0.5 | 0 | 4.1373 | 0 | 4.1373
2007-09-02 03:00 | 9 | 2 | 3 | 245 | 5859 | 48.92 | 0 | 281.1094 | Cooling | 0 | 4 | 0 | 0 | 0 | 6 | 0 | 281.1094 | 4 | 351.3868 | 351.3868 | 0 | 6 | 0 | 35.1387 | 0.013515 | 1 | 0.5 | 0 | 8.2745 | 0 | 8.2745 | 0 | 344.359 | 43.0449 | 0.033111 | 1 | 0.5 | 0 | 4.1373 | 0 | 4.1373
2007-09-02 04:00 | 9 | 2 | 4 | 245 | 5860 | 48.02 | 0 | 266.5063 | Cooling | 0 | 4 | 0 | 0 | 0 | 6 | 0 | 266.5063 | 4 | 333.1329 | 333.1329 | 0 | 6 | 0 | 33.3133 | 0.012813 | 1 | 0.5 | 0 | 8.2745 | 0 | 8.2745 | 0 | 326.4703 | 40.8088 | 0.031391 | 1 | 0.5 | 0 | 4.1373 | 0 | 4.1373
2007-09-02 05:00 | 9 | 2 | 5 | 245 | 5861 | 48.02 | 0 | 283.8382 | Cooling | 0 | 4 | 0 | 0 | 0 | 6 | 0 | 283.8382 | 4 | 354.7978 | 354.7978 | 0 | 6 | 0 | 35.4798 | 0.013646 | 1 | 0.5 | 0 | 8.2745 | 0 | 8.2745 | 0 | 347.7018 | 43.4627 | 0.033433 | 1 | 0.5 | 0 | 4.1373 | 0 | 4.1373
2007-09-02 06:00 | 9 | 2 | 6 | 245 | 5862 | 46.94 | 0 | 442.0975 | Cooling | 0 | 4 | 0 | 0 | 0 | 6 | 0 | 442.0975 | 4 | 552.6219 | 552.6219 | 0 | 6 | 0 | 55.2622 | 0.021255 | 1 | 0.5 | 0 | 8.2745 | 0 | 8.2745 | 0 | 541.5695 | 67.6962 | 0.052074 | 1 | 0.5 | 0 | 4.1373 | 0 | 4.1373
2007-09-02 07:00 | 9 | 2 | 7 | 245 | 5863 | 53.06 | 0 | 350.0889 | Cooling | 0 | 4 | 0 | 0 | 0 | 6 | 0 | 350.0889 | 4 | 437.6111 | 437.6111 | 0 | 6 | 0 | 43.7611 | 0.016831 | 1 | 0.5 | 0 | 8.2745 | 0 | 8.2745 | 0 | 428.8589 | 53.6074 | 0.041236 | 1 | 0.5 | 0 | 4.1373 | 0 | 4.1373
2007-09-02 08:00 | 9 | 2 | 8 | 245 | 5864 | 53.06 | 0 | 1094.7597 | Cooling | 0 | 4 | 0 | 0 | 0 | 6 | 0 | 1094.7597 | 4 | 1368.4496 | 1368.4496 | 0 | 6 | 0 | 136.845 | 0.052633 | 1 | 0.5 | 0 | 8.2745 | 0 | 8.2745 | 0 | 1341.0806 | 167.6351 | 0.12895 | 1 | 0.5 | 0 | 4.1373 | 0 | 4.1373
2007-09-02 09:00 | 9 | 2 | 9 | 245 | 5865 | 60.98 | 0 | 1434.005 | Cooling | 0 | 4 | 0 | 0 | 0 | 6 | 0 | 1434.005 | 4 | 1792.5062 | 1792.5062 | 0 | 6 | 0 | 179.2506 | 0.068943 | 1 | 0.5 | 0 | 8.2745 | 0 | 8.2745 | 0 | 1756.6561 | 219.582 | 0.16891 | 1 | 0.5 | 0 | 4.1373 | 0 | 4.1373
2007-09-02 10:00 | 9 | 2 | 10 | 245 | 5866 | 66.02 | 0 | 2327.8838 | Cooling | 0 | 4 | 0 | 0 | 0 | 6 | 0 | 2327.8838 | 4 | 2909.8548 | 2909.8548 | 0 | 6 | 0 | 290.9855 | 0.11192 | 1 | 0.5 | 0 | 8.2745 | 0 | 8.2745 | 0 | 2851.6577 | 356.4572 | 0.2742 | 1 | 0.5484 | 0 | 5.1168 | 0 | 5.1168
2007-09-02 11:00 | 9 | 2 | 11 | 245 | 5867 | 66.02 | 0 | 3258.9556 | Cooling | 0 | 4 | 0 | 0 | 0 | 6 | 0 | 3258.9556 | 4 | 4073.6944 | 4073.6944 | 0 | 6 | 0 | 407.3694 | 0.15668 | 1 | 0.5 | 0 | 8.2745 | 0 | 8.2745 | 0 | 3992.2205 | 499.0276 | 0.38387 | 1 | 0.76773 | 0 | 11.0935 | 0 | 11.0935
2007-09-02 12:00 | 9 | 2 | 12 | 245 | 5868 | 69.98 | 0 | 3824.1131 | Cooling | 0 | 4 | 0 | 0 | 0 | 6 | 0 | 3824.1131 | 4 | 4780.1414 | 4780.1414 | 0 | 6 | 0 | 478.0141 | 0.18385 | 1 | 0.5 | 0 | 8.2745 | 0 | 8.2745 | 0 | 4684.5385 | 585.5673 | 0.45044 | 1 | 0.90087 | 0 | 16.0254 | 0 | 16.0254
2007-09-02 13:00 | 9 | 2 | 13 | 245 | 5869 | 73.04 | 0 | 4283.9298 | Cooling | 0 | 4 | 0 | 0 | 0 | 6 | 0 | 4283.9298 | 4 | 5354.9122 | 5354.9122 | 0 | 6 | 0 | 535.4912 | 0.20596 | 1 | 0.5 | 0 | 8.2745 | 0 | 8.2745 | 0 | 5247.814 | 655.9767 | 0.5046 | 2 | 0.5046 | 0.5046 | 4.2253 | 4.2253 | 8.4506
2007-09-02 14:00 | 9 | 2 | 14 | 245 | 5870 | 73.04 | 0 | 4709.4581 | Cooling | 0 | 4 | 0 | 0 | 0 | 6 | 0 | 4709.4581 | 4 | 5886.8226 | 5886.8226 | 0 | 6 | 0 | 588.6823 | 0.22642 | 1 | 0.5 | 0 | 8.2745 | 0 | 8.2745 | 0 | 5769.0861 | 721.1358 | 0.55472 | 2 | 0.55472 | 0.55472 | 5.2535 | 5.2535 | 10.5071
2007-09-02 15:00 | 9 | 2 | 15 | 245 | 5871 | 75.92 | 0 | 4798.534 | Cooling | 0 | 4 | 0 | 0 | 0 | 6 | 0 | 4798.534 | 4 | 5998.1675 | 5998.1675 | 0 | 6 | 0 | 599.8168 | 0.2307 | 1 | 0.5 | 0 | 8.2745 | 0 | 8.2745 | 0 | 5878.2042 | 734.7755 | 0.56521 | 2 | 0.56521 | 0.56521 | 5.4849 | 5.4849 | 10.9698
2007-09-02 16:00 | 9 | 2 | 16 | 245 | 5872 | 75.92 | 0 | 4688.2747 | Cooling | 0 | 4 | 0 | 0 | 0 | 6 | 0 | 4688.2747 | 4 | 5860.3434 | 5860.3434 | 0 | 6 | 0 | 586.0343 | 0.2254 | 1 | 0.5 | 0 | 8.2745 | 0 | 8.2745 | 0 | 5743.1365 | 717.8921 | 0.55222 | 2 | 0.55222 | 0.55222 | 5.1994 | 5.1994 | 10.3987
2007-09-02 17:00 | 9 | 2 | 17 | 245 | 5873 | 75.92 | 0 | 4368.989 | Cooling | 0 | 4 | 0 | 0 | 0 | 6 | 0 | 4368.989 | 4 | 5461.2362 | 5461.2362 | 0 | 6 | 0 | 546.1236 | 0.21005 | 1 | 0.5 | 0 | 8.2745 | 0 | 8.2745 | 0 | 5352.0115 | 669.0014 | 0.51462 | 2 | 0.51462 | 0.51462 | 4.4207 | 4.4207 | 8.8415
2007-09-02 18:00 | 9 | 2 | 18 | 245 | 5874 | 71.96 | 0 | 3834.982 | Cooling | 0 | 4 | 0 | 0 | 0 | 6 | 0 | 3834.982 | 4 | 4793.7275 | 4793.7275 | 0 | 6 | 0 | 479.3728 | 0.18437 | 1 | 0.5 | 0 | 8.2745 | 0 | 8.2745 | 0 | 4697.853 | 587.2316 | 0.45172 | 1 | 0.90343 | 0 | 16.1304 | 0 | 16.1304
2007-09-02 19:00 | 9 | 2 | 19 | 245 | 5875 | 69.98 | 0 | 3073.727 | Cooling | 0 | 4 | 0 | 0 | 0 | 6 | 0 | 3073.727 | 4 | 3842.1588 | 3842.1588 | 0 | 6 | 0 | 384.2159 | 0.14778 | 1 | 0.5 | 0 | 8.2745 | 0 | 8.2745 | 0 | 3765.3156 | 470.6645 | 0.36205 | 1 | 0.7241 | 0 | 9.6966 | 0 | 9.6966
2007-09-02 20:00 | 9 | 2 | 20 | 245 | 5876 | 69.98 | 0 | 2233.1853 | Cooling | 0 | 4 | 0 | 0 | 0 | 6 | 0 | 2233.1853 | 4 | 2791.4816 | 2791.4816 | 0 | 6 | 0 | 279.1482 | 0.10736 | 1 | 0.5 | 0 | 8.2745 | 0 | 8.2745 | 0 | 2735.652 | 341.9565 | 0.26304 | 1 | 0.52609 | 0 | 4.6507 | 0 | 4.6507
2007-09-02 21:00 | 9 | 2 | 21 | 245 | 5877 | 62.96 | 0 | 1435.5169 | Cooling | 0 | 4 | 0 | 0 | 0 | 6 | 0 | 1435.5169 | 4 | 1794.3962 | 1794.3962 | 0 | 6 | 0 | 179.4396 | 0.069015 | 1 | 0.5 | 0 | 8.2745 | 0 | 8.2745 | 0 | 1758.5083 | 219.8135 | 0.16909 | 1 | 0.5 | 0 | 4.1373 | 0 | 4.1373
2007-09-02 22:00 | 9 | 2 | 22 | 245 | 5878 | 62.96 | 0 | 542.7496 | Cooling | 0 | 4 | 0 | 0 | 0 | 6 | 0 | 542.7496 | 4 | 678.4371 | 678.4371 | 0 | 6 | 0 | 67.8437 | 0.026094 | 1 | 0.5 | 0 | 8.2745 | 0 | 8.2745 | 0 | 664.8683 | 83.1085 | 0.06393 | 1 | 0.5 | 0 | 4.1373 | 0 | 4.1373
2007-09-02 23:00 | 9 | 2 | 23 | 245 | 5879 | 62.96 | 0 | 392.0024 | Cooling | 0 | 4 | 0 | 0 | 0 | 6 | 0 | 392.0024 | 4 | 490.003 | 490.003 | 0 | 6 | 0 | 49.0003 | 0.018846 | 1 | 0.5 | 0 | 8.2745 | 0 | 8.2745 | 0 | 480.2029 | 60.0254 | 0.046173 | 1 | 0.5 | 0 | 4.1373 | 0 | 4.1373
2007-09-03 | 9 | 3 | 0 | 246 | 5880 | 59 | 0 | 366.6957 | Cooling | 0 | 4 | 0 | 0 | 0 | 6 | 0 | 366.6957 | 4 | 458.3696 | 458.3696 | 0 | 6 | 0 | 45.837 | 0.01763 | 1 | 0.5 | 0 | 8.2745 | 0 | 8.2745 | 0 | 449.2022 | 56.1503 | 0.043193 | 1 | 0.5 | 0 | 4.1373 | 0 | 4.1373
2007-09-03 01:00 | 9 | 3 | 1 | 246 | 5881 | 60.08 | 0 | 362.2634 | Cooling | 0 | 4 | 0 | 0 | 0 | 6 | 0 | 362.2634 | 4 | 452.8292 | 452.8292 | 0 | 6 | 0 | 45.2829 | 0.017417 | 1 | 0.5 | 0 | 8.2745 | 0 | 8.2745 | 0 | 443.7726 | 55.4716 | 0.04267 | 1 | 0.5 | 0 | 4.1373 | 0 | 4.1373
2007-09-03 02:00 | 9 | 3 | 2 | 246 | 5882 | 60.08 | 0 | 303.8786 | Cooling | 0 | 4 | 0 | 0 | 0 | 6 | 0 | 303.8786 | 4 | 379.8483 | 379.8483 | 0 | 6 | 0 | 37.9848 | 0.01461 | 1 | 0.5 | 0 | 8.2745 | 0 | 8.2745 | 0 | 372.2513 | 46.5314 | 0.035793 | 1 | 0.5 | 0 | 4.1373 | 0 | 4.1373
2007-09-03 03:00 | 9 | 3 | 3 | 246 | 5883 | 60.08 | 0 | 261.8066 | Cooling | 0 | 4 | 0 | 0 | 0 | 6 | 0 | 261.8066 | 4 | 327.2582 | 327.2582 | 0 | 6 | 0 | 32.7258 | 0.012587 | 1 | 0.5 | 0 | 8.2745 | 0 | 8.2745 | 0 | 320.713 | 40.0891 | 0.030838 | 1 | 0.5 | 0 | 4.1373 | 0 | 4.1373
2007-09-03 04:00 | 9 | 3 | 4 | 246 | 5884 | 59 | 0 | 216.7595 | Cooling | 0 | 4 | 0 | 0 | 0 | 6 | 0 | 216.7595 | 4 | 270.9494 | 270.9494 | 0 | 6 | 0 | 27.0949 | 0.010421 | 1 | 0.5 | 0 | 8.2745 | 0 | 8.2745 | 0 | 265.5304 | 33.1913 | 0.025532 | 1 | 0.5 | 0 | 4.1373 | 0 | 4.1373
2007-09-03 05:00 | 9 | 3 | 5 | 246 | 5885 | 59 | 0 | 179.7714 | Cooling | 0 | 4 | 0 | 0 | 0 | 6 | 0 | 179.7714 | 4 | 224.7143 | 224.7143 | 0 | 6 | 0 | 22.4714 | 0.0086429 | 1 | 0.5 | 0 | 8.2745 | 0 | 8.2745 | 0 | 220.22 | 27.5275 | 0.021175 | 1 | 0.5 | 0 | 4.1373 | 0 | 4.1373
2007-09-03 06:00 | 9 | 3 | 6 | 246 | 5886 | 57.92 | 130.9981 | 0 | Heating | 130.9981 | 4 | 104.7985 | 104.7985 | 0 | 6 | 0 | 0 | 4 | 0 | 0 | 0 | 6 | 0 | 20.9597 | 0.0080614 | 1 | 0.5 | 0 | 8.2745 | 0 | 8.2745 | 106.9372 | 0 | 6.1212 | 0.0047086 | 1 | 0.5 | 0 | 4.1373 | 0 | 4.1373
2007-09-03 07:00 | 9 | 3 | 7 | 246 | 5887 | 60.98 | 469.3436 | 0 | Heating | 469.3436 | 4 | 375.4748 | 375.4748 | 0 | 6 | 0 | 0 | 4 | 0 | 0 | 0 | 6 | 0 | 75.095 | 0.028883 | 1 | 0.5 | 0 | 8.2745 | 0 | 8.2745 | 383.1376 | 0 | 21.9312 | 0.01687 | 1 | 0.5 | 0 | 4.1373 | 0 | 4.1373
2007-09-03 08:00 | 9 | 3 | 8 | 246 | 5888 | 60.98 | 337.769 | 0 | Heating | 337.769 | 4 | 270.2152 | 270.2152 | 0 | 6 | 0 | 0 | 4 | 0 | 0 | 0 | 6 | 0 | 54.043 | 0.020786 | 1 | 0.5 | 0 | 8.2745 | 0 | 8.2745 | 275.7298 | 0 | 15.783 | 0.012141 | 1 | 0.5 | 0 | 4.1373 | 0 | 4.1373
2007-09-03 09:00 | 9 | 3 | 9 | 246 | 5889 | 66.92 | 0 | 34.2318 | Cooling | 0 | 4 | 0 | 0 | 0 | 6 | 0 | 34.2318 | 4 | 42.7898 | 42.7898 | 0 | 6 | 0 | 4.279 | 0.0016458 | 1 | 0.5 | 0 | 8.2745 | 0 | 8.2745 | 0 | 41.934 | 5.2417 | 0.0040321 | 1 | 0.5 | 0 | 4.1373 | 0 | 4.1373
2007-09-03 10:00 | 9 | 3 | 10 | 246 | 5890 | 71.06 | 0 | 360.9931 | Cooling | 0 | 4 | 0 | 0 | 0 | 6 | 0 | 360.9931 | 4 | 451.2413 | 451.2413 | 0 | 6 | 0 | 45.1241 | 0.017355 | 1 | 0.5 | 0 | 8.2745 | 0 | 8.2745 | 0 | 442.2165 | 55.2771 | 0.042521 | 1 | 0.5 | 0 | 4.1373 | 0 | 4.1373
2007-09-03 11:00 | 9 | 3 | 11 | 246 | 5891 | 71.06 | 0 | 802.3321 | Cooling | 0 | 4 | 0 | 0 | 0 | 6 | 0 | 802.3321 | 4 | 1002.9151 | 1002.9151 | 0 | 6 | 0 | 100.2915 | 0.038574 | 1 | 0.5 | 0 | 8.2745 | 0 | 8.2745 | 0 | 982.8568 | 122.8571 | 0.094505 | 1 | 0.5 | 0 | 4.1373 | 0 | 4.1373
2007-09-03 12:00 | 9 | 3 | 12 | 246 | 5892 | 78.98 | 0 | 1284.1236 | Cooling | 0 | 4 | 0 | 0 | 0 | 6 | 0 | 1284.1236 | 4 | 1605.1546 | 1605.1546 | 0 | 6 | 0 | 160.5155 | 0.061737 | 1 | 0.5 | 0 | 8.2745 | 0 | 8.2745 | 0 | 1573.0515 | 196.6314 | 0.15125 | 1 | 0.5 | 0 | 4.1373 | 0 | 4.1373
2007-09-03 13:00 | 9 | 3 | 13 | 246 | 5893 | 80.06 | 0 | 1734.6761 | Cooling | 0 | 4 | 0 | 0 | 0 | 6 | 0 | 1734.6761 | 4 | 2168.3451 | 2168.3451 | 0 | 6 | 0 | 216.8345 | 0.083398 | 1 | 0.5 | 0 | 8.2745 | 0 | 8.2745 | 0 | 2124.9782 | 265.6223 | 0.20432 | 1 | 0.5 | 0 | 4.1373 | 0 | 4.1373
2007-09-03 14:00 | 9 | 3 | 14 | 246 | 5894 | 80.06 | 0 | 2227.3478 | Cooling | 0 | 4 | 0 | 0 | 0 | 6 | 0 | 2227.3478 | 4 | 2784.1848 | 2784.1848 | 0 | 6 | 0 | 278.4185 | 0.10708 | 1 | 0.5 | 0 | 8.2745 | 0 | 8.2745 | 0 | 2728.5011 | 341.0626 | 0.26236 | 1 | 0.52471 | 0 | 4.6228 | 0 | 4.6228
2007-09-03 15:00 | 9 | 3 | 15 | 246 | 5895 | 82.04 | 0 | 2517.1587 | Cooling | 0 | 4 | 0 | 0 | 0 | 6 | 0 | 2517.1587 | 4 | 3146.4484 | 3146.4484 | 0 | 6 | 0 | 314.6448 | 0.12102 | 1 | 0.5 | 0 | 8.2745 | 0 | 8.2745 | 0 | 3083.5195 | 385.4399 | 0.29649 | 1 | 0.59298 | 0 | 6.1247 | 0 | 6.1247
2007-09-03 16:00 | 9 | 3 | 16 | 246 | 5896 | 82.04 | 0 | 2653.9606 | Cooling | 0 | 4 | 0 | 0 | 0 | 6 | 0 | 2653.9606 | 4 | 3317.4507 | 3317.4507 | 0 | 6 | 0 | 331.7451 | 0.12759 | 1 | 0.5 | 0 | 8.2745 | 0 | 8.2745 | 0 | 3251.1017 | 406.3877 | 0.31261 | 1 | 0.62521 | 0 | 6.9174 | 0 | 6.9174
2007-09-03 17:00 | 9 | 3 | 17 | 246 | 5897 | 82.04 | 0 | 2539.0724 | Cooling | 0 | 4 | 0 | 0 | 0 | 6 | 0 | 2539.0724 | 4 | 3173.8405 | 3173.8405 | 0 | 6 | 0 | 317.384 | 0.12207 | 1 | 0.5 | 0 | 8.2745 | 0 | 8.2745 | 0 | 3110.3637 | 388.7955 | 0.29907 | 1 | 0.59815 | 0 | 6.248 | 0 | 6.248
2007-09-03 18:00 | 9 | 3 | 18 | 246 | 5898 | 78.98 | 0 | 1964.7598 | Cooling | 0 | 4 | 0 | 0 | 0 | 6 | 0 | 1964.7598 | 4 | 2455.9497 | 2455.9497 | 0 | 6 | 0 | 245.595 | 0.09446 | 1 | 0.5 | 0 | 8.2745 | 0 | 8.2745 | 0 | 2406.8307 | 300.8538 | 0.23143 | 1 | 0.5 | 0 | 4.1373 | 0 | 4.1373
2007-09-03 19:00 | 9 | 3 | 19 | 246 | 5899 | 73.04 | 0 | 839.2332 | Cooling | 0 | 4 | 0 | 0 | 0 | 6 | 0 | 839.2332 | 4 | 1049.0415 | 1049.0415 | 0 | 6 | 0 | 104.9041 | 0.040348 | 1 | 0.5 | 0 | 8.2745 | 0 | 8.2745 | 0 | 1028.0606 | 128.5076 | 0.098852 | 1 | 0.5 | 0 | 4.1373 | 0 | 4.1373
2007-09-03 20:00 | 9 | 3 | 20 | 246 | 5900 | 73.04 | 0 | 321.0591 | Cooling | 0 | 4 | 0 | 0 | 0 | 6 | 0 | 321.0591 | 4 | 401.3239 | 401.3239 | 0 | 6 | 0 | 40.1324 | 0.015436 | 1 | 0.5 | 0 | 8.2745 | 0 | 8.2745 | 0 | 393.2975 | 49.1622 | 0.037817 | 1 | 0.5 | 0 | 4.1373 | 0 | 4.1373
2007-09-03 21:00 | 9 | 3 | 21 | 246 | 5901 | 69.08 | 0 | 181.4985 | Cooling | 0 | 4 | 0 | 0 | 0 | 6 | 0 | 181.4985 | 4 | 226.8731 | 226.8731 | 0 | 6 | 0 | 22.6873 | 0.0087259 | 1 | 0.5 | 0 | 8.2745 | 0 | 8.2745 | 0 | 222.3356 | 27.792 | 0.021378 | 1 | 0.5 | 0 | 4.1373 | 0 | 4.1373
2007-09-03 22:00 | 9 | 3 | 22 | 246 | 5902 | 66.02 | 21.2785 | 0 | Heating | 21.2785 | 4 | 17.0228 | 17.0228 | 0 | 6 | 0 | 0 | 4 | 0 | 0 | 0 | 6 | 0 | 3.4046 | 0.0013094 | 1 | 0.5 | 0 | 8.2745 | 0 | 8.2745 | 17.3702 | 0 | 0.99429 | 0.00076484 | 1 | 0.5 | 0 | 4.1373 | 0 | 4.1373
2007-09-03 23:01 | 9 | 3 | 23 | 246 | 5903 | 66.02 | 44.7899 | 0 | Heating | 44.7899 | 4 | 35.832 | 35.832 | 0 | 6 | 0 | 0 | 4 | 0 | 0 | 0 | 6 | 0 | 7.1664 | 0.0027563 | 1 | 0.5 | 0 | 8.2745 | 0 | 8.2745 | 36.5632 | 0 | 2.0929 | 0.0016099 | 1 | 0.5 | 0 | 4.1373 | 0 | 4.1373
2007-09-04 | 9 | 4 | 0 | 247 | 5904 | 62.06 | 11.468 | 0 | Heating | 11.468 | 4 | 9.1744 | 9.1744 | 0 | 6 | 0 | 0 | 4 | 0 | 0 | 0 | 6 | 0 | 1.8349 | 0.00070572 | 1 | 0.5 | 0 | 8.2745 | 0 | 8.2745 | 9.3616 | 0 | 0.53587 | 0.00041221 | 1 | 0.5 | 0 | 4.1373 | 0 | 4.1373
2007-09-04 01:01 | 9 | 4 | 1 | 247 | 5905 | 62.06 | 0 | 100.5108 | Cooling | 0 | 4 | 0 | 0 | 0 | 6 | 0 | 100.5108 | 4 | 125.6385 | 125.6385 | 0 | 6 | 0 | 12.5638 | 0.0048322 | 1 | 0.5 | 0 | 8.2745 | 0 | 8.2745 | 0 | 123.1257 | 15.3907 | 0.011839 | 1 | 0.5 | 0 | 4.1373 | 0 | 4.1373
2007-09-04 02:01 | 9 | 4 | 2 | 247 | 5906 | 62.06 | 0 | 71.826 | Cooling | 0 | 4 | 0 | 0 | 0 | 6 | 0 | 71.826 | 4 | 89.7825 | 89.7825 | 0 | 6 | 0 | 8.9783 | 0.0034532 | 1 | 0.5 | 0 | 8.2745 | 0 | 8.2745 | 0 | 87.9869 | 10.9984 | 0.0084603 | 1 | 0.5 | 0 | 4.1373 | 0 | 4.1373
2007-09-04 03:00 | 9 | 4 | 3 | 247 | 5907 | 64.94 | 0 | 51.1365 | Cooling | 0 | 4 | 0 | 0 | 0 | 6 | 0 | 51.1365 | 4 | 63.9206 | 63.9206 | 0 | 6 | 0 | 6.3921 | 0.0024585 | 1 | 0.5 | 0 | 8.2745 | 0 | 8.2745 | 0 | 62.6422 | 7.8303 | 0.0060233 | 1 | 0.5 | 0 | 4.1373 | 0 | 4.1373
2007-09-04 04:01 | 9 | 4 | 4 | 247 | 5908 | 62.96 | 0 | 14.8953 | Cooling | 0 | 4 | 0 | 0 | 0 | 6 | 0 | 14.8953 | 4 | 18.6191 | 18.6191 | 0 | 6 | 0 | 1.8619 | 0.00071612 | 1 | 0.5 | 0 | 8.2745 | 0 | 8.2745 | 0 | 18.2467 | 2.2808 | 0.0017545 | 1 | 0.5 | 0 | 4.1373 | 0 | 4.1373
2007-09-04 05:01 | 9 | 4 | 5 | 247 | 5909 | 62.96 | 68.8447 | 0 | Heating | 68.8447 | 4 | 55.0757 | 55.0757 | 0 | 6 | 0 | 0 | 4 | 0 | 0 | 0 | 6 | 0 | 11.0151 | 0.0042366 | 1 | 0.5 | 0 | 8.2745 | 0 | 8.2745 | 56.1997 | 0 | 3.2169 | 0.0024746 | 1 | 0.5 | 0 | 4.1373 | 0 | 4.1373
2007-09-04 06:00 | 9 | 4 | 6 | 247 | 5910 | 60.98 | 967.7661 | 0 | Heating | 967.7661 | 4 | 774.2129 | 774.2129 | 0 | 6 | 0 | 0 | 4 | 0 | 0 | 0 | 6 | 0 | 154.8426 | 0.059555 | 1 | 0.5 | 0 | 8.2745 | 0 | 8.2745 | 790.0132 | 0 | 45.2211 | 0.034785 | 1 | 0.5 | 0 | 4.1373 | 0 | 4.1373
2007-09-04 07:01 | 9 | 4 | 7 | 247 | 5911 | 62.06 | 981.2742 | 0 | Heating | 981.2742 | 4 | 785.0194 | 785.0194 | 0 | 6 | 0 | 0 | 4 | 0 | 0 | 0 | 6 | 0 | 157.0039 | 0.060386 | 1 | 0.5 | 0 | 8.2745 | 0 | 8.2745 | 801.0402 | 0 | 45.8523 | 0.035271 | 1 | 0.5 | 0 | 4.1373 | 0 | 4.1373
2007-09-04 08:01 | 9 | 4 | 8 | 247 | 5912 | 62.06 | 774.6462 | 0 | Heating | 774.6462 | 4 | 619.7169 | 619.7169 | 0 | 6 | 0 | 0 | 4 | 0 | 0 | 0 | 6 | 0 | 123.9434 | 0.047671 | 1 | 0.5 | 0 | 8.2745 | 0 | 8.2745 | 632.3642 | 0 | 36.1971 | 0.027844 | 1 | 0.5 | 0 | 4.1373 | 0 | 4.1373
2007-09-04 09:00 | 9 | 4 | 9 | 247 | 5913 | 66.02 | 100.2699 | 0 | Heating | 100.2699 | 4 | 80.2159 | 80.2159 | 0 | 6 | 0 | 0 | 4 | 0 | 0 | 0 | 6 | 0 | 16.0432 | 0.0061705 | 1 | 0.5 | 0 | 8.2745 | 0 | 8.2745 | 81.853 | 0 | 4.6853 | 0.0036041 | 1 | 0.5 | 0 | 4.1373 | 0 | 4.1373
2007-09-04 10:01 | 9 | 4 | 10 | 247 | 5914 | 66.92 | 0 | 654.4034 | Cooling | 0 | 4 | 0 | 0 | 0 | 6 | 0 | 654.4034 | 4 | 818.0042 | 818.0042 | 0 | 6 | 0 | 81.8004 | 0.031462 | 1 | 0.5 | 0 | 8.2745 | 0 | 8.2745 | 0 | 801.6442 | 100.2055 | 0.077081 | 1 | 0.5 | 0 | 4.1373 | 0 | 4.1373
2007-09-04 11:01 | 9 | 4 | 11 | 247 | 5915 | 69.08 | 0 | 1488.4469 | Cooling | 0 | 4 | 0 | 0 | 0 | 6 | 0 | 1488.4469 | 4 | 1860.5586 | 1860.5586 | 0 | 6 | 0 | 186.0559 | 0.07156 | 1 | 0.5 | 0 | 8.2745 | 0 | 8.2745 | 0 | 1823.3474 | 227.9184 | 0.17532 | 1 | 0.5 | 0 | 4.1373 | 0 | 4.1373
2007-09-04 12:00 | 9 | 4 | 12 | 247 | 5916 | 71.96 | 0 | 1842.8401 | Cooling | 0 | 4 | 0 | 0 | 0 | 6 | 0 | 1842.8401 | 4 | 2303.5501 | 2303.5501 | 0 | 6 | 0 | 230.355 | 0.088598 | 1 | 0.5 | 0 | 8.2745 | 0 | 8.2745 | 0 | 2257.4791 | 282.1849 | 0.21707 | 1 | 0.5 | 0 | 4.1373 | 0 | 4.1373
2007-09-04 13:01 | 9 | 4 | 13 | 247 | 5917 | 73.04 | 0 | 2171.5878 | Cooling | 0 | 4 | 0 | 0 | 0 | 6 | 0 | 2171.5878 | 4 | 2714.4848 | 2714.4848 | 0 | 6 | 0 | 271.4485 | 0.1044 | 1 | 0.5 | 0 | 8.2745 | 0 | 8.2745 | 0 | 2660.1951 | 332.5244 | 0.25579 | 1 | 0.51158 | 0 | 4.3609 | 0 | 4.3609
2007-09-04 14:01 | 9 | 4 | 14 | 247 | 5918 | 73.04 | 0 | 2411.1766 | Cooling | 0 | 4 | 0 | 0 | 0 | 6 | 0 | 2411.1766 | 4 | 3013.9708 | 3013.9708 | 0 | 6 | 0 | 301.3971 | 0.11592 | 1 | 0.5 | 0 | 8.2745 | 0 | 8.2745 | 0 | 2953.6914 | 369.2114 | 0.28401 | 1 | 0.56802 | 0 | 5.5477 | 0 | 5.5477
2007-09-04 15:00 | 9 | 4 | 15 | 247 | 5919 | 73.94 | 0 | 2631.1006 | Cooling | 0 | 4 | 0 | 0 | 0 | 6 | 0 | 2631.1006 | 4 | 3288.8757 | 3288.8757 | 0 | 6 | 0 | 328.8876 | 0.1265 | 1 | 0.5 | 0 | 8.2745 | 0 | 8.2745 | 0 | 3223.0982 | 402.8873 | 0.30991 | 1 | 0.61983 | 0 | 6.7812 | 0 | 6.7812
2007-09-04 16:01 | 9 | 4 | 16 | 247 | 5920 | 73.94 | 0 | 2735.0747 | Cooling | 0 | 4 | 0 | 0 | 0 | 6 | 0 | 2735.0747 | 4 | 3418.8434 | 3418.8434 | 0 | 6 | 0 | 341.8843 | 0.13149 | 1 | 0.5 | 0 | 8.2745 | 0 | 8.2745 | 0 | 3350.4666 | 418.8083 | 0.32216 | 1 | 0.64432 | 0 | 7.4134 | 0 | 7.4134
2007-09-04 17:01 | 9 | 4 | 17 | 247 | 5921 | 73.94 | 0 | 2655.5506 | Cooling | 0 | 4 | 0 | 0 | 0 | 6 | 0 | 2655.5506 | 4 | 3319.4382 | 3319.4382 | 0 | 6 | 0 | 331.9438 | 0.12767 | 1 | 0.5 | 0 | 8.2745 | 0 | 8.2745 | 0 | 3253.0495 | 406.6312 | 0.31279 | 1 | 0.62559 | 0 | 6.927 | 0 | 6.927
2007-09-04 18:00 | 9 | 4 | 18 | 247 | 5922 | 69.08 | 0 | 2083.9448 | Cooling | 0 | 4 | 0 | 0 | 0 | 6 | 0 | 2083.9448 | 4 | 2604.931 | 2604.931 | 0 | 6 | 0 | 260.4931 | 0.10019 | 1 | 0.5 | 0 | 8.2745 | 0 | 8.2745 | 0 | 2552.8324 | 319.104 | 0.24546 | 1 | 0.5 | 0 | 4.1373 | 0 | 4.1373
2007-09-04 19:01 | 9 | 4 | 19 | 247 | 5923 | 66.92 | 0 | 1348.1888 | Cooling | 0 | 4 | 0 | 0 | 0 | 6 | 0 | 1348.1888 | 4 | 1685.236 | 1685.236 | 0 | 6 | 0 | 168.5236 | 0.064817 | 1 | 0.5 | 0 | 8.2745 | 0 | 8.2745 | 0 | 1651.5313 | 206.4414 | 0.1588 | 1 | 0.5 | 0 | 4.1373 | 0 | 4.1373
2007-09-04 20:01 | 9 | 4 | 20 | 247 | 5924 | 66.92 | 0 | 730.223 | Cooling | 0 | 4 | 0 | 0 | 0 | 6 | 0 | 730.223 | 4 | 912.7788 | 912.7788 | 0 | 6 | 0 | 91.2779 | 0.035107 | 1 | 0.5 | 0 | 8.2745 | 0 | 8.2745 | 0 | 894.5232 | 111.8154 | 0.086012 | 1 | 0.5 | 0 | 4.1373 | 0 | 4.1373
2007-09-04 21:00 | 9 | 4 | 21 | 247 | 5925 | 64.94 | 0 | 375.3156 | Cooling | 0 | 4 | 0 | 0 | 0 | 6 | 0 | 375.3156 | 4 | 469.1445 | 469.1445 | 0 | 6 | 0 | 46.9145 | 0.018044 | 1 | 0.5 | 0 | 8.2745 | 0 | 8.2745 | 0 | 459.7616 | 57.4702 | 0.044208 | 1 | 0.5 | 0 | 4.1373 | 0 | 4.1373
2007-09-04 22:01 | 9 | 4 | 22 | 247 | 5926 | 64.04 | 0 | 82.1015 | Cooling | 0 | 4 | 0 | 0 | 0 | 6 | 0 | 82.1015 | 4 | 102.6269 | 102.6269 | 0 | 6 | 0 | 10.2627 | 0.0039472 | 1 | 0.5 | 0 | 8.2745 | 0 | 8.2745 | 0 | 100.5743 | 12.5718 | 0.0096706 | 1 | 0.5 | 0 | 4.1373 | 0 | 4.1373
2007-09-04 23:01 | 9 | 4 | 23 | 247 | 5927 | 64.04 | 0 | 46.5474 | Cooling | 0 | 4 | 0 | 0 | 0 | 6 | 0 | 46.5474 | 4 | 58.1843 | 58.1843 | 0 | 6 | 0 | 5.8184 | 0.0022379 | 1 | 0.5 | 0 | 8.2745 | 0 | 8.2745 | 0 | 57.0206 | 7.1276 | 0.0054827 | 1 | 0.5 | 0 | 4.1373 | 0 | 4.1373
2007-09-05 | 9 | 5 | 0 | 248 | 5928 | 57.92 | 0 | 126.0878 | Cooling | 0 | 4 | 0 | 0 | 0 | 6 | 0 | 126.0878 | 4 | 157.6098 | 157.6098 | 0 | 6 | 0 | 15.761 | 0.0060619 | 1 | 0.5 | 0 | 8.2745 | 0 | 8.2745 | 0 | 154.4576 | 19.3072 | 0.014852 | 1 | 0.5 | 0 | 4.1373 | 0 | 4.1373
2007-09-05 01:01 | 9 | 5 | 1 | 248 | 5929 | 55.04 | 0 | 201.9056 | Cooling | 0 | 4 | 0 | 0 | 0 | 6 | 0 | 201.9056 | 4 | 252.382 | 252.382 | 0 | 6 | 0 | 25.2382 | 0.009707 | 1 | 0.5 | 0 | 8.2745 | 0 | 8.2745 | 0 | 247.3344 | 30.9168 | 0.023782 | 1 | 0.5 | 0 | 4.1373 | 0 | 4.1373
2007-09-05 02:01 | 9 | 5 | 2 | 248 | 5930 | 55.04 | 0 | 203.0333 | Cooling | 0 | 4 | 0 | 0 | 0 | 6 | 0 | 203.0333 | 4 | 253.7916 | 253.7916 | 0 | 6 | 0 | 25.3792 | 0.0097612 | 1 | 0.5 | 0 | 8.2745 | 0 | 8.2745 | 0 | 248.7158 | 31.0895 | 0.023915 | 1 | 0.5 | 0 | 4.1373 | 0 | 4.1373
2007-09-05 03:00 | 9 | 5 | 3 | 248 | 5931 | 51.98 | 0 | 201.7408 | Cooling | 0 | 4 | 0 | 0 | 0 | 6 | 0 | 201.7408 | 4 | 252.176 | 252.176 | 0 | 6 | 0 | 25.2176 | 0.0096991 | 1 | 0.5 | 0 | 8.2745 | 0 | 8.2745 | 0 | 247.1325 | 30.8916 | 0.023763 | 1 | 0.5 | 0 | 4.1373 | 0 | 4.1373
2007-09-05 04:01 | 9 | 5 | 4 | 248 | 5932 | 50 | 0 | 188.1485 | Cooling | 0 | 4 | 0 | 0 | 0 | 6 | 0 | 188.1485 | 4 | 235.1856 | 235.1856 | 0 | 6 | 0 | 23.5186 | 0.0090456 | 1 | 0.5 | 0 | 8.2745 | 0 | 8.2745 | 0 | 230.4819 | 28.8102 | 0.022162 | 1 | 0.5 | 0 | 4.1373 | 0 | 4.1373
2007-09-05 05:01 | 9 | 5 | 5 | 248 | 5933 | 50 | 0 | 177.2203 | Cooling | 0 | 4 | 0 | 0 | 0 | 6 | 0 | 177.2203 | 4 | 221.5254 | 221.5254 | 0 | 6 | 0 | 22.1525 | 0.0085202 | 1 | 0.5 | 0 | 8.2745 | 0 | 8.2745 | 0 | 217.0948 | 27.1369 | 0.020875 | 1 | 0.5 | 0 | 4.1373 | 0 | 4.1373
2007-09-05 06:00 | 9 | 5 | 6 | 248 | 5934 | 48.92 | 78.1819 | 0 | Heating | 78.1819 | 4 | 62.5455 | 62.5455 | 0 | 6 | 0 | 0 | 4 | 0 | 0 | 0 | 6 | 0 | 12.5091 | 0.0048112 | 1 | 0.5 | 0 | 8.2745 | 0 | 8.2745 | 63.822 | 0 | 3.6532 | 0.0028102 | 1 | 0.5 | 0 | 4.1373 | 0 | 4.1373
2007-09-05 07:01 | 9 | 5 | 7 | 248 | 5935 | 53.96 | 312.4182 | 0 | Heating | 312.4182 | 4 | 249.9346 | 249.9346 | 0 | 6 | 0 | 0 | 4 | 0 | 0 | 0 | 6 | 0 | 49.9869 | 0.019226 | 1 | 0.5 | 0 | 8.2745 | 0 | 8.2745 | 255.0353 | 0 | 14.5985 | 0.01123 | 1 | 0.5 | 0 | 4.1373 | 0 | 4.1373
2007-09-05 08:01 | 9 | 5 | 8 | 248 | 5936 | 53.96 | 0 | 210.922 | Cooling | 0 | 4 | 0 | 0 | 0 | 6 | 0 | 210.922 | 4 | 263.6525 | 263.6525 | 0 | 6 | 0 | 26.3652 | 0.01014 | 1 | 0.5 | 0 | 8.2745 | 0 | 8.2745 | 0 | 258.3794 | 32.2974 | 0.024844 | 1 | 0.5 | 0 | 4.1373 | 0 | 4.1373
2007-09-05 09:00 | 9 | 5 | 9 | 248 | 5937 | 62.06 | 0 | 391.7568 | Cooling | 0 | 4 | 0 | 0 | 0 | 6 | 0 | 391.7568 | 4 | 489.6959 | 489.6959 | 0 | 6 | 0 | 48.9696 | 0.018834 | 1 | 0.5 | 0 | 8.2745 | 0 | 8.2745 | 0 | 479.902 | 59.9878 | 0.046144 | 1 | 0.5 | 0 | 4.1373 | 0 | 4.1373
2007-09-05 10:01 | 9 | 5 | 10 | 248 | 5938 | 64.04 | 0 | 601.9077 | Cooling | 0 | 4 | 0 | 0 | 0 | 6 | 0 | 601.9077 | 4 | 752.3846 | 752.3846 | 0 | 6 | 0 | 75.2385 | 0.028938 | 1 | 0.5 | 0 | 8.2745 | 0 | 8.2745 | 0 | 737.3369 | 92.1671 | 0.070898 | 1 | 0.5 | 0 | 4.1373 | 0 | 4.1373
2007-09-05 11:01 | 9 | 5 | 11 | 248 | 5939 | 66.92 | 0 | 1128.3108 | Cooling | 0 | 4 | 0 | 0 | 0 | 6 | 0 | 1128.3108 | 4 | 1410.3885 | 1410.3885 | 0 | 6 | 0 | 141.0389 | 0.054246 | 1 | 0.5 | 0 | 8.2745 | 0 | 8.2745 | 0 | 1382.1807 | 172.7726 | 0.1329 | 1 | 0.5 | 0 | 4.1373 | 0 | 4.1373
2007-09-05 12:00 | 9 | 5 | 12 | 248 | 5940 | 68 | 0 | 1575.5772 | Cooling | 0 | 4 | 0 | 0 | 0 | 6 | 0 | 1575.5772 | 4 | 1969.4715 | 1969.4715 | 0 | 6 | 0 | 196.9472 | 0.075749 | 1 | 0.5 | 0 | 8.2745 | 0 | 8.2745 | 0 | 1930.0821 | 241.2603 | 0.18558 | 1 | 0.5 | 0 | 4.1373 | 0 | 4.1373
2007-09-05 13:01 | 9 | 5 | 13 | 248 | 5941 | 69.98 | 0 | 1834.7325 | Cooling | 0 | 4 | 0 | 0 | 0 | 6 | 0 | 1834.7325 | 4 | 2293.4157 | 2293.4157 | 0 | 6 | 0 | 229.3416 | 0.088208 | 1 | 0.5 | 0 | 8.2745 | 0 | 8.2745 | 0 | 2247.5473 | 280.9434 | 0.21611 | 1 | 0.5 | 0 | 4.1373 | 0 | 4.1373
2007-09-05 14:01 | 9 | 5 | 14 | 248 | 5942 | 71.96 | 0 | 2157.4877 | Cooling | 0 | 4 | 0 | 0 | 0 | 6 | 0 | 2157.4877 | 4 | 2696.8597 | 2696.8597 | 0 | 6 | 0 | 269.686 | 0.10373 | 1 | 0.5 | 0 | 8.2745 | 0 | 8.2745 | 0 | 2642.9225 | 330.3653 | 0.25413 | 1 | 0.50825 | 0 | 4.2961 | 0 | 4.2961
2007-09-05 15:00 | 9 | 5 | 15 | 248 | 5943 | 73.04 | 0 | 2560.4662 | Cooling | 0 | 4 | 0 | 0 | 0 | 6 | 0 | 2560.4662 | 4 | 3200.5827 | 3200.5827 | 0 | 6 | 0 | 320.0583 | 0.1231 | 1 | 0.5 | 0 | 8.2745 | 0 | 8.2745 | 0 | 3136.571 | 392.0714 | 0.30159 | 1 | 0.60319 | 0 | 6.3697 | 0 | 6.3697
2007-09-05 16:01 | 9 | 5 | 16 | 248 | 5944 | 73.04 | 0 | 2904.6847 | Cooling | 0 | 4 | 0 | 0 | 0 | 6 | 0 | 2904.6847 | 4 | 3630.8559 | 3630.8559 | 0 | 6 | 0 | 363.0856 | 0.13965 | 1 | 0.5 | 0 | 8.2745 | 0 | 8.2745 | 0 | 3558.2387 | 444.7798 | 0.34214 | 1 | 0.68428 | 0 | 8.5137 | 0 | 8.5137
2007-09-05 17:01 | 9 | 5 | 17 | 248 | 5945 | 73.04 | 0 | 2948.2588 | Cooling | 0 | 4 | 0 | 0 | 0 | 6 | 0 | 2948.2588 | 4 | 3685.3235 | 3685.3235 | 0 | 6 | 0 | 368.5323 | 0.14174 | 1 | 0.5 | 0 | 8.2745 | 0 | 8.2745 | 0 | 3611.617 | 451.4521 | 0.34727 | 1 | 0.69454 | 0 | 8.8103 | 0 | 8.8103
2007-09-05 18:00 | 9 | 5 | 18 | 248 | 5946 | 69.98 | 0 | 2501.7569 | Cooling | 0 | 4 | 0 | 0 | 0 | 6 | 0 | 2501.7569 | 4 | 3127.1961 | 3127.1961 | 0 | 6 | 0 | 312.7196 | 0.12028 | 1 | 0.5 | 0 | 8.2745 | 0 | 8.2745 | 0 | 3064.6522 | 383.0815 | 0.29468 | 1 | 0.58936 | 0 | 6.0388 | 0 | 6.0388
2007-09-05 19:01 | 9 | 5 | 19 | 248 | 5947 | 64.94 | 0 | 2084.7382 | Cooling | 0 | 4 | 0 | 0 | 0 | 6 | 0 | 2084.7382 | 4 | 2605.9227 | 2605.9227 | 0 | 6 | 0 | 260.5923 | 0.10023 | 1 | 0.5 | 0 | 8.2745 | 0 | 8.2745 | 0 | 2553.8043 | 319.2255 | 0.24556 | 1 | 0.5 | 0 | 4.1373 | 0 | 4.1373
2007-09-05 20:01 | 9 | 5 | 20 | 248 | 5948 | 64.94 | 0 | 1751.8536 | Cooling | 0 | 4 | 0 | 0 | 0 | 6 | 0 | 1751.8536 | 4 | 2189.817 | 2189.817 | 0 | 6 | 0 | 218.9817 | 0.084224 | 1 | 0.5 | 0 | 8.2745 | 0 | 8.2745 | 0 | 2146.0207 | 268.2526 | 0.20635 | 1 | 0.5 | 0 | 4.1373 | 0 | 4.1373
2007-09-05 21:00 | 9 | 5 | 21 | 248 | 5949 | 60.08 | 0 | 1259.1333 | Cooling | 0 | 4 | 0 | 0 | 0 | 6 | 0 | 1259.1333 | 4 | 1573.9166 | 1573.9166 | 0 | 6 | 0 | 157.3917 | 0.060535 | 1 | 0.5 | 0 | 8.2745 | 0 | 8.2745 | 0 | 1542.4382 | 192.8048 | 0.14831 | 1 | 0.5 | 0 | 4.1373 | 0 | 4.1373
2007-09-05 22:01 | 9 | 5 | 22 | 248 | 5950 | 59 | 0 | 317.6987 | Cooling | 0 | 4 | 0 | 0 | 0 | 6 | 0 | 317.6987 | 4 | 397.1234 | 397.1234 | 0 | 6 | 0 | 39.7123 | 0.015274 | 1 | 0.5 | 0 | 8.2745 | 0 | 8.2745 | 0 | 389.1809 | 48.6476 | 0.037421 | 1 | 0.5 | 0 | 4.1373 | 0 | 4.1373
2007-09-05 23:01 | 9 | 5 | 23 | 248 | 5951 | 59 | 0 | 176.125 | Cooling | 0 | 4 | 0 | 0 | 0 | 6 | 0 | 176.125 | 4 | 220.1562 | 220.1562 | 0 | 6 | 0 | 22.0156 | 0.0084675 | 1 | 0.5 | 0 | 8.2745 | 0 | 8.2745 | 0 | 215.7531 | 26.9691 | 0.020745 | 1 | 0.5 | 0 | 4.1373 | 0 | 4.1373
2007-09-06 | 9 | 6 | 0 | 249 | 5952 | 60.98 | 0 | 191.9785 | Cooling | 0 | 4 | 0 | 0 | 0 | 6 | 0 | 191.9785 | 4 | 239.9732 | 239.9732 | 0 | 6 | 0 | 23.9973 | 0.0092297 | 1 | 0.5 | 0 | 8.2745 | 0 | 8.2745 | 0 | 235.1737 | 29.3967 | 0.022613 | 1 | 0.5 | 0 | 4.1373 | 0 | 4.1373
2007-09-06 01:01 | 9 | 6 | 1 | 249 | 5953 | 60.08 | 0 | 238.4402 | Cooling | 0 | 4 | 0 | 0 | 0 | 6 | 0 | 238.4402 | 4 | 298.0502 | 298.0502 | 0 | 6 | 0 | 29.805 | 0.011463 | 1 | 0.5 | 0 | 8.2745 | 0 | 8.2745 | 0 | 292.0892 | 36.5111 | 0.028085 | 1 | 0.5 | 0 | 4.1373 | 0 | 4.1373
2007-09-06 02:01 | 9 | 6 | 2 | 249 | 5954 | 59 | 0 | 231.8109 | Cooling | 0 | 4 | 0 | 0 | 0 | 6 | 0 | 231.8109 | 4 | 289.7636 | 289.7636 | 0 | 6 | 0 | 28.9764 | 0.011145 | 1 | 0.5 | 0 | 8.2745 | 0 | 8.2745 | 0 | 283.9683 | 35.496 | 0.027305 | 1 | 0.5 | 0 | 4.1373 | 0 | 4.1373
2007-09-06 03:00 | 9 | 6 | 3 | 249 | 5955 | 57.92 | 0 | 230.0483 | Cooling | 0 | 4 | 0 | 0 | 0 | 6 | 0 | 230.0483 | 4 | 287.5604 | 287.5604 | 0 | 6 | 0 | 28.756 | 0.01106 | 1 | 0.5 | 0 | 8.2745 | 0 | 8.2745 | 0 | 281.8092 | 35.2262 | 0.027097 | 1 | 0.5 | 0 | 4.1373 | 0 | 4.1373
2007-09-06 04:01 | 9 | 6 | 4 | 249 | 5956 | 57.92 | 0 | 225.5304 | Cooling | 0 | 4 | 0 | 0 | 0 | 6 | 0 | 225.5304 | 4 | 281.913 | 281.913 | 0 | 6 | 0 | 28.1913 | 0.010843 | 1 | 0.5 | 0 | 8.2745 | 0 | 8.2745 | 0 | 276.2747 | 34.5343 | 0.026565 | 1 | 0.5 | 0 | 4.1373 | 0 | 4.1373
2007-09-06 05:01 | 9 | 6 | 5 | 249 | 5957 | 57.92 | 0 | 249.5634 | Cooling | 0 | 4 | 0 | 0 | 0 | 6 | 0 | 249.5634 | 4 | 311.9542 | 311.9542 | 0 | 6 | 0 | 31.1954 | 0.011998 | 1 | 0.5 | 0 | 8.2745 | 0 | 8.2745 | 0 | 305.7151 | 38.2144 | 0.029396 | 1 | 0.5 | 0 | 4.1373 | 0 | 4.1373
2007-09-06 06:00 | 9 | 6 | 6 | 249 | 5958 | 59 | 0 | 250.8173 | Cooling | 0 | 4 | 0 | 0 | 0 | 6 | 0 | 250.8173 | 4 | 313.5216 | 313.5216 | 0 | 6 | 0 | 31.3522 | 0.012059 | 1 | 0.5 | 0 | 8.2745 | 0 | 8.2745 | 0 | 307.2512 | 38.4064 | 0.029543 | 1 | 0.5 | 0 | 4.1373 | 0 | 4.1373
2007-09-06 07:01 | 9 | 6 | 7 | 249 | 5959 | 62.96 | 39.4841 | 0 | Heating | 39.4841 | 4 | 31.5873 | 31.5873 | 0 | 6 | 0 | 0 | 4 | 0 | 0 | 0 | 6 | 0 | 6.3175 | 0.0024298 | 1 | 0.5 | 0 | 8.2745 | 0 | 8.2745 | 32.2319 | 0 | 1.845 | 0.0014192 | 1 | 0.5 | 0 | 4.1373 | 0 | 4.1373
2007-09-06 08:01 | 9 | 6 | 8 | 249 | 5960 | 62.96 | 0 | 946.4747 | Cooling | 0 | 4 | 0 | 0 | 0 | 6 | 0 | 946.4747 | 4 | 1183.0933 | 1183.0933 | 0 | 6 | 0 | 118.3093 | 0.045504 | 1 | 0.5 | 0 | 8.2745 | 0 | 8.2745 | 0 | 1159.4315 | 144.9289 | 0.11148 | 1 | 0.5 | 0 | 4.1373 | 0 | 4.1373
2007-09-06 09:00 | 9 | 6 | 9 | 249 | 5961 | 69.08 | 0 | 1364.5026 | Cooling | 0 | 4 | 0 | 0 | 0 | 6 | 0 | 1364.5026 | 4 | 1705.6283 | 1705.6283 | 0 | 6 | 0 | 170.5628 | 0.065601 | 1 | 0.5 | 0 | 8.2745 | 0 | 8.2745 | 0 | 1671.5157 | 208.9395 | 0.16072 | 1 | 0.5 | 0 | 4.1373 | 0 | 4.1373
2007-09-06 10:01 | 9 | 6 | 10 | 249 | 5962 | 73.94 | 0 | 1933.5138 | Cooling | 0 | 4 | 0 | 0 | 0 | 6 | 0 | 1933.5138 | 4 | 2416.8922 | 2416.8922 | 0 | 6 | 0 | 241.6892 | 0.092957 | 1 | 0.5 | 0 | 8.2745 | 0 | 8.2745 | 0 | 2368.5544 | 296.0693 | 0.22775 | 1 | 0.5 | 0 | 4.1373 | 0 | 4.1373
2007-09-06 11:01 | 9 | 6 | 11 | 249 | 5963 | 73.94 | 0 | 2755.9757 | Cooling | 0 | 4 | 0 | 0 | 0 | 6 | 0 | 2755.9757 | 4 | 3444.9696 | 3444.9696 | 0 | 6 | 0 | 344.497 | 0.1325 | 1 | 0.5 | 0 | 8.2745 | 0 | 8.2745 | 0 | 3376.0702 | 422.0088 | 0.32462 | 1 | 0.64924 | 0 | 7.5443 | 0 | 7.5443
2007-09-06 12:00 | 9 | 6 | 12 | 249 | 5964 | 78.08 | 0 | 3438.3511 | Cooling | 0 | 4 | 0 | 0 | 0 | 6 | 0 | 3438.3511 | 4 | 4297.9389 | 4297.9389 | 0 | 6 | 0 | 429.7939 | 0.16531 | 1 | 0.5 | 0 | 8.2745 | 0 | 8.2745 | 0 | 4211.9801 | 526.4975 | 0.405 | 1 | 0.81 | 0 | 12.5486 | 0 | 12.5486
2007-09-06 13:01 | 9 | 6 | 13 | 249 | 5965 | 80.06 | 0 | 3979.6434 | Cooling | 0 | 4 | 0 | 0 | 0 | 6 | 0 | 3979.6434 | 4 | 4974.5542 | 4974.5542 | 0 | 6 | 0 | 497.4554 | 0.19133 | 1 | 0.5 | 0 | 8.2745 | 0 | 8.2745 | 0 | 4875.0632 | 609.3829 | 0.46876 | 1 | 0.93751 | 0 | 17.5643 | 0 | 17.5643
2007-09-06 14:01 | 9 | 6 | 14 | 249 | 5966 | 80.06 | 0 | 4101.1958 | Cooling | 0 | 4 | 0 | 0 | 0 | 6 | 0 | 4101.1958 | 4 | 5126.4947 | 5126.4947 | 0 | 6 | 0 | 512.6495 | 0.19717 | 1 | 0.5 | 0 | 8.2745 | 0 | 8.2745 | 0 | 5023.9649 | 627.9956 | 0.48307 | 1 | 0.96615 | 0 | 18.8227 | 0 | 18.8227
2007-09-06 15:00 | 9 | 6 | 15 | 249 | 5967 | 80.96 | 0 | 4356.1271 | Cooling | 0 | 4 | 0 | 0 | 0 | 6 | 0 | 4356.1271 | 4 | 5445.1589 | 5445.1589 | 0 | 6 | 0 | 544.5159 | 0.20943 | 1 | 0.5 | 0 | 8.2745 | 0 | 8.2745 | 0 | 5336.2557 | 667.032 | 0.5131 | 2 | 0.5131 | 0.5131 | 4.3909 | 4.3909 | 8.7817
2007-09-06 16:01 | 9 | 6 | 16 | 249 | 5968 | 80.96 | 0 | 4398.9973 | Cooling | 0 | 4 | 0 | 0 | 0 | 6 | 0 | 4398.9973 | 4 | 5498.7466 | 5498.7466 | 0 | 6 | 0 | 549.8747 | 0.21149 | 1 | 0.5 | 0 | 8.2745 | 0 | 8.2745 | 0 | 5388.7717 | 673.5965 | 0.51815 | 2 | 0.51815 | 0.51815 | 4.4909 | 4.4909 | 8.9818
2007-09-06 17:01 | 9 | 6 | 17 | 249 | 5969 | 80.96 | 0 | 4115.9703 | Cooling | 0 | 4 | 0 | 0 | 0 | 6 | 0 | 4115.9703 | 4 | 5144.9628 | 5144.9628 | 0 | 6 | 0 | 514.4963 | 0.19788 | 1 | 0.5 | 0 | 8.2745 | 0 | 8.2745 | 0 | 5042.0636 | 630.2579 | 0.48481 | 1 | 0.96963 | 0 | 18.9791 | 0 | 18.9791
2007-09-06 18:00 | 9 | 6 | 18 | 249 | 5970 | 78.98 | 0 | 3415.4697 | Cooling | 0 | 4 | 0 | 0 | 0 | 6 | 0 | 3415.4697 | 4 | 4269.3371 | 4269.3371 | 0 | 6 | 0 | 426.9337 | 0.16421 | 1 | 0.5 | 0 | 8.2745 | 0 | 8.2745 | 0 | 4183.9504 | 522.9938 | 0.4023 | 1 | 0.80461 | 0 | 12.3573 | 0 | 12.3573
2007-09-06 19:01 | 9 | 6 | 19 | 249 | 5971 | 77 | 0 | 2859.5326 | Cooling | 0 | 4 | 0 | 0 | 0 | 6 | 0 | 2859.5326 | 4 | 3574.4157 | 3574.4157 | 0 | 6 | 0 | 357.4416 | 0.13748 | 1 | 0.5 | 0 | 8.2745 | 0 | 8.2745 | 0 | 3502.9274 | 437.8659 | 0.33682 | 1 | 0.67364 | 0 | 8.2123 | 0 | 8.2123
2007-09-06 20:01 | 9 | 6 | 20 | 249 | 5972 | 77 | 0 | 2288.8846 | Cooling | 0 | 4 | 0 | 0 | 0 | 6 | 0 | 2288.8846 | 4 | 2861.1057 | 2861.1057 | 0 | 6 | 0 | 286.1106 | 0.11004 | 1 | 0.5 | 0 | 8.2745 | 0 | 8.2745 | 0 | 2803.8836 | 350.4855 | 0.2696 | 1 | 0.53921 | 0 | 4.9218 | 0 | 4.9218
2007-09-06 21:00 | 9 | 6 | 21 | 249 | 5973 | 73.04 | 0 | 1655.667 | Cooling | 0 | 4 | 0 | 0 | 0 | 6 | 0 | 1655.667 | 4 | 2069.5837 | 2069.5837 | 0 | 6 | 0 | 206.9584 | 0.079599 | 1 | 0.5 | 0 | 8.2745 | 0 | 8.2745 | 0 | 2028.192 | 253.524 | 0.19502 | 1 | 0.5 | 0 | 4.1373 | 0 | 4.1373
2007-09-06 22:01 | 9 | 6 | 22 | 249 | 5974 | 71.96 | 0 | 620.3745 | Cooling | 0 | 4 | 0 | 0 | 0 | 6 | 0 | 620.3745 | 4 | 775.4682 | 775.4682 | 0 | 6 | 0 | 77.5468 | 0.029826 | 1 | 0.5 | 0 | 8.2745 | 0 | 8.2745 | 0 | 759.9588 | 94.9949 | 0.073073 | 1 | 0.5 | 0 | 4.1373 | 0 | 4.1373
2007-09-06 23:01 | 9 | 6 | 23 | 249 | 5975 | 71.96 | 0 | 654.9594 | Cooling | 0 | 4 | 0 | 0 | 0 | 6 | 0 | 654.9594 | 4 | 818.6993 | 818.6993 | 0 | 6 | 0 | 81.8699 | 0.031488 | 1 | 0.5 | 0 | 8.2745 | 0 | 8.2745 | 0 | 802.3253 | 100.2907 | 0.077147 | 1 | 0.5 | 0 | 4.1373 | 0 | 4.1373
2007-09-07 | 9 | 7 | 0 | 250 | 5976 | 69.98 | 0 | 571.0041 | Cooling | 0 | 4 | 0 | 0 | 0 | 6 | 0 | 571.0041 | 4 | 713.7551 | 713.7551 | 0 | 6 | 0 | 71.3755 | 0.027452 | 1 | 0.5 | 0 | 8.2745 | 0 | 8.2745 | 0 | 699.48 | 87.435 | 0.067258 | 1 | 0.5 | 0 | 4.1373 | 0 | 4.1373
2007-09-07 01:01 | 9 | 7 | 1 | 250 | 5977 | 69.08 | 0 | 591.2345 | Cooling | 0 | 4 | 0 | 0 | 0 | 6 | 0 | 591.2345 | 4 | 739.0432 | 739.0432 | 0 | 6 | 0 | 73.9043 | 0.028425 | 1 | 0.5 | 0 | 8.2745 | 0 | 8.2745 | 0 | 724.2623 | 90.5328 | 0.069641 | 1 | 0.5 | 0 | 4.1373 | 0 | 4.1373
2007-09-07 02:01 | 9 | 7 | 2 | 250 | 5978 | 69.08 | 0 | 446.143 | Cooling | 0 | 4 | 0 | 0 | 0 | 6 | 0 | 446.143 | 4 | 557.6787 | 557.6787 | 0 | 6 | 0 | 55.7679 | 0.021449 | 1 | 0.5 | 0 | 8.2745 | 0 | 8.2745 | 0 | 546.5252 | 68.3156 | 0.05255 | 1 | 0.5 | 0 | 4.1373 | 0 | 4.1373
2007-09-07 03:00 | 9 | 7 | 3 | 250 | 5979 | 68 | 0 | 555.5093 | Cooling | 0 | 4 | 0 | 0 | 0 | 6 | 0 | 555.5093 | 4 | 694.3867 | 694.3867 | 0 | 6 | 0 | 69.4387 | 0.026707 | 1 | 0.5 | 0 | 8.2745 | 0 | 8.2745 | 0 | 680.4989 | 85.0624 | 0.065433 | 1 | 0.5 | 0 | 4.1373 | 0 | 4.1373
2007-09-07 04:01 | 9 | 7 | 4 | 250 | 5980 | 66.92 | 0 | 600.4128 | Cooling | 0 | 4 | 0 | 0 | 0 | 6 | 0 | 600.4128 | 4 | 750.5161 | 750.5161 | 0 | 6 | 0 | 75.0516 | 0.028866 | 1 | 0.5 | 0 | 8.2745 | 0 | 8.2745 | 0 | 735.5057 | 91.9382 | 0.070722 | 1 | 0.5 | 0 | 4.1373 | 0 | 4.1373
2007-09-07 05:01 | 9 | 7 | 5 | 250 | 5981 | 66.92 | 0 | 585.6774 | Cooling | 0 | 4 | 0 | 0 | 0 | 6 | 0 | 585.6774 | 4 | 732.0967 | 732.0967 | 0 | 6 | 0 | 73.2097 | 0.028158 | 1 | 0.5 | 0 | 8.2745 | 0 | 8.2745 | 0 | 717.4548 | 89.6818 | 0.068986 | 1 | 0.5 | 0 | 4.1373 | 0 | 4.1373
2007-09-07 06:00 | 9 | 7 | 6 | 250 | 5982 | 66.92 | 0 | 1228.6103 | Cooling | 0 | 4 | 0 | 0 | 0 | 6 | 0 | 1228.6103 | 4 | 1535.7629 | 1535.7629 | 0 | 6 | 0 | 153.5763 | 0.059068 | 1 | 0.5 | 0 | 8.2745 | 0 | 8.2745 | 0 | 1505.0476 | 188.131 | 0.14472 | 1 | 0.5 | 0 | 4.1373 | 0 | 4.1373
2007-09-07 07:01 | 9 | 7 | 7 | 250 | 5983 | 69.08 | 0 | 703.962 | Cooling | 0 | 4 | 0 | 0 | 0 | 6 | 0 | 703.962 | 4 | 879.9525 | 879.9525 | 0 | 6 | 0 | 87.9953 | 0.033844 | 1 | 0.5 | 0 | 8.2745 | 0 | 8.2745 | 0 | 862.3535 | 107.7942 | 0.082919 | 1 | 0.5 | 0 | 4.1373 | 0 | 4.1373
2007-09-07 08:01 | 9 | 7 | 8 | 250 | 5984 | 69.08 | 0 | 991.79 | Cooling | 0 | 4 | 0 | 0 | 0 | 6 | 0 | 991.79 | 4 | 1239.7375 | 1239.7375 | 0 | 6 | 0 | 123.9737 | 0.047682 | 1 | 0.5 | 0 | 8.2745 | 0 | 8.2745 | 0 | 1214.9427 | 151.8678 | 0.11682 | 1 | 0.5 | 0 | 4.1373 | 0 | 4.1373
2007-09-07 09:00 | 9 | 7 | 9 | 250 | 5985 | 73.04 | 0 | 1331.2971 | Cooling | 0 | 4 | 0 | 0 | 0 | 6 | 0 | 1331.2971 | 4 | 1664.1214 | 1664.1214 | 0 | 6 | 0 | 166.4121 | 0.064005 | 1 | 0.5 | 0 | 8.2745 | 0 | 8.2745 | 0 | 1630.839 | 203.8549 | 0.15681 | 1 | 0.5 | 0 | 4.1373 | 0 | 4.1373
2007-09-07 10:01 | 9 | 7 | 10 | 250 | 5986 | 77 | 0 | 1518.8097 | Cooling | 0 | 4 | 0 | 0 | 0 | 6 | 0 | 1518.8097 | 4 | 1898.5122 | 1898.5122 | 0 | 6 | 0 | 189.8512 | 0.07302 | 1 | 0.5 | 0 | 8.2745 | 0 | 8.2745 | 0 | 1860.5419 | 232.5677 | 0.1789 | 1 | 0.5 | 0 | 4.1373 | 0 | 4.1373
2007-09-07 11:01 | 9 | 7 | 11 | 250 | 5987 | 77 | 0 | 1835.386 | Cooling | 0 | 4 | 0 | 0 | 0 | 6 | 0 | 1835.386 | 4 | 2294.2325 | 2294.2325 | 0 | 6 | 0 | 229.4233 | 0.08824 | 1 | 0.5 | 0 | 8.2745 | 0 | 8.2745 | 0 | 2248.3479 | 281.0435 | 0.21619 | 1 | 0.5 | 0 | 4.1373 | 0 | 4.1373
2007-09-07 12:00 | 9 | 7 | 12 | 250 | 5988 | 84.02 | 0 | 2198.0504 | Cooling | 0 | 4 | 0 | 0 | 0 | 6 | 0 | 2198.0504 | 4 | 2747.563 | 2747.563 | 0 | 6 | 0 | 274.7563 | 0.10568 | 1 | 0.5 | 0 | 8.2745 | 0 | 8.2745 | 0 | 2692.6117 | 336.5765 | 0.2589 | 1 | 0.51781 | 0 | 4.4841 | 0 | 4.4841
2007-09-07 13:01 | 9 | 7 | 13 | 250 | 5989 | 87.08 | 0 | 2562.9686 | Cooling | 0 | 4 | 0 | 0 | 0 | 6 | 0 | 2562.9686 | 4 | 3203.7107 | 3203.7107 | 0 | 6 | 0 | 320.3711 | 0.12322 | 1 | 0.5 | 0 | 8.2745 | 0 | 8.2745 | 0 | 3139.6365 | 392.4546 | 0.30189 | 1 | 0.60378 | 0 | 6.3841 | 0 | 6.3841
2007-09-07 14:01 | 9 | 7 | 14 | 250 | 5990 | 87.08 | 0 | 2517.4415 | Cooling | 0 | 4 | 0 | 0 | 0 | 6 | 0 | 2517.4415 | 4 | 3146.8019 | 3146.8019 | 0 | 6 | 0 | 314.6802 | 0.12103 | 1 | 0.5 | 0 | 8.2745 | 0 | 8.2745 | 0 | 3083.8659 | 385.4832 | 0.29653 | 1 | 0.59305 | 0 | 6.1263 | 0 | 6.1263
2007-09-07 15:00 | 9 | 7 | 15 | 250 | 5991 | 89.06 | 0 | 2544.8073 | Cooling | 0 | 4 | 0 | 0 | 0 | 6 | 0 | 2544.8073 | 4 | 3181.0091 | 3181.0091 | 0 | 6 | 0 | 318.1009 | 0.12235 | 1 | 0.5 | 0 | 8.2745 | 0 | 8.2745 | 0 | 3117.3889 | 389.6736 | 0.29975 | 1 | 0.5995 | 0 | 6.2805 | 0 | 6.2805
2007-09-07 16:01 | 9 | 7 | 16 | 250 | 5992 | 87.98 | 0 | 2723.6763 | Cooling | 0 | 4 | 0 | 0 | 0 | 6 | 0 | 2723.6763 | 4 | 3404.5954 | 3404.5954 | 0 | 6 | 0 | 340.4595 | 0.13095 | 1 | 0.5 | 0 | 8.2745 | 0 | 8.2745 | 0 | 3336.5035 | 417.0629 | 0.32082 | 1 | 0.64164 | 0 | 7.3425 | 0 | 7.3425
2007-09-07 17:01 | 9 | 7 | 17 | 250 | 5993 | 87.98 | 0 | 2829.2858 | Cooling | 0 | 4 | 0 | 0 | 0 | 6 | 0 | 2829.2858 | 4 | 3536.6073 | 3536.6073 | 0 | 6 | 0 | 353.6607 | 0.13602 | 1 | 0.5 | 0 | 8.2745 | 0 | 8.2745 | 0 | 3465.8751 | 433.2344 | 0.33326 | 1 | 0.66651 | 0 | 8.0139 | 0 | 8.0139
2007-09-07 18:00 | 9 | 7 | 18 | 250 | 5994 | 84.02 | 0 | 926.5487 | Cooling | 0 | 4 | 0 | 0 | 0 | 6 | 0 | 926.5487 | 4 | 1158.1859 | 1158.1859 | 0 | 6 | 0 | 115.8186 | 0.044546 | 1 | 0.5 | 0 | 8.2745 | 0 | 8.2745 | 0 | 1135.0222 | 141.8778 | 0.10914 | 1 | 0.5 | 0 | 4.1373 | 0 | 4.1373
2007-09-07 19:01 | 9 | 7 | 19 | 250 | 5995 | 82.94 | 0 | 287.8228 | Cooling | 0 | 4 | 0 | 0 | 0 | 6 | 0 | 287.8228 | 4 | 359.7785 | 359.7785 | 0 | 6 | 0 | 35.9778 | 0.013838 | 1 | 0.5 | 0 | 8.2745 | 0 | 8.2745 | 0 | 352.5829 | 44.0729 | 0.033902 | 1 | 0.5 | 0 | 4.1373 | 0 | 4.1373
2007-09-07 20:01 | 9 | 7 | 20 | 250 | 5996 | 82.94 | 0 | 141.9213 | Cooling | 0 | 4 | 0 | 0 | 0 | 6 | 0 | 141.9213 | 4 | 177.4017 | 177.4017 | 0 | 6 | 0 | 17.7402 | 0.0068231 | 1 | 0.5 | 0 | 8.2745 | 0 | 8.2745 | 0 | 173.8537 | 21.7317 | 0.016717 | 1 | 0.5 | 0 | 4.1373 | 0 | 4.1373
2007-09-07 21:00 | 9 | 7 | 21 | 250 | 5997 | 80.06 | 0 | 50.8897 | Cooling | 0 | 4 | 0 | 0 | 0 | 6 | 0 | 50.8897 | 4 | 63.6121 | 63.6121 | 0 | 6 | 0 | 6.3612 | 0.0024466 | 1 | 0.5 | 0 | 8.2745 | 0 | 8.2745 | 0 | 62.3399 | 7.7925 | 0.0059942 | 1 | 0.5 | 0 | 4.1373 | 0 | 4.1373
2007-09-07 22:01 | 9 | 7 | 22 | 250 | 5998 | 78.08 | 15.069 | 0 | Heating | 15.069 | 4 | 12.0552 | 12.0552 | 0 | 6 | 0 | 0 | 4 | 0 | 0 | 0 | 6 | 0 | 2.411 | 0.00092732 | 1 | 0.5 | 0 | 8.2745 | 0 | 8.2745 | 12.3012 | 0 | 0.70413 | 0.00054164 | 1 | 0.5 | 0 | 4.1373 | 0 | 4.1373
2007-09-07 23:01 | 9 | 7 | 23 | 250 | 5999 | 78.08 | 54.6719 | 0 | Heating | 54.6719 | 4 | 43.7375 | 43.7375 | 0 | 6 | 0 | 0 | 4 | 0 | 0 | 0 | 6 | 0 | 8.7475 | 0.0033644 | 1 | 0.5 | 0 | 8.2745 | 0 | 8.2745 | 44.6301 | 0 | 2.5547 | 0.0019651 | 1 | 0.5 | 0 | 4.1373 | 0 | 4.1373
2007-09-08 | 9 | 8 | 0 | 251 | 6000 | 75.02 | 0 | 20.1266 | Cooling | 0 | 4 | 0 | 0 | 0 | 6 | 0 | 20.1266 | 4 | 25.1583 | 25.1583 | 0 | 6 | 0 | 2.5158 | 0.00096763 | 1 | 0.5 | 0 | 8.2745 | 0 | 8.2745 | 0 | 24.6551 | 3.0819 | 0.0023707 | 1 | 0.5 | 0 | 4.1373 | 0 | 4.1373
2007-09-08 01:01 | 9 | 8 | 1 | 251 | 6001 | 75.02 | 0 | 92.1187 | Cooling | 0 | 4 | 0 | 0 | 0 | 6 | 0 | 92.1187 | 4 | 115.1484 | 115.1484 | 0 | 6 | 0 | 11.5148 | 0.0044288 | 1 | 0.5 | 0 | 8.2745 | 0 | 8.2745 | 0 | 112.8454 | 14.1057 | 0.010851 | 1 | 0.5 | 0 | 4.1373 | 0 | 4.1373
2007-09-08 02:01 | 9 | 8 | 2 | 251 | 6002 | 75.02 | 0 | 72.0359 | Cooling | 0 | 4 | 0 | 0 | 0 | 6 | 0 | 72.0359 | 4 | 90.0449 | 90.0449 | 0 | 6 | 0 | 9.0045 | 0.0034633 | 1 | 0.5 | 0 | 8.2745 | 0 | 8.2745 | 0 | 88.244 | 11.0305 | 0.008485 | 1 | 0.5 | 0 | 4.1373 | 0 | 4.1373
2007-09-08 03:00 | 9 | 8 | 3 | 251 | 6003 | 75.02 | 0 | 35.9218 | Cooling | 0 | 4 | 0 | 0 | 0 | 6 | 0 | 35.9218 | 4 | 44.9023 | 44.9023 | 0 | 6 | 0 | 4.4902 | 0.001727 | 1 | 0.5 | 0 | 8.2745 | 0 | 8.2745 | 0 | 44.0043 | 5.5005 | 0.0042312 | 1 | 0.5 | 0 | 4.1373 | 0 | 4.1373
2007-09-08 04:01 | 9 | 8 | 4 | 251 | 6004 | 73.94 | 2.6297 | 0 | Heating | 2.6297 | 4 | 2.1038 | 2.1038 | 0 | 6 | 0 | 0 | 4 | 0 | 0 | 0 | 6 | 0 | 0.42076 | 0.00016183 | 1 | 0.5 | 0 | 8.2745 | 0 | 8.2745 | 2.1467 | 0 | 0.12288 | 9.4523e-05 | 1 | 0.5 | 0 | 4.1373 | 0 | 4.1373
2007-09-08 05:01 | 9 | 8 | 5 | 251 | 6005 | 73.94 | 98.1393 | 0 | Heating | 98.1393 | 4 | 78.5115 | 78.5115 | 0 | 6 | 0 | 0 | 4 | 0 | 0 | 0 | 6 | 0 | 15.7023 | 0.0060393 | 1 | 0.5 | 0 | 8.2745 | 0 | 8.2745 | 80.1137 | 0 | 4.5858 | 0.0035275 | 1 | 0.5 | 0 | 4.1373 | 0 | 4.1373
2007-09-08 06:00 | 9 | 8 | 6 | 251 | 6006 | 73.04 | 226.5291 | 0 | Heating | 226.5291 | 4 | 181.2233 | 181.2233 | 0 | 6 | 0 | 0 | 4 | 0 | 0 | 0 | 6 | 0 | 36.2447 | 0.01394 | 1 | 0.5 | 0 | 8.2745 | 0 | 8.2745 | 184.9217 | 0 | 10.5851 | 0.0081424 | 1 | 0.5 | 0 | 4.1373 | 0 | 4.1373
2007-09-08 07:01 | 9 | 8 | 7 | 251 | 6007 | 75.02 | 504.4377 | 0 | Heating | 504.4377 | 4 | 403.5501 | 403.5501 | 0 | 6 | 0 | 0 | 4 | 0 | 0 | 0 | 6 | 0 | 80.71 | 0.031042 | 1 | 0.5 | 0 | 8.2745 | 0 | 8.2745 | 411.7858 | 0 | 23.571 | 0.018132 | 1 | 0.5 | 0 | 4.1373 | 0 | 4.1373
2007-09-08 08:01 | 9 | 8 | 8 | 251 | 6008 | 75.02 | 1374.1924 | 0 | Heating | 1374.1924 | 4 | 1099.3539 | 1099.3539 | 0 | 6 | 0 | 0 | 4 | 0 | 0 | 0 | 6 | 0 | 219.8708 | 0.084566 | 1 | 0.5 | 0 | 8.2745 | 0 | 8.2745 | 1121.7897 | 0 | 64.2123 | 0.049394 | 1 | 0.5 | 0 | 4.1373 | 0 | 4.1373
2007-09-08 09:00 | 9 | 8 | 9 | 251 | 6009 | 77 | 919.8011 | 0 | Heating | 919.8011 | 4 | 735.8409 | 735.8409 | 0 | 6 | 0 | 0 | 4 | 0 | 0 | 0 | 6 | 0 | 147.1682 | 0.056603 | 1 | 0.5 | 0 | 8.2745 | 0 | 8.2745 | 750.858 | 0 | 42.9799 | 0.033061 | 1 | 0.5 | 0 | 4.1373 | 0 | 4.1373
2007-09-08 10:01 | 9 | 8 | 10 | 251 | 6010 | 78.08 | 584.5768 | 0 | Heating | 584.5768 | 4 | 467.6615 | 467.6615 | 0 | 6 | 0 | 0 | 4 | 0 | 0 | 0 | 6 | 0 | 93.5323 | 0.035974 | 1 | 0.5 | 0 | 8.2745 | 0 | 8.2745 | 477.2056 | 0 | 27.3157 | 0.021012 | 1 | 0.5 | 0 | 4.1373 | 0 | 4.1373
2007-09-08 11:01 | 9 | 8 | 11 | 251 | 6011 | 78.08 | 326.7754 | 0 | Heating | 326.7754 | 4 | 261.4204 | 261.4204 | 0 | 6 | 0 | 0 | 4 | 0 | 0 | 0 | 6 | 0 | 52.2841 | 0.020109 | 1 | 0.5 | 0 | 8.2745 | 0 | 8.2745 | 266.7555 | 0 | 15.2693 | 0.011746 | 1 | 0.5 | 0 | 4.1373 | 0 | 4.1373
2007-09-08 12:00 | 9 | 8 | 12 | 251 | 6012 | 82.04 | 36.3172 | 0 | Heating | 36.3172 | 4 | 29.0538 | 29.0538 | 0 | 6 | 0 | 0 | 4 | 0 | 0 | 0 | 6 | 0 | 5.8108 | 0.0022349 | 1 | 0.5 | 0 | 8.2745 | 0 | 8.2745 | 29.6467 | 0 | 1.697 | 0.0013054 | 1 | 0.5 | 0 | 4.1373 | 0 | 4.1373
2007-09-08 13:01 | 9 | 8 | 13 | 251 | 6013 | 84.02 | 0 | 73.1055 | Cooling | 0 | 4 | 0 | 0 | 0 | 6 | 0 | 73.1055 | 4 | 91.3819 | 91.3819 | 0 | 6 | 0 | 9.1382 | 0.0035147 | 1 | 0.5 | 0 | 8.2745 | 0 | 8.2745 | 0 | 89.5543 | 11.1943 | 0.008611 | 1 | 0.5 | 0 | 4.1373 | 0 | 4.1373
2007-09-08 14:01 | 9 | 8 | 14 | 251 | 6014 | 84.02 | 0 | 135.0781 | Cooling | 0 | 4 | 0 | 0 | 0 | 6 | 0 | 135.0781 | 4 | 168.8476 | 168.8476 | 0 | 6 | 0 | 16.8848 | 0.0064941 | 1 | 0.5 | 0 | 8.2745 | 0 | 8.2745 | 0 | 165.4707 | 20.6838 | 0.015911 | 1 | 0.5 | 0 | 4.1373 | 0 | 4.1373
2007-09-08 15:00 | 9 | 8 | 15 | 251 | 6015 | 84.02 | 0 | 205.2501 | Cooling | 0 | 4 | 0 | 0 | 0 | 6 | 0 | 205.2501 | 4 | 256.5627 | 256.5627 | 0 | 6 | 0 | 25.6563 | 0.0098678 | 1 | 0.5 | 0 | 8.2745 | 0 | 8.2745 | 0 | 251.4314 | 31.4289 | 0.024176 | 1 | 0.5 | 0 | 4.1373 | 0 | 4.1373
2007-09-08 16:01 | 9 | 8 | 16 | 251 | 6016 | 80.96 | 0 | 239.5574 | Cooling | 0 | 4 | 0 | 0 | 0 | 6 | 0 | 239.5574 | 4 | 299.4467 | 299.4467 | 0 | 6 | 0 | 29.9447 | 0.011517 | 1 | 0.5 | 0 | 8.2745 | 0 | 8.2745 | 0 | 293.4578 | 36.6822 | 0.028217 | 1 | 0.5 | 0 | 4.1373 | 0 | 4.1373
2007-09-08 17:01 | 9 | 8 | 17 | 251 | 6017 | 80.96 | 0 | 257.8361 | Cooling | 0 | 4 | 0 | 0 | 0 | 6 | 0 | 257.8361 | 4 | 322.2951 | 322.2951 | 0 | 6 | 0 | 32.2295 | 0.012396 | 1 | 0.5 | 0 | 8.2745 | 0 | 8.2745 | 0 | 315.8492 | 39.4812 | 0.03037 | 1 | 0.5 | 0 | 4.1373 | 0 | 4.1373
2007-09-08 18:00 | 9 | 8 | 18 | 251 | 6018 | 78.08 | 0 | 151.5333 | Cooling | 0 | 4 | 0 | 0 | 0 | 6 | 0 | 151.5333 | 4 | 189.4166 | 189.4166 | 0 | 6 | 0 | 18.9417 | 0.0072853 | 1 | 0.5 | 0 | 8.2745 | 0 | 8.2745 | 0 | 185.6282 | 23.2035 | 0.017849 | 1 | 0.5 | 0 | 4.1373 | 0 | 4.1373
2007-09-08 19:01 | 9 | 8 | 19 | 251 | 6019 | 77 | 62.737 | 0 | Heating | 62.737 | 4 | 50.1896 | 50.1896 | 0 | 6 | 0 | 0 | 4 | 0 | 0 | 0 | 6 | 0 | 10.0379 | 0.0038607 | 1 | 0.5 | 0 | 8.2745 | 0 | 8.2745 | 51.2139 | 0 | 2.9315 | 0.002255 | 1 | 0.5 | 0 | 4.1373 | 0 | 4.1373
2007-09-08 20:01 | 9 | 8 | 20 | 251 | 6020 | 77 | 129.7531 | 0 | Heating | 129.7531 | 4 | 103.8025 | 103.8025 | 0 | 6 | 0 | 0 | 4 | 0 | 0 | 0 | 6 | 0 | 20.7605 | 0.0079848 | 1 | 0.5 | 0 | 8.2745 | 0 | 8.2745 | 105.9209 | 0 | 6.063 | 0.0046639 | 1 | 0.5 | 0 | 4.1373 | 0 | 4.1373
2007-09-08 21:00 | 9 | 8 | 21 | 251 | 6021 | 73.4 | 159.8361 | 0 | Heating | 159.8361 | 4 | 127.8689 | 127.8689 | 0 | 6 | 0 | 0 | 4 | 0 | 0 | 0 | 6 | 0 | 25.5738 | 0.0098361 | 1 | 0.5 | 0 | 8.2745 | 0 | 8.2745 | 130.4784 | 0 | 7.4687 | 0.0057452 | 1 | 0.5 | 0 | 4.1373 | 0 | 4.1373
2007-09-08 22:01 | 9 | 8 | 22 | 251 | 6022 | 73.04 | 197.9364 | 0 | Heating | 197.9364 | 4 | 158.3491 | 158.3491 | 0 | 6 | 0 | 0 | 4 | 0 | 0 | 0 | 6 | 0 | 31.6698 | 0.012181 | 1 | 0.5 | 0 | 8.2745 | 0 | 8.2745 | 161.5807 | 0 | 9.249 | 0.0071146 | 1 | 0.5 | 0 | 4.1373 | 0 | 4.1373
2007-09-08 23:01 | 9 | 8 | 23 | 251 | 6023 | 73.04 | 251.1098 | 0 | Heating | 251.1098 | 4 | 200.8878 | 200.8878 | 0 | 6 | 0 | 0 | 4 | 0 | 0 | 0 | 6 | 0 | 40.1776 | 0.015453 | 1 | 0.5 | 0 | 8.2745 | 0 | 8.2745 | 204.9876 | 0 | 11.7337 | 0.0090259 | 1 | 0.5 | 0 | 4.1373 | 0 | 4.1373
2007-09-09 | 9 | 9 | 0 | 252 | 6024 | 71.6 | 159.3399 | 0 | Heating | 159.3399 | 4 | 127.472 | 127.472 | 0 | 6 | 0 | 0 | 4 | 0 | 0 | 0 | 6 | 0 | 25.4944 | 0.0098055 | 1 | 0.5 | 0 | 8.2745 | 0 | 8.2745 | 130.0734 | 0 | 7.4455 | 0.0057273 | 1 | 0.5 | 0 | 4.1373 | 0 | 4.1373
2007-09-09 01:01 | 9 | 9 | 1 | 252 | 6025 | 69.8 | 103.1651 | 0 | Heating | 103.1651 | 4 | 82.5321 | 82.5321 | 0 | 6 | 0 | 0 | 4 | 0 | 0 | 0 | 6 | 0 | 16.5064 | 0.0063486 | 1 | 0.5 | 0 | 8.2745 | 0 | 8.2745 | 84.2164 | 0 | 4.8206 | 0.0037082 | 1 | 0.5 | 0 | 4.1373 | 0 | 4.1373
2007-09-09 02:01 | 9 | 9 | 2 | 252 | 6026 | 68 | 127.5635 | 0 | Heating | 127.5635 | 4 | 102.0508 | 102.0508 | 0 | 6 | 0 | 0 | 4 | 0 | 0 | 0 | 6 | 0 | 20.4102 | 0.0078501 | 1 | 0.5 | 0 | 8.2745 | 0 | 8.2745 | 104.1335 | 0 | 5.9607 | 0.0045852 | 1 | 0.5 | 0 | 4.1373 | 0 | 4.1373
2007-09-09 03:00 | 9 | 9 | 3 | 252 | 6027 | 66.92 | 166.3922 | 0 | Heating | 166.3922 | 4 | 133.1138 | 133.1138 | 0 | 6 | 0 | 0 | 4 | 0 | 0 | 0 | 6 | 0 | 26.6228 | 0.01024 | 1 | 0.5 | 0 | 8.2745 | 0 | 8.2745 | 135.8304 | 0 | 7.7751 | 0.0059808 | 1 | 0.5 | 0 | 4.1373 | 0 | 4.1373
2007-09-09 04:01 | 9 | 9 | 4 | 252 | 6028 | 66.92 | 222.3941 | 0 | Heating | 222.3941 | 4 | 177.9153 | 177.9153 | 0 | 6 | 0 | 0 | 4 | 0 | 0 | 0 | 6 | 0 | 35.5831 | 0.013686 | 1 | 0.5 | 0 | 8.2745 | 0 | 8.2745 | 181.5462 | 0 | 10.3919 | 0.0079938 | 1 | 0.5 | 0 | 4.1373 | 0 | 4.1373
2007-09-09 05:01 | 9 | 9 | 5 | 252 | 6029 | 66.92 | 364.8452 | 0 | Heating | 364.8452 | 4 | 291.8762 | 291.8762 | 0 | 6 | 0 | 0 | 4 | 0 | 0 | 0 | 6 | 0 | 58.3752 | 0.022452 | 1 | 0.5 | 0 | 8.2745 | 0 | 8.2745 | 297.8328 | 0 | 17.0482 | 0.013114 | 1 | 0.5 | 0 | 4.1373 | 0 | 4.1373
2007-09-09 06:00 | 9 | 9 | 6 | 252 | 6030 | 64.4 | 1684.2463 | 0 | Heating | 1684.2463 | 4 | 1347.3971 | 1347.3971 | 0 | 6 | 0 | 0 | 4 | 0 | 0 | 0 | 6 | 0 | 269.4794 | 0.10365 | 1 | 0.5 | 0 | 8.2745 | 0 | 8.2745 | 1374.895 | 0 | 78.7003 | 0.060539 | 1 | 0.5 | 0 | 4.1373 | 0 | 4.1373
2007-09-09 07:01 | 9 | 9 | 7 | 252 | 6031 | 62.6 | 1423.9535 | 0 | Heating | 1423.9535 | 4 | 1139.1628 | 1139.1628 | 0 | 6 | 0 | 0 | 4 | 0 | 0 | 0 | 6 | 0 | 227.8326 | 0.087628 | 1 | 0.5 | 0 | 8.2745 | 0 | 8.2745 | 1162.411 | 0 | 66.5375 | 0.051183 | 1 | 0.5 | 0 | 4.1373 | 0 | 4.1373
2007-09-09 08:01 | 9 | 9 | 8 | 252 | 6032 | 62.96 | 1157.7811 | 0 | Heating | 1157.7811 | 4 | 926.2249 | 926.2249 | 0 | 6 | 0 | 0 | 4 | 0 | 0 | 0 | 6 | 0 | 185.245 | 0.071248 | 1 | 0.5 | 0 | 8.2745 | 0 | 8.2745 | 945.1275 | 0 | 54.1 | 0.041615 | 1 | 0.5 | 0 | 4.1373 | 0 | 4.1373
2007-09-09 09:00 | 9 | 9 | 9 | 252 | 6033 | 64.04 | 571.1011 | 0 | Heating | 571.1011 | 4 | 456.8809 | 456.8809 | 0 | 6 | 0 | 0 | 4 | 0 | 0 | 0 | 6 | 0 | 91.3762 | 0.035145 | 1 | 0.5 | 0 | 8.2745 | 0 | 8.2745 | 466.205 | 0 | 26.686 | 0.020528 | 1 | 0.5 | 0 | 4.1373 | 0 | 4.1373
2007-09-09 10:01 | 9 | 9 | 10 | 252 | 6034 | 64.4 | 152.6363 | 0 | Heating | 152.6363 | 4 | 122.109 | 122.109 | 0 | 6 | 0 | 0 | 4 | 0 | 0 | 0 | 6 | 0 | 24.4218 | 0.009393 | 1 | 0.5 | 0 | 8.2745 | 0 | 8.2745 | 124.601 | 0 | 7.1323 | 0.0054864 | 1 | 0.5 | 0 | 4.1373 | 0 | 4.1373
2007-09-09 11:01 | 9 | 9 | 11 | 252 | 6035 | 64.04 | 0 | 255.5627 | Cooling | 0 | 4 | 0 | 0 | 0 | 6 | 0 | 255.5627 | 4 | 319.4534 | 319.4534 | 0 | 6 | 0 | 31.9453 | 0.012287 | 1 | 0.5 | 0 | 8.2745 | 0 | 8.2745 | 0 | 313.0643 | 39.133 | 0.030102 | 1 | 0.5 | 0 | 4.1373 | 0 | 4.1373
2007-09-09 12:00 | 9 | 9 | 12 | 252 | 6036 | 62.06 | 0 | 649.8298 | Cooling | 0 | 4 | 0 | 0 | 0 | 6 | 0 | 649.8298 | 4 | 812.2872 | 812.2872 | 0 | 6 | 0 | 81.2287 | 0.031242 | 1 | 0.5 | 0 | 8.2745 | 0 | 8.2745 | 0 | 796.0415 | 99.5052 | 0.076542 | 1 | 0.5 | 0 | 4.1373 | 0 | 4.1373
2007-09-09 13:01 | 9 | 9 | 13 | 252 | 6037 | 60.8 | 0 | 943.2328 | Cooling | 0 | 4 | 0 | 0 | 0 | 6 | 0 | 943.2328 | 4 | 1179.041 | 1179.041 | 0 | 6 | 0 | 117.9041 | 0.045348 | 1 | 0.5 | 0 | 8.2745 | 0 | 8.2745 | 0 | 1155.4601 | 144.4325 | 0.1111 | 1 | 0.5 | 0 | 4.1373 | 0 | 4.1373
2007-09-09 14:01 | 9 | 9 | 14 | 252 | 6038 | 62.6 | 0 | 832.2642 | Cooling | 0 | 4 | 0 | 0 | 0 | 6 | 0 | 832.2642 | 4 | 1040.3303 | 1040.3303 | 0 | 6 | 0 | 104.033 | 0.040013 | 1 | 0.5 | 0 | 8.2745 | 0 | 8.2745 | 0 | 1019.5237 | 127.4405 | 0.098031 | 1 | 0.5 | 0 | 4.1373 | 0 | 4.1373
2007-09-09 15:00 | 9 | 9 | 15 | 252 | 6039 | 62.96 | 0 | 482.3316 | Cooling | 0 | 4 | 0 | 0 | 0 | 6 | 0 | 482.3316 | 4 | 602.9145 | 602.9145 | 0 | 6 | 0 | 60.2915 | 0.023189 | 1 | 0.5 | 0 | 8.2745 | 0 | 8.2745 | 0 | 590.8563 | 73.857 | 0.056813 | 1 | 0.5 | 0 | 4.1373 | 0 | 4.1373
2007-09-09 16:01 | 9 | 9 | 16 | 252 | 6040 | 62.6 | 0 | 279.741 | Cooling | 0 | 4 | 0 | 0 | 0 | 6 | 0 | 279.741 | 4 | 349.6763 | 349.6763 | 0 | 6 | 0 | 34.9676 | 0.013449 | 1 | 0.5 | 0 | 8.2745 | 0 | 8.2745 | 0 | 342.6828 | 42.8353 | 0.03295 | 1 | 0.5 | 0 | 4.1373 | 0 | 4.1373
2007-09-09 17:01 | 9 | 9 | 17 | 252 | 6041 | 62.96 | 0 | 156.0655 | Cooling | 0 | 4 | 0 | 0 | 0 | 6 | 0 | 156.0655 | 4 | 195.0819 | 195.0819 | 0 | 6 | 0 | 19.5082 | 0.0075032 | 1 | 0.5 | 0 | 8.2745 | 0 | 8.2745 | 0 | 191.1803 | 23.8975 | 0.018383 | 1 | 0.5 | 0 | 4.1373 | 0 | 4.1373
2007-09-09 18:00 | 9 | 9 | 18 | 252 | 6042 | 62.6 | 19.7344 | 0 | Heating | 19.7344 | 4 | 15.7875 | 15.7875 | 0 | 6 | 0 | 0 | 4 | 0 | 0 | 0 | 6 | 0 | 3.1575 | 0.0012144 | 1 | 0.5 | 0 | 8.2745 | 0 | 8.2745 | 16.1097 | 0 | 0.92214 | 0.00070934 | 1 | 0.5 | 0 | 4.1373 | 0 | 4.1373
2007-09-09 19:01 | 9 | 9 | 19 | 252 | 6043 | 62.6 | 142.7523 | 0 | Heating | 142.7523 | 4 | 114.2018 | 114.2018 | 0 | 6 | 0 | 0 | 4 | 0 | 0 | 0 | 6 | 0 | 22.8404 | 0.0087848 | 1 | 0.5 | 0 | 8.2745 | 0 | 8.2745 | 116.5325 | 0 | 6.6704 | 0.0051311 | 1 | 0.5 | 0 | 4.1373 | 0 | 4.1373
2007-09-09 20:01 | 9 | 9 | 20 | 252 | 6044 | 62.06 | 192.8577 | 0 | Heating | 192.8577 | 4 | 154.2862 | 154.2862 | 0 | 6 | 0 | 0 | 4 | 0 | 0 | 0 | 6 | 0 | 30.8572 | 0.011868 | 1 | 0.5 | 0 | 8.2745 | 0 | 8.2745 | 157.4349 | 0 | 9.0117 | 0.0069321 | 1 | 0.5 | 0 | 4.1373 | 0 | 4.1373
2007-09-09 21:00 | 9 | 9 | 21 | 252 | 6045 | 62.6 | 149.7185 | 0 | Heating | 149.7185 | 4 | 119.7748 | 119.7748 | 0 | 6 | 0 | 0 | 4 | 0 | 0 | 0 | 6 | 0 | 23.955 | 0.0092134 | 1 | 0.5 | 0 | 8.2745 | 0 | 8.2745 | 122.2192 | 0 | 6.9959 | 0.0053815 | 1 | 0.5 | 0 | 4.1373 | 0 | 4.1373
2007-09-09 22:01 | 9 | 9 | 22 | 252 | 6046 | 62.06 | 180.0926 | 0 | Heating | 180.0926 | 4 | 144.0741 | 144.0741 | 0 | 6 | 0 | 0 | 4 | 0 | 0 | 0 | 6 | 0 | 28.8148 | 0.011083 | 1 | 0.5 | 0 | 8.2745 | 0 | 8.2745 | 147.0144 | 0 | 8.4152 | 0.0064733 | 1 | 0.5 | 0 | 4.1373 | 0 | 4.1373
2007-09-09 23:01 | 9 | 9 | 23 | 252 | 6047 | 62.06 | 201.2029 | 0 | Heating | 201.2029 | 4 | 160.9623 | 160.9623 | 0 | 6 | 0 | 0 | 4 | 0 | 0 | 0 | 6 | 0 | 32.1925 | 0.012382 | 1 | 0.5 | 0 | 8.2745 | 0 | 8.2745 | 164.2472 | 0 | 9.4017 | 0.0072321 | 1 | 0.5 | 0 | 4.1373 | 0 | 4.1373
2007-09-10 | 9 | 10 | 0 | 253 | 6048 | 62.6 | 169.1021 | 0 | Heating | 169.1021 | 4 | 135.2817 | 135.2817 | 0 | 6 | 0 | 0 | 4 | 0 | 0 | 0 | 6 | 0 | 27.0563 | 0.010406 | 1 | 0.5 | 0 | 8.2745 | 0 | 8.2745 | 138.0425 | 0 | 7.9017 | 0.0060782 | 1 | 0.5 | 0 | 4.1373 | 0 | 4.1373
2007-09-10 01:01 | 9 | 10 | 1 | 253 | 6049 | 62.06 | 25.2362 | 0 | Heating | 25.2362 | 4 | 20.189 | 20.189 | 0 | 6 | 0 | 0 | 4 | 0 | 0 | 0 | 6 | 0 | 4.0378 | 0.001553 | 1 | 0.5 | 0 | 8.2745 | 0 | 8.2745 | 20.601 | 0 | 1.1792 | 0.00090709 | 1 | 0.5 | 0 | 4.1373 | 0 | 4.1373
2007-09-10 02:01 | 9 | 10 | 2 | 253 | 6050 | 62.06 | 15.5239 | 0 | Heating | 15.5239 | 4 | 12.4191 | 12.4191 | 0 | 6 | 0 | 0 | 4 | 0 | 0 | 0 | 6 | 0 | 2.4838 | 0.00095531 | 1 | 0.5 | 0 | 8.2745 | 0 | 8.2745 | 12.6725 | 0 | 0.72539 | 0.00055799 | 1 | 0.5 | 0 | 4.1373 | 0 | 4.1373
2007-09-10 03:00 | 9 | 10 | 3 | 253 | 6051 | 62.6 | 1.9429 | 0 | Heating | 1.9429 | 4 | 1.5543 | 1.5543 | 0 | 6 | 0 | 0 | 4 | 0 | 0 | 0 | 6 | 0 | 0.31086 | 0.00011956 | 1 | 0.5 | 0 | 8.2745 | 0 | 8.2745 | 1.586 | 0 | 0.090786 | 6.9836e-05 | 1 | 0.5 | 0 | 4.1373 | 0 | 4.1373
2007-09-10 04:01 | 9 | 10 | 4 | 253 | 6052 | 62.6 | 0 | 1.2058 | Cooling | 0 | 4 | 0 | 0 | 0 | 6 | 0 | 1.2058 | 4 | 1.5073 | 1.5073 | 0 | 6 | 0 | 0.15073 | 5.7972e-05 | 1 | 0.5 | 0 | 8.2745 | 0 | 8.2745 | 0 | 1.4771 | 0.18464 | 0.00014203 | 1 | 0.5 | 0 | 4.1373 | 0 | 4.1373
2007-09-10 05:01 | 9 | 10 | 5 | 253 | 6053 | 62.06 | 23.828 | 0 | Heating | 23.828 | 4 | 19.0624 | 19.0624 | 0 | 6 | 0 | 0 | 4 | 0 | 0 | 0 | 6 | 0 | 3.8125 | 0.0014663 | 1 | 0.5 | 0 | 8.2745 | 0 | 8.2745 | 19.4514 | 0 | 1.1134 | 0.00085648 | 1 | 0.5 | 0 | 4.1373 | 0 | 4.1373
2007-09-10 06:00 | 9 | 10 | 6 | 253 | 6054 | 62.06 | 590.5128 | 0 | Heating | 590.5128 | 4 | 472.4102 | 472.4102 | 0 | 6 | 0 | 0 | 4 | 0 | 0 | 0 | 6 | 0 | 94.482 | 0.036339 | 1 | 0.5 | 0 | 8.2745 | 0 | 8.2745 | 482.0513 | 0 | 27.5931 | 0.021225 | 1 | 0.5 | 0 | 4.1373 | 0 | 4.1373
2007-09-10 07:01 | 9 | 10 | 7 | 253 | 6055 | 62.06 | 787.9506 | 0 | Heating | 787.9506 | 4 | 630.3605 | 630.3605 | 0 | 6 | 0 | 0 | 4 | 0 | 0 | 0 | 6 | 0 | 126.0721 | 0.048489 | 1 | 0.5 | 0 | 8.2745 | 0 | 8.2745 | 643.225 | 0 | 36.8188 | 0.028322 | 1 | 0.5 | 0 | 4.1373 | 0 | 4.1373
2007-09-10 08:01 | 9 | 10 | 8 | 253 | 6056 | 62.06 | 581.0934 | 0 | Heating | 581.0934 | 4 | 464.8747 | 464.8747 | 0 | 6 | 0 | 0 | 4 | 0 | 0 | 0 | 6 | 0 | 92.9749 | 0.03576 | 1 | 0.5 | 0 | 8.2745 | 0 | 8.2745 | 474.362 | 0 | 27.1529 | 0.020887 | 1 | 0.5 | 0 | 4.1373 | 0 | 4.1373
2007-09-10 09:00 | 9 | 10 | 9 | 253 | 6057 | 62.6 | 226.9766 | 0 | Heating | 226.9766 | 4 | 181.5812 | 181.5812 | 0 | 6 | 0 | 0 | 4 | 0 | 0 | 0 | 6 | 0 | 36.3162 | 0.013968 | 1 | 0.5 | 0 | 8.2745 | 0 | 8.2745 | 185.287 | 0 | 10.606 | 0.0081585 | 1 | 0.5 | 0 | 4.1373 | 0 | 4.1373
2007-09-10 10:01 | 9 | 10 | 10 | 253 | 6058 | 62.6 | 0 | 94.442 | Cooling | 0 | 4 | 0 | 0 | 0 | 6 | 0 | 94.442 | 4 | 118.0525 | 118.0525 | 0 | 6 | 0 | 11.8052 | 0.0045405 | 1 | 0.5 | 0 | 8.2745 | 0 | 8.2745 | 0 | 115.6914 | 14.4614 | 0.011124 | 1 | 0.5 | 0 | 4.1373 | 0 | 4.1373
2007-09-10 11:01 | 9 | 10 | 11 | 253 | 6059 | 62.06 | 0 | 563.7989 | Cooling | 0 | 4 | 0 | 0 | 0 | 6 | 0 | 563.7989 | 4 | 704.7486 | 704.7486 | 0 | 6 | 0 | 70.4749 | 0.027106 | 1 | 0.5 | 0 | 8.2745 | 0 | 8.2745 | 0 | 690.6536 | 86.3317 | 0.066409 | 1 | 0.5 | 0 | 4.1373 | 0 | 4.1373
2007-09-10 12:00 | 9 | 10 | 12 | 253 | 6060 | 62.96 | 0 | 1056.1328 | Cooling | 0 | 4 | 0 | 0 | 0 | 6 | 0 | 1056.1328 | 4 | 1320.1661 | 1320.1661 | 0 | 6 | 0 | 132.0166 | 0.050776 | 1 | 0.5 | 0 | 8.2745 | 0 | 8.2745 | 0 | 1293.7627 | 161.7203 | 0.1244 | 1 | 0.5 | 0 | 4.1373 | 0 | 4.1373
2007-09-10 13:01 | 9 | 10 | 13 | 253 | 6061 | 64.04 | 0 | 1863.3601 | Cooling | 0 | 4 | 0 | 0 | 0 | 6 | 0 | 1863.3601 | 4 | 2329.2001 | 2329.2001 | 0 | 6 | 0 | 232.92 | 0.089585 | 1 | 0.5 | 0 | 8.2745 | 0 | 8.2745 | 0 | 2282.6161 | 285.327 | 0.21948 | 1 | 0.5 | 0 | 4.1373 | 0 | 4.1373
2007-09-10 14:01 | 9 | 10 | 14 | 253 | 6062 | 64.04 | 0 | 2268.9855 | Cooling | 0 | 4 | 0 | 0 | 0 | 6 | 0 | 2268.9855 | 4 | 2836.2319 | 2836.2319 | 0 | 6 | 0 | 283.6232 | 0.10909 | 1 | 0.5 | 0 | 8.2745 | 0 | 8.2745 | 0 | 2779.5072 | 347.4384 | 0.26726 | 1 | 0.53452 | 0 | 4.8239 | 0 | 4.8239
2007-09-10 15:00 | 9 | 10 | 15 | 253 | 6063 | 64.4 | 0 | 2626.6265 | Cooling | 0 | 4 | 0 | 0 | 0 | 6 | 0 | 2626.6265 | 4 | 3283.2832 | 3283.2832 | 0 | 6 | 0 | 328.3283 | 0.12628 | 1 | 0.5 | 0 | 8.2745 | 0 | 8.2745 | 0 | 3217.6175 | 402.2022 | 0.30939 | 1 | 0.61877 | 0 | 6.7547 | 0 | 6.7547
2007-09-10 16:01 | 9 | 10 | 16 | 253 | 6064 | 66.2 | 0 | 2854.7209 | Cooling | 0 | 4 | 0 | 0 | 0 | 6 | 0 | 2854.7209 | 4 | 3568.4012 | 3568.4012 | 0 | 6 | 0 | 356.8401 | 0.13725 | 1 | 0.5 | 0 | 8.2745 | 0 | 8.2745 | 0 | 3497.0331 | 437.1291 | 0.33625 | 1 | 0.67251 | 0 | 8.1806 | 0 | 8.1806
2007-09-10 17:01 | 9 | 10 | 17 | 253 | 6065 | 66.92 | 0 | 2901.5071 | Cooling | 0 | 4 | 0 | 0 | 0 | 6 | 0 | 2901.5071 | 4 | 3626.8839 | 3626.8839 | 0 | 6 | 0 | 362.6884 | 0.1395 | 1 | 0.5 | 0 | 8.2745 | 0 | 8.2745 | 0 | 3554.3462 | 444.2933 | 0.34176 | 1 | 0.68353 | 0 | 8.4922 | 0 | 8.4922
2007-09-10 18:00 | 9 | 10 | 18 | 253 | 6066 | 66.2 | 0 | 2293.0027 | Cooling | 0 | 4 | 0 | 0 | 0 | 6 | 0 | 2293.0027 | 4 | 2866.2534 | 2866.2534 | 0 | 6 | 0 | 286.6253 | 0.11024 | 1 | 0.5 | 0 | 8.2745 | 0 | 8.2745 | 0 | 2808.9283 | 351.116 | 0.27009 | 1 | 0.54018 | 0 | 4.9422 | 0 | 4.9422
2007-09-10 19:01 | 9 | 10 | 19 | 253 | 6067 | 64.94 | 0 | 1366.4357 | Cooling | 0 | 4 | 0 | 0 | 0 | 6 | 0 | 1366.4357 | 4 | 1708.0447 | 1708.0447 | 0 | 6 | 0 | 170.8045 | 0.065694 | 1 | 0.5 | 0 | 8.2745 | 0 | 8.2745 | 0 | 1673.8838 | 209.2355 | 0.16095 | 1 | 0.5 | 0 | 4.1373 | 0 | 4.1373
2007-09-10 20:01 | 9 | 10 | 20 | 253 | 6068 | 64.94 | 0 | 631.5224 | Cooling | 0 | 4 | 0 | 0 | 0 | 6 | 0 | 631.5224 | 4 | 789.403 | 789.403 | 0 | 6 | 0 | 78.9403 | 0.030362 | 1 | 0.5 | 0 | 8.2745 | 0 | 8.2745 | 0 | 773.6149 | 96.7019 | 0.074386 | 1 | 0.5 | 0 | 4.1373 | 0 | 4.1373
2007-09-10 21:00 | 9 | 10 | 21 | 253 | 6069 | 62.96 | 0 | 350.8813 | Cooling | 0 | 4 | 0 | 0 | 0 | 6 | 0 | 350.8813 | 4 | 438.6016 | 438.6016 | 0 | 6 | 0 | 43.8602 | 0.016869 | 1 | 0.5 | 0 | 8.2745 | 0 | 8.2745 | 0 | 429.8296 | 53.7287 | 0.04133 | 1 | 0.5 | 0 | 4.1373 | 0 | 4.1373
2007-09-10 22:01 | 9 | 10 | 22 | 253 | 6070 | 60.08 | 0 | 65.654 | Cooling | 0 | 4 | 0 | 0 | 0 | 6 | 0 | 65.654 | 4 | 82.0675 | 82.0675 | 0 | 6 | 0 | 8.2067 | 0.0031564 | 1 | 0.5 | 0 | 8.2745 | 0 | 8.2745 | 0 | 80.4261 | 10.0533 | 0.0077333 | 1 | 0.5 | 0 | 4.1373 | 0 | 4.1373
2007-09-10 23:01 | 9 | 10 | 23 | 253 | 6071 | 60.08 | 0 | 39.0015 | Cooling | 0 | 4 | 0 | 0 | 0 | 6 | 0 | 39.0015 | 4 | 48.7519 | 48.7519 | 0 | 6 | 0 | 4.8752 | 0.0018751 | 1 | 0.5 | 0 | 8.2745 | 0 | 8.2745 | 0 | 47.7768 | 5.9721 | 0.0045939 | 1 | 0.5 | 0 | 4.1373 | 0 | 4.1373
2007-09-11 | 9 | 11 | 0 | 254 | 6072 | 60.8 | 0 | 109.1832 | Cooling | 0 | 4 | 0 | 0 | 0 | 6 | 0 | 109.1832 | 4 | 136.479 | 136.479 | 0 | 6 | 0 | 13.6479 | 0.0052492 | 1 | 0.5 | 0 | 8.2745 | 0 | 8.2745 | 0 | 133.7494 | 16.7187 | 0.012861 | 1 | 0.5 | 0 | 4.1373 | 0 | 4.1373
2007-09-11 01:01 | 9 | 11 | 1 | 254 | 6073 | 62.06 | 0 | 186.8817 | Cooling | 0 | 4 | 0 | 0 | 0 | 6 | 0 | 186.8817 | 4 | 233.6021 | 233.6021 | 0 | 6 | 0 | 23.3602 | 0.0089847 | 1 | 0.5 | 0 | 8.2745 | 0 | 8.2745 | 0 | 228.93 | 28.6163 | 0.022013 | 1 | 0.5 | 0 | 4.1373 | 0 | 4.1373
2007-09-11 02:01 | 9 | 11 | 2 | 254 | 6074 | 62.06 | 0 | 196.5855 | Cooling | 0 | 4 | 0 | 0 | 0 | 6 | 0 | 196.5855 | 4 | 245.7319 | 245.7319 | 0 | 6 | 0 | 24.5732 | 0.0094512 | 1 | 0.5 | 0 | 8.2745 | 0 | 8.2745 | 0 | 240.8172 | 30.1022 | 0.023156 | 1 | 0.5 | 0 | 4.1373 | 0 | 4.1373
2007-09-11 03:00 | 9 | 11 | 3 | 254 | 6075 | 62.06 | 0 | 204.6062 | Cooling | 0 | 4 | 0 | 0 | 0 | 6 | 0 | 204.6062 | 4 | 255.7578 | 255.7578 | 0 | 6 | 0 | 25.5758 | 0.0098368 | 1 | 0.5 | 0 | 8.2745 | 0 | 8.2745 | 0 | 250.6427 | 31.3303 | 0.0241 | 1 | 0.5 | 0 | 4.1373 | 0 | 4.1373
2007-09-11 04:01 | 9 | 11 | 4 | 254 | 6076 | 62.6 | 0 | 194.2551 | Cooling | 0 | 4 | 0 | 0 | 0 | 6 | 0 | 194.2551 | 4 | 242.8189 | 242.8189 | 0 | 6 | 0 | 24.2819 | 0.0093392 | 1 | 0.5 | 0 | 8.2745 | 0 | 8.2745 | 0 | 237.9625 | 29.7453 | 0.022881 | 1 | 0.5 | 0 | 4.1373 | 0 | 4.1373
2007-09-11 05:01 | 9 | 11 | 5 | 254 | 6077 | 62.06 | 0 | 180.7402 | Cooling | 0 | 4 | 0 | 0 | 0 | 6 | 0 | 180.7402 | 4 | 225.9253 | 225.9253 | 0 | 6 | 0 | 22.5925 | 0.0086894 | 1 | 0.5 | 0 | 8.2745 | 0 | 8.2745 | 0 | 221.4068 | 27.6758 | 0.021289 | 1 | 0.5 | 0 | 4.1373 | 0 | 4.1373
2007-09-11 06:00 | 9 | 11 | 6 | 254 | 6078 | 62.06 | 50.3497 | 0 | Heating | 50.3497 | 4 | 40.2797 | 40.2797 | 0 | 6 | 0 | 0 | 4 | 0 | 0 | 0 | 6 | 0 | 8.0559 | 0.0030984 | 1 | 0.5 | 0 | 8.2745 | 0 | 8.2745 | 41.1018 | 0 | 2.3527 | 0.0018098 | 1 | 0.5 | 0 | 4.1373 | 0 | 4.1373
2007-09-11 07:01 | 9 | 11 | 7 | 254 | 6079 | 62.6 | 305.6913 | 0 | Heating | 305.6913 | 4 | 244.553 | 244.553 | 0 | 6 | 0 | 0 | 4 | 0 | 0 | 0 | 6 | 0 | 48.9106 | 0.018812 | 1 | 0.5 | 0 | 8.2745 | 0 | 8.2745 | 249.5439 | 0 | 14.2841 | 0.010988 | 1 | 0.5 | 0 | 4.1373 | 0 | 4.1373
2007-09-11 08:01 | 9 | 11 | 8 | 254 | 6080 | 62.06 | 0 | 765.54 | Cooling | 0 | 4 | 0 | 0 | 0 | 6 | 0 | 765.54 | 4 | 956.925 | 956.925 | 0 | 6 | 0 | 95.6925 | 0.036805 | 1 | 0.5 | 0 | 8.2745 | 0 | 8.2745 | 0 | 937.7865 | 117.2233 | 0.090172 | 1 | 0.5 | 0 | 4.1373 | 0 | 4.1373
2007-09-11 09:00 | 9 | 11 | 9 | 254 | 6081 | 62.6 | 0 | 1352.3521 | Cooling | 0 | 4 | 0 | 0 | 0 | 6 | 0 | 1352.3521 | 4 | 1690.4402 | 1690.4402 | 0 | 6 | 0 | 169.044 | 0.065017 | 1 | 0.5 | 0 | 8.2745 | 0 | 8.2745 | 0 | 1656.6314 | 207.0789 | 0.15929 | 1 | 0.5 | 0 | 4.1373 | 0 | 4.1373
2007-09-11 10:01 | 9 | 11 | 10 | 254 | 6082 | 62.6 | 0 | 2000.3071 | Cooling | 0 | 4 | 0 | 0 | 0 | 6 | 0 | 2000.3071 | 4 | 2500.3839 | 2500.3839 | 0 | 6 | 0 | 250.0384 | 0.096169 | 1 | 0.5 | 0 | 8.2745 | 0 | 8.2745 | 0 | 2450.3762 | 306.297 | 0.23561 | 1 | 0.5 | 0 | 4.1373 | 0 | 4.1373
2007-09-11 11:01 | 9 | 11 | 11 | 254 | 6083 | 62.06 | 0 | 2784.8773 | Cooling | 0 | 4 | 0 | 0 | 0 | 6 | 0 | 2784.8773 | 4 | 3481.0967 | 3481.0967 | 0 | 6 | 0 | 348.1097 | 0.13389 | 1 | 0.5 | 0 | 8.2745 | 0 | 8.2745 | 0 | 3411.4747 | 426.4343 | 0.32803 | 1 | 0.65605 | 0 | 7.7276 | 0 | 7.7276
2007-09-11 12:00 | 9 | 11 | 12 | 254 | 6084 | 66.2 | 0 | 3311.6851 | Cooling | 0 | 4 | 0 | 0 | 0 | 6 | 0 | 3311.6851 | 4 | 4139.6063 | 4139.6063 | 0 | 6 | 0 | 413.9606 | 0.15922 | 1 | 0.5 | 0 | 8.2745 | 0 | 8.2745 | 0 | 4056.8142 | 507.1018 | 0.39008 | 1 | 0.78016 | 0 | 11.5107 | 0 | 11.5107
2007-09-11 13:01 | 9 | 11 | 13 | 254 | 6085 | 66.2 | 0 | 3761.379 | Cooling | 0 | 4 | 0 | 0 | 0 | 6 | 0 | 3761.379 | 4 | 4701.7238 | 4701.7238 | 0 | 6 | 0 | 470.1724 | 0.18084 | 1 | 0.5 | 0 | 8.2745 | 0 | 8.2745 | 0 | 4607.6893 | 575.9612 | 0.44305 | 1 | 0.88609 | 0 | 15.4272 | 0 | 15.4272
2007-09-11 14:01 | 9 | 11 | 14 | 254 | 6086 | 66.92 | 0 | 3864.7832 | Cooling | 0 | 4 | 0 | 0 | 0 | 6 | 0 | 3864.7832 | 4 | 4830.979 | 4830.979 | 0 | 6 | 0 | 483.0979 | 0.18581 | 1 | 0.5 | 0 | 8.2745 | 0 | 8.2745 | 0 | 4734.3594 | 591.7949 | 0.45523 | 1 | 0.91045 | 0 | 16.4201 | 0 | 16.4201
2007-09-11 15:00 | 9 | 11 | 15 | 254 | 6087 | 66.2 | 0 | 3747.0074 | Cooling | 0 | 4 | 0 | 0 | 0 | 6 | 0 | 3747.0074 | 4 | 4683.7593 | 4683.7593 | 0 | 6 | 0 | 468.3759 | 0.18014 | 1 | 0.5 | 0 | 8.2745 | 0 | 8.2745 | 0 | 4590.0841 | 573.7605 | 0.44135 | 1 | 0.88271 | 0 | 15.2919 | 0 | 15.2919
2007-09-11 16:01 | 9 | 11 | 16 | 254 | 6088 | 68 | 0 | 3709.8137 | Cooling | 0 | 4 | 0 | 0 | 0 | 6 | 0 | 3709.8137 | 4 | 4637.2672 | 4637.2672 | 0 | 6 | 0 | 463.7267 | 0.17836 | 1 | 0.5 | 0 | 8.2745 | 0 | 8.2745 | 0 | 4544.5218 | 568.0652 | 0.43697 | 1 | 0.87395 | 0 | 14.9451 | 0 | 14.9451
2007-09-11 17:01 | 9 | 11 | 17 | 254 | 6089 | 68 | 0 | 3577.1242 | Cooling | 0 | 4 | 0 | 0 | 0 | 6 | 0 | 3577.1242 | 4 | 4471.4052 | 4471.4052 | 0 | 6 | 0 | 447.1405 | 0.17198 | 1 | 0.5 | 0 | 8.2745 | 0 | 8.2745 | 0 | 4381.9771 | 547.7471 | 0.42134 | 1 | 0.84269 | 0 | 13.7441 | 0 | 13.7441
2007-09-11 18:00 | 9 | 11 | 18 | 254 | 6090 | 66.92 | 0 | 2839.5373 | Cooling | 0 | 4 | 0 | 0 | 0 | 6 | 0 | 2839.5373 | 4 | 3549.4217 | 3549.4217 | 0 | 6 | 0 | 354.9422 | 0.13652 | 1 | 0.5 | 0 | 8.2745 | 0 | 8.2745 | 0 | 3478.4332 | 434.8042 | 0.33446 | 1 | 0.66893 | 0 | 8.0809 | 0 | 8.0809
2007-09-11 19:01 | 9 | 11 | 19 | 254 | 6091 | 68 | 0 | 2106.7426 | Cooling | 0 | 4 | 0 | 0 | 0 | 6 | 0 | 2106.7426 | 4 | 2633.4282 | 2633.4282 | 0 | 6 | 0 | 263.3428 | 0.10129 | 1 | 0.5 | 0 | 8.2745 | 0 | 8.2745 | 0 | 2580.7596 | 322.595 | 0.24815 | 1 | 0.5 | 0 | 4.1373 | 0 | 4.1373
2007-09-11 20:01 | 9 | 11 | 20 | 254 | 6092 | 68 | 0 | 1124.586 | Cooling | 0 | 4 | 0 | 0 | 0 | 6 | 0 | 1124.586 | 4 | 1405.7326 | 1405.7326 | 0 | 6 | 0 | 140.5733 | 0.054067 | 1 | 0.5 | 0 | 8.2745 | 0 | 8.2745 | 0 | 1377.6179 | 172.2022 | 0.13246 | 1 | 0.5 | 0 | 4.1373 | 0 | 4.1373
2007-09-11 21:00 | 9 | 11 | 21 | 254 | 6093 | 64.04 | 0 | 549.8752 | Cooling | 0 | 4 | 0 | 0 | 0 | 6 | 0 | 549.8752 | 4 | 687.344 | 687.344 | 0 | 6 | 0 | 68.7344 | 0.026436 | 1 | 0.5 | 0 | 8.2745 | 0 | 8.2745 | 0 | 673.5972 | 84.1996 | 0.064769 | 1 | 0.5 | 0 | 4.1373 | 0 | 4.1373
2007-09-11 22:01 | 9 | 11 | 22 | 254 | 6094 | 64.04 | 0 | 146.3337 | Cooling | 0 | 4 | 0 | 0 | 0 | 6 | 0 | 146.3337 | 4 | 182.9171 | 182.9171 | 0 | 6 | 0 | 18.2917 | 0.0070353 | 1 | 0.5 | 0 | 8.2745 | 0 | 8.2745 | 0 | 179.2588 | 22.4073 | 0.017236 | 1 | 0.5 | 0 | 4.1373 | 0 | 4.1373
2007-09-11 23:01 | 9 | 11 | 23 | 254 | 6095 | 64.04 | 0 | 74.2931 | Cooling | 0 | 4 | 0 | 0 | 0 | 6 | 0 | 74.2931 | 4 | 92.8664 | 92.8664 | 0 | 6 | 0 | 9.2866 | 0.0035718 | 1 | 0.5 | 0 | 8.2745 | 0 | 8.2745 | 0 | 91.0091 | 11.3761 | 0.0087509 | 1 | 0.5 | 0 | 4.1373 | 0 | 4.1373
2007-09-12 | 9 | 12 | 0 | 255 | 6096 | 62.96 | 0 | 136.6092 | Cooling | 0 | 4 | 0 | 0 | 0 | 6 | 0 | 136.6092 | 4 | 170.7616 | 170.7616 | 0 | 6 | 0 | 17.0762 | 0.0065678 | 1 | 0.5 | 0 | 8.2745 | 0 | 8.2745 | 0 | 167.3463 | 20.9183 | 0.016091 | 1 | 0.5 | 0 | 4.1373 | 0 | 4.1373
2007-09-12 01:01 | 9 | 12 | 1 | 255 | 6097 | 60.98 | 0 | 198.1895 | Cooling | 0 | 4 | 0 | 0 | 0 | 6 | 0 | 198.1895 | 4 | 247.7369 | 247.7369 | 0 | 6 | 0 | 24.7737 | 0.0095283 | 1 | 0.5 | 0 | 8.2745 | 0 | 8.2745 | 0 | 242.7822 | 30.3478 | 0.023344 | 1 | 0.5 | 0 | 4.1373 | 0 | 4.1373
2007-09-12 02:01 | 9 | 12 | 2 | 255 | 6098 | 60.98 | 0 | 183.2015 | Cooling | 0 | 4 | 0 | 0 | 0 | 6 | 0 | 183.2015 | 4 | 229.0019 | 229.0019 | 0 | 6 | 0 | 22.9002 | 0.0088078 | 1 | 0.5 | 0 | 8.2745 | 0 | 8.2745 | 0 | 224.4218 | 28.0527 | 0.021579 | 1 | 0.5 | 0 | 4.1373 | 0 | 4.1373
2007-09-12 03:00 | 9 | 12 | 3 | 255 | 6099 | 59 | 0 | 166.8634 | Cooling | 0 | 4 | 0 | 0 | 0 | 6 | 0 | 166.8634 | 4 | 208.5792 | 208.5792 | 0 | 6 | 0 | 20.8579 | 0.0080223 | 1 | 0.5 | 0 | 8.2745 | 0 | 8.2745 | 0 | 204.4076 | 25.551 | 0.019655 | 1 | 0.5 | 0 | 4.1373 | 0 | 4.1373
2007-09-12 04:01 | 9 | 12 | 4 | 255 | 6100 | 57.92 | 0 | 142.5752 | Cooling | 0 | 4 | 0 | 0 | 0 | 6 | 0 | 142.5752 | 4 | 178.219 | 178.219 | 0 | 6 | 0 | 17.8219 | 0.0068546 | 1 | 0.5 | 0 | 8.2745 | 0 | 8.2745 | 0 | 174.6547 | 21.8318 | 0.016794 | 1 | 0.5 | 0 | 4.1373 | 0 | 4.1373
2007-09-12 05:01 | 9 | 12 | 5 | 255 | 6101 | 57.92 | 0 | 118.7375 | Cooling | 0 | 4 | 0 | 0 | 0 | 6 | 0 | 118.7375 | 4 | 148.4219 | 148.4219 | 0 | 6 | 0 | 14.8422 | 0.0057085 | 1 | 0.5 | 0 | 8.2745 | 0 | 8.2745 | 0 | 145.4535 | 18.1817 | 0.013986 | 1 | 0.5 | 0 | 4.1373 | 0 | 4.1373
2007-09-12 06:00 | 9 | 12 | 6 | 255 | 6102 | 57.02 | 264.1368 | 0 | Heating | 264.1368 | 4 | 211.3094 | 211.3094 | 0 | 6 | 0 | 0 | 4 | 0 | 0 | 0 | 6 | 0 | 42.2619 | 0.016255 | 1 | 0.5 | 0 | 8.2745 | 0 | 8.2745 | 215.6219 | 0 | 12.3424 | 0.0094942 | 1 | 0.5 | 0 | 4.1373 | 0 | 4.1373
2007-09-12 07:01 | 9 | 12 | 7 | 255 | 6103 | 57.92 | 501.9353 | 0 | Heating | 501.9353 | 4 | 401.5482 | 401.5482 | 0 | 6 | 0 | 0 | 4 | 0 | 0 | 0 | 6 | 0 | 80.3096 | 0.030888 | 1 | 0.5 | 0 | 8.2745 | 0 | 8.2745 | 409.7431 | 0 | 23.4541 | 0.018042 | 1 | 0.5 | 0 | 4.1373 | 0 | 4.1373
2007-09-12 08:01 | 9 | 12 | 8 | 255 | 6104 | 57.92 | 112.2299 | 0 | Heating | 112.2299 | 4 | 89.7839 | 89.7839 | 0 | 6 | 0 | 0 | 4 | 0 | 0 | 0 | 6 | 0 | 17.9568 | 0.0069065 | 1 | 0.5 | 0 | 8.2745 | 0 | 8.2745 | 91.6163 | 0 | 5.2442 | 0.004034 | 1 | 0.5 | 0 | 4.1373 | 0 | 4.1373
2007-09-12 09:01 | 9 | 12 | 9 | 255 | 6105 | 60.98 | 0 | 500.9235 | Cooling | 0 | 4 | 0 | 0 | 0 | 6 | 0 | 500.9235 | 4 | 626.1544 | 626.1544 | 0 | 6 | 0 | 62.6154 | 0.024083 | 1 | 0.5 | 0 | 8.2745 | 0 | 8.2745 | 0 | 613.6313 | 76.7039 | 0.059003 | 1 | 0.5 | 0 | 4.1373 | 0 | 4.1373
2007-09-12 10:01 | 9 | 12 | 10 | 255 | 6106 | 62.06 | 0 | 1387.6828 | Cooling | 0 | 4 | 0 | 0 | 0 | 6 | 0 | 1387.6828 | 4 | 1734.6035 | 1734.6035 | 0 | 6 | 0 | 173.4603 | 0.066716 | 1 | 0.5 | 0 | 8.2745 | 0 | 8.2745 | 0 | 1699.9114 | 212.4889 | 0.16345 | 1 | 0.5 | 0 | 4.1373 | 0 | 4.1373
2007-09-12 11:01 | 9 | 12 | 11 | 255 | 6107 | 62.06 | 0 | 2332.7435 | Cooling | 0 | 4 | 0 | 0 | 0 | 6 | 0 | 2332.7435 | 4 | 2915.9294 | 2915.9294 | 0 | 6 | 0 | 291.5929 | 0.11215 | 1 | 0.5 | 0 | 8.2745 | 0 | 8.2745 | 0 | 2857.6108 | 357.2014 | 0.27477 | 1 | 0.54954 | 0 | 5.1414 | 0 | 5.1414
2007-09-12 12:01 | 9 | 12 | 12 | 255 | 6108 | 62.96 | 0 | 3062.6155 | Cooling | 0 | 4 | 0 | 0 | 0 | 6 | 0 | 3062.6155 | 4 | 3828.2693 | 3828.2693 | 0 | 6 | 0 | 382.8269 | 0.14724 | 1 | 0.5 | 0 | 8.2745 | 0 | 8.2745 | 0 | 3751.7039 | 468.963 | 0.36074 | 1 | 0.72148 | 0 | 9.6161 | 0 | 9.6161
2007-09-12 13:01 | 9 | 12 | 13 | 255 | 6109 | 64.04 | 0 | 3774.8809 | Cooling | 0 | 4 | 0 | 0 | 0 | 6 | 0 | 3774.8809 | 4 | 4718.6011 | 4718.6011 | 0 | 6 | 0 | 471.8601 | 0.18148 | 1 | 0.5 | 0 | 8.2745 | 0 | 8.2745 | 0 | 4624.2291 | 578.0286 | 0.44464 | 1 | 0.88927 | 0 | 15.5549 | 0 | 15.5549
2007-09-12 14:01 | 9 | 12 | 14 | 255 | 6110 | 64.04 | 0 | 4067.1391 | Cooling | 0 | 4 | 0 | 0 | 0 | 6 | 0 | 4067.1391 | 4 | 5083.9239 | 5083.9239 | 0 | 6 | 0 | 508.3924 | 0.19554 | 1 | 0.5 | 0 | 8.2745 | 0 | 8.2745 | 0 | 4982.2454 | 622.7807 | 0.47906 | 1 | 0.95812 | 0 | 18.4652 | 0 | 18.4652
2007-09-12 15:01 | 9 | 12 | 15 | 255 | 6111 | 69.98 | 0 | 4330.5883 | Cooling | 0 | 4 | 0 | 0 | 0 | 6 | 0 | 4330.5883 | 4 | 5413.2354 | 5413.2354 | 0 | 6 | 0 | 541.3235 | 0.2082 | 1 | 0.5 | 0 | 8.2745 | 0 | 8.2745 | 0 | 5304.9707 | 663.1213 | 0.51009 | 2 | 0.51009 | 0.51009 | 4.3319 | 4.3319 | 8.6638
2007-09-12 16:01 | 9 | 12 | 16 | 255 | 6112 | 69.08 | 0 | 4228.13 | Cooling | 0 | 4 | 0 | 0 | 0 | 6 | 0 | 4228.13 | 4 | 5285.1625 | 5285.1625 | 0 | 6 | 0 | 528.5162 | 0.20328 | 1 | 0.5 | 0 | 8.2745 | 0 | 8.2745 | 0 | 5179.4592 | 647.4324 | 0.49802 | 1 | 0.99605 | 0 | 20.1897 | 0 | 20.1897
2007-09-12 17:01 | 9 | 12 | 17 | 255 | 6113 | 66.92 | 0 | 3993.2262 | Cooling | 0 | 4 | 0 | 0 | 0 | 6 | 0 | 3993.2262 | 4 | 4991.5328 | 4991.5328 | 0 | 6 | 0 | 499.1533 | 0.19198 | 1 | 0.5 | 0 | 8.2745 | 0 | 8.2745 | 0 | 4891.7021 | 611.4628 | 0.47036 | 1 | 0.94071 | 0 | 17.7025 | 0 | 17.7025
2007-09-12 18:01 | 9 | 12 | 18 | 255 | 6114 | 64.04 | 0 | 3436.3084 | Cooling | 0 | 4 | 0 | 0 | 0 | 6 | 0 | 3436.3084 | 4 | 4295.3855 | 4295.3855 | 0 | 6 | 0 | 429.5386 | 0.16521 | 1 | 0.5 | 0 | 8.2745 | 0 | 8.2745 | 0 | 4209.4778 | 526.1847 | 0.40476 | 1 | 0.80951 | 0 | 12.5314 | 0 | 12.5314
2007-09-12 19:01 | 9 | 12 | 19 | 255 | 6115 | 60.98 | 0 | 2826.8628 | Cooling | 0 | 4 | 0 | 0 | 0 | 6 | 0 | 2826.8628 | 4 | 3533.5785 | 3533.5785 | 0 | 6 | 0 | 353.3579 | 0.13591 | 1 | 0.5 | 0 | 8.2745 | 0 | 8.2745 | 0 | 3462.907 | 432.8634 | 0.33297 | 1 | 0.66594 | 0 | 7.9981 | 0 | 7.9981
2007-09-12 20:01 | 9 | 12 | 20 | 255 | 6116 | 60.98 | 0 | 2190.6453 | Cooling | 0 | 4 | 0 | 0 | 0 | 6 | 0 | 2190.6453 | 4 | 2738.3066 | 2738.3066 | 0 | 6 | 0 | 273.8307 | 0.10532 | 1 | 0.5 | 0 | 8.2745 | 0 | 8.2745 | 0 | 2683.5404 | 335.4426 | 0.25803 | 1 | 0.51607 | 0 | 4.4494 | 0 | 4.4494
2007-09-12 21:01 | 9 | 12 | 21 | 255 | 6117 | 55.94 | 0 | 1447.2561 | Cooling | 0 | 4 | 0 | 0 | 0 | 6 | 0 | 1447.2561 | 4 | 1809.0701 | 1809.0701 | 0 | 6 | 0 | 180.907 | 0.06958 | 1 | 0.5 | 0 | 8.2745 | 0 | 8.2745 | 0 | 1772.8887 | 221.6111 | 0.17047 | 1 | 0.5 | 0 | 4.1373 | 0 | 4.1373
2007-09-12 22:01 | 9 | 12 | 22 | 255 | 6118 | 53.06 | 0 | 434.9459 | Cooling | 0 | 4 | 0 | 0 | 0 | 6 | 0 | 434.9459 | 4 | 543.6824 | 543.6824 | 0 | 6 | 0 | 54.3682 | 0.020911 | 1 | 0.5 | 0 | 8.2745 | 0 | 8.2745 | 0 | 532.8087 | 66.6011 | 0.051232 | 1 | 0.5 | 0 | 4.1373 | 0 | 4.1373
2007-09-12 23:01 | 9 | 12 | 23 | 255 | 6119 | 53.06 | 0 | 264.5442 | Cooling | 0 | 4 | 0 | 0 | 0 | 6 | 0 | 264.5442 | 4 | 330.6802 | 330.6802 | 0 | 6 | 0 | 33.068 | 0.012718 | 1 | 0.5 | 0 | 8.2745 | 0 | 8.2745 | 0 | 324.0666 | 40.5083 | 0.03116 | 1 | 0.5 | 0 | 4.1373 | 0 | 4.1373
2007-09-13 00:01 | 9 | 13 | 0 | 256 | 6120 | 50 | 0 | 249.0017 | Cooling | 0 | 4 | 0 | 0 | 0 | 6 | 0 | 249.0017 | 4 | 311.2521 | 311.2521 | 0 | 6 | 0 | 31.1252 | 0.011971 | 1 | 0.5 | 0 | 8.2745 | 0 | 8.2745 | 0 | 305.0271 | 38.1284 | 0.02933 | 1 | 0.5 | 0 | 4.1373 | 0 | 4.1373
2007-09-13 01:01 | 9 | 13 | 1 | 256 | 6121 | 50 | 0 | 276.2933 | Cooling | 0 | 4 | 0 | 0 | 0 | 6 | 0 | 276.2933 | 4 | 345.3666 | 345.3666 | 0 | 6 | 0 | 34.5367 | 0.013283 | 1 | 0.5 | 0 | 8.2745 | 0 | 8.2745 | 0 | 338.4593 | 42.3074 | 0.032544 | 1 | 0.5 | 0 | 4.1373 | 0 | 4.1373
2007-09-13 02:01 | 9 | 13 | 2 | 256 | 6122 | 50 | 0 | 252.3453 | Cooling | 0 | 4 | 0 | 0 | 0 | 6 | 0 | 252.3453 | 4 | 315.4316 | 315.4316 | 0 | 6 | 0 | 31.5432 | 0.012132 | 1 | 0.5 | 0 | 8.2745 | 0 | 8.2745 | 0 | 309.123 | 38.6404 | 0.029723 | 1 | 0.5 | 0 | 4.1373 | 0 | 4.1373
2007-09-13 03:01 | 9 | 13 | 3 | 256 | 6123 | 48.92 | 0 | 229.2458 | Cooling | 0 | 4 | 0 | 0 | 0 | 6 | 0 | 229.2458 | 4 | 286.5573 | 286.5573 | 0 | 6 | 0 | 28.6557 | 0.011021 | 1 | 0.5 | 0 | 8.2745 | 0 | 8.2745 | 0 | 280.8261 | 35.1033 | 0.027003 | 1 | 0.5 | 0 | 4.1373 | 0 | 4.1373
2007-09-13 04:01 | 9 | 13 | 4 | 256 | 6124 | 46.94 | 0 | 196.1522 | Cooling | 0 | 4 | 0 | 0 | 0 | 6 | 0 | 196.1522 | 4 | 245.1903 | 245.1903 | 0 | 6 | 0 | 24.519 | 0.0094304 | 1 | 0.5 | 0 | 8.2745 | 0 | 8.2745 | 0 | 240.2865 | 30.0358 | 0.023104 | 1 | 0.5 | 0 | 4.1373 | 0 | 4.1373
2007-09-13 05:01 | 9 | 13 | 5 | 256 | 6125 | 46.94 | 0 | 177.7501 | Cooling | 0 | 4 | 0 | 0 | 0 | 6 | 0 | 177.7501 | 4 | 222.1876 | 222.1876 | 0 | 6 | 0 | 22.2188 | 0.0085457 | 1 | 0.5 | 0 | 8.2745 | 0 | 8.2745 | 0 | 217.7439 | 27.218 | 0.020937 | 1 | 0.5 | 0 | 4.1373 | 0 | 4.1373
2007-09-13 06:01 | 9 | 13 | 6 | 256 | 6126 | 48.92 | 115.2171 | 0 | Heating | 115.2171 | 4 | 92.1737 | 92.1737 | 0 | 6 | 0 | 0 | 4 | 0 | 0 | 0 | 6 | 0 | 18.4347 | 0.0070903 | 1 | 0.5 | 0 | 8.2745 | 0 | 8.2745 | 94.0547 | 0 | 5.3838 | 0.0041414 | 1 | 0.5 | 0 | 4.1373 | 0 | 4.1373
2007-09-13 07:01 | 9 | 13 | 7 | 256 | 6127 | 51.98 | 352.5577 | 0 | Heating | 352.5577 | 4 | 282.0461 | 282.0461 | 0 | 6 | 0 | 0 | 4 | 0 | 0 | 0 | 6 | 0 | 56.4092 | 0.021696 | 1 | 0.5 | 0 | 8.2745 | 0 | 8.2745 | 287.8022 | 0 | 16.4741 | 0.012672 | 1 | 0.5 | 0 | 4.1373 | 0 | 4.1373
2007-09-13 08:01 | 9 | 13 | 8 | 256 | 6128 | 51.98 | 0 | 653.4353 | Cooling | 0 | 4 | 0 | 0 | 0 | 6 | 0 | 653.4353 | 4 | 816.7941 | 816.7941 | 0 | 6 | 0 | 81.6794 | 0.031415 | 1 | 0.5 | 0 | 8.2745 | 0 | 8.2745 | 0 | 800.4582 | 100.0573 | 0.076967 | 1 | 0.5 | 0 | 4.1373 | 0 | 4.1373
2007-09-13 09:01 | 9 | 13 | 9 | 256 | 6129 | 60.08 | 0 | 1370.1048 | Cooling | 0 | 4 | 0 | 0 | 0 | 6 | 0 | 1370.1048 | 4 | 1712.631 | 1712.631 | 0 | 6 | 0 | 171.2631 | 0.06587 | 1 | 0.5 | 0 | 8.2745 | 0 | 8.2745 | 0 | 1678.3784 | 209.7973 | 0.16138 | 1 | 0.5 | 0 | 4.1373 | 0 | 4.1373
2007-09-13 10:01 | 9 | 13 | 10 | 256 | 6130 | 62.06 | 0 | 1997.6895 | Cooling | 0 | 4 | 0 | 0 | 0 | 6 | 0 | 1997.6895 | 4 | 2497.1118 | 2497.1118 | 0 | 6 | 0 | 249.7112 | 0.096043 | 1 | 0.5 | 0 | 8.2745 | 0 | 8.2745 | 0 | 2447.1696 | 305.8962 | 0.2353 | 1 | 0.5 | 0 | 4.1373 | 0 | 4.1373
2007-09-13 11:01 | 9 | 13 | 11 | 256 | 6131 | 62.06 | 0 | 2678.8062 | Cooling | 0 | 4 | 0 | 0 | 0 | 6 | 0 | 2678.8062 | 4 | 3348.5077 | 3348.5077 | 0 | 6 | 0 | 334.8508 | 0.12879 | 1 | 0.5 | 0 | 8.2745 | 0 | 8.2745 | 0 | 3281.5376 | 410.1922 | 0.31553 | 1 | 0.63106 | 0 | 7.0673 | 0 | 7.0673
2007-09-13 12:01 | 9 | 13 | 12 | 256 | 6132 | 66.2 | 0 | 3346.2681 | Cooling | 0 | 4 | 0 | 0 | 0 | 6 | 0 | 3346.2681 | 4 | 4182.8351 | 4182.8351 | 0 | 6 | 0 | 418.2835 | 0.16088 | 1 | 0.5 | 0 | 8.2745 | 0 | 8.2745 | 0 | 4099.1784 | 512.3973 | 0.39415 | 1 | 0.7883 | 0 | 11.789 | 0 | 11.789
2007-09-13 13:01 | 9 | 13 | 13 | 256 | 6133 | 69.98 | 0 | 3955.369 | Cooling | 0 | 4 | 0 | 0 | 0 | 6 | 0 | 3955.369 | 4 | 4944.2113 | 4944.2113 | 0 | 6 | 0 | 494.4211 | 0.19016 | 1 | 0.5 | 0 | 8.2745 | 0 | 8.2745 | 0 | 4845.327 | 605.6659 | 0.4659 | 1 | 0.93179 | 0 | 17.3188 | 0 | 17.3188
2007-09-13 14:01 | 9 | 13 | 14 | 256 | 6134 | 69.98 | 0 | 4194.8444 | Cooling | 0 | 4 | 0 | 0 | 0 | 6 | 0 | 4194.8444 | 4 | 5243.5555 | 5243.5555 | 0 | 6 | 0 | 524.3556 | 0.20168 | 1 | 0.5 | 0 | 8.2745 | 0 | 8.2745 | 0 | 5138.6844 | 642.3356 | 0.4941 | 1 | 0.98821 | 0 | 19.826 | 0 | 19.826
2007-09-13 15:01 | 9 | 13 | 15 | 256 | 6135 | 71.06 | 0 | 4381.057 | Cooling | 0 | 4 | 0 | 0 | 0 | 6 | 0 | 4381.057 | 4 | 5476.3212 | 5476.3212 | 0 | 6 | 0 | 547.6321 | 0.21063 | 1 | 0.5 | 0 | 8.2745 | 0 | 8.2745 | 0 | 5366.7948 | 670.8493 | 0.51604 | 2 | 0.51604 | 0.51604 | 4.4489 | 4.4489 | 8.8978
2007-09-13 16:01 | 9 | 13 | 16 | 256 | 6136 | 71.06 | 0 | 4413.0132 | Cooling | 0 | 4 | 0 | 0 | 0 | 6 | 0 | 4413.0132 | 4 | 5516.2664 | 5516.2664 | 0 | 6 | 0 | 551.6266 | 0.21216 | 1 | 0.5 | 0 | 8.2745 | 0 | 8.2745 | 0 | 5405.9411 | 675.7426 | 0.5198 | 2 | 0.5198 | 0.5198 | 4.5239 | 4.5239 | 9.0477
2007-09-13 17:01 | 9 | 13 | 17 | 256 | 6137 | 71.06 | 0 | 4207.9078 | Cooling | 0 | 4 | 0 | 0 | 0 | 6 | 0 | 4207.9078 | 4 | 5259.8847 | 5259.8847 | 0 | 6 | 0 | 525.9885 | 0.2023 | 1 | 0.5 | 0 | 8.2745 | 0 | 8.2745 | 0 | 5154.687 | 644.3359 | 0.49564 | 1 | 0.99129 | 0 | 19.9683 | 0 | 19.9683
2007-09-13 18:01 | 9 | 13 | 18 | 256 | 6138 | 68 | 0 | 3506.9674 | Cooling | 0 | 4 | 0 | 0 | 0 | 6 | 0 | 3506.9674 | 4 | 4383.7092 | 4383.7092 | 0 | 6 | 0 | 438.3709 | 0.1686 | 1 | 0.5 | 0 | 8.2745 | 0 | 8.2745 | 0 | 4296.035 | 537.0044 | 0.41308 | 1 | 0.82616 | 0 | 13.132 | 0 | 13.132
2007-09-13 19:01 | 9 | 13 | 19 | 256 | 6139 | 60.98 | 0 | 2678.0291 | Cooling | 0 | 4 | 0 | 0 | 0 | 6 | 0 | 2678.0291 | 4 | 3347.5363 | 3347.5363 | 0 | 6 | 0 | 334.7536 | 0.12875 | 1 | 0.5 | 0 | 8.2745 | 0 | 8.2745 | 0 | 3280.5856 | 410.0732 | 0.31544 | 1 | 0.63088 | 0 | 7.0626 | 0 | 7.0626
2007-09-13 20:01 | 9 | 13 | 20 | 256 | 6140 | 60.98 | 0 | 1822.3549 | Cooling | 0 | 4 | 0 | 0 | 0 | 6 | 0 | 1822.3549 | 4 | 2277.9436 | 2277.9436 | 0 | 6 | 0 | 227.7944 | 0.087613 | 1 | 0.5 | 0 | 8.2745 | 0 | 8.2745 | 0 | 2232.3847 | 279.0481 | 0.21465 | 1 | 0.5 | 0 | 4.1373 | 0 | 4.1373
2007-09-13 21:01 | 9 | 13 | 21 | 256 | 6141 | 57.92 | 0 | 1115.265 | Cooling | 0 | 4 | 0 | 0 | 0 | 6 | 0 | 1115.265 | 4 | 1394.0813 | 1394.0813 | 0 | 6 | 0 | 139.4081 | 0.053619 | 1 | 0.5 | 0 | 8.2745 | 0 | 8.2745 | 0 | 1366.1997 | 170.775 | 0.13137 | 1 | 0.5 | 0 | 4.1373 | 0 | 4.1373
2007-09-13 22:01 | 9 | 13 | 22 | 256 | 6142 | 55.04 | 0 | 351.4079 | Cooling | 0 | 4 | 0 | 0 | 0 | 6 | 0 | 351.4079 | 4 | 439.2599 | 439.2599 | 0 | 6 | 0 | 43.926 | 0.016895 | 1 | 0.5 | 0 | 8.2745 | 0 | 8.2745 | 0 | 430.4747 | 53.8093 | 0.041392 | 1 | 0.5 | 0 | 4.1373 | 0 | 4.1373
2007-09-13 23:01 | 9 | 13 | 23 | 256 | 6143 | 55.04 | 0 | 317.3066 | Cooling | 0 | 4 | 0 | 0 | 0 | 6 | 0 | 317.3066 | 4 | 396.6333 | 396.6333 | 0 | 6 | 0 | 39.6633 | 0.015255 | 1 | 0.5 | 0 | 8.2745 | 0 | 8.2745 | 0 | 388.7006 | 48.5876 | 0.037375 | 1 | 0.5 | 0 | 4.1373 | 0 | 4.1373
2007-09-14 00:01 | 9 | 14 | 0 | 257 | 6144 | 57.92 | 0 | 348.91 | Cooling | 0 | 4 | 0 | 0 | 0 | 6 | 0 | 348.91 | 4 | 436.1375 | 436.1375 | 0 | 6 | 0 | 43.6138 | 0.016775 | 1 | 0.5 | 0 | 8.2745 | 0 | 8.2745 | 0 | 427.4148 | 53.4268 | 0.041098 | 1 | 0.5 | 0 | 4.1373 | 0 | 4.1373
2007-09-14 01:01 | 9 | 14 | 1 | 257 | 6145 | 57.92 | 0 | 354.2876 | Cooling | 0 | 4 | 0 | 0 | 0 | 6 | 0 | 354.2876 | 4 | 442.8595 | 442.8595 | 0 | 6 | 0 | 44.286 | 0.017033 | 1 | 0.5 | 0 | 8.2745 | 0 | 8.2745 | 0 | 434.0023 | 54.2503 | 0.041731 | 1 | 0.5 | 0 | 4.1373 | 0 | 4.1373
2007-09-14 02:01 | 9 | 14 | 2 | 257 | 6146 | 57.92 | 0 | 322.9827 | Cooling | 0 | 4 | 0 | 0 | 0 | 6 | 0 | 322.9827 | 4 | 403.7284 | 403.7284 | 0 | 6 | 0 | 40.3728 | 0.015528 | 1 | 0.5 | 0 | 8.2745 | 0 | 8.2745 | 0 | 395.6539 | 49.4567 | 0.038044 | 1 | 0.5 | 0 | 4.1373 | 0 | 4.1373
2007-09-14 03:01 | 9 | 14 | 3 | 257 | 6147 | 57.02 | 0 | 305.7192 | Cooling | 0 | 4 | 0 | 0 | 0 | 6 | 0 | 305.7192 | 4 | 382.149 | 382.149 | 0 | 6 | 0 | 38.2149 | 0.014698 | 1 | 0.5 | 0 | 8.2745 | 0 | 8.2745 | 0 | 374.5061 | 46.8133 | 0.03601 | 1 | 0.5 | 0 | 4.1373 | 0 | 4.1373
2007-09-14 04:01 | 9 | 14 | 4 | 257 | 6148 | 55.94 | 0 | 283.8535 | Cooling | 0 | 4 | 0 | 0 | 0 | 6 | 0 | 283.8535 | 4 | 354.8169 | 354.8169 | 0 | 6 | 0 | 35.4817 | 0.013647 | 1 | 0.5 | 0 | 8.2745 | 0 | 8.2745 | 0 | 347.7206 | 43.4651 | 0.033435 | 1 | 0.5 | 0 | 4.1373 | 0 | 4.1373
2007-09-14 05:01 | 9 | 14 | 5 | 257 | 6149 | 55.94 | 0 | 306.9012 | Cooling | 0 | 4 | 0 | 0 | 0 | 6 | 0 | 306.9012 | 4 | 383.6265 | 383.6265 | 0 | 6 | 0 | 38.3626 | 0.014755 | 1 | 0.5 | 0 | 8.2745 | 0 | 8.2745 | 0 | 375.954 | 46.9942 | 0.036149 | 1 | 0.5 | 0 | 4.1373 | 0 | 4.1373
2007-09-14 06:01 | 9 | 14 | 6 | 257 | 6150 | 55.94 | 0 | 441.8441 | Cooling | 0 | 4 | 0 | 0 | 0 | 6 | 0 | 441.8441 | 4 | 552.3051 | 552.3051 | 0 | 6 | 0 | 55.2305 | 0.021243 | 1 | 0.5 | 0 | 8.2745 | 0 | 8.2745 | 0 | 541.259 | 67.6574 | 0.052044 | 1 | 0.5 | 0 | 4.1373 | 0 | 4.1373
2007-09-14 07:01 | 9 | 14 | 7 | 257 | 6151 | 60.98 | 0 | 69.7926 | Cooling | 0 | 4 | 0 | 0 | 0 | 6 | 0 | 69.7926 | 4 | 87.2407 | 87.2407 | 0 | 6 | 0 | 8.7241 | 0.0033554 | 1 | 0.5 | 0 | 8.2745 | 0 | 8.2745 | 0 | 85.4959 | 10.687 | 0.0082208 | 1 | 0.5 | 0 | 4.1373 | 0 | 4.1373
2007-09-14 08:01 | 9 | 14 | 8 | 257 | 6152 | 60.98 | 0 | 559.4164 | Cooling | 0 | 4 | 0 | 0 | 0 | 6 | 0 | 559.4164 | 4 | 699.2706 | 699.2706 | 0 | 6 | 0 | 69.9271 | 0.026895 | 1 | 0.5 | 0 | 8.2745 | 0 | 8.2745 | 0 | 685.2851 | 85.6606 | 0.065893 | 1 | 0.5 | 0 | 4.1373 | 0 | 4.1373
2007-09-14 09:01 | 9 | 14 | 9 | 257 | 6153 | 66.92 | 0 | 1082.9349 | Cooling | 0 | 4 | 0 | 0 | 0 | 6 | 0 | 1082.9349 | 4 | 1353.6687 | 1353.6687 | 0 | 6 | 0 | 135.3669 | 0.052064 | 1 | 0.5 | 0 | 8.2745 | 0 | 8.2745 | 0 | 1326.5953 | 165.8244 | 0.12756 | 1 | 0.5 | 0 | 4.1373 | 0 | 4.1373
2007-09-14 10:01 | 9 | 14 | 10 | 257 | 6154 | 66.92 | 0 | 1648.4985 | Cooling | 0 | 4 | 0 | 0 | 0 | 6 | 0 | 1648.4985 | 4 | 2060.6231 | 2060.6231 | 0 | 6 | 0 | 206.0623 | 0.079255 | 1 | 0.5 | 0 | 8.2745 | 0 | 8.2745 | 0 | 2019.4107 | 252.4263 | 0.19417 | 1 | 0.5 | 0 | 4.1373 | 0 | 4.1373
2007-09-14 11:01 | 9 | 14 | 11 | 257 | 6155 | 66.92 | 0 | 2274.2942 | Cooling | 0 | 4 | 0 | 0 | 0 | 6 | 0 | 2274.2942 | 4 | 2842.8678 | 2842.8678 | 0 | 6 | 0 | 284.2868 | 0.10934 | 1 | 0.5 | 0 | 8.2745 | 0 | 8.2745 | 0 | 2786.0104 | 348.2513 | 0.26789 | 1 | 0.53577 | 0 | 4.8499 | 0 | 4.8499
2007-09-14 12:01 | 9 | 14 | 12 | 257 | 6156 | 71.06 | 0 | 2690.9656 | Cooling | 0 | 4 | 0 | 0 | 0 | 6 | 0 | 2690.9656 | 4 | 3363.707 | 3363.707 | 0 | 6 | 0 | 336.3707 | 0.12937 | 1 | 0.5 | 0 | 8.2745 | 0 | 8.2745 | 0 | 3296.4329 | 412.0541 | 0.31696 | 1 | 0.63393 | 0 | 7.1413 | 0 | 7.1413
2007-09-14 13:01 | 9 | 14 | 13 | 257 | 6157 | 71.96 | 0 | 3019.6752 | Cooling | 0 | 4 | 0 | 0 | 0 | 6 | 0 | 3019.6752 | 4 | 3774.594 | 3774.594 | 0 | 6 | 0 | 377.4594 | 0.14518 | 1 | 0.5 | 0 | 8.2745 | 0 | 8.2745 | 0 | 3699.1021 | 462.3878 | 0.35568 | 1 | 0.71137 | 0 | 9.3089 | 0 | 9.3089
2007-09-14 14:01 | 9 | 14 | 14 | 257 | 6158 | 71.96 | 0 | 3025.7236 | Cooling | 0 | 4 | 0 | 0 | 0 | 6 | 0 | 3025.7236 | 4 | 3782.1544 | 3782.1544 | 0 | 6 | 0 | 378.2154 | 0.14547 | 1 | 0.5 | 0 | 8.2745 | 0 | 8.2745 | 0 | 3706.5114 | 463.3139 | 0.3564 | 1 | 0.71279 | 0 | 9.3518 | 0 | 9.3518
2007-09-14 15:01 | 9 | 14 | 15 | 257 | 6159 | 71.96 | 0 | 3130.3061 | Cooling | 0 | 4 | 0 | 0 | 0 | 6 | 0 | 3130.3061 | 4 | 3912.8826 | 3912.8826 | 0 | 6 | 0 | 391.2883 | 0.1505 | 1 | 0.5 | 0 | 8.2745 | 0 | 8.2745 | 0 | 3834.6249 | 479.3281 | 0.36871 | 1 | 0.73743 | 0 | 10.112 | 0 | 10.112
2007-09-14 16:01 | 9 | 14 | 16 | 257 | 6160 | 71.06 | 0 | 3094.2361 | Cooling | 0 | 4 | 0 | 0 | 0 | 6 | 0 | 3094.2361 | 4 | 3867.7952 | 3867.7952 | 0 | 6 | 0 | 386.7795 | 0.14876 | 1 | 0.5 | 0 | 8.2745 | 0 | 8.2745 | 0 | 3790.4393 | 473.8049 | 0.36447 | 1 | 0.72893 | 0 | 9.846 | 0 | 9.846
2007-09-14 17:01 | 9 | 14 | 17 | 257 | 6161 | 71.06 | 0 | 2864.5732 | Cooling | 0 | 4 | 0 | 0 | 0 | 6 | 0 | 2864.5732 | 4 | 3580.7165 | 3580.7165 | 0 | 6 | 0 | 358.0716 | 0.13772 | 1 | 0.5 | 0 | 8.2745 | 0 | 8.2745 | 0 | 3509.1021 | 438.6378 | 0.33741 | 1 | 0.67483 | 0 | 8.2457 | 0 | 8.2457
2007-09-14 18:01 | 9 | 14 | 18 | 257 | 6162 | 69.08 | 0 | 1552.5886 | Cooling | 0 | 4 | 0 | 0 | 0 | 6 | 0 | 1552.5886 | 4 | 1940.7358 | 1940.7358 | 0 | 6 | 0 | 194.0736 | 0.074644 | 1 | 0.5 | 0 | 8.2745 | 0 | 8.2745 | 0 | 1901.921 | 237.7401 | 0.18288 | 1 | 0.5 | 0 | 4.1373 | 0 | 4.1373
2007-09-14 19:01 | 9 | 14 | 19 | 257 | 6163 | 68 | 0 | 1202.4447 | Cooling | 0 | 4 | 0 | 0 | 0 | 6 | 0 | 1202.4447 | 4 | 1503.0559 | 1503.0559 | 0 | 6 | 0 | 150.3056 | 0.05781 | 1 | 0.5 | 0 | 8.2745 | 0 | 8.2745 | 0 | 1472.9948 | 184.1243 | 0.14163 | 1 | 0.5 | 0 | 4.1373 | 0 | 4.1373
2007-09-14 20:01 | 9 | 14 | 20 | 257 | 6164 | 68 | 0 | 919.0247 | Cooling | 0 | 4 | 0 | 0 | 0 | 6 | 0 | 919.0247 | 4 | 1148.7809 | 1148.7809 | 0 | 6 | 0 | 114.8781 | 0.044184 | 1 | 0.5 | 0 | 8.2745 | 0 | 8.2745 | 0 | 1125.8053 | 140.7257 | 0.10825 | 1 | 0.5 | 0 | 4.1373 | 0 | 4.1373
2007-09-14 21:01 | 9 | 14 | 21 | 257 | 6165 | 66.92 | 0 | 787.6793 | Cooling | 0 | 4 | 0 | 0 | 0 | 6 | 0 | 787.6793 | 4 | 984.5992 | 984.5992 | 0 | 6 | 0 | 98.4599 | 0.037869 | 1 | 0.5 | 0 | 8.2745 | 0 | 8.2745 | 0 | 964.9072 | 120.6134 | 0.09278 | 1 | 0.5 | 0 | 4.1373 | 0 | 4.1373
2007-09-14 22:01 | 9 | 14 | 22 | 257 | 6166 | 66.92 | 0 | 676.9202 | Cooling | 0 | 4 | 0 | 0 | 0 | 6 | 0 | 676.9202 | 4 | 846.1502 | 846.1502 | 0 | 6 | 0 | 84.615 | 0.032544 | 1 | 0.5 | 0 | 8.2745 | 0 | 8.2745 | 0 | 829.2272 | 103.6534 | 0.079733 | 1 | 0.5 | 0 | 4.1373 | 0 | 4.1373
2007-09-14 23:01 | 9 | 14 | 23 | 257 | 6167 | 66.92 | 0 | 531.2935 | Cooling | 0 | 4 | 0 | 0 | 0 | 6 | 0 | 531.2935 | 4 | 664.1169 | 664.1169 | 0 | 6 | 0 | 66.4117 | 0.025543 | 1 | 0.5 | 0 | 8.2745 | 0 | 8.2745 | 0 | 650.8346 | 81.3543 | 0.06258 | 1 | 0.5 | 0 | 4.1373 | 0 | 4.1373
2007-09-15 00:01 | 9 | 15 | 0 | 258 | 6168 | 66.02 | 0 | 512.8506 | Cooling | 0 | 4 | 0 | 0 | 0 | 6 | 0 | 512.8506 | 4 | 641.0633 | 641.0633 | 0 | 6 | 0 | 64.1063 | 0.024656 | 1 | 0.5 | 0 | 8.2745 | 0 | 8.2745 | 0 | 628.242 | 78.5303 | 0.060408 | 1 | 0.5 | 0 | 4.1373 | 0 | 4.1373
2007-09-15 01:01 | 9 | 15 | 1 | 258 | 6169 | 66.02 | 0 | 408.93 | Cooling | 0 | 4 | 0 | 0 | 0 | 6 | 0 | 408.93 | 4 | 511.1625 | 511.1625 | 0 | 6 | 0 | 51.1162 | 0.01966 | 1 | 0.5 | 0 | 8.2745 | 0 | 8.2745 | 0 | 500.9392 | 62.6174 | 0.048167 | 1 | 0.5 | 0 | 4.1373 | 0 | 4.1373
2007-09-15 02:01 | 9 | 15 | 2 | 258 | 6170 | 66.02 | 0 | 557.0301 | Cooling | 0 | 4 | 0 | 0 | 0 | 6 | 0 | 557.0301 | 4 | 696.2876 | 696.2876 | 0 | 6 | 0 | 69.6288 | 0.02678 | 1 | 0.5 | 0 | 8.2745 | 0 | 8.2745 | 0 | 682.3619 | 85.2952 | 0.065612 | 1 | 0.5 | 0 | 4.1373 | 0 | 4.1373
2007-09-15 03:01 | 9 | 15 | 3 | 258 | 6171 | 64.94 | 0 | 501.9647 | Cooling | 0 | 4 | 0 | 0 | 0 | 6 | 0 | 501.9647 | 4 | 627.4558 | 627.4558 | 0 | 6 | 0 | 62.7456 | 0.024133 | 1 | 0.5 | 0 | 8.2745 | 0 | 8.2745 | 0 | 614.9067 | 76.8633 | 0.059126 | 1 | 0.5 | 0 | 4.1373 | 0 | 4.1373
2007-09-15 04:01 | 9 | 15 | 4 | 258 | 6172 | 64.4 | 0 | 428.2968 | Cooling | 0 | 4 | 0 | 0 | 0 | 6 | 0 | 428.2968 | 4 | 535.371 | 535.371 | 0 | 6 | 0 | 53.5371 | 0.020591 | 1 | 0.5 | 0 | 8.2745 | 0 | 8.2745 | 0 | 524.6636 | 65.5829 | 0.050448 | 1 | 0.5 | 0 | 4.1373 | 0 | 4.1373
2007-09-15 05:01 | 9 | 15 | 5 | 258 | 6173 | 59 | 0 | 380.1709 | Cooling | 0 | 4 | 0 | 0 | 0 | 6 | 0 | 380.1709 | 4 | 475.2137 | 475.2137 | 0 | 6 | 0 | 47.5214 | 0.018277 | 1 | 0.5 | 0 | 8.2745 | 0 | 8.2745 | 0 | 465.7094 | 58.2137 | 0.04478 | 1 | 0.5 | 0 | 4.1373 | 0 | 4.1373
2007-09-15 06:01 | 9 | 15 | 6 | 258 | 6174 | 57.2 | 0 | 232.1875 | Cooling | 0 | 4 | 0 | 0 | 0 | 6 | 0 | 232.1875 | 4 | 290.2344 | 290.2344 | 0 | 6 | 0 | 29.0234 | 0.011163 | 1 | 0.5 | 0 | 8.2745 | 0 | 8.2745 | 0 | 284.4297 | 35.5537 | 0.027349 | 1 | 0.5 | 0 | 4.1373 | 0 | 4.1373
2007-09-15 07:01 | 9 | 15 | 7 | 258 | 6175 | 55.4 | 62.1427 | 0 | Heating | 62.1427 | 4 | 49.7142 | 49.7142 | 0 | 6 | 0 | 0 | 4 | 0 | 0 | 0 | 6 | 0 | 9.9428 | 0.0038242 | 1 | 0.5 | 0 | 8.2745 | 0 | 8.2745 | 50.7287 | 0 | 2.9038 | 0.0022337 | 1 | 0.5 | 0 | 4.1373 | 0 | 4.1373
2007-09-15 08:01 | 9 | 15 | 8 | 258 | 6176 | 53.96 | 239.7286 | 0 | Heating | 239.7286 | 4 | 191.7829 | 191.7829 | 0 | 6 | 0 | 0 | 4 | 0 | 0 | 0 | 6 | 0 | 38.3566 | 0.014753 | 1 | 0.5 | 0 | 8.2745 | 0 | 8.2745 | 195.6968 | 0 | 11.2019 | 0.0086168 | 1 | 0.5 | 0 | 4.1373 | 0 | 4.1373
2007-09-15 09:01 | 9 | 15 | 9 | 258 | 6177 | 53.96 | 142.4259 | 0 | Heating | 142.4259 | 4 | 113.9407 | 113.9407 | 0 | 6 | 0 | 0 | 4 | 0 | 0 | 0 | 6 | 0 | 22.7881 | 0.0087647 | 1 | 0.5 | 0 | 8.2745 | 0 | 8.2745 | 116.266 | 0 | 6.6552 | 0.0051194 | 1 | 0.5 | 0 | 4.1373 | 0 | 4.1373
2007-09-15 10:01 | 9 | 15 | 10 | 258 | 6178 | 55.04 | 0 | 98.2283 | Cooling | 0 | 4 | 0 | 0 | 0 | 6 | 0 | 98.2283 | 4 | 122.7854 | 122.7854 | 0 | 6 | 0 | 12.2785 | 0.0047225 | 1 | 0.5 | 0 | 8.2745 | 0 | 8.2745 | 0 | 120.3297 | 15.0412 | 0.01157 | 1 | 0.5 | 0 | 4.1373 | 0 | 4.1373
2007-09-15 11:01 | 9 | 15 | 11 | 258 | 6179 | 55.04 | 0 | 120.2076 | Cooling | 0 | 4 | 0 | 0 | 0 | 6 | 0 | 120.2076 | 4 | 150.2595 | 150.2595 | 0 | 6 | 0 | 15.0259 | 0.0057792 | 1 | 0.5 | 0 | 8.2745 | 0 | 8.2745 | 0 | 147.2543 | 18.4068 | 0.014159 | 1 | 0.5 | 0 | 4.1373 | 0 | 4.1373
2007-09-15 12:01 | 9 | 15 | 12 | 258 | 6180 | 57.92 | 0 | 210.8997 | Cooling | 0 | 4 | 0 | 0 | 0 | 6 | 0 | 210.8997 | 4 | 263.6246 | 263.6246 | 0 | 6 | 0 | 26.3625 | 0.010139 | 1 | 0.5 | 0 | 8.2745 | 0 | 8.2745 | 0 | 258.3521 | 32.294 | 0.024842 | 1 | 0.5 | 0 | 4.1373 | 0 | 4.1373
2007-09-15 13:01 | 9 | 15 | 13 | 258 | 6181 | 60.08 | 0 | 225.1938 | Cooling | 0 | 4 | 0 | 0 | 0 | 6 | 0 | 225.1938 | 4 | 281.4923 | 281.4923 | 0 | 6 | 0 | 28.1492 | 0.010827 | 1 | 0.5 | 0 | 8.2745 | 0 | 8.2745 | 0 | 275.8624 | 34.4828 | 0.026525 | 1 | 0.5 | 0 | 4.1373 | 0 | 4.1373
2007-09-15 14:01 | 9 | 15 | 14 | 258 | 6182 | 60.08 | 0 | 205.2734 | Cooling | 0 | 4 | 0 | 0 | 0 | 6 | 0 | 205.2734 | 4 | 256.5917 | 256.5917 | 0 | 6 | 0 | 25.6592 | 0.0098689 | 1 | 0.5 | 0 | 8.2745 | 0 | 8.2745 | 0 | 251.4599 | 31.4325 | 0.024179 | 1 | 0.5 | 0 | 4.1373 | 0 | 4.1373
2007-09-15 15:01 | 9 | 15 | 15 | 258 | 6183 | 60.98 | 0 | 241.314 | Cooling | 0 | 4 | 0 | 0 | 0 | 6 | 0 | 241.314 | 4 | 301.6425 | 301.6425 | 0 | 6 | 0 | 30.1642 | 0.011602 | 1 | 0.5 | 0 | 8.2745 | 0 | 8.2745 | 0 | 295.6096 | 36.9512 | 0.028424 | 1 | 0.5 | 0 | 4.1373 | 0 | 4.1373
2007-09-15 16:01 | 9 | 15 | 16 | 258 | 6184 | 62.06 | 0 | 231.0688 | Cooling | 0 | 4 | 0 | 0 | 0 | 6 | 0 | 231.0688 | 4 | 288.8361 | 288.8361 | 0 | 6 | 0 | 28.8836 | 0.011109 | 1 | 0.5 | 0 | 8.2745 | 0 | 8.2745 | 0 | 283.0593 | 35.3824 | 0.027217 | 1 | 0.5 | 0 | 4.1373 | 0 | 4.1373
2007-09-15 17:01 | 9 | 15 | 17 | 258 | 6185 | 62.06 | 0 | 236.6653 | Cooling | 0 | 4 | 0 | 0 | 0 | 6 | 0 | 236.6653 | 4 | 295.8317 | 295.8317 | 0 | 6 | 0 | 29.5832 | 0.011378 | 1 | 0.5 | 0 | 8.2745 | 0 | 8.2745 | 0 | 289.915 | 36.2394 | 0.027876 | 1 | 0.5 | 0 | 4.1373 | 0 | 4.1373
2007-09-15 18:01 | 9 | 15 | 18 | 258 | 6186 | 57.92 | 0 | 101.3729 | Cooling | 0 | 4 | 0 | 0 | 0 | 6 | 0 | 101.3729 | 4 | 126.7161 | 126.7161 | 0 | 6 | 0 | 12.6716 | 0.0048737 | 1 | 0.5 | 0 | 8.2745 | 0 | 8.2745 | 0 | 124.1818 | 15.5227 | 0.011941 | 1 | 0.5 | 0 | 4.1373 | 0 | 4.1373
2007-09-15 19:01 | 9 | 15 | 19 | 258 | 6187 | 53.96 | 36.2856 | 0 | Heating | 36.2856 | 4 | 29.0285 | 29.0285 | 0 | 6 | 0 | 0 | 4 | 0 | 0 | 0 | 6 | 0 | 5.8057 | 0.002233 | 1 | 0.5 | 0 | 8.2745 | 0 | 8.2745 | 29.6209 | 0 | 1.6955 | 0.0013043 | 1 | 0.5 | 0 | 4.1373 | 0 | 4.1373
2007-09-15 20:01 | 9 | 15 | 20 | 258 | 6188 | 53.96 | 65.6897 | 0 | Heating | 65.6897 | 4 | 52.5517 | 52.5517 | 0 | 6 | 0 | 0 | 4 | 0 | 0 | 0 | 6 | 0 | 10.5103 | 0.0040424 | 1 | 0.5 | 0 | 8.2745 | 0 | 8.2745 | 53.6242 | 0 | 3.0695 | 0.0023612 | 1 | 0.5 | 0 | 4.1373 | 0 | 4.1373
2007-09-15 21:01 | 9 | 15 | 21 | 258 | 6189 | 51.98 | 93.4213 | 0 | Heating | 93.4213 | 4 | 74.7371 | 74.7371 | 0 | 6 | 0 | 0 | 4 | 0 | 0 | 0 | 6 | 0 | 14.9474 | 0.005749 | 1 | 0.5 | 0 | 8.2745 | 0 | 8.2745 | 76.2623 | 0 | 4.3653 | 0.0033579 | 1 | 0.5 | 0 | 4.1373 | 0 | 4.1373
2007-09-15 22:01 | 9 | 15 | 22 | 258 | 6190 | 51.98 | 76.1343 | 0 | Heating | 76.1343 | 4 | 60.9075 | 60.9075 | 0 | 6 | 0 | 0 | 4 | 0 | 0 | 0 | 6 | 0 | 12.1815 | 0.0046852 | 1 | 0.5 | 0 | 8.2745 | 0 | 8.2745 | 62.1505 | 0 | 3.5576 | 0.0027366 | 1 | 0.5 | 0 | 4.1373 | 0 | 4.1373
2007-09-15 23:01 | 9 | 15 | 23 | 258 | 6191 | 51.98 | 92.411 | 0 | Heating | 92.411 | 4 | 73.9288 | 73.9288 | 0 | 6 | 0 | 0 | 4 | 0 | 0 | 0 | 6 | 0 | 14.7858 | 0.0056868 | 1 | 0.5 | 0 | 8.2745 | 0 | 8.2745 | 75.4376 | 0 | 4.3181 | 0.0033216 | 1 | 0.5 | 0 | 4.1373 | 0 | 4.1373
2007-09-16 00:01 | 9 | 16 | 0 | 259 | 6192 | 48.92 | 9.8398 | 0 | Heating | 9.8398 | 4 | 7.8719 | 7.8719 | 0 | 6 | 0 | 0 | 4 | 0 | 0 | 0 | 6 | 0 | 1.5744 | 0.00060553 | 1 | 0.5 | 0 | 8.2745 | 0 | 8.2745 | 8.0325 | 0 | 0.45979 | 0.00035368 | 1 | 0.5 | 0 | 4.1373 | 0 | 4.1373
2007-09-16 01:01 | 9 | 16 | 1 | 259 | 6193 | 48.92 | 0 | 70.8341 | Cooling | 0 | 4 | 0 | 0 | 0 | 6 | 0 | 70.8341 | 4 | 88.5426 | 88.5426 | 0 | 6 | 0 | 8.8543 | 0.0034055 | 1 | 0.5 | 0 | 8.2745 | 0 | 8.2745 | 0 | 86.7718 | 10.8465 | 0.0083434 | 1 | 0.5 | 0 | 4.1373 | 0 | 4.1373
2007-09-16 02:01 | 9 | 16 | 2 | 259 | 6194 | 48.92 | 0 | 63.1268 | Cooling | 0 | 4 | 0 | 0 | 0 | 6 | 0 | 63.1268 | 4 | 78.9086 | 78.9086 | 0 | 6 | 0 | 7.8909 | 0.0030349 | 1 | 0.5 | 0 | 8.2745 | 0 | 8.2745 | 0 | 77.3304 | 9.6663 | 0.0074356 | 1 | 0.5 | 0 | 4.1373 | 0 | 4.1373
2007-09-16 03:01 | 9 | 16 | 3 | 259 | 6195 | 46.04 | 0 | 30.5693 | Cooling | 0 | 4 | 0 | 0 | 0 | 6 | 0 | 30.5693 | 4 | 38.2117 | 38.2117 | 0 | 6 | 0 | 3.8212 | 0.0014697 | 1 | 0.5 | 0 | 8.2745 | 0 | 8.2745 | 0 | 37.4475 | 4.6809 | 0.0036007 | 1 | 0.5 | 0 | 4.1373 | 0 | 4.1373
2007-09-16 04:01 | 9 | 16 | 4 | 259 | 6196 | 42.98 | 38.9315 | 0 | Heating | 38.9315 | 4 | 31.1452 | 31.1452 | 0 | 6 | 0 | 0 | 4 | 0 | 0 | 0 | 6 | 0 | 6.229 | 0.0023958 | 1 | 0.5 | 0 | 8.2745 | 0 | 8.2745 | 31.7808 | 0 | 1.8192 | 0.0013994 | 1 | 0.5 | 0 | 4.1373 | 0 | 4.1373
2007-09-16 05:01 | 9 | 16 | 5 | 259 | 6197 | 42.98 | 138.1024 | 0 | Heating | 138.1024 | 4 | 110.4819 | 110.4819 | 0 | 6 | 0 | 0 | 4 | 0 | 0 | 0 | 6 | 0 | 22.0964 | 0.0084986 | 1 | 0.5 | 0 | 8.2745 | 0 | 8.2745 | 112.7367 | 0 | 6.4532 | 0.004964 | 1 | 0.5 | 0 | 4.1373 | 0 | 4.1373
2007-09-16 06:01 | 9 | 16 | 6 | 259 | 6198 | 44.06 | 1080.7089 | 0 | Heating | 1080.7089 | 4 | 864.5671 | 864.5671 | 0 | 6 | 0 | 0 | 4 | 0 | 0 | 0 | 6 | 0 | 172.9134 | 0.066505 | 1 | 0.5 | 0 | 8.2745 | 0 | 8.2745 | 882.2113 | 0 | 50.4986 | 0.038845 | 1 | 0.5 | 0 | 4.1373 | 0 | 4.1373
2007-09-16 07:01 | 9 | 16 | 7 | 259 | 6199 | 46.94 | 1027.1658 | 0 | Heating | 1027.1658 | 4 | 821.7326 | 821.7326 | 0 | 6 | 0 | 0 | 4 | 0 | 0 | 0 | 6 | 0 | 164.3465 | 0.06321 | 1 | 0.5 | 0 | 8.2745 | 0 | 8.2745 | 838.5027 | 0 | 47.9967 | 0.036921 | 1 | 0.5 | 0 | 4.1373 | 0 | 4.1373
2007-09-16 08:01 | 9 | 16 | 8 | 259 | 6200 | 46.94 | 905.2306 | 0 | Heating | 905.2306 | 4 | 724.1844 | 724.1844 | 0 | 6 | 0 | 0 | 4 | 0 | 0 | 0 | 6 | 0 | 144.8369 | 0.055706 | 1 | 0.5 | 0 | 8.2745 | 0 | 8.2745 | 738.9637 | 0 | 42.299 | 0.032538 | 1 | 0.5 | 0 | 4.1373 | 0 | 4.1373
2007-09-16 09:01 | 9 | 16 | 9 | 259 | 6201 | 53.06 | 518.8126 | 0 | Heating | 518.8126 | 4 | 415.0501 | 415.0501 | 0 | 6 | 0 | 0 | 4 | 0 | 0 | 0 | 6 | 0 | 83.01 | 0.031927 | 1 | 0.5 | 0 | 8.2745 | 0 | 8.2745 | 423.5205 | 0 | 24.2427 | 0.018648 | 1 | 0.5 | 0 | 4.1373 | 0 | 4.1373
2007-09-16 10:01 | 9 | 16 | 10 | 259 | 6202 | 57.02 | 182.9853 | 0 | Heating | 182.9853 | 4 | 146.3882 | 146.3882 | 0 | 6 | 0 | 0 | 4 | 0 | 0 | 0 | 6 | 0 | 29.2776 | 0.011261 | 1 | 0.5 | 0 | 8.2745 | 0 | 8.2745 | 149.3757 | 0 | 8.5504 | 0.0065772 | 1 | 0.5 | 0 | 4.1373 | 0 | 4.1373
2007-09-16 11:01 | 9 | 16 | 11 | 259 | 6203 | 57.02 | 0 | 36.0309 | Cooling | 0 | 4 | 0 | 0 | 0 | 6 | 0 | 36.0309 | 4 | 45.0387 | 45.0387 | 0 | 6 | 0 | 4.5039 | 0.0017323 | 1 | 0.5 | 0 | 8.2745 | 0 | 8.2745 | 0 | 44.1379 | 5.5172 | 0.004244 | 1 | 0.5 | 0 | 4.1373 | 0 | 4.1373
2007-09-16 12:01 | 9 | 16 | 12 | 259 | 6204 | 60.08 | 0 | 217.0054 | Cooling | 0 | 4 | 0 | 0 | 0 | 6 | 0 | 217.0054 | 4 | 271.2568 | 271.2568 | 0 | 6 | 0 | 27.1257 | 0.010433 | 1 | 0.5 | 0 | 8.2745 | 0 | 8.2745 | 0 | 265.8317 | 33.229 | 0.025561 | 1 | 0.5 | 0 | 4.1373 | 0 | 4.1373
2007-09-16 13:01 | 9 | 16 | 13 | 259 | 6205 | 60.08 | 0 | 410.7152 | Cooling | 0 | 4 | 0 | 0 | 0 | 6 | 0 | 410.7152 | 4 | 513.394 | 513.394 | 0 | 6 | 0 | 51.3394 | 0.019746 | 1 | 0.5 | 0 | 8.2745 | 0 | 8.2745 | 0 | 503.1261 | 62.8908 | 0.048378 | 1 | 0.5 | 0 | 4.1373 | 0 | 4.1373
2007-09-16 14:01 | 9 | 16 | 14 | 259 | 6206 | 60.08 | 0 | 378.4655 | Cooling | 0 | 4 | 0 | 0 | 0 | 6 | 0 | 378.4655 | 4 | 473.0819 | 473.0819 | 0 | 6 | 0 | 47.3082 | 0.018195 | 1 | 0.5 | 0 | 8.2745 | 0 | 8.2745 | 0 | 463.6203 | 57.9525 | 0.044579 | 1 | 0.5 | 0 | 4.1373 | 0 | 4.1373
2007-09-16 15:01 | 9 | 16 | 15 | 259 | 6207 | 59 | 0 | 526.087 | Cooling | 0 | 4 | 0 | 0 | 0 | 6 | 0 | 526.087 | 4 | 657.6088 | 657.6088 | 0 | 6 | 0 | 65.7609 | 0.025293 | 1 | 0.5 | 0 | 8.2745 | 0 | 8.2745 | 0 | 644.4566 | 80.5571 | 0.061967 | 1 | 0.5 | 0 | 4.1373 | 0 | 4.1373
2007-09-16 16:01 | 9 | 16 | 16 | 259 | 6208 | 60.98 | 0 | 474.0526 | Cooling | 0 | 4 | 0 | 0 | 0 | 6 | 0 | 474.0526 | 4 | 592.5658 | 592.5658 | 0 | 6 | 0 | 59.2566 | 0.022791 | 1 | 0.5 | 0 | 8.2745 | 0 | 8.2745 | 0 | 580.7145 | 72.5893 | 0.055838 | 1 | 0.5 | 0 | 4.1373 | 0 | 4.1373
2007-09-16 17:01 | 9 | 16 | 17 | 259 | 6209 | 60.98 | 0 | 302.099 | Cooling | 0 | 4 | 0 | 0 | 0 | 6 | 0 | 302.099 | 4 | 377.6238 | 377.6238 | 0 | 6 | 0 | 37.7624 | 0.014524 | 1 | 0.5 | 0 | 8.2745 | 0 | 8.2745 | 0 | 370.0713 | 46.2589 | 0.035584 | 1 | 0.5 | 0 | 4.1373 | 0 | 4.1373
2007-09-16 18:01 | 9 | 16 | 18 | 259 | 6210 | 55.04 | 0 | 113.7481 | Cooling | 0 | 4 | 0 | 0 | 0 | 6 | 0 | 113.7481 | 4 | 142.1852 | 142.1852 | 0 | 6 | 0 | 14.2185 | 0.0054687 | 1 | 0.5 | 0 | 8.2745 | 0 | 8.2745 | 0 | 139.3415 | 17.4177 | 0.013398 | 1 | 0.5 | 0 | 4.1373 | 0 | 4.1373
2007-09-16 19:01 | 9 | 16 | 19 | 259 | 6211 | 50 | 58.7449 | 0 | Heating | 58.7449 | 4 | 46.9959 | 46.9959 | 0 | 6 | 0 | 0 | 4 | 0 | 0 | 0 | 6 | 0 | 9.3992 | 0.0036151 | 1 | 0.5 | 0 | 8.2745 | 0 | 8.2745 | 47.955 | 0 | 2.745 | 0.0021115 | 1 | 0.5 | 0 | 4.1373 | 0 | 4.1373
2007-09-16 20:01 | 9 | 16 | 20 | 259 | 6212 | 50 | 239.1258 | 0 | Heating | 239.1258 | 4 | 191.3006 | 191.3006 | 0 | 6 | 0 | 0 | 4 | 0 | 0 | 0 | 6 | 0 | 38.2601 | 0.014715 | 1 | 0.5 | 0 | 8.2745 | 0 | 8.2745 | 195.2047 | 0 | 11.1737 | 0.0085952 | 1 | 0.5 | 0 | 4.1373 | 0 | 4.1373
2007-09-16 21:01 | 9 | 16 | 21 | 259 | 6213 | 46.94 | 225.2016 | 0 | Heating | 225.2016 | 4 | 180.1613 | 180.1613 | 0 | 6 | 0 | 0 | 4 | 0 | 0 | 0 | 6 | 0 | 36.0323 | 0.013859 | 1 | 0.5 | 0 | 8.2745 | 0 | 8.2745 | 183.8381 | 0 | 10.5231 | 0.0080947 | 1 | 0.5 | 0 | 4.1373 | 0 | 4.1373
2007-09-16 22:01 | 9 | 16 | 22 | 259 | 6214 | 46.04 | 246.0813 | 0 | Heating | 246.0813 | 4 | 196.8651 | 196.8651 | 0 | 6 | 0 | 0 | 4 | 0 | 0 | 0 | 6 | 0 | 39.373 | 0.015143 | 1 | 0.5 | 0 | 8.2745 | 0 | 8.2745 | 200.8827 | 0 | 11.4987 | 0.0088452 | 1 | 0.5 | 0 | 4.1373 | 0 | 4.1373
2007-09-16 23:01 | 9 | 16 | 23 | 259 | 6215 | 46.04 | 278.443 | 0 | Heating | 278.443 | 4 | 222.7544 | 222.7544 | 0 | 6 | 0 | 0 | 4 | 0 | 0 | 0 | 6 | 0 | 44.5509 | 0.017135 | 1 | 0.5 | 0 | 8.2745 | 0 | 8.2745 | 227.3004 | 0 | 13.0109 | 0.010008 | 1 | 0.5 | 0 | 4.1373 | 0 | 4.1373
2007-09-17 00:01 | 9 | 17 | 0 | 260 | 6216 | 44.06 | 239.5486 | 0 | Heating | 239.5486 | 4 | 191.6389 | 191.6389 | 0 | 6 | 0 | 0 | 4 | 0 | 0 | 0 | 6 | 0 | 38.3278 | 0.014741 | 1 | 0.5 | 0 | 8.2745 | 0 | 8.2745 | 195.5499 | 0 | 11.1935 | 0.0086104 | 1 | 0.5 | 0 | 4.1373 | 0 | 4.1373
2007-09-17 01:01 | 9 | 17 | 1 | 260 | 6217 | 42.98 | 104.6145 | 0 | Heating | 104.6145 | 4 | 83.6916 | 83.6916 | 0 | 6 | 0 | 0 | 4 | 0 | 0 | 0 | 6 | 0 | 16.7383 | 0.0064378 | 1 | 0.5 | 0 | 8.2745 | 0 | 8.2745 | 85.3996 | 0 | 4.8884 | 0.0037603 | 1 | 0.5 | 0 | 4.1373 | 0 | 4.1373
2007-09-17 02:01 | 9 | 17 | 2 | 260 | 6218 | 42.98 | 126.3201 | 0 | Heating | 126.3201 | 4 | 101.0561 | 101.0561 | 0 | 6 | 0 | 0 | 4 | 0 | 0 | 0 | 6 | 0 | 20.2112 | 0.0077735 | 1 | 0.5 | 0 | 8.2745 | 0 | 8.2745 | 103.1184 | 0 | 5.9026 | 0.0045405 | 1 | 0.5 | 0 | 4.1373 | 0 | 4.1373
2007-09-17 03:01 | 9 | 17 | 3 | 260 | 6219 | 42.08 | 176.9661 | 0 | Heating | 176.9661 | 4 | 141.5729 | 141.5729 | 0 | 6 | 0 | 0 | 4 | 0 | 0 | 0 | 6 | 0 | 28.3146 | 0.01089 | 1 | 0.5 | 0 | 8.2745 | 0 | 8.2745 | 144.4621 | 0 | 8.2692 | 0.0063609 | 1 | 0.5 | 0 | 4.1373 | 0 | 4.1373
2007-09-17 04:01 | 9 | 17 | 4 | 260 | 6220 | 41 | 212.155 | 0 | Heating | 212.155 | 4 | 169.724 | 169.724 | 0 | 6 | 0 | 0 | 4 | 0 | 0 | 0 | 6 | 0 | 33.9448 | 0.013056 | 1 | 0.5 | 0 | 8.2745 | 0 | 8.2745 | 173.1878 | 0 | 9.9134 | 0.0076257 | 1 | 0.5 | 0 | 4.1373 | 0 | 4.1373
2007-09-17 05:01 | 9 | 17 | 5 | 260 | 6221 | 41 | 316.569 | 0 | Heating | 316.569 | 4 | 253.2552 | 253.2552 | 0 | 6 | 0 | 0 | 4 | 0 | 0 | 0 | 6 | 0 | 50.651 | 0.019481 | 1 | 0.5 | 0 | 8.2745 | 0 | 8.2745 | 258.4236 | 0 | 14.7924 | 0.011379 | 1 | 0.5 | 0 | 4.1373 | 0 | 4.1373
2007-09-17 06:01 | 9 | 17 | 6 | 260 | 6222 | 42.8 | 1555.9715 | 0 | Heating | 1555.9715 | 4 | 1244.7772 | 1244.7772 | 0 | 6 | 0 | 0 | 4 | 0 | 0 | 0 | 6 | 0 | 248.9554 | 0.095752 | 1 | 0.5 | 0 | 8.2745 | 0 | 8.2745 | 1270.1808 | 0 | 72.7064 | 0.055928 | 1 | 0.5 | 0 | 4.1373 | 0 | 4.1373
2007-09-17 07:01 | 9 | 17 | 7 | 260 | 6223 | 41 | 1484.924 | 0 | Heating | 1484.924 | 4 | 1187.9392 | 1187.9392 | 0 | 6 | 0 | 0 | 4 | 0 | 0 | 0 | 6 | 0 | 237.5878 | 0.09138 | 1 | 0.5 | 0 | 8.2745 | 0 | 8.2745 | 1212.1829 | 0 | 69.3865 | 0.053374 | 1 | 0.5 | 0 | 4.1373 | 0 | 4.1373
2007-09-17 08:01 | 9 | 17 | 8 | 260 | 6224 | 42.98 | 1340.6177 | 0 | Heating | 1340.6177 | 4 | 1072.4942 | 1072.4942 | 0 | 6 | 0 | 0 | 4 | 0 | 0 | 0 | 6 | 0 | 214.4988 | 0.0825 | 1 | 0.5 | 0 | 8.2745 | 0 | 8.2745 | 1094.3818 | 0 | 62.6435 | 0.048187 | 1 | 0.5 | 0 | 4.1373 | 0 | 4.1373
2007-09-17 09:01 | 9 | 17 | 9 | 260 | 6225 | 51.08 | 914.6677 | 0 | Heating | 914.6677 | 4 | 731.7342 | 731.7342 | 0 | 6 | 0 | 0 | 4 | 0 | 0 | 0 | 6 | 0 | 146.3468 | 0.056287 | 1 | 0.5 | 0 | 8.2745 | 0 | 8.2745 | 746.6675 | 0 | 42.74 | 0.032877 | 1 | 0.5 | 0 | 4.1373 | 0 | 4.1373
2007-09-17 10:01 | 9 | 17 | 10 | 260 | 6226 | 55.04 | 544.3635 | 0 | Heating | 544.3635 | 4 | 435.4908 | 435.4908 | 0 | 6 | 0 | 0 | 4 | 0 | 0 | 0 | 6 | 0 | 87.0982 | 0.033499 | 1 | 0.5 | 0 | 8.2745 | 0 | 8.2745 | 444.3783 | 0 | 25.4367 | 0.019567 | 1 | 0.5 | 0 | 4.1373 | 0 | 4.1373
2007-09-17 11:01 | 9 | 17 | 11 | 260 | 6227 | 55.04 | 347.5358 | 0 | Heating | 347.5358 | 4 | 278.0286 | 278.0286 | 0 | 6 | 0 | 0 | 4 | 0 | 0 | 0 | 6 | 0 | 55.6057 | 0.021387 | 1 | 0.5 | 0 | 8.2745 | 0 | 8.2745 | 283.7027 | 0 | 16.2394 | 0.012492 | 1 | 0.5 | 0 | 4.1373 | 0 | 4.1373
2007-09-17 12:01 | 9 | 17 | 12 | 260 | 6228 | 62.06 | 183.3553 | 0 | Heating | 183.3553 | 4 | 146.6843 | 146.6843 | 0 | 6 | 0 | 0 | 4 | 0 | 0 | 0 | 6 | 0 | 29.3369 | 0.011283 | 1 | 0.5 | 0 | 8.2745 | 0 | 8.2745 | 149.6778 | 0 | 8.5677 | 0.0065905 | 1 | 0.5 | 0 | 4.1373 | 0 | 4.1373
2007-09-17 13:01 | 9 | 17 | 13 | 260 | 6229 | 64.94 | 44.6081 | 0 | Heating | 44.6081 | 4 | 35.6864 | 35.6864 | 0 | 6 | 0 | 0 | 4 | 0 | 0 | 0 | 6 | 0 | 7.1373 | 0.0027451 | 1 | 0.5 | 0 | 8.2745 | 0 | 8.2745 | 36.4147 | 0 | 2.0844 | 0.0016034 | 1 | 0.5 | 0 | 4.1373 | 0 | 4.1373
2007-09-17 14:01 | 9 | 17 | 14 | 260 | 6230 | 64.94 | 0 | 54.8514 | Cooling | 0 | 4 | 0 | 0 | 0 | 6 | 0 | 54.8514 | 4 | 68.5643 | 68.5643 | 0 | 6 | 0 | 6.8564 | 0.0026371 | 1 | 0.5 | 0 | 8.2745 | 0 | 8.2745 | 0 | 67.193 | 8.3991 | 0.0064609 | 1 | 0.5 | 0 | 4.1373 | 0 | 4.1373
2007-09-17 15:01 | 9 | 17 | 15 | 260 | 6231 | 66.02 | 0 | 138.6023 | Cooling | 0 | 4 | 0 | 0 | 0 | 6 | 0 | 138.6023 | 4 | 173.2529 | 173.2529 | 0 | 6 | 0 | 17.3253 | 0.0066636 | 1 | 0.5 | 0 | 8.2745 | 0 | 8.2745 | 0 | 169.7878 | 21.2235 | 0.016326 | 1 | 0.5 | 0 | 4.1373 | 0 | 4.1373
2007-09-17 16:01 | 9 | 17 | 16 | 260 | 6232 | 66.92 | 0 | 105.715 | Cooling | 0 | 4 | 0 | 0 | 0 | 6 | 0 | 105.715 | 4 | 132.1438 | 132.1438 | 0 | 6 | 0 | 13.2144 | 0.0050825 | 1 | 0.5 | 0 | 8.2745 | 0 | 8.2745 | 0 | 129.5009 | 16.1876 | 0.012452 | 1 | 0.5 | 0 | 4.1373 | 0 | 4.1373
2007-09-17 17:01 | 9 | 17 | 17 | 260 | 6233 | 66.92 | 0 | 56.4916 | Cooling | 0 | 4 | 0 | 0 | 0 | 6 | 0 | 56.4916 | 4 | 70.6145 | 70.6145 | 0 | 6 | 0 | 7.0614 | 0.0027159 | 1 | 0.5 | 0 | 8.2745 | 0 | 8.2745 | 0 | 69.2022 | 8.6503 | 0.0066541 | 1 | 0.5 | 0 | 4.1373 | 0 | 4.1373
2007-09-17 18:01 | 9 | 17 | 18 | 260 | 6234 | 62.06 | 161.9873 | 0 | Heating | 161.9873 | 4 | 129.5898 | 129.5898 | 0 | 6 | 0 | 0 | 4 | 0 | 0 | 0 | 6 | 0 | 25.918 | 0.0099684 | 1 | 0.5 | 0 | 8.2745 | 0 | 8.2745 | 132.2345 | 0 | 7.5692 | 0.0058225 | 1 | 0.5 | 0 | 4.1373 | 0 | 4.1373
2007-09-17 19:01 | 9 | 17 | 19 | 260 | 6235 | 55.94 | 453.2239 | 0 | Heating | 453.2239 | 4 | 362.5791 | 362.5791 | 0 | 6 | 0 | 0 | 4 | 0 | 0 | 0 | 6 | 0 | 72.5158 | 0.027891 | 1 | 0.5 | 0 | 8.2745 | 0 | 8.2745 | 369.9787 | 0 | 21.1779 | 0.016291 | 1 | 0.5 | 0 | 4.1373 | 0 | 4.1373
2007-09-17 20:01 | 9 | 17 | 20 | 260 | 6236 | 55.94 | 637.4203 | 0 | Heating | 637.4203 | 4 | 509.9362 | 509.9362 | 0 | 6 | 0 | 0 | 4 | 0 | 0 | 0 | 6 | 0 | 101.9872 | 0.039226 | 1 | 0.5 | 0 | 8.2745 | 0 | 8.2745 | 520.3431 | 0 | 29.785 | 0.022912 | 1 | 0.5 | 0 | 4.1373 | 0 | 4.1373
2007-09-17 21:01 | 9 | 17 | 21 | 260 | 6237 | 51.08 | 469.143 | 0 | Heating | 469.143 | 4 | 375.3144 | 375.3144 | 0 | 6 | 0 | 0 | 4 | 0 | 0 | 0 | 6 | 0 | 75.0629 | 0.02887 | 1 | 0.5 | 0 | 8.2745 | 0 | 8.2745 | 382.9739 | 0 | 21.9218 | 0.016863 | 1 | 0.5 | 0 | 4.1373 | 0 | 4.1373
2007-09-17 22:01 | 9 | 17 | 22 | 260 | 6238 | 50 | 514.1139 | 0 | Heating | 514.1139 | 4 | 411.2911 | 411.2911 | 0 | 6 | 0 | 0 | 4 | 0 | 0 | 0 | 6 | 0 | 82.2582 | 0.031638 | 1 | 0.5 | 0 | 8.2745 | 0 | 8.2745 | 419.6848 | 0 | 24.0232 | 0.018479 | 1 | 0.5 | 0 | 4.1373 | 0 | 4.1373
2007-09-17 23:01 | 9 | 17 | 23 | 260 | 6239 | 50 | 562.7275 | 0 | Heating | 562.7275 | 4 | 450.182 | 450.182 | 0 | 6 | 0 | 0 | 4 | 0 | 0 | 0 | 6 | 0 | 90.0364 | 0.034629 | 1 | 0.5 | 0 | 8.2745 | 0 | 8.2745 | 459.3694 | 0 | 26.2948 | 0.020227 | 1 | 0.5 | 0 | 4.1373 | 0 | 4.1373
2007-09-18 00:01 | 9 | 18 | 0 | 261 | 6240 | 48.02 | 512.2179 | 0 | Heating | 512.2179 | 4 | 409.7743 | 409.7743 | 0 | 6 | 0 | 0 | 4 | 0 | 0 | 0 | 6 | 0 | 81.9549 | 0.031521 | 1 | 0.5 | 0 | 8.2745 | 0 | 8.2745 | 418.1371 | 0 | 23.9346 | 0.018411 | 1 | 0.5 | 0 | 4.1373 | 0 | 4.1373
2007-09-18 01:01 | 9 | 18 | 1 | 261 | 6241 | 46.4 | 325.1493 | 0 | Heating | 325.1493 | 4 | 260.1195 | 260.1195 | 0 | 6 | 0 | 0 | 4 | 0 | 0 | 0 | 6 | 0 | 52.0239 | 0.020009 | 1 | 0.5 | 0 | 8.2745 | 0 | 8.2745 | 265.428 | 0 | 15.1934 | 0.011687 | 1 | 0.5 | 0 | 4.1373 | 0 | 4.1373
2007-09-18 02:01 | 9 | 18 | 2 | 261 | 6242 | 46.04 | 332.6616 | 0 | Heating | 332.6616 | 4 | 266.1293 | 266.1293 | 0 | 6 | 0 | 0 | 4 | 0 | 0 | 0 | 6 | 0 | 53.2259 | 0.020471 | 1 | 0.5 | 0 | 8.2745 | 0 | 8.2745 | 271.5605 | 0 | 15.5444 | 0.011957 | 1 | 0.5 | 0 | 4.1373 | 0 | 4.1373
2007-09-18 03:01 | 9 | 18 | 3 | 261 | 6243 | 44.6 | 361.8565 | 0 | Heating | 361.8565 | 4 | 289.4852 | 289.4852 | 0 | 6 | 0 | 0 | 4 | 0 | 0 | 0 | 6 | 0 | 57.897 | 0.022268 | 1 | 0.5 | 0 | 8.2745 | 0 | 8.2745 | 295.393 | 0 | 16.9086 | 0.013007 | 1 | 0.5 | 0 | 4.1373 | 0 | 4.1373
2007-09-18 04:01 | 9 | 18 | 4 | 261 | 6244 | 44.6 | 404.0683 | 0 | Heating | 404.0683 | 4 | 323.2546 | 323.2546 | 0 | 6 | 0 | 0 | 4 | 0 | 0 | 0 | 6 | 0 | 64.6509 | 0.024866 | 1 | 0.5 | 0 | 8.2745 | 0 | 8.2745 | 329.8517 | 0 | 18.881 | 0.014524 | 1 | 0.5 | 0 | 4.1373 | 0 | 4.1373
2007-09-18 05:01 | 9 | 18 | 5 | 261 | 6245 | 44.06 | 550.4747 | 0 | Heating | 550.4747 | 4 | 440.3798 | 440.3798 | 0 | 6 | 0 | 0 | 4 | 0 | 0 | 0 | 6 | 0 | 88.076 | 0.033875 | 1 | 0.5 | 0 | 8.2745 | 0 | 8.2745 | 449.3671 | 0 | 25.7222 | 0.019786 | 1 | 0.5 | 0 | 4.1373 | 0 | 4.1373
2007-09-18 06:01 | 9 | 18 | 6 | 261 | 6246 | 44.6 | 2164.3621 | 0 | Heating | 2164.3621 | 4 | 1731.4897 | 1731.4897 | 0 | 6 | 0 | 0 | 4 | 0 | 0 | 0 | 6 | 0 | 346.2979 | 0.13319 | 1 | 0.5 | 0 | 8.2745 | 0 | 8.2745 | 1766.8262 | 0 | 101.1349 | 0.077796 | 1 | 0.5 | 0 | 4.1373 | 0 | 4.1373
2007-09-18 07:01 | 9 | 18 | 7 | 261 | 6247 | 42.8 | 1909.514 | 0 | Heating | 1909.514 | 4 | 1527.6112 | 1527.6112 | 0 | 6 | 0 | 0 | 4 | 0 | 0 | 0 | 6 | 0 | 305.5222 | 0.11751 | 1 | 0.5 | 0 | 8.2745 | 0 | 8.2745 | 1558.7869 | 0 | 89.2265 | 0.068636 | 1 | 0.5 | 0 | 4.1373 | 0 | 4.1373
2007-09-18 08:01 | 9 | 18 | 8 | 261 | 6248 | 44.96 | 1588.7453 | 0 | Heating | 1588.7453 | 4 | 1270.9963 | 1270.9963 | 0 | 6 | 0 | 0 | 4 | 0 | 0 | 0 | 6 | 0 | 254.1993 | 0.097769 | 1 | 0.5 | 0 | 8.2745 | 0 | 8.2745 | 1296.935 | 0 | 74.2378 | 0.057106 | 1 | 0.5 | 0 | 4.1373 | 0 | 4.1373
2007-09-18 09:01 | 9 | 18 | 9 | 261 | 6249 | 53.96 | 1075.8012 | 0 | Heating | 1075.8012 | 4 | 860.641 | 860.641 | 0 | 6 | 0 | 0 | 4 | 0 | 0 | 0 | 6 | 0 | 172.1282 | 0.066203 | 1 | 0.5 | 0 | 8.2745 | 0 | 8.2745 | 878.2051 | 0 | 50.2693 | 0.038669 | 1 | 0.5 | 0 | 4.1373 | 0 | 4.1373
2007-09-18 10:01 | 9 | 18 | 10 | 261 | 6250 | 57.92 | 712.9851 | 0 | Heating | 712.9851 | 4 | 570.3881 | 570.3881 | 0 | 6 | 0 | 0 | 4 | 0 | 0 | 0 | 6 | 0 | 114.0776 | 0.043876 | 1 | 0.5 | 0 | 8.2745 | 0 | 8.2745 | 582.0287 | 0 | 33.3159 | 0.025628 | 1 | 0.5 | 0 | 4.1373 | 0 | 4.1373
2007-09-18 11:01 | 9 | 18 | 11 | 261 | 6251 | 57.92 | 394.6446 | 0 | Heating | 394.6446 | 4 | 315.7157 | 315.7157 | 0 | 6 | 0 | 0 | 4 | 0 | 0 | 0 | 6 | 0 | 63.1431 | 0.024286 | 1 | 0.5 | 0 | 8.2745 | 0 | 8.2745 | 322.1589 | 0 | 18.4407 | 0.014185 | 1 | 0.5 | 0 | 4.1373 | 0 | 4.1373
2007-09-18 12:01 | 9 | 18 | 12 | 261 | 6252 | 66.02 | 132.4636 | 0 | Heating | 132.4636 | 4 | 105.9708 | 105.9708 | 0 | 6 | 0 | 0 | 4 | 0 | 0 | 0 | 6 | 0 | 21.1942 | 0.0081516 | 1 | 0.5 | 0 | 8.2745 | 0 | 8.2745 | 108.1335 | 0 | 6.1897 | 0.0047613 | 1 | 0.5 | 0 | 4.1373 | 0 | 4.1373
2007-09-18 13:01 | 9 | 18 | 13 | 261 | 6253 | 68 | 0 | 69.94 | Cooling | 0 | 4 | 0 | 0 | 0 | 6 | 0 | 69.94 | 4 | 87.425 | 87.425 | 0 | 6 | 0 | 8.7425 | 0.0033625 | 1 | 0.5 | 0 | 8.2745 | 0 | 8.2745 | 0 | 85.6765 | 10.7096 | 0.0082381 | 1 | 0.5 | 0 | 4.1373 | 0 | 4.1373
2007-09-18 14:01 | 9 | 18 | 14 | 261 | 6254 | 68 | 0 | 223.5641 | Cooling | 0 | 4 | 0 | 0 | 0 | 6 | 0 | 223.5641 | 4 | 279.4551 | 279.4551 | 0 | 6 | 0 | 27.9455 | 0.010748 | 1 | 0.5 | 0 | 8.2745 | 0 | 8.2745 | 0 | 273.866 | 34.2332 | 0.026333 | 1 | 0.5 | 0 | 4.1373 | 0 | 4.1373
2007-09-18 15:01 | 9 | 18 | 15 | 261 | 6255 | 69.98 | 0 | 343.2075 | Cooling | 0 | 4 | 0 | 0 | 0 | 6 | 0 | 343.2075 | 4 | 429.0094 | 429.0094 | 0 | 6 | 0 | 42.9009 | 0.0165 | 1 | 0.5 | 0 | 8.2745 | 0 | 8.2745 | 0 | 420.4292 | 52.5537 | 0.040426 | 1 | 0.5 | 0 | 4.1373 | 0 | 4.1373
2007-09-18 16:01 | 9 | 18 | 16 | 261 | 6256 | 69.98 | 0 | 347.2114 | Cooling | 0 | 4 | 0 | 0 | 0 | 6 | 0 | 347.2114 | 4 | 434.0143 | 434.0143 | 0 | 6 | 0 | 43.4014 | 0.016693 | 1 | 0.5 | 0 | 8.2745 | 0 | 8.2745 | 0 | 425.334 | 53.1667 | 0.040897 | 1 | 0.5 | 0 | 4.1373 | 0 | 4.1373
2007-09-18 17:01 | 9 | 18 | 17 | 261 | 6257 | 69.98 | 0 | 303.9445 | Cooling | 0 | 4 | 0 | 0 | 0 | 6 | 0 | 303.9445 | 4 | 379.9306 | 379.9306 | 0 | 6 | 0 | 37.9931 | 0.014613 | 1 | 0.5 | 0 | 8.2745 | 0 | 8.2745 | 0 | 372.332 | 46.5415 | 0.035801 | 1 | 0.5 | 0 | 4.1373 | 0 | 4.1373
2007-09-18 18:01 | 9 | 18 | 18 | 261 | 6258 | 64.94 | 0 | 88.7973 | Cooling | 0 | 4 | 0 | 0 | 0 | 6 | 0 | 88.7973 | 4 | 110.9967 | 110.9967 | 0 | 6 | 0 | 11.0997 | 0.0042691 | 1 | 0.5 | 0 | 8.2745 | 0 | 8.2745 | 0 | 108.7768 | 13.5971 | 0.010459 | 1 | 0.5 | 0 | 4.1373 | 0 | 4.1373
2007-09-18 19:01 | 9 | 18 | 19 | 261 | 6259 | 59 | 133.7419 | 0 | Heating | 133.7419 | 4 | 106.9935 | 106.9935 | 0 | 6 | 0 | 0 | 4 | 0 | 0 | 0 | 6 | 0 | 21.3987 | 0.0082303 | 1 | 0.5 | 0 | 8.2745 | 0 | 8.2745 | 109.177 | 0 | 6.2494 | 0.0048072 | 1 | 0.5 | 0 | 4.1373 | 0 | 4.1373
2007-09-18 20:01 | 9 | 18 | 20 | 261 | 6260 | 59 | 324.2008 | 0 | Heating | 324.2008 | 4 | 259.3606 | 259.3606 | 0 | 6 | 0 | 0 | 4 | 0 | 0 | 0 | 6 | 0 | 51.8721 | 0.019951 | 1 | 0.5 | 0 | 8.2745 | 0 | 8.2745 | 264.6537 | 0 | 15.149 | 0.011653 | 1 | 0.5 | 0 | 4.1373 | 0 | 4.1373
2007-09-18 21:01 | 9 | 18 | 21 | 261 | 6261 | 53.96 | 330.2195 | 0 | Heating | 330.2195 | 4 | 264.1756 | 264.1756 | 0 | 6 | 0 | 0 | 4 | 0 | 0 | 0 | 6 | 0 | 52.8351 | 0.020321 | 1 | 0.5 | 0 | 8.2745 | 0 | 8.2745 | 269.5669 | 0 | 15.4303 | 0.011869 | 1 | 0.5 | 0 | 4.1373 | 0 | 4.1373
2007-09-18 22:01 | 9 | 18 | 22 | 261 | 6262 | 53.96 | 411.0457 | 0 | Heating | 411.0457 | 4 | 328.8366 | 328.8366 | 0 | 6 | 0 | 0 | 4 | 0 | 0 | 0 | 6 | 0 | 65.7673 | 0.025295 | 1 | 0.5 | 0 | 8.2745 | 0 | 8.2745 | 335.5475 | 0 | 19.2071 | 0.014775 | 1 | 0.5 | 0 | 4.1373 | 0 | 4.1373
2007-09-18 23:01 | 9 | 18 | 23 | 261 | 6263 | 53.96 | 520.4074 | 0 | Heating | 520.4074 | 4 | 416.3259 | 416.3259 | 0 | 6 | 0 | 0 | 4 | 0 | 0 | 0 | 6 | 0 | 83.2652 | 0.032025 | 1 | 0.5 | 0 | 8.2745 | 0 | 8.2745 | 424.8224 | 0 | 24.3173 | 0.018706 | 1 | 0.5 | 0 | 4.1373 | 0 | 4.1373
2007-09-19 00:01 | 9 | 19 | 0 | 262 | 6264 | 50 | 519.941 | 0 | Heating | 519.941 | 4 | 415.9528 | 415.9528 | 0 | 6 | 0 | 0 | 4 | 0 | 0 | 0 | 6 | 0 | 83.1906 | 0.031996 | 1 | 0.5 | 0 | 8.2745 | 0 | 8.2745 | 424.4416 | 0 | 24.2955 | 0.018689 | 1 | 0.5 | 0 | 4.1373 | 0 | 4.1373
2007-09-19 01:01 | 9 | 19 | 1 | 262 | 6265 | 48.02 | 337.8206 | 0 | Heating | 337.8206 | 4 | 270.2565 | 270.2565 | 0 | 6 | 0 | 0 | 4 | 0 | 0 | 0 | 6 | 0 | 54.0513 | 0.020789 | 1 | 0.5 | 0 | 8.2745 | 0 | 8.2745 | 275.7719 | 0 | 15.7855 | 0.012143 | 1 | 0.5 | 0 | 4.1373 | 0 | 4.1373
2007-09-19 02:01 | 9 | 19 | 2 | 262 | 6266 | 48.02 | 388.8428 | 0 | Heating | 388.8428 | 4 | 311.0743 | 311.0743 | 0 | 6 | 0 | 0 | 4 | 0 | 0 | 0 | 6 | 0 | 62.2149 | 0.023929 | 1 | 0.5 | 0 | 8.2745 | 0 | 8.2745 | 317.4227 | 0 | 18.1696 | 0.013977 | 1 | 0.5 | 0 | 4.1373 | 0 | 4.1373
2007-09-19 03:01 | 9 | 19 | 3 | 262 | 6267 | 46.94 | 451.9844 | 0 | Heating | 451.9844 | 4 | 361.5875 | 361.5875 | 0 | 6 | 0 | 0 | 4 | 0 | 0 | 0 | 6 | 0 | 72.3175 | 0.027814 | 1 | 0.5 | 0 | 8.2745 | 0 | 8.2745 | 368.9669 | 0 | 21.12 | 0.016246 | 1 | 0.5 | 0 | 4.1373 | 0 | 4.1373
2007-09-19 04:01 | 9 | 19 | 4 | 262 | 6268 | 46.04 | 467.7986 | 0 | Heating | 467.7986 | 4 | 374.2388 | 374.2388 | 0 | 6 | 0 | 0 | 4 | 0 | 0 | 0 | 6 | 0 | 74.8478 | 0.028788 | 1 | 0.5 | 0 | 8.2745 | 0 | 8.2745 | 381.8764 | 0 | 21.859 | 0.016815 | 1 | 0.5 | 0 | 4.1373 | 0 | 4.1373
2007-09-19 05:01 | 9 | 19 | 5 | 262 | 6269 | 44.6 | 565.9526 | 0 | Heating | 565.9526 | 4 | 452.7621 | 452.7621 | 0 | 6 | 0 | 0 | 4 | 0 | 0 | 0 | 6 | 0 | 90.5524 | 0.034828 | 1 | 0.5 | 0 | 8.2745 | 0 | 8.2745 | 462.0022 | 0 | 26.4455 | 0.020343 | 1 | 0.5 | 0 | 4.1373 | 0 | 4.1373
2007-09-19 06:01 | 9 | 19 | 6 | 262 | 6270 | 44.6 | 2128.1836 | 0 | Heating | 2128.1836 | 4 | 1702.5468 | 1702.5468 | 0 | 6 | 0 | 0 | 4 | 0 | 0 | 0 | 6 | 0 | 340.5094 | 0.13097 | 1 | 0.5 | 0 | 8.2745 | 0 | 8.2745 | 1737.2927 | 0 | 99.4443 | 0.076496 | 1 | 0.5 | 0 | 4.1373 | 0 | 4.1373
2007-09-19 07:01 | 9 | 19 | 7 | 262 | 6271 | 46.4 | 1899.3357 | 0 | Heating | 1899.3357 | 4 | 1519.4686 | 1519.4686 | 0 | 6 | 0 | 0 | 4 | 0 | 0 | 0 | 6 | 0 | 303.8937 | 0.11688 | 1 | 0.5 | 0 | 8.2745 | 0 | 8.2745 | 1550.4781 | 0 | 88.7509 | 0.06827 | 1 | 0.5 | 0 | 4.1373 | 0 | 4.1373
2007-09-19 08:01 | 9 | 19 | 8 | 262 | 6272 | 46.94 | 1652.7805 | 0 | Heating | 1652.7805 | 4 | 1322.2244 | 1322.2244 | 0 | 6 | 0 | 0 | 4 | 0 | 0 | 0 | 6 | 0 | 264.4449 | 0.10171 | 1 | 0.5 | 0 | 8.2745 | 0 | 8.2745 | 1349.2086 | 0 | 77.23 | 0.059408 | 1 | 0.5 | 0 | 4.1373 | 0 | 4.1373
2007-09-19 09:01 | 9 | 19 | 9 | 262 | 6273 | 57.02 | 1179.8562 | 0 | Heating | 1179.8562 | 4 | 943.8849 | 943.8849 | 0 | 6 | 0 | 0 | 4 | 0 | 0 | 0 | 6 | 0 | 188.777 | 0.072607 | 1 | 0.5 | 0 | 8.2745 | 0 | 8.2745 | 963.1479 | 0 | 55.1315 | 0.042409 | 1 | 0.5 | 0 | 4.1373 | 0 | 4.1373
2007-09-19 10:01 | 9 | 19 | 10 | 262 | 6274 | 60.98 | 768.4664 | 0 | Heating | 768.4664 | 4 | 614.7731 | 614.7731 | 0 | 6 | 0 | 0 | 4 | 0 | 0 | 0 | 6 | 0 | 122.9546 | 0.04729 | 1 | 0.5 | 0 | 8.2745 | 0 | 8.2745 | 627.3195 | 0 | 35.9084 | 0.027622 | 1 | 0.5 | 0 | 4.1373 | 0 | 4.1373
2007-09-19 11:01 | 9 | 19 | 11 | 262 | 6275 | 60.98 | 351.0563 | 0 | Heating | 351.0563 | 4 | 280.8451 | 280.8451 | 0 | 6 | 0 | 0 | 4 | 0 | 0 | 0 | 6 | 0 | 56.169 | 0.021603 | 1 | 0.5 | 0 | 8.2745 | 0 | 8.2745 | 286.5766 | 0 | 16.4039 | 0.012618 | 1 | 0.5 | 0 | 4.1373 | 0 | 4.1373
2007-09-19 12:01 | 9 | 19 | 12 | 262 | 6276 | 68 | 158.5943 | 0 | Heating | 158.5943 | 4 | 126.8754 | 126.8754 | 0 | 6 | 0 | 0 | 4 | 0 | 0 | 0 | 6 | 0 | 25.3751 | 0.0097596 | 1 | 0.5 | 0 | 8.2745 | 0 | 8.2745 | 129.4647 | 0 | 7.4107 | 0.0057005 | 1 | 0.5 | 0 | 4.1373 | 0 | 4.1373
2007-09-19 13:01 | 9 | 19 | 13 | 262 | 6277 | 71.96 | 94.7483 | 0 | Heating | 94.7483 | 4 | 75.7986 | 75.7986 | 0 | 6 | 0 | 0 | 4 | 0 | 0 | 0 | 6 | 0 | 15.1597 | 0.0058307 | 1 | 0.5 | 0 | 8.2745 | 0 | 8.2745 | 77.3455 | 0 | 4.4273 | 0.0034056 | 1 | 0.5 | 0 | 4.1373 | 0 | 4.1373
2007-09-19 14:01 | 9 | 19 | 14 | 262 | 6278 | 71.96 | 40.9034 | 0 | Heating | 40.9034 | 4 | 32.7227 | 32.7227 | 0 | 6 | 0 | 0 | 4 | 0 | 0 | 0 | 6 | 0 | 6.5445 | 0.0025171 | 1 | 0.5 | 0 | 8.2745 | 0 | 8.2745 | 33.3905 | 0 | 1.9113 | 0.0014702 | 1 | 0.5 | 0 | 4.1373 | 0 | 4.1373
2007-09-19 15:01 | 9 | 19 | 15 | 262 | 6279 | 73.04 | 0 | 25.7101 | Cooling | 0 | 4 | 0 | 0 | 0 | 6 | 0 | 25.7101 | 4 | 32.1376 | 32.1376 | 0 | 6 | 0 | 3.2138 | 0.0012361 | 1 | 0.5 | 0 | 8.2745 | 0 | 8.2745 | 0 | 31.4948 | 3.9369 | 0.0030283 | 1 | 0.5 | 0 | 4.1373 | 0 | 4.1373
2007-09-19 16:01 | 9 | 19 | 16 | 262 | 6280 | 73.04 | 0 | 2.4777 | Cooling | 0 | 4 | 0 | 0 | 0 | 6 | 0 | 2.4777 | 4 | 3.0971 | 3.0971 | 0 | 6 | 0 | 0.30971 | 0.00011912 | 1 | 0.5 | 0 | 8.2745 | 0 | 8.2745 | 0 | 3.0351 | 0.37939 | 0.00029184 | 1 | 0.5 | 0 | 4.1373 | 0 | 4.1373
2007-09-19 17:01 | 9 | 19 | 17 | 262 | 6281 | 73.04 | 115.4836 | 0 | Heating | 115.4836 | 4 | 92.3869 | 92.3869 | 0 | 6 | 0 | 0 | 4 | 0 | 0 | 0 | 6 | 0 | 18.4774 | 0.0071067 | 1 | 0.5 | 0 | 8.2745 | 0 | 8.2745 | 94.2724 | 0 | 5.3962 | 0.004151 | 1 | 0.5 | 0 | 4.1373 | 0 | 4.1373
2007-09-19 18:01 | 9 | 19 | 18 | 262 | 6282 | 68 | 339.2277 | 0 | Heating | 339.2277 | 4 | 271.3822 | 271.3822 | 0 | 6 | 0 | 0 | 4 | 0 | 0 | 0 | 6 | 0 | 54.2764 | 0.020876 | 1 | 0.5 | 0 | 8.2745 | 0 | 8.2745 | 276.9206 | 0 | 15.8512 | 0.012193 | 1 | 0.5 | 0 | 4.1373 | 0 | 4.1373
2007-09-19 19:01 | 9 | 19 | 19 | 262 | 6283 | 62.06 | 515.21 | 0 | Heating | 515.21 | 4 | 412.168 | 412.168 | 0 | 6 | 0 | 0 | 4 | 0 | 0 | 0 | 6 | 0 | 82.4336 | 0.031705 | 1 | 0.5 | 0 | 8.2745 | 0 | 8.2745 | 420.5796 | 0 | 24.0744 | 0.018519 | 1 | 0.5 | 0 | 4.1373 | 0 | 4.1373
2007-09-19 20:01 | 9 | 19 | 20 | 262 | 6284 | 62.06 | 553.2503 | 0 | Heating | 553.2503 | 4 | 442.6002 | 442.6002 | 0 | 6 | 0 | 0 | 4 | 0 | 0 | 0 | 6 | 0 | 88.52 | 0.034046 | 1 | 0.5 | 0 | 8.2745 | 0 | 8.2745 | 451.6329 | 0 | 25.8519 | 0.019886 | 1 | 0.5 | 0 | 4.1373 | 0 | 4.1373
2007-09-19 21:01 | 9 | 19 | 21 | 262 | 6285 | 57.92 | 388.8096 | 0 | Heating | 388.8096 | 4 | 311.0477 | 311.0477 | 0 | 6 | 0 | 0 | 4 | 0 | 0 | 0 | 6 | 0 | 62.2095 | 0.023927 | 1 | 0.5 | 0 | 8.2745 | 0 | 8.2745 | 317.3956 | 0 | 18.168 | 0.013975 | 1 | 0.5 | 0 | 4.1373 | 0 | 4.1373
2007-09-19 22:01 | 9 | 19 | 22 | 262 | 6286 | 60.08 | 372.0305 | 0 | Heating | 372.0305 | 4 | 297.6244 | 297.6244 | 0 | 6 | 0 | 0 | 4 | 0 | 0 | 0 | 6 | 0 | 59.5249 | 0.022894 | 1 | 0.5 | 0 | 8.2745 | 0 | 8.2745 | 303.6984 | 0 | 17.384 | 0.013372 | 1 | 0.5 | 0 | 4.1373 | 0 | 4.1373
2007-09-19 23:01 | 9 | 19 | 23 | 262 | 6287 | 57.02 | 378.9405 | 0 | Heating | 378.9405 | 4 | 303.1524 | 303.1524 | 0 | 6 | 0 | 0 | 4 | 0 | 0 | 0 | 6 | 0 | 60.6305 | 0.023319 | 1 | 0.5 | 0 | 8.2745 | 0 | 8.2745 | 309.3392 | 0 | 17.7069 | 0.013621 | 1 | 0.5 | 0 | 4.1373 | 0 | 4.1373
2007-09-20 00:01 | 9 | 20 | 0 | 263 | 6288 | 55.94 | 297.9264 | 0 | Heating | 297.9264 | 4 | 238.3411 | 238.3411 | 0 | 6 | 0 | 0 | 4 | 0 | 0 | 0 | 6 | 0 | 47.6682 | 0.018334 | 1 | 0.5 | 0 | 8.2745 | 0 | 8.2745 | 243.2052 | 0 | 13.9213 | 0.010709 | 1 | 0.5 | 0 | 4.1373 | 0 | 4.1373
2007-09-20 01:01 | 9 | 20 | 1 | 263 | 6289 | 55.94 | 139.7728 | 0 | Heating | 139.7728 | 4 | 111.8183 | 111.8183 | 0 | 6 | 0 | 0 | 4 | 0 | 0 | 0 | 6 | 0 | 22.3637 | 0.0086014 | 1 | 0.5 | 0 | 8.2745 | 0 | 8.2745 | 114.1003 | 0 | 6.5312 | 0.005024 | 1 | 0.5 | 0 | 4.1373 | 0 | 4.1373
2007-09-20 02:01 | 9 | 20 | 2 | 263 | 6290 | 55.94 | 131.2769 | 0 | Heating | 131.2769 | 4 | 105.0215 | 105.0215 | 0 | 6 | 0 | 0 | 4 | 0 | 0 | 0 | 6 | 0 | 21.0043 | 0.0080786 | 1 | 0.5 | 0 | 8.2745 | 0 | 8.2745 | 107.1648 | 0 | 6.1342 | 0.0047186 | 1 | 0.5 | 0 | 4.1373 | 0 | 4.1373
2007-09-20 03:01 | 9 | 20 | 3 | 263 | 6291 | 51.08 | 126.0038 | 0 | Heating | 126.0038 | 4 | 100.803 | 100.803 | 0 | 6 | 0 | 0 | 4 | 0 | 0 | 0 | 6 | 0 | 20.1606 | 0.0077541 | 1 | 0.5 | 0 | 8.2745 | 0 | 8.2745 | 102.8602 | 0 | 5.8878 | 0.0045291 | 1 | 0.5 | 0 | 4.1373 | 0 | 4.1373
2007-09-20 04:01 | 9 | 20 | 4 | 263 | 6292 | 51.08 | 131.0191 | 0 | Heating | 131.0191 | 4 | 104.8153 | 104.8153 | 0 | 6 | 0 | 0 | 4 | 0 | 0 | 0 | 6 | 0 | 20.9631 | 0.0080627 | 1 | 0.5 | 0 | 8.2745 | 0 | 8.2745 | 106.9543 | 0 | 6.1222 | 0.0047094 | 1 | 0.5 | 0 | 4.1373 | 0 | 4.1373
2007-09-20 05:01 | 9 | 20 | 5 | 263 | 6293 | 51.08 | 187.5137 | 0 | Heating | 187.5137 | 4 | 150.0109 | 150.0109 | 0 | 6 | 0 | 0 | 4 | 0 | 0 | 0 | 6 | 0 | 30.0022 | 0.011539 | 1 | 0.5 | 0 | 8.2745 | 0 | 8.2745 | 153.0724 | 0 | 8.762 | 0.00674 | 1 | 0.5 | 0 | 4.1373 | 0 | 4.1373
2007-09-20 06:01 | 9 | 20 | 6 | 263 | 6294 | 50 | 996.7674 | 0 | Heating | 996.7674 | 4 | 797.4139 | 797.4139 | 0 | 6 | 0 | 0 | 4 | 0 | 0 | 0 | 6 | 0 | 159.4828 | 0.06134 | 1 | 0.5 | 0 | 8.2745 | 0 | 8.2745 | 813.6877 | 0 | 46.5763 | 0.035828 | 1 | 0.5 | 0 | 4.1373 | 0 | 4.1373
2007-09-20 07:01 | 9 | 20 | 7 | 263 | 6295 | 55.04 | 1048.0679 | 0 | Heating | 1048.0679 | 4 | 838.4543 | 838.4543 | 0 | 6 | 0 | 0 | 4 | 0 | 0 | 0 | 6 | 0 | 167.6909 | 0.064496 | 1 | 0.5 | 0 | 8.2745 | 0 | 8.2745 | 855.5656 | 0 | 48.9734 | 0.037672 | 1 | 0.5 | 0 | 4.1373 | 0 | 4.1373
2007-09-20 08:01 | 9 | 20 | 8 | 263 | 6296 | 55.04 | 891.1792 | 0 | Heating | 891.1792 | 4 | 712.9433 | 712.9433 | 0 | 6 | 0 | 0 | 4 | 0 | 0 | 0 | 6 | 0 | 142.5887 | 0.054842 | 1 | 0.5 | 0 | 8.2745 | 0 | 8.2745 | 727.4932 | 0 | 41.6424 | 0.032033 | 1 | 0.5 | 0 | 4.1373 | 0 | 4.1373
2007-09-20 09:01 | 9 | 20 | 9 | 263 | 6297 | 62.96 | 514.3936 | 0 | Heating | 514.3936 | 4 | 411.5149 | 411.5149 | 0 | 6 | 0 | 0 | 4 | 0 | 0 | 0 | 6 | 0 | 82.303 | 0.031655 | 1 | 0.5 | 0 | 8.2745 | 0 | 8.2745 | 419.9132 | 0 | 24.0362 | 0.018489 | 1 | 0.5 | 0 | 4.1373 | 0 | 4.1373
2007-09-20 10:01 | 9 | 20 | 10 | 263 | 6298 | 66.92 | 202.5451 | 0 | Heating | 202.5451 | 4 | 162.0361 | 162.0361 | 0 | 6 | 0 | 0 | 4 | 0 | 0 | 0 | 6 | 0 | 32.4072 | 0.012464 | 1 | 0.5 | 0 | 8.2745 | 0 | 8.2745 | 165.3429 | 0 | 9.4644 | 0.0072803 | 1 | 0.5 | 0 | 4.1373 | 0 | 4.1373
2007-09-20 11:01 | 9 | 20 | 11 | 263 | 6299 | 66.92 | 30.8745 | 0 | Heating | 30.8745 | 4 | 24.6996 | 24.6996 | 0 | 6 | 0 | 0 | 4 | 0 | 0 | 0 | 6 | 0 | 4.9399 | 0.0019 | 1 | 0.5 | 0 | 8.2745 | 0 | 8.2745 | 25.2037 | 0 | 1.4427 | 0.0011098 | 1 | 0.5 | 0 | 4.1373 | 0 | 4.1373
2007-09-20 12:01 | 9 | 20 | 12 | 263 | 6300 | 75.02 | 0 | 114.9646 | Cooling | 0 | 4 | 0 | 0 | 0 | 6 | 0 | 114.9646 | 4 | 143.7057 | 143.7057 | 0 | 6 | 0 | 14.3706 | 0.0055271 | 1 | 0.5 | 0 | 8.2745 | 0 | 8.2745 | 0 | 140.8316 | 17.6039 | 0.013541 | 1 | 0.5 | 0 | 4.1373 | 0 | 4.1373
2007-09-20 13:01 | 9 | 20 | 13 | 263 | 6301 | 77 | 0 | 416.6965 | Cooling | 0 | 4 | 0 | 0 | 0 | 6 | 0 | 416.6965 | 4 | 520.8706 | 520.8706 | 0 | 6 | 0 | 52.0871 | 0.020033 | 1 | 0.5 | 0 | 8.2745 | 0 | 8.2745 | 0 | 510.4532 | 63.8067 | 0.049082 | 1 | 0.5 | 0 | 4.1373 | 0 | 4.1373
2007-09-20 14:01 | 9 | 20 | 14 | 263 | 6302 | 77 | 0 | 639.2197 | Cooling | 0 | 4 | 0 | 0 | 0 | 6 | 0 | 639.2197 | 4 | 799.0246 | 799.0246 | 0 | 6 | 0 | 79.9025 | 0.030732 | 1 | 0.5 | 0 | 8.2745 | 0 | 8.2745 | 0 | 783.0441 | 97.8805 | 0.075293 | 1 | 0.5 | 0 | 4.1373 | 0 | 4.1373
2007-09-20 15:01 | 9 | 20 | 15 | 263 | 6303 | 80.06 | 0 | 714.9888 | Cooling | 0 | 4 | 0 | 0 | 0 | 6 | 0 | 714.9888 | 4 | 893.736 | 893.736 | 0 | 6 | 0 | 89.3736 | 0.034374 | 1 | 0.5 | 0 | 8.2745 | 0 | 8.2745 | 0 | 875.8613 | 109.4827 | 0.084217 | 1 | 0.5 | 0 | 4.1373 | 0 | 4.1373
2007-09-20 16:01 | 9 | 20 | 16 | 263 | 6304 | 80.06 | 0 | 759.0981 | Cooling | 0 | 4 | 0 | 0 | 0 | 6 | 0 | 759.0981 | 4 | 948.8726 | 948.8726 | 0 | 6 | 0 | 94.8873 | 0.036495 | 1 | 0.5 | 0 | 8.2745 | 0 | 8.2745 | 0 | 929.8951 | 116.2369 | 0.089413 | 1 | 0.5 | 0 | 4.1373 | 0 | 4.1373
2007-09-20 17:01 | 9 | 20 | 17 | 263 | 6305 | 80.06 | 0 | 552.6782 | Cooling | 0 | 4 | 0 | 0 | 0 | 6 | 0 | 552.6782 | 4 | 690.8477 | 690.8477 | 0 | 6 | 0 | 69.0848 | 0.026571 | 1 | 0.5 | 0 | 8.2745 | 0 | 8.2745 | 0 | 677.0308 | 84.6288 | 0.065099 | 1 | 0.5 | 0 | 4.1373 | 0 | 4.1373
2007-09-20 18:01 | 9 | 20 | 18 | 263 | 6306 | 75.02 | 0 | 173.2046 | Cooling | 0 | 4 | 0 | 0 | 0 | 6 | 0 | 173.2046 | 4 | 216.5057 | 216.5057 | 0 | 6 | 0 | 21.6506 | 0.0083271 | 1 | 0.5 | 0 | 8.2745 | 0 | 8.2745 | 0 | 212.1756 | 26.522 | 0.020402 | 1 | 0.5 | 0 | 4.1373 | 0 | 4.1373
2007-09-20 19:01 | 9 | 20 | 19 | 263 | 6307 | 69.98 | 21.6826 | 0 | Heating | 21.6826 | 4 | 17.3461 | 17.3461 | 0 | 6 | 0 | 0 | 4 | 0 | 0 | 0 | 6 | 0 | 3.4692 | 0.0013343 | 1 | 0.5 | 0 | 8.2745 | 0 | 8.2745 | 17.7001 | 0 | 1.0132 | 0.00077936 | 1 | 0.5 | 0 | 4.1373 | 0 | 4.1373
2007-09-20 20:01 | 9 | 20 | 20 | 263 | 6308 | 69.98 | 108.549 | 0 | Heating | 108.549 | 4 | 86.8392 | 86.8392 | 0 | 6 | 0 | 0 | 4 | 0 | 0 | 0 | 6 | 0 | 17.3678 | 0.0066799 | 1 | 0.5 | 0 | 8.2745 | 0 | 8.2745 | 88.6114 | 0 | 5.0722 | 0.0039017 | 1 | 0.5 | 0 | 4.1373 | 0 | 4.1373
2007-09-20 21:01 | 9 | 20 | 21 | 263 | 6309 | 64.94 | 164.5137 | 0 | Heating | 164.5137 | 4 | 131.6109 | 131.6109 | 0 | 6 | 0 | 0 | 4 | 0 | 0 | 0 | 6 | 0 | 26.3222 | 0.010124 | 1 | 0.5 | 0 | 8.2745 | 0 | 8.2745 | 134.2969 | 0 | 7.6873 | 0.0059133 | 1 | 0.5 | 0 | 4.1373 | 0 | 4.1373
2007-09-20 22:01 | 9 | 20 | 22 | 263 | 6310 | 64.04 | 267.9641 | 0 | Heating | 267.9641 | 4 | 214.3713 | 214.3713 | 0 | 6 | 0 | 0 | 4 | 0 | 0 | 0 | 6 | 0 | 42.8743 | 0.01649 | 1 | 0.5 | 0 | 8.2745 | 0 | 8.2745 | 218.7462 | 0 | 12.5212 | 0.0096317 | 1 | 0.5 | 0 | 4.1373 | 0 | 4.1373
2007-09-20 23:01 | 9 | 20 | 23 | 263 | 6311 | 64.04 | 340.2217 | 0 | Heating | 340.2217 | 4 | 272.1774 | 272.1774 | 0 | 6 | 0 | 0 | 4 | 0 | 0 | 0 | 6 | 0 | 54.4355 | 0.020937 | 1 | 0.5 | 0 | 8.2745 | 0 | 8.2745 | 277.732 | 0 | 15.8977 | 0.012229 | 1 | 0.5 | 0 | 4.1373 | 0 | 4.1373
2007-09-21 00:01 | 9 | 21 | 0 | 264 | 6312 | 62.96 | 248.6218 | 0 | Heating | 248.6218 | 4 | 198.8974 | 198.8974 | 0 | 6 | 0 | 0 | 4 | 0 | 0 | 0 | 6 | 0 | 39.7795 | 0.0153 | 1 | 0.5 | 0 | 8.2745 | 0 | 8.2745 | 202.9566 | 0 | 11.6174 | 0.0089365 | 1 | 0.5 | 0 | 4.1373 | 0 | 4.1373
2007-09-21 01:01 | 9 | 21 | 1 | 264 | 6313 | 62.06 | 201.5814 | 0 | Heating | 201.5814 | 4 | 161.2651 | 161.2651 | 0 | 6 | 0 | 0 | 4 | 0 | 0 | 0 | 6 | 0 | 32.253 | 0.012405 | 1 | 0.5 | 0 | 8.2745 | 0 | 8.2745 | 164.5562 | 0 | 9.4194 | 0.0072457 | 1 | 0.5 | 0 | 4.1373 | 0 | 4.1373
2007-09-21 02:01 | 9 | 21 | 2 | 264 | 6314 | 62.06 | 234.0747 | 0 | Heating | 234.0747 | 4 | 187.2598 | 187.2598 | 0 | 6 | 0 | 0 | 4 | 0 | 0 | 0 | 6 | 0 | 37.452 | 0.014405 | 1 | 0.5 | 0 | 8.2745 | 0 | 8.2745 | 191.0814 | 0 | 10.9377 | 0.0084136 | 1 | 0.5 | 0 | 4.1373 | 0 | 4.1373
2007-09-21 03:01 | 9 | 21 | 3 | 264 | 6315 | 59 | 263.1833 | 0 | Heating | 263.1833 | 4 | 210.5466 | 210.5466 | 0 | 6 | 0 | 0 | 4 | 0 | 0 | 0 | 6 | 0 | 42.1093 | 0.016196 | 1 | 0.5 | 0 | 8.2745 | 0 | 8.2745 | 214.8435 | 0 | 12.2979 | 0.0094599 | 1 | 0.5 | 0 | 4.1373 | 0 | 4.1373
2007-09-21 04:01 | 9 | 21 | 4 | 264 | 6316 | 57.2 | 282.6279 | 0 | Heating | 282.6279 | 4 | 226.1023 | 226.1023 | 0 | 6 | 0 | 0 | 4 | 0 | 0 | 0 | 6 | 0 | 45.2205 | 0.017392 | 1 | 0.5 | 0 | 8.2745 | 0 | 8.2745 | 230.7167 | 0 | 13.2064 | 0.010159 | 1 | 0.5 | 0 | 4.1373 | 0 | 4.1373
2007-09-21 05:01 | 9 | 21 | 5 | 264 | 6317 | 57.02 | 406.5789 | 0 | Heating | 406.5789 | 4 | 325.2631 | 325.2631 | 0 | 6 | 0 | 0 | 4 | 0 | 0 | 0 | 6 | 0 | 65.0526 | 0.02502 | 1 | 0.5 | 0 | 8.2745 | 0 | 8.2745 | 331.9011 | 0 | 18.9983 | 0.014614 | 1 | 0.5 | 0 | 4.1373 | 0 | 4.1373
2007-09-21 06:01 | 9 | 21 | 6 | 264 | 6318 | 55.4 | 1790.0282 | 0 | Heating | 1790.0282 | 4 | 1432.0225 | 1432.0225 | 0 | 6 | 0 | 0 | 4 | 0 | 0 | 0 | 6 | 0 | 286.4045 | 0.11016 | 1 | 0.5 | 0 | 8.2745 | 0 | 8.2745 | 1461.2475 | 0 | 83.6432 | 0.064341 | 1 | 0.5 | 0 | 4.1373 | 0 | 4.1373
2007-09-21 07:01 | 9 | 21 | 7 | 264 | 6319 | 55.4 | 1635.7645 | 0 | Heating | 1635.7645 | 4 | 1308.6116 | 1308.6116 | 0 | 6 | 0 | 0 | 4 | 0 | 0 | 0 | 6 | 0 | 261.7223 | 0.10066 | 1 | 0.5 | 0 | 8.2745 | 0 | 8.2745 | 1335.3179 | 0 | 76.4349 | 0.058796 | 1 | 0.5 | 0 | 4.1373 | 0 | 4.1373
2007-09-21 08:01 | 9 | 21 | 8 | 264 | 6320 | 57.02 | 1440.5535 | 0 | Heating | 1440.5535 | 4 | 1152.4428 | 1152.4428 | 0 | 6 | 0 | 0 | 4 | 0 | 0 | 0 | 6 | 0 | 230.4886 | 0.088649 | 1 | 0.5 | 0 | 8.2745 | 0 | 8.2745 | 1175.962 | 0 | 67.3132 | 0.051779 | 1 | 0.5 | 0 | 4.1373 | 0 | 4.1373
2007-09-21 09:01 | 9 | 21 | 9 | 264 | 6321 | 62.6 | 911.2127 | 0 | Heating | 911.2127 | 4 | 728.9701 | 728.9701 | 0 | 6 | 0 | 0 | 4 | 0 | 0 | 0 | 6 | 0 | 145.794 | 0.056075 | 1 | 0.5 | 0 | 8.2745 | 0 | 8.2745 | 743.8471 | 0 | 42.5785 | 0.032753 | 1 | 0.5 | 0 | 4.1373 | 0 | 4.1373
2007-09-21 10:01 | 9 | 21 | 10 | 264 | 6322 | 68 | 423.488 | 0 | Heating | 423.488 | 4 | 338.7904 | 338.7904 | 0 | 6 | 0 | 0 | 4 | 0 | 0 | 0 | 6 | 0 | 67.7581 | 0.026061 | 1 | 0.5 | 0 | 8.2745 | 0 | 8.2745 | 345.7045 | 0 | 19.7885 | 0.015222 | 1 | 0.5 | 0 | 4.1373 | 0 | 4.1373
2007-09-21 11:01 | 9 | 21 | 11 | 264 | 6323 | 68 | 138.919 | 0 | Heating | 138.919 | 4 | 111.1352 | 111.1352 | 0 | 6 | 0 | 0 | 4 | 0 | 0 | 0 | 6 | 0 | 22.227 | 0.0085489 | 1 | 0.5 | 0 | 8.2745 | 0 | 8.2745 | 113.4032 | 0 | 6.4913 | 0.0049933 | 1 | 0.5 | 0 | 4.1373 | 0 | 4.1373
2007-09-21 12:01 | 9 | 21 | 12 | 264 | 6324 | 75.92 | 0 | 68.0665 | Cooling | 0 | 4 | 0 | 0 | 0 | 6 | 0 | 68.0665 | 4 | 85.0831 | 85.0831 | 0 | 6 | 0 | 8.5083 | 0.0032724 | 1 | 0.5 | 0 | 8.2745 | 0 | 8.2745 | 0 | 83.3814 | 10.4227 | 0.0080174 | 1 | 0.5 | 0 | 4.1373 | 0 | 4.1373
2007-09-21 13:01 | 9 | 21 | 13 | 264 | 6325 | 78.98 | 0 | 343.8832 | Cooling | 0 | 4 | 0 | 0 | 0 | 6 | 0 | 343.8832 | 4 | 429.8541 | 429.8541 | 0 | 6 | 0 | 42.9854 | 0.016533 | 1 | 0.5 | 0 | 8.2745 | 0 | 8.2745 | 0 | 421.257 | 52.6571 | 0.040505 | 1 | 0.5 | 0 | 4.1373 | 0 | 4.1373
2007-09-21 14:01 | 9 | 21 | 14 | 264 | 6326 | 78.98 | 0 | 443.6169 | Cooling | 0 | 4 | 0 | 0 | 0 | 6 | 0 | 443.6169 | 4 | 554.5211 | 554.5211 | 0 | 6 | 0 | 55.4521 | 0.021328 | 1 | 0.5 | 0 | 8.2745 | 0 | 8.2745 | 0 | 543.4307 | 67.9288 | 0.052253 | 1 | 0.5 | 0 | 4.1373 | 0 | 4.1373
2007-09-21 15:01 | 9 | 21 | 15 | 264 | 6327 | 80.96 | 0 | 520.2412 | Cooling | 0 | 4 | 0 | 0 | 0 | 6 | 0 | 520.2412 | 4 | 650.3016 | 650.3016 | 0 | 6 | 0 | 65.0302 | 0.025012 | 1 | 0.5 | 0 | 8.2745 | 0 | 8.2745 | 0 | 637.2955 | 79.6619 | 0.061278 | 1 | 0.5 | 0 | 4.1373 | 0 | 4.1373
2007-09-21 16:01 | 9 | 21 | 16 | 264 | 6328 | 80.96 | 0 | 554.7223 | Cooling | 0 | 4 | 0 | 0 | 0 | 6 | 0 | 554.7223 | 4 | 693.4029 | 693.4029 | 0 | 6 | 0 | 69.3403 | 0.026669 | 1 | 0.5 | 0 | 8.2745 | 0 | 8.2745 | 0 | 679.5348 | 84.9419 | 0.06534 | 1 | 0.5 | 0 | 4.1373 | 0 | 4.1373
2007-09-21 17:01 | 9 | 21 | 17 | 264 | 6329 | 80.96 | 0 | 367.288 | Cooling | 0 | 4 | 0 | 0 | 0 | 6 | 0 | 367.288 | 4 | 459.1101 | 459.1101 | 0 | 6 | 0 | 45.911 | 0.017658 | 1 | 0.5 | 0 | 8.2745 | 0 | 8.2745 | 0 | 449.9279 | 56.241 | 0.043262 | 1 | 0.5 | 0 | 4.1373 | 0 | 4.1373
2007-09-21 18:01 | 9 | 21 | 18 | 264 | 6330 | 75.92 | 21.5415 | 0 | Heating | 21.5415 | 4 | 17.2332 | 17.2332 | 0 | 6 | 0 | 0 | 4 | 0 | 0 | 0 | 6 | 0 | 3.4466 | 0.0013256 | 1 | 0.5 | 0 | 8.2745 | 0 | 8.2745 | 17.5849 | 0 | 1.0066 | 0.00077429 | 1 | 0.5 | 0 | 4.1373 | 0 | 4.1373
2007-09-21 19:01 | 9 | 21 | 19 | 264 | 6331 | 73.94 | 149.7326 | 0 | Heating | 149.7326 | 4 | 119.7861 | 119.7861 | 0 | 6 | 0 | 0 | 4 | 0 | 0 | 0 | 6 | 0 | 23.9572 | 0.0092143 | 1 | 0.5 | 0 | 8.2745 | 0 | 8.2745 | 122.2307 | 0 | 6.9966 | 0.005382 | 1 | 0.5 | 0 | 4.1373 | 0 | 4.1373
2007-09-21 20:01 | 9 | 21 | 20 | 264 | 6332 | 73.94 | 293.3933 | 0 | Heating | 293.3933 | 4 | 234.7147 | 234.7147 | 0 | 6 | 0 | 0 | 4 | 0 | 0 | 0 | 6 | 0 | 46.9429 | 0.018055 | 1 | 0.5 | 0 | 8.2745 | 0 | 8.2745 | 239.5048 | 0 | 13.7095 | 0.010546 | 1 | 0.5 | 0 | 4.1373 | 0 | 4.1373
2007-09-21 21:01 | 9 | 21 | 21 | 264 | 6333 | 71.06 | 462.7753 | 0 | Heating | 462.7753 | 4 | 370.2203 | 370.2203 | 0 | 6 | 0 | 0 | 4 | 0 | 0 | 0 | 6 | 0 | 74.0441 | 0.028478 | 1 | 0.5 | 0 | 8.2745 | 0 | 8.2745 | 377.7758 | 0 | 21.6243 | 0.016634 | 1 | 0.5 | 0 | 4.1373 | 0 | 4.1373
2007-09-21 22:01 | 9 | 21 | 22 | 264 | 6334 | 69.98 | 228.8496 | 0 | Heating | 228.8496 | 4 | 183.0797 | 183.0797 | 0 | 6 | 0 | 0 | 4 | 0 | 0 | 0 | 6 | 0 | 36.6159 | 0.014083 | 1 | 0.5 | 0 | 8.2745 | 0 | 8.2745 | 186.816 | 0 | 10.6935 | 0.0082258 | 1 | 0.5 | 0 | 4.1373 | 0 | 4.1373
2007-09-21 23:01 | 9 | 21 | 23 | 264 | 6335 | 69.98 | 212.1873 | 0 | Heating | 212.1873 | 4 | 169.7498 | 169.7498 | 0 | 6 | 0 | 0 | 4 | 0 | 0 | 0 | 6 | 0 | 33.95 | 0.013058 | 1 | 0.5 | 0 | 8.2745 | 0 | 8.2745 | 173.2141 | 0 | 9.9149 | 0.0076269 | 1 | 0.5 | 0 | 4.1373 | 0 | 4.1373
2007-09-22 00:01 | 9 | 22 | 0 | 265 | 6336 | 66.92 | 99.4893 | 0 | Heating | 99.4893 | 4 | 79.5914 | 79.5914 | 0 | 6 | 0 | 0 | 4 | 0 | 0 | 0 | 6 | 0 | 15.9183 | 0.0061224 | 1 | 0.5 | 0 | 8.2745 | 0 | 8.2745 | 81.2158 | 0 | 4.6489 | 0.0035761 | 1 | 0.5 | 0 | 4.1373 | 0 | 4.1373
2007-09-22 01:01 | 9 | 22 | 1 | 265 | 6337 | 64.04 | 16.5317 | 0 | Heating | 16.5317 | 4 | 13.2254 | 13.2254 | 0 | 6 | 0 | 0 | 4 | 0 | 0 | 0 | 6 | 0 | 2.6451 | 0.0010173 | 1 | 0.5 | 0 | 8.2745 | 0 | 8.2745 | 13.4953 | 0 | 0.77248 | 0.00059422 | 1 | 0.5 | 0 | 4.1373 | 0 | 4.1373
2007-09-22 02:01 | 9 | 22 | 2 | 265 | 6338 | 64.04 | 25.5842 | 0 | Heating | 25.5842 | 4 | 20.4673 | 20.4673 | 0 | 6 | 0 | 0 | 4 | 0 | 0 | 0 | 6 | 0 | 4.0935 | 0.0015744 | 1 | 0.5 | 0 | 8.2745 | 0 | 8.2745 | 20.885 | 0 | 1.1955 | 0.0009196 | 1 | 0.5 | 0 | 4.1373 | 0 | 4.1373
2007-09-22 03:01 | 9 | 22 | 3 | 265 | 6339 | 62.06 | 17.2796 | 0 | Heating | 17.2796 | 4 | 13.8236 | 13.8236 | 0 | 6 | 0 | 0 | 4 | 0 | 0 | 0 | 6 | 0 | 2.7647 | 0.0010634 | 1 | 0.5 | 0 | 8.2745 | 0 | 8.2745 | 14.1058 | 0 | 0.80743 | 0.0006211 | 1 | 0.5 | 0 | 4.1373 | 0 | 4.1373
2007-09-22 04:01 | 9 | 22 | 4 | 265 | 6340 | 62.96 | 7.6039 | 0 | Heating | 7.6039 | 4 | 6.0831 | 6.0831 | 0 | 6 | 0 | 0 | 4 | 0 | 0 | 0 | 6 | 0 | 1.2166 | 0.00046793 | 1 | 0.5 | 0 | 8.2745 | 0 | 8.2745 | 6.2073 | 0 | 0.35531 | 0.00027332 | 1 | 0.5 | 0 | 4.1373 | 0 | 4.1373
2007-09-22 05:01 | 9 | 22 | 5 | 265 | 6341 | 62.96 | 61.0938 | 0 | Heating | 61.0938 | 4 | 48.8751 | 48.8751 | 0 | 6 | 0 | 0 | 4 | 0 | 0 | 0 | 6 | 0 | 9.775 | 0.0037596 | 1 | 0.5 | 0 | 8.2745 | 0 | 8.2745 | 49.8725 | 0 | 2.8548 | 0.002196 | 1 | 0.5 | 0 | 4.1373 | 0 | 4.1373
2007-09-22 06:01 | 9 | 22 | 6 | 265 | 6342 | 60.98 | 158.382 | 0 | Heating | 158.382 | 4 | 126.7056 | 126.7056 | 0 | 6 | 0 | 0 | 4 | 0 | 0 | 0 | 6 | 0 | 25.3411 | 0.0097466 | 1 | 0.5 | 0 | 8.2745 | 0 | 8.2745 | 129.2915 | 0 | 7.4008 | 0.0056929 | 1 | 0.5 | 0 | 4.1373 | 0 | 4.1373
2007-09-22 07:01 | 9 | 22 | 7 | 265 | 6343 | 62.96 | 472.7728 | 0 | Heating | 472.7728 | 4 | 378.2182 | 378.2182 | 0 | 6 | 0 | 0 | 4 | 0 | 0 | 0 | 6 | 0 | 75.6436 | 0.029094 | 1 | 0.5 | 0 | 8.2745 | 0 | 8.2745 | 385.937 | 0 | 22.0914 | 0.016993 | 1 | 0.5 | 0 | 4.1373 | 0 | 4.1373
2007-09-22 08:01 | 9 | 22 | 8 | 265 | 6344 | 62.96 | 1134.2703 | 0 | Heating | 1134.2703 | 4 | 907.4163 | 907.4163 | 0 | 6 | 0 | 0 | 4 | 0 | 0 | 0 | 6 | 0 | 181.4833 | 0.069801 | 1 | 0.5 | 0 | 8.2745 | 0 | 8.2745 | 925.935 | 0 | 53.0014 | 0.04077 | 1 | 0.5 | 0 | 4.1373 | 0 | 4.1373
2007-09-22 09:01 | 9 | 22 | 9 | 265 | 6345 | 69.08 | 859.6052 | 0 | Heating | 859.6052 | 4 | 687.6842 | 687.6842 | 0 | 6 | 0 | 0 | 4 | 0 | 0 | 0 | 6 | 0 | 137.5368 | 0.052899 | 1 | 0.5 | 0 | 8.2745 | 0 | 8.2745 | 701.7186 | 0 | 40.1671 | 0.030898 | 1 | 0.5 | 0 | 4.1373 | 0 | 4.1373
2007-09-22 10:01 | 9 | 22 | 10 | 265 | 6346 | 71.96 | 593.9988 | 0 | Heating | 593.9988 | 4 | 475.199 | 475.199 | 0 | 6 | 0 | 0 | 4 | 0 | 0 | 0 | 6 | 0 | 95.0398 | 0.036554 | 1 | 0.5 | 0 | 8.2745 | 0 | 8.2745 | 484.897 | 0 | 27.756 | 0.021351 | 1 | 0.5 | 0 | 4.1373 | 0 | 4.1373
2007-09-22 11:01 | 9 | 22 | 11 | 265 | 6347 | 71.96 | 414.4296 | 0 | Heating | 414.4296 | 4 | 331.5437 | 331.5437 | 0 | 6 | 0 | 0 | 4 | 0 | 0 | 0 | 6 | 0 | 66.3087 | 0.025503 | 1 | 0.5 | 0 | 8.2745 | 0 | 8.2745 | 338.3099 | 0 | 19.3652 | 0.014896 | 1 | 0.5 | 0 | 4.1373 | 0 | 4.1373
2007-09-22 12:01 | 9 | 22 | 12 | 265 | 6348 | 73.94 | 253.6239 | 0 | Heating | 253.6239 | 4 | 202.8991 | 202.8991 | 0 | 6 | 0 | 0 | 4 | 0 | 0 | 0 | 6 | 0 | 40.5798 | 0.015608 | 1 | 0.5 | 0 | 8.2745 | 0 | 8.2745 | 207.0399 | 0 | 11.8512 | 0.0091163 | 1 | 0.5 | 0 | 4.1373 | 0 | 4.1373
2007-09-22 13:01 | 9 | 22 | 13 | 265 | 6349 | 77 | 205.5807 | 0 | Heating | 205.5807 | 4 | 164.4645 | 164.4645 | 0 | 6 | 0 | 0 | 4 | 0 | 0 | 0 | 6 | 0 | 32.8929 | 0.012651 | 1 | 0.5 | 0 | 8.2745 | 0 | 8.2745 | 167.8209 | 0 | 9.6062 | 0.0073894 | 1 | 0.5 | 0 | 4.1373 | 0 | 4.1373
2007-09-22 14:01 | 9 | 22 | 14 | 265 | 6350 | 77 | 151.5403 | 0 | Heating | 151.5403 | 4 | 121.2322 | 121.2322 | 0 | 6 | 0 | 0 | 4 | 0 | 0 | 0 | 6 | 0 | 24.2464 | 0.0093256 | 1 | 0.5 | 0 | 8.2745 | 0 | 8.2745 | 123.7064 | 0 | 7.0811 | 0.005447 | 1 | 0.5 | 0 | 4.1373 | 0 | 4.1373
2007-09-22 15:01 | 9 | 22 | 15 | 265 | 6351 | 78.08 | 52.4608 | 0 | Heating | 52.4608 | 4 | 41.9687 | 41.9687 | 0 | 6 | 0 | 0 | 4 | 0 | 0 | 0 | 6 | 0 | 8.3937 | 0.0032284 | 1 | 0.5 | 0 | 8.2745 | 0 | 8.2745 | 42.8252 | 0 | 2.4514 | 0.0018857 | 1 | 0.5 | 0 | 4.1373 | 0 | 4.1373
2007-09-22 16:01 | 9 | 22 | 16 | 265 | 6352 | 78.08 | 43.5408 | 0 | Heating | 43.5408 | 4 | 34.8326 | 34.8326 | 0 | 6 | 0 | 0 | 4 | 0 | 0 | 0 | 6 | 0 | 6.9665 | 0.0026794 | 1 | 0.5 | 0 | 8.2745 | 0 | 8.2745 | 35.5435 | 0 | 2.0345 | 0.001565 | 1 | 0.5 | 0 | 4.1373 | 0 | 4.1373
2007-09-22 17:01 | 9 | 22 | 17 | 265 | 6353 | 78.08 | 135.2202 | 0 | Heating | 135.2202 | 4 | 108.1761 | 108.1761 | 0 | 6 | 0 | 0 | 4 | 0 | 0 | 0 | 6 | 0 | 21.6352 | 0.0083212 | 1 | 0.5 | 0 | 8.2745 | 0 | 8.2745 | 110.3838 | 0 | 6.3185 | 0.0048604 | 1 | 0.5 | 0 | 4.1373 | 0 | 4.1373
2007-09-22 18:01 | 9 | 22 | 18 | 265 | 6354 | 75.2 | 269.8163 | 0 | Heating | 269.8163 | 4 | 215.8531 | 215.8531 | 0 | 6 | 0 | 0 | 4 | 0 | 0 | 0 | 6 | 0 | 43.1706 | 0.016604 | 1 | 0.5 | 0 | 8.2745 | 0 | 8.2745 | 220.2582 | 0 | 12.6078 | 0.0096983 | 1 | 0.5 | 0 | 4.1373 | 0 | 4.1373
2007-09-22 19:01 | 9 | 22 | 19 | 265 | 6355 | 71.96 | 186.8373 | 0 | Heating | 186.8373 | 4 | 149.4698 | 149.4698 | 0 | 6 | 0 | 0 | 4 | 0 | 0 | 0 | 6 | 0 | 29.894 | 0.011498 | 1 | 0.5 | 0 | 8.2745 | 0 | 8.2745 | 152.5202 | 0 | 8.7304 | 0.0067157 | 1 | 0.5 | 0 | 4.1373 | 0 | 4.1373
2007-09-22 20:01 | 9 | 22 | 20 | 265 | 6356 | 71.96 | 165.7227 | 0 | Heating | 165.7227 | 4 | 132.5781 | 132.5781 | 0 | 6 | 0 | 0 | 4 | 0 | 0 | 0 | 6 | 0 | 26.5156 | 0.010198 | 1 | 0.5 | 0 | 8.2745 | 0 | 8.2745 | 135.2838 | 0 | 7.7438 | 0.0059568 | 1 | 0.5 | 0 | 4.1373 | 0 | 4.1373
2007-09-22 21:01 | 9 | 22 | 21 | 265 | 6357 | 68 | 164.4974 | 0 | Heating | 164.4974 | 4 | 131.5979 | 131.5979 | 0 | 6 | 0 | 0 | 4 | 0 | 0 | 0 | 6 | 0 | 26.3196 | 0.010123 | 1 | 0.5 | 0 | 8.2745 | 0 | 8.2745 | 134.2836 | 0 | 7.6865 | 0.0059127 | 1 | 0.5 | 0 | 4.1373 | 0 | 4.1373
2007-09-22 22:01 | 9 | 22 | 22 | 265 | 6358 | 68 | 145.2701 | 0 | Heating | 145.2701 | 4 | 116.2161 | 116.2161 | 0 | 6 | 0 | 0 | 4 | 0 | 0 | 0 | 6 | 0 | 23.2432 | 0.0089397 | 1 | 0.5 | 0 | 8.2745 | 0 | 8.2745 | 118.5879 | 0 | 6.7881 | 0.0052216 | 1 | 0.5 | 0 | 4.1373 | 0 | 4.1373
2007-09-22 23:01 | 9 | 22 | 23 | 265 | 6359 | 68 | 226.0952 | 0 | Heating | 226.0952 | 4 | 180.8762 | 180.8762 | 0 | 6 | 0 | 0 | 4 | 0 | 0 | 0 | 6 | 0 | 36.1752 | 0.013914 | 1 | 0.5 | 0 | 8.2745 | 0 | 8.2745 | 184.5675 | 0 | 10.5648 | 0.0081268 | 1 | 0.5 | 0 | 4.1373 | 0 | 4.1373
2007-09-23 00:01 | 9 | 23 | 0 | 266 | 6360 | 62.06 | 196.319 | 0 | Heating | 196.319 | 4 | 157.0552 | 157.0552 | 0 | 6 | 0 | 0 | 4 | 0 | 0 | 0 | 6 | 0 | 31.411 | 0.012081 | 1 | 0.5 | 0 | 8.2745 | 0 | 8.2745 | 160.2604 | 0 | 9.1735 | 0.0070565 | 1 | 0.5 | 0 | 4.1373 | 0 | 4.1373
2007-09-23 01:01 | 9 | 23 | 1 | 266 | 6361 | 60.98 | 150.8793 | 0 | Heating | 150.8793 | 4 | 120.7034 | 120.7034 | 0 | 6 | 0 | 0 | 4 | 0 | 0 | 0 | 6 | 0 | 24.1407 | 0.0092849 | 1 | 0.5 | 0 | 8.2745 | 0 | 8.2745 | 123.1668 | 0 | 7.0502 | 0.0054232 | 1 | 0.5 | 0 | 4.1373 | 0 | 4.1373
2007-09-23 02:01 | 9 | 23 | 2 | 266 | 6362 | 60.98 | 191.563 | 0 | Heating | 191.563 | 4 | 153.2504 | 153.2504 | 0 | 6 | 0 | 0 | 4 | 0 | 0 | 0 | 6 | 0 | 30.6501 | 0.011788 | 1 | 0.5 | 0 | 8.2745 | 0 | 8.2745 | 156.3779 | 0 | 8.9512 | 0.0068856 | 1 | 0.5 | 0 | 4.1373 | 0 | 4.1373
2007-09-23 03:01 | 9 | 23 | 3 | 266 | 6363 | 55.04 | 228.6678 | 0 | Heating | 228.6678 | 4 | 182.9343 | 182.9343 | 0 | 6 | 0 | 0 | 4 | 0 | 0 | 0 | 6 | 0 | 36.5869 | 0.014072 | 1 | 0.5 | 0 | 8.2745 | 0 | 8.2745 | 186.6676 | 0 | 10.685 | 0.0082193 | 1 | 0.5 | 0 | 4.1373 | 0 | 4.1373
2007-09-23 04:01 | 9 | 23 | 4 | 266 | 6364 | 53.96 | 242.9879 | 0 | Heating | 242.9879 | 4 | 194.3903 | 194.3903 | 0 | 6 | 0 | 0 | 4 | 0 | 0 | 0 | 6 | 0 | 38.8781 | 0.014953 | 1 | 0.5 | 0 | 8.2745 | 0 | 8.2745 | 198.3575 | 0 | 11.3542 | 0.008734 | 1 | 0.5 | 0 | 4.1373 | 0 | 4.1373
2007-09-23 05:01 | 9 | 23 | 5 | 266 | 6365 | 53.96 | 324.5918 | 0 | Heating | 324.5918 | 4 | 259.6734 | 259.6734 | 0 | 6 | 0 | 0 | 4 | 0 | 0 | 0 | 6 | 0 | 51.9347 | 0.019975 | 1 | 0.5 | 0 | 8.2745 | 0 | 8.2745 | 264.9729 | 0 | 15.1673 | 0.011667 | 1 | 0.5 | 0 | 4.1373 | 0 | 4.1373
2007-09-23 06:01 | 9 | 23 | 6 | 266 | 6366 | 51.08 | 1589.9632 | 0 | Heating | 1589.9632 | 4 | 1271.9705 | 1271.9705 | 0 | 6 | 0 | 0 | 4 | 0 | 0 | 0 | 6 | 0 | 254.3941 | 0.097844 | 1 | 0.5 | 0 | 8.2745 | 0 | 8.2745 | 1297.9291 | 0 | 74.2947 | 0.05715 | 1 | 0.5 | 0 | 4.1373 | 0 | 4.1373
2007-09-23 07:01 | 9 | 23 | 7 | 266 | 6367 | 55.94 | 1530.2124 | 0 | Heating | 1530.2124 | 4 | 1224.1699 | 1224.1699 | 0 | 6 | 0 | 0 | 4 | 0 | 0 | 0 | 6 | 0 | 244.834 | 0.094167 | 1 | 0.5 | 0 | 8.2745 | 0 | 8.2745 | 1249.153 | 0 | 71.5027 | 0.055002 | 1 | 0.5 | 0 | 4.1373 | 0 | 4.1373
2007-09-23 08:01 | 9 | 23 | 8 | 266 | 6368 | 55.94 | 1265.7618 | 0 | Heating | 1265.7618 | 4 | 1012.6094 | 1012.6094 | 0 | 6 | 0 | 0 | 4 | 0 | 0 | 0 | 6 | 0 | 202.5219 | 0.077893 | 1 | 0.5 | 0 | 8.2745 | 0 | 8.2745 | 1033.2749 | 0 | 59.1457 | 0.045497 | 1 | 0.5 | 0 | 4.1373 | 0 | 4.1373
2007-09-23 09:01 | 9 | 23 | 9 | 266 | 6369 | 62.96 | 695.9103 | 0 | Heating | 695.9103 | 4 | 556.7282 | 556.7282 | 0 | 6 | 0 | 0 | 4 | 0 | 0 | 0 | 6 | 0 | 111.3456 | 0.042825 | 1 | 0.5 | 0 | 8.2745 | 0 | 8.2745 | 568.09 | 0 | 32.518 | 0.025014 | 1 | 0.5 | 0 | 4.1373 | 0 | 4.1373
2007-09-23 10:01 | 9 | 23 | 10 | 266 | 6370 | 66.02 | 313.5155 | 0 | Heating | 313.5155 | 4 | 250.8124 | 250.8124 | 0 | 6 | 0 | 0 | 4 | 0 | 0 | 0 | 6 | 0 | 50.1625 | 0.019293 | 1 | 0.5 | 0 | 8.2745 | 0 | 8.2745 | 255.931 | 0 | 14.6497 | 0.011269 | 1 | 0.5 | 0 | 4.1373 | 0 | 4.1373
2007-09-23 11:01 | 9 | 23 | 11 | 266 | 6371 | 66.02 | 157.5613 | 0 | Heating | 157.5613 | 4 | 126.049 | 126.049 | 0 | 6 | 0 | 0 | 4 | 0 | 0 | 0 | 6 | 0 | 25.2098 | 0.0096961 | 1 | 0.5 | 0 | 8.2745 | 0 | 8.2745 | 128.6214 | 0 | 7.3624 | 0.0056634 | 1 | 0.5 | 0 | 4.1373 | 0 | 4.1373
2007-09-23 12:01 | 9 | 23 | 12 | 266 | 6372 | 69.08 | 66.182 | 0 | Heating | 66.182 | 4 | 52.9456 | 52.9456 | 0 | 6 | 0 | 0 | 4 | 0 | 0 | 0 | 6 | 0 | 10.5891 | 0.0040727 | 1 | 0.5 | 0 | 8.2745 | 0 | 8.2745 | 54.0261 | 0 | 3.0925 | 0.0023789 | 1 | 0.5 | 0 | 4.1373 | 0 | 4.1373
2007-09-23 13:01 | 9 | 23 | 13 | 266 | 6373 | 71.96 | 43.6501 | 0 | Heating | 43.6501 | 4 | 34.9201 | 34.9201 | 0 | 6 | 0 | 0 | 4 | 0 | 0 | 0 | 6 | 0 | 6.984 | 0.0026862 | 1 | 0.5 | 0 | 8.2745 | 0 | 8.2745 | 35.6327 | 0 | 2.0397 | 0.001569 | 1 | 0.5 | 0 | 4.1373 | 0 | 4.1373
2007-09-23 14:01 | 9 | 23 | 14 | 266 | 6374 | 71.96 | 0 | 81.7193 | Cooling | 0 | 4 | 0 | 0 | 0 | 6 | 0 | 81.7193 | 4 | 102.1491 | 102.1491 | 0 | 6 | 0 | 10.2149 | 0.0039288 | 1 | 0.5 | 0 | 8.2745 | 0 | 8.2745 | 0 | 100.1061 | 12.5133 | 0.0096256 | 1 | 0.5 | 0 | 4.1373 | 0 | 4.1373
2007-09-23 15:01 | 9 | 23 | 15 | 266 | 6375 | 75.02 | 0 | 143.6504 | Cooling | 0 | 4 | 0 | 0 | 0 | 6 | 0 | 143.6504 | 4 | 179.563 | 179.563 | 0 | 6 | 0 | 17.9563 | 0.0069063 | 1 | 0.5 | 0 | 8.2745 | 0 | 8.2745 | 0 | 175.9717 | 21.9965 | 0.01692 | 1 | 0.5 | 0 | 4.1373 | 0 | 4.1373
2007-09-23 16:01 | 9 | 23 | 16 | 266 | 6376 | 75.02 | 0 | 140.6721 | Cooling | 0 | 4 | 0 | 0 | 0 | 6 | 0 | 140.6721 | 4 | 175.8401 | 175.8401 | 0 | 6 | 0 | 17.584 | 0.0067631 | 1 | 0.5 | 0 | 8.2745 | 0 | 8.2745 | 0 | 172.3233 | 21.5404 | 0.01657 | 1 | 0.5 | 0 | 4.1373 | 0 | 4.1373
2007-09-23 17:01 | 9 | 23 | 17 | 266 | 6377 | 75.02 | 0 | 113.5575 | Cooling | 0 | 4 | 0 | 0 | 0 | 6 | 0 | 113.5575 | 4 | 141.9469 | 141.9469 | 0 | 6 | 0 | 14.1947 | 0.0054595 | 1 | 0.5 | 0 | 8.2745 | 0 | 8.2745 | 0 | 139.108 | 17.3885 | 0.013376 | 1 | 0.5 | 0 | 4.1373 | 0 | 4.1373
2007-09-23 18:01 | 9 | 23 | 18 | 266 | 6378 | 66.02 | 81.4263 | 0 | Heating | 81.4263 | 4 | 65.141 | 65.141 | 0 | 6 | 0 | 0 | 4 | 0 | 0 | 0 | 6 | 0 | 13.0282 | 0.0050108 | 1 | 0.5 | 0 | 8.2745 | 0 | 8.2745 | 66.4705 | 0 | 3.8048 | 0.0029268 | 1 | 0.5 | 0 | 4.1373 | 0 | 4.1373
2007-09-23 19:01 | 9 | 23 | 19 | 266 | 6379 | 64.94 | 306.4068 | 0 | Heating | 306.4068 | 4 | 245.1254 | 245.1254 | 0 | 6 | 0 | 0 | 4 | 0 | 0 | 0 | 6 | 0 | 49.0251 | 0.018856 | 1 | 0.5 | 0 | 8.2745 | 0 | 8.2745 | 250.128 | 0 | 14.3176 | 0.011014 | 1 | 0.5 | 0 | 4.1373 | 0 | 4.1373
2007-09-23 20:01 | 9 | 23 | 20 | 266 | 6380 | 64.94 | 529.2493 | 0 | Heating | 529.2493 | 4 | 423.3995 | 423.3995 | 0 | 6 | 0 | 0 | 4 | 0 | 0 | 0 | 6 | 0 | 84.6799 | 0.032569 | 1 | 0.5 | 0 | 8.2745 | 0 | 8.2745 | 432.0403 | 0 | 24.7304 | 0.019023 | 1 | 0.5 | 0 | 4.1373 | 0 | 4.1373
2007-09-23 21:01 | 9 | 23 | 21 | 266 | 6381 | 64.04 | 397.6998 | 0 | Heating | 397.6998 | 4 | 318.1598 | 318.1598 | 0 | 6 | 0 | 0 | 4 | 0 | 0 | 0 | 6 | 0 | 63.632 | 0.024474 | 1 | 0.5 | 0 | 8.2745 | 0 | 8.2745 | 324.6529 | 0 | 18.5834 | 0.014295 | 1 | 0.5 | 0 | 4.1373 | 0 | 4.1373
2007-09-23 22:01 | 9 | 23 | 22 | 266 | 6382 | 60.08 | 383.9708 | 0 | Heating | 383.9708 | 4 | 307.1766 | 307.1766 | 0 | 6 | 0 | 0 | 4 | 0 | 0 | 0 | 6 | 0 | 61.4353 | 0.023629 | 1 | 0.5 | 0 | 8.2745 | 0 | 8.2745 | 313.4456 | 0 | 17.9419 | 0.013801 | 1 | 0.5 | 0 | 4.1373 | 0 | 4.1373
2007-09-23 23:01 | 9 | 23 | 23 | 266 | 6383 | 60.08 | 449.295 | 0 | Heating | 449.295 | 4 | 359.436 | 359.436 | 0 | 6 | 0 | 0 | 4 | 0 | 0 | 0 | 6 | 0 | 71.8872 | 0.027649 | 1 | 0.5 | 0 | 8.2745 | 0 | 8.2745 | 366.7715 | 0 | 20.9944 | 0.01615 | 1 | 0.5 | 0 | 4.1373 | 0 | 4.1373
2007-09-24 00:01 | 9 | 24 | 0 | 267 | 6384 | 57.92 | 401.6733 | 0 | Heating | 401.6733 | 4 | 321.3386 | 321.3386 | 0 | 6 | 0 | 0 | 4 | 0 | 0 | 0 | 6 | 0 | 64.2677 | 0.024718 | 1 | 0.5 | 0 | 8.2745 | 0 | 8.2745 | 327.8965 | 0 | 18.7691 | 0.014438 | 1 | 0.5 | 0 | 4.1373 | 0 | 4.1373
2007-09-24 01:01 | 9 | 24 | 1 | 267 | 6385 | 57.02 | 213.5508 | 0 | Heating | 213.5508 | 4 | 170.8407 | 170.8407 | 0 | 6 | 0 | 0 | 4 | 0 | 0 | 0 | 6 | 0 | 34.1681 | 0.013142 | 1 | 0.5 | 0 | 8.2745 | 0 | 8.2745 | 174.3272 | 0 | 9.9787 | 0.0076759 | 1 | 0.5 | 0 | 4.1373 | 0 | 4.1373
2007-09-24 02:01 | 9 | 24 | 2 | 267 | 6386 | 57.02 | 195.3852 | 0 | Heating | 195.3852 | 4 | 156.3081 | 156.3081 | 0 | 6 | 0 | 0 | 4 | 0 | 0 | 0 | 6 | 0 | 31.2616 | 0.012024 | 1 | 0.5 | 0 | 8.2745 | 0 | 8.2745 | 159.4981 | 0 | 9.1298 | 0.0070229 | 1 | 0.5 | 0 | 4.1373 | 0 | 4.1373
2007-09-24 03:01 | 9 | 24 | 3 | 267 | 6387 | 53.06 | 184.909 | 0 | Heating | 184.909 | 4 | 147.9272 | 147.9272 | 0 | 6 | 0 | 0 | 4 | 0 | 0 | 0 | 6 | 0 | 29.5854 | 0.011379 | 1 | 0.5 | 0 | 8.2745 | 0 | 8.2745 | 150.9461 | 0 | 8.6403 | 0.0066464 | 1 | 0.5 | 0 | 4.1373 | 0 | 4.1373
2007-09-24 04:01 | 9 | 24 | 4 | 267 | 6388 | 51.08 | 199.0555 | 0 | Heating | 199.0555 | 4 | 159.2444 | 159.2444 | 0 | 6 | 0 | 0 | 4 | 0 | 0 | 0 | 6 | 0 | 31.8489 | 0.01225 | 1 | 0.5 | 0 | 8.2745 | 0 | 8.2745 | 162.4943 | 0 | 9.3013 | 0.0071549 | 1 | 0.5 | 0 | 4.1373 | 0 | 4.1373
2007-09-24 05:01 | 9 | 24 | 5 | 267 | 6389 | 51.08 | 270.248 | 0 | Heating | 270.248 | 4 | 216.1984 | 216.1984 | 0 | 6 | 0 | 0 | 4 | 0 | 0 | 0 | 6 | 0 | 43.2397 | 0.016631 | 1 | 0.5 | 0 | 8.2745 | 0 | 8.2745 | 220.6106 | 0 | 12.628 | 0.0097138 | 1 | 0.5 | 0 | 4.1373 | 0 | 4.1373
2007-09-24 06:01 | 9 | 24 | 6 | 267 | 6390 | 50 | 1266.1964 | 0 | Heating | 1266.1964 | 4 | 1012.9571 | 1012.9571 | 0 | 6 | 0 | 0 | 4 | 0 | 0 | 0 | 6 | 0 | 202.5914 | 0.07792 | 1 | 0.5 | 0 | 8.2745 | 0 | 8.2745 | 1033.6297 | 0 | 59.166 | 0.045512 | 1 | 0.5 | 0 | 4.1373 | 0 | 4.1373
2007-09-24 07:01 | 9 | 24 | 7 | 267 | 6391 | 53.06 | 1330.393 | 0 | Heating | 1330.393 | 4 | 1064.3144 | 1064.3144 | 0 | 6 | 0 | 0 | 4 | 0 | 0 | 0 | 6 | 0 | 212.8629 | 0.08187 | 1 | 0.5 | 0 | 8.2745 | 0 | 8.2745 | 1086.0351 | 0 | 62.1657 | 0.04782 | 1 | 0.5 | 0 | 4.1373 | 0 | 4.1373
2007-09-24 08:01 | 9 | 24 | 8 | 267 | 6392 | 53.06 | 1320.2308 | 0 | Heating | 1320.2308 | 4 | 1056.1846 | 1056.1846 | 0 | 6 | 0 | 0 | 4 | 0 | 0 | 0 | 6 | 0 | 211.2369 | 0.081245 | 1 | 0.5 | 0 | 8.2745 | 0 | 8.2745 | 1077.7394 | 0 | 61.6909 | 0.047455 | 1 | 0.5 | 0 | 4.1373 | 0 | 4.1373
2007-09-24 09:01 | 9 | 24 | 9 | 267 | 6393 | 62.96 | 1017.4417 | 0 | Heating | 1017.4417 | 4 | 813.9533 | 813.9533 | 0 | 6 | 0 | 0 | 4 | 0 | 0 | 0 | 6 | 0 | 162.7907 | 0.062612 | 1 | 0.5 | 0 | 8.2745 | 0 | 8.2745 | 830.5646 | 0 | 47.5423 | 0.036571 | 1 | 0.5 | 0 | 4.1373 | 0 | 4.1373
2007-09-24 10:01 | 9 | 24 | 10 | 267 | 6394 | 66.02 | 829.21 | 0 | Heating | 829.21 | 4 | 663.368 | 663.368 | 0 | 6 | 0 | 0 | 4 | 0 | 0 | 0 | 6 | 0 | 132.6736 | 0.051028 | 1 | 0.5 | 0 | 8.2745 | 0 | 8.2745 | 676.9062 | 0 | 38.7468 | 0.029805 | 1 | 0.5 | 0 | 4.1373 | 0 | 4.1373
2007-09-24 11:01 | 9 | 24 | 11 | 267 | 6395 | 66.02 | 613.5626 | 0 | Heating | 613.5626 | 4 | 490.8501 | 490.8501 | 0 | 6 | 0 | 0 | 4 | 0 | 0 | 0 | 6 | 0 | 98.17 | 0.037758 | 1 | 0.5 | 0 | 8.2745 | 0 | 8.2745 | 500.8674 | 0 | 28.6701 | 0.022054 | 1 | 0.5 | 0 | 4.1373 | 0 | 4.1373
2007-09-24 12:01 | 9 | 24 | 12 | 267 | 6396 | 73.94 | 411.3767 | 0 | Heating | 411.3767 | 4 | 329.1014 | 329.1014 | 0 | 6 | 0 | 0 | 4 | 0 | 0 | 0 | 6 | 0 | 65.8203 | 0.025315 | 1 | 0.5 | 0 | 8.2745 | 0 | 8.2745 | 335.8177 | 0 | 19.2225 | 0.014787 | 1 | 0.5 | 0 | 4.1373 | 0 | 4.1373
2007-09-24 13:01 | 9 | 24 | 13 | 267 | 6397 | 77 | 149.9307 | 0 | Heating | 149.9307 | 4 | 119.9446 | 119.9446 | 0 | 6 | 0 | 0 | 4 | 0 | 0 | 0 | 6 | 0 | 23.9889 | 0.0092265 | 1 | 0.5 | 0 | 8.2745 | 0 | 8.2745 | 122.3924 | 0 | 7.0059 | 0.0053891 | 1 | 0.5 | 0 | 4.1373 | 0 | 4.1373
2007-09-24 14:01 | 9 | 24 | 14 | 267 | 6398 | 77 | 0 | 5.426 | Cooling | 0 | 4 | 0 | 0 | 0 | 6 | 0 | 5.426 | 4 | 6.7825 | 6.7825 | 0 | 6 | 0 | 0.67825 | 0.00026087 | 1 | 0.5 | 0 | 8.2745 | 0 | 8.2745 | 0 | 6.6469 | 0.83086 | 0.00063912 | 1 | 0.5 | 0 | 4.1373 | 0 | 4.1373
2007-09-24 15:01 | 9 | 24 | 15 | 267 | 6399 | 77 | 0 | 123.5093 | Cooling | 0 | 4 | 0 | 0 | 0 | 6 | 0 | 123.5093 | 4 | 154.3866 | 154.3866 | 0 | 6 | 0 | 15.4387 | 0.0059379 | 1 | 0.5 | 0 | 8.2745 | 0 | 8.2745 | 0 | 151.2989 | 18.9124 | 0.014548 | 1 | 0.5 | 0 | 4.1373 | 0 | 4.1373
2007-09-24 16:01 | 9 | 24 | 16 | 267 | 6400 | 77 | 0 | 200.5801 | Cooling | 0 | 4 | 0 | 0 | 0 | 6 | 0 | 200.5801 | 4 | 250.7251 | 250.7251 | 0 | 6 | 0 | 25.0725 | 0.0096433 | 1 | 0.5 | 0 | 8.2745 | 0 | 8.2745 | 0 | 245.7106 | 30.7138 | 0.023626 | 1 | 0.5 | 0 | 4.1373 | 0 | 4.1373
2007-09-24 17:01 | 9 | 24 | 17 | 267 | 6401 | 77 | 0 | 214.9546 | Cooling | 0 | 4 | 0 | 0 | 0 | 6 | 0 | 214.9546 | 4 | 268.6933 | 268.6933 | 0 | 6 | 0 | 26.8693 | 0.010334 | 1 | 0.5 | 0 | 8.2745 | 0 | 8.2745 | 0 | 263.3194 | 32.9149 | 0.025319 | 1 | 0.5 | 0 | 4.1373 | 0 | 4.1373
2007-09-24 18:01 | 9 | 24 | 18 | 267 | 6402 | 69.98 | 37.0201 | 0 | Heating | 37.0201 | 4 | 29.6161 | 29.6161 | 0 | 6 | 0 | 0 | 4 | 0 | 0 | 0 | 6 | 0 | 5.9232 | 0.0022782 | 1 | 0.5 | 0 | 8.2745 | 0 | 8.2745 | 30.2205 | 0 | 1.7298 | 0.0013307 | 1 | 0.5 | 0 | 4.1373 | 0 | 4.1373
2007-09-24 19:01 | 9 | 24 | 19 | 267 | 6403 | 66.02 | 436.0785 | 0 | Heating | 436.0785 | 4 | 348.8628 | 348.8628 | 0 | 6 | 0 | 0 | 4 | 0 | 0 | 0 | 6 | 0 | 69.7726 | 0.026836 | 1 | 0.5 | 0 | 8.2745 | 0 | 8.2745 | 355.9824 | 0 | 20.3768 | 0.015674 | 1 | 0.5 | 0 | 4.1373 | 0 | 4.1373
2007-09-24 20:01 | 9 | 24 | 20 | 267 | 6404 | 66.02 | 704.8166 | 0 | Heating | 704.8166 | 4 | 563.8533 | 563.8533 | 0 | 6 | 0 | 0 | 4 | 0 | 0 | 0 | 6 | 0 | 112.7707 | 0.043373 | 1 | 0.5 | 0 | 8.2745 | 0 | 8.2745 | 575.3605 | 0 | 32.9342 | 0.025334 | 1 | 0.5 | 0 | 4.1373 | 0 | 4.1373
2007-09-24 21:01 | 9 | 24 | 21 | 267 | 6405 | 60.98 | 453.4943 | 0 | Heating | 453.4943 | 4 | 362.7954 | 362.7954 | 0 | 6 | 0 | 0 | 4 | 0 | 0 | 0 | 6 | 0 | 72.5591 | 0.027907 | 1 | 0.5 | 0 | 8.2745 | 0 | 8.2745 | 370.1994 | 0 | 21.1906 | 0.0163 | 1 | 0.5 | 0 | 4.1373 | 0 | 4.1373
2007-09-24 22:01 | 9 | 24 | 22 | 267 | 6406 | 60.08 | 445.8029 | 0 | Heating | 445.8029 | 4 | 356.6423 | 356.6423 | 0 | 6 | 0 | 0 | 4 | 0 | 0 | 0 | 6 | 0 | 71.3285 | 0.027434 | 1 | 0.5 | 0 | 8.2745 | 0 | 8.2745 | 363.9207 | 0 | 20.8312 | 0.016024 | 1 | 0.5 | 0 | 4.1373 | 0 | 4.1373
2007-09-24 23:01 | 9 | 24 | 23 | 267 | 6407 | 60.08 | 546.2092 | 0 | Heating | 546.2092 | 4 | 436.9674 | 436.9674 | 0 | 6 | 0 | 0 | 4 | 0 | 0 | 0 | 6 | 0 | 87.3935 | 0.033613 | 1 | 0.5 | 0 | 8.2745 | 0 | 8.2745 | 445.8851 | 0 | 25.5229 | 0.019633 | 1 | 0.5 | 0 | 4.1373 | 0 | 4.1373
2007-09-25 00:01 | 9 | 25 | 0 | 268 | 6408 | 55.94 | 467.5558 | 0 | Heating | 467.5558 | 4 | 374.0446 | 374.0446 | 0 | 6 | 0 | 0 | 4 | 0 | 0 | 0 | 6 | 0 | 74.8089 | 0.028773 | 1 | 0.5 | 0 | 8.2745 | 0 | 8.2745 | 381.6782 | 0 | 21.8476 | 0.016806 | 1 | 0.5 | 0 | 4.1373 | 0 | 4.1373
2007-09-25 01:01 | 9 | 25 | 1 | 268 | 6409 | 55.94 | 249.9947 | 0 | Heating | 249.9947 | 4 | 199.9958 | 199.9958 | 0 | 6 | 0 | 0 | 4 | 0 | 0 | 0 | 6 | 0 | 39.9992 | 0.015384 | 1 | 0.5 | 0 | 8.2745 | 0 | 8.2745 | 204.0773 | 0 | 11.6816 | 0.0089858 | 1 | 0.5 | 0 | 4.1373 | 0 | 4.1373
2007-09-25 02:01 | 9 | 25 | 2 | 268 | 6410 | 55.94 | 247.1721 | 0 | Heating | 247.1721 | 4 | 197.7377 | 197.7377 | 0 | 6 | 0 | 0 | 4 | 0 | 0 | 0 | 6 | 0 | 39.5475 | 0.015211 | 1 | 0.5 | 0 | 8.2745 | 0 | 8.2745 | 201.7732 | 0 | 11.5497 | 0.0088844 | 1 | 0.5 | 0 | 4.1373 | 0 | 4.1373
2007-09-25 03:01 | 9 | 25 | 3 | 268 | 6411 | 57.92 | 255.481 | 0 | Heating | 255.481 | 4 | 204.3848 | 204.3848 | 0 | 6 | 0 | 0 | 4 | 0 | 0 | 0 | 6 | 0 | 40.877 | 0.015722 | 1 | 0.5 | 0 | 8.2745 | 0 | 8.2745 | 208.5559 | 0 | 11.9379 | 0.009183 | 1 | 0.5 | 0 | 4.1373 | 0 | 4.1373
2007-09-25 04:01 | 9 | 25 | 4 | 268 | 6412 | 55.04 | 280.6853 | 0 | Heating | 280.6853 | 4 | 224.5482 | 224.5482 | 0 | 6 | 0 | 0 | 4 | 0 | 0 | 0 | 6 | 0 | 44.9096 | 0.017273 | 1 | 0.5 | 0 | 8.2745 | 0 | 8.2745 | 229.1308 | 0 | 13.1157 | 0.010089 | 1 | 0.5 | 0 | 4.1373 | 0 | 4.1373
2007-09-25 05:01 | 9 | 25 | 5 | 268 | 6413 | 55.04 | 385.7348 | 0 | Heating | 385.7348 | 4 | 308.5878 | 308.5878 | 0 | 6 | 0 | 0 | 4 | 0 | 0 | 0 | 6 | 0 | 61.7176 | 0.023738 | 1 | 0.5 | 0 | 8.2745 | 0 | 8.2745 | 314.8855 | 0 | 18.0244 | 0.013865 | 1 | 0.5 | 0 | 4.1373 | 0 | 4.1373
2007-09-25 06:01 | 9 | 25 | 6 | 268 | 6414 | 53.06 | 1628.0999 | 0 | Heating | 1628.0999 | 4 | 1302.4799 | 1302.4799 | 0 | 6 | 0 | 0 | 4 | 0 | 0 | 0 | 6 | 0 | 260.496 | 0.10019 | 1 | 0.5 | 0 | 8.2745 | 0 | 8.2745 | 1329.0611 | 0 | 76.0768 | 0.058521 | 1 | 0.5 | 0 | 4.1373 | 0 | 4.1373
2007-09-25 07:01 | 9 | 25 | 7 | 268 | 6415 | 57.02 | 1520.7859 | 0 | Heating | 1520.7859 | 4 | 1216.6287 | 1216.6287 | 0 | 6 | 0 | 0 | 4 | 0 | 0 | 0 | 6 | 0 | 243.3257 | 0.093587 | 1 | 0.5 | 0 | 8.2745 | 0 | 8.2745 | 1241.4579 | 0 | 71.0623 | 0.054663 | 1 | 0.5 | 0 | 4.1373 | 0 | 4.1373
2007-09-25 08:01 | 9 | 25 | 8 | 268 | 6416 | 57.02 | 1400.9012 | 0 | Heating | 1400.9012 | 4 | 1120.721 | 1120.721 | 0 | 6 | 0 | 0 | 4 | 0 | 0 | 0 | 6 | 0 | 224.1442 | 0.086209 | 1 | 0.5 | 0 | 8.2745 | 0 | 8.2745 | 1143.5928 | 0 | 65.4604 | 0.050354 | 1 | 0.5 | 0 | 4.1373 | 0 | 4.1373
2007-09-25 09:01 | 9 | 25 | 9 | 268 | 6417 | 64.94 | 959.3773 | 0 | Heating | 959.3773 | 4 | 767.5018 | 767.5018 | 0 | 6 | 0 | 0 | 4 | 0 | 0 | 0 | 6 | 0 | 153.5004 | 0.059039 | 1 | 0.5 | 0 | 8.2745 | 0 | 8.2745 | 783.1652 | 0 | 44.8291 | 0.034484 | 1 | 0.5 | 0 | 4.1373 | 0 | 4.1373
2007-09-25 10:01 | 9 | 25 | 10 | 268 | 6418 | 68 | 485.9718 | 0 | Heating | 485.9718 | 4 | 388.7774 | 388.7774 | 0 | 6 | 0 | 0 | 4 | 0 | 0 | 0 | 6 | 0 | 77.7555 | 0.029906 | 1 | 0.5 | 0 | 8.2745 | 0 | 8.2745 | 396.7117 | 0 | 22.7082 | 0.017468 | 1 | 0.5 | 0 | 4.1373 | 0 | 4.1373
2007-09-25 11:01 | 9 | 25 | 11 | 268 | 6419 | 68 | 161.3669 | 0 | Heating | 161.3669 | 4 | 129.0935 | 129.0935 | 0 | 6 | 0 | 0 | 4 | 0 | 0 | 0 | 6 | 0 | 25.8187 | 0.0099303 | 1 | 0.5 | 0 | 8.2745 | 0 | 8.2745 | 131.7281 | 0 | 7.5402 | 0.0058002 | 1 | 0.5 | 0 | 4.1373 | 0 | 4.1373
2007-09-25 12:01 | 9 | 25 | 12 | 268 | 6420 | 75.92 | 0 | 269.3437 | Cooling | 0 | 4 | 0 | 0 | 0 | 6 | 0 | 269.3437 | 4 | 336.6796 | 336.6796 | 0 | 6 | 0 | 33.668 | 0.012949 | 1 | 0.5 | 0 | 8.2745 | 0 | 8.2745 | 0 | 329.946 | 41.2432 | 0.031726 | 1 | 0.5 | 0 | 4.1373 | 0 | 4.1373
2007-09-25 13:01 | 9 | 25 | 13 | 268 | 6421 | 78.98 | 0 | 735.5029 | Cooling | 0 | 4 | 0 | 0 | 0 | 6 | 0 | 735.5029 | 4 | 919.3786 | 919.3786 | 0 | 6 | 0 | 91.9379 | 0.035361 | 1 | 0.5 | 0 | 8.2745 | 0 | 8.2745 | 0 | 900.991 | 112.6239 | 0.086634 | 1 | 0.5 | 0 | 4.1373 | 0 | 4.1373
2007-09-25 14:01 | 9 | 25 | 14 | 268 | 6422 | 78.98 | 0 | 888.6298 | Cooling | 0 | 4 | 0 | 0 | 0 | 6 | 0 | 888.6298 | 4 | 1110.7872 | 1110.7872 | 0 | 6 | 0 | 111.0787 | 0.042723 | 1 | 0.5 | 0 | 8.2745 | 0 | 8.2745 | 0 | 1088.5715 | 136.0714 | 0.10467 | 1 | 0.5 | 0 | 4.1373 | 0 | 4.1373
2007-09-25 15:01 | 9 | 25 | 15 | 268 | 6423 | 82.04 | 0 | 1219.8306 | Cooling | 0 | 4 | 0 | 0 | 0 | 6 | 0 | 1219.8306 | 4 | 1524.7882 | 1524.7882 | 0 | 6 | 0 | 152.4788 | 0.058646 | 1 | 0.5 | 0 | 8.2745 | 0 | 8.2745 | 0 | 1494.2924 | 186.7866 | 0.14368 | 1 | 0.5 | 0 | 4.1373 | 0 | 4.1373
2007-09-25 16:01 | 9 | 25 | 16 | 268 | 6424 | 82.04 | 0 | 1217.1011 | Cooling | 0 | 4 | 0 | 0 | 0 | 6 | 0 | 1217.1011 | 4 | 1521.3764 | 1521.3764 | 0 | 6 | 0 | 152.1376 | 0.058514 | 1 | 0.5 | 0 | 8.2745 | 0 | 8.2745 | 0 | 1490.9489 | 186.3686 | 0.14336 | 1 | 0.5 | 0 | 4.1373 | 0 | 4.1373
2007-09-25 17:01 | 9 | 25 | 17 | 268 | 6425 | 80.96 | 0 | 897.5606 | Cooling | 0 | 4 | 0 | 0 | 0 | 6 | 0 | 897.5606 | 4 | 1121.9507 | 1121.9507 | 0 | 6 | 0 | 112.1951 | 0.043152 | 1 | 0.5 | 0 | 8.2745 | 0 | 8.2745 | 0 | 1099.5117 | 137.439 | 0.10572 | 1 | 0.5 | 0 | 4.1373 | 0 | 4.1373
2007-09-25 18:01 | 9 | 25 | 18 | 268 | 6426 | 80.06 | 0 | 290.4354 | Cooling | 0 | 4 | 0 | 0 | 0 | 6 | 0 | 290.4354 | 4 | 363.0442 | 363.0442 | 0 | 6 | 0 | 36.3044 | 0.013963 | 1 | 0.5 | 0 | 8.2745 | 0 | 8.2745 | 0 | 355.7833 | 44.4729 | 0.03421 | 1 | 0.5 | 0 | 4.1373 | 0 | 4.1373
2007-09-25 19:01 | 9 | 25 | 19 | 268 | 6427 | 78.08 | 0 | 117.4912 | Cooling | 0 | 4 | 0 | 0 | 0 | 6 | 0 | 117.4912 | 4 | 146.8641 | 146.8641 | 0 | 6 | 0 | 14.6864 | 0.0056486 | 1 | 0.5 | 0 | 8.2745 | 0 | 8.2745 | 0 | 143.9268 | 17.9908 | 0.013839 | 1 | 0.5 | 0 | 4.1373 | 0 | 4.1373
2007-09-25 20:01 | 9 | 25 | 20 | 268 | 6428 | 78.08 | 0 | 21.376 | Cooling | 0 | 4 | 0 | 0 | 0 | 6 | 0 | 21.376 | 4 | 26.72 | 26.72 | 0 | 6 | 0 | 2.672 | 0.0010277 | 1 | 0.5 | 0 | 8.2745 | 0 | 8.2745 | 0 | 26.1856 | 3.2732 | 0.0025178 | 1 | 0.5 | 0 | 4.1373 | 0 | 4.1373
2007-09-25 21:01 | 9 | 25 | 21 | 268 | 6429 | 75.92 | 33.2058 | 0 | Heating | 33.2058 | 4 | 26.5646 | 26.5646 | 0 | 6 | 0 | 0 | 4 | 0 | 0 | 0 | 6 | 0 | 5.3129 | 0.0020434 | 1 | 0.5 | 0 | 8.2745 | 0 | 8.2745 | 27.1068 | 0 | 1.5516 | 0.0011936 | 1 | 0.5 | 0 | 4.1373 | 0 | 4.1373
2007-09-25 22:01 | 9 | 25 | 22 | 268 | 6430 | 75.02 | 127.35 | 0 | Heating | 127.35 | 4 | 101.88 | 101.88 | 0 | 6 | 0 | 0 | 4 | 0 | 0 | 0 | 6 | 0 | 20.376 | 0.0078369 | 1 | 0.5 | 0 | 8.2745 | 0 | 8.2745 | 103.9592 | 0 | 5.9507 | 0.0045775 | 1 | 0.5 | 0 | 4.1373 | 0 | 4.1373
2007-09-25 23:01 | 9 | 25 | 23 | 268 | 6431 | 75.02 | 163.7886 | 0 | Heating | 163.7886 | 4 | 131.0309 | 131.0309 | 0 | 6 | 0 | 0 | 4 | 0 | 0 | 0 | 6 | 0 | 26.2062 | 0.010079 | 1 | 0.5 | 0 | 8.2745 | 0 | 8.2745 | 133.705 | 0 | 7.6534 | 0.0058872 | 1 | 0.5 | 0 | 4.1373 | 0 | 4.1373
2007-09-26 00:01 | 9 | 26 | 0 | 269 | 6432 | 73.94 | 108.2452 | 0 | Heating | 108.2452 | 4 | 86.5961 | 86.5961 | 0 | 6 | 0 | 0 | 4 | 0 | 0 | 0 | 6 | 0 | 17.3192 | 0.0066612 | 1 | 0.5 | 0 | 8.2745 | 0 | 8.2745 | 88.3634 | 0 | 5.058 | 0.0038908 | 1 | 0.5 | 0 | 4.1373 | 0 | 4.1373
2007-09-26 01:01 | 9 | 26 | 1 | 269 | 6433 | 73.04 | 0 | 15.9448 | Cooling | 0 | 4 | 0 | 0 | 0 | 6 | 0 | 15.9448 | 4 | 19.931 | 19.931 | 0 | 6 | 0 | 1.9931 | 0.00076658 | 1 | 0.5 | 0 | 8.2745 | 0 | 8.2745 | 0 | 19.5324 | 2.4416 | 0.0018781 | 1 | 0.5 | 0 | 4.1373 | 0 | 4.1373
2007-09-26 02:01 | 9 | 26 | 2 | 269 | 6434 | 73.04 | 0 | 1.3148 | Cooling | 0 | 4 | 0 | 0 | 0 | 6 | 0 | 1.3148 | 4 | 1.6435 | 1.6435 | 0 | 6 | 0 | 0.16435 | 6.3213e-05 | 1 | 0.5 | 0 | 8.2745 | 0 | 8.2745 | 0 | 1.6107 | 0.20133 | 0.00015487 | 1 | 0.5 | 0 | 4.1373 | 0 | 4.1373
2007-09-26 03:01 | 9 | 26 | 3 | 269 | 6435 | 71.06 | 7.4343 | 0 | Heating | 7.4343 | 4 | 5.9474 | 5.9474 | 0 | 6 | 0 | 0 | 4 | 0 | 0 | 0 | 6 | 0 | 1.1895 | 0.00045749 | 1 | 0.5 | 0 | 8.2745 | 0 | 8.2745 | 6.0688 | 0 | 0.34738 | 0.00026722 | 1 | 0.5 | 0 | 4.1373 | 0 | 4.1373
2007-09-26 04:01 | 9 | 26 | 4 | 269 | 6436 | 71.06 | 20.5611 | 0 | Heating | 20.5611 | 4 | 16.4488 | 16.4488 | 0 | 6 | 0 | 0 | 4 | 0 | 0 | 0 | 6 | 0 | 3.2898 | 0.0012653 | 1 | 0.5 | 0 | 8.2745 | 0 | 8.2745 | 16.7845 | 0 | 0.96076 | 0.00073905 | 1 | 0.5 | 0 | 4.1373 | 0 | 4.1373
2007-09-26 05:01 | 9 | 26 | 5 | 269 | 6437 | 71.06 | 71.1358 | 0 | Heating | 71.1358 | 4 | 56.9086 | 56.9086 | 0 | 6 | 0 | 0 | 4 | 0 | 0 | 0 | 6 | 0 | 11.3817 | 0.0043776 | 1 | 0.5 | 0 | 8.2745 | 0 | 8.2745 | 58.07 | 0 | 3.324 | 0.0025569 | 1 | 0.5 | 0 | 4.1373 | 0 | 4.1373
2007-09-26 06:01 | 9 | 26 | 6 | 269 | 6438 | 69.08 | 705.488 | 0 | Heating | 705.488 | 4 | 564.3904 | 564.3904 | 0 | 6 | 0 | 0 | 4 | 0 | 0 | 0 | 6 | 0 | 112.8781 | 0.043415 | 1 | 0.5 | 0 | 8.2745 | 0 | 8.2745 | 575.9086 | 0 | 32.9656 | 0.025358 | 1 | 0.5 | 0 | 4.1373 | 0 | 4.1373
2007-09-26 07:01 | 9 | 26 | 7 | 269 | 6439 | 69.98 | 893.4099 | 0 | Heating | 893.4099 | 4 | 714.7279 | 714.7279 | 0 | 6 | 0 | 0 | 4 | 0 | 0 | 0 | 6 | 0 | 142.9456 | 0.054979 | 1 | 0.5 | 0 | 8.2745 | 0 | 8.2745 | 729.3142 | 0 | 41.7467 | 0.032113 | 1 | 0.5 | 0 | 4.1373 | 0 | 4.1373
2007-09-26 08:01 | 9 | 26 | 8 | 269 | 6440 | 69.98 | 765.5738 | 0 | Heating | 765.5738 | 4 | 612.4591 | 612.4591 | 0 | 6 | 0 | 0 | 4 | 0 | 0 | 0 | 6 | 0 | 122.4918 | 0.047112 | 1 | 0.5 | 0 | 8.2745 | 0 | 8.2745 | 624.9582 | 0 | 35.7732 | 0.027518 | 1 | 0.5 | 0 | 4.1373 | 0 | 4.1373
2007-09-26 09:01 | 9 | 26 | 9 | 269 | 6441 | 75.02 | 315.0361 | 0 | Heating | 315.0361 | 4 | 252.0289 | 252.0289 | 0 | 6 | 0 | 0 | 4 | 0 | 0 | 0 | 6 | 0 | 50.4058 | 0.019387 | 1 | 0.5 | 0 | 8.2745 | 0 | 8.2745 | 257.1724 | 0 | 14.7208 | 0.011324 | 1 | 0.5 | 0 | 4.1373 | 0 | 4.1373
2007-09-26 10:01 | 9 | 26 | 10 | 269 | 6442 | 77 | 143.2078 | 0 | Heating | 143.2078 | 4 | 114.5663 | 114.5663 | 0 | 6 | 0 | 0 | 4 | 0 | 0 | 0 | 6 | 0 | 22.9133 | 0.0088128 | 1 | 0.5 | 0 | 8.2745 | 0 | 8.2745 | 116.9044 | 0 | 6.6917 | 0.0051475 | 1 | 0.5 | 0 | 4.1373 | 0 | 4.1373
2007-09-26 11:01 | 9 | 26 | 11 | 269 | 6443 | 77 | 63.6773 | 0 | Heating | 63.6773 | 4 | 50.9419 | 50.9419 | 0 | 6 | 0 | 0 | 4 | 0 | 0 | 0 | 6 | 0 | 10.1884 | 0.0039186 | 1 | 0.5 | 0 | 8.2745 | 0 | 8.2745 | 51.9815 | 0 | 2.9755 | 0.0022888 | 1 | 0.5 | 0 | 4.1373 | 0 | 4.1373
2007-09-26 12:01 | 9 | 26 | 12 | 269 | 6444 | 84.92 | 0 | 188.7286 | Cooling | 0 | 4 | 0 | 0 | 0 | 6 | 0 | 188.7286 | 4 | 235.9107 | 235.9107 | 0 | 6 | 0 | 23.5911 | 0.0090735 | 1 | 0.5 | 0 | 8.2745 | 0 | 8.2745 | 0 | 231.1925 | 28.8991 | 0.02223 | 1 | 0.5 | 0 | 4.1373 | 0 | 4.1373
2007-09-26 13:01 | 9 | 26 | 13 | 269 | 6445 | 86 | 0 | 656.6252 | Cooling | 0 | 4 | 0 | 0 | 0 | 6 | 0 | 656.6252 | 4 | 820.7815 | 820.7815 | 0 | 6 | 0 | 82.0782 | 0.031569 | 1 | 0.5 | 0 | 8.2745 | 0 | 8.2745 | 0 | 804.3659 | 100.5457 | 0.077343 | 1 | 0.5 | 0 | 4.1373 | 0 | 4.1373
2007-09-26 14:01 | 9 | 26 | 14 | 269 | 6446 | 86 | 0 | 1013.7513 | Cooling | 0 | 4 | 0 | 0 | 0 | 6 | 0 | 1013.7513 | 4 | 1267.1892 | 1267.1892 | 0 | 6 | 0 | 126.7189 | 0.048738 | 1 | 0.5 | 0 | 8.2745 | 0 | 8.2745 | 0 | 1241.8454 | 155.2307 | 0.11941 | 1 | 0.5 | 0 | 4.1373 | 0 | 4.1373
2007-09-26 15:01 | 9 | 26 | 15 | 269 | 6447 | 86 | 0 | 939.9736 | Cooling | 0 | 4 | 0 | 0 | 0 | 6 | 0 | 939.9736 | 4 | 1174.967 | 1174.967 | 0 | 6 | 0 | 117.4967 | 0.045191 | 1 | 0.5 | 0 | 8.2745 | 0 | 8.2745 | 0 | 1151.4676 | 143.9335 | 0.11072 | 1 | 0.5 | 0 | 4.1373 | 0 | 4.1373
2007-09-26 16:01 | 9 | 26 | 16 | 269 | 6448 | 87.98 | 0 | 838.2465 | Cooling | 0 | 4 | 0 | 0 | 0 | 6 | 0 | 838.2465 | 4 | 1047.8081 | 1047.8081 | 0 | 6 | 0 | 104.7808 | 0.0403 | 1 | 0.5 | 0 | 8.2745 | 0 | 8.2745 | 0 | 1026.852 | 128.3565 | 0.098736 | 1 | 0.5 | 0 | 4.1373 | 0 | 4.1373
2007-09-26 17:01 | 9 | 26 | 17 | 269 | 6449 | 87.98 | 0 | 658.7379 | Cooling | 0 | 4 | 0 | 0 | 0 | 6 | 0 | 658.7379 | 4 | 823.4224 | 823.4224 | 0 | 6 | 0 | 82.3422 | 0.03167 | 1 | 0.5 | 0 | 8.2745 | 0 | 8.2745 | 0 | 806.954 | 100.8692 | 0.077592 | 1 | 0.5 | 0 | 4.1373 | 0 | 4.1373
2007-09-26 18:01 | 9 | 26 | 18 | 269 | 6450 | 78.08 | 0 | 232.6338 | Cooling | 0 | 4 | 0 | 0 | 0 | 6 | 0 | 232.6338 | 4 | 290.7922 | 290.7922 | 0 | 6 | 0 | 29.0792 | 0.011184 | 1 | 0.5 | 0 | 8.2745 | 0 | 8.2745 | 0 | 284.9764 | 35.622 | 0.027402 | 1 | 0.5 | 0 | 4.1373 | 0 | 4.1373
2007-09-26 19:01 | 9 | 26 | 19 | 269 | 6451 | 77 | 0 | 106.9576 | Cooling | 0 | 4 | 0 | 0 | 0 | 6 | 0 | 106.9576 | 4 | 133.6971 | 133.6971 | 0 | 6 | 0 | 13.3697 | 0.0051422 | 1 | 0.5 | 0 | 8.2745 | 0 | 8.2745 | 0 | 131.0231 | 16.3779 | 0.012598 | 1 | 0.5 | 0 | 4.1373 | 0 | 4.1373
2007-09-26 20:01 | 9 | 26 | 20 | 269 | 6452 | 77 | 0 | 1.2775 | Cooling | 0 | 4 | 0 | 0 | 0 | 6 | 0 | 1.2775 | 4 | 1.5968 | 1.5968 | 0 | 6 | 0 | 0.15968 | 6.1417e-05 | 1 | 0.5 | 0 | 8.2745 | 0 | 8.2745 | 0 | 1.5649 | 0.19561 | 0.00015047 | 1 | 0.5 | 0 | 4.1373 | 0 | 4.1373
2007-09-26 21:01 | 9 | 26 | 21 | 269 | 6453 | 71.96 | 83.2036 | 0 | Heating | 83.2036 | 4 | 66.5629 | 66.5629 | 0 | 6 | 0 | 0 | 4 | 0 | 0 | 0 | 6 | 0 | 13.3126 | 0.0051202 | 1 | 0.5 | 0 | 8.2745 | 0 | 8.2745 | 67.9213 | 0 | 3.8879 | 0.0029907 | 1 | 0.5 | 0 | 4.1373 | 0 | 4.1373
2007-09-26 22:01 | 9 | 26 | 22 | 269 | 6454 | 71.06 | 175.974 | 0 | Heating | 175.974 | 4 | 140.7792 | 140.7792 | 0 | 6 | 0 | 0 | 4 | 0 | 0 | 0 | 6 | 0 | 28.1558 | 0.010829 | 1 | 0.5 | 0 | 8.2745 | 0 | 8.2745 | 143.6523 | 0 | 8.2228 | 0.0063252 | 1 | 0.5 | 0 | 4.1373 | 0 | 4.1373
2007-09-26 23:01 | 9 | 26 | 23 | 269 | 6455 | 71.06 | 239.3392 | 0 | Heating | 239.3392 | 4 | 191.4714 | 191.4714 | 0 | 6 | 0 | 0 | 4 | 0 | 0 | 0 | 6 | 0 | 38.2943 | 0.014729 | 1 | 0.5 | 0 | 8.2745 | 0 | 8.2745 | 195.379 | 0 | 11.1837 | 0.0086028 | 1 | 0.5 | 0 | 4.1373 | 0 | 4.1373
2007-09-27 00:01 | 9 | 27 | 0 | 270 | 6456 | 69.08 | 214.3172 | 0 | Heating | 214.3172 | 4 | 171.4538 | 171.4538 | 0 | 6 | 0 | 0 | 4 | 0 | 0 | 0 | 6 | 0 | 34.2908 | 0.013189 | 1 | 0.5 | 0 | 8.2745 | 0 | 8.2745 | 174.9528 | 0 | 10.0145 | 0.0077034 | 1 | 0.5 | 0 | 4.1373 | 0 | 4.1373
2007-09-27 01:01 | 9 | 27 | 1 | 270 | 6457 | 68 | 88.7563 | 0 | Heating | 88.7563 | 4 | 71.005 | 71.005 | 0 | 6 | 0 | 0 | 4 | 0 | 0 | 0 | 6 | 0 | 14.201 | 0.0054619 | 1 | 0.5 | 0 | 8.2745 | 0 | 8.2745 | 72.4541 | 0 | 4.1473 | 0.0031903 | 1 | 0.5 | 0 | 4.1373 | 0 | 4.1373
2007-09-27 02:01 | 9 | 27 | 2 | 270 | 6458 | 68 | 144.3274 | 0 | Heating | 144.3274 | 4 | 115.4619 | 115.4619 | 0 | 6 | 0 | 0 | 4 | 0 | 0 | 0 | 6 | 0 | 23.0924 | 0.0088817 | 1 | 0.5 | 0 | 8.2745 | 0 | 8.2745 | 117.8183 | 0 | 6.744 | 0.0051877 | 1 | 0.5 | 0 | 4.1373 | 0 | 4.1373
2007-09-27 03:01 | 9 | 27 | 3 | 270 | 6459 | 69.8 | 162.5357 | 0 | Heating | 162.5357 | 4 | 130.0286 | 130.0286 | 0 | 6 | 0 | 0 | 4 | 0 | 0 | 0 | 6 | 0 | 26.0057 | 0.010002 | 1 | 0.5 | 0 | 8.2745 | 0 | 8.2745 | 132.6822 | 0 | 7.5949 | 0.0058422 | 1 | 0.5 | 0 | 4.1373 | 0 | 4.1373
2007-09-27 04:01 | 9 | 27 | 4 | 270 | 6460 | 68 | 164.2783 | 0 | Heating | 164.2783 | 4 | 131.4227 | 131.4227 | 0 | 6 | 0 | 0 | 4 | 0 | 0 | 0 | 6 | 0 | 26.2845 | 0.010109 | 1 | 0.5 | 0 | 8.2745 | 0 | 8.2745 | 134.1047 | 0 | 7.6763 | 0.0059048 | 1 | 0.5 | 0 | 4.1373 | 0 | 4.1373
2007-09-27 05:01 | 9 | 27 | 5 | 270 | 6461 | 68 | 244.6192 | 0 | Heating | 244.6192 | 4 | 195.6954 | 195.6954 | 0 | 6 | 0 | 0 | 4 | 0 | 0 | 0 | 6 | 0 | 39.1391 | 0.015053 | 1 | 0.5 | 0 | 8.2745 | 0 | 8.2745 | 199.6892 | 0 | 11.4304 | 0.0087926 | 1 | 0.5 | 0 | 4.1373 | 0 | 4.1373
2007-09-27 06:01 | 9 | 27 | 6 | 270 | 6462 | 66.92 | 1214.426 | 0 | Heating | 1214.426 | 4 | 971.5408 | 971.5408 | 0 | 6 | 0 | 0 | 4 | 0 | 0 | 0 | 6 | 0 | 194.3082 | 0.074734 | 1 | 0.5 | 0 | 8.2745 | 0 | 8.2745 | 991.3682 | 0 | 56.7469 | 0.043651 | 1 | 0.5 | 0 | 4.1373 | 0 | 4.1373
2007-09-27 07:01 | 9 | 27 | 7 | 270 | 6463 | 68 | 1273.3765 | 0 | Heating | 1273.3765 | 4 | 1018.7012 | 1018.7012 | 0 | 6 | 0 | 0 | 4 | 0 | 0 | 0 | 6 | 0 | 203.7402 | 0.078362 | 1 | 0.5 | 0 | 8.2745 | 0 | 8.2745 | 1039.491 | 0 | 59.5015 | 0.04577 | 1 | 0.5 | 0 | 4.1373 | 0 | 4.1373
2007-09-27 08:01 | 9 | 27 | 8 | 270 | 6464 | 68 | 1168.8908 | 0 | Heating | 1168.8908 | 4 | 935.1126 | 935.1126 | 0 | 6 | 0 | 0 | 4 | 0 | 0 | 0 | 6 | 0 | 187.0225 | 0.071932 | 1 | 0.5 | 0 | 8.2745 | 0 | 8.2745 | 954.1966 | 0 | 54.6192 | 0.042015 | 1 | 0.5 | 0 | 4.1373 | 0 | 4.1373
2007-09-27 09:01 | 9 | 27 | 9 | 270 | 6465 | 73.04 | 620.0445 | 0 | Heating | 620.0445 | 4 | 496.0356 | 496.0356 | 0 | 6 | 0 | 0 | 4 | 0 | 0 | 0 | 6 | 0 | 99.2071 | 0.038157 | 1 | 0.5 | 0 | 8.2745 | 0 | 8.2745 | 506.1587 | 0 | 28.973 | 0.022287 | 1 | 0.5 | 0 | 4.1373 | 0 | 4.1373
2007-09-27 10:01 | 9 | 27 | 10 | 270 | 6466 | 71.06 | 11.1209 | 0 | Heating | 11.1209 | 4 | 8.8967 | 8.8967 | 0 | 6 | 0 | 0 | 4 | 0 | 0 | 0 | 6 | 0 | 1.7793 | 0.00068437 | 1 | 0.5 | 0 | 8.2745 | 0 | 8.2745 | 9.0783 | 0 | 0.51965 | 0.00039973 | 1 | 0.5 | 0 | 4.1373 | 0 | 4.1373
2007-09-27 11:01 | 9 | 27 | 11 | 270 | 6467 | 71.06 | 0 | 552.4356 | Cooling | 0 | 4 | 0 | 0 | 0 | 6 | 0 | 552.4356 | 4 | 690.5445 | 690.5445 | 0 | 6 | 0 | 69.0544 | 0.026559 | 1 | 0.5 | 0 | 8.2745 | 0 | 8.2745 | 0 | 676.7336 | 84.5917 | 0.065071 | 1 | 0.5 | 0 | 4.1373 | 0 | 4.1373
2007-09-27 12:01 | 9 | 27 | 12 | 270 | 6468 | 78.08 | 0 | 1401.9165 | Cooling | 0 | 4 | 0 | 0 | 0 | 6 | 0 | 1401.9165 | 4 | 1752.3956 | 1752.3956 | 0 | 6 | 0 | 175.2396 | 0.0674 | 1 | 0.5 | 0 | 8.2745 | 0 | 8.2745 | 0 | 1717.3477 | 214.6685 | 0.16513 | 1 | 0.5 | 0 | 4.1373 | 0 | 4.1373
2007-09-27 13:01 | 9 | 27 | 13 | 270 | 6469 | 78.98 | 0 | 1988.9692 | Cooling | 0 | 4 | 0 | 0 | 0 | 6 | 0 | 1988.9692 | 4 | 2486.2115 | 2486.2115 | 0 | 6 | 0 | 248.6212 | 0.095624 | 1 | 0.5 | 0 | 8.2745 | 0 | 8.2745 | 0 | 2436.4873 | 304.5609 | 0.23428 | 1 | 0.5 | 0 | 4.1373 | 0 | 4.1373
2007-09-27 14:01 | 9 | 27 | 14 | 270 | 6470 | 78.98 | 0 | 2306.9243 | Cooling | 0 | 4 | 0 | 0 | 0 | 6 | 0 | 2306.9243 | 4 | 2883.6554 | 2883.6554 | 0 | 6 | 0 | 288.3655 | 0.11091 | 1 | 0.5 | 0 | 8.2745 | 0 | 8.2745 | 0 | 2825.9823 | 353.2478 | 0.27173 | 1 | 0.54346 | 0 | 5.0115 | 0 | 5.0115
2007-09-27 15:01 | 9 | 27 | 15 | 270 | 6471 | 82.94 | 0 | 2558.9452 | Cooling | 0 | 4 | 0 | 0 | 0 | 6 | 0 | 2558.9452 | 4 | 3198.6815 | 3198.6815 | 0 | 6 | 0 | 319.8682 | 0.12303 | 1 | 0.5 | 0 | 8.2745 | 0 | 8.2745 | 0 | 3134.7079 | 391.8385 | 0.30141 | 1 | 0.60283 | 0 | 6.361 | 0 | 6.361
2007-09-27 16:01 | 9 | 27 | 16 | 270 | 6472 | 82.04 | 0 | 2531.3334 | Cooling | 0 | 4 | 0 | 0 | 0 | 6 | 0 | 2531.3334 | 4 | 3164.1668 | 3164.1668 | 0 | 6 | 0 | 316.4167 | 0.1217 | 1 | 0.5 | 0 | 8.2745 | 0 | 8.2745 | 0 | 3100.8834 | 387.6104 | 0.29816 | 1 | 0.59632 | 0 | 6.2043 | 0 | 6.2043
2007-09-27 17:01 | 9 | 27 | 17 | 270 | 6473 | 82.04 | 0 | 2365.4373 | Cooling | 0 | 4 | 0 | 0 | 0 | 6 | 0 | 2365.4373 | 4 | 2956.7967 | 2956.7967 | 0 | 6 | 0 | 295.6797 | 0.11372 | 1 | 0.5 | 0 | 8.2745 | 0 | 8.2745 | 0 | 2897.6607 | 362.2076 | 0.27862 | 1 | 0.55724 | 0 | 5.3087 | 0 | 5.3087
2007-09-27 18:01 | 9 | 27 | 18 | 270 | 6474 | 75.2 | 0 | 1279.996 | Cooling | 0 | 4 | 0 | 0 | 0 | 6 | 0 | 1279.996 | 4 | 1599.995 | 1599.995 | 0 | 6 | 0 | 159.9995 | 0.061538 | 1 | 0.5 | 0 | 8.2745 | 0 | 8.2745 | 0 | 1567.9951 | 195.9994 | 0.15077 | 1 | 0.5 | 0 | 4.1373 | 0 | 4.1373
2007-09-27 19:01 | 9 | 27 | 19 | 270 | 6475 | 71.6 | 0 | 370.9921 | Cooling | 0 | 4 | 0 | 0 | 0 | 6 | 0 | 370.9921 | 4 | 463.7401 | 463.7401 | 0 | 6 | 0 | 46.374 | 0.017836 | 1 | 0.5 | 0 | 8.2745 | 0 | 8.2745 | 0 | 454.4653 | 56.8082 | 0.043699 | 1 | 0.5 | 0 | 4.1373 | 0 | 4.1373
2007-09-27 20:01 | 9 | 27 | 20 | 270 | 6476 | 69.98 | 0 | 205.4057 | Cooling | 0 | 4 | 0 | 0 | 0 | 6 | 0 | 205.4057 | 4 | 256.7572 | 256.7572 | 0 | 6 | 0 | 25.6757 | 0.0098753 | 1 | 0.5 | 0 | 8.2745 | 0 | 8.2745 | 0 | 251.622 | 31.4528 | 0.024194 | 1 | 0.5 | 0 | 4.1373 | 0 | 4.1373
2007-09-27 21:01 | 9 | 27 | 21 | 270 | 6477 | 69.08 | 0 | 103.7799 | Cooling | 0 | 4 | 0 | 0 | 0 | 6 | 0 | 103.7799 | 4 | 129.7249 | 129.7249 | 0 | 6 | 0 | 12.9725 | 0.0049894 | 1 | 0.5 | 0 | 8.2745 | 0 | 8.2745 | 0 | 127.1304 | 15.8913 | 0.012224 | 1 | 0.5 | 0 | 4.1373 | 0 | 4.1373
2007-09-27 22:01 | 9 | 27 | 22 | 270 | 6478 | 66.92 | 69.8903 | 0 | Heating | 69.8903 | 4 | 55.9122 | 55.9122 | 0 | 6 | 0 | 0 | 4 | 0 | 0 | 0 | 6 | 0 | 11.1824 | 0.0043009 | 1 | 0.5 | 0 | 8.2745 | 0 | 8.2745 | 57.0533 | 0 | 3.2658 | 0.0025121 | 1 | 0.5 | 0 | 4.1373 | 0 | 4.1373
2007-09-27 23:01 | 9 | 27 | 23 | 270 | 6479 | 66.92 | 119.3277 | 0 | Heating | 119.3277 | 4 | 95.4622 | 95.4622 | 0 | 6 | 0 | 0 | 4 | 0 | 0 | 0 | 6 | 0 | 19.0924 | 0.0073432 | 1 | 0.5 | 0 | 8.2745 | 0 | 8.2745 | 97.4104 | 0 | 5.5759 | 0.0042891 | 1 | 0.5 | 0 | 4.1373 | 0 | 4.1373
2007-09-28 00:01 | 9 | 28 | 0 | 271 | 6480 | 69.8 | 47.2304 | 0 | Heating | 47.2304 | 4 | 37.7843 | 37.7843 | 0 | 6 | 0 | 0 | 4 | 0 | 0 | 0 | 6 | 0 | 7.5569 | 0.0029065 | 1 | 0.5 | 0 | 8.2745 | 0 | 8.2745 | 38.5555 | 0 | 2.207 | 0.0016977 | 1 | 0.5 | 0 | 4.1373 | 0 | 4.1373
2007-09-28 01:01 | 9 | 28 | 1 | 271 | 6481 | 64.94 | 0 | 1.0445 | Cooling | 0 | 4 | 0 | 0 | 0 | 6 | 0 | 1.0445 | 4 | 1.3056 | 1.3056 | 0 | 6 | 0 | 0.13056 | 5.0214e-05 | 1 | 0.5 | 0 | 8.2745 | 0 | 8.2745 | 0 | 1.2795 | 0.15993 | 0.00012302 | 1 | 0.5 | 0 | 4.1373 | 0 | 4.1373
2007-09-28 02:01 | 9 | 28 | 2 | 271 | 6482 | 64.94 | 23.167 | 0 | Heating | 23.167 | 4 | 18.5336 | 18.5336 | 0 | 6 | 0 | 0 | 4 | 0 | 0 | 0 | 6 | 0 | 3.7067 | 0.0014257 | 1 | 0.5 | 0 | 8.2745 | 0 | 8.2745 | 18.9118 | 0 | 1.0825 | 0.00083272 | 1 | 0.5 | 0 | 4.1373 | 0 | 4.1373
2007-09-28 03:01 | 9 | 28 | 3 | 271 | 6483 | 64.04 | 52.9114 | 0 | Heating | 52.9114 | 4 | 42.3292 | 42.3292 | 0 | 6 | 0 | 0 | 4 | 0 | 0 | 0 | 6 | 0 | 8.4658 | 0.0032561 | 1 | 0.5 | 0 | 8.2745 | 0 | 8.2745 | 43.193 | 0 | 2.4724 | 0.0019019 | 1 | 0.5 | 0 | 4.1373 | 0 | 4.1373
2007-09-28 04:01 | 9 | 28 | 4 | 271 | 6484 | 62.96 | 88.647 | 0 | Heating | 88.647 | 4 | 70.9176 | 70.9176 | 0 | 6 | 0 | 0 | 4 | 0 | 0 | 0 | 6 | 0 | 14.1835 | 0.0054552 | 1 | 0.5 | 0 | 8.2745 | 0 | 8.2745 | 72.3649 | 0 | 4.1422 | 0.0031863 | 1 | 0.5 | 0 | 4.1373 | 0 | 4.1373
2007-09-28 05:01 | 9 | 28 | 5 | 271 | 6485 | 62.96 | 185.8115 | 0 | Heating | 185.8115 | 4 | 148.6492 | 148.6492 | 0 | 6 | 0 | 0 | 4 | 0 | 0 | 0 | 6 | 0 | 29.7298 | 0.011435 | 1 | 0.5 | 0 | 8.2745 | 0 | 8.2745 | 151.6829 | 0 | 8.6825 | 0.0066788 | 1 | 0.5 | 0 | 4.1373 | 0 | 4.1373
2007-09-28 06:01 | 9 | 28 | 6 | 271 | 6486 | 62.06 | 1085.5493 | 0 | Heating | 1085.5493 | 4 | 868.4395 | 868.4395 | 0 | 6 | 0 | 0 | 4 | 0 | 0 | 0 | 6 | 0 | 173.6879 | 0.066803 | 1 | 0.5 | 0 | 8.2745 | 0 | 8.2745 | 886.1627 | 0 | 50.7248 | 0.039019 | 1 | 0.5 | 0 | 4.1373 | 0 | 4.1373
2007-09-28 07:01 | 9 | 28 | 7 | 271 | 6487 | 60.98 | 1069.5869 | 0 | Heating | 1069.5869 | 4 | 855.6696 | 855.6696 | 0 | 6 | 0 | 0 | 4 | 0 | 0 | 0 | 6 | 0 | 171.1339 | 0.065821 | 1 | 0.5 | 0 | 8.2745 | 0 | 8.2745 | 873.1322 | 0 | 49.9789 | 0.038445 | 1 | 0.5 | 0 | 4.1373 | 0 | 4.1373
2007-09-28 08:01 | 9 | 28 | 8 | 271 | 6488 | 60.98 | 1117.512 | 0 | Heating | 1117.512 | 4 | 894.0096 | 894.0096 | 0 | 6 | 0 | 0 | 4 | 0 | 0 | 0 | 6 | 0 | 178.8019 | 0.06877 | 1 | 0.5 | 0 | 8.2745 | 0 | 8.2745 | 912.2547 | 0 | 52.2184 | 0.040168 | 1 | 0.5 | 0 | 4.1373 | 0 | 4.1373
2007-09-28 09:01 | 9 | 28 | 9 | 271 | 6489 | 64.94 | 826.981 | 0 | Heating | 826.981 | 4 | 661.5848 | 661.5848 | 0 | 6 | 0 | 0 | 4 | 0 | 0 | 0 | 6 | 0 | 132.317 | 0.050891 | 1 | 0.5 | 0 | 8.2745 | 0 | 8.2745 | 675.0865 | 0 | 38.6426 | 0.029725 | 1 | 0.5 | 0 | 4.1373 | 0 | 4.1373
2007-09-28 10:01 | 9 | 28 | 10 | 271 | 6490 | 66.92 | 494.3213 | 0 | Heating | 494.3213 | 4 | 395.457 | 395.457 | 0 | 6 | 0 | 0 | 4 | 0 | 0 | 0 | 6 | 0 | 79.0914 | 0.03042 | 1 | 0.5 | 0 | 8.2745 | 0 | 8.2745 | 403.5276 | 0 | 23.0983 | 0.017768 | 1 | 0.5 | 0 | 4.1373 | 0 | 4.1373
2007-09-28 11:01 | 9 | 28 | 11 | 271 | 6491 | 66.92 | 106.4461 | 0 | Heating | 106.4461 | 4 | 85.1568 | 85.1568 | 0 | 6 | 0 | 0 | 4 | 0 | 0 | 0 | 6 | 0 | 17.0314 | 0.0065505 | 1 | 0.5 | 0 | 8.2745 | 0 | 8.2745 | 86.8947 | 0 | 4.9739 | 0.0038261 | 1 | 0.5 | 0 | 4.1373 | 0 | 4.1373
2007-09-28 12:01 | 9 | 28 | 12 | 271 | 6492 | 66.92 | 0 | 440.8297 | Cooling | 0 | 4 | 0 | 0 | 0 | 6 | 0 | 440.8297 | 4 | 551.0371 | 551.0371 | 0 | 6 | 0 | 55.1037 | 0.021194 | 1 | 0.5 | 0 | 8.2745 | 0 | 8.2745 | 0 | 540.0164 | 67.502 | 0.051925 | 1 | 0.5 | 0 | 4.1373 | 0 | 4.1373
2007-09-28 13:01 | 9 | 28 | 13 | 271 | 6493 | 66.02 | 0 | 1423.8488 | Cooling | 0 | 4 | 0 | 0 | 0 | 6 | 0 | 1423.8488 | 4 | 1779.811 | 1779.811 | 0 | 6 | 0 | 177.9811 | 0.068454 | 1 | 0.5 | 0 | 8.2745 | 0 | 8.2745 | 0 | 1744.2147 | 218.0268 | 0.16771 | 1 | 0.5 | 0 | 4.1373 | 0 | 4.1373
2007-09-28 14:01 | 9 | 28 | 14 | 271 | 6494 | 66.02 | 0 | 1586.7296 | Cooling | 0 | 4 | 0 | 0 | 0 | 6 | 0 | 1586.7296 | 4 | 1983.412 | 1983.412 | 0 | 6 | 0 | 198.3412 | 0.076285 | 1 | 0.5 | 0 | 8.2745 | 0 | 8.2745 | 0 | 1943.7438 | 242.968 | 0.1869 | 1 | 0.5 | 0 | 4.1373 | 0 | 4.1373
2007-09-28 15:01 | 9 | 28 | 15 | 271 | 6495 | 66.02 | 0 | 1792.9218 | Cooling | 0 | 4 | 0 | 0 | 0 | 6 | 0 | 1792.9218 | 4 | 2241.1523 | 2241.1523 | 0 | 6 | 0 | 224.1152 | 0.086198 | 1 | 0.5 | 0 | 8.2745 | 0 | 8.2745 | 0 | 2196.3292 | 274.5412 | 0.21119 | 1 | 0.5 | 0 | 4.1373 | 0 | 4.1373
2007-09-28 16:01 | 9 | 28 | 16 | 271 | 6496 | 64.4 | 0 | 1813.4434 | Cooling | 0 | 4 | 0 | 0 | 0 | 6 | 0 | 1813.4434 | 4 | 2266.8043 | 2266.8043 | 0 | 6 | 0 | 226.6804 | 0.087185 | 1 | 0.5 | 0 | 8.2745 | 0 | 8.2745 | 0 | 2221.4682 | 277.6835 | 0.2136 | 1 | 0.5 | 0 | 4.1373 | 0 | 4.1373
2007-09-28 17:01 | 9 | 28 | 17 | 271 | 6497 | 59 | 0 | 1671.7786 | Cooling | 0 | 4 | 0 | 0 | 0 | 6 | 0 | 1671.7786 | 4 | 2089.7232 | 2089.7232 | 0 | 6 | 0 | 208.9723 | 0.080374 | 1 | 0.5 | 0 | 8.2745 | 0 | 8.2745 | 0 | 2047.9287 | 255.9911 | 0.19692 | 1 | 0.5 | 0 | 4.1373 | 0 | 4.1373
2007-09-28 18:01 | 9 | 28 | 18 | 271 | 6498 | 57.92 | 0 | 497.603 | Cooling | 0 | 4 | 0 | 0 | 0 | 6 | 0 | 497.603 | 4 | 622.0037 | 622.0037 | 0 | 6 | 0 | 62.2004 | 0.023923 | 1 | 0.5 | 0 | 8.2745 | 0 | 8.2745 | 0 | 609.5636 | 76.1955 | 0.058612 | 1 | 0.5 | 0 | 4.1373 | 0 | 4.1373
2007-09-28 19:01 | 9 | 28 | 19 | 271 | 6499 | 57.02 | 0 | 85.3817 | Cooling | 0 | 4 | 0 | 0 | 0 | 6 | 0 | 85.3817 | 4 | 106.7272 | 106.7272 | 0 | 6 | 0 | 10.6727 | 0.0041049 | 1 | 0.5 | 0 | 8.2745 | 0 | 8.2745 | 0 | 104.5926 | 13.0741 | 0.010057 | 1 | 0.5 | 0 | 4.1373 | 0 | 4.1373
2007-09-28 20:01 | 9 | 28 | 20 | 271 | 6500 | 57.02 | 2.9495 | 0 | Heating | 2.9495 | 4 | 2.3596 | 2.3596 | 0 | 6 | 0 | 0 | 4 | 0 | 0 | 0 | 6 | 0 | 0.47192 | 0.00018151 | 1 | 0.5 | 0 | 8.2745 | 0 | 8.2745 | 2.4077 | 0 | 0.13782 | 0.00010602 | 1 | 0.5 | 0 | 4.1373 | 0 | 4.1373
2007-09-28 21:01 | 9 | 28 | 21 | 271 | 6501 | 55.94 | 66.7312 | 0 | Heating | 66.7312 | 4 | 53.385 | 53.385 | 0 | 6 | 0 | 0 | 4 | 0 | 0 | 0 | 6 | 0 | 10.677 | 0.0041065 | 1 | 0.5 | 0 | 8.2745 | 0 | 8.2745 | 54.4744 | 0 | 3.1182 | 0.0023986 | 1 | 0.5 | 0 | 4.1373 | 0 | 4.1373
2007-09-28 22:01 | 9 | 28 | 22 | 271 | 6502 | 55.94 | 41.8745 | 0 | Heating | 41.8745 | 4 | 33.4996 | 33.4996 | 0 | 6 | 0 | 0 | 4 | 0 | 0 | 0 | 6 | 0 | 6.6999 | 0.0025769 | 1 | 0.5 | 0 | 8.2745 | 0 | 8.2745 | 34.1833 | 0 | 1.9567 | 0.0015051 | 1 | 0.5 | 0 | 4.1373 | 0 | 4.1373
2007-09-28 23:01 | 9 | 28 | 23 | 271 | 6503 | 55.94 | 75.681 | 0 | Heating | 75.681 | 4 | 60.5448 | 60.5448 | 0 | 6 | 0 | 0 | 4 | 0 | 0 | 0 | 6 | 0 | 12.109 | 0.0046573 | 1 | 0.5 | 0 | 8.2745 | 0 | 8.2745 | 61.7804 | 0 | 3.5364 | 0.0027203 | 1 | 0.5 | 0 | 4.1373 | 0 | 4.1373
2007-09-29 00:01 | 9 | 29 | 0 | 272 | 6504 | 57.92 | 17.4096 | 0 | Heating | 17.4096 | 4 | 13.9277 | 13.9277 | 0 | 6 | 0 | 0 | 4 | 0 | 0 | 0 | 6 | 0 | 2.7855 | 0.0010714 | 1 | 0.5 | 0 | 8.2745 | 0 | 8.2745 | 14.2119 | 0 | 0.81351 | 0.00062577 | 1 | 0.5 | 0 | 4.1373 | 0 | 4.1373
2007-09-29 01:01 | 9 | 29 | 1 | 272 | 6505 | 57.02 | 0 | 45.2939 | Cooling | 0 | 4 | 0 | 0 | 0 | 6 | 0 | 45.2939 | 4 | 56.6173 | 56.6173 | 0 | 6 | 0 | 5.6617 | 0.0021776 | 1 | 0.5 | 0 | 8.2745 | 0 | 8.2745 | 0 | 55.485 | 6.9356 | 0.0053351 | 1 | 0.5 | 0 | 4.1373 | 0 | 4.1373
2007-09-29 02:01 | 9 | 29 | 2 | 272 | 6506 | 57.02 | 0 | 34.6617 | Cooling | 0 | 4 | 0 | 0 | 0 | 6 | 0 | 34.6617 | 4 | 43.3271 | 43.3271 | 0 | 6 | 0 | 4.3327 | 0.0016664 | 1 | 0.5 | 0 | 8.2745 | 0 | 8.2745 | 0 | 42.4605 | 5.3076 | 0.0040827 | 1 | 0.5 | 0 | 4.1373 | 0 | 4.1373
2007-09-29 03:01 | 9 | 29 | 3 | 272 | 6507 | 57.02 | 0 | 58.241 | Cooling | 0 | 4 | 0 | 0 | 0 | 6 | 0 | 58.241 | 4 | 72.8013 | 72.8013 | 0 | 6 | 0 | 7.2801 | 0.0028 | 1 | 0.5 | 0 | 8.2745 | 0 | 8.2745 | 0 | 71.3453 | 8.9182 | 0.0068601 | 1 | 0.5 | 0 | 4.1373 | 0 | 4.1373
2007-09-29 04:01 | 9 | 29 | 4 | 272 | 6508 | 55.04 | 0 | 47.8442 | Cooling | 0 | 4 | 0 | 0 | 0 | 6 | 0 | 47.8442 | 4 | 59.8053 | 59.8053 | 0 | 6 | 0 | 5.9805 | 0.0023002 | 1 | 0.5 | 0 | 8.2745 | 0 | 8.2745 | 0 | 58.6092 | 7.3261 | 0.0056355 | 1 | 0.5 | 0 | 4.1373 | 0 | 4.1373
2007-09-29 05:01 | 9 | 29 | 5 | 272 | 6509 | 55.04 | 0 | 7.1246 | Cooling | 0 | 4 | 0 | 0 | 0 | 6 | 0 | 7.1246 | 4 | 8.9057 | 8.9057 | 0 | 6 | 0 | 0.89057 | 0.00034253 | 1 | 0.5 | 0 | 8.2745 | 0 | 8.2745 | 0 | 8.7276 | 1.091 | 0.00083919 | 1 | 0.5 | 0 | 4.1373 | 0 | 4.1373
2007-09-29 06:01 | 9 | 29 | 6 | 272 | 6510 | 51.98 | 90.5216 | 0 | Heating | 90.5216 | 4 | 72.4173 | 72.4173 | 0 | 6 | 0 | 0 | 4 | 0 | 0 | 0 | 6 | 0 | 14.4835 | 0.0055706 | 1 | 0.5 | 0 | 8.2745 | 0 | 8.2745 | 73.8952 | 0 | 4.2298 | 0.0032537 | 1 | 0.5 | 0 | 4.1373 | 0 | 4.1373
2007-09-29 07:01 | 9 | 29 | 7 | 272 | 6511 | 55.04 | 420.2562 | 0 | Heating | 420.2562 | 4 | 336.205 | 336.205 | 0 | 6 | 0 | 0 | 4 | 0 | 0 | 0 | 6 | 0 | 67.241 | 0.025862 | 1 | 0.5 | 0 | 8.2745 | 0 | 8.2745 | 343.0663 | 0 | 19.6375 | 0.015106 | 1 | 0.5 | 0 | 4.1373 | 0 | 4.1373
2007-09-29 08:01 | 9 | 29 | 8 | 272 | 6512 | 55.04 | 1028.5796 | 0 | Heating | 1028.5796 | 4 | 822.8636 | 822.8636 | 0 | 6 | 0 | 0 | 4 | 0 | 0 | 0 | 6 | 0 | 164.5727 | 0.063297 | 1 | 0.5 | 0 | 8.2745 | 0 | 8.2745 | 839.6568 | 0 | 48.0628 | 0.036971 | 1 | 0.5 | 0 | 4.1373 | 0 | 4.1373
2007-09-29 09:01 | 9 | 29 | 9 | 272 | 6513 | 60.98 | 748.6784 | 0 | Heating | 748.6784 | 4 | 598.9427 | 598.9427 | 0 | 6 | 0 | 0 | 4 | 0 | 0 | 0 | 6 | 0 | 119.7885 | 0.046073 | 1 | 0.5 | 0 | 8.2745 | 0 | 8.2745 | 611.166 | 0 | 34.9837 | 0.026911 | 1 | 0.5 | 0 | 4.1373 | 0 | 4.1373
2007-09-29 10:01 | 9 | 29 | 10 | 272 | 6514 | 64.04 | 435.5332 | 0 | Heating | 435.5332 | 4 | 348.4265 | 348.4265 | 0 | 6 | 0 | 0 | 4 | 0 | 0 | 0 | 6 | 0 | 69.6853 | 0.026802 | 1 | 0.5 | 0 | 8.2745 | 0 | 8.2745 | 355.5373 | 0 | 20.3513 | 0.015655 | 1 | 0.5 | 0 | 4.1373 | 0 | 4.1373
2007-09-29 11:01 | 9 | 29 | 11 | 272 | 6515 | 64.04 | 108.7679 | 0 | Heating | 108.7679 | 4 | 87.0143 | 87.0143 | 0 | 6 | 0 | 0 | 4 | 0 | 0 | 0 | 6 | 0 | 17.4029 | 0.0066934 | 1 | 0.5 | 0 | 8.2745 | 0 | 8.2745 | 88.7901 | 0 | 5.0824 | 0.0039096 | 1 | 0.5 | 0 | 4.1373 | 0 | 4.1373
2007-09-29 12:01 | 9 | 29 | 12 | 272 | 6516 | 68 | 0 | 151.7087 | Cooling | 0 | 4 | 0 | 0 | 0 | 6 | 0 | 151.7087 | 4 | 189.6359 | 189.6359 | 0 | 6 | 0 | 18.9636 | 0.0072937 | 1 | 0.5 | 0 | 8.2745 | 0 | 8.2745 | 0 | 185.8432 | 23.2304 | 0.01787 | 1 | 0.5 | 0 | 4.1373 | 0 | 4.1373
2007-09-29 13:01 | 9 | 29 | 13 | 272 | 6517 | 69.08 | 0 | 365.6703 | Cooling | 0 | 4 | 0 | 0 | 0 | 6 | 0 | 365.6703 | 4 | 457.0878 | 457.0878 | 0 | 6 | 0 | 45.7088 | 0.01758 | 1 | 0.5 | 0 | 8.2745 | 0 | 8.2745 | 0 | 447.9461 | 55.9933 | 0.043072 | 1 | 0.5 | 0 | 4.1373 | 0 | 4.1373
2007-09-29 14:01 | 9 | 29 | 14 | 272 | 6518 | 69.08 | 0 | 772.3725 | Cooling | 0 | 4 | 0 | 0 | 0 | 6 | 0 | 772.3725 | 4 | 965.4656 | 965.4656 | 0 | 6 | 0 | 96.5466 | 0.037133 | 1 | 0.5 | 0 | 8.2745 | 0 | 8.2745 | 0 | 946.1563 | 118.2695 | 0.090977 | 1 | 0.5 | 0 | 4.1373 | 0 | 4.1373
2007-09-29 15:01 | 9 | 29 | 15 | 272 | 6519 | 69.98 | 0 | 768.6418 | Cooling | 0 | 4 | 0 | 0 | 0 | 6 | 0 | 768.6418 | 4 | 960.8022 | 960.8022 | 0 | 6 | 0 | 96.0802 | 0.036954 | 1 | 0.5 | 0 | 8.2745 | 0 | 8.2745 | 0 | 941.5861 | 117.6983 | 0.090537 | 1 | 0.5 | 0 | 4.1373 | 0 | 4.1373
2007-09-29 16:01 | 9 | 29 | 16 | 272 | 6520 | 69.08 | 0 | 715.9577 | Cooling | 0 | 4 | 0 | 0 | 0 | 6 | 0 | 715.9577 | 4 | 894.9472 | 894.9472 | 0 | 6 | 0 | 89.4947 | 0.034421 | 1 | 0.5 | 0 | 8.2745 | 0 | 8.2745 | 0 | 877.0482 | 109.631 | 0.084332 | 1 | 0.5 | 0 | 4.1373 | 0 | 4.1373
2007-09-29 17:01 | 9 | 29 | 17 | 272 | 6521 | 69.08 | 0 | 549.8741 | Cooling | 0 | 4 | 0 | 0 | 0 | 6 | 0 | 549.8741 | 4 | 687.3427 | 687.3427 | 0 | 6 | 0 | 68.7343 | 0.026436 | 1 | 0.5 | 0 | 8.2745 | 0 | 8.2745 | 0 | 673.5958 | 84.1995 | 0.064769 | 1 | 0.5 | 0 | 4.1373 | 0 | 4.1373
2007-09-29 18:01 | 9 | 29 | 18 | 272 | 6522 | 64.04 | 0 | 310.7078 | Cooling | 0 | 4 | 0 | 0 | 0 | 6 | 0 | 310.7078 | 4 | 388.3848 | 388.3848 | 0 | 6 | 0 | 38.8385 | 0.014938 | 1 | 0.5 | 0 | 8.2745 | 0 | 8.2745 | 0 | 380.6171 | 47.5771 | 0.036598 | 1 | 0.5 | 0 | 4.1373 | 0 | 4.1373
2007-09-29 19:01 | 9 | 29 | 19 | 272 | 6523 | 60.08 | 0 | 112.1459 | Cooling | 0 | 4 | 0 | 0 | 0 | 6 | 0 | 112.1459 | 4 | 140.1824 | 140.1824 | 0 | 6 | 0 | 14.0182 | 0.0053916 | 1 | 0.5 | 0 | 8.2745 | 0 | 8.2745 | 0 | 137.3787 | 17.1723 | 0.013209 | 1 | 0.5 | 0 | 4.1373 | 0 | 4.1373
2007-09-29 20:01 | 9 | 29 | 20 | 272 | 6524 | 60.08 | 0 | 104.418 | Cooling | 0 | 4 | 0 | 0 | 0 | 6 | 0 | 104.418 | 4 | 130.5226 | 130.5226 | 0 | 6 | 0 | 13.0523 | 0.0050201 | 1 | 0.5 | 0 | 8.2745 | 0 | 8.2745 | 0 | 127.9121 | 15.989 | 0.012299 | 1 | 0.5 | 0 | 4.1373 | 0 | 4.1373
2007-09-29 21:01 | 9 | 29 | 21 | 272 | 6525 | 53.96 | 0 | 8.8152 | Cooling | 0 | 4 | 0 | 0 | 0 | 6 | 0 | 8.8152 | 4 | 11.019 | 11.019 | 0 | 6 | 0 | 1.1019 | 0.00042381 | 1 | 0.5 | 0 | 8.2745 | 0 | 8.2745 | 0 | 10.7986 | 1.3498 | 0.0010383 | 1 | 0.5 | 0 | 4.1373 | 0 | 4.1373
2007-09-29 22:01 | 9 | 29 | 22 | 272 | 6526 | 51.98 | 8.6065 | 0 | Heating | 8.6065 | 4 | 6.8852 | 6.8852 | 0 | 6 | 0 | 0 | 4 | 0 | 0 | 0 | 6 | 0 | 1.377 | 0.00052963 | 1 | 0.5 | 0 | 8.2745 | 0 | 8.2745 | 7.0257 | 0 | 0.40216 | 0.00030935 | 1 | 0.5 | 0 | 4.1373 | 0 | 4.1373
2007-09-29 23:01 | 9 | 29 | 23 | 272 | 6527 | 51.98 | 34.8646 | 0 | Heating | 34.8646 | 4 | 27.8916 | 27.8916 | 0 | 6 | 0 | 0 | 4 | 0 | 0 | 0 | 6 | 0 | 5.5783 | 0.0021455 | 1 | 0.5 | 0 | 8.2745 | 0 | 8.2745 | 28.4609 | 0 | 1.6291 | 0.0012532 | 1 | 0.5 | 0 | 4.1373 | 0 | 4.1373
2007-09-30 00:01 | 9 | 30 | 0 | 273 | 6528 | 48.92 | 0 | 43.9074 | Cooling | 0 | 4 | 0 | 0 | 0 | 6 | 0 | 43.9074 | 4 | 54.8842 | 54.8842 | 0 | 6 | 0 | 5.4884 | 0.0021109 | 1 | 0.5 | 0 | 8.2745 | 0 | 8.2745 | 0 | 53.7865 | 6.7233 | 0.0051718 | 1 | 0.5 | 0 | 4.1373 | 0 | 4.1373
2007-09-30 01:01 | 9 | 30 | 1 | 273 | 6529 | 48.92 | 0 | 123.203 | Cooling | 0 | 4 | 0 | 0 | 0 | 6 | 0 | 123.203 | 4 | 154.0037 | 154.0037 | 0 | 6 | 0 | 15.4004 | 0.0059232 | 1 | 0.5 | 0 | 8.2745 | 0 | 8.2745 | 0 | 150.9236 | 18.8655 | 0.014512 | 1 | 0.5 | 0 | 4.1373 | 0 | 4.1373
2007-09-30 02:01 | 9 | 30 | 2 | 273 | 6530 | 48.92 | 0 | 119.8347 | Cooling | 0 | 4 | 0 | 0 | 0 | 6 | 0 | 119.8347 | 4 | 149.7934 | 149.7934 | 0 | 6 | 0 | 14.9793 | 0.0057613 | 1 | 0.5 | 0 | 8.2745 | 0 | 8.2745 | 0 | 146.7975 | 18.3497 | 0.014115 | 1 | 0.5 | 0 | 4.1373 | 0 | 4.1373
2007-09-30 03:01 | 9 | 30 | 3 | 273 | 6531 | 48.02 | 0 | 118.5365 | Cooling | 0 | 4 | 0 | 0 | 0 | 6 | 0 | 118.5365 | 4 | 148.1707 | 148.1707 | 0 | 6 | 0 | 14.8171 | 0.0056989 | 1 | 0.5 | 0 | 8.2745 | 0 | 8.2745 | 0 | 145.2073 | 18.1509 | 0.013962 | 1 | 0.5 | 0 | 4.1373 | 0 | 4.1373
2007-09-30 04:01 | 9 | 30 | 4 | 273 | 6532 | 46.94 | 0 | 105.7534 | Cooling | 0 | 4 | 0 | 0 | 0 | 6 | 0 | 105.7534 | 4 | 132.1918 | 132.1918 | 0 | 6 | 0 | 13.2192 | 0.0050843 | 1 | 0.5 | 0 | 8.2745 | 0 | 8.2745 | 0 | 129.5479 | 16.1935 | 0.012457 | 1 | 0.5 | 0 | 4.1373 | 0 | 4.1373
2007-09-30 05:01 | 9 | 30 | 5 | 273 | 6533 | 46.94 | 0 | 87.6854 | Cooling | 0 | 4 | 0 | 0 | 0 | 6 | 0 | 87.6854 | 4 | 109.6068 | 109.6068 | 0 | 6 | 0 | 10.9607 | 0.0042156 | 1 | 0.5 | 0 | 8.2745 | 0 | 8.2745 | 0 | 107.4147 | 13.4268 | 0.010328 | 1 | 0.5 | 0 | 4.1373 | 0 | 4.1373
2007-09-30 06:01 | 9 | 30 | 6 | 273 | 6534 | 44.96 | 303.1032 | 0 | Heating | 303.1032 | 4 | 242.4826 | 242.4826 | 0 | 6 | 0 | 0 | 4 | 0 | 0 | 0 | 6 | 0 | 48.4965 | 0.018653 | 1 | 0.5 | 0 | 8.2745 | 0 | 8.2745 | 247.4312 | 0 | 14.1632 | 0.010895 | 1 | 0.5 | 0 | 4.1373 | 0 | 4.1373
2007-09-30 07:01 | 9 | 30 | 7 | 273 | 6535 | 46.94 | 544.7773 | 0 | Heating | 544.7773 | 4 | 435.8218 | 435.8218 | 0 | 6 | 0 | 0 | 4 | 0 | 0 | 0 | 6 | 0 | 87.1644 | 0.033525 | 1 | 0.5 | 0 | 8.2745 | 0 | 8.2745 | 444.7161 | 0 | 25.456 | 0.019582 | 1 | 0.5 | 0 | 4.1373 | 0 | 4.1373
2007-09-30 08:01 | 9 | 30 | 8 | 273 | 6536 | 46.94 | 109.2854 | 0 | Heating | 109.2854 | 4 | 87.4283 | 87.4283 | 0 | 6 | 0 | 0 | 4 | 0 | 0 | 0 | 6 | 0 | 17.4857 | 0.0067253 | 1 | 0.5 | 0 | 8.2745 | 0 | 8.2745 | 89.2126 | 0 | 5.1066 | 0.0039282 | 1 | 0.5 | 0 | 4.1373 | 0 | 4.1373
2007-09-30 09:01 | 9 | 30 | 9 | 273 | 6537 | 53.96 | 0 | 379.7555 | Cooling | 0 | 4 | 0 | 0 | 0 | 6 | 0 | 379.7555 | 4 | 474.6943 | 474.6943 | 0 | 6 | 0 | 47.4694 | 0.018257 | 1 | 0.5 | 0 | 8.2745 | 0 | 8.2745 | 0 | 465.2005 | 58.1501 | 0.044731 | 1 | 0.5 | 0 | 4.1373 | 0 | 4.1373
2007-09-30 10:01 | 9 | 30 | 10 | 273 | 6538 | 59 | 0 | 753.7431 | Cooling | 0 | 4 | 0 | 0 | 0 | 6 | 0 | 753.7431 | 4 | 942.1789 | 942.1789 | 0 | 6 | 0 | 94.2179 | 0.036238 | 1 | 0.5 | 0 | 8.2745 | 0 | 8.2745 | 0 | 923.3353 | 115.4169 | 0.088782 | 1 | 0.5 | 0 | 4.1373 | 0 | 4.1373
2007-09-30 11:01 | 9 | 30 | 11 | 273 | 6539 | 59 | 0 | 1640.6864 | Cooling | 0 | 4 | 0 | 0 | 0 | 6 | 0 | 1640.6864 | 4 | 2050.858 | 2050.858 | 0 | 6 | 0 | 205.0858 | 0.078879 | 1 | 0.5 | 0 | 8.2745 | 0 | 8.2745 | 0 | 2009.8408 | 251.2301 | 0.19325 | 1 | 0.5 | 0 | 4.1373 | 0 | 4.1373
2007-09-30 12:01 | 9 | 30 | 12 | 273 | 6540 | 64.94 | 0 | 2056.7027 | Cooling | 0 | 4 | 0 | 0 | 0 | 6 | 0 | 2056.7027 | 4 | 2570.8784 | 2570.8784 | 0 | 6 | 0 | 257.0878 | 0.09888 | 1 | 0.5 | 0 | 8.2745 | 0 | 8.2745 | 0 | 2519.4608 | 314.9326 | 0.24226 | 1 | 0.5 | 0 | 4.1373 | 0 | 4.1373
2007-09-30 13:01 | 9 | 30 | 13 | 273 | 6541 | 64.04 | 0 | 2364.5647 | Cooling | 0 | 4 | 0 | 0 | 0 | 6 | 0 | 2364.5647 | 4 | 2955.7059 | 2955.7059 | 0 | 6 | 0 | 295.5706 | 0.11368 | 1 | 0.5 | 0 | 8.2745 | 0 | 8.2745 | 0 | 2896.5918 | 362.074 | 0.27852 | 1 | 0.55704 | 0 | 5.3042 | 0 | 5.3042
2007-09-30 14:01 | 9 | 30 | 14 | 273 | 6542 | 64.04 | 0 | 2314.45 | Cooling | 0 | 4 | 0 | 0 | 0 | 6 | 0 | 2314.45 | 4 | 2893.0625 | 2893.0625 | 0 | 6 | 0 | 289.3063 | 0.11127 | 1 | 0.5 | 0 | 8.2745 | 0 | 8.2745 | 0 | 2835.2013 | 354.4002 | 0.27262 | 1 | 0.54523 | 0 | 5.0492 | 0 | 5.0492
2007-09-30 15:01 | 9 | 30 | 15 | 273 | 6543 | 66.92 | 0 | 2322.1965 | Cooling | 0 | 4 | 0 | 0 | 0 | 6 | 0 | 2322.1965 | 4 | 2902.7457 | 2902.7457 | 0 | 6 | 0 | 290.2746 | 0.11164 | 1 | 0.5 | 0 | 8.2745 | 0 | 8.2745 | 0 | 2844.6908 | 355.5863 | 0.27353 | 1 | 0.54706 | 0 | 5.0881 | 0 | 5.0881
2007-09-30 16:01 | 9 | 30 | 16 | 273 | 6544 | 66.92 | 0 | 2153.1857 | Cooling | 0 | 4 | 0 | 0 | 0 | 6 | 0 | 2153.1857 | 4 | 2691.4822 | 2691.4822 | 0 | 6 | 0 | 269.1482 | 0.10352 | 1 | 0.5 | 0 | 8.2745 | 0 | 8.2745 | 0 | 2637.6525 | 329.7066 | 0.25362 | 1 | 0.50724 | 0 | 4.2764 | 0 | 4.2764
2007-09-30 17:01 | 9 | 30 | 17 | 273 | 6545 | 66.92 | 0 | 855.4447 | Cooling | 0 | 4 | 0 | 0 | 0 | 6 | 0 | 855.4447 | 4 | 1069.3059 | 1069.3059 | 0 | 6 | 0 | 106.9306 | 0.041127 | 1 | 0.5 | 0 | 8.2745 | 0 | 8.2745 | 0 | 1047.9198 | 130.99 | 0.10076 | 1 | 0.5 | 0 | 4.1373 | 0 | 4.1373
2007-09-30 18:01 | 9 | 30 | 18 | 273 | 6546 | 60.08 | 0 | 241.3729 | Cooling | 0 | 4 | 0 | 0 | 0 | 6 | 0 | 241.3729 | 4 | 301.7161 | 301.7161 | 0 | 6 | 0 | 30.1716 | 0.011604 | 1 | 0.5 | 0 | 8.2745 | 0 | 8.2745 | 0 | 295.6818 | 36.9602 | 0.028431 | 1 | 0.5 | 0 | 4.1373 | 0 | 4.1373
2007-09-30 19:01 | 9 | 30 | 19 | 273 | 6547 | 55.4 | 0 | 89.7086 | Cooling | 0 | 4 | 0 | 0 | 0 | 6 | 0 | 89.7086 | 4 | 112.1358 | 112.1358 | 0 | 6 | 0 | 11.2136 | 0.0043129 | 1 | 0.5 | 0 | 8.2745 | 0 | 8.2745 | 0 | 109.893 | 13.7366 | 0.010567 | 1 | 0.5 | 0 | 4.1373 | 0 | 4.1373
2007-09-30 20:01 | 9 | 30 | 20 | 273 | 6548 | 55.76 | 8.733 | 0 | Heating | 8.733 | 4 | 6.9864 | 6.9864 | 0 | 6 | 0 | 0 | 4 | 0 | 0 | 0 | 6 | 0 | 1.3973 | 0.00053741 | 1 | 0.5 | 0 | 8.2745 | 0 | 8.2745 | 7.129 | 0 | 0.40807 | 0.0003139 | 1 | 0.5 | 0 | 4.1373 | 0 | 4.1373
2007-09-30 21:01 | 9 | 30 | 21 | 273 | 6549 | 55.76 | 78.772 | 0 | Heating | 78.772 | 4 | 63.0176 | 63.0176 | 0 | 6 | 0 | 0 | 4 | 0 | 0 | 0 | 6 | 0 | 12.6035 | 0.0048475 | 1 | 0.5 | 0 | 8.2745 | 0 | 8.2745 | 64.3036 | 0 | 3.6808 | 0.0028314 | 1 | 0.5 | 0 | 4.1373 | 0 | 4.1373
2007-09-30 22:01 | 9 | 30 | 22 | 273 | 6550 | 56.84 | 144.3896 | 0 | Heating | 144.3896 | 4 | 115.5117 | 115.5117 | 0 | 6 | 0 | 0 | 4 | 0 | 0 | 0 | 6 | 0 | 23.1023 | 0.0088855 | 1 | 0.5 | 0 | 8.2745 | 0 | 8.2745 | 117.8691 | 0 | 6.7469 | 0.00519 | 1 | 0.5 | 0 | 4.1373 | 0 | 4.1373
2007-09-30 23:01 | 9 | 30 | 23 | 273 | 6551 | 56.84 | 130.2677 | 0 | Heating | 130.2677 | 4 | 104.2141 | 104.2141 | 0 | 6 | 0 | 0 | 4 | 0 | 0 | 0 | 6 | 0 | 20.8428 | 0.0080165 | 1 | 0.5 | 0 | 8.2745 | 0 | 8.2745 | 106.341 | 0 | 6.0871 | 0.0046824 | 1 | 0.5 | 0 | 4.1373 | 0 | 4.1373
2007-10-01 00:01 | 10 | 1 | 0 | 274 | 6552 | 56.48 | 39.3958 | 0 | Heating | 39.3958 | 4 | 31.5166 | 31.5166 | 0 | 6 | 0 | 0 | 4 | 0 | 0 | 0 | 6 | 0 | 6.3033 | 0.0024244 | 1 | 0.5 | 0 | 8.2745 | 0 | 8.2745 | 32.1598 | 0 | 1.8409 | 0.001416 | 1 | 0.5 | 0 | 4.1373 | 0 | 4.1373
2007-10-01 01:01 | 10 | 1 | 1 | 274 | 6553 | 56.3 | 0 | 106.9261 | Cooling | 0 | 4 | 0 | 0 | 0 | 6 | 0 | 106.9261 | 4 | 133.6577 | 133.6577 | 0 | 6 | 0 | 13.3658 | 0.0051407 | 1 | 0.5 | 0 | 8.2745 | 0 | 8.2745 | 0 | 130.9845 | 16.3731 | 0.012595 | 1 | 0.5 | 0 | 4.1373 | 0 | 4.1373
2007-10-01 02:01 | 10 | 1 | 2 | 274 | 6554 | 55.76 | 0 | 146.0857 | Cooling | 0 | 4 | 0 | 0 | 0 | 6 | 0 | 146.0857 | 4 | 182.6071 | 182.6071 | 0 | 6 | 0 | 18.2607 | 0.0070234 | 1 | 0.5 | 0 | 8.2745 | 0 | 8.2745 | 0 | 178.955 | 22.3694 | 0.017207 | 1 | 0.5 | 0 | 4.1373 | 0 | 4.1373
2007-10-01 03:01 | 10 | 1 | 3 | 274 | 6555 | 55.04 | 0 | 183.4273 | Cooling | 0 | 4 | 0 | 0 | 0 | 6 | 0 | 183.4273 | 4 | 229.2842 | 229.2842 | 0 | 6 | 0 | 22.9284 | 0.0088186 | 1 | 0.5 | 0 | 8.2745 | 0 | 8.2745 | 0 | 224.6985 | 28.0873 | 0.021606 | 1 | 0.5 | 0 | 4.1373 | 0 | 4.1373
2007-10-01 04:01 | 10 | 1 | 4 | 274 | 6556 | 54.68 | 0 | 307.1964 | Cooling | 0 | 4 | 0 | 0 | 0 | 6 | 0 | 307.1964 | 4 | 383.9955 | 383.9955 | 0 | 6 | 0 | 38.3996 | 0.014769 | 1 | 0.5 | 0 | 8.2745 | 0 | 8.2745 | 0 | 376.3156 | 47.0394 | 0.036184 | 1 | 0.5 | 0 | 4.1373 | 0 | 4.1373
2007-10-01 05:01 | 10 | 1 | 5 | 274 | 6557 | 54.68 | 0 | 345.1236 | Cooling | 0 | 4 | 0 | 0 | 0 | 6 | 0 | 345.1236 | 4 | 431.4045 | 431.4045 | 0 | 6 | 0 | 43.1405 | 0.016592 | 1 | 0.5 | 0 | 8.2745 | 0 | 8.2745 | 0 | 422.7764 | 52.8471 | 0.040652 | 1 | 0.5 | 0 | 4.1373 | 0 | 4.1373
2007-10-01 06:01 | 10 | 1 | 6 | 274 | 6558 | 55.22 | 0 | 316.1853 | Cooling | 0 | 4 | 0 | 0 | 0 | 6 | 0 | 316.1853 | 4 | 395.2316 | 395.2316 | 0 | 6 | 0 | 39.5232 | 0.015201 | 1 | 0.5 | 0 | 8.2745 | 0 | 8.2745 | 0 | 387.327 | 48.4159 | 0.037243 | 1 | 0.5 | 0 | 4.1373 | 0 | 4.1373
2007-10-01 07:01 | 10 | 1 | 7 | 274 | 6559 | 55.04 | 147.7151 | 0 | Heating | 147.7151 | 4 | 118.1721 | 118.1721 | 0 | 6 | 0 | 0 | 4 | 0 | 0 | 0 | 6 | 0 | 23.6344 | 0.0090902 | 1 | 0.5 | 0 | 8.2745 | 0 | 8.2745 | 120.5838 | 0 | 6.9023 | 0.0053095 | 1 | 0.5 | 0 | 4.1373 | 0 | 4.1373
2007-10-01 08:01 | 10 | 1 | 8 | 274 | 6560 | 55.04 | 0 | 555.402 | Cooling | 0 | 4 | 0 | 0 | 0 | 6 | 0 | 555.402 | 4 | 694.2525 | 694.2525 | 0 | 6 | 0 | 69.4253 | 0.026702 | 1 | 0.5 | 0 | 8.2745 | 0 | 8.2745 | 0 | 680.3675 | 85.0459 | 0.06542 | 1 | 0.5 | 0 | 4.1373 | 0 | 4.1373
2007-10-01 09:01 | 10 | 1 | 9 | 274 | 6561 | 57.02 | 0 | 650.1296 | Cooling | 0 | 4 | 0 | 0 | 0 | 6 | 0 | 650.1296 | 4 | 812.6621 | 812.6621 | 0 | 6 | 0 | 81.2662 | 0.031256 | 1 | 0.5 | 0 | 8.2745 | 0 | 8.2745 | 0 | 796.4088 | 99.5511 | 0.076578 | 1 | 0.5 | 0 | 4.1373 | 0 | 4.1373
2007-10-01 10:01 | 10 | 1 | 10 | 274 | 6562 | 59 | 0 | 778.6624 | Cooling | 0 | 4 | 0 | 0 | 0 | 6 | 0 | 778.6624 | 4 | 973.328 | 973.328 | 0 | 6 | 0 | 97.3328 | 0.037436 | 1 | 0.5 | 0 | 8.2745 | 0 | 8.2745 | 0 | 953.8615 | 119.2327 | 0.091717 | 1 | 0.5 | 0 | 4.1373 | 0 | 4.1373
2007-10-01 11:01 | 10 | 1 | 11 | 274 | 6563 | 59 | 0 | 1131.107 | Cooling | 0 | 4 | 0 | 0 | 0 | 6 | 0 | 1131.107 | 4 | 1413.8838 | 1413.8838 | 0 | 6 | 0 | 141.3884 | 0.05438 | 1 | 0.5 | 0 | 8.2745 | 0 | 8.2745 | 0 | 1385.6061 | 173.2008 | 0.13323 | 1 | 0.5 | 0 | 4.1373 | 0 | 4.1373
2007-10-01 12:01 | 10 | 1 | 12 | 274 | 6564 | 62.96 | 0 | 1397.7121 | Cooling | 0 | 4 | 0 | 0 | 0 | 6 | 0 | 1397.7121 | 4 | 1747.1401 | 1747.1401 | 0 | 6 | 0 | 174.714 | 0.067198 | 1 | 0.5 | 0 | 8.2745 | 0 | 8.2745 | 0 | 1712.1973 | 214.0247 | 0.16463 | 1 | 0.5 | 0 | 4.1373 | 0 | 4.1373
2007-10-01 13:01 | 10 | 1 | 13 | 274 | 6565 | 62.96 | 0 | 1579.6218 | Cooling | 0 | 4 | 0 | 0 | 0 | 6 | 0 | 1579.6218 | 4 | 1974.5273 | 1974.5273 | 0 | 6 | 0 | 197.4527 | 0.075943 | 1 | 0.5 | 0 | 8.2745 | 0 | 8.2745 | 0 | 1935.0367 | 241.8796 | 0.18606 | 1 | 0.5 | 0 | 4.1373 | 0 | 4.1373
2007-10-01 14:01 | 10 | 1 | 14 | 274 | 6566 | 62.96 | 0 | 1611.8668 | Cooling | 0 | 4 | 0 | 0 | 0 | 6 | 0 | 1611.8668 | 4 | 2014.8334 | 2014.8334 | 0 | 6 | 0 | 201.4833 | 0.077494 | 1 | 0.5 | 0 | 8.2745 | 0 | 8.2745 | 0 | 1974.5368 | 246.8171 | 0.18986 | 1 | 0.5 | 0 | 4.1373 | 0 | 4.1373
2007-10-01 15:01 | 10 | 1 | 15 | 274 | 6567 | 62.96 | 0 | 1810.4432 | Cooling | 0 | 4 | 0 | 0 | 0 | 6 | 0 | 1810.4432 | 4 | 2263.054 | 2263.054 | 0 | 6 | 0 | 226.3054 | 0.087041 | 1 | 0.5 | 0 | 8.2745 | 0 | 8.2745 | 0 | 2217.7929 | 277.2241 | 0.21325 | 1 | 0.5 | 0 | 4.1373 | 0 | 4.1373
2007-10-01 16:01 | 10 | 1 | 16 | 274 | 6568 | 62.06 | 0 | 1766.5429 | Cooling | 0 | 4 | 0 | 0 | 0 | 6 | 0 | 1766.5429 | 4 | 2208.1787 | 2208.1787 | 0 | 6 | 0 | 220.8179 | 0.08493 | 1 | 0.5 | 0 | 8.2745 | 0 | 8.2745 | 0 | 2164.0151 | 270.5019 | 0.20808 | 1 | 0.5 | 0 | 4.1373 | 0 | 4.1373
2007-10-01 17:01 | 10 | 1 | 17 | 274 | 6569 | 62.06 | 0 | 1311.038 | Cooling | 0 | 4 | 0 | 0 | 0 | 6 | 0 | 1311.038 | 4 | 1638.7975 | 1638.7975 | 0 | 6 | 0 | 163.8797 | 0.063031 | 1 | 0.5 | 0 | 8.2745 | 0 | 8.2745 | 0 | 1606.0215 | 200.7527 | 0.15443 | 1 | 0.5 | 0 | 4.1373 | 0 | 4.1373
2007-10-01 18:01 | 10 | 1 | 18 | 274 | 6570 | 59 | 0 | 557.285 | Cooling | 0 | 4 | 0 | 0 | 0 | 6 | 0 | 557.285 | 4 | 696.6063 | 696.6063 | 0 | 6 | 0 | 69.6606 | 0.026793 | 1 | 0.5 | 0 | 8.2745 | 0 | 8.2745 | 0 | 682.6741 | 85.3343 | 0.065642 | 1 | 0.5 | 0 | 4.1373 | 0 | 4.1373
2007-10-01 19:01 | 10 | 1 | 19 | 274 | 6571 | 53.96 | 0 | 308.7101 | Cooling | 0 | 4 | 0 | 0 | 0 | 6 | 0 | 308.7101 | 4 | 385.8877 | 385.8877 | 0 | 6 | 0 | 38.5888 | 0.014842 | 1 | 0.5 | 0 | 8.2745 | 0 | 8.2745 | 0 | 378.1699 | 47.2712 | 0.036362 | 1 | 0.5 | 0 | 4.1373 | 0 | 4.1373
2007-10-01 20:01 | 10 | 1 | 20 | 274 | 6572 | 53.96 | 0 | 202.1767 | Cooling | 0 | 4 | 0 | 0 | 0 | 6 | 0 | 202.1767 | 4 | 252.7209 | 252.7209 | 0 | 6 | 0 | 25.2721 | 0.00972 | 1 | 0.5 | 0 | 8.2745 | 0 | 8.2745 | 0 | 247.6664 | 30.9583 | 0.023814 | 1 | 0.5 | 0 | 4.1373 | 0 | 4.1373
2007-10-01 21:01 | 10 | 1 | 21 | 274 | 6573 | 53.06 | 0 | 134.4333 | Cooling | 0 | 4 | 0 | 0 | 0 | 6 | 0 | 134.4333 | 4 | 168.0416 | 168.0416 | 0 | 6 | 0 | 16.8042 | 0.0064631 | 1 | 0.5 | 0 | 8.2745 | 0 | 8.2745 | 0 | 164.6808 | 20.5851 | 0.015835 | 1 | 0.5 | 0 | 4.1373 | 0 | 4.1373
2007-10-01 22:01 | 10 | 1 | 22 | 274 | 6574 | 53.06 | 29.8334 | 0 | Heating | 29.8334 | 4 | 23.8667 | 23.8667 | 0 | 6 | 0 | 0 | 4 | 0 | 0 | 0 | 6 | 0 | 4.7733 | 0.0018359 | 1 | 0.5 | 0 | 8.2745 | 0 | 8.2745 | 24.3538 | 0 | 1.394 | 0.0010723 | 1 | 0.5 | 0 | 4.1373 | 0 | 4.1373
2007-10-01 23:01 | 10 | 1 | 23 | 274 | 6575 | 51.98 | 34.5234 | 0 | Heating | 34.5234 | 4 | 27.6187 | 27.6187 | 0 | 6 | 0 | 0 | 4 | 0 | 0 | 0 | 6 | 0 | 5.5237 | 0.0021245 | 1 | 0.5 | 0 | 8.2745 | 0 | 8.2745 | 28.1824 | 0 | 1.6132 | 0.0012409 | 1 | 0.5 | 0 | 4.1373 | 0 | 4.1373
2007-10-02 00:01 | 10 | 2 | 0 | 275 | 6576 | 51.08 | 0 | 26.0948 | Cooling | 0 | 4 | 0 | 0 | 0 | 6 | 0 | 26.0948 | 4 | 32.6185 | 32.6185 | 0 | 6 | 0 | 3.2618 | 0.0012546 | 1 | 0.5 | 0 | 8.2745 | 0 | 8.2745 | 0 | 31.9661 | 3.9958 | 0.0030737 | 1 | 0.5 | 0 | 4.1373 | 0 | 4.1373
2007-10-02 01:01 | 10 | 2 | 1 | 275 | 6577 | 51.08 | 0 | 135.1855 | Cooling | 0 | 4 | 0 | 0 | 0 | 6 | 0 | 135.1855 | 4 | 168.9819 | 168.9819 | 0 | 6 | 0 | 16.8982 | 0.0064993 | 1 | 0.5 | 0 | 8.2745 | 0 | 8.2745 | 0 | 165.6023 | 20.7003 | 0.015923 | 1 | 0.5 | 0 | 4.1373 | 0 | 4.1373
2007-10-02 02:01 | 10 | 2 | 2 | 275 | 6578 | 51.08 | 0 | 140.9659 | Cooling | 0 | 4 | 0 | 0 | 0 | 6 | 0 | 140.9659 | 4 | 176.2073 | 176.2073 | 0 | 6 | 0 | 17.6207 | 0.0067772 | 1 | 0.5 | 0 | 8.2745 | 0 | 8.2745 | 0 | 172.6832 | 21.5854 | 0.016604 | 1 | 0.5 | 0 | 4.1373 | 0 | 4.1373
2007-10-02 03:01 | 10 | 2 | 3 | 275 | 6579 | 50 | 0 | 143.3109 | Cooling | 0 | 4 | 0 | 0 | 0 | 6 | 0 | 143.3109 | 4 | 179.1386 | 179.1386 | 0 | 6 | 0 | 17.9139 | 0.0068899 | 1 | 0.5 | 0 | 8.2745 | 0 | 8.2745 | 0 | 175.5558 | 21.9445 | 0.01688 | 1 | 0.5 | 0 | 4.1373 | 0 | 4.1373
2007-10-02 04:01 | 10 | 2 | 4 | 275 | 6580 | 50 | 0 | 127.1272 | Cooling | 0 | 4 | 0 | 0 | 0 | 6 | 0 | 127.1272 | 4 | 158.909 | 158.909 | 0 | 6 | 0 | 15.8909 | 0.0061119 | 1 | 0.5 | 0 | 8.2745 | 0 | 8.2745 | 0 | 155.7308 | 19.4663 | 0.014974 | 1 | 0.5 | 0 | 4.1373 | 0 | 4.1373
2007-10-02 05:01 | 10 | 2 | 5 | 275 | 6581 | 50 | 0 | 112.0048 | Cooling | 0 | 4 | 0 | 0 | 0 | 6 | 0 | 112.0048 | 4 | 140.006 | 140.006 | 0 | 6 | 0 | 14.0006 | 0.0053848 | 1 | 0.5 | 0 | 8.2745 | 0 | 8.2745 | 0 | 137.2058 | 17.1507 | 0.013193 | 1 | 0.5 | 0 | 4.1373 | 0 | 4.1373
2007-10-02 06:01 | 10 | 2 | 6 | 275 | 6582 | 50 | 215.7861 | 0 | Heating | 215.7861 | 4 | 172.6288 | 172.6288 | 0 | 6 | 0 | 0 | 4 | 0 | 0 | 0 | 6 | 0 | 34.5258 | 0.013279 | 1 | 0.5 | 0 | 8.2745 | 0 | 8.2745 | 176.1519 | 0 | 10.0831 | 0.0077562 | 1 | 0.5 | 0 | 4.1373 | 0 | 4.1373
2007-10-02 07:01 | 10 | 2 | 7 | 275 | 6583 | 50 | 559.097 | 0 | Heating | 559.097 | 4 | 447.2776 | 447.2776 | 0 | 6 | 0 | 0 | 4 | 0 | 0 | 0 | 6 | 0 | 89.4555 | 0.034406 | 1 | 0.5 | 0 | 8.2745 | 0 | 8.2745 | 456.4057 | 0 | 26.1251 | 0.020096 | 1 | 0.5 | 0 | 4.1373 | 0 | 4.1373
2007-10-02 08:01 | 10 | 2 | 8 | 275 | 6584 | 50 | 408.2369 | 0 | Heating | 408.2369 | 4 | 326.5895 | 326.5895 | 0 | 6 | 0 | 0 | 4 | 0 | 0 | 0 | 6 | 0 | 65.3179 | 0.025122 | 1 | 0.5 | 0 | 8.2745 | 0 | 8.2745 | 333.2546 | 0 | 19.0758 | 0.014674 | 1 | 0.5 | 0 | 4.1373 | 0 | 4.1373
2007-10-02 09:01 | 10 | 2 | 9 | 275 | 6585 | 53.6 | 202.7788 | 0 | Heating | 202.7788 | 4 | 162.223 | 162.223 | 0 | 6 | 0 | 0 | 4 | 0 | 0 | 0 | 6 | 0 | 32.4446 | 0.012479 | 1 | 0.5 | 0 | 8.2745 | 0 | 8.2745 | 165.5337 | 0 | 9.4753 | 0.0072887 | 1 | 0.5 | 0 | 4.1373 | 0 | 4.1373
2007-10-02 10:01 | 10 | 2 | 10 | 275 | 6586 | 53.06 | 48.6512 | 0 | Heating | 48.6512 | 4 | 38.9209 | 38.9209 | 0 | 6 | 0 | 0 | 4 | 0 | 0 | 0 | 6 | 0 | 7.7842 | 0.0029939 | 1 | 0.5 | 0 | 8.2745 | 0 | 8.2745 | 39.7152 | 0 | 2.2733 | 0.0017487 | 1 | 0.5 | 0 | 4.1373 | 0 | 4.1373
2007-10-02 11:01 | 10 | 2 | 11 | 275 | 6587 | 55.04 | 0 | 60.7396 | Cooling | 0 | 4 | 0 | 0 | 0 | 6 | 0 | 60.7396 | 4 | 75.9246 | 75.9246 | 0 | 6 | 0 | 7.5925 | 0.0029202 | 1 | 0.5 | 0 | 8.2745 | 0 | 8.2745 | 0 | 74.4061 | 9.3008 | 0.0071544 | 1 | 0.5 | 0 | 4.1373 | 0 | 4.1373
2007-10-02 12:01 | 10 | 2 | 12 | 275 | 6588 | 57.02 | 0 | 235.7804 | Cooling | 0 | 4 | 0 | 0 | 0 | 6 | 0 | 235.7804 | 4 | 294.7255 | 294.7255 | 0 | 6 | 0 | 29.4726 | 0.011336 | 1 | 0.5 | 0 | 8.2745 | 0 | 8.2745 | 0 | 288.831 | 36.1039 | 0.027772 | 1 | 0.5 | 0 | 4.1373 | 0 | 4.1373
2007-10-02 13:01 | 10 | 2 | 13 | 275 | 6589 | 60.08 | 0 | 312.0068 | Cooling | 0 | 4 | 0 | 0 | 0 | 6 | 0 | 312.0068 | 4 | 390.0085 | 390.0085 | 0 | 6 | 0 | 39.0008 | 0.015 | 1 | 0.5 | 0 | 8.2745 | 0 | 8.2745 | 0 | 382.2083 | 47.776 | 0.036751 | 1 | 0.5 | 0 | 4.1373 | 0 | 4.1373
2007-10-02 14:01 | 10 | 2 | 14 | 275 | 6590 | 60.08 | 0 | 308.4475 | Cooling | 0 | 4 | 0 | 0 | 0 | 6 | 0 | 308.4475 | 4 | 385.5593 | 385.5593 | 0 | 6 | 0 | 38.5559 | 0.014829 | 1 | 0.5 | 0 | 8.2745 | 0 | 8.2745 | 0 | 377.8481 | 47.231 | 0.036332 | 1 | 0.5 | 0 | 4.1373 | 0 | 4.1373
2007-10-02 15:01 | 10 | 2 | 15 | 275 | 6591 | 60.98 | 0 | 408.0424 | Cooling | 0 | 4 | 0 | 0 | 0 | 6 | 0 | 408.0424 | 4 | 510.053 | 510.053 | 0 | 6 | 0 | 51.0053 | 0.019617 | 1 | 0.5 | 0 | 8.2745 | 0 | 8.2745 | 0 | 499.852 | 62.4815 | 0.048063 | 1 | 0.5 | 0 | 4.1373 | 0 | 4.1373
2007-10-02 16:01 | 10 | 2 | 16 | 275 | 6592 | 59 | 0 | 584.2152 | Cooling | 0 | 4 | 0 | 0 | 0 | 6 | 0 | 584.2152 | 4 | 730.269 | 730.269 | 0 | 6 | 0 | 73.0269 | 0.028087 | 1 | 0.5 | 0 | 8.2745 | 0 | 8.2745 | 0 | 715.6636 | 89.4579 | 0.068814 | 1 | 0.5 | 0 | 4.1373 | 0 | 4.1373
2007-10-02 17:01 | 10 | 2 | 17 | 275 | 6593 | 59 | 0 | 550.5132 | Cooling | 0 | 4 | 0 | 0 | 0 | 6 | 0 | 550.5132 | 4 | 688.1414 | 688.1414 | 0 | 6 | 0 | 68.8141 | 0.026467 | 1 | 0.5 | 0 | 8.2745 | 0 | 8.2745 | 0 | 674.3786 | 84.2973 | 0.064844 | 1 | 0.5 | 0 | 4.1373 | 0 | 4.1373
2007-10-02 18:01 | 10 | 2 | 18 | 275 | 6594 | 59 | 0 | 265.2362 | Cooling | 0 | 4 | 0 | 0 | 0 | 6 | 0 | 265.2362 | 4 | 331.5453 | 331.5453 | 0 | 6 | 0 | 33.1545 | 0.012752 | 1 | 0.5 | 0 | 8.2745 | 0 | 8.2745 | 0 | 324.9144 | 40.6143 | 0.031242 | 1 | 0.5 | 0 | 4.1373 | 0 | 4.1373
2007-10-02 19:01 | 10 | 2 | 19 | 275 | 6595 | 57.92 | 0 | 123.9795 | Cooling | 0 | 4 | 0 | 0 | 0 | 6 | 0 | 123.9795 | 4 | 154.9744 | 154.9744 | 0 | 6 | 0 | 15.4974 | 0.0059606 | 1 | 0.5 | 0 | 8.2745 | 0 | 8.2745 | 0 | 151.8749 | 18.9844 | 0.014603 | 1 | 0.5 | 0 | 4.1373 | 0 | 4.1373
2007-10-02 20:01 | 10 | 2 | 20 | 275 | 6596 | 57.92 | 0 | 39.7453 | Cooling | 0 | 4 | 0 | 0 | 0 | 6 | 0 | 39.7453 | 4 | 49.6816 | 49.6816 | 0 | 6 | 0 | 4.9682 | 0.0019108 | 1 | 0.5 | 0 | 8.2745 | 0 | 8.2745 | 0 | 48.688 | 6.086 | 0.0046815 | 1 | 0.5 | 0 | 4.1373 | 0 | 4.1373
2007-10-02 21:01 | 10 | 2 | 21 | 275 | 6597 | 57.02 | 30.2739 | 0 | Heating | 30.2739 | 4 | 24.2191 | 24.2191 | 0 | 6 | 0 | 0 | 4 | 0 | 0 | 0 | 6 | 0 | 4.8438 | 0.001863 | 1 | 0.5 | 0 | 8.2745 | 0 | 8.2745 | 24.7134 | 0 | 1.4146 | 0.0010882 | 1 | 0.5 | 0 | 4.1373 | 0 | 4.1373
2007-10-02 22:01 | 10 | 2 | 22 | 275 | 6598 | 55.94 | 152.1483 | 0 | Heating | 152.1483 | 4 | 121.7186 | 121.7186 | 0 | 6 | 0 | 0 | 4 | 0 | 0 | 0 | 6 | 0 | 24.3437 | 0.009363 | 1 | 0.5 | 0 | 8.2745 | 0 | 8.2745 | 124.2027 | 0 | 7.1095 | 0.0054688 | 1 | 0.5 | 0 | 4.1373 | 0 | 4.1373
2007-10-02 23:01 | 10 | 2 | 23 | 275 | 6599 | 55.94 | 196.4057 | 0 | Heating | 196.4057 | 4 | 157.1246 | 157.1246 | 0 | 6 | 0 | 0 | 4 | 0 | 0 | 0 | 6 | 0 | 31.4249 | 0.012087 | 1 | 0.5 | 0 | 8.2745 | 0 | 8.2745 | 160.3312 | 0 | 9.1775 | 0.0070596 | 1 | 0.5 | 0 | 4.1373 | 0 | 4.1373
2007-10-03 00:01 | 10 | 3 | 0 | 276 | 6600 | 57.02 | 185.0707 | 0 | Heating | 185.0707 | 4 | 148.0565 | 148.0565 | 0 | 6 | 0 | 0 | 4 | 0 | 0 | 0 | 6 | 0 | 29.6113 | 0.011389 | 1 | 0.5 | 0 | 8.2745 | 0 | 8.2745 | 151.0781 | 0 | 8.6479 | 0.0066522 | 1 | 0.5 | 0 | 4.1373 | 0 | 4.1373
2007-10-03 01:01 | 10 | 3 | 1 | 276 | 6601 | 57.02 | 94.4963 | 0 | Heating | 94.4963 | 4 | 75.597 | 75.597 | 0 | 6 | 0 | 0 | 4 | 0 | 0 | 0 | 6 | 0 | 15.1194 | 0.0058152 | 1 | 0.5 | 0 | 8.2745 | 0 | 8.2745 | 77.1398 | 0 | 4.4156 | 0.0033966 | 1 | 0.5 | 0 | 4.1373 | 0 | 4.1373
2007-10-03 02:01 | 10 | 3 | 2 | 276 | 6602 | 57.02 | 118.0615 | 0 | Heating | 118.0615 | 4 | 94.4492 | 94.4492 | 0 | 6 | 0 | 0 | 4 | 0 | 0 | 0 | 6 | 0 | 18.8898 | 0.0072653 | 1 | 0.5 | 0 | 8.2745 | 0 | 8.2745 | 96.3768 | 0 | 5.5167 | 0.0042436 | 1 | 0.5 | 0 | 4.1373 | 0 | 4.1373
2007-10-03 03:01 | 10 | 3 | 3 | 276 | 6603 | 53.96 | 141.1369 | 0 | Heating | 141.1369 | 4 | 112.9095 | 112.9095 | 0 | 6 | 0 | 0 | 4 | 0 | 0 | 0 | 6 | 0 | 22.5819 | 0.0086853 | 1 | 0.5 | 0 | 8.2745 | 0 | 8.2745 | 115.2138 | 0 | 6.595 | 0.005073 | 1 | 0.5 | 0 | 4.1373 | 0 | 4.1373
2007-10-03 04:01 | 10 | 3 | 4 | 276 | 6604 | 53.96 | 180.9988 | 0 | Heating | 180.9988 | 4 | 144.799 | 144.799 | 0 | 6 | 0 | 0 | 4 | 0 | 0 | 0 | 6 | 0 | 28.9598 | 0.011138 | 1 | 0.5 | 0 | 8.2745 | 0 | 8.2745 | 147.7541 | 0 | 8.4576 | 0.0065058 | 1 | 0.5 | 0 | 4.1373 | 0 | 4.1373
2007-10-03 05:01 | 10 | 3 | 5 | 276 | 6605 | 53.96 | 230.821 | 0 | Heating | 230.821 | 4 | 184.6568 | 184.6568 | 0 | 6 | 0 | 0 | 4 | 0 | 0 | 0 | 6 | 0 | 36.9314 | 0.014204 | 1 | 0.5 | 0 | 8.2745 | 0 | 8.2745 | 188.4253 | 0 | 10.7856 | 0.0082967 | 1 | 0.5 | 0 | 4.1373 | 0 | 4.1373
2007-10-03 06:01 | 10 | 3 | 6 | 276 | 6606 | 53.96 | 1059.1139 | 0 | Heating | 1059.1139 | 4 | 847.2911 | 847.2911 | 0 | 6 | 0 | 0 | 4 | 0 | 0 | 0 | 6 | 0 | 169.4582 | 0.065176 | 1 | 0.5 | 0 | 8.2745 | 0 | 8.2745 | 864.5828 | 0 | 49.4896 | 0.038069 | 1 | 0.5 | 0 | 4.1373 | 0 | 4.1373
2007-10-03 07:01 | 10 | 3 | 7 | 276 | 6607 | 53.6 | 1154.175 | 0 | Heating | 1154.175 | 4 | 923.34 | 923.34 | 0 | 6 | 0 | 0 | 4 | 0 | 0 | 0 | 6 | 0 | 184.668 | 0.071026 | 1 | 0.5 | 0 | 8.2745 | 0 | 8.2745 | 942.1837 | 0 | 53.9315 | 0.041486 | 1 | 0.5 | 0 | 4.1373 | 0 | 4.1373
2007-10-03 08:01 | 10 | 3 | 8 | 276 | 6608 | 53.96 | 1134.2196 | 0 | Heating | 1134.2196 | 4 | 907.3756 | 907.3756 | 0 | 6 | 0 | 0 | 4 | 0 | 0 | 0 | 6 | 0 | 181.4751 | 0.069798 | 1 | 0.5 | 0 | 8.2745 | 0 | 8.2745 | 925.8935 | 0 | 52.9991 | 0.040769 | 1 | 0.5 | 0 | 4.1373 | 0 | 4.1373
2007-10-03 09:01 | 10 | 3 | 9 | 276 | 6609 | 55.04 | 774.4733 | 0 | Heating | 774.4733 | 4 | 619.5787 | 619.5787 | 0 | 6 | 0 | 0 | 4 | 0 | 0 | 0 | 6 | 0 | 123.9157 | 0.04766 | 1 | 0.5 | 0 | 8.2745 | 0 | 8.2745 | 632.2231 | 0 | 36.1891 | 0.027838 | 1 | 0.5 | 0 | 4.1373 | 0 | 4.1373
2007-10-03 10:01 | 10 | 3 | 10 | 276 | 6610 | 57.92 | 496.5164 | 0 | Heating | 496.5164 | 4 | 397.2131 | 397.2131 | 0 | 6 | 0 | 0 | 4 | 0 | 0 | 0 | 6 | 0 | 79.4426 | 0.030555 | 1 | 0.5 | 0 | 8.2745 | 0 | 8.2745 | 405.3195 | 0 | 23.2009 | 0.017847 | 1 | 0.5 | 0 | 4.1373 | 0 | 4.1373
2007-10-03 11:01 | 10 | 3 | 11 | 276 | 6611 | 57.92 | 274.5063 | 0 | Heating | 274.5063 | 4 | 219.605 | 219.605 | 0 | 6 | 0 | 0 | 4 | 0 | 0 | 0 | 6 | 0 | 43.921 | 0.016893 | 1 | 0.5 | 0 | 8.2745 | 0 | 8.2745 | 224.0867 | 0 | 12.8269 | 0.0098669 | 1 | 0.5 | 0 | 4.1373 | 0 | 4.1373
2007-10-03 12:01 | 10 | 3 | 12 | 276 | 6612 | 60.98 | 89.1489 | 0 | Heating | 89.1489 | 4 | 71.3191 | 71.3191 | 0 | 6 | 0 | 0 | 4 | 0 | 0 | 0 | 6 | 0 | 14.2638 | 0.0054861 | 1 | 0.5 | 0 | 8.2745 | 0 | 8.2745 | 72.7746 | 0 | 4.1657 | 0.0032044 | 1 | 0.5 | 0 | 4.1373 | 0 | 4.1373
2007-10-03 13:01 | 10 | 3 | 13 | 276 | 6613 | 62.06 | 0 | 42.489 | Cooling | 0 | 4 | 0 | 0 | 0 | 6 | 0 | 42.489 | 4 | 53.1112 | 53.1112 | 0 | 6 | 0 | 5.3111 | 0.0020427 | 1 | 0.5 | 0 | 8.2745 | 0 | 8.2745 | 0 | 52.049 | 6.5061 | 0.0050047 | 1 | 0.5 | 0 | 4.1373 | 0 | 4.1373
2007-10-03 14:01 | 10 | 3 | 14 | 276 | 6614 | 62.06 | 0 | 69.1908 | Cooling | 0 | 4 | 0 | 0 | 0 | 6 | 0 | 69.1908 | 4 | 86.4884 | 86.4884 | 0 | 6 | 0 | 8.6488 | 0.0033265 | 1 | 0.5 | 0 | 8.2745 | 0 | 8.2745 | 0 | 84.7587 | 10.5948 | 0.0081499 | 1 | 0.5 | 0 | 4.1373 | 0 | 4.1373
2007-10-03 15:01 | 10 | 3 | 15 | 276 | 6615 | 62.96 | 0 | 58.1981 | Cooling | 0 | 4 | 0 | 0 | 0 | 6 | 0 | 58.1981 | 4 | 72.7477 | 72.7477 | 0 | 6 | 0 | 7.2748 | 0.002798 | 1 | 0.5 | 0 | 8.2745 | 0 | 8.2745 | 0 | 71.2927 | 8.9116 | 0.0068551 | 1 | 0.5 | 0 | 4.1373 | 0 | 4.1373
2007-10-03 16:01 | 10 | 3 | 16 | 276 | 6616 | 62.96 | 0 | 13.2005 | Cooling | 0 | 4 | 0 | 0 | 0 | 6 | 0 | 13.2005 | 4 | 16.5006 | 16.5006 | 0 | 6 | 0 | 1.6501 | 0.00063464 | 1 | 0.5 | 0 | 8.2745 | 0 | 8.2745 | 0 | 16.1706 | 2.0213 | 0.0015549 | 1 | 0.5 | 0 | 4.1373 | 0 | 4.1373
2007-10-03 17:01 | 10 | 3 | 17 | 276 | 6617 | 62.96 | 35.731 | 0 | Heating | 35.731 | 4 | 28.5848 | 28.5848 | 0 | 6 | 0 | 0 | 4 | 0 | 0 | 0 | 6 | 0 | 5.717 | 0.0021988 | 1 | 0.5 | 0 | 8.2745 | 0 | 8.2745 | 29.1682 | 0 | 1.6696 | 0.0012843 | 1 | 0.5 | 0 | 4.1373 | 0 | 4.1373
2007-10-03 18:01 | 10 | 3 | 18 | 276 | 6618 | 60.98 | 161.7265 | 0 | Heating | 161.7265 | 4 | 129.3812 | 129.3812 | 0 | 6 | 0 | 0 | 4 | 0 | 0 | 0 | 6 | 0 | 25.8762 | 0.0099524 | 1 | 0.5 | 0 | 8.2745 | 0 | 8.2745 | 132.0216 | 0 | 7.557 | 0.0058131 | 1 | 0.5 | 0 | 4.1373 | 0 | 4.1373
2007-10-03 19:01 | 10 | 3 | 19 | 276 | 6619 | 62.06 | 257.534 | 0 | Heating | 257.534 | 4 | 206.0272 | 206.0272 | 0 | 6 | 0 | 0 | 4 | 0 | 0 | 0 | 6 | 0 | 41.2054 | 0.015848 | 1 | 0.5 | 0 | 8.2745 | 0 | 8.2745 | 210.2318 | 0 | 12.0339 | 0.0092568 | 1 | 0.5 | 0 | 4.1373 | 0 | 4.1373
2007-10-03 20:01 | 10 | 3 | 20 | 276 | 6620 | 62.06 | 306.632 | 0 | Heating | 306.632 | 4 | 245.3056 | 245.3056 | 0 | 6 | 0 | 0 | 4 | 0 | 0 | 0 | 6 | 0 | 49.0611 | 0.01887 | 1 | 0.5 | 0 | 8.2745 | 0 | 8.2745 | 250.3119 | 0 | 14.3281 | 0.011022 | 1 | 0.5 | 0 | 4.1373 | 0 | 4.1373
2007-10-03 21:01 | 10 | 3 | 21 | 276 | 6621 | 60.98 | 224.4774 | 0 | Heating | 224.4774 | 4 | 179.5819 | 179.5819 | 0 | 6 | 0 | 0 | 4 | 0 | 0 | 0 | 6 | 0 | 35.9164 | 0.013814 | 1 | 0.5 | 0 | 8.2745 | 0 | 8.2745 | 183.2468 | 0 | 10.4892 | 0.0080686 | 1 | 0.5 | 0 | 4.1373 | 0 | 4.1373
2007-10-03 22:01 | 10 | 3 | 22 | 276 | 6622 | 60.98 | 195.5498 | 0 | Heating | 195.5498 | 4 | 156.4398 | 156.4398 | 0 | 6 | 0 | 0 | 4 | 0 | 0 | 0 | 6 | 0 | 31.288 | 0.012034 | 1 | 0.5 | 0 | 8.2745 | 0 | 8.2745 | 159.6325 | 0 | 9.1375 | 0.0070289 | 1 | 0.5 | 0 | 4.1373 | 0 | 4.1373
2007-10-03 23:01 | 10 | 3 | 23 | 276 | 6623 | 60.08 | 182.4925 | 0 | Heating | 182.4925 | 4 | 145.994 | 145.994 | 0 | 6 | 0 | 0 | 4 | 0 | 0 | 0 | 6 | 0 | 29.1988 | 0.01123 | 1 | 0.5 | 0 | 8.2745 | 0 | 8.2745 | 148.9735 | 0 | 8.5274 | 0.0065595 | 1 | 0.5 | 0 | 4.1373 | 0 | 4.1373
2007-10-04 00:01 | 10 | 4 | 0 | 277 | 6624 | 60.08 | 92.8432 | 0 | Heating | 92.8432 | 4 | 74.2745 | 74.2745 | 0 | 6 | 0 | 0 | 4 | 0 | 0 | 0 | 6 | 0 | 14.8549 | 0.0057134 | 1 | 0.5 | 0 | 8.2745 | 0 | 8.2745 | 75.7903 | 0 | 4.3383 | 0.0033372 | 1 | 0.5 | 0 | 4.1373 | 0 | 4.1373
2007-10-04 01:01 | 10 | 4 | 1 | 277 | 6625 | 59 | 0 | 34.8359 | Cooling | 0 | 4 | 0 | 0 | 0 | 6 | 0 | 34.8359 | 4 | 43.5449 | 43.5449 | 0 | 6 | 0 | 4.3545 | 0.0016748 | 1 | 0.5 | 0 | 8.2745 | 0 | 8.2745 | 0 | 42.674 | 5.3343 | 0.0041033 | 1 | 0.5 | 0 | 4.1373 | 0 | 4.1373
2007-10-04 02:01 | 10 | 4 | 2 | 277 | 6626 | 59 | 0 | 51.4626 | Cooling | 0 | 4 | 0 | 0 | 0 | 6 | 0 | 51.4626 | 4 | 64.3282 | 64.3282 | 0 | 6 | 0 | 6.4328 | 0.0024742 | 1 | 0.5 | 0 | 8.2745 | 0 | 8.2745 | 0 | 63.0417 | 7.8802 | 0.0060617 | 1 | 0.5 | 0 | 4.1373 | 0 | 4.1373
2007-10-04 03:01 | 10 | 4 | 3 | 277 | 6627 | 59 | 0 | 66.64 | Cooling | 0 | 4 | 0 | 0 | 0 | 6 | 0 | 66.64 | 4 | 83.3 | 83.3 | 0 | 6 | 0 | 8.33 | 0.0032038 | 1 | 0.5 | 0 | 8.2745 | 0 | 8.2745 | 0 | 81.634 | 10.2043 | 0.0078494 | 1 | 0.5 | 0 | 4.1373 | 0 | 4.1373
2007-10-04 04:01 | 10 | 4 | 4 | 277 | 6628 | 59 | 0 | 59.1979 | Cooling | 0 | 4 | 0 | 0 | 0 | 6 | 0 | 59.1979 | 4 | 73.9974 | 73.9974 | 0 | 6 | 0 | 7.3997 | 0.0028461 | 1 | 0.5 | 0 | 8.2745 | 0 | 8.2745 | 0 | 72.5175 | 9.0647 | 0.0069728 | 1 | 0.5 | 0 | 4.1373 | 0 | 4.1373
2007-10-04 05:01 | 10 | 4 | 5 | 277 | 6629 | 59 | 0 | 28.1216 | Cooling | 0 | 4 | 0 | 0 | 0 | 6 | 0 | 28.1216 | 4 | 35.152 | 35.152 | 0 | 6 | 0 | 3.5152 | 0.001352 | 1 | 0.5 | 0 | 8.2745 | 0 | 8.2745 | 0 | 34.449 | 4.3061 | 0.0033124 | 1 | 0.5 | 0 | 4.1373 | 0 | 4.1373
2007-10-04 06:01 | 10 | 4 | 6 | 277 | 6630 | 57.2 | 350.21 | 0 | Heating | 350.21 | 4 | 280.168 | 280.168 | 0 | 6 | 0 | 0 | 4 | 0 | 0 | 0 | 6 | 0 | 56.0336 | 0.021551 | 1 | 0.5 | 0 | 8.2745 | 0 | 8.2745 | 285.8857 | 0 | 16.3644 | 0.012588 | 1 | 0.5 | 0 | 4.1373 | 0 | 4.1373
2007-10-04 07:01 | 10 | 4 | 7 | 277 | 6631 | 59 | 675.4915 | 0 | Heating | 675.4915 | 4 | 540.3932 | 540.3932 | 0 | 6 | 0 | 0 | 4 | 0 | 0 | 0 | 6 | 0 | 108.0786 | 0.041569 | 1 | 0.5 | 0 | 8.2745 | 0 | 8.2745 | 551.4216 | 0 | 31.5639 | 0.02428 | 1 | 0.5 | 0 | 4.1373 | 0 | 4.1373
2007-10-04 08:01 | 10 | 4 | 8 | 277 | 6632 | 59 | 153.6012 | 0 | Heating | 153.6012 | 4 | 122.8809 | 122.8809 | 0 | 6 | 0 | 0 | 4 | 0 | 0 | 0 | 6 | 0 | 24.5762 | 0.0094524 | 1 | 0.5 | 0 | 8.2745 | 0 | 8.2745 | 125.3887 | 0 | 7.1774 | 0.0055211 | 1 | 0.5 | 0 | 4.1373 | 0 | 4.1373
2007-10-04 09:01 | 10 | 4 | 9 | 277 | 6633 | 62.96 | 0 | 468.5634 | Cooling | 0 | 4 | 0 | 0 | 0 | 6 | 0 | 468.5634 | 4 | 585.7042 | 585.7042 | 0 | 6 | 0 | 58.5704 | 0.022527 | 1 | 0.5 | 0 | 8.2745 | 0 | 8.2745 | 0 | 573.9901 | 71.7488 | 0.055191 | 1 | 0.5 | 0 | 4.1373 | 0 | 4.1373
2007-10-04 10:01 | 10 | 4 | 10 | 277 | 6634 | 66.02 | 0 | 741.4019 | Cooling | 0 | 4 | 0 | 0 | 0 | 6 | 0 | 741.4019 | 4 | 926.7524 | 926.7524 | 0 | 6 | 0 | 92.6752 | 0.035644 | 1 | 0.5 | 0 | 8.2745 | 0 | 8.2745 | 0 | 908.2173 | 113.5272 | 0.087329 | 1 | 0.5 | 0 | 4.1373 | 0 | 4.1373
2007-10-04 11:01 | 10 | 4 | 11 | 277 | 6635 | 66.02 | 0 | 1108.1277 | Cooling | 0 | 4 | 0 | 0 | 0 | 6 | 0 | 1108.1277 | 4 | 1385.1596 | 1385.1596 | 0 | 6 | 0 | 138.516 | 0.053275 | 1 | 0.5 | 0 | 8.2745 | 0 | 8.2745 | 0 | 1357.4564 | 169.682 | 0.13052 | 1 | 0.5 | 0 | 4.1373 | 0 | 4.1373
2007-10-04 12:01 | 10 | 4 | 12 | 277 | 6636 | 69.98 | 0 | 1522.2401 | Cooling | 0 | 4 | 0 | 0 | 0 | 6 | 0 | 1522.2401 | 4 | 1902.8001 | 1902.8001 | 0 | 6 | 0 | 190.28 | 0.073185 | 1 | 0.5 | 0 | 8.2745 | 0 | 8.2745 | 0 | 1864.7441 | 233.093 | 0.1793 | 1 | 0.5 | 0 | 4.1373 | 0 | 4.1373
2007-10-04 13:01 | 10 | 4 | 13 | 277 | 6637 | 69.08 | 0 | 1622.1203 | Cooling | 0 | 4 | 0 | 0 | 0 | 6 | 0 | 1622.1203 | 4 | 2027.6503 | 2027.6503 | 0 | 6 | 0 | 202.765 | 0.077987 | 1 | 0.5 | 0 | 8.2745 | 0 | 8.2745 | 0 | 1987.0973 | 248.3872 | 0.19107 | 1 | 0.5 | 0 | 4.1373 | 0 | 4.1373
2007-10-04 14:01 | 10 | 4 | 14 | 277 | 6638 | 69.08 | 0 | 1476.8161 | Cooling | 0 | 4 | 0 | 0 | 0 | 6 | 0 | 1476.8161 | 4 | 1846.0202 | 1846.0202 | 0 | 6 | 0 | 184.602 | 0.071001 | 1 | 0.5 | 0 | 8.2745 | 0 | 8.2745 | 0 | 1809.0998 | 226.1375 | 0.17395 | 1 | 0.5 | 0 | 4.1373 | 0 | 4.1373
2007-10-04 15:01 | 10 | 4 | 15 | 277 | 6639 | 71.96 | 0 | 1329.5167 | Cooling | 0 | 4 | 0 | 0 | 0 | 6 | 0 | 1329.5167 | 4 | 1661.8958 | 1661.8958 | 0 | 6 | 0 | 166.1896 | 0.063919 | 1 | 0.5 | 0 | 8.2745 | 0 | 8.2745 | 0 | 1628.6579 | 203.5822 | 0.1566 | 1 | 0.5 | 0 | 4.1373 | 0 | 4.1373
2007-10-04 16:01 | 10 | 4 | 16 | 277 | 6640 | 71.06 | 0 | 1043.5305 | Cooling | 0 | 4 | 0 | 0 | 0 | 6 | 0 | 1043.5305 | 4 | 1304.4131 | 1304.4131 | 0 | 6 | 0 | 130.4413 | 0.05017 | 1 | 0.5 | 0 | 8.2745 | 0 | 8.2745 | 0 | 1278.3249 | 159.7906 | 0.12292 | 1 | 0.5 | 0 | 4.1373 | 0 | 4.1373
2007-10-04 17:01 | 10 | 4 | 17 | 277 | 6641 | 71.06 | 0 | 467.5176 | Cooling | 0 | 4 | 0 | 0 | 0 | 6 | 0 | 467.5176 | 4 | 584.397 | 584.397 | 0 | 6 | 0 | 58.4397 | 0.022477 | 1 | 0.5 | 0 | 8.2745 | 0 | 8.2745 | 0 | 572.7091 | 71.5886 | 0.055068 | 1 | 0.5 | 0 | 4.1373 | 0 | 4.1373
2007-10-04 18:01 | 10 | 4 | 18 | 277 | 6642 | 66.02 | 0 | 198.4625 | Cooling | 0 | 4 | 0 | 0 | 0 | 6 | 0 | 198.4625 | 4 | 248.0782 | 248.0782 | 0 | 6 | 0 | 24.8078 | 0.0095415 | 1 | 0.5 | 0 | 8.2745 | 0 | 8.2745 | 0 | 243.1166 | 30.3896 | 0.023377 | 1 | 0.5 | 0 | 4.1373 | 0 | 4.1373
2007-10-04 19:01 | 10 | 4 | 19 | 277 | 6643 | 64.04 | 0 | 22.4975 | Cooling | 0 | 4 | 0 | 0 | 0 | 6 | 0 | 22.4975 | 4 | 28.1218 | 28.1218 | 0 | 6 | 0 | 2.8122 | 0.0010816 | 1 | 0.5 | 0 | 8.2745 | 0 | 8.2745 | 0 | 27.5594 | 3.4449 | 0.0026499 | 1 | 0.5 | 0 | 4.1373 | 0 | 4.1373
2007-10-04 20:01 | 10 | 4 | 20 | 277 | 6644 | 64.04 | 109.2646 | 0 | Heating | 109.2646 | 4 | 87.4117 | 87.4117 | 0 | 6 | 0 | 0 | 4 | 0 | 0 | 0 | 6 | 0 | 17.4823 | 0.006724 | 1 | 0.5 | 0 | 8.2745 | 0 | 8.2745 | 89.1956 | 0 | 5.1056 | 0.0039274 | 1 | 0.5 | 0 | 4.1373 | 0 | 4.1373
2007-10-04 21:01 | 10 | 4 | 21 | 277 | 6645 | 60.08 | 148.7792 | 0 | Heating | 148.7792 | 4 | 119.0234 | 119.0234 | 0 | 6 | 0 | 0 | 4 | 0 | 0 | 0 | 6 | 0 | 23.8047 | 0.0091556 | 1 | 0.5 | 0 | 8.2745 | 0 | 8.2745 | 121.4524 | 0 | 6.9521 | 0.0053477 | 1 | 0.5 | 0 | 4.1373 | 0 | 4.1373
2007-10-04 22:01 | 10 | 4 | 22 | 277 | 6646 | 59 | 211.4813 | 0 | Heating | 211.4813 | 4 | 169.185 | 169.185 | 0 | 6 | 0 | 0 | 4 | 0 | 0 | 0 | 6 | 0 | 33.837 | 0.013014 | 1 | 0.5 | 0 | 8.2745 | 0 | 8.2745 | 172.6378 | 0 | 9.882 | 0.0076015 | 1 | 0.5 | 0 | 4.1373 | 0 | 4.1373
2007-10-04 23:01 | 10 | 4 | 23 | 277 | 6647 | 59 | 235.2587 | 0 | Heating | 235.2587 | 4 | 188.207 | 188.207 | 0 | 6 | 0 | 0 | 4 | 0 | 0 | 0 | 6 | 0 | 37.6414 | 0.014477 | 1 | 0.5 | 0 | 8.2745 | 0 | 8.2745 | 192.0479 | 0 | 10.993 | 0.0084562 | 1 | 0.5 | 0 | 4.1373 | 0 | 4.1373
2007-10-05 00:01 | 10 | 5 | 0 | 278 | 6648 | 59 | 144.3306 | 0 | Heating | 144.3306 | 4 | 115.4645 | 115.4645 | 0 | 6 | 0 | 0 | 4 | 0 | 0 | 0 | 6 | 0 | 23.0929 | 0.0088819 | 1 | 0.5 | 0 | 8.2745 | 0 | 8.2745 | 117.8209 | 0 | 6.7442 | 0.0051878 | 1 | 0.5 | 0 | 4.1373 | 0 | 4.1373
2007-10-05 01:01 | 10 | 5 | 1 | 278 | 6649 | 59 | 66.3843 | 0 | Heating | 66.3843 | 4 | 53.1074 | 53.1074 | 0 | 6 | 0 | 0 | 4 | 0 | 0 | 0 | 6 | 0 | 10.6215 | 0.0040852 | 1 | 0.5 | 0 | 8.2745 | 0 | 8.2745 | 54.1913 | 0 | 3.102 | 0.0023861 | 1 | 0.5 | 0 | 4.1373 | 0 | 4.1373
2007-10-05 02:01 | 10 | 5 | 2 | 278 | 6650 | 59 | 87.6215 | 0 | Heating | 87.6215 | 4 | 70.0972 | 70.0972 | 0 | 6 | 0 | 0 | 4 | 0 | 0 | 0 | 6 | 0 | 14.0194 | 0.0053921 | 1 | 0.5 | 0 | 8.2745 | 0 | 8.2745 | 71.5277 | 0 | 4.0943 | 0.0031495 | 1 | 0.5 | 0 | 4.1373 | 0 | 4.1373
2007-10-05 03:01 | 10 | 5 | 3 | 278 | 6651 | 57.02 | 114.6063 | 0 | Heating | 114.6063 | 4 | 91.685 | 91.685 | 0 | 6 | 0 | 0 | 4 | 0 | 0 | 0 | 6 | 0 | 18.337 | 0.0070527 | 1 | 0.5 | 0 | 8.2745 | 0 | 8.2745 | 93.5562 | 0 | 5.3552 | 0.0041194 | 1 | 0.5 | 0 | 4.1373 | 0 | 4.1373
2007-10-05 04:01 | 10 | 5 | 4 | 278 | 6652 | 57.02 | 124.1854 | 0 | Heating | 124.1854 | 4 | 99.3483 | 99.3483 | 0 | 6 | 0 | 0 | 4 | 0 | 0 | 0 | 6 | 0 | 19.8697 | 0.0076422 | 1 | 0.5 | 0 | 8.2745 | 0 | 8.2745 | 101.3758 | 0 | 5.8029 | 0.0044637 | 1 | 0.5 | 0 | 4.1373 | 0 | 4.1373
2007-10-05 05:01 | 10 | 5 | 5 | 278 | 6653 | 57.02 | 174.9202 | 0 | Heating | 174.9202 | 4 | 139.9362 | 139.9362 | 0 | 6 | 0 | 0 | 4 | 0 | 0 | 0 | 6 | 0 | 27.9872 | 0.010764 | 1 | 0.5 | 0 | 8.2745 | 0 | 8.2745 | 142.792 | 0 | 8.1736 | 0.0062874 | 1 | 0.5 | 0 | 4.1373 | 0 | 4.1373
2007-10-05 06:01 | 10 | 5 | 6 | 278 | 6654 | 57.02 | 1017.5913 | 0 | Heating | 1017.5913 | 4 | 814.073 | 814.073 | 0 | 6 | 0 | 0 | 4 | 0 | 0 | 0 | 6 | 0 | 162.8146 | 0.062621 | 1 | 0.5 | 0 | 8.2745 | 0 | 8.2745 | 830.6868 | 0 | 47.5493 | 0.036576 | 1 | 0.5 | 0 | 4.1373 | 0 | 4.1373
2007-10-05 07:01 | 10 | 5 | 7 | 278 | 6655 | 57.92 | 1181.2223 | 0 | Heating | 1181.2223 | 4 | 944.9778 | 944.9778 | 0 | 6 | 0 | 0 | 4 | 0 | 0 | 0 | 6 | 0 | 188.9956 | 0.072691 | 1 | 0.5 | 0 | 8.2745 | 0 | 8.2745 | 964.2631 | 0 | 55.1954 | 0.042458 | 1 | 0.5 | 0 | 4.1373 | 0 | 4.1373
2007-10-05 08:01 | 10 | 5 | 8 | 278 | 6656 | 57.92 | 1244.8127 | 0 | Heating | 1244.8127 | 4 | 995.8502 | 995.8502 | 0 | 6 | 0 | 0 | 4 | 0 | 0 | 0 | 6 | 0 | 199.17 | 0.076604 | 1 | 0.5 | 0 | 8.2745 | 0 | 8.2745 | 1016.1736 | 0 | 58.1668 | 0.044744 | 1 | 0.5 | 0 | 4.1373 | 0 | 4.1373
2007-10-05 09:01 | 10 | 5 | 9 | 278 | 6657 | 62.06 | 920.7392 | 0 | Heating | 920.7392 | 4 | 736.5914 | 736.5914 | 0 | 6 | 0 | 0 | 4 | 0 | 0 | 0 | 6 | 0 | 147.3183 | 0.056661 | 1 | 0.5 | 0 | 8.2745 | 0 | 8.2745 | 751.6239 | 0 | 43.0237 | 0.033095 | 1 | 0.5 | 0 | 4.1373 | 0 | 4.1373
2007-10-05 10:01 | 10 | 5 | 10 | 278 | 6658 | 62.96 | 635.8709 | 0 | Heating | 635.8709 | 4 | 508.6967 | 508.6967 | 0 | 6 | 0 | 0 | 4 | 0 | 0 | 0 | 6 | 0 | 101.7393 | 0.039131 | 1 | 0.5 | 0 | 8.2745 | 0 | 8.2745 | 519.0783 | 0 | 29.7126 | 0.022856 | 1 | 0.5 | 0 | 4.1373 | 0 | 4.1373
2007-10-05 11:01 | 10 | 5 | 11 | 278 | 6659 | 62.96 | 383.055 | 0 | Heating | 383.055 | 4 | 306.444 | 306.444 | 0 | 6 | 0 | 0 | 4 | 0 | 0 | 0 | 6 | 0 | 61.2888 | 0.023573 | 1 | 0.5 | 0 | 8.2745 | 0 | 8.2745 | 312.6979 | 0 | 17.8991 | 0.013769 | 1 | 0.5 | 0 | 4.1373 | 0 | 4.1373
2007-10-05 12:01 | 10 | 5 | 12 | 278 | 6660 | 62.96 | 256.2299 | 0 | Heating | 256.2299 | 4 | 204.9839 | 204.9839 | 0 | 6 | 0 | 0 | 4 | 0 | 0 | 0 | 6 | 0 | 40.9968 | 0.015768 | 1 | 0.5 | 0 | 8.2745 | 0 | 8.2745 | 209.1672 | 0 | 11.9729 | 0.00921 | 1 | 0.5 | 0 | 4.1373 | 0 | 4.1373
2007-10-05 13:01 | 10 | 5 | 13 | 278 | 6661 | 64.4 | 209.9273 | 0 | Heating | 209.9273 | 4 | 167.9419 | 167.9419 | 0 | 6 | 0 | 0 | 4 | 0 | 0 | 0 | 6 | 0 | 33.5884 | 0.012919 | 1 | 0.5 | 0 | 8.2745 | 0 | 8.2745 | 171.3692 | 0 | 9.8093 | 0.0075456 | 1 | 0.5 | 0 | 4.1373 | 0 | 4.1373
2007-10-05 14:01 | 10 | 5 | 14 | 278 | 6662 | 64.94 | 181.9411 | 0 | Heating | 181.9411 | 4 | 145.5529 | 145.5529 | 0 | 6 | 0 | 0 | 4 | 0 | 0 | 0 | 6 | 0 | 29.1106 | 0.011196 | 1 | 0.5 | 0 | 8.2745 | 0 | 8.2745 | 148.5233 | 0 | 8.5016 | 0.0065397 | 1 | 0.5 | 0 | 4.1373 | 0 | 4.1373
2007-10-05 15:01 | 10 | 5 | 15 | 278 | 6663 | 66.92 | 122.6265 | 0 | Heating | 122.6265 | 4 | 98.1012 | 98.1012 | 0 | 6 | 0 | 0 | 4 | 0 | 0 | 0 | 6 | 0 | 19.6202 | 0.0075462 | 1 | 0.5 | 0 | 8.2745 | 0 | 8.2745 | 100.1033 | 0 | 5.73 | 0.0044077 | 1 | 0.5 | 0 | 4.1373 | 0 | 4.1373
2007-10-05 16:01 | 10 | 5 | 16 | 278 | 6664 | 66.02 | 158.6775 | 0 | Heating | 158.6775 | 4 | 126.942 | 126.942 | 0 | 6 | 0 | 0 | 4 | 0 | 0 | 0 | 6 | 0 | 25.3884 | 0.0097648 | 1 | 0.5 | 0 | 8.2745 | 0 | 8.2745 | 129.5327 | 0 | 7.4146 | 0.0057035 | 1 | 0.5 | 0 | 4.1373 | 0 | 4.1373
2007-10-05 17:01 | 10 | 5 | 17 | 278 | 6665 | 66.02 | 184.5831 | 0 | Heating | 184.5831 | 4 | 147.6664 | 147.6664 | 0 | 6 | 0 | 0 | 4 | 0 | 0 | 0 | 6 | 0 | 29.5333 | 0.011359 | 1 | 0.5 | 0 | 8.2745 | 0 | 8.2745 | 150.68 | 0 | 8.6251 | 0.0066347 | 1 | 0.5 | 0 | 4.1373 | 0 | 4.1373
2007-10-05 18:01 | 10 | 5 | 18 | 278 | 6666 | 64.04 | 391.3808 | 0 | Heating | 391.3808 | 4 | 313.1047 | 313.1047 | 0 | 6 | 0 | 0 | 4 | 0 | 0 | 0 | 6 | 0 | 62.6209 | 0.024085 | 1 | 0.5 | 0 | 8.2745 | 0 | 8.2745 | 319.4946 | 0 | 18.2882 | 0.014068 | 1 | 0.5 | 0 | 4.1373 | 0 | 4.1373
2007-10-05 19:01 | 10 | 5 | 19 | 278 | 6667 | 62.96 | 622.6894 | 0 | Heating | 622.6894 | 4 | 498.1515 | 498.1515 | 0 | 6 | 0 | 0 | 4 | 0 | 0 | 0 | 6 | 0 | 99.6303 | 0.038319 | 1 | 0.5 | 0 | 8.2745 | 0 | 8.2745 | 508.3179 | 0 | 29.0966 | 0.022382 | 1 | 0.5 | 0 | 4.1373 | 0 | 4.1373
2007-10-05 20:01 | 10 | 5 | 20 | 278 | 6668 | 62.06 | 806.6423 | 0 | Heating | 806.6423 | 4 | 645.3138 | 645.3138 | 0 | 6 | 0 | 0 | 4 | 0 | 0 | 0 | 6 | 0 | 129.0628 | 0.04964 | 1 | 0.5 | 0 | 8.2745 | 0 | 8.2745 | 658.4835 | 0 | 37.6922 | 0.028994 | 1 | 0.5 | 0 | 4.1373 | 0 | 4.1373
2007-10-05 21:01 | 10 | 5 | 21 | 278 | 6669 | 59 | 1018.5545 | 0 | Heating | 1018.5545 | 4 | 814.8436 | 814.8436 | 0 | 6 | 0 | 0 | 4 | 0 | 0 | 0 | 6 | 0 | 162.9687 | 0.06268 | 1 | 0.5 | 0 | 8.2745 | 0 | 8.2745 | 831.4731 | 0 | 47.5943 | 0.036611 | 1 | 0.5 | 0 | 4.1373 | 0 | 4.1373
2007-10-05 22:01 | 10 | 5 | 22 | 278 | 6670 | 57.92 | 581.7914 | 0 | Heating | 581.7914 | 4 | 465.4331 | 465.4331 | 0 | 6 | 0 | 0 | 4 | 0 | 0 | 0 | 6 | 0 | 93.0866 | 0.035803 | 1 | 0.5 | 0 | 8.2745 | 0 | 8.2745 | 474.9317 | 0 | 27.1856 | 0.020912 | 1 | 0.5 | 0 | 4.1373 | 0 | 4.1373
2007-10-05 23:01 | 10 | 5 | 23 | 278 | 6671 | 57.92 | 609.9741 | 0 | Heating | 609.9741 | 4 | 487.9793 | 487.9793 | 0 | 6 | 0 | 0 | 4 | 0 | 0 | 0 | 6 | 0 | 97.5959 | 0.037537 | 1 | 0.5 | 0 | 8.2745 | 0 | 8.2745 | 497.9381 | 0 | 28.5025 | 0.021925 | 1 | 0.5 | 0 | 4.1373 | 0 | 4.1373
2007-10-06 00:01 | 10 | 6 | 0 | 279 | 6672 | 53.96 | 423.8606 | 0 | Heating | 423.8606 | 4 | 339.0885 | 339.0885 | 0 | 6 | 0 | 0 | 4 | 0 | 0 | 0 | 6 | 0 | 67.8177 | 0.026084 | 1 | 0.5 | 0 | 8.2745 | 0 | 8.2745 | 346.0087 | 0 | 19.8059 | 0.015235 | 1 | 0.5 | 0 | 4.1373 | 0 | 4.1373
2007-10-06 01:01 | 10 | 6 | 1 | 279 | 6673 | 52.34 | 319.6386 | 0 | Heating | 319.6386 | 4 | 255.7109 | 255.7109 | 0 | 6 | 0 | 0 | 4 | 0 | 0 | 0 | 6 | 0 | 51.1422 | 0.01967 | 1 | 0.5 | 0 | 8.2745 | 0 | 8.2745 | 260.9295 | 0 | 14.9359 | 0.011489 | 1 | 0.5 | 0 | 4.1373 | 0 | 4.1373
2007-10-06 02:01 | 10 | 6 | 2 | 279 | 6674 | 52.34 | 292.7486 | 0 | Heating | 292.7486 | 4 | 234.1988 | 234.1988 | 0 | 6 | 0 | 0 | 4 | 0 | 0 | 0 | 6 | 0 | 46.8398 | 0.018015 | 1 | 0.5 | 0 | 8.2745 | 0 | 8.2745 | 238.9784 | 0 | 13.6794 | 0.010523 | 1 | 0.5 | 0 | 4.1373 | 0 | 4.1373
2007-10-06 03:01 | 10 | 6 | 3 | 279 | 6675 | 51.08 | 271.6091 | 0 | Heating | 271.6091 | 4 | 217.2873 | 217.2873 | 0 | 6 | 0 | 0 | 4 | 0 | 0 | 0 | 6 | 0 | 43.4575 | 0.016714 | 1 | 0.5 | 0 | 8.2745 | 0 | 8.2745 | 221.7217 | 0 | 12.6916 | 0.0097627 | 1 | 0.5 | 0 | 4.1373 | 0 | 4.1373
2007-10-06 04:01 | 10 | 6 | 4 | 279 | 6676 | 48.56 | 248.3629 | 0 | Heating | 248.3629 | 4 | 198.6903 | 198.6903 | 0 | 6 | 0 | 0 | 4 | 0 | 0 | 0 | 6 | 0 | 39.7381 | 0.015284 | 1 | 0.5 | 0 | 8.2745 | 0 | 8.2745 | 202.7452 | 0 | 11.6053 | 0.0089272 | 1 | 0.5 | 0 | 4.1373 | 0 | 4.1373
2007-10-06 05:01 | 10 | 6 | 5 | 279 | 6677 | 48.02 | 311.9084 | 0 | Heating | 311.9084 | 4 | 249.5267 | 249.5267 | 0 | 6 | 0 | 0 | 4 | 0 | 0 | 0 | 6 | 0 | 49.9053 | 0.019194 | 1 | 0.5 | 0 | 8.2745 | 0 | 8.2745 | 254.6191 | 0 | 14.5746 | 0.011211 | 1 | 0.5 | 0 | 4.1373 | 0 | 4.1373
2007-10-06 06:01 | 10 | 6 | 6 | 279 | 6678 | 46.04 | 430.6875 | 0 | Heating | 430.6875 | 4 | 344.55 | 344.55 | 0 | 6 | 0 | 0 | 4 | 0 | 0 | 0 | 6 | 0 | 68.91 | 0.026504 | 1 | 0.5 | 0 | 8.2745 | 0 | 8.2745 | 351.5817 | 0 | 20.1249 | 0.015481 | 1 | 0.5 | 0 | 4.1373 | 0 | 4.1373
2007-10-06 07:01 | 10 | 6 | 7 | 279 | 6679 | 48.02 | 746.6742 | 0 | Heating | 746.6742 | 4 | 597.3393 | 597.3393 | 0 | 6 | 0 | 0 | 4 | 0 | 0 | 0 | 6 | 0 | 119.4679 | 0.045949 | 1 | 0.5 | 0 | 8.2745 | 0 | 8.2745 | 609.5299 | 0 | 34.8901 | 0.026839 | 1 | 0.5 | 0 | 4.1373 | 0 | 4.1373
2007-10-06 08:01 | 10 | 6 | 8 | 279 | 6680 | 48.02 | 1883.3324 | 0 | Heating | 1883.3324 | 4 | 1506.6659 | 1506.6659 | 0 | 6 | 0 | 0 | 4 | 0 | 0 | 0 | 6 | 0 | 301.3332 | 0.1159 | 1 | 0.5 | 0 | 8.2745 | 0 | 8.2745 | 1537.4142 | 0 | 88.0031 | 0.067695 | 1 | 0.5 | 0 | 4.1373 | 0 | 4.1373
2007-10-06 09:01 | 10 | 6 | 9 | 279 | 6681 | 55.04 | 1494.3926 | 0 | Heating | 1494.3926 | 4 | 1195.5141 | 1195.5141 | 0 | 6 | 0 | 0 | 4 | 0 | 0 | 0 | 6 | 0 | 239.1028 | 0.091963 | 1 | 0.5 | 0 | 8.2745 | 0 | 8.2745 | 1219.9123 | 0 | 69.829 | 0.053715 | 1 | 0.5 | 0 | 4.1373 | 0 | 4.1373
2007-10-06 10:01 | 10 | 6 | 10 | 279 | 6682 | 60.08 | 1283.79 | 0 | Heating | 1283.79 | 4 | 1027.032 | 1027.032 | 0 | 6 | 0 | 0 | 4 | 0 | 0 | 0 | 6 | 0 | 205.4064 | 0.079002 | 1 | 0.5 | 0 | 8.2745 | 0 | 8.2745 | 1047.9919 | 0 | 59.9881 | 0.046145 | 1 | 0.5 | 0 | 4.1373 | 0 | 4.1373
2007-10-06 11:01 | 10 | 6 | 11 | 279 | 6683 | 60.08 | 1075.4814 | 0 | Heating | 1075.4814 | 4 | 860.3851 | 860.3851 | 0 | 6 | 0 | 0 | 4 | 0 | 0 | 0 | 6 | 0 | 172.077 | 0.066183 | 1 | 0.5 | 0 | 8.2745 | 0 | 8.2745 | 877.944 | 0 | 50.2544 | 0.038657 | 1 | 0.5 | 0 | 4.1373 | 0 | 4.1373
2007-10-06 12:01 | 10 | 6 | 12 | 279 | 6684 | 66.92 | 814.8861 | 0 | Heating | 814.8861 | 4 | 651.9089 | 651.9089 | 0 | 6 | 0 | 0 | 4 | 0 | 0 | 0 | 6 | 0 | 130.3818 | 0.050147 | 1 | 0.5 | 0 | 8.2745 | 0 | 8.2745 | 665.2131 | 0 | 38.0775 | 0.02929 | 1 | 0.5 | 0 | 4.1373 | 0 | 4.1373
2007-10-06 13:01 | 10 | 6 | 13 | 279 | 6685 | 68 | 762.0727 | 0 | Heating | 762.0727 | 4 | 609.6582 | 609.6582 | 0 | 6 | 0 | 0 | 4 | 0 | 0 | 0 | 6 | 0 | 121.9316 | 0.046897 | 1 | 0.5 | 0 | 8.2745 | 0 | 8.2745 | 622.1002 | 0 | 35.6096 | 0.027392 | 1 | 0.5 | 0 | 4.1373 | 0 | 4.1373
2007-10-06 14:01 | 10 | 6 | 14 | 279 | 6686 | 68 | 721.5992 | 0 | Heating | 721.5992 | 4 | 577.2793 | 577.2793 | 0 | 6 | 0 | 0 | 4 | 0 | 0 | 0 | 6 | 0 | 115.4559 | 0.044406 | 1 | 0.5 | 0 | 8.2745 | 0 | 8.2745 | 589.0606 | 0 | 33.7184 | 0.025937 | 1 | 0.5 | 0 | 4.1373 | 0 | 4.1373
2007-10-06 15:01 | 10 | 6 | 15 | 279 | 6687 | 69.98 | 724.8966 | 0 | Heating | 724.8966 | 4 | 579.9173 | 579.9173 | 0 | 6 | 0 | 0 | 4 | 0 | 0 | 0 | 6 | 0 | 115.9835 | 0.044609 | 1 | 0.5 | 0 | 8.2745 | 0 | 8.2745 | 591.7523 | 0 | 33.8725 | 0.026056 | 1 | 0.5 | 0 | 4.1373 | 0 | 4.1373
2007-10-06 16:01 | 10 | 6 | 16 | 279 | 6688 | 71.06 | 811.2396 | 0 | Heating | 811.2396 | 4 | 648.9917 | 648.9917 | 0 | 6 | 0 | 0 | 4 | 0 | 0 | 0 | 6 | 0 | 129.7983 | 0.049922 | 1 | 0.5 | 0 | 8.2745 | 0 | 8.2745 | 662.2364 | 0 | 37.9071 | 0.029159 | 1 | 0.5 | 0 | 4.1373 | 0 | 4.1373
2007-10-06 17:01 | 10 | 6 | 17 | 279 | 6689 | 71.06 | 1097.0434 | 0 | Heating | 1097.0434 | 4 | 877.6347 | 877.6347 | 0 | 6 | 0 | 0 | 4 | 0 | 0 | 0 | 6 | 0 | 175.5269 | 0.06751 | 1 | 0.5 | 0 | 8.2745 | 0 | 8.2745 | 895.5456 | 0 | 51.2619 | 0.039432 | 1 | 0.5 | 0 | 4.1373 | 0 | 4.1373
2007-10-06 18:01 | 10 | 6 | 18 | 279 | 6690 | 60.98 | 1295.6797 | 0 | Heating | 1295.6797 | 4 | 1036.5438 | 1036.5438 | 0 | 6 | 0 | 0 | 4 | 0 | 0 | 0 | 6 | 0 | 207.3088 | 0.079734 | 1 | 0.5 | 0 | 8.2745 | 0 | 8.2745 | 1057.6977 | 0 | 60.5437 | 0.046572 | 1 | 0.5 | 0 | 4.1373 | 0 | 4.1373
2007-10-06 19:01 | 10 | 6 | 19 | 279 | 6691 | 60.08 | 769.9796 | 0 | Heating | 769.9796 | 4 | 615.9837 | 615.9837 | 0 | 6 | 0 | 0 | 4 | 0 | 0 | 0 | 6 | 0 | 123.1967 | 0.047383 | 1 | 0.5 | 0 | 8.2745 | 0 | 8.2745 | 628.5548 | 0 | 35.9791 | 0.027676 | 1 | 0.5 | 0 | 4.1373 | 0 | 4.1373
2007-10-06 20:01 | 10 | 6 | 20 | 279 | 6692 | 60.08 | 785.5726 | 0 | Heating | 785.5726 | 4 | 628.4581 | 628.4581 | 0 | 6 | 0 | 0 | 4 | 0 | 0 | 0 | 6 | 0 | 125.6916 | 0.048343 | 1 | 0.5 | 0 | 8.2745 | 0 | 8.2745 | 641.2838 | 0 | 36.7077 | 0.028237 | 1 | 0.5 | 0 | 4.1373 | 0 | 4.1373
2007-10-06 21:01 | 10 | 6 | 21 | 279 | 6693 | 55.94 | 816.4003 | 0 | Heating | 816.4003 | 4 | 653.1203 | 653.1203 | 0 | 6 | 0 | 0 | 4 | 0 | 0 | 0 | 6 | 0 | 130.6241 | 0.05024 | 1 | 0.5 | 0 | 8.2745 | 0 | 8.2745 | 666.4493 | 0 | 38.1482 | 0.029345 | 1 | 0.5 | 0 | 4.1373 | 0 | 4.1373
2007-10-06 22:01 | 10 | 6 | 22 | 279 | 6694 | 53.06 | 804.9529 | 0 | Heating | 804.9529 | 4 | 643.9623 | 643.9623 | 0 | 6 | 0 | 0 | 4 | 0 | 0 | 0 | 6 | 0 | 128.7925 | 0.049536 | 1 | 0.5 | 0 | 8.2745 | 0 | 8.2745 | 657.1044 | 0 | 37.6133 | 0.028933 | 1 | 0.5 | 0 | 4.1373 | 0 | 4.1373
2007-10-06 23:01 | 10 | 6 | 23 | 279 | 6695 | 53.06 | 841.2437 | 0 | Heating | 841.2437 | 4 | 672.9949 | 672.9949 | 0 | 6 | 0 | 0 | 4 | 0 | 0 | 0 | 6 | 0 | 134.599 | 0.051769 | 1 | 0.5 | 0 | 8.2745 | 0 | 8.2745 | 686.7295 | 0 | 39.3091 | 0.030238 | 1 | 0.5 | 0 | 4.1373 | 0 | 4.1373
2007-10-07 00:01 | 10 | 7 | 0 | 280 | 6696 | 48.92 | 659.7697 | 0 | Heating | 659.7697 | 4 | 527.8158 | 527.8158 | 0 | 6 | 0 | 0 | 4 | 0 | 0 | 0 | 6 | 0 | 105.5632 | 0.040601 | 1 | 0.5 | 0 | 8.2745 | 0 | 8.2745 | 538.5875 | 0 | 30.8293 | 0.023715 | 1 | 0.5 | 0 | 4.1373 | 0 | 4.1373
2007-10-07 01:01 | 10 | 7 | 1 | 280 | 6697 | 48.92 | 706.6312 | 0 | Heating | 706.6312 | 4 | 565.305 | 565.305 | 0 | 6 | 0 | 0 | 4 | 0 | 0 | 0 | 6 | 0 | 113.061 | 0.043485 | 1 | 0.5 | 0 | 8.2745 | 0 | 8.2745 | 576.8418 | 0 | 33.019 | 0.025399 | 1 | 0.5 | 0 | 4.1373 | 0 | 4.1373
2007-10-07 02:01 | 10 | 7 | 2 | 280 | 6698 | 48.92 | 749.882 | 0 | Heating | 749.882 | 4 | 599.9056 | 599.9056 | 0 | 6 | 0 | 0 | 4 | 0 | 0 | 0 | 6 | 0 | 119.9811 | 0.046147 | 1 | 0.5 | 0 | 8.2745 | 0 | 8.2745 | 612.1485 | 0 | 35.04 | 0.026954 | 1 | 0.5 | 0 | 4.1373 | 0 | 4.1373
2007-10-07 03:01 | 10 | 7 | 3 | 280 | 6699 | 46.94 | 760.162 | 0 | Heating | 760.162 | 4 | 608.1296 | 608.1296 | 0 | 6 | 0 | 0 | 4 | 0 | 0 | 0 | 6 | 0 | 121.6259 | 0.046779 | 1 | 0.5 | 0 | 8.2745 | 0 | 8.2745 | 620.5404 | 0 | 35.5203 | 0.027323 | 1 | 0.5 | 0 | 4.1373 | 0 | 4.1373
2007-10-07 04:01 | 10 | 7 | 4 | 280 | 6700 | 44.96 | 843.7217 | 0 | Heating | 843.7217 | 4 | 674.9774 | 674.9774 | 0 | 6 | 0 | 0 | 4 | 0 | 0 | 0 | 6 | 0 | 134.9955 | 0.051921 | 1 | 0.5 | 0 | 8.2745 | 0 | 8.2745 | 688.7524 | 0 | 39.4249 | 0.030327 | 1 | 0.5 | 0 | 4.1373 | 0 | 4.1373
2007-10-07 05:01 | 10 | 7 | 5 | 280 | 6701 | 44.96 | 1021.2008 | 0 | Heating | 1021.2008 | 4 | 816.9607 | 816.9607 | 0 | 6 | 0 | 0 | 4 | 0 | 0 | 0 | 6 | 0 | 163.3921 | 0.062843 | 1 | 0.5 | 0 | 8.2745 | 0 | 8.2745 | 833.6333 | 0 | 47.718 | 0.036706 | 1 | 0.5 | 0 | 4.1373 | 0 | 4.1373
2007-10-07 06:01 | 10 | 7 | 6 | 280 | 6702 | 44.06 | 3000.6201 | 0 | Heating | 3000.6201 | 4 | 2400.4961 | 2400.4961 | 0 | 6 | 0 | 0 | 4 | 0 | 0 | 0 | 6 | 0 | 480.0992 | 0.18465 | 1 | 0.5 | 0 | 8.2745 | 0 | 8.2745 | 2449.4858 | 0 | 140.211 | 0.10785 | 1 | 0.5 | 0 | 4.1373 | 0 | 4.1373
2007-10-07 07:01 | 10 | 7 | 7 | 280 | 6703 | 42.98 | 2728.429 | 0 | Heating | 2728.429 | 4 | 2182.7432 | 2182.7432 | 0 | 6 | 0 | 0 | 4 | 0 | 0 | 0 | 6 | 0 | 436.5486 | 0.1679 | 1 | 0.5 | 0 | 8.2745 | 0 | 8.2745 | 2227.289 | 0 | 127.4922 | 0.098071 | 1 | 0.5 | 0 | 4.1373 | 0 | 4.1373
2007-10-07 08:01 | 10 | 7 | 8 | 280 | 6704 | 44.96 | 2332.8778 | 0 | Heating | 2332.8778 | 4 | 1866.3022 | 1866.3022 | 0 | 6 | 0 | 0 | 4 | 0 | 0 | 0 | 6 | 0 | 373.2604 | 0.14356 | 1 | 0.5 | 0 | 8.2745 | 0 | 8.2745 | 1904.39 | 0 | 109.0092 | 0.083853 | 1 | 0.5 | 0 | 4.1373 | 0 | 4.1373
2007-10-07 09:01 | 10 | 7 | 9 | 280 | 6705 | 55.04 | 1718.63 | 0 | Heating | 1718.63 | 4 | 1374.904 | 1374.904 | 0 | 6 | 0 | 0 | 4 | 0 | 0 | 0 | 6 | 0 | 274.9808 | 0.10576 | 1 | 0.5 | 0 | 8.2745 | 0 | 8.2745 | 1402.9633 | 0 | 80.307 | 0.061775 | 1 | 0.5 | 0 | 4.1373 | 0 | 4.1373
2007-10-07 10:01 | 10 | 7 | 10 | 280 | 6706 | 60.98 | 1262.6364 | 0 | Heating | 1262.6364 | 4 | 1010.1091 | 1010.1091 | 0 | 6 | 0 | 0 | 4 | 0 | 0 | 0 | 6 | 0 | 202.0218 | 0.077701 | 1 | 0.5 | 0 | 8.2745 | 0 | 8.2745 | 1030.7236 | 0 | 58.9996 | 0.045384 | 1 | 0.5 | 0 | 4.1373 | 0 | 4.1373
2007-10-07 11:01 | 10 | 7 | 11 | 280 | 6707 | 60.98 | 937.7009 | 0 | Heating | 937.7009 | 4 | 750.1607 | 750.1607 | 0 | 6 | 0 | 0 | 4 | 0 | 0 | 0 | 6 | 0 | 150.0321 | 0.057705 | 1 | 0.5 | 0 | 8.2745 | 0 | 8.2745 | 765.4701 | 0 | 43.8163 | 0.033705 | 1 | 0.5 | 0 | 4.1373 | 0 | 4.1373
2007-10-07 12:01 | 10 | 7 | 12 | 280 | 6708 | 68 | 654.2849 | 0 | Heating | 654.2849 | 4 | 523.4279 | 523.4279 | 0 | 6 | 0 | 0 | 4 | 0 | 0 | 0 | 6 | 0 | 104.6856 | 0.040264 | 1 | 0.5 | 0 | 8.2745 | 0 | 8.2745 | 534.1101 | 0 | 30.573 | 0.023518 | 1 | 0.5 | 0 | 4.1373 | 0 | 4.1373
2007-10-07 13:01 | 10 | 7 | 13 | 280 | 6709 | 69.98 | 442.0422 | 0 | Heating | 442.0422 | 4 | 353.6338 | 353.6338 | 0 | 6 | 0 | 0 | 4 | 0 | 0 | 0 | 6 | 0 | 70.7268 | 0.027203 | 1 | 0.5 | 0 | 8.2745 | 0 | 8.2745 | 360.8508 | 0 | 20.6555 | 0.015889 | 1 | 0.5 | 0 | 4.1373 | 0 | 4.1373
2007-10-07 14:01 | 10 | 7 | 14 | 280 | 6710 | 69.98 | 271.1247 | 0 | Heating | 271.1247 | 4 | 216.8997 | 216.8997 | 0 | 6 | 0 | 0 | 4 | 0 | 0 | 0 | 6 | 0 | 43.3799 | 0.016685 | 1 | 0.5 | 0 | 8.2745 | 0 | 8.2745 | 221.3263 | 0 | 12.6689 | 0.0097453 | 1 | 0.5 | 0 | 4.1373 | 0 | 4.1373
2007-10-07 15:01 | 10 | 7 | 15 | 280 | 6711 | 73.04 | 139.5853 | 0 | Heating | 139.5853 | 4 | 111.6682 | 111.6682 | 0 | 6 | 0 | 0 | 4 | 0 | 0 | 0 | 6 | 0 | 22.3336 | 0.0085899 | 1 | 0.5 | 0 | 8.2745 | 0 | 8.2745 | 113.9472 | 0 | 6.5224 | 0.0050173 | 1 | 0.5 | 0 | 4.1373 | 0 | 4.1373
2007-10-07 16:01 | 10 | 7 | 16 | 280 | 6712 | 71.96 | 101.9334 | 0 | Heating | 101.9334 | 4 | 81.5467 | 81.5467 | 0 | 6 | 0 | 0 | 4 | 0 | 0 | 0 | 6 | 0 | 16.3093 | 0.0062728 | 1 | 0.5 | 0 | 8.2745 | 0 | 8.2745 | 83.2109 | 0 | 4.7631 | 0.0036639 | 1 | 0.5 | 0 | 4.1373 | 0 | 4.1373
2007-10-07 17:01 | 10 | 7 | 17 | 280 | 6713 | 71.96 | 152.7647 | 0 | Heating | 152.7647 | 4 | 122.2118 | 122.2118 | 0 | 6 | 0 | 0 | 4 | 0 | 0 | 0 | 6 | 0 | 24.4424 | 0.0094009 | 1 | 0.5 | 0 | 8.2745 | 0 | 8.2745 | 124.7059 | 0 | 7.1383 | 0.005491 | 1 | 0.5 | 0 | 4.1373 | 0 | 4.1373
2007-10-07 18:01 | 10 | 7 | 18 | 280 | 6714 | 60.98 | 465.3875 | 0 | Heating | 465.3875 | 4 | 372.31 | 372.31 | 0 | 6 | 0 | 0 | 4 | 0 | 0 | 0 | 6 | 0 | 74.462 | 0.028639 | 1 | 0.5 | 0 | 8.2745 | 0 | 8.2745 | 379.9081 | 0 | 21.7463 | 0.016728 | 1 | 0.5 | 0 | 4.1373 | 0 | 4.1373
2007-10-07 19:01 | 10 | 7 | 19 | 280 | 6715 | 55.94 | 849.918 | 0 | Heating | 849.918 | 4 | 679.9344 | 679.9344 | 0 | 6 | 0 | 0 | 4 | 0 | 0 | 0 | 6 | 0 | 135.9869 | 0.052303 | 1 | 0.5 | 0 | 8.2745 | 0 | 8.2745 | 693.8106 | 0 | 39.7144 | 0.03055 | 1 | 0.5 | 0 | 4.1373 | 0 | 4.1373
2007-10-07 20:01 | 10 | 7 | 20 | 280 | 6716 | 55.94 | 1108.0482 | 0 | Heating | 1108.0482 | 4 | 886.4385 | 886.4385 | 0 | 6 | 0 | 0 | 4 | 0 | 0 | 0 | 6 | 0 | 177.2877 | 0.068188 | 1 | 0.5 | 0 | 8.2745 | 0 | 8.2745 | 904.5291 | 0 | 51.7761 | 0.039828 | 1 | 0.5 | 0 | 4.1373 | 0 | 4.1373
2007-10-07 21:01 | 10 | 7 | 21 | 280 | 6717 | 53.06 | 737.4461 | 0 | Heating | 737.4461 | 4 | 589.9569 | 589.9569 | 0 | 6 | 0 | 0 | 4 | 0 | 0 | 0 | 6 | 0 | 117.9914 | 0.045381 | 1 | 0.5 | 0 | 8.2745 | 0 | 8.2745 | 601.9968 | 0 | 34.4589 | 0.026507 | 1 | 0.5 | 0 | 4.1373 | 0 | 4.1373
2007-10-07 22:01 | 10 | 7 | 22 | 280 | 6718 | 51.98 | 710.4254 | 0 | Heating | 710.4254 | 4 | 568.3403 | 568.3403 | 0 | 6 | 0 | 0 | 4 | 0 | 0 | 0 | 6 | 0 | 113.6681 | 0.043718 | 1 | 0.5 | 0 | 8.2745 | 0 | 8.2745 | 579.9391 | 0 | 33.1963 | 0.025536 | 1 | 0.5 | 0 | 4.1373 | 0 | 4.1373
2007-10-07 23:01 | 10 | 7 | 23 | 280 | 6719 | 51.98 | 740.9809 | 0 | Heating | 740.9809 | 4 | 592.7848 | 592.7848 | 0 | 6 | 0 | 0 | 4 | 0 | 0 | 0 | 6 | 0 | 118.557 | 0.045599 | 1 | 0.5 | 0 | 8.2745 | 0 | 8.2745 | 604.8824 | 0 | 34.6241 | 0.026634 | 1 | 0.5 | 0 | 4.1373 | 0 | 4.1373
2007-10-08 00:01 | 10 | 8 | 0 | 281 | 6720 | 48.92 | 617.6223 | 0 | Heating | 617.6223 | 4 | 494.0978 | 494.0978 | 0 | 6 | 0 | 0 | 4 | 0 | 0 | 0 | 6 | 0 | 98.8196 | 0.038008 | 1 | 0.5 | 0 | 8.2745 | 0 | 8.2745 | 504.1814 | 0 | 28.8598 | 0.0222 | 1 | 0.5 | 0 | 4.1373 | 0 | 4.1373
2007-10-08 01:01 | 10 | 8 | 1 | 281 | 6721 | 48.92 | 408.097 | 0 | Heating | 408.097 | 4 | 326.4776 | 326.4776 | 0 | 6 | 0 | 0 | 4 | 0 | 0 | 0 | 6 | 0 | 65.2955 | 0.025114 | 1 | 0.5 | 0 | 8.2745 | 0 | 8.2745 | 333.1404 | 0 | 19.0693 | 0.014669 | 1 | 0.5 | 0 | 4.1373 | 0 | 4.1373
2007-10-08 02:01 | 10 | 8 | 2 | 281 | 6722 | 48.02 | 406.049 | 0 | Heating | 406.049 | 4 | 324.8392 | 324.8392 | 0 | 6 | 0 | 0 | 4 | 0 | 0 | 0 | 6 | 0 | 64.9678 | 0.024988 | 1 | 0.5 | 0 | 8.2745 | 0 | 8.2745 | 331.4686 | 0 | 18.9736 | 0.014595 | 1 | 0.5 | 0 | 4.1373 | 0 | 4.1373
2007-10-08 03:01 | 10 | 8 | 3 | 281 | 6723 | 44.96 | 415.0869 | 0 | Heating | 415.0869 | 4 | 332.0695 | 332.0695 | 0 | 6 | 0 | 0 | 4 | 0 | 0 | 0 | 6 | 0 | 66.4139 | 0.025544 | 1 | 0.5 | 0 | 8.2745 | 0 | 8.2745 | 338.8464 | 0 | 19.3959 | 0.01492 | 1 | 0.5 | 0 | 4.1373 | 0 | 4.1373
2007-10-08 04:01 | 10 | 8 | 4 | 281 | 6724 | 46.04 | 440.7959 | 0 | Heating | 440.7959 | 4 | 352.6367 | 352.6367 | 0 | 6 | 0 | 0 | 4 | 0 | 0 | 0 | 6 | 0 | 70.5273 | 0.027126 | 1 | 0.5 | 0 | 8.2745 | 0 | 8.2745 | 359.8334 | 0 | 20.5972 | 0.015844 | 1 | 0.5 | 0 | 4.1373 | 0 | 4.1373
2007-10-08 05:01 | 10 | 8 | 5 | 281 | 6725 | 46.04 | 534.8745 | 0 | Heating | 534.8745 | 4 | 427.8996 | 427.8996 | 0 | 6 | 0 | 0 | 4 | 0 | 0 | 0 | 6 | 0 | 85.5799 | 0.032915 | 1 | 0.5 | 0 | 8.2745 | 0 | 8.2745 | 436.6323 | 0 | 24.9933 | 0.019226 | 1 | 0.5 | 0 | 4.1373 | 0 | 4.1373
2007-10-08 06:01 | 10 | 8 | 6 | 281 | 6726 | 46.04 | 2116.3035 | 0 | Heating | 2116.3035 | 4 | 1693.0428 | 1693.0428 | 0 | 6 | 0 | 0 | 4 | 0 | 0 | 0 | 6 | 0 | 338.6086 | 0.13023 | 1 | 0.5 | 0 | 8.2745 | 0 | 8.2745 | 1727.5947 | 0 | 98.8892 | 0.076069 | 1 | 0.5 | 0 | 4.1373 | 0 | 4.1373
2007-10-08 07:01 | 10 | 8 | 7 | 281 | 6727 | 46.04 | 1979.7415 | 0 | Heating | 1979.7415 | 4 | 1583.7932 | 1583.7932 | 0 | 6 | 0 | 0 | 4 | 0 | 0 | 0 | 6 | 0 | 316.7586 | 0.12183 | 1 | 0.5 | 0 | 8.2745 | 0 | 8.2745 | 1616.1155 | 0 | 92.508 | 0.07116 | 1 | 0.5 | 0 | 4.1373 | 0 | 4.1373
2007-10-08 08:01 | 10 | 8 | 8 | 281 | 6728 | 46.94 | 1713.3468 | 0 | Heating | 1713.3468 | 4 | 1370.6774 | 1370.6774 | 0 | 6 | 0 | 0 | 4 | 0 | 0 | 0 | 6 | 0 | 274.1355 | 0.10544 | 1 | 0.5 | 0 | 8.2745 | 0 | 8.2745 | 1398.6504 | 0 | 80.0601 | 0.061585 | 1 | 0.5 | 0 | 4.1373 | 0 | 4.1373
2007-10-08 09:01 | 10 | 8 | 9 | 281 | 6729 | 50 | 1207.2637 | 0 | Heating | 1207.2637 | 4 | 965.811 | 965.811 | 0 | 6 | 0 | 0 | 4 | 0 | 0 | 0 | 6 | 0 | 193.1622 | 0.074293 | 1 | 0.5 | 0 | 8.2745 | 0 | 8.2745 | 985.5214 | 0 | 56.4122 | 0.043394 | 1 | 0.5 | 0 | 4.1373 | 0 | 4.1373
2007-10-08 10:01 | 10 | 8 | 10 | 281 | 6730 | 60.08 | 748.8531 | 0 | Heating | 748.8531 | 4 | 599.0825 | 599.0825 | 0 | 6 | 0 | 0 | 4 | 0 | 0 | 0 | 6 | 0 | 119.8165 | 0.046083 | 1 | 0.5 | 0 | 8.2745 | 0 | 8.2745 | 611.3087 | 0 | 34.9919 | 0.026917 | 1 | 0.5 | 0 | 4.1373 | 0 | 4.1373
2007-10-08 11:01 | 10 | 8 | 11 | 281 | 6731 | 60.08 | 322.268 | 0 | Heating | 322.268 | 4 | 257.8144 | 257.8144 | 0 | 6 | 0 | 0 | 4 | 0 | 0 | 0 | 6 | 0 | 51.5629 | 0.019832 | 1 | 0.5 | 0 | 8.2745 | 0 | 8.2745 | 263.0759 | 0 | 15.0587 | 0.011584 | 1 | 0.5 | 0 | 4.1373 | 0 | 4.1373
2007-10-08 12:01 | 10 | 8 | 12 | 281 | 6732 | 69.98 | 36.1232 | 0 | Heating | 36.1232 | 4 | 28.8985 | 28.8985 | 0 | 6 | 0 | 0 | 4 | 0 | 0 | 0 | 6 | 0 | 5.7797 | 0.002223 | 1 | 0.5 | 0 | 8.2745 | 0 | 8.2745 | 29.4883 | 0 | 1.6879 | 0.0012984 | 1 | 0.5 | 0 | 4.1373 | 0 | 4.1373
2007-10-08 13:01 | 10 | 8 | 13 | 281 | 6733 | 71.96 | 0 | 169.6106 | Cooling | 0 | 4 | 0 | 0 | 0 | 6 | 0 | 169.6106 | 4 | 212.0133 | 212.0133 | 0 | 6 | 0 | 21.2013 | 0.0081544 | 1 | 0.5 | 0 | 8.2745 | 0 | 8.2745 | 0 | 207.773 | 25.9716 | 0.019978 | 1 | 0.5 | 0 | 4.1373 | 0 | 4.1373
2007-10-08 14:01 | 10 | 8 | 14 | 281 | 6734 | 71.96 | 0 | 679.2709 | Cooling | 0 | 4 | 0 | 0 | 0 | 6 | 0 | 679.2709 | 4 | 849.0887 | 849.0887 | 0 | 6 | 0 | 84.9089 | 0.032657 | 1 | 0.5 | 0 | 8.2745 | 0 | 8.2745 | 0 | 832.1069 | 104.0134 | 0.08001 | 1 | 0.5 | 0 | 4.1373 | 0 | 4.1373
2007-10-08 15:01 | 10 | 8 | 15 | 281 | 6735 | 75.02 | 0 | 1100.4675 | Cooling | 0 | 4 | 0 | 0 | 0 | 6 | 0 | 1100.4675 | 4 | 1375.5843 | 1375.5843 | 0 | 6 | 0 | 137.5584 | 0.052907 | 1 | 0.5 | 0 | 8.2745 | 0 | 8.2745 | 0 | 1348.0726 | 168.5091 | 0.12962 | 1 | 0.5 | 0 | 4.1373 | 0 | 4.1373
2007-10-08 16:01 | 10 | 8 | 16 | 281 | 6736 | 73.04 | 0 | 1129.2465 | Cooling | 0 | 4 | 0 | 0 | 0 | 6 | 0 | 1129.2465 | 4 | 1411.5581 | 1411.5581 | 0 | 6 | 0 | 141.1558 | 0.054291 | 1 | 0.5 | 0 | 8.2745 | 0 | 8.2745 | 0 | 1383.3269 | 172.9159 | 0.13301 | 1 | 0.5 | 0 | 4.1373 | 0 | 4.1373
2007-10-08 17:01 | 10 | 8 | 17 | 281 | 6737 | 73.04 | 0 | 845.8065 | Cooling | 0 | 4 | 0 | 0 | 0 | 6 | 0 | 845.8065 | 4 | 1057.2581 | 1057.2581 | 0 | 6 | 0 | 105.7258 | 0.040664 | 1 | 0.5 | 0 | 8.2745 | 0 | 8.2745 | 0 | 1036.113 | 129.5141 | 0.099626 | 1 | 0.5 | 0 | 4.1373 | 0 | 4.1373
2007-10-08 18:01 | 10 | 8 | 18 | 281 | 6738 | 68 | 0 | 233.3427 | Cooling | 0 | 4 | 0 | 0 | 0 | 6 | 0 | 233.3427 | 4 | 291.6783 | 291.6783 | 0 | 6 | 0 | 29.1678 | 0.011218 | 1 | 0.5 | 0 | 8.2745 | 0 | 8.2745 | 0 | 285.8448 | 35.7306 | 0.027485 | 1 | 0.5 | 0 | 4.1373 | 0 | 4.1373
2007-10-08 19:01 | 10 | 8 | 19 | 281 | 6739 | 68 | 0 | 72.3502 | Cooling | 0 | 4 | 0 | 0 | 0 | 6 | 0 | 72.3502 | 4 | 90.4377 | 90.4377 | 0 | 6 | 0 | 9.0438 | 0.0034784 | 1 | 0.5 | 0 | 8.2745 | 0 | 8.2745 | 0 | 88.629 | 11.0786 | 0.008522 | 1 | 0.5 | 0 | 4.1373 | 0 | 4.1373
2007-10-08 20:01 | 10 | 8 | 20 | 281 | 6740 | 68 | 0 | 0.91187 | Cooling | 0 | 4 | 0 | 0 | 0 | 6 | 0 | 0.91187 | 4 | 1.1398 | 1.1398 | 0 | 6 | 0 | 0.11398 | 4.384e-05 | 1 | 0.5 | 0 | 8.2745 | 0 | 8.2745 | 0 | 1.117 | 0.13963 | 0.00010741 | 1 | 0.5 | 0 | 4.1373 | 0 | 4.1373
2007-10-08 21:01 | 10 | 8 | 21 | 281 | 6741 | 64.94 | 44.9179 | 0 | Heating | 44.9179 | 4 | 35.9343 | 35.9343 | 0 | 6 | 0 | 0 | 4 | 0 | 0 | 0 | 6 | 0 | 7.1869 | 0.0027642 | 1 | 0.5 | 0 | 8.2745 | 0 | 8.2745 | 36.6676 | 0 | 2.0989 | 0.0016145 | 1 | 0.5 | 0 | 4.1373 | 0 | 4.1373
2007-10-08 22:01 | 10 | 8 | 22 | 281 | 6742 | 64.04 | 118.8206 | 0 | Heating | 118.8206 | 4 | 95.0565 | 95.0565 | 0 | 6 | 0 | 0 | 4 | 0 | 0 | 0 | 6 | 0 | 19.0113 | 0.007312 | 1 | 0.5 | 0 | 8.2745 | 0 | 8.2745 | 96.9964 | 0 | 5.5522 | 0.0042709 | 1 | 0.5 | 0 | 4.1373 | 0 | 4.1373
2007-10-08 23:01 | 10 | 8 | 23 | 281 | 6743 | 64.04 | 123.9022 | 0 | Heating | 123.9022 | 4 | 99.1217 | 99.1217 | 0 | 6 | 0 | 0 | 4 | 0 | 0 | 0 | 6 | 0 | 19.8243 | 0.0076247 | 1 | 0.5 | 0 | 8.2745 | 0 | 8.2745 | 101.1446 | 0 | 5.7896 | 0.0044536 | 1 | 0.5 | 0 | 4.1373 | 0 | 4.1373
2007-10-09 00:01 | 10 | 9 | 0 | 282 | 6744 | 60.98 | 54.0971 | 0 | Heating | 54.0971 | 4 | 43.2777 | 43.2777 | 0 | 6 | 0 | 0 | 4 | 0 | 0 | 0 | 6 | 0 | 8.6555 | 0.0033291 | 1 | 0.5 | 0 | 8.2745 | 0 | 8.2745 | 44.1609 | 0 | 2.5278 | 0.0019445 | 1 | 0.5 | 0 | 4.1373 | 0 | 4.1373
2007-10-09 01:01 | 10 | 9 | 1 | 282 | 6745 | 59 | 0 | 50.5683 | Cooling | 0 | 4 | 0 | 0 | 0 | 6 | 0 | 50.5683 | 4 | 63.2104 | 63.2104 | 0 | 6 | 0 | 6.321 | 0.0024312 | 1 | 0.5 | 0 | 8.2745 | 0 | 8.2745 | 0 | 61.9461 | 7.7433 | 0.0059564 | 1 | 0.5 | 0 | 4.1373 | 0 | 4.1373
2007-10-09 02:01 | 10 | 9 | 2 | 282 | 6746 | 59 | 0 | 47.0852 | Cooling | 0 | 4 | 0 | 0 | 0 | 6 | 0 | 47.0852 | 4 | 58.8566 | 58.8566 | 0 | 6 | 0 | 5.8857 | 0.0022637 | 1 | 0.5 | 0 | 8.2745 | 0 | 8.2745 | 0 | 57.6794 | 7.2099 | 0.0055461 | 1 | 0.5 | 0 | 4.1373 | 0 | 4.1373
2007-10-09 03:01 | 10 | 9 | 3 | 282 | 6747 | 55.04 | 0 | 34.3848 | Cooling | 0 | 4 | 0 | 0 | 0 | 6 | 0 | 34.3848 | 4 | 42.981 | 42.981 | 0 | 6 | 0 | 4.2981 | 0.0016531 | 1 | 0.5 | 0 | 8.2745 | 0 | 8.2745 | 0 | 42.1214 | 5.2652 | 0.0040501 | 1 | 0.5 | 0 | 4.1373 | 0 | 4.1373
2007-10-09 04:01 | 10 | 9 | 4 | 282 | 6748 | 53.96 | 0 | 11.1808 | Cooling | 0 | 4 | 0 | 0 | 0 | 6 | 0 | 11.1808 | 4 | 13.976 | 13.976 | 0 | 6 | 0 | 1.3976 | 0.00053754 | 1 | 0.5 | 0 | 8.2745 | 0 | 8.2745 | 0 | 13.6964 | 1.7121 | 0.001317 | 1 | 0.5 | 0 | 4.1373 | 0 | 4.1373
2007-10-09 05:01 | 10 | 9 | 5 | 282 | 6749 | 53.96 | 53.3577 | 0 | Heating | 53.3577 | 4 | 42.6862 | 42.6862 | 0 | 6 | 0 | 0 | 4 | 0 | 0 | 0 | 6 | 0 | 8.5372 | 0.0032836 | 1 | 0.5 | 0 | 8.2745 | 0 | 8.2745 | 43.5573 | 0 | 2.4933 | 0.0019179 | 1 | 0.5 | 0 | 4.1373 | 0 | 4.1373
2007-10-09 06:01 | 10 | 9 | 6 | 282 | 6750 | 53.06 | 666.5016 | 0 | Heating | 666.5016 | 4 | 533.2012 | 533.2012 | 0 | 6 | 0 | 0 | 4 | 0 | 0 | 0 | 6 | 0 | 106.6402 | 0.041015 | 1 | 0.5 | 0 | 8.2745 | 0 | 8.2745 | 544.0829 | 0 | 31.1438 | 0.023957 | 1 | 0.5 | 0 | 4.1373 | 0 | 4.1373
2007-10-09 07:01 | 10 | 9 | 7 | 282 | 6751 | 53.06 | 869.1865 | 0 | Heating | 869.1865 | 4 | 695.3492 | 695.3492 | 0 | 6 | 0 | 0 | 4 | 0 | 0 | 0 | 6 | 0 | 139.0698 | 0.053488 | 1 | 0.5 | 0 | 8.2745 | 0 | 8.2745 | 709.54 | 0 | 40.6148 | 0.031242 | 1 | 0.5 | 0 | 4.1373 | 0 | 4.1373
2007-10-09 08:01 | 10 | 9 | 8 | 282 | 6752 | 53.06 | 730.5559 | 0 | Heating | 730.5559 | 4 | 584.4447 | 584.4447 | 0 | 6 | 0 | 0 | 4 | 0 | 0 | 0 | 6 | 0 | 116.8889 | 0.044957 | 1 | 0.5 | 0 | 8.2745 | 0 | 8.2745 | 596.3722 | 0 | 34.1369 | 0.026259 | 1 | 0.5 | 0 | 4.1373 | 0 | 4.1373
2007-10-09 09:01 | 10 | 9 | 9 | 282 | 6753 | 57.92 | 271.0972 | 0 | Heating | 271.0972 | 4 | 216.8778 | 216.8778 | 0 | 6 | 0 | 0 | 4 | 0 | 0 | 0 | 6 | 0 | 43.3756 | 0.016683 | 1 | 0.5 | 0 | 8.2745 | 0 | 8.2745 | 221.3039 | 0 | 12.6677 | 0.0097443 | 1 | 0.5 | 0 | 4.1373 | 0 | 4.1373
2007-10-09 10:01 | 10 | 9 | 10 | 282 | 6754 | 60.98 | 10.8111 | 0 | Heating | 10.8111 | 4 | 8.6489 | 8.6489 | 0 | 6 | 0 | 0 | 4 | 0 | 0 | 0 | 6 | 0 | 1.7298 | 0.0006653 | 1 | 0.5 | 0 | 8.2745 | 0 | 8.2745 | 8.8254 | 0 | 0.50517 | 0.00038859 | 1 | 0.5 | 0 | 4.1373 | 0 | 4.1373
2007-10-09 11:01 | 10 | 9 | 11 | 282 | 6755 | 60.98 | 0 | 299.5043 | Cooling | 0 | 4 | 0 | 0 | 0 | 6 | 0 | 299.5043 | 4 | 374.3804 | 374.3804 | 0 | 6 | 0 | 37.438 | 0.014399 | 1 | 0.5 | 0 | 8.2745 | 0 | 8.2745 | 0 | 366.8928 | 45.8616 | 0.035278 | 1 | 0.5 | 0 | 4.1373 | 0 | 4.1373
2007-10-09 12:01 | 10 | 9 | 12 | 282 | 6756 | 64.94 | 0 | 98.3188 | Cooling | 0 | 4 | 0 | 0 | 0 | 6 | 0 | 98.3188 | 4 | 122.8985 | 122.8985 | 0 | 6 | 0 | 12.2899 | 0.0047269 | 1 | 0.5 | 0 | 8.2745 | 0 | 8.2745 | 0 | 120.4406 | 15.0551 | 0.011581 | 1 | 0.5 | 0 | 4.1373 | 0 | 4.1373
2007-10-09 13:01 | 10 | 9 | 13 | 282 | 6757 | 64.94 | 0 | 69.9673 | Cooling | 0 | 4 | 0 | 0 | 0 | 6 | 0 | 69.9673 | 4 | 87.4591 | 87.4591 | 0 | 6 | 0 | 8.7459 | 0.0033638 | 1 | 0.5 | 0 | 8.2745 | 0 | 8.2745 | 0 | 85.7099 | 10.7137 | 0.0082413 | 1 | 0.5 | 0 | 4.1373 | 0 | 4.1373
2007-10-09 14:01 | 10 | 9 | 14 | 282 | 6758 | 64.94 | 9.515 | 0 | Heating | 9.515 | 4 | 7.612 | 7.612 | 0 | 6 | 0 | 0 | 4 | 0 | 0 | 0 | 6 | 0 | 1.5224 | 0.00058554 | 1 | 0.5 | 0 | 8.2745 | 0 | 8.2745 | 7.7674 | 0 | 0.44461 | 0.00034201 | 1 | 0.5 | 0 | 4.1373 | 0 | 4.1373
2007-10-09 15:01 | 10 | 9 | 15 | 282 | 6759 | 64.04 | 159.5959 | 0 | Heating | 159.5959 | 4 | 127.6767 | 127.6767 | 0 | 6 | 0 | 0 | 4 | 0 | 0 | 0 | 6 | 0 | 25.5353 | 0.0098213 | 1 | 0.5 | 0 | 8.2745 | 0 | 8.2745 | 130.2824 | 0 | 7.4575 | 0.0057365 | 1 | 0.5 | 0 | 4.1373 | 0 | 4.1373
2007-10-09 16:01 | 10 | 9 | 16 | 282 | 6760 | 64.04 | 328.7509 | 0 | Heating | 328.7509 | 4 | 263.0007 | 263.0007 | 0 | 6 | 0 | 0 | 4 | 0 | 0 | 0 | 6 | 0 | 52.6001 | 0.020231 | 1 | 0.5 | 0 | 8.2745 | 0 | 8.2745 | 268.3681 | 0 | 15.3617 | 0.011817 | 1 | 0.5 | 0 | 4.1373 | 0 | 4.1373
2007-10-09 17:01 | 10 | 9 | 17 | 282 | 6761 | 64.04 | 511.0614 | 0 | Heating | 511.0614 | 4 | 408.8491 | 408.8491 | 0 | 6 | 0 | 0 | 4 | 0 | 0 | 0 | 6 | 0 | 81.7698 | 0.03145 | 1 | 0.5 | 0 | 8.2745 | 0 | 8.2745 | 417.193 | 0 | 23.8805 | 0.01837 | 1 | 0.5 | 0 | 4.1373 | 0 | 4.1373
2007-10-09 18:01 | 10 | 9 | 18 | 282 | 6762 | 64.04 | 701.8807 | 0 | Heating | 701.8807 | 4 | 561.5046 | 561.5046 | 0 | 6 | 0 | 0 | 4 | 0 | 0 | 0 | 6 | 0 | 112.3009 | 0.043193 | 1 | 0.5 | 0 | 8.2745 | 0 | 8.2745 | 572.9638 | 0 | 32.797 | 0.025228 | 1 | 0.5 | 0 | 4.1373 | 0 | 4.1373
2007-10-09 19:01 | 10 | 9 | 19 | 282 | 6763 | 62.96 | 834.7939 | 0 | Heating | 834.7939 | 4 | 667.8351 | 667.8351 | 0 | 6 | 0 | 0 | 4 | 0 | 0 | 0 | 6 | 0 | 133.567 | 0.051372 | 1 | 0.5 | 0 | 8.2745 | 0 | 8.2745 | 681.4644 | 0 | 39.0077 | 0.030006 | 1 | 0.5 | 0 | 4.1373 | 0 | 4.1373
2007-10-09 20:01 | 10 | 9 | 20 | 282 | 6764 | 62.96 | 910.2279 | 0 | Heating | 910.2279 | 4 | 728.1823 | 728.1823 | 0 | 6 | 0 | 0 | 4 | 0 | 0 | 0 | 6 | 0 | 145.6365 | 0.056014 | 1 | 0.5 | 0 | 8.2745 | 0 | 8.2745 | 743.0432 | 0 | 42.5325 | 0.032717 | 1 | 0.5 | 0 | 4.1373 | 0 | 4.1373
2007-10-09 21:01 | 10 | 9 | 21 | 282 | 6765 | 60.08 | 652.2963 | 0 | Heating | 652.2963 | 4 | 521.837 | 521.837 | 0 | 6 | 0 | 0 | 4 | 0 | 0 | 0 | 6 | 0 | 104.3674 | 0.040141 | 1 | 0.5 | 0 | 8.2745 | 0 | 8.2745 | 532.4868 | 0 | 30.4801 | 0.023446 | 1 | 0.5 | 0 | 4.1373 | 0 | 4.1373
2007-10-09 22:01 | 10 | 9 | 22 | 282 | 6766 | 60.08 | 646.0173 | 0 | Heating | 646.0173 | 4 | 516.8138 | 516.8138 | 0 | 6 | 0 | 0 | 4 | 0 | 0 | 0 | 6 | 0 | 103.3628 | 0.039755 | 1 | 0.5 | 0 | 8.2745 | 0 | 8.2745 | 527.361 | 0 | 30.1867 | 0.023221 | 1 | 0.5 | 0 | 4.1373 | 0 | 4.1373
2007-10-09 23:01 | 10 | 9 | 23 | 282 | 6767 | 60.08 | 665.6783 | 0 | Heating | 665.6783 | 4 | 532.5426 | 532.5426 | 0 | 6 | 0 | 0 | 4 | 0 | 0 | 0 | 6 | 0 | 106.5085 | 0.040965 | 1 | 0.5 | 0 | 8.2745 | 0 | 8.2745 | 543.4108 | 0 | 31.1054 | 0.023927 | 1 | 0.5 | 0 | 4.1373 | 0 | 4.1373
2007-10-10 00:01 | 10 | 10 | 0 | 283 | 6768 | 57.92 | 581.0615 | 0 | Heating | 581.0615 | 4 | 464.8492 | 464.8492 | 0 | 6 | 0 | 0 | 4 | 0 | 0 | 0 | 6 | 0 | 92.9698 | 0.035758 | 1 | 0.5 | 0 | 8.2745 | 0 | 8.2745 | 474.3359 | 0 | 27.1515 | 0.020886 | 1 | 0.5 | 0 | 4.1373 | 0 | 4.1373
2007-10-10 01:01 | 10 | 10 | 1 | 283 | 6769 | 57.92 | 371.2886 | 0 | Heating | 371.2886 | 4 | 297.0309 | 297.0309 | 0 | 6 | 0 | 0 | 4 | 0 | 0 | 0 | 6 | 0 | 59.4062 | 0.022849 | 1 | 0.5 | 0 | 8.2745 | 0 | 8.2745 | 303.0927 | 0 | 17.3493 | 0.013346 | 1 | 0.5 | 0 | 4.1373 | 0 | 4.1373
2007-10-10 02:01 | 10 | 10 | 2 | 283 | 6770 | 57.92 | 394.6114 | 0 | Heating | 394.6114 | 4 | 315.6891 | 315.6891 | 0 | 6 | 0 | 0 | 4 | 0 | 0 | 0 | 6 | 0 | 63.1378 | 0.024284 | 1 | 0.5 | 0 | 8.2745 | 0 | 8.2745 | 322.1317 | 0 | 18.4391 | 0.014184 | 1 | 0.5 | 0 | 4.1373 | 0 | 4.1373
2007-10-10 03:01 | 10 | 10 | 3 | 283 | 6771 | 57.92 | 429.1184 | 0 | Heating | 429.1184 | 4 | 343.2947 | 343.2947 | 0 | 6 | 0 | 0 | 4 | 0 | 0 | 0 | 6 | 0 | 68.6589 | 0.026407 | 1 | 0.5 | 0 | 8.2745 | 0 | 8.2745 | 350.3007 | 0 | 20.0516 | 0.015424 | 1 | 0.5 | 0 | 4.1373 | 0 | 4.1373
2007-10-10 04:01 | 10 | 10 | 4 | 283 | 6772 | 57.02 | 503.3197 | 0 | Heating | 503.3197 | 4 | 402.6558 | 402.6558 | 0 | 6 | 0 | 0 | 4 | 0 | 0 | 0 | 6 | 0 | 80.5312 | 0.030974 | 1 | 0.5 | 0 | 8.2745 | 0 | 8.2745 | 410.8733 | 0 | 23.5188 | 0.018091 | 1 | 0.5 | 0 | 4.1373 | 0 | 4.1373
2007-10-10 05:01 | 10 | 10 | 5 | 283 | 6773 | 57.02 | 667.4951 | 0 | Heating | 667.4951 | 4 | 533.9961 | 533.9961 | 0 | 6 | 0 | 0 | 4 | 0 | 0 | 0 | 6 | 0 | 106.7992 | 0.041077 | 1 | 0.5 | 0 | 8.2745 | 0 | 8.2745 | 544.8939 | 0 | 31.1903 | 0.023993 | 1 | 0.5 | 0 | 4.1373 | 0 | 4.1373
2007-10-10 06:01 | 10 | 10 | 6 | 283 | 6774 | 53.06 | 2457.8142 | 0 | Heating | 2457.8142 | 4 | 1966.2513 | 1966.2513 | 0 | 6 | 0 | 0 | 4 | 0 | 0 | 0 | 6 | 0 | 393.2503 | 0.15125 | 1 | 0.5 | 0 | 8.2745 | 0 | 8.2745 | 2006.3789 | 0 | 114.8471 | 0.088344 | 1 | 0.5 | 0 | 4.1373 | 0 | 4.1373
2007-10-10 07:01 | 10 | 10 | 7 | 283 | 6775 | 53.06 | 2363.7972 | 0 | Heating | 2363.7972 | 4 | 1891.0378 | 1891.0378 | 0 | 6 | 0 | 0 | 4 | 0 | 0 | 0 | 6 | 0 | 378.2076 | 0.14546 | 1 | 0.5 | 0 | 8.2745 | 0 | 8.2745 | 1929.6304 | 0 | 110.4539 | 0.084965 | 1 | 0.5 | 0 | 4.1373 | 0 | 4.1373
2007-10-10 08:01 | 10 | 10 | 8 | 283 | 6776 | 53.06 | 2087.8179 | 0 | Heating | 2087.8179 | 4 | 1670.2544 | 1670.2544 | 0 | 6 | 0 | 0 | 4 | 0 | 0 | 0 | 6 | 0 | 334.0509 | 0.12848 | 1 | 0.5 | 0 | 8.2745 | 0 | 8.2745 | 1704.3412 | 0 | 97.5582 | 0.075045 | 1 | 0.5 | 0 | 4.1373 | 0 | 4.1373
2007-10-10 09:01 | 10 | 10 | 9 | 283 | 6777 | 53.06 | 1595.5039 | 0 | Heating | 1595.5039 | 4 | 1276.4032 | 1276.4032 | 0 | 6 | 0 | 0 | 4 | 0 | 0 | 0 | 6 | 0 | 255.2806 | 0.098185 | 1 | 0.5 | 0 | 8.2745 | 0 | 8.2745 | 1302.4522 | 0 | 74.5536 | 0.057349 | 1 | 0.5 | 0 | 4.1373 | 0 | 4.1373
2007-10-10 10:01 | 10 | 10 | 10 | 283 | 6778 | 53.96 | 1298.5385 | 0 | Heating | 1298.5385 | 4 | 1038.8308 | 1038.8308 | 0 | 6 | 0 | 0 | 4 | 0 | 0 | 0 | 6 | 0 | 207.7662 | 0.07991 | 1 | 0.5 | 0 | 8.2745 | 0 | 8.2745 | 1060.0314 | 0 | 60.6772 | 0.046675 | 1 | 0.5 | 0 | 4.1373 | 0 | 4.1373
2007-10-10 11:01 | 10 | 10 | 11 | 283 | 6779 | 53.96 | 1017.6681 | 0 | Heating | 1017.6681 | 4 | 814.1345 | 814.1345 | 0 | 6 | 0 | 0 | 4 | 0 | 0 | 0 | 6 | 0 | 162.8269 | 0.062626 | 1 | 0.5 | 0 | 8.2745 | 0 | 8.2745 | 830.7495 | 0 | 47.5529 | 0.036579 | 1 | 0.5 | 0 | 4.1373 | 0 | 4.1373
2007-10-10 12:01 | 10 | 10 | 12 | 283 | 6780 | 57.92 | 707.3276 | 0 | Heating | 707.3276 | 4 | 565.8621 | 565.8621 | 0 | 6 | 0 | 0 | 4 | 0 | 0 | 0 | 6 | 0 | 113.1724 | 0.043528 | 1 | 0.5 | 0 | 8.2745 | 0 | 8.2745 | 577.4103 | 0 | 33.0515 | 0.025424 | 1 | 0.5 | 0 | 4.1373 | 0 | 4.1373
2007-10-10 13:01 | 10 | 10 | 13 | 283 | 6781 | 59 | 465.4041 | 0 | Heating | 465.4041 | 4 | 372.3233 | 372.3233 | 0 | 6 | 0 | 0 | 4 | 0 | 0 | 0 | 6 | 0 | 74.4647 | 0.02864 | 1 | 0.5 | 0 | 8.2745 | 0 | 8.2745 | 379.9217 | 0 | 21.7471 | 0.016729 | 1 | 0.5 | 0 | 4.1373 | 0 | 4.1373
2007-10-10 14:01 | 10 | 10 | 14 | 283 | 6782 | 59 | 318.4302 | 0 | Heating | 318.4302 | 4 | 254.7442 | 254.7442 | 0 | 6 | 0 | 0 | 4 | 0 | 0 | 0 | 6 | 0 | 50.9488 | 0.019596 | 1 | 0.5 | 0 | 8.2745 | 0 | 8.2745 | 259.943 | 0 | 14.8794 | 0.011446 | 1 | 0.5 | 0 | 4.1373 | 0 | 4.1373
2007-10-10 15:01 | 10 | 10 | 15 | 283 | 6783 | 57.92 | 231.0511 | 0 | Heating | 231.0511 | 4 | 184.8409 | 184.8409 | 0 | 6 | 0 | 0 | 4 | 0 | 0 | 0 | 6 | 0 | 36.9682 | 0.014219 | 1 | 0.5 | 0 | 8.2745 | 0 | 8.2745 | 188.6131 | 0 | 10.7964 | 0.0083049 | 1 | 0.5 | 0 | 4.1373 | 0 | 4.1373
2007-10-10 16:01 | 10 | 10 | 16 | 283 | 6784 | 57.92 | 293.7601 | 0 | Heating | 293.7601 | 4 | 235.0081 | 235.0081 | 0 | 6 | 0 | 0 | 4 | 0 | 0 | 0 | 6 | 0 | 47.0016 | 0.018078 | 1 | 0.5 | 0 | 8.2745 | 0 | 8.2745 | 239.8042 | 0 | 13.7266 | 0.010559 | 1 | 0.5 | 0 | 4.1373 | 0 | 4.1373
2007-10-10 17:01 | 10 | 10 | 17 | 283 | 6785 | 57.92 | 453.505 | 0 | Heating | 453.505 | 4 | 362.804 | 362.804 | 0 | 6 | 0 | 0 | 4 | 0 | 0 | 0 | 6 | 0 | 72.5608 | 0.027908 | 1 | 0.5 | 0 | 8.2745 | 0 | 8.2745 | 370.2081 | 0 | 21.1911 | 0.016301 | 1 | 0.5 | 0 | 4.1373 | 0 | 4.1373
2007-10-10 18:01 | 10 | 10 | 18 | 283 | 6786 | 53.96 | 826.7877 | 0 | Heating | 826.7877 | 4 | 661.4302 | 661.4302 | 0 | 6 | 0 | 0 | 4 | 0 | 0 | 0 | 6 | 0 | 132.286 | 0.050879 | 1 | 0.5 | 0 | 8.2745 | 0 | 8.2745 | 674.9288 | 0 | 38.6336 | 0.029718 | 1 | 0.5 | 0 | 4.1373 | 0 | 4.1373
2007-10-10 19:01 | 10 | 10 | 19 | 283 | 6787 | 53.06 | 1215.3284 | 0 | Heating | 1215.3284 | 4 | 972.2627 | 972.2627 | 0 | 6 | 0 | 0 | 4 | 0 | 0 | 0 | 6 | 0 | 194.4525 | 0.074789 | 1 | 0.5 | 0 | 8.2745 | 0 | 8.2745 | 992.1048 | 0 | 56.7891 | 0.043684 | 1 | 0.5 | 0 | 4.1373 | 0 | 4.1373
2007-10-10 20:01 | 10 | 10 | 20 | 283 | 6788 | 53.06 | 1413.6951 | 0 | Heating | 1413.6951 | 4 | 1130.9561 | 1130.9561 | 0 | 6 | 0 | 0 | 4 | 0 | 0 | 0 | 6 | 0 | 226.1912 | 0.086997 | 1 | 0.5 | 0 | 8.2745 | 0 | 8.2745 | 1154.0368 | 0 | 66.0582 | 0.050814 | 1 | 0.5 | 0 | 4.1373 | 0 | 4.1373
2007-10-10 21:01 | 10 | 10 | 21 | 283 | 6789 | 51.98 | 923.2024 | 0 | Heating | 923.2024 | 4 | 738.5619 | 738.5619 | 0 | 6 | 0 | 0 | 4 | 0 | 0 | 0 | 6 | 0 | 147.7124 | 0.056812 | 1 | 0.5 | 0 | 8.2745 | 0 | 8.2745 | 753.6346 | 0 | 43.1388 | 0.033184 | 1 | 0.5 | 0 | 4.1373 | 0 | 4.1373
2007-10-10 22:01 | 10 | 10 | 22 | 283 | 6790 | 50 | 916.9658 | 0 | Heating | 916.9658 | 4 | 733.5726 | 733.5726 | 0 | 6 | 0 | 0 | 4 | 0 | 0 | 0 | 6 | 0 | 146.7145 | 0.056429 | 1 | 0.5 | 0 | 8.2745 | 0 | 8.2745 | 748.5435 | 0 | 42.8474 | 0.03296 | 1 | 0.5 | 0 | 4.1373 | 0 | 4.1373
2007-10-10 23:01 | 10 | 10 | 23 | 283 | 6791 | 50 | 967.893 | 0 | Heating | 967.893 | 4 | 774.3144 | 774.3144 | 0 | 6 | 0 | 0 | 4 | 0 | 0 | 0 | 6 | 0 | 154.8629 | 0.059563 | 1 | 0.5 | 0 | 8.2745 | 0 | 8.2745 | 790.1167 | 0 | 45.2271 | 0.03479 | 1 | 0.5 | 0 | 4.1373 | 0 | 4.1373
2007-10-11 00:01 | 10 | 11 | 0 | 284 | 6792 | 48.92 | 956.2763 | 0 | Heating | 956.2763 | 4 | 765.0211 | 765.0211 | 0 | 6 | 0 | 0 | 4 | 0 | 0 | 0 | 6 | 0 | 153.0042 | 0.058848 | 1 | 0.5 | 0 | 8.2745 | 0 | 8.2745 | 780.6337 | 0 | 44.6842 | 0.034372 | 1 | 0.5 | 0 | 4.1373 | 0 | 4.1373
2007-10-11 01:01 | 10 | 11 | 1 | 284 | 6793 | 48.92 | 744.0961 | 0 | Heating | 744.0961 | 4 | 595.2769 | 595.2769 | 0 | 6 | 0 | 0 | 4 | 0 | 0 | 0 | 6 | 0 | 119.0554 | 0.045791 | 1 | 0.5 | 0 | 8.2745 | 0 | 8.2745 | 607.4254 | 0 | 34.7696 | 0.026746 | 1 | 0.5 | 0 | 4.1373 | 0 | 4.1373
2007-10-11 02:01 | 10 | 11 | 2 | 284 | 6794 | 48.92 | 858.7532 | 0 | Heating | 858.7532 | 4 | 687.0025 | 687.0025 | 0 | 6 | 0 | 0 | 4 | 0 | 0 | 0 | 6 | 0 | 137.4005 | 0.052846 | 1 | 0.5 | 0 | 8.2745 | 0 | 8.2745 | 701.023 | 0 | 40.1272 | 0.030867 | 1 | 0.5 | 0 | 4.1373 | 0 | 4.1373
2007-10-11 03:01 | 10 | 11 | 3 | 284 | 6795 | 46.94 | 905.4258 | 0 | Heating | 905.4258 | 4 | 724.3406 | 724.3406 | 0 | 6 | 0 | 0 | 4 | 0 | 0 | 0 | 6 | 0 | 144.8681 | 0.055719 | 1 | 0.5 | 0 | 8.2745 | 0 | 8.2745 | 739.1231 | 0 | 42.3081 | 0.032545 | 1 | 0.5 | 0 | 4.1373 | 0 | 4.1373
2007-10-11 04:01 | 10 | 11 | 4 | 284 | 6796 | 46.04 | 960.67 | 0 | Heating | 960.67 | 4 | 768.536 | 768.536 | 0 | 6 | 0 | 0 | 4 | 0 | 0 | 0 | 6 | 0 | 153.7072 | 0.059118 | 1 | 0.5 | 0 | 8.2745 | 0 | 8.2745 | 784.2204 | 0 | 44.8895 | 0.03453 | 1 | 0.5 | 0 | 4.1373 | 0 | 4.1373
2007-10-11 05:01 | 10 | 11 | 5 | 284 | 6797 | 46.04 | 1124.8289 | 0 | Heating | 1124.8289 | 4 | 899.8631 | 899.8631 | 0 | 6 | 0 | 0 | 4 | 0 | 0 | 0 | 6 | 0 | 179.9726 | 0.06922 | 1 | 0.5 | 0 | 8.2745 | 0 | 8.2745 | 918.2277 | 0 | 52.5603 | 0.040431 | 1 | 0.5 | 0 | 4.1373 | 0 | 4.1373
2007-10-11 06:01 | 10 | 11 | 6 | 284 | 6798 | 42.98 | 3356.5002 | 0 | Heating | 3356.5002 | 4 | 2685.2002 | 2685.2002 | 0 | 6 | 0 | 0 | 4 | 0 | 0 | 0 | 6 | 0 | 537.04 | 0.20655 | 1 | 0.5 | 0 | 8.2745 | 0 | 8.2745 | 2740.0002 | 0 | 156.8403 | 0.12065 | 1 | 0.5 | 0 | 4.1373 | 0 | 4.1373
2007-10-11 07:01 | 10 | 11 | 7 | 284 | 6799 | 42.08 | 3061.4806 | 0 | Heating | 3061.4806 | 4 | 2449.1845 | 2449.1845 | 0 | 6 | 0 | 0 | 4 | 0 | 0 | 0 | 6 | 0 | 489.8369 | 0.1884 | 1 | 0.5 | 0 | 8.2745 | 0 | 8.2745 | 2499.1678 | 0 | 143.0548 | 0.11004 | 1 | 0.5 | 0 | 4.1373 | 0 | 4.1373
2007-10-11 08:01 | 10 | 11 | 8 | 284 | 6800 | 42.08 | 2634.2714 | 0 | Heating | 2634.2714 | 4 | 2107.4171 | 2107.4171 | 0 | 6 | 0 | 0 | 4 | 0 | 0 | 0 | 6 | 0 | 421.4834 | 0.16211 | 1 | 0.5 | 0 | 8.2745 | 0 | 8.2745 | 2150.4257 | 0 | 123.0925 | 0.094687 | 1 | 0.5 | 0 | 4.1373 | 0 | 4.1373
2007-10-11 09:01 | 10 | 11 | 9 | 284 | 6801 | 48.02 | 1933.3178 | 0 | Heating | 1933.3178 | 4 | 1546.6542 | 1546.6542 | 0 | 6 | 0 | 0 | 4 | 0 | 0 | 0 | 6 | 0 | 309.3308 | 0.11897 | 1 | 0.5 | 0 | 8.2745 | 0 | 8.2745 | 1578.2186 | 0 | 90.3388 | 0.069491 | 1 | 0.5 | 0 | 4.1373 | 0 | 4.1373
2007-10-11 10:01 | 10 | 11 | 10 | 284 | 6802 | 50 | 1351.5451 | 0 | Heating | 1351.5451 | 4 | 1081.2361 | 1081.2361 | 0 | 6 | 0 | 0 | 4 | 0 | 0 | 0 | 6 | 0 | 216.2472 | 0.083172 | 1 | 0.5 | 0 | 8.2745 | 0 | 8.2745 | 1103.3021 | 0 | 63.1541 | 0.04858 | 1 | 0.5 | 0 | 4.1373 | 0 | 4.1373
2007-10-11 11:01 | 10 | 11 | 11 | 284 | 6803 | 50 | 858.8479 | 0 | Heating | 858.8479 | 4 | 687.0783 | 687.0783 | 0 | 6 | 0 | 0 | 4 | 0 | 0 | 0 | 6 | 0 | 137.4157 | 0.052852 | 1 | 0.5 | 0 | 8.2745 | 0 | 8.2745 | 701.1003 | 0 | 40.1317 | 0.030871 | 1 | 0.5 | 0 | 4.1373 | 0 | 4.1373
2007-10-11 12:01 | 10 | 11 | 12 | 284 | 6804 | 53.96 | 473.6343 | 0 | Heating | 473.6343 | 4 | 378.9075 | 378.9075 | 0 | 6 | 0 | 0 | 4 | 0 | 0 | 0 | 6 | 0 | 75.7815 | 0.029147 | 1 | 0.5 | 0 | 8.2745 | 0 | 8.2745 | 386.6403 | 0 | 22.1317 | 0.017024 | 1 | 0.5 | 0 | 4.1373 | 0 | 4.1373
2007-10-11 13:01 | 10 | 11 | 13 | 284 | 6805 | 57.02 | 249.7887 | 0 | Heating | 249.7887 | 4 | 199.831 | 199.831 | 0 | 6 | 0 | 0 | 4 | 0 | 0 | 0 | 6 | 0 | 39.9662 | 0.015372 | 1 | 0.5 | 0 | 8.2745 | 0 | 8.2745 | 203.9091 | 0 | 11.672 | 0.0089784 | 1 | 0.5 | 0 | 4.1373 | 0 | 4.1373
2007-10-11 14:01 | 10 | 11 | 14 | 284 | 6806 | 57.02 | 111.292 | 0 | Heating | 111.292 | 4 | 89.0336 | 89.0336 | 0 | 6 | 0 | 0 | 4 | 0 | 0 | 0 | 6 | 0 | 17.8067 | 0.0068487 | 1 | 0.5 | 0 | 8.2745 | 0 | 8.2745 | 90.8506 | 0 | 5.2004 | 0.0040003 | 1 | 0.5 | 0 | 4.1373 | 0 | 4.1373
2007-10-11 15:01 | 10 | 11 | 15 | 284 | 6807 | 59 | 0 | 9.4214 | Cooling | 0 | 4 | 0 | 0 | 0 | 6 | 0 | 9.4214 | 4 | 11.7768 | 11.7768 | 0 | 6 | 0 | 1.1777 | 0.00045295 | 1 | 0.5 | 0 | 8.2745 | 0 | 8.2745 | 0 | 11.5413 | 1.4427 | 0.0011097 | 1 | 0.5 | 0 | 4.1373 | 0 | 4.1373
2007-10-11 16:01 | 10 | 11 | 16 | 284 | 6808 | 57.02 | 0 | 28.4489 | Cooling | 0 | 4 | 0 | 0 | 0 | 6 | 0 | 28.4489 | 4 | 35.5612 | 35.5612 | 0 | 6 | 0 | 3.5561 | 0.0013677 | 1 | 0.5 | 0 | 8.2745 | 0 | 8.2745 | 0 | 34.8499 | 4.3562 | 0.003351 | 1 | 0.5 | 0 | 4.1373 | 0 | 4.1373
2007-10-11 17:01 | 10 | 11 | 17 | 284 | 6809 | 57.02 | 49.8736 | 0 | Heating | 49.8736 | 4 | 39.8989 | 39.8989 | 0 | 6 | 0 | 0 | 4 | 0 | 0 | 0 | 6 | 0 | 7.9798 | 0.0030691 | 1 | 0.5 | 0 | 8.2745 | 0 | 8.2745 | 40.7131 | 0 | 2.3305 | 0.0017927 | 1 | 0.5 | 0 | 4.1373 | 0 | 4.1373
2007-10-11 18:01 | 10 | 11 | 18 | 284 | 6810 | 50 | 338.36 | 0 | Heating | 338.36 | 4 | 270.688 | 270.688 | 0 | 6 | 0 | 0 | 4 | 0 | 0 | 0 | 6 | 0 | 54.1376 | 0.020822 | 1 | 0.5 | 0 | 8.2745 | 0 | 8.2745 | 276.2122 | 0 | 15.8107 | 0.012162 | 1 | 0.5 | 0 | 4.1373 | 0 | 4.1373
2007-10-11 19:01 | 10 | 11 | 19 | 284 | 6811 | 46.94 | 780.2408 | 0 | Heating | 780.2408 | 4 | 624.1926 | 624.1926 | 0 | 6 | 0 | 0 | 4 | 0 | 0 | 0 | 6 | 0 | 124.8385 | 0.048015 | 1 | 0.5 | 0 | 8.2745 | 0 | 8.2745 | 636.9313 | 0 | 36.4586 | 0.028045 | 1 | 0.5 | 0 | 4.1373 | 0 | 4.1373
2007-10-11 20:01 | 10 | 11 | 20 | 284 | 6812 | 46.94 | 1018.3466 | 0 | Heating | 1018.3466 | 4 | 814.6773 | 814.6773 | 0 | 6 | 0 | 0 | 4 | 0 | 0 | 0 | 6 | 0 | 162.9355 | 0.062667 | 1 | 0.5 | 0 | 8.2745 | 0 | 8.2745 | 831.3034 | 0 | 47.5846 | 0.036604 | 1 | 0.5 | 0 | 4.1373 | 0 | 4.1373
2007-10-11 21:01 | 10 | 11 | 21 | 284 | 6813 | 46.04 | 728.1362 | 0 | Heating | 728.1362 | 4 | 582.509 | 582.509 | 0 | 6 | 0 | 0 | 4 | 0 | 0 | 0 | 6 | 0 | 116.5018 | 0.044808 | 1 | 0.5 | 0 | 8.2745 | 0 | 8.2745 | 594.3969 | 0 | 34.0239 | 0.026172 | 1 | 0.5 | 0 | 4.1373 | 0 | 4.1373
2007-10-11 22:01 | 10 | 11 | 22 | 284 | 6814 | 42.98 | 754.2351 | 0 | Heating | 754.2351 | 4 | 603.3881 | 603.3881 | 0 | 6 | 0 | 0 | 4 | 0 | 0 | 0 | 6 | 0 | 120.6776 | 0.046414 | 1 | 0.5 | 0 | 8.2745 | 0 | 8.2745 | 615.7021 | 0 | 35.2434 | 0.02711 | 1 | 0.5 | 0 | 4.1373 | 0 | 4.1373
2007-10-11 23:01 | 10 | 11 | 23 | 284 | 6815 | 42.98 | 793.031 | 0 | Heating | 793.031 | 4 | 634.4248 | 634.4248 | 0 | 6 | 0 | 0 | 4 | 0 | 0 | 0 | 6 | 0 | 126.885 | 0.048802 | 1 | 0.5 | 0 | 8.2745 | 0 | 8.2745 | 647.3722 | 0 | 37.0562 | 0.028505 | 1 | 0.5 | 0 | 4.1373 | 0 | 4.1373
2007-10-12 00:01 | 10 | 12 | 0 | 285 | 6816 | 41 | 569.6672 | 0 | Heating | 569.6672 | 4 | 455.7337 | 455.7337 | 0 | 6 | 0 | 0 | 4 | 0 | 0 | 0 | 6 | 0 | 91.1467 | 0.035056 | 1 | 0.5 | 0 | 8.2745 | 0 | 8.2745 | 465.0344 | 0 | 26.619 | 0.020476 | 1 | 0.5 | 0 | 4.1373 | 0 | 4.1373
2007-10-12 01:01 | 10 | 12 | 1 | 285 | 6817 | 39.02 | 540.3003 | 0 | Heating | 540.3003 | 4 | 432.2402 | 432.2402 | 0 | 6 | 0 | 0 | 4 | 0 | 0 | 0 | 6 | 0 | 86.448 | 0.033249 | 1 | 0.5 | 0 | 8.2745 | 0 | 8.2745 | 441.0614 | 0 | 25.2468 | 0.019421 | 1 | 0.5 | 0 | 4.1373 | 0 | 4.1373
2007-10-12 02:01 | 10 | 12 | 2 | 285 | 6818 | 39.02 | 598.1608 | 0 | Heating | 598.1608 | 4 | 478.5286 | 478.5286 | 0 | 6 | 0 | 0 | 4 | 0 | 0 | 0 | 6 | 0 | 95.7057 | 0.03681 | 1 | 0.5 | 0 | 8.2745 | 0 | 8.2745 | 488.2945 | 0 | 27.9505 | 0.0215 | 1 | 0.5 | 0 | 4.1373 | 0 | 4.1373
2007-10-12 03:01 | 10 | 12 | 3 | 285 | 6819 | 35.96 | 625.8001 | 0 | Heating | 625.8001 | 4 | 500.64 | 500.64 | 0 | 6 | 0 | 0 | 4 | 0 | 0 | 0 | 6 | 0 | 100.128 | 0.038511 | 1 | 0.5 | 0 | 8.2745 | 0 | 8.2745 | 510.8572 | 0 | 29.242 | 0.022494 | 1 | 0.5 | 0 | 4.1373 | 0 | 4.1373
2007-10-12 04:01 | 10 | 12 | 4 | 285 | 6820 | 33.98 | 640.3798 | 0 | Heating | 640.3798 | 4 | 512.3038 | 512.3038 | 0 | 6 | 0 | 0 | 4 | 0 | 0 | 0 | 6 | 0 | 102.4608 | 0.039408 | 1 | 0.5 | 0 | 8.2745 | 0 | 8.2745 | 522.759 | 0 | 29.9232 | 0.023018 | 1 | 0.5 | 0 | 4.1373 | 0 | 4.1373
2007-10-12 05:01 | 10 | 12 | 5 | 285 | 6821 | 33.98 | 737.6794 | 0 | Heating | 737.6794 | 4 | 590.1435 | 590.1435 | 0 | 6 | 0 | 0 | 4 | 0 | 0 | 0 | 6 | 0 | 118.0287 | 0.045396 | 1 | 0.5 | 0 | 8.2745 | 0 | 8.2745 | 602.1873 | 0 | 34.4698 | 0.026515 | 1 | 0.5 | 0 | 4.1373 | 0 | 4.1373
2007-10-12 06:01 | 10 | 12 | 6 | 285 | 6822 | 35.6 | 2535.9678 | 0 | Heating | 2535.9678 | 4 | 2028.7743 | 2028.7743 | 0 | 6 | 0 | 0 | 4 | 0 | 0 | 0 | 6 | 0 | 405.7549 | 0.15606 | 1 | 0.5 | 0 | 8.2745 | 0 | 8.2745 | 2070.1778 | 0 | 118.499 | 0.091153 | 1 | 0.5 | 0 | 4.1373 | 0 | 4.1373
2007-10-12 07:01 | 10 | 12 | 7 | 285 | 6823 | 35.96 | 2347.7778 | 0 | Heating | 2347.7778 | 4 | 1878.2222 | 1878.2222 | 0 | 6 | 0 | 0 | 4 | 0 | 0 | 0 | 6 | 0 | 375.6444 | 0.14448 | 1 | 0.5 | 0 | 8.2745 | 0 | 8.2745 | 1916.5533 | 0 | 109.7054 | 0.084389 | 1 | 0.5 | 0 | 4.1373 | 0 | 4.1373
2007-10-12 08:01 | 10 | 12 | 8 | 285 | 6824 | 35.96 | 2141.7717 | 0 | Heating | 2141.7717 | 4 | 1713.4174 | 1713.4174 | 0 | 6 | 0 | 0 | 4 | 0 | 0 | 0 | 6 | 0 | 342.6835 | 0.1318 | 1 | 0.5 | 0 | 8.2745 | 0 | 8.2745 | 1748.3851 | 0 | 100.0793 | 0.076984 | 1 | 0.5 | 0 | 4.1373 | 0 | 4.1373
2007-10-12 09:01 | 10 | 12 | 9 | 285 | 6825 | 46.94 | 1583.3033 | 0 | Heating | 1583.3033 | 4 | 1266.6427 | 1266.6427 | 0 | 6 | 0 | 0 | 4 | 0 | 0 | 0 | 6 | 0 | 253.3285 | 0.097434 | 1 | 0.5 | 0 | 8.2745 | 0 | 8.2745 | 1292.4925 | 0 | 73.9835 | 0.05691 | 1 | 0.5 | 0 | 4.1373 | 0 | 4.1373
2007-10-12 10:01 | 10 | 12 | 10 | 285 | 6826 | 51.08 | 1044.1302 | 0 | Heating | 1044.1302 | 4 | 835.3042 | 835.3042 | 0 | 6 | 0 | 0 | 4 | 0 | 0 | 0 | 6 | 0 | 167.0608 | 0.064254 | 1 | 0.5 | 0 | 8.2745 | 0 | 8.2745 | 852.3512 | 0 | 48.7894 | 0.03753 | 1 | 0.5 | 0 | 4.1373 | 0 | 4.1373
2007-10-12 11:01 | 10 | 12 | 11 | 285 | 6827 | 51.08 | 646.7553 | 0 | Heating | 646.7553 | 4 | 517.4042 | 517.4042 | 0 | 6 | 0 | 0 | 4 | 0 | 0 | 0 | 6 | 0 | 103.4808 | 0.0398 | 1 | 0.5 | 0 | 8.2745 | 0 | 8.2745 | 527.9635 | 0 | 30.2212 | 0.023247 | 1 | 0.5 | 0 | 4.1373 | 0 | 4.1373
2007-10-12 12:01 | 10 | 12 | 12 | 285 | 6828 | 57.92 | 349.5806 | 0 | Heating | 349.5806 | 4 | 279.6645 | 279.6645 | 0 | 6 | 0 | 0 | 4 | 0 | 0 | 0 | 6 | 0 | 55.9329 | 0.021513 | 1 | 0.5 | 0 | 8.2745 | 0 | 8.2745 | 285.3719 | 0 | 16.335 | 0.012565 | 1 | 0.5 | 0 | 4.1373 | 0 | 4.1373
2007-10-12 13:01 | 10 | 12 | 13 | 285 | 6829 | 60.98 | 174.6168 | 0 | Heating | 174.6168 | 4 | 139.6934 | 139.6934 | 0 | 6 | 0 | 0 | 4 | 0 | 0 | 0 | 6 | 0 | 27.9387 | 0.010746 | 1 | 0.5 | 0 | 8.2745 | 0 | 8.2745 | 142.5443 | 0 | 8.1594 | 0.0062764 | 1 | 0.5 | 0 | 4.1373 | 0 | 4.1373
2007-10-12 14:01 | 10 | 12 | 14 | 285 | 6830 | 60.98 | 88.6089 | 0 | Heating | 88.6089 | 4 | 70.8871 | 70.8871 | 0 | 6 | 0 | 0 | 4 | 0 | 0 | 0 | 6 | 0 | 14.1774 | 0.0054529 | 1 | 0.5 | 0 | 8.2745 | 0 | 8.2745 | 72.3338 | 0 | 4.1405 | 0.003185 | 1 | 0.5 | 0 | 4.1373 | 0 | 4.1373
2007-10-12 15:01 | 10 | 12 | 15 | 285 | 6831 | 64.04 | 22.2033 | 0 | Heating | 22.2033 | 4 | 17.7627 | 17.7627 | 0 | 6 | 0 | 0 | 4 | 0 | 0 | 0 | 6 | 0 | 3.5525 | 0.0013664 | 1 | 0.5 | 0 | 8.2745 | 0 | 8.2745 | 18.1252 | 0 | 1.0375 | 0.00079808 | 1 | 0.5 | 0 | 4.1373 | 0 | 4.1373
2007-10-12 16:01 | 10 | 12 | 16 | 285 | 6832 | 64.94 | 53.0093 | 0 | Heating | 53.0093 | 4 | 42.4075 | 42.4075 | 0 | 6 | 0 | 0 | 4 | 0 | 0 | 0 | 6 | 0 | 8.4815 | 0.0032621 | 1 | 0.5 | 0 | 8.2745 | 0 | 8.2745 | 43.2729 | 0 | 2.477 | 0.0019054 | 1 | 0.5 | 0 | 4.1373 | 0 | 4.1373
2007-10-12 17:01 | 10 | 12 | 17 | 285 | 6833 | 64.94 | 98.3951 | 0 | Heating | 98.3951 | 4 | 78.716 | 78.716 | 0 | 6 | 0 | 0 | 4 | 0 | 0 | 0 | 6 | 0 | 15.7432 | 0.0060551 | 1 | 0.5 | 0 | 8.2745 | 0 | 8.2745 | 80.3225 | 0 | 4.5977 | 0.0035367 | 1 | 0.5 | 0 | 4.1373 | 0 | 4.1373
2007-10-12 18:01 | 10 | 12 | 18 | 285 | 6834 | 53.96 | 235.691 | 0 | Heating | 235.691 | 4 | 188.5528 | 188.5528 | 0 | 6 | 0 | 0 | 4 | 0 | 0 | 0 | 6 | 0 | 37.7106 | 0.014504 | 1 | 0.5 | 0 | 8.2745 | 0 | 8.2745 | 192.4008 | 0 | 11.0132 | 0.0084717 | 1 | 0.5 | 0 | 4.1373 | 0 | 4.1373
2007-10-12 19:01 | 10 | 12 | 19 | 285 | 6835 | 51.98 | 382.5214 | 0 | Heating | 382.5214 | 4 | 306.0172 | 306.0172 | 0 | 6 | 0 | 0 | 4 | 0 | 0 | 0 | 6 | 0 | 61.2034 | 0.02354 | 1 | 0.5 | 0 | 8.2745 | 0 | 8.2745 | 312.2624 | 0 | 17.8742 | 0.013749 | 1 | 0.5 | 0 | 4.1373 | 0 | 4.1373
2007-10-12 20:01 | 10 | 12 | 20 | 285 | 6836 | 51.98 | 456.2499 | 0 | Heating | 456.2499 | 4 | 364.9999 | 364.9999 | 0 | 6 | 0 | 0 | 4 | 0 | 0 | 0 | 6 | 0 | 73 | 0.028077 | 1 | 0.5 | 0 | 8.2745 | 0 | 8.2745 | 372.4489 | 0 | 21.3193 | 0.016399 | 1 | 0.5 | 0 | 4.1373 | 0 | 4.1373
2007-10-12 21:01 | 10 | 12 | 21 | 285 | 6837 | 48.92 | 543.2719 | 0 | Heating | 543.2719 | 4 | 434.6175 | 434.6175 | 0 | 6 | 0 | 0 | 4 | 0 | 0 | 0 | 6 | 0 | 86.9235 | 0.033432 | 1 | 0.5 | 0 | 8.2745 | 0 | 8.2745 | 443.4873 | 0 | 25.3856 | 0.019527 | 1 | 0.5 | 0 | 4.1373 | 0 | 4.1373
2007-10-12 22:01 | 10 | 12 | 22 | 285 | 6838 | 50 | 315.7126 | 0 | Heating | 315.7126 | 4 | 252.57 | 252.57 | 0 | 6 | 0 | 0 | 4 | 0 | 0 | 0 | 6 | 0 | 50.514 | 0.019428 | 1 | 0.5 | 0 | 8.2745 | 0 | 8.2745 | 257.7245 | 0 | 14.7524 | 0.011348 | 1 | 0.5 | 0 | 4.1373 | 0 | 4.1373
2007-10-12 23:01 | 10 | 12 | 23 | 285 | 6839 | 50 | 337.6501 | 0 | Heating | 337.6501 | 4 | 270.1201 | 270.1201 | 0 | 6 | 0 | 0 | 4 | 0 | 0 | 0 | 6 | 0 | 54.024 | 0.020778 | 1 | 0.5 | 0 | 8.2745 | 0 | 8.2745 | 275.6328 | 0 | 15.7775 | 0.012137 | 1 | 0.5 | 0 | 4.1373 | 0 | 4.1373
2007-10-13 00:01 | 10 | 13 | 0 | 286 | 6840 | 51.98 | 237.0129 | 0 | Heating | 237.0129 | 4 | 189.6103 | 189.6103 | 0 | 6 | 0 | 0 | 4 | 0 | 0 | 0 | 6 | 0 | 37.9221 | 0.014585 | 1 | 0.5 | 0 | 8.2745 | 0 | 8.2745 | 193.4799 | 0 | 11.075 | 0.0085192 | 1 | 0.5 | 0 | 4.1373 | 0 | 4.1373
2007-10-13 01:01 | 10 | 13 | 1 | 286 | 6841 | 49.46 | 151.6886 | 0 | Heating | 151.6886 | 4 | 121.3509 | 121.3509 | 0 | 6 | 0 | 0 | 4 | 0 | 0 | 0 | 6 | 0 | 24.2702 | 0.0093347 | 1 | 0.5 | 0 | 8.2745 | 0 | 8.2745 | 123.8274 | 0 | 7.088 | 0.0054523 | 1 | 0.5 | 0 | 4.1373 | 0 | 4.1373
2007-10-13 02:01 | 10 | 13 | 2 | 286 | 6842 | 49.46 | 137.0404 | 0 | Heating | 137.0404 | 4 | 109.6323 | 109.6323 | 0 | 6 | 0 | 0 | 4 | 0 | 0 | 0 | 6 | 0 | 21.9265 | 0.0084333 | 1 | 0.5 | 0 | 8.2745 | 0 | 8.2745 | 111.8697 | 0 | 6.4035 | 0.0049258 | 1 | 0.5 | 0 | 4.1373 | 0 | 4.1373
2007-10-13 03:01 | 10 | 13 | 3 | 286 | 6843 | 48.92 | 126.3079 | 0 | Heating | 126.3079 | 4 | 101.0463 | 101.0463 | 0 | 6 | 0 | 0 | 4 | 0 | 0 | 0 | 6 | 0 | 20.2093 | 0.0077728 | 1 | 0.5 | 0 | 8.2745 | 0 | 8.2745 | 103.1085 | 0 | 5.902 | 0.00454 | 1 | 0.5 | 0 | 4.1373 | 0 | 4.1373
2007-10-13 04:01 | 10 | 13 | 4 | 286 | 6844 | 50 | 138.6915 | 0 | Heating | 138.6915 | 4 | 110.9532 | 110.9532 | 0 | 6 | 0 | 0 | 4 | 0 | 0 | 0 | 6 | 0 | 22.1906 | 0.0085349 | 1 | 0.5 | 0 | 8.2745 | 0 | 8.2745 | 113.2175 | 0 | 6.4807 | 0.0049851 | 1 | 0.5 | 0 | 4.1373 | 0 | 4.1373
2007-10-13 05:01 | 10 | 13 | 5 | 286 | 6845 | 50 | 186.5754 | 0 | Heating | 186.5754 | 4 | 149.2603 | 149.2603 | 0 | 6 | 0 | 0 | 4 | 0 | 0 | 0 | 6 | 0 | 29.8521 | 0.011482 | 1 | 0.5 | 0 | 8.2745 | 0 | 8.2745 | 152.3064 | 0 | 8.7182 | 0.0067063 | 1 | 0.5 | 0 | 4.1373 | 0 | 4.1373
2007-10-13 06:01 | 10 | 13 | 6 | 286 | 6846 | 48.92 | 266.6726 | 0 | Heating | 266.6726 | 4 | 213.3381 | 213.3381 | 0 | 6 | 0 | 0 | 4 | 0 | 0 | 0 | 6 | 0 | 42.6676 | 0.016411 | 1 | 0.5 | 0 | 8.2745 | 0 | 8.2745 | 217.6919 | 0 | 12.4609 | 0.0095853 | 1 | 0.5 | 0 | 4.1373 | 0 | 4.1373
2007-10-13 07:01 | 10 | 13 | 7 | 286 | 6847 | 48.92 | 583.3622 | 0 | Heating | 583.3622 | 4 | 466.6898 | 466.6898 | 0 | 6 | 0 | 0 | 4 | 0 | 0 | 0 | 6 | 0 | 93.338 | 0.035899 | 1 | 0.5 | 0 | 8.2745 | 0 | 8.2745 | 476.2141 | 0 | 27.259 | 0.020968 | 1 | 0.5 | 0 | 4.1373 | 0 | 4.1373
2007-10-13 08:01 | 10 | 13 | 8 | 286 | 6848 | 48.92 | 1322.0432 | 0 | Heating | 1322.0432 | 4 | 1057.6345 | 1057.6345 | 0 | 6 | 0 | 0 | 4 | 0 | 0 | 0 | 6 | 0 | 211.5269 | 0.081357 | 1 | 0.5 | 0 | 8.2745 | 0 | 8.2745 | 1079.2189 | 0 | 61.7756 | 0.04752 | 1 | 0.5 | 0 | 4.1373 | 0 | 4.1373
2007-10-13 09:01 | 10 | 13 | 9 | 286 | 6849 | 55.04 | 985.4842 | 0 | Heating | 985.4842 | 4 | 788.3873 | 788.3873 | 0 | 6 | 0 | 0 | 4 | 0 | 0 | 0 | 6 | 0 | 157.6775 | 0.060645 | 1 | 0.5 | 0 | 8.2745 | 0 | 8.2745 | 804.4769 | 0 | 46.049 | 0.035422 | 1 | 0.5 | 0 | 4.1373 | 0 | 4.1373
2007-10-13 10:01 | 10 | 13 | 10 | 286 | 6850 | 57.92 | 686.9573 | 0 | Heating | 686.9573 | 4 | 549.5658 | 549.5658 | 0 | 6 | 0 | 0 | 4 | 0 | 0 | 0 | 6 | 0 | 109.9132 | 0.042274 | 1 | 0.5 | 0 | 8.2745 | 0 | 8.2745 | 560.7815 | 0 | 32.0997 | 0.024692 | 1 | 0.5 | 0 | 4.1373 | 0 | 4.1373
2007-10-13 11:01 | 10 | 13 | 11 | 286 | 6851 | 57.92 | 560.0681 | 0 | Heating | 560.0681 | 4 | 448.0545 | 448.0545 | 0 | 6 | 0 | 0 | 4 | 0 | 0 | 0 | 6 | 0 | 89.6109 | 0.034466 | 1 | 0.5 | 0 | 8.2745 | 0 | 8.2745 | 457.1984 | 0 | 26.1705 | 0.020131 | 1 | 0.5 | 0 | 4.1373 | 0 | 4.1373
2007-10-13 12:01 | 10 | 13 | 12 | 286 | 6852 | 64.04 | 385.9651 | 0 | Heating | 385.9651 | 4 | 308.7721 | 308.7721 | 0 | 6 | 0 | 0 | 4 | 0 | 0 | 0 | 6 | 0 | 61.7544 | 0.023752 | 1 | 0.5 | 0 | 8.2745 | 0 | 8.2745 | 315.0735 | 0 | 18.0351 | 0.013873 | 1 | 0.5 | 0 | 4.1373 | 0 | 4.1373
2007-10-13 13:01 | 10 | 13 | 13 | 286 | 6853 | 64.94 | 293.5352 | 0 | Heating | 293.5352 | 4 | 234.8282 | 234.8282 | 0 | 6 | 0 | 0 | 4 | 0 | 0 | 0 | 6 | 0 | 46.9656 | 0.018064 | 1 | 0.5 | 0 | 8.2745 | 0 | 8.2745 | 239.6206 | 0 | 13.7161 | 0.010551 | 1 | 0.5 | 0 | 4.1373 | 0 | 4.1373
2007-10-13 14:01 | 10 | 13 | 14 | 286 | 6854 | 64.94 | 205.7576 | 0 | Heating | 205.7576 | 4 | 164.6061 | 164.6061 | 0 | 6 | 0 | 0 | 4 | 0 | 0 | 0 | 6 | 0 | 32.9212 | 0.012662 | 1 | 0.5 | 0 | 8.2745 | 0 | 8.2745 | 167.9654 | 0 | 9.6145 | 0.0073958 | 1 | 0.5 | 0 | 4.1373 | 0 | 4.1373
2007-10-13 15:01 | 10 | 13 | 15 | 286 | 6855 | 66.92 | 108.6385 | 0 | Heating | 108.6385 | 4 | 86.9108 | 86.9108 | 0 | 6 | 0 | 0 | 4 | 0 | 0 | 0 | 6 | 0 | 17.3822 | 0.0066854 | 1 | 0.5 | 0 | 8.2745 | 0 | 8.2745 | 88.6845 | 0 | 5.0764 | 0.0039049 | 1 | 0.5 | 0 | 4.1373 | 0 | 4.1373
2007-10-13 16:01 | 10 | 13 | 16 | 286 | 6856 | 66.02 | 108.7702 | 0 | Heating | 108.7702 | 4 | 87.0162 | 87.0162 | 0 | 6 | 0 | 0 | 4 | 0 | 0 | 0 | 6 | 0 | 17.4032 | 0.0066936 | 1 | 0.5 | 0 | 8.2745 | 0 | 8.2745 | 88.792 | 0 | 5.0825 | 0.0039096 | 1 | 0.5 | 0 | 4.1373 | 0 | 4.1373
2007-10-13 17:01 | 10 | 13 | 17 | 286 | 6857 | 66.02 | 177.959 | 0 | Heating | 177.959 | 4 | 142.3672 | 142.3672 | 0 | 6 | 0 | 0 | 4 | 0 | 0 | 0 | 6 | 0 | 28.4734 | 0.010951 | 1 | 0.5 | 0 | 8.2745 | 0 | 8.2745 | 145.2727 | 0 | 8.3156 | 0.0063966 | 1 | 0.5 | 0 | 4.1373 | 0 | 4.1373
2007-10-13 18:01 | 10 | 13 | 18 | 286 | 6858 | 60.98 | 306.9505 | 0 | Heating | 306.9505 | 4 | 245.5604 | 245.5604 | 0 | 6 | 0 | 0 | 4 | 0 | 0 | 0 | 6 | 0 | 49.1121 | 0.018889 | 1 | 0.5 | 0 | 8.2745 | 0 | 8.2745 | 250.5718 | 0 | 14.343 | 0.011033 | 1 | 0.5 | 0 | 4.1373 | 0 | 4.1373
2007-10-13 19:01 | 10 | 13 | 19 | 286 | 6859 | 60.08 | 239.3798 | 0 | Heating | 239.3798 | 4 | 191.5038 | 191.5038 | 0 | 6 | 0 | 0 | 4 | 0 | 0 | 0 | 6 | 0 | 38.3008 | 0.014731 | 1 | 0.5 | 0 | 8.2745 | 0 | 8.2745 | 195.4121 | 0 | 11.1856 | 0.0086043 | 1 | 0.5 | 0 | 4.1373 | 0 | 4.1373
2007-10-13 20:01 | 10 | 13 | 20 | 286 | 6860 | 60.08 | 219.0384 | 0 | Heating | 219.0384 | 4 | 175.2307 | 175.2307 | 0 | 6 | 0 | 0 | 4 | 0 | 0 | 0 | 6 | 0 | 35.0461 | 0.013479 | 1 | 0.5 | 0 | 8.2745 | 0 | 8.2745 | 178.8068 | 0 | 10.2351 | 0.0078731 | 1 | 0.5 | 0 | 4.1373 | 0 | 4.1373
2007-10-13 21:01 | 10 | 13 | 21 | 286 | 6861 | 57.02 | 200.3098 | 0 | Heating | 200.3098 | 4 | 160.2479 | 160.2479 | 0 | 6 | 0 | 0 | 4 | 0 | 0 | 0 | 6 | 0 | 32.0496 | 0.012327 | 1 | 0.5 | 0 | 8.2745 | 0 | 8.2745 | 163.5182 | 0 | 9.3599 | 0.0072 | 1 | 0.5 | 0 | 4.1373 | 0 | 4.1373
2007-10-13 22:01 | 10 | 13 | 22 | 286 | 6862 | 55.94 | 175.7919 | 0 | Heating | 175.7919 | 4 | 140.6336 | 140.6336 | 0 | 6 | 0 | 0 | 4 | 0 | 0 | 0 | 6 | 0 | 28.1267 | 0.010818 | 1 | 0.5 | 0 | 8.2745 | 0 | 8.2745 | 143.5036 | 0 | 8.2143 | 0.0063187 | 1 | 0.5 | 0 | 4.1373 | 0 | 4.1373
2007-10-13 23:01 | 10 | 13 | 23 | 286 | 6863 | 55.94 | 177.5637 | 0 | Heating | 177.5637 | 4 | 142.051 | 142.051 | 0 | 6 | 0 | 0 | 4 | 0 | 0 | 0 | 6 | 0 | 28.4102 | 0.010927 | 1 | 0.5 | 0 | 8.2745 | 0 | 8.2745 | 144.95 | 0 | 8.2971 | 0.0063824 | 1 | 0.5 | 0 | 4.1373 | 0 | 4.1373
2007-10-14 00:01 | 10 | 14 | 0 | 287 | 6864 | 53.96 | 84.3441 | 0 | Heating | 84.3441 | 4 | 67.4753 | 67.4753 | 0 | 6 | 0 | 0 | 4 | 0 | 0 | 0 | 6 | 0 | 13.4951 | 0.0051904 | 1 | 0.5 | 0 | 8.2745 | 0 | 8.2745 | 68.8524 | 0 | 3.9412 | 0.0030317 | 1 | 0.5 | 0 | 4.1373 | 0 | 4.1373
2007-10-14 01:01 | 10 | 14 | 1 | 287 | 6865 | 53.06 | 0 | 13.094 | Cooling | 0 | 4 | 0 | 0 | 0 | 6 | 0 | 13.094 | 4 | 16.3675 | 16.3675 | 0 | 6 | 0 | 1.6367 | 0.00062952 | 1 | 0.5 | 0 | 8.2745 | 0 | 8.2745 | 0 | 16.0401 | 2.005 | 0.0015423 | 1 | 0.5 | 0 | 4.1373 | 0 | 4.1373
2007-10-14 02:01 | 10 | 14 | 2 | 287 | 6866 | 53.06 | 0 | 26.7591 | Cooling | 0 | 4 | 0 | 0 | 0 | 6 | 0 | 26.7591 | 4 | 33.4488 | 33.4488 | 0 | 6 | 0 | 3.3449 | 0.0012865 | 1 | 0.5 | 0 | 8.2745 | 0 | 8.2745 | 0 | 32.7798 | 4.0975 | 0.0031519 | 1 | 0.5 | 0 | 4.1373 | 0 | 4.1373
2007-10-14 03:01 | 10 | 14 | 3 | 287 | 6867 | 53.06 | 0 | 36.7639 | Cooling | 0 | 4 | 0 | 0 | 0 | 6 | 0 | 36.7639 | 4 | 45.9549 | 45.9549 | 0 | 6 | 0 | 4.5955 | 0.0017675 | 1 | 0.5 | 0 | 8.2745 | 0 | 8.2745 | 0 | 45.0358 | 5.6295 | 0.0043304 | 1 | 0.5 | 0 | 4.1373 | 0 | 4.1373
2007-10-14 04:01 | 10 | 14 | 4 | 287 | 6868 | 53.06 | 0 | 35.7507 | Cooling | 0 | 4 | 0 | 0 | 0 | 6 | 0 | 35.7507 | 4 | 44.6884 | 44.6884 | 0 | 6 | 0 | 4.4688 | 0.0017188 | 1 | 0.5 | 0 | 8.2745 | 0 | 8.2745 | 0 | 43.7946 | 5.4743 | 0.004211 | 1 | 0.5 | 0 | 4.1373 | 0 | 4.1373
2007-10-14 05:01 | 10 | 14 | 5 | 287 | 6869 | 53.06 | 0 | 21.2883 | Cooling | 0 | 4 | 0 | 0 | 0 | 6 | 0 | 21.2883 | 4 | 26.6103 | 26.6103 | 0 | 6 | 0 | 2.661 | 0.0010235 | 1 | 0.5 | 0 | 8.2745 | 0 | 8.2745 | 0 | 26.0781 | 3.2598 | 0.0025075 | 1 | 0.5 | 0 | 4.1373 | 0 | 4.1373
2007-10-14 06:01 | 10 | 14 | 6 | 287 | 6870 | 53.96 | 373.6877 | 0 | Heating | 373.6877 | 4 | 298.9501 | 298.9501 | 0 | 6 | 0 | 0 | 4 | 0 | 0 | 0 | 6 | 0 | 59.79 | 0.022996 | 1 | 0.5 | 0 | 8.2745 | 0 | 8.2745 | 305.0512 | 0 | 17.4614 | 0.013432 | 1 | 0.5 | 0 | 4.1373 | 0 | 4.1373
2007-10-14 07:01 | 10 | 14 | 7 | 287 | 6871 | 55.4 | 679.0957 | 0 | Heating | 679.0957 | 4 | 543.2765 | 543.2765 | 0 | 6 | 0 | 0 | 4 | 0 | 0 | 0 | 6 | 0 | 108.6553 | 0.041791 | 1 | 0.5 | 0 | 8.2745 | 0 | 8.2745 | 554.3638 | 0 | 31.7323 | 0.024409 | 1 | 0.5 | 0 | 4.1373 | 0 | 4.1373
2007-10-14 08:01 | 10 | 14 | 8 | 287 | 6872 | 55.04 | 651.657 | 0 | Heating | 651.657 | 4 | 521.3256 | 521.3256 | 0 | 6 | 0 | 0 | 4 | 0 | 0 | 0 | 6 | 0 | 104.2651 | 0.040102 | 1 | 0.5 | 0 | 8.2745 | 0 | 8.2745 | 531.9649 | 0 | 30.4502 | 0.023423 | 1 | 0.5 | 0 | 4.1373 | 0 | 4.1373
2007-10-14 09:01 | 10 | 14 | 9 | 287 | 6873 | 59 | 444.6977 | 0 | Heating | 444.6977 | 4 | 355.7582 | 355.7582 | 0 | 6 | 0 | 0 | 4 | 0 | 0 | 0 | 6 | 0 | 71.1516 | 0.027366 | 1 | 0.5 | 0 | 8.2745 | 0 | 8.2745 | 363.0186 | 0 | 20.7795 | 0.015984 | 1 | 0.5 | 0 | 4.1373 | 0 | 4.1373
2007-10-14 10:01 | 10 | 14 | 10 | 287 | 6874 | 62.06 | 272.3333 | 0 | Heating | 272.3333 | 4 | 217.8667 | 217.8667 | 0 | 6 | 0 | 0 | 4 | 0 | 0 | 0 | 6 | 0 | 43.5733 | 0.016759 | 1 | 0.5 | 0 | 8.2745 | 0 | 8.2745 | 222.3129 | 0 | 12.7254 | 0.0097888 | 1 | 0.5 | 0 | 4.1373 | 0 | 4.1373
2007-10-14 11:01 | 10 | 14 | 11 | 287 | 6875 | 62.06 | 70.2228 | 0 | Heating | 70.2228 | 4 | 56.1783 | 56.1783 | 0 | 6 | 0 | 0 | 4 | 0 | 0 | 0 | 6 | 0 | 11.2357 | 0.0043214 | 1 | 0.5 | 0 | 8.2745 | 0 | 8.2745 | 57.3248 | 0 | 3.2813 | 0.0025241 | 1 | 0.5 | 0 | 4.1373 | 0 | 4.1373
2007-10-14 12:01 | 10 | 14 | 12 | 287 | 6876 | 62.06 | 0 | 134.6563 | Cooling | 0 | 4 | 0 | 0 | 0 | 6 | 0 | 134.6563 | 4 | 168.3204 | 168.3204 | 0 | 6 | 0 | 16.832 | 0.0064739 | 1 | 0.5 | 0 | 8.2745 | 0 | 8.2745 | 0 | 164.954 | 20.6192 | 0.015861 | 1 | 0.5 | 0 | 4.1373 | 0 | 4.1373
2007-10-14 13:01 | 10 | 14 | 13 | 287 | 6877 | 59 | 0 | 321.5328 | Cooling | 0 | 4 | 0 | 0 | 0 | 6 | 0 | 321.5328 | 4 | 401.9159 | 401.9159 | 0 | 6 | 0 | 40.1916 | 0.015458 | 1 | 0.5 | 0 | 8.2745 | 0 | 8.2745 | 0 | 393.8776 | 49.2347 | 0.037873 | 1 | 0.5 | 0 | 4.1373 | 0 | 4.1373
2007-10-14 14:01 | 10 | 14 | 14 | 287 | 6878 | 59 | 0 | 955.5223 | Cooling | 0 | 4 | 0 | 0 | 0 | 6 | 0 | 955.5223 | 4 | 1194.4029 | 1194.4029 | 0 | 6 | 0 | 119.4403 | 0.045939 | 1 | 0.5 | 0 | 8.2745 | 0 | 8.2745 | 0 | 1170.5149 | 146.3144 | 0.11255 | 1 | 0.5 | 0 | 4.1373 | 0 | 4.1373
2007-10-14 15:01 | 10 | 14 | 15 | 287 | 6879 | 57.92 | 0 | 949.0983 | Cooling | 0 | 4 | 0 | 0 | 0 | 6 | 0 | 949.0983 | 4 | 1186.3728 | 1186.3728 | 0 | 6 | 0 | 118.6373 | 0.04563 | 1 | 0.5 | 0 | 8.2745 | 0 | 8.2745 | 0 | 1162.6454 | 145.3307 | 0.11179 | 1 | 0.5 | 0 | 4.1373 | 0 | 4.1373
2007-10-14 16:01 | 10 | 14 | 16 | 287 | 6880 | 57.2 | 0 | 809.5006 | Cooling | 0 | 4 | 0 | 0 | 0 | 6 | 0 | 809.5006 | 4 | 1011.8757 | 1011.8757 | 0 | 6 | 0 | 101.1876 | 0.038918 | 1 | 0.5 | 0 | 8.2745 | 0 | 8.2745 | 0 | 991.6382 | 123.9548 | 0.09535 | 1 | 0.5 | 0 | 4.1373 | 0 | 4.1373
2007-10-14 17:01 | 10 | 14 | 17 | 287 | 6881 | 57.02 | 0 | 675.1486 | Cooling | 0 | 4 | 0 | 0 | 0 | 6 | 0 | 675.1486 | 4 | 843.9358 | 843.9358 | 0 | 6 | 0 | 84.3936 | 0.032459 | 1 | 0.5 | 0 | 8.2745 | 0 | 8.2745 | 0 | 827.0571 | 103.3821 | 0.079525 | 1 | 0.5 | 0 | 4.1373 | 0 | 4.1373
2007-10-14 18:01 | 10 | 14 | 18 | 287 | 6882 | 55.04 | 0 | 146.7879 | Cooling | 0 | 4 | 0 | 0 | 0 | 6 | 0 | 146.7879 | 4 | 183.4849 | 183.4849 | 0 | 6 | 0 | 18.3485 | 0.0070571 | 1 | 0.5 | 0 | 8.2745 | 0 | 8.2745 | 0 | 179.8152 | 22.4769 | 0.01729 | 1 | 0.5 | 0 | 4.1373 | 0 | 4.1373
2007-10-14 19:01 | 10 | 14 | 19 | 287 | 6883 | 53.06 | 65.3373 | 0 | Heating | 65.3373 | 4 | 52.2698 | 52.2698 | 0 | 6 | 0 | 0 | 4 | 0 | 0 | 0 | 6 | 0 | 10.454 | 0.0040208 | 1 | 0.5 | 0 | 8.2745 | 0 | 8.2745 | 53.3366 | 0 | 3.053 | 0.0023485 | 1 | 0.5 | 0 | 4.1373 | 0 | 4.1373
2007-10-14 20:01 | 10 | 14 | 20 | 287 | 6884 | 53.06 | 211.4152 | 0 | Heating | 211.4152 | 4 | 169.1322 | 169.1322 | 0 | 6 | 0 | 0 | 4 | 0 | 0 | 0 | 6 | 0 | 33.8264 | 0.01301 | 1 | 0.5 | 0 | 8.2745 | 0 | 8.2745 | 172.5838 | 0 | 9.8789 | 0.0075991 | 1 | 0.5 | 0 | 4.1373 | 0 | 4.1373
2007-10-14 21:01 | 10 | 14 | 21 | 287 | 6885 | 50 | 239.5198 | 0 | Heating | 239.5198 | 4 | 191.6159 | 191.6159 | 0 | 6 | 0 | 0 | 4 | 0 | 0 | 0 | 6 | 0 | 38.3232 | 0.01474 | 1 | 0.5 | 0 | 8.2745 | 0 | 8.2745 | 195.5264 | 0 | 11.1921 | 0.0086093 | 1 | 0.5 | 0 | 4.1373 | 0 | 4.1373
2007-10-14 22:01 | 10 | 14 | 22 | 287 | 6886 | 48.92 | 268.2393 | 0 | Heating | 268.2393 | 4 | 214.5914 | 214.5914 | 0 | 6 | 0 | 0 | 4 | 0 | 0 | 0 | 6 | 0 | 42.9183 | 0.016507 | 1 | 0.5 | 0 | 8.2745 | 0 | 8.2745 | 218.9709 | 0 | 12.5341 | 0.0096416 | 1 | 0.5 | 0 | 4.1373 | 0 | 4.1373
2007-10-14 23:01 | 10 | 14 | 23 | 287 | 6887 | 48.92 | 346.379 | 0 | Heating | 346.379 | 4 | 277.1032 | 277.1032 | 0 | 6 | 0 | 0 | 4 | 0 | 0 | 0 | 6 | 0 | 55.4206 | 0.021316 | 1 | 0.5 | 0 | 8.2745 | 0 | 8.2745 | 282.7584 | 0 | 16.1854 | 0.01245 | 1 | 0.5 | 0 | 4.1373 | 0 | 4.1373
2007-10-15 00:01 | 10 | 15 | 0 | 288 | 6888 | 46.04 | 328.3955 | 0 | Heating | 328.3955 | 4 | 262.7164 | 262.7164 | 0 | 6 | 0 | 0 | 4 | 0 | 0 | 0 | 6 | 0 | 52.5433 | 0.020209 | 1 | 0.5 | 0 | 8.2745 | 0 | 8.2745 | 268.0779 | 0 | 15.345 | 0.011804 | 1 | 0.5 | 0 | 4.1373 | 0 | 4.1373
2007-10-15 01:01 | 10 | 15 | 1 | 288 | 6889 | 44.06 | 189.8178 | 0 | Heating | 189.8178 | 4 | 151.8542 | 151.8542 | 0 | 6 | 0 | 0 | 4 | 0 | 0 | 0 | 6 | 0 | 30.3708 | 0.011681 | 1 | 0.5 | 0 | 8.2745 | 0 | 8.2745 | 154.9533 | 0 | 8.8697 | 0.0068228 | 1 | 0.5 | 0 | 4.1373 | 0 | 4.1373
2007-10-15 02:01 | 10 | 15 | 2 | 288 | 6890 | 44.06 | 206.6835 | 0 | Heating | 206.6835 | 4 | 165.3468 | 165.3468 | 0 | 6 | 0 | 0 | 4 | 0 | 0 | 0 | 6 | 0 | 33.0694 | 0.012719 | 1 | 0.5 | 0 | 8.2745 | 0 | 8.2745 | 168.7212 | 0 | 9.6578 | 0.0074291 | 1 | 0.5 | 0 | 4.1373 | 0 | 4.1373
2007-10-15 03:01 | 10 | 15 | 3 | 288 | 6891 | 39.02 | 245.3878 | 0 | Heating | 245.3878 | 4 | 196.3102 | 196.3102 | 0 | 6 | 0 | 0 | 4 | 0 | 0 | 0 | 6 | 0 | 39.262 | 0.015101 | 1 | 0.5 | 0 | 8.2745 | 0 | 8.2745 | 200.3166 | 0 | 11.4663 | 0.0088202 | 1 | 0.5 | 0 | 4.1373 | 0 | 4.1373
2007-10-15 04:01 | 10 | 15 | 4 | 288 | 6892 | 39.02 | 315.8034 | 0 | Heating | 315.8034 | 4 | 252.6427 | 252.6427 | 0 | 6 | 0 | 0 | 4 | 0 | 0 | 0 | 6 | 0 | 50.5285 | 0.019434 | 1 | 0.5 | 0 | 8.2745 | 0 | 8.2745 | 257.7987 | 0 | 14.7567 | 0.011351 | 1 | 0.5 | 0 | 4.1373 | 0 | 4.1373
2007-10-15 05:01 | 10 | 15 | 5 | 288 | 6893 | 39.02 | 449.6862 | 0 | Heating | 449.6862 | 4 | 359.749 | 359.749 | 0 | 6 | 0 | 0 | 4 | 0 | 0 | 0 | 6 | 0 | 71.9498 | 0.027673 | 1 | 0.5 | 0 | 8.2745 | 0 | 8.2745 | 367.0908 | 0 | 21.0126 | 0.016164 | 1 | 0.5 | 0 | 4.1373 | 0 | 4.1373
2007-10-15 06:01 | 10 | 15 | 6 | 288 | 6894 | 37.94 | 1791.1523 | 0 | Heating | 1791.1523 | 4 | 1432.9219 | 1432.9219 | 0 | 6 | 0 | 0 | 4 | 0 | 0 | 0 | 6 | 0 | 286.5844 | 0.11022 | 1 | 0.5 | 0 | 8.2745 | 0 | 8.2745 | 1462.1652 | 0 | 83.6958 | 0.064381 | 1 | 0.5 | 0 | 4.1373 | 0 | 4.1373
2007-10-15 07:01 | 10 | 15 | 7 | 288 | 6895 | 39.02 | 1658.1221 | 0 | Heating | 1658.1221 | 4 | 1326.4977 | 1326.4977 | 0 | 6 | 0 | 0 | 4 | 0 | 0 | 0 | 6 | 0 | 265.2995 | 0.10204 | 1 | 0.5 | 0 | 8.2745 | 0 | 8.2745 | 1353.5691 | 0 | 77.4796 | 0.0596 | 1 | 0.5 | 0 | 4.1373 | 0 | 4.1373
2007-10-15 08:01 | 10 | 15 | 8 | 288 | 6896 | 39.02 | 1484.0669 | 0 | Heating | 1484.0669 | 4 | 1187.2535 | 1187.2535 | 0 | 6 | 0 | 0 | 4 | 0 | 0 | 0 | 6 | 0 | 237.4507 | 0.091327 | 1 | 0.5 | 0 | 8.2745 | 0 | 8.2745 | 1211.4832 | 0 | 69.3465 | 0.053343 | 1 | 0.5 | 0 | 4.1373 | 0 | 4.1373
2007-10-15 09:01 | 10 | 15 | 9 | 288 | 6897 | 46.94 | 1089.2426 | 0 | Heating | 1089.2426 | 4 | 871.3941 | 871.3941 | 0 | 6 | 0 | 0 | 4 | 0 | 0 | 0 | 6 | 0 | 174.2788 | 0.06703 | 1 | 0.5 | 0 | 8.2745 | 0 | 8.2745 | 889.1776 | 0 | 50.8974 | 0.039152 | 1 | 0.5 | 0 | 4.1373 | 0 | 4.1373
2007-10-15 10:01 | 10 | 15 | 10 | 288 | 6898 | 48.92 | 798.0701 | 0 | Heating | 798.0701 | 4 | 638.4561 | 638.4561 | 0 | 6 | 0 | 0 | 4 | 0 | 0 | 0 | 6 | 0 | 127.6912 | 0.049112 | 1 | 0.5 | 0 | 8.2745 | 0 | 8.2745 | 651.4858 | 0 | 37.2917 | 0.028686 | 1 | 0.5 | 0 | 4.1373 | 0 | 4.1373
2007-10-15 11:01 | 10 | 15 | 11 | 288 | 6899 | 48.92 | 528.1302 | 0 | Heating | 528.1302 | 4 | 422.5042 | 422.5042 | 0 | 6 | 0 | 0 | 4 | 0 | 0 | 0 | 6 | 0 | 84.5008 | 0.0325 | 1 | 0.5 | 0 | 8.2745 | 0 | 8.2745 | 431.1267 | 0 | 24.6781 | 0.018983 | 1 | 0.5 | 0 | 4.1373 | 0 | 4.1373
2007-10-15 12:01 | 10 | 15 | 12 | 288 | 6900 | 51.98 | 320.8506 | 0 | Heating | 320.8506 | 4 | 256.6805 | 256.6805 | 0 | 6 | 0 | 0 | 4 | 0 | 0 | 0 | 6 | 0 | 51.3361 | 0.019745 | 1 | 0.5 | 0 | 8.2745 | 0 | 8.2745 | 261.9189 | 0 | 14.9925 | 0.011533 | 1 | 0.5 | 0 | 4.1373 | 0 | 4.1373
2007-10-15 13:01 | 10 | 15 | 13 | 288 | 6901 | 55.04 | 194.4258 | 0 | Heating | 194.4258 | 4 | 155.5406 | 155.5406 | 0 | 6 | 0 | 0 | 4 | 0 | 0 | 0 | 6 | 0 | 31.1081 | 0.011965 | 1 | 0.5 | 0 | 8.2745 | 0 | 8.2745 | 158.7149 | 0 | 9.085 | 0.0069885 | 1 | 0.5 | 0 | 4.1373 | 0 | 4.1373
2007-10-15 14:01 | 10 | 15 | 14 | 288 | 6902 | 55.04 | 197.0528 | 0 | Heating | 197.0528 | 4 | 157.6422 | 157.6422 | 0 | 6 | 0 | 0 | 4 | 0 | 0 | 0 | 6 | 0 | 31.5284 | 0.012126 | 1 | 0.5 | 0 | 8.2745 | 0 | 8.2745 | 160.8594 | 0 | 9.2078 | 0.0070829 | 1 | 0.5 | 0 | 4.1373 | 0 | 4.1373
2007-10-15 15:01 | 10 | 15 | 15 | 288 | 6903 | 55.94 | 138.0816 | 0 | Heating | 138.0816 | 4 | 110.4653 | 110.4653 | 0 | 6 | 0 | 0 | 4 | 0 | 0 | 0 | 6 | 0 | 22.0931 | 0.0084973 | 1 | 0.5 | 0 | 8.2745 | 0 | 8.2745 | 112.7197 | 0 | 6.4522 | 0.0049632 | 1 | 0.5 | 0 | 4.1373 | 0 | 4.1373
2007-10-15 16:01 | 10 | 15 | 16 | 288 | 6904 | 55.04 | 150.3939 | 0 | Heating | 150.3939 | 4 | 120.3151 | 120.3151 | 0 | 6 | 0 | 0 | 4 | 0 | 0 | 0 | 6 | 0 | 24.063 | 0.009255 | 1 | 0.5 | 0 | 8.2745 | 0 | 8.2745 | 122.7705 | 0 | 7.0275 | 0.0054058 | 1 | 0.5 | 0 | 4.1373 | 0 | 4.1373
2007-10-15 17:01 | 10 | 15 | 17 | 288 | 6905 | 55.04 | 225.3227 | 0 | Heating | 225.3227 | 4 | 180.2581 | 180.2581 | 0 | 6 | 0 | 0 | 4 | 0 | 0 | 0 | 6 | 0 | 36.0516 | 0.013866 | 1 | 0.5 | 0 | 8.2745 | 0 | 8.2745 | 183.9369 | 0 | 10.5287 | 0.008099 | 1 | 0.5 | 0 | 4.1373 | 0 | 4.1373
2007-10-15 18:01 | 10 | 15 | 18 | 288 | 6906 | 46.94 | 484.0307 | 0 | Heating | 484.0307 | 4 | 387.2246 | 387.2246 | 0 | 6 | 0 | 0 | 4 | 0 | 0 | 0 | 6 | 0 | 77.4449 | 0.029787 | 1 | 0.5 | 0 | 8.2745 | 0 | 8.2745 | 395.1271 | 0 | 22.6175 | 0.017398 | 1 | 0.5 | 0 | 4.1373 | 0 | 4.1373
2007-10-15 19:01 | 10 | 15 | 19 | 288 | 6907 | 42.08 | 725.2968 | 0 | Heating | 725.2968 | 4 | 580.2375 | 580.2375 | 0 | 6 | 0 | 0 | 4 | 0 | 0 | 0 | 6 | 0 | 116.0475 | 0.044634 | 1 | 0.5 | 0 | 8.2745 | 0 | 8.2745 | 592.0791 | 0 | 33.8912 | 0.02607 | 1 | 0.5 | 0 | 4.1373 | 0 | 4.1373
2007-10-15 20:01 | 10 | 15 | 20 | 288 | 6908 | 42.08 | 982.7403 | 0 | Heating | 982.7403 | 4 | 786.1923 | 786.1923 | 0 | 6 | 0 | 0 | 4 | 0 | 0 | 0 | 6 | 0 | 157.2385 | 0.060476 | 1 | 0.5 | 0 | 8.2745 | 0 | 8.2745 | 802.237 | 0 | 45.9208 | 0.035324 | 1 | 0.5 | 0 | 4.1373 | 0 | 4.1373
2007-10-15 21:01 | 10 | 15 | 21 | 288 | 6909 | 39.92 | 714.4398 | 0 | Heating | 714.4398 | 4 | 571.5519 | 571.5519 | 0 | 6 | 0 | 0 | 4 | 0 | 0 | 0 | 6 | 0 | 114.3104 | 0.043966 | 1 | 0.5 | 0 | 8.2745 | 0 | 8.2745 | 583.2162 | 0 | 33.3839 | 0.02568 | 1 | 0.5 | 0 | 4.1373 | 0 | 4.1373
2007-10-15 22:01 | 10 | 15 | 22 | 288 | 6910 | 35.06 | 718.1923 | 0 | Heating | 718.1923 | 4 | 574.5538 | 574.5538 | 0 | 6 | 0 | 0 | 4 | 0 | 0 | 0 | 6 | 0 | 114.9108 | 0.044196 | 1 | 0.5 | 0 | 8.2745 | 0 | 8.2745 | 586.2794 | 0 | 33.5592 | 0.025815 | 1 | 0.5 | 0 | 4.1373 | 0 | 4.1373
2007-10-15 23:01 | 10 | 15 | 23 | 288 | 6911 | 35.06 | 789.1371 | 0 | Heating | 789.1371 | 4 | 631.3097 | 631.3097 | 0 | 6 | 0 | 0 | 4 | 0 | 0 | 0 | 6 | 0 | 126.2619 | 0.048562 | 1 | 0.5 | 0 | 8.2745 | 0 | 8.2745 | 644.1936 | 0 | 36.8743 | 0.028365 | 1 | 0.5 | 0 | 4.1373 | 0 | 4.1373
2007-10-16 00:01 | 10 | 16 | 0 | 289 | 6912 | 33.98 | 734.6995 | 0 | Heating | 734.6995 | 4 | 587.7596 | 587.7596 | 0 | 6 | 0 | 0 | 4 | 0 | 0 | 0 | 6 | 0 | 117.5519 | 0.045212 | 1 | 0.5 | 0 | 8.2745 | 0 | 8.2745 | 599.7547 | 0 | 34.3305 | 0.026408 | 1 | 0.5 | 0 | 4.1373 | 0 | 4.1373
2007-10-16 01:01 | 10 | 16 | 1 | 289 | 6913 | 35.06 | 503.1239 | 0 | Heating | 503.1239 | 4 | 402.4991 | 402.4991 | 0 | 6 | 0 | 0 | 4 | 0 | 0 | 0 | 6 | 0 | 80.4998 | 0.030961 | 1 | 0.5 | 0 | 8.2745 | 0 | 8.2745 | 410.7134 | 0 | 23.5096 | 0.018084 | 1 | 0.5 | 0 | 4.1373 | 0 | 4.1373
2007-10-16 02:01 | 10 | 16 | 2 | 289 | 6914 | 35.06 | 542.6612 | 0 | Heating | 542.6612 | 4 | 434.129 | 434.129 | 0 | 6 | 0 | 0 | 4 | 0 | 0 | 0 | 6 | 0 | 86.8258 | 0.033395 | 1 | 0.5 | 0 | 8.2745 | 0 | 8.2745 | 442.9888 | 0 | 25.3571 | 0.019505 | 1 | 0.5 | 0 | 4.1373 | 0 | 4.1373
2007-10-16 03:01 | 10 | 16 | 3 | 289 | 6915 | 33.08 | 547.7306 | 0 | Heating | 547.7306 | 4 | 438.1844 | 438.1844 | 0 | 6 | 0 | 0 | 4 | 0 | 0 | 0 | 6 | 0 | 87.6369 | 0.033706 | 1 | 0.5 | 0 | 8.2745 | 0 | 8.2745 | 447.127 | 0 | 25.594 | 0.019688 | 1 | 0.5 | 0 | 4.1373 | 0 | 4.1373
2007-10-16 04:01 | 10 | 16 | 4 | 289 | 6916 | 30.92 | 517.0762 | 0 | Heating | 517.0762 | 4 | 413.6609 | 413.6609 | 0 | 6 | 0 | 0 | 4 | 0 | 0 | 0 | 6 | 0 | 82.7322 | 0.03182 | 1 | 0.5 | 0 | 8.2745 | 0 | 8.2745 | 422.103 | 0 | 24.1616 | 0.018586 | 1 | 0.5 | 0 | 4.1373 | 0 | 4.1373
2007-10-16 05:01 | 10 | 16 | 5 | 289 | 6917 | 30.92 | 587.6529 | 0 | Heating | 587.6529 | 4 | 470.1223 | 470.1223 | 0 | 6 | 0 | 0 | 4 | 0 | 0 | 0 | 6 | 0 | 94.0245 | 0.036163 | 1 | 0.5 | 0 | 8.2745 | 0 | 8.2745 | 479.7167 | 0 | 27.4595 | 0.021123 | 1 | 0.5 | 0 | 4.1373 | 0 | 4.1373
2007-10-16 06:01 | 10 | 16 | 6 | 289 | 6918 | 30.02 | 2182.3267 | 0 | Heating | 2182.3267 | 4 | 1745.8614 | 1745.8614 | 0 | 6 | 0 | 0 | 4 | 0 | 0 | 0 | 6 | 0 | 349.1723 | 0.1343 | 1 | 0.5 | 0 | 8.2745 | 0 | 8.2745 | 1781.4912 | 0 | 101.9743 | 0.078442 | 1 | 0.5 | 0 | 4.1373 | 0 | 4.1373
2007-10-16 07:01 | 10 | 16 | 7 | 289 | 6919 | 30.02 | 2034.1001 | 0 | Heating | 2034.1001 | 4 | 1627.2801 | 1627.2801 | 0 | 6 | 0 | 0 | 4 | 0 | 0 | 0 | 6 | 0 | 325.456 | 0.12518 | 1 | 0.5 | 0 | 8.2745 | 0 | 8.2745 | 1660.4899 | 0 | 95.0481 | 0.073114 | 1 | 0.5 | 0 | 4.1373 | 0 | 4.1373
2007-10-16 08:01 | 10 | 16 | 8 | 289 | 6920 | 32 | 1875.6122 | 0 | Heating | 1875.6122 | 4 | 1500.4898 | 1500.4898 | 0 | 6 | 0 | 0 | 4 | 0 | 0 | 0 | 6 | 0 | 300.098 | 0.11542 | 1 | 0.5 | 0 | 8.2745 | 0 | 8.2745 | 1531.112 | 0 | 87.6424 | 0.067417 | 1 | 0.5 | 0 | 4.1373 | 0 | 4.1373
2007-10-16 09:01 | 10 | 16 | 9 | 289 | 6921 | 42.98 | 1492.6888 | 0 | Heating | 1492.6888 | 4 | 1194.151 | 1194.151 | 0 | 6 | 0 | 0 | 4 | 0 | 0 | 0 | 6 | 0 | 238.8302 | 0.091858 | 1 | 0.5 | 0 | 8.2745 | 0 | 8.2745 | 1218.5214 | 0 | 69.7494 | 0.053653 | 1 | 0.5 | 0 | 4.1373 | 0 | 4.1373
2007-10-16 10:01 | 10 | 16 | 10 | 289 | 6922 | 48.92 | 1200.0128 | 0 | Heating | 1200.0128 | 4 | 960.0103 | 960.0103 | 0 | 6 | 0 | 0 | 4 | 0 | 0 | 0 | 6 | 0 | 192.0021 | 0.073847 | 1 | 0.5 | 0 | 8.2745 | 0 | 8.2745 | 979.6023 | 0 | 56.0734 | 0.043133 | 1 | 0.5 | 0 | 4.1373 | 0 | 4.1373
2007-10-16 11:01 | 10 | 16 | 11 | 289 | 6923 | 48.92 | 936.884 | 0 | Heating | 936.884 | 4 | 749.5072 | 749.5072 | 0 | 6 | 0 | 0 | 4 | 0 | 0 | 0 | 6 | 0 | 149.9014 | 0.057654 | 1 | 0.5 | 0 | 8.2745 | 0 | 8.2745 | 764.8033 | 0 | 43.7781 | 0.033675 | 1 | 0.5 | 0 | 4.1373 | 0 | 4.1373
2007-10-16 12:01 | 10 | 16 | 12 | 289 | 6924 | 57.02 | 755.8257 | 0 | Heating | 755.8257 | 4 | 604.6605 | 604.6605 | 0 | 6 | 0 | 0 | 4 | 0 | 0 | 0 | 6 | 0 | 120.9321 | 0.046512 | 1 | 0.5 | 0 | 8.2745 | 0 | 8.2745 | 617.0005 | 0 | 35.3177 | 0.027167 | 1 | 0.5 | 0 | 4.1373 | 0 | 4.1373
2007-10-16 13:01 | 10 | 16 | 13 | 289 | 6925 | 60.08 | 642.6847 | 0 | Heating | 642.6847 | 4 | 514.1477 | 514.1477 | 0 | 6 | 0 | 0 | 4 | 0 | 0 | 0 | 6 | 0 | 102.8295 | 0.03955 | 1 | 0.5 | 0 | 8.2745 | 0 | 8.2745 | 524.6405 | 0 | 30.0309 | 0.023101 | 1 | 0.5 | 0 | 4.1373 | 0 | 4.1373
2007-10-16 14:01 | 10 | 16 | 14 | 289 | 6926 | 60.08 | 564.756 | 0 | Heating | 564.756 | 4 | 451.8048 | 451.8048 | 0 | 6 | 0 | 0 | 4 | 0 | 0 | 0 | 6 | 0 | 90.361 | 0.034754 | 1 | 0.5 | 0 | 8.2745 | 0 | 8.2745 | 461.0253 | 0 | 26.3895 | 0.0203 | 1 | 0.5 | 0 | 4.1373 | 0 | 4.1373
2007-10-16 15:01 | 10 | 16 | 15 | 289 | 6927 | 62.96 | 502.8314 | 0 | Heating | 502.8314 | 4 | 402.2651 | 402.2651 | 0 | 6 | 0 | 0 | 4 | 0 | 0 | 0 | 6 | 0 | 80.453 | 0.030943 | 1 | 0.5 | 0 | 8.2745 | 0 | 8.2745 | 410.4746 | 0 | 23.496 | 0.018074 | 1 | 0.5 | 0 | 4.1373 | 0 | 4.1373
2007-10-16 16:01 | 10 | 16 | 16 | 289 | 6928 | 62.96 | 495.2134 | 0 | Heating | 495.2134 | 4 | 396.1707 | 396.1707 | 0 | 6 | 0 | 0 | 4 | 0 | 0 | 0 | 6 | 0 | 79.2341 | 0.030475 | 1 | 0.5 | 0 | 8.2745 | 0 | 8.2745 | 404.2558 | 0 | 23.14 | 0.0178 | 1 | 0.5 | 0 | 4.1373 | 0 | 4.1373
2007-10-16 17:01 | 10 | 16 | 17 | 289 | 6929 | 62.96 | 546.2754 | 0 | Heating | 546.2754 | 4 | 437.0203 | 437.0203 | 0 | 6 | 0 | 0 | 4 | 0 | 0 | 0 | 6 | 0 | 87.4041 | 0.033617 | 1 | 0.5 | 0 | 8.2745 | 0 | 8.2745 | 445.9391 | 0 | 25.526 | 0.019635 | 1 | 0.5 | 0 | 4.1373 | 0 | 4.1373
2007-10-16 18:01 | 10 | 16 | 18 | 289 | 6930 | 57.92 | 721.8703 | 0 | Heating | 721.8703 | 4 | 577.4962 | 577.4962 | 0 | 6 | 0 | 0 | 4 | 0 | 0 | 0 | 6 | 0 | 115.4992 | 0.044423 | 1 | 0.5 | 0 | 8.2745 | 0 | 8.2745 | 589.2819 | 0 | 33.7311 | 0.025947 | 1 | 0.5 | 0 | 4.1373 | 0 | 4.1373
2007-10-16 19:01 | 10 | 16 | 19 | 289 | 6931 | 57.02 | 883.1598 | 0 | Heating | 883.1598 | 4 | 706.5279 | 706.5279 | 0 | 6 | 0 | 0 | 4 | 0 | 0 | 0 | 6 | 0 | 141.3056 | 0.054348 | 1 | 0.5 | 0 | 8.2745 | 0 | 8.2745 | 720.9468 | 0 | 41.2677 | 0.031744 | 1 | 0.5 | 0 | 4.1373 | 0 | 4.1373
2007-10-16 20:01 | 10 | 16 | 20 | 289 | 6932 | 57.02 | 949.6777 | 0 | Heating | 949.6777 | 4 | 759.7422 | 759.7422 | 0 | 6 | 0 | 0 | 4 | 0 | 0 | 0 | 6 | 0 | 151.9484 | 0.058442 | 1 | 0.5 | 0 | 8.2745 | 0 | 8.2745 | 775.2471 | 0 | 44.3759 | 0.034135 | 1 | 0.5 | 0 | 4.1373 | 0 | 4.1373
2007-10-16 21:01 | 10 | 16 | 21 | 289 | 6933 | 53.96 | 674.0195 | 0 | Heating | 674.0195 | 4 | 539.2156 | 539.2156 | 0 | 6 | 0 | 0 | 4 | 0 | 0 | 0 | 6 | 0 | 107.8431 | 0.041478 | 1 | 0.5 | 0 | 8.2745 | 0 | 8.2745 | 550.22 | 0 | 31.4951 | 0.024227 | 1 | 0.5 | 0 | 4.1373 | 0 | 4.1373
2007-10-16 22:01 | 10 | 16 | 22 | 289 | 6934 | 53.06 | 697.6801 | 0 | Heating | 697.6801 | 4 | 558.1441 | 558.1441 | 0 | 6 | 0 | 0 | 4 | 0 | 0 | 0 | 6 | 0 | 111.6288 | 0.042934 | 1 | 0.5 | 0 | 8.2745 | 0 | 8.2745 | 569.5348 | 0 | 32.6007 | 0.025077 | 1 | 0.5 | 0 | 4.1373 | 0 | 4.1373
2007-10-16 23:01 | 10 | 16 | 23 | 289 | 6935 | 53.06 | 773.8749 | 0 | Heating | 773.8749 | 4 | 619.0999 | 619.0999 | 0 | 6 | 0 | 0 | 4 | 0 | 0 | 0 | 6 | 0 | 123.82 | 0.047623 | 1 | 0.5 | 0 | 8.2745 | 0 | 8.2745 | 631.7346 | 0 | 36.1611 | 0.027816 | 1 | 0.5 | 0 | 4.1373 | 0 | 4.1373
2007-10-17 00:01 | 10 | 17 | 0 | 290 | 6936 | 51.08 | 693.8594 | 0 | Heating | 693.8594 | 4 | 555.0875 | 555.0875 | 0 | 6 | 0 | 0 | 4 | 0 | 0 | 0 | 6 | 0 | 111.0175 | 0.042699 | 1 | 0.5 | 0 | 8.2745 | 0 | 8.2745 | 566.4159 | 0 | 32.4222 | 0.02494 | 1 | 0.5 | 0 | 4.1373 | 0 | 4.1373
2007-10-17 01:01 | 10 | 17 | 1 | 290 | 6937 | 51.08 | 435.3622 | 0 | Heating | 435.3622 | 4 | 348.2897 | 348.2897 | 0 | 6 | 0 | 0 | 4 | 0 | 0 | 0 | 6 | 0 | 69.6579 | 0.026792 | 1 | 0.5 | 0 | 8.2745 | 0 | 8.2745 | 355.3977 | 0 | 20.3433 | 0.015649 | 1 | 0.5 | 0 | 4.1373 | 0 | 4.1373
2007-10-17 02:01 | 10 | 17 | 2 | 290 | 6938 | 51.08 | 421.947 | 0 | Heating | 421.947 | 4 | 337.5576 | 337.5576 | 0 | 6 | 0 | 0 | 4 | 0 | 0 | 0 | 6 | 0 | 67.5115 | 0.025966 | 1 | 0.5 | 0 | 8.2745 | 0 | 8.2745 | 344.4465 | 0 | 19.7165 | 0.015167 | 1 | 0.5 | 0 | 4.1373 | 0 | 4.1373
2007-10-17 03:01 | 10 | 17 | 3 | 290 | 6939 | 48.02 | 429.6446 | 0 | Heating | 429.6446 | 4 | 343.7157 | 343.7157 | 0 | 6 | 0 | 0 | 4 | 0 | 0 | 0 | 6 | 0 | 68.7431 | 0.02644 | 1 | 0.5 | 0 | 8.2745 | 0 | 8.2745 | 350.7303 | 0 | 20.0761 | 0.015443 | 1 | 0.5 | 0 | 4.1373 | 0 | 4.1373
2007-10-17 04:01 | 10 | 17 | 4 | 290 | 6940 | 46.94 | 427.7628 | 0 | Heating | 427.7628 | 4 | 342.2102 | 342.2102 | 0 | 6 | 0 | 0 | 4 | 0 | 0 | 0 | 6 | 0 | 68.442 | 0.026324 | 1 | 0.5 | 0 | 8.2745 | 0 | 8.2745 | 349.1941 | 0 | 19.9882 | 0.015376 | 1 | 0.5 | 0 | 4.1373 | 0 | 4.1373
2007-10-17 05:01 | 10 | 17 | 5 | 290 | 6941 | 46.94 | 521.3749 | 0 | Heating | 521.3749 | 4 | 417.0999 | 417.0999 | 0 | 6 | 0 | 0 | 4 | 0 | 0 | 0 | 6 | 0 | 83.42 | 0.032085 | 1 | 0.5 | 0 | 8.2745 | 0 | 8.2745 | 425.6122 | 0 | 24.3625 | 0.01874 | 1 | 0.5 | 0 | 4.1373 | 0 | 4.1373
2007-10-17 06:01 | 10 | 17 | 6 | 290 | 6942 | 50 | 2005.5496 | 0 | Heating | 2005.5496 | 4 | 1604.4397 | 1604.4397 | 0 | 6 | 0 | 0 | 4 | 0 | 0 | 0 | 6 | 0 | 320.8879 | 0.12342 | 1 | 0.5 | 0 | 8.2745 | 0 | 8.2745 | 1637.1834 | 0 | 93.714 | 0.072088 | 1 | 0.5 | 0 | 4.1373 | 0 | 4.1373
2007-10-17 07:01 | 10 | 17 | 7 | 290 | 6943 | 50 | 1898.4614 | 0 | Heating | 1898.4614 | 4 | 1518.7691 | 1518.7691 | 0 | 6 | 0 | 0 | 4 | 0 | 0 | 0 | 6 | 0 | 303.7538 | 0.11683 | 1 | 0.5 | 0 | 8.2745 | 0 | 8.2745 | 1549.7644 | 0 | 88.71 | 0.068238 | 1 | 0.5 | 0 | 4.1373 | 0 | 4.1373
2007-10-17 08:01 | 10 | 17 | 8 | 290 | 6944 | 50 | 1751.9029 | 0 | Heating | 1751.9029 | 4 | 1401.5223 | 1401.5223 | 0 | 6 | 0 | 0 | 4 | 0 | 0 | 0 | 6 | 0 | 280.3045 | 0.10781 | 1 | 0.5 | 0 | 8.2745 | 0 | 8.2745 | 1430.1248 | 0 | 81.8618 | 0.062971 | 1 | 0.5 | 0 | 4.1373 | 0 | 4.1373
2007-10-17 09:01 | 10 | 17 | 9 | 290 | 6945 | 53.06 | 1386.1949 | 0 | Heating | 1386.1949 | 4 | 1108.9559 | 1108.9559 | 0 | 6 | 0 | 0 | 4 | 0 | 0 | 0 | 6 | 0 | 221.7912 | 0.085304 | 1 | 0.5 | 0 | 8.2745 | 0 | 8.2745 | 1131.5877 | 0 | 64.7732 | 0.049826 | 1 | 0.5 | 0 | 4.1373 | 0 | 4.1373
2007-10-17 10:01 | 10 | 17 | 10 | 290 | 6946 | 57.02 | 1110.7409 | 0 | Heating | 1110.7409 | 4 | 888.5927 | 888.5927 | 0 | 6 | 0 | 0 | 4 | 0 | 0 | 0 | 6 | 0 | 177.7185 | 0.068353 | 1 | 0.5 | 0 | 8.2745 | 0 | 8.2745 | 906.7273 | 0 | 51.902 | 0.039925 | 1 | 0.5 | 0 | 4.1373 | 0 | 4.1373
2007-10-17 11:01 | 10 | 17 | 11 | 290 | 6947 | 57.02 | 808.4655 | 0 | Heating | 808.4655 | 4 | 646.7724 | 646.7724 | 0 | 6 | 0 | 0 | 4 | 0 | 0 | 0 | 6 | 0 | 129.3545 | 0.049752 | 1 | 0.5 | 0 | 8.2745 | 0 | 8.2745 | 659.9718 | 0 | 37.7774 | 0.02906 | 1 | 0.5 | 0 | 4.1373 | 0 | 4.1373
2007-10-17 12:01 | 10 | 17 | 12 | 290 | 6948 | 59 | 563.5839 | 0 | Heating | 563.5839 | 4 | 450.8671 | 450.8671 | 0 | 6 | 0 | 0 | 4 | 0 | 0 | 0 | 6 | 0 | 90.1734 | 0.034682 | 1 | 0.5 | 0 | 8.2745 | 0 | 8.2745 | 460.0685 | 0 | 26.3348 | 0.020258 | 1 | 0.5 | 0 | 4.1373 | 0 | 4.1373
2007-10-17 13:01 | 10 | 17 | 13 | 290 | 6949 | 62.06 | 418.3404 | 0 | Heating | 418.3404 | 4 | 334.6723 | 334.6723 | 0 | 6 | 0 | 0 | 4 | 0 | 0 | 0 | 6 | 0 | 66.9345 | 0.025744 | 1 | 0.5 | 0 | 8.2745 | 0 | 8.2745 | 341.5023 | 0 | 19.5479 | 0.015037 | 1 | 0.5 | 0 | 4.1373 | 0 | 4.1373
2007-10-17 14:01 | 10 | 17 | 14 | 290 | 6950 | 62.06 | 332.994 | 0 | Heating | 332.994 | 4 | 266.3952 | 266.3952 | 0 | 6 | 0 | 0 | 4 | 0 | 0 | 0 | 6 | 0 | 53.279 | 0.020492 | 1 | 0.5 | 0 | 8.2745 | 0 | 8.2745 | 271.8319 | 0 | 15.5599 | 0.011969 | 1 | 0.5 | 0 | 4.1373 | 0 | 4.1373
2007-10-17 15:01 | 10 | 17 | 15 | 290 | 6951 | 66.92 | 287.6586 | 0 | Heating | 287.6586 | 4 | 230.1269 | 230.1269 | 0 | 6 | 0 | 0 | 4 | 0 | 0 | 0 | 6 | 0 | 46.0254 | 0.017702 | 1 | 0.5 | 0 | 8.2745 | 0 | 8.2745 | 234.8234 | 0 | 13.4415 | 0.01034 | 1 | 0.5 | 0 | 4.1373 | 0 | 4.1373
2007-10-17 16:01 | 10 | 17 | 16 | 290 | 6952 | 66.92 | 311.4898 | 0 | Heating | 311.4898 | 4 | 249.1918 | 249.1918 | 0 | 6 | 0 | 0 | 4 | 0 | 0 | 0 | 6 | 0 | 49.8384 | 0.019169 | 1 | 0.5 | 0 | 8.2745 | 0 | 8.2745 | 254.2773 | 0 | 14.5551 | 0.011196 | 1 | 0.5 | 0 | 4.1373 | 0 | 4.1373
2007-10-17 17:01 | 10 | 17 | 17 | 290 | 6953 | 66.92 | 460.9253 | 0 | Heating | 460.9253 | 4 | 368.7402 | 368.7402 | 0 | 6 | 0 | 0 | 4 | 0 | 0 | 0 | 6 | 0 | 73.748 | 0.028365 | 1 | 0.5 | 0 | 8.2745 | 0 | 8.2745 | 376.2655 | 0 | 21.5378 | 0.016568 | 1 | 0.5 | 0 | 4.1373 | 0 | 4.1373
2007-10-17 18:01 | 10 | 17 | 18 | 290 | 6954 | 66.92 | 681.9705 | 0 | Heating | 681.9705 | 4 | 545.5764 | 545.5764 | 0 | 6 | 0 | 0 | 4 | 0 | 0 | 0 | 6 | 0 | 109.1153 | 0.041967 | 1 | 0.5 | 0 | 8.2745 | 0 | 8.2745 | 556.7106 | 0 | 31.8667 | 0.024513 | 1 | 0.5 | 0 | 4.1373 | 0 | 4.1373
2007-10-17 19:01 | 10 | 17 | 19 | 290 | 6955 | 66.02 | 823.0925 | 0 | Heating | 823.0925 | 4 | 658.474 | 658.474 | 0 | 6 | 0 | 0 | 4 | 0 | 0 | 0 | 6 | 0 | 131.6948 | 0.050652 | 1 | 0.5 | 0 | 8.2745 | 0 | 8.2745 | 671.9123 | 0 | 38.4609 | 0.029585 | 1 | 0.5 | 0 | 4.1373 | 0 | 4.1373
2007-10-17 20:01 | 10 | 17 | 20 | 290 | 6956 | 66.02 | 869.0886 | 0 | Heating | 869.0886 | 4 | 695.2709 | 695.2709 | 0 | 6 | 0 | 0 | 4 | 0 | 0 | 0 | 6 | 0 | 139.0542 | 0.053482 | 1 | 0.5 | 0 | 8.2745 | 0 | 8.2745 | 709.4601 | 0 | 40.6102 | 0.031239 | 1 | 0.5 | 0 | 4.1373 | 0 | 4.1373
2007-10-17 21:01 | 10 | 17 | 21 | 290 | 6957 | 64.94 | 625.6825 | 0 | Heating | 625.6825 | 4 | 500.546 | 500.546 | 0 | 6 | 0 | 0 | 4 | 0 | 0 | 0 | 6 | 0 | 100.1092 | 0.038504 | 1 | 0.5 | 0 | 8.2745 | 0 | 8.2745 | 510.7612 | 0 | 29.2365 | 0.02249 | 1 | 0.5 | 0 | 4.1373 | 0 | 4.1373
2007-10-17 22:01 | 10 | 17 | 22 | 290 | 6958 | 62.96 | 603.2006 | 0 | Heating | 603.2006 | 4 | 482.5605 | 482.5605 | 0 | 6 | 0 | 0 | 4 | 0 | 0 | 0 | 6 | 0 | 96.5121 | 0.03712 | 1 | 0.5 | 0 | 8.2745 | 0 | 8.2745 | 492.4087 | 0 | 28.186 | 0.021682 | 1 | 0.5 | 0 | 4.1373 | 0 | 4.1373
2007-10-17 23:01 | 10 | 17 | 23 | 290 | 6959 | 62.96 | 624.0691 | 0 | Heating | 624.0691 | 4 | 499.2553 | 499.2553 | 0 | 6 | 0 | 0 | 4 | 0 | 0 | 0 | 6 | 0 | 99.8511 | 0.038404 | 1 | 0.5 | 0 | 8.2745 | 0 | 8.2745 | 509.4441 | 0 | 29.1611 | 0.022432 | 1 | 0.5 | 0 | 4.1373 | 0 | 4.1373
2007-10-18 00:01 | 10 | 18 | 0 | 291 | 6960 | 62.06 | 543.0138 | 0 | Heating | 543.0138 | 4 | 434.411 | 434.411 | 0 | 6 | 0 | 0 | 4 | 0 | 0 | 0 | 6 | 0 | 86.8822 | 0.033416 | 1 | 0.5 | 0 | 8.2745 | 0 | 8.2745 | 443.2765 | 0 | 25.3736 | 0.019518 | 1 | 0.5 | 0 | 4.1373 | 0 | 4.1373
2007-10-18 01:01 | 10 | 18 | 1 | 291 | 6961 | 62.06 | 372.4299 | 0 | Heating | 372.4299 | 4 | 297.9439 | 297.9439 | 0 | 6 | 0 | 0 | 4 | 0 | 0 | 0 | 6 | 0 | 59.5888 | 0.022919 | 1 | 0.5 | 0 | 8.2745 | 0 | 8.2745 | 304.0244 | 0 | 17.4027 | 0.013387 | 1 | 0.5 | 0 | 4.1373 | 0 | 4.1373
2007-10-18 02:01 | 10 | 18 | 2 | 291 | 6962 | 62.06 | 421.1342 | 0 | Heating | 421.1342 | 4 | 336.9074 | 336.9074 | 0 | 6 | 0 | 0 | 4 | 0 | 0 | 0 | 6 | 0 | 67.3815 | 0.025916 | 1 | 0.5 | 0 | 8.2745 | 0 | 8.2745 | 343.783 | 0 | 19.6785 | 0.015137 | 1 | 0.5 | 0 | 4.1373 | 0 | 4.1373
2007-10-18 03:01 | 10 | 18 | 3 | 291 | 6963 | 60.98 | 481.1756 | 0 | Heating | 481.1756 | 4 | 384.9405 | 384.9405 | 0 | 6 | 0 | 0 | 4 | 0 | 0 | 0 | 6 | 0 | 76.9881 | 0.029611 | 1 | 0.5 | 0 | 8.2745 | 0 | 8.2745 | 392.7964 | 0 | 22.4841 | 0.017295 | 1 | 0.5 | 0 | 4.1373 | 0 | 4.1373
2007-10-18 04:01 | 10 | 18 | 4 | 291 | 6964 | 60.98 | 522.3012 | 0 | Heating | 522.3012 | 4 | 417.841 | 417.841 | 0 | 6 | 0 | 0 | 4 | 0 | 0 | 0 | 6 | 0 | 83.5682 | 0.032142 | 1 | 0.5 | 0 | 8.2745 | 0 | 8.2745 | 426.3683 | 0 | 24.4057 | 0.018774 | 1 | 0.5 | 0 | 4.1373 | 0 | 4.1373
2007-10-18 05:01 | 10 | 18 | 5 | 291 | 6965 | 60.98 | 638.6311 | 0 | Heating | 638.6311 | 4 | 510.9049 | 510.9049 | 0 | 6 | 0 | 0 | 4 | 0 | 0 | 0 | 6 | 0 | 102.181 | 0.0393 | 1 | 0.5 | 0 | 8.2745 | 0 | 8.2745 | 521.3315 | 0 | 29.8415 | 0.022955 | 1 | 0.5 | 0 | 4.1373 | 0 | 4.1373
2007-10-18 06:01 | 10 | 18 | 6 | 291 | 6966 | 60.98 | 2360.6382 | 0 | Heating | 2360.6382 | 4 | 1888.5106 | 1888.5106 | 0 | 6 | 0 | 0 | 4 | 0 | 0 | 0 | 6 | 0 | 377.7021 | 0.14527 | 1 | 0.5 | 0 | 8.2745 | 0 | 8.2745 | 1927.0516 | 0 | 110.3063 | 0.084851 | 1 | 0.5 | 0 | 4.1373 | 0 | 4.1373
2007-10-18 07:01 | 10 | 18 | 7 | 291 | 6967 | 60.98 | 2162.6817 | 0 | Heating | 2162.6817 | 4 | 1730.1453 | 1730.1453 | 0 | 6 | 0 | 0 | 4 | 0 | 0 | 0 | 6 | 0 | 346.0291 | 0.13309 | 1 | 0.5 | 0 | 8.2745 | 0 | 8.2745 | 1765.4544 | 0 | 101.0563 | 0.077736 | 1 | 0.5 | 0 | 4.1373 | 0 | 4.1373
2007-10-18 08:01 | 10 | 18 | 8 | 291 | 6968 | 60.98 | 1859.5414 | 0 | Heating | 1859.5414 | 4 | 1487.6332 | 1487.6332 | 0 | 6 | 0 | 0 | 4 | 0 | 0 | 0 | 6 | 0 | 297.5266 | 0.11443 | 1 | 0.5 | 0 | 8.2745 | 0 | 8.2745 | 1517.993 | 0 | 86.8914 | 0.06684 | 1 | 0.5 | 0 | 4.1373 | 0 | 4.1373
2007-10-18 09:01 | 10 | 18 | 9 | 291 | 6969 | 64.04 | 1385.3533 | 0 | Heating | 1385.3533 | 4 | 1108.2826 | 1108.2826 | 0 | 6 | 0 | 0 | 4 | 0 | 0 | 0 | 6 | 0 | 221.6565 | 0.085253 | 1 | 0.5 | 0 | 8.2745 | 0 | 8.2745 | 1130.9006 | 0 | 64.7339 | 0.049795 | 1 | 0.5 | 0 | 4.1373 | 0 | 4.1373
2007-10-18 10:01 | 10 | 18 | 10 | 291 | 6970 | 66.02 | 1100.8973 | 0 | Heating | 1100.8973 | 4 | 880.7179 | 880.7179 | 0 | 6 | 0 | 0 | 4 | 0 | 0 | 0 | 6 | 0 | 176.1436 | 0.067748 | 1 | 0.5 | 0 | 8.2745 | 0 | 8.2745 | 898.6917 | 0 | 51.442 | 0.039571 | 1 | 0.5 | 0 | 4.1373 | 0 | 4.1373
2007-10-18 11:01 | 10 | 18 | 11 | 291 | 6971 | 66.02 | 828.3721 | 0 | Heating | 828.3721 | 4 | 662.6977 | 662.6977 | 0 | 6 | 0 | 0 | 4 | 0 | 0 | 0 | 6 | 0 | 132.5395 | 0.050977 | 1 | 0.5 | 0 | 8.2745 | 0 | 8.2745 | 676.2221 | 0 | 38.7076 | 0.029775 | 1 | 0.5 | 0 | 4.1373 | 0 | 4.1373
2007-10-18 12:01 | 10 | 18 | 12 | 291 | 6972 | 66.92 | 495.3258 | 0 | Heating | 495.3258 | 4 | 396.2606 | 396.2606 | 0 | 6 | 0 | 0 | 4 | 0 | 0 | 0 | 6 | 0 | 79.2521 | 0.030482 | 1 | 0.5 | 0 | 8.2745 | 0 | 8.2745 | 404.3476 | 0 | 23.1453 | 0.017804 | 1 | 0.5 | 0 | 4.1373 | 0 | 4.1373
2007-10-18 13:01 | 10 | 18 | 13 | 291 | 6973 | 69.08 | 247.2595 | 0 | Heating | 247.2595 | 4 | 197.8076 | 197.8076 | 0 | 6 | 0 | 0 | 4 | 0 | 0 | 0 | 6 | 0 | 39.5615 | 0.015216 | 1 | 0.5 | 0 | 8.2745 | 0 | 8.2745 | 201.8445 | 0 | 11.5538 | 0.0088875 | 1 | 0.5 | 0 | 4.1373 | 0 | 4.1373
2007-10-18 14:01 | 10 | 18 | 14 | 291 | 6974 | 69.08 | 101.4657 | 0 | Heating | 101.4657 | 4 | 81.1725 | 81.1725 | 0 | 6 | 0 | 0 | 4 | 0 | 0 | 0 | 6 | 0 | 16.2345 | 0.006244 | 1 | 0.5 | 0 | 8.2745 | 0 | 8.2745 | 82.8291 | 0 | 4.7412 | 0.0036471 | 1 | 0.5 | 0 | 4.1373 | 0 | 4.1373
2007-10-18 15:01 | 10 | 18 | 15 | 291 | 6975 | 69.08 | 0 | 16.1461 | Cooling | 0 | 4 | 0 | 0 | 0 | 6 | 0 | 16.1461 | 4 | 20.1826 | 20.1826 | 0 | 6 | 0 | 2.0183 | 0.00077625 | 1 | 0.5 | 0 | 8.2745 | 0 | 8.2745 | 0 | 19.779 | 2.4724 | 0.0019018 | 1 | 0.5 | 0 | 4.1373 | 0 | 4.1373
2007-10-18 16:01 | 10 | 18 | 16 | 291 | 6976 | 66.92 | 34.5728 | 0 | Heating | 34.5728 | 4 | 27.6582 | 27.6582 | 0 | 6 | 0 | 0 | 4 | 0 | 0 | 0 | 6 | 0 | 5.5316 | 0.0021276 | 1 | 0.5 | 0 | 8.2745 | 0 | 8.2745 | 28.2227 | 0 | 1.6155 | 0.0012427 | 1 | 0.5 | 0 | 4.1373 | 0 | 4.1373
2007-10-18 17:01 | 10 | 18 | 17 | 291 | 6977 | 66.92 | 226.2801 | 0 | Heating | 226.2801 | 4 | 181.0241 | 181.0241 | 0 | 6 | 0 | 0 | 4 | 0 | 0 | 0 | 6 | 0 | 36.2048 | 0.013925 | 1 | 0.5 | 0 | 8.2745 | 0 | 8.2745 | 184.7184 | 0 | 10.5735 | 0.0081334 | 1 | 0.5 | 0 | 4.1373 | 0 | 4.1373
2007-10-18 18:01 | 10 | 18 | 18 | 291 | 6978 | 64.94 | 596.3844 | 0 | Heating | 596.3844 | 4 | 477.1076 | 477.1076 | 0 | 6 | 0 | 0 | 4 | 0 | 0 | 0 | 6 | 0 | 95.4215 | 0.036701 | 1 | 0.5 | 0 | 8.2745 | 0 | 8.2745 | 486.8444 | 0 | 27.8675 | 0.021437 | 1 | 0.5 | 0 | 4.1373 | 0 | 4.1373
2007-10-18 19:01 | 10 | 18 | 19 | 291 | 6979 | 62.96 | 965.1924 | 0 | Heating | 965.1924 | 4 | 772.1539 | 772.1539 | 0 | 6 | 0 | 0 | 4 | 0 | 0 | 0 | 6 | 0 | 154.4308 | 0.059396 | 1 | 0.5 | 0 | 8.2745 | 0 | 8.2745 | 787.9122 | 0 | 45.1009 | 0.034693 | 1 | 0.5 | 0 | 4.1373 | 0 | 4.1373
2007-10-18 20:01 | 10 | 18 | 20 | 291 | 6980 | 62.96 | 1193.9437 | 0 | Heating | 1193.9437 | 4 | 955.1549 | 955.1549 | 0 | 6 | 0 | 0 | 4 | 0 | 0 | 0 | 6 | 0 | 191.031 | 0.073473 | 1 | 0.5 | 0 | 8.2745 | 0 | 8.2745 | 974.6479 | 0 | 55.7898 | 0.042915 | 1 | 0.5 | 0 | 4.1373 | 0 | 4.1373
2007-10-18 21:01 | 10 | 18 | 21 | 291 | 6981 | 60.98 | 800.0912 | 0 | Heating | 800.0912 | 4 | 640.073 | 640.073 | 0 | 6 | 0 | 0 | 4 | 0 | 0 | 0 | 6 | 0 | 128.0146 | 0.049236 | 1 | 0.5 | 0 | 8.2745 | 0 | 8.2745 | 653.1357 | 0 | 37.3861 | 0.028759 | 1 | 0.5 | 0 | 4.1373 | 0 | 4.1373
2007-10-18 22:01 | 10 | 18 | 22 | 291 | 6982 | 60.98 | 800.2924 | 0 | Heating | 800.2924 | 4 | 640.2339 | 640.2339 | 0 | 6 | 0 | 0 | 4 | 0 | 0 | 0 | 6 | 0 | 128.0468 | 0.049249 | 1 | 0.5 | 0 | 8.2745 | 0 | 8.2745 | 653.2999 | 0 | 37.3955 | 0.028766 | 1 | 0.5 | 0 | 4.1373 | 0 | 4.1373
2007-10-18 23:01 | 10 | 18 | 23 | 291 | 6983 | 60.98 | 821.2714 | 0 | Heating | 821.2714 | 4 | 657.0171 | 657.0171 | 0 | 6 | 0 | 0 | 4 | 0 | 0 | 0 | 6 | 0 | 131.4034 | 0.05054 | 1 | 0.5 | 0 | 8.2745 | 0 | 8.2745 | 670.4256 | 0 | 38.3758 | 0.02952 | 1 | 0.5 | 0 | 4.1373 | 0 | 4.1373
2007-10-19 00:01 | 10 | 19 | 0 | 292 | 6984 | 62.6 | 592.5654 | 0 | Heating | 592.5654 | 4 | 474.0523 | 474.0523 | 0 | 6 | 0 | 0 | 4 | 0 | 0 | 0 | 6 | 0 | 94.8105 | 0.036466 | 1 | 0.5 | 0 | 8.2745 | 0 | 8.2745 | 483.7268 | 0 | 27.689 | 0.021299 | 1 | 0.5 | 0 | 4.1373 | 0 | 4.1373
2007-10-19 01:01 | 10 | 19 | 1 | 292 | 6985 | 60.08 | 582.3584 | 0 | Heating | 582.3584 | 4 | 465.8868 | 465.8868 | 0 | 6 | 0 | 0 | 4 | 0 | 0 | 0 | 6 | 0 | 93.1774 | 0.035837 | 1 | 0.5 | 0 | 8.2745 | 0 | 8.2745 | 475.3946 | 0 | 27.2121 | 0.020932 | 1 | 0.5 | 0 | 4.1373 | 0 | 4.1373
2007-10-19 02:01 | 10 | 19 | 2 | 292 | 6986 | 60.08 | 666.3781 | 0 | Heating | 666.3781 | 4 | 533.1025 | 533.1025 | 0 | 6 | 0 | 0 | 4 | 0 | 0 | 0 | 6 | 0 | 106.6205 | 0.041008 | 1 | 0.5 | 0 | 8.2745 | 0 | 8.2745 | 543.9821 | 0 | 31.1381 | 0.023952 | 1 | 0.5 | 0 | 4.1373 | 0 | 4.1373
2007-10-19 03:01 | 10 | 19 | 3 | 292 | 6987 | 57.2 | 733.9956 | 0 | Heating | 733.9956 | 4 | 587.1965 | 587.1965 | 0 | 6 | 0 | 0 | 4 | 0 | 0 | 0 | 6 | 0 | 117.4393 | 0.045169 | 1 | 0.5 | 0 | 8.2745 | 0 | 8.2745 | 599.1801 | 0 | 34.2977 | 0.026383 | 1 | 0.5 | 0 | 4.1373 | 0 | 4.1373
2007-10-19 04:01 | 10 | 19 | 4 | 292 | 6988 | 57.92 | 789.761 | 0 | Heating | 789.761 | 4 | 631.8088 | 631.8088 | 0 | 6 | 0 | 0 | 4 | 0 | 0 | 0 | 6 | 0 | 126.3618 | 0.048601 | 1 | 0.5 | 0 | 8.2745 | 0 | 8.2745 | 644.7029 | 0 | 36.9034 | 0.028387 | 1 | 0.5 | 0 | 4.1373 | 0 | 4.1373
2007-10-19 05:01 | 10 | 19 | 5 | 292 | 6989 | 59 | 958.1644 | 0 | Heating | 958.1644 | 4 | 766.5315 | 766.5315 | 0 | 6 | 0 | 0 | 4 | 0 | 0 | 0 | 6 | 0 | 153.3063 | 0.058964 | 1 | 0.5 | 0 | 8.2745 | 0 | 8.2745 | 782.175 | 0 | 44.7725 | 0.03444 | 1 | 0.5 | 0 | 4.1373 | 0 | 4.1373
2007-10-19 06:01 | 10 | 19 | 6 | 292 | 6990 | 62.96 | 3020.5418 | 0 | Heating | 3020.5418 | 4 | 2416.4335 | 2416.4335 | 0 | 6 | 0 | 0 | 4 | 0 | 0 | 0 | 6 | 0 | 483.2867 | 0.18588 | 1 | 0.5 | 0 | 8.2745 | 0 | 8.2745 | 2465.7484 | 0 | 141.1419 | 0.10857 | 1 | 0.5 | 0 | 4.1373 | 0 | 4.1373
2007-10-19 07:01 | 10 | 19 | 7 | 292 | 6991 | 62.96 | 2759.8235 | 0 | Heating | 2759.8235 | 4 | 2207.8588 | 2207.8588 | 0 | 6 | 0 | 0 | 4 | 0 | 0 | 0 | 6 | 0 | 441.5718 | 0.16984 | 1 | 0.5 | 0 | 8.2745 | 0 | 8.2745 | 2252.9171 | 0 | 128.9592 | 0.099199 | 1 | 0.5 | 0 | 4.1373 | 0 | 4.1373
2007-10-19 08:01 | 10 | 19 | 8 | 292 | 6992 | 62.96 | 2493.5565 | 0 | Heating | 2493.5565 | 4 | 1994.8452 | 1994.8452 | 0 | 6 | 0 | 0 | 4 | 0 | 0 | 0 | 6 | 0 | 398.969 | 0.15345 | 1 | 0.5 | 0 | 8.2745 | 0 | 8.2745 | 2035.5563 | 0 | 116.5172 | 0.089629 | 1 | 0.5 | 0 | 4.1373 | 0 | 4.1373
2007-10-19 09:01 | 10 | 19 | 9 | 292 | 6993 | 68 | 1847.8845 | 0 | Heating | 1847.8845 | 4 | 1478.3076 | 1478.3076 | 0 | 6 | 0 | 0 | 4 | 0 | 0 | 0 | 6 | 0 | 295.6615 | 0.11372 | 1 | 0.5 | 0 | 8.2745 | 0 | 8.2745 | 1508.4772 | 0 | 86.3467 | 0.066421 | 1 | 0.5 | 0 | 4.1373 | 0 | 4.1373
2007-10-19 10:01 | 10 | 19 | 10 | 292 | 6994 | 71.06 | 1252.3781 | 0 | Heating | 1252.3781 | 4 | 1001.9025 | 1001.9025 | 0 | 6 | 0 | 0 | 4 | 0 | 0 | 0 | 6 | 0 | 200.3805 | 0.077069 | 1 | 0.5 | 0 | 8.2745 | 0 | 8.2745 | 1022.3495 | 0 | 58.5203 | 0.045016 | 1 | 0.5 | 0 | 4.1373 | 0 | 4.1373
2007-10-19 11:01 | 10 | 19 | 11 | 292 | 6995 | 71.06 | 750.7581 | 0 | Heating | 750.7581 | 4 | 600.6065 | 600.6065 | 0 | 6 | 0 | 0 | 4 | 0 | 0 | 0 | 6 | 0 | 120.1213 | 0.0462 | 1 | 0.5 | 0 | 8.2745 | 0 | 8.2745 | 612.8638 | 0 | 35.0809 | 0.026985 | 1 | 0.5 | 0 | 4.1373 | 0 | 4.1373
2007-10-19 12:01 | 10 | 19 | 12 | 292 | 6996 | 80.06 | 311.825 | 0 | Heating | 311.825 | 4 | 249.46 | 249.46 | 0 | 6 | 0 | 0 | 4 | 0 | 0 | 0 | 6 | 0 | 49.892 | 0.019189 | 1 | 0.5 | 0 | 8.2745 | 0 | 8.2745 | 254.551 | 0 | 14.5708 | 0.011208 | 1 | 0.5 | 0 | 4.1373 | 0 | 4.1373
2007-10-19 13:01 | 10 | 19 | 13 | 292 | 6997 | 82.94 | 101.6632 | 0 | Heating | 101.6632 | 4 | 81.3306 | 81.3306 | 0 | 6 | 0 | 0 | 4 | 0 | 0 | 0 | 6 | 0 | 16.2661 | 0.0062562 | 1 | 0.5 | 0 | 8.2745 | 0 | 8.2745 | 82.9904 | 0 | 4.7505 | 0.0036542 | 1 | 0.5 | 0 | 4.1373 | 0 | 4.1373
2007-10-19 14:01 | 10 | 19 | 14 | 292 | 6998 | 82.94 | 0 | 2.3473 | Cooling | 0 | 4 | 0 | 0 | 0 | 6 | 0 | 2.3473 | 4 | 2.9341 | 2.9341 | 0 | 6 | 0 | 0.29341 | 0.00011285 | 1 | 0.5 | 0 | 8.2745 | 0 | 8.2745 | 0 | 2.8754 | 0.35943 | 0.00027648 | 1 | 0.5 | 0 | 4.1373 | 0 | 4.1373
2007-10-19 15:01 | 10 | 19 | 15 | 292 | 6999 | 84.02 | 0 | 89.7524 | Cooling | 0 | 4 | 0 | 0 | 0 | 6 | 0 | 89.7524 | 4 | 112.1905 | 112.1905 | 0 | 6 | 0 | 11.219 | 0.004315 | 1 | 0.5 | 0 | 8.2745 | 0 | 8.2745 | 0 | 109.9466 | 13.7433 | 0.010572 | 1 | 0.5 | 0 | 4.1373 | 0 | 4.1373
2007-10-19 16:01 | 10 | 19 | 16 | 292 | 7000 | 82.94 | 0 | 68.0652 | Cooling | 0 | 4 | 0 | 0 | 0 | 6 | 0 | 68.0652 | 4 | 85.0815 | 85.0815 | 0 | 6 | 0 | 8.5082 | 0.0032724 | 1 | 0.5 | 0 | 8.2745 | 0 | 8.2745 | 0 | 83.3799 | 10.4225 | 0.0080173 | 1 | 0.5 | 0 | 4.1373 | 0 | 4.1373
2007-10-19 17:01 | 10 | 19 | 17 | 292 | 7001 | 82.94 | 4.212 | 0 | Heating | 4.212 | 4 | 3.3696 | 3.3696 | 0 | 6 | 0 | 0 | 4 | 0 | 0 | 0 | 6 | 0 | 0.67392 | 0.0002592 | 1 | 0.5 | 0 | 8.2745 | 0 | 8.2745 | 3.4384 | 0 | 0.19682 | 0.0001514 | 1 | 0.5 | 0 | 4.1373 | 0 | 4.1373
2007-10-19 18:01 | 10 | 19 | 18 | 292 | 7002 | 78.98 | 216.7112 | 0 | Heating | 216.7112 | 4 | 173.3689 | 173.3689 | 0 | 6 | 0 | 0 | 4 | 0 | 0 | 0 | 6 | 0 | 34.6738 | 0.013336 | 1 | 0.5 | 0 | 8.2745 | 0 | 8.2745 | 176.9071 | 0 | 10.1263 | 0.0077895 | 1 | 0.5 | 0 | 4.1373 | 0 | 4.1373
2007-10-19 19:01 | 10 | 19 | 19 | 292 | 7003 | 77 | 472.6427 | 0 | Heating | 472.6427 | 4 | 378.1141 | 378.1141 | 0 | 6 | 0 | 0 | 4 | 0 | 0 | 0 | 6 | 0 | 75.6228 | 0.029086 | 1 | 0.5 | 0 | 8.2745 | 0 | 8.2745 | 385.8308 | 0 | 22.0853 | 0.016989 | 1 | 0.5 | 0 | 4.1373 | 0 | 4.1373
2007-10-19 20:01 | 10 | 19 | 20 | 292 | 7004 | 77 | 597.4981 | 0 | Heating | 597.4981 | 4 | 477.9985 | 477.9985 | 0 | 6 | 0 | 0 | 4 | 0 | 0 | 0 | 6 | 0 | 95.5997 | 0.036769 | 1 | 0.5 | 0 | 8.2745 | 0 | 8.2745 | 487.7535 | 0 | 27.9195 | 0.021477 | 1 | 0.5 | 0 | 4.1373 | 0 | 4.1373
2007-10-19 21:01 | 10 | 19 | 21 | 292 | 7005 | 75.02 | 700.8208 | 0 | Heating | 700.8208 | 4 | 560.6567 | 560.6567 | 0 | 6 | 0 | 0 | 4 | 0 | 0 | 0 | 6 | 0 | 112.1313 | 0.043127 | 1 | 0.5 | 0 | 8.2745 | 0 | 8.2745 | 572.0986 | 0 | 32.7475 | 0.02519 | 1 | 0.5 | 0 | 4.1373 | 0 | 4.1373
2007-10-19 22:01 | 10 | 19 | 22 | 292 | 7006 | 73.94 | 454.3097 | 0 | Heating | 454.3097 | 4 | 363.4477 | 363.4477 | 0 | 6 | 0 | 0 | 4 | 0 | 0 | 0 | 6 | 0 | 72.6895 | 0.027958 | 1 | 0.5 | 0 | 8.2745 | 0 | 8.2745 | 370.865 | 0 | 21.2287 | 0.01633 | 1 | 0.5 | 0 | 4.1373 | 0 | 4.1373
2007-10-19 23:01 | 10 | 19 | 23 | 292 | 7007 | 73.94 | 533.213 | 0 | Heating | 533.213 | 4 | 426.5704 | 426.5704 | 0 | 6 | 0 | 0 | 4 | 0 | 0 | 0 | 6 | 0 | 85.3141 | 0.032813 | 1 | 0.5 | 0 | 8.2745 | 0 | 8.2745 | 435.2759 | 0 | 24.9156 | 0.019166 | 1 | 0.5 | 0 | 4.1373 | 0 | 4.1373
2007-10-20 00:01 | 10 | 20 | 0 | 293 | 7008 | 73.04 | 375.9995 | 0 | Heating | 375.9995 | 4 | 300.7996 | 300.7996 | 0 | 6 | 0 | 0 | 4 | 0 | 0 | 0 | 6 | 0 | 60.1599 | 0.023138 | 1 | 0.5 | 0 | 8.2745 | 0 | 8.2745 | 306.9384 | 0 | 17.5695 | 0.013515 | 1 | 0.5 | 0 | 4.1373 | 0 | 4.1373
2007-10-20 01:01 | 10 | 20 | 1 | 293 | 7009 | 69.08 | 354.5505 | 0 | Heating | 354.5505 | 4 | 283.6404 | 283.6404 | 0 | 6 | 0 | 0 | 4 | 0 | 0 | 0 | 6 | 0 | 56.7281 | 0.021818 | 1 | 0.5 | 0 | 8.2745 | 0 | 8.2745 | 289.429 | 0 | 16.5672 | 0.012744 | 1 | 0.5 | 0 | 4.1373 | 0 | 4.1373
2007-10-20 02:01 | 10 | 20 | 2 | 293 | 7010 | 69.08 | 381.2615 | 0 | Heating | 381.2615 | 4 | 305.0092 | 305.0092 | 0 | 6 | 0 | 0 | 4 | 0 | 0 | 0 | 6 | 0 | 61.0018 | 0.023462 | 1 | 0.5 | 0 | 8.2745 | 0 | 8.2745 | 311.2339 | 0 | 17.8153 | 0.013704 | 1 | 0.5 | 0 | 4.1373 | 0 | 4.1373
2007-10-20 03:01 | 10 | 20 | 3 | 293 | 7011 | 68 | 491.887 | 0 | Heating | 491.887 | 4 | 393.5096 | 393.5096 | 0 | 6 | 0 | 0 | 4 | 0 | 0 | 0 | 6 | 0 | 78.7019 | 0.03027 | 1 | 0.5 | 0 | 8.2745 | 0 | 8.2745 | 401.5404 | 0 | 22.9846 | 0.01768 | 1 | 0.5 | 0 | 4.1373 | 0 | 4.1373
2007-10-20 04:01 | 10 | 20 | 4 | 293 | 7012 | 68 | 602.2475 | 0 | Heating | 602.2475 | 4 | 481.798 | 481.798 | 0 | 6 | 0 | 0 | 4 | 0 | 0 | 0 | 6 | 0 | 96.3596 | 0.037061 | 1 | 0.5 | 0 | 8.2745 | 0 | 8.2745 | 491.6306 | 0 | 28.1414 | 0.021647 | 1 | 0.5 | 0 | 4.1373 | 0 | 4.1373
2007-10-20 05:01 | 10 | 20 | 5 | 293 | 7013 | 68 | 739.3935 | 0 | Heating | 739.3935 | 4 | 591.5148 | 591.5148 | 0 | 6 | 0 | 0 | 4 | 0 | 0 | 0 | 6 | 0 | 118.303 | 0.045501 | 1 | 0.5 | 0 | 8.2745 | 0 | 8.2745 | 603.5865 | 0 | 34.5499 | 0.026577 | 1 | 0.5 | 0 | 4.1373 | 0 | 4.1373
2007-10-20 06:01 | 10 | 20 | 6 | 293 | 7014 | 66.92 | 885.6592 | 0 | Heating | 885.6592 | 4 | 708.5274 | 708.5274 | 0 | 6 | 0 | 0 | 4 | 0 | 0 | 0 | 6 | 0 | 141.7055 | 0.054502 | 1 | 0.5 | 0 | 8.2745 | 0 | 8.2745 | 722.9871 | 0 | 41.3845 | 0.031834 | 1 | 0.5 | 0 | 4.1373 | 0 | 4.1373
2007-10-20 07:01 | 10 | 20 | 7 | 293 | 7015 | 64.94 | 1235.8197 | 0 | Heating | 1235.8197 | 4 | 988.6558 | 988.6558 | 0 | 6 | 0 | 0 | 4 | 0 | 0 | 0 | 6 | 0 | 197.7312 | 0.07605 | 1 | 0.5 | 0 | 8.2745 | 0 | 8.2745 | 1008.8324 | 0 | 57.7466 | 0.04442 | 1 | 0.5 | 0 | 4.1373 | 0 | 4.1373
2007-10-20 08:01 | 10 | 20 | 8 | 293 | 7016 | 64.94 | 2649.4049 | 0 | Heating | 2649.4049 | 4 | 2119.524 | 2119.524 | 0 | 6 | 0 | 0 | 4 | 0 | 0 | 0 | 6 | 0 | 423.9048 | 0.16304 | 1 | 0.5 | 0 | 8.2745 | 0 | 8.2745 | 2162.7795 | 0 | 123.7996 | 0.09523 | 1 | 0.5 | 0 | 4.1373 | 0 | 4.1373
2007-10-20 09:01 | 10 | 20 | 9 | 293 | 7017 | 66.02 | 1746.6356 | 0 | Heating | 1746.6356 | 4 | 1397.3085 | 1397.3085 | 0 | 6 | 0 | 0 | 4 | 0 | 0 | 0 | 6 | 0 | 279.4617 | 0.10749 | 1 | 0.5 | 0 | 8.2745 | 0 | 8.2745 | 1425.825 | 0 | 81.6156 | 0.062781 | 1 | 0.5 | 0 | 4.1373 | 0 | 4.1373
2007-10-20 10:01 | 10 | 20 | 10 | 293 | 7018 | 69.08 | 1133.6481 | 0 | Heating | 1133.6481 | 4 | 906.9185 | 906.9185 | 0 | 6 | 0 | 0 | 4 | 0 | 0 | 0 | 6 | 0 | 181.3837 | 0.069763 | 1 | 0.5 | 0 | 8.2745 | 0 | 8.2745 | 925.427 | 0 | 52.9724 | 0.040748 | 1 | 0.5 | 0 | 4.1373 | 0 | 4.1373
2007-10-20 11:01 | 10 | 20 | 11 | 293 | 7019 | 69.08 | 715.4341 | 0 | Heating | 715.4341 | 4 | 572.3473 | 572.3473 | 0 | 6 | 0 | 0 | 4 | 0 | 0 | 0 | 6 | 0 | 114.4695 | 0.044027 | 1 | 0.5 | 0 | 8.2745 | 0 | 8.2745 | 584.0279 | 0 | 33.4303 | 0.025716 | 1 | 0.5 | 0 | 4.1373 | 0 | 4.1373
2007-10-20 12:01 | 10 | 20 | 12 | 293 | 7020 | 69.98 | 283.2197 | 0 | Heating | 283.2197 | 4 | 226.5757 | 226.5757 | 0 | 6 | 0 | 0 | 4 | 0 | 0 | 0 | 6 | 0 | 45.3151 | 0.017429 | 1 | 0.5 | 0 | 8.2745 | 0 | 8.2745 | 231.1997 | 0 | 13.2341 | 0.01018 | 1 | 0.5 | 0 | 4.1373 | 0 | 4.1373
2007-10-20 13:01 | 10 | 20 | 13 | 293 | 7021 | 71.96 | 92.3224 | 0 | Heating | 92.3224 | 4 | 73.8579 | 73.8579 | 0 | 6 | 0 | 0 | 4 | 0 | 0 | 0 | 6 | 0 | 14.7716 | 0.0056814 | 1 | 0.5 | 0 | 8.2745 | 0 | 8.2745 | 75.3652 | 0 | 4.314 | 0.0033184 | 1 | 0.5 | 0 | 4.1373 | 0 | 4.1373
2007-10-20 14:01 | 10 | 20 | 14 | 293 | 7022 | 71.96 | 9.2536 | 0 | Heating | 9.2536 | 4 | 7.4029 | 7.4029 | 0 | 6 | 0 | 0 | 4 | 0 | 0 | 0 | 6 | 0 | 1.4806 | 0.00056945 | 1 | 0.5 | 0 | 8.2745 | 0 | 8.2745 | 7.5539 | 0 | 0.43239 | 0.00033261 | 1 | 0.5 | 0 | 4.1373 | 0 | 4.1373
2007-10-20 15:01 | 10 | 20 | 15 | 293 | 7023 | 71.06 | 0 | 76.2465 | Cooling | 0 | 4 | 0 | 0 | 0 | 6 | 0 | 76.2465 | 4 | 95.3081 | 95.3081 | 0 | 6 | 0 | 9.5308 | 0.0036657 | 1 | 0.5 | 0 | 8.2745 | 0 | 8.2745 | 0 | 93.402 | 11.6752 | 0.008981 | 1 | 0.5 | 0 | 4.1373 | 0 | 4.1373
2007-10-20 16:01 | 10 | 20 | 16 | 293 | 7024 | 69.98 | 0 | 41.0842 | Cooling | 0 | 4 | 0 | 0 | 0 | 6 | 0 | 41.0842 | 4 | 51.3552 | 51.3552 | 0 | 6 | 0 | 5.1355 | 0.0019752 | 1 | 0.5 | 0 | 8.2745 | 0 | 8.2745 | 0 | 50.3281 | 6.291 | 0.0048392 | 1 | 0.5 | 0 | 4.1373 | 0 | 4.1373
2007-10-20 17:01 | 10 | 20 | 17 | 293 | 7025 | 69.98 | 143.0698 | 0 | Heating | 143.0698 | 4 | 114.4559 | 114.4559 | 0 | 6 | 0 | 0 | 4 | 0 | 0 | 0 | 6 | 0 | 22.8912 | 0.0088043 | 1 | 0.5 | 0 | 8.2745 | 0 | 8.2745 | 116.7917 | 0 | 6.6853 | 0.0051425 | 1 | 0.5 | 0 | 4.1373 | 0 | 4.1373
2007-10-20 18:01 | 10 | 20 | 18 | 293 | 7026 | 62.06 | 461.534 | 0 | Heating | 461.534 | 4 | 369.2272 | 369.2272 | 0 | 6 | 0 | 0 | 4 | 0 | 0 | 0 | 6 | 0 | 73.8454 | 0.028402 | 1 | 0.5 | 0 | 8.2745 | 0 | 8.2745 | 376.7625 | 0 | 21.5663 | 0.016589 | 1 | 0.5 | 0 | 4.1373 | 0 | 4.1373
2007-10-20 19:01 | 10 | 20 | 19 | 293 | 7027 | 60.08 | 328.5188 | 0 | Heating | 328.5188 | 4 | 262.8151 | 262.8151 | 0 | 6 | 0 | 0 | 4 | 0 | 0 | 0 | 6 | 0 | 52.563 | 0.020217 | 1 | 0.5 | 0 | 8.2745 | 0 | 8.2745 | 268.1786 | 0 | 15.3508 | 0.011808 | 1 | 0.5 | 0 | 4.1373 | 0 | 4.1373
2007-10-20 20:01 | 10 | 20 | 20 | 293 | 7028 | 60.08 | 390.9099 | 0 | Heating | 390.9099 | 4 | 312.7279 | 312.7279 | 0 | 6 | 0 | 0 | 4 | 0 | 0 | 0 | 6 | 0 | 62.5456 | 0.024056 | 1 | 0.5 | 0 | 8.2745 | 0 | 8.2745 | 319.1101 | 0 | 18.2662 | 0.014051 | 1 | 0.5 | 0 | 4.1373 | 0 | 4.1373
2007-10-20 21:01 | 10 | 20 | 21 | 293 | 7029 | 57.92 | 446.3589 | 0 | Heating | 446.3589 | 4 | 357.0871 | 357.0871 | 0 | 6 | 0 | 0 | 4 | 0 | 0 | 0 | 6 | 0 | 71.4174 | 0.027468 | 1 | 0.5 | 0 | 8.2745 | 0 | 8.2745 | 364.3746 | 0 | 20.8572 | 0.016044 | 1 | 0.5 | 0 | 4.1373 | 0 | 4.1373
2007-10-20 22:01 | 10 | 20 | 22 | 293 | 7030 | 55.04 | 486.3467 | 0 | Heating | 486.3467 | 4 | 389.0774 | 389.0774 | 0 | 6 | 0 | 0 | 4 | 0 | 0 | 0 | 6 | 0 | 77.8155 | 0.029929 | 1 | 0.5 | 0 | 8.2745 | 0 | 8.2745 | 397.0178 | 0 | 22.7257 | 0.017481 | 1 | 0.5 | 0 | 4.1373 | 0 | 4.1373
2007-10-20 23:01 | 10 | 20 | 23 | 293 | 7031 | 55.04 | 567.8646 | 0 | Heating | 567.8646 | 4 | 454.2917 | 454.2917 | 0 | 6 | 0 | 0 | 4 | 0 | 0 | 0 | 6 | 0 | 90.8583 | 0.034946 | 1 | 0.5 | 0 | 8.2745 | 0 | 8.2745 | 463.563 | 0 | 26.5348 | 0.020411 | 1 | 0.5 | 0 | 4.1373 | 0 | 4.1373
2007-10-21 00:01 | 10 | 21 | 0 | 294 | 7032 | 51.08 | 419.1003 | 0 | Heating | 419.1003 | 4 | 335.2803 | 335.2803 | 0 | 6 | 0 | 0 | 4 | 0 | 0 | 0 | 6 | 0 | 67.0561 | 0.025791 | 1 | 0.5 | 0 | 8.2745 | 0 | 8.2745 | 342.1227 | 0 | 19.5834 | 0.015064 | 1 | 0.5 | 0 | 4.1373 | 0 | 4.1373
2007-10-21 01:01 | 10 | 21 | 1 | 294 | 7033 | 50 | 371.6563 | 0 | Heating | 371.6563 | 4 | 297.325 | 297.325 | 0 | 6 | 0 | 0 | 4 | 0 | 0 | 0 | 6 | 0 | 59.465 | 0.022871 | 1 | 0.5 | 0 | 8.2745 | 0 | 8.2745 | 303.3929 | 0 | 17.3665 | 0.013359 | 1 | 0.5 | 0 | 4.1373 | 0 | 4.1373
2007-10-21 02:01 | 10 | 21 | 2 | 294 | 7034 | 50 | 397.4264 | 0 | Heating | 397.4264 | 4 | 317.9411 | 317.9411 | 0 | 6 | 0 | 0 | 4 | 0 | 0 | 0 | 6 | 0 | 63.5882 | 0.024457 | 1 | 0.5 | 0 | 8.2745 | 0 | 8.2745 | 324.4297 | 0 | 18.5707 | 0.014285 | 1 | 0.5 | 0 | 4.1373 | 0 | 4.1373
2007-10-21 03:01 | 10 | 21 | 3 | 294 | 7035 | 48.02 | 412.1816 | 0 | Heating | 412.1816 | 4 | 329.7453 | 329.7453 | 0 | 6 | 0 | 0 | 4 | 0 | 0 | 0 | 6 | 0 | 65.9491 | 0.025365 | 1 | 0.5 | 0 | 8.2745 | 0 | 8.2745 | 336.4748 | 0 | 19.2601 | 0.014815 | 1 | 0.5 | 0 | 4.1373 | 0 | 4.1373
2007-10-21 04:01 | 10 | 21 | 4 | 294 | 7036 | 46.94 | 459.736 | 0 | Heating | 459.736 | 4 | 367.7888 | 367.7888 | 0 | 6 | 0 | 0 | 4 | 0 | 0 | 0 | 6 | 0 | 73.5578 | 0.028291 | 1 | 0.5 | 0 | 8.2745 | 0 | 8.2745 | 375.2947 | 0 | 21.4822 | 0.016525 | 1 | 0.5 | 0 | 4.1373 | 0 | 4.1373
2007-10-21 05:01 | 10 | 21 | 5 | 294 | 7037 | 46.94 | 627.9869 | 0 | Heating | 627.9869 | 4 | 502.3895 | 502.3895 | 0 | 6 | 0 | 0 | 4 | 0 | 0 | 0 | 6 | 0 | 100.4779 | 0.038645 | 1 | 0.5 | 0 | 8.2745 | 0 | 8.2745 | 512.6424 | 0 | 29.3442 | 0.022572 | 1 | 0.5 | 0 | 4.1373 | 0 | 4.1373
2007-10-21 06:01 | 10 | 21 | 6 | 294 | 7038 | 44.6 | 2404.0795 | 0 | Heating | 2404.0795 | 4 | 1923.2636 | 1923.2636 | 0 | 6 | 0 | 0 | 4 | 0 | 0 | 0 | 6 | 0 | 384.6527 | 0.14794 | 1 | 0.5 | 0 | 8.2745 | 0 | 8.2745 | 1962.5138 | 0 | 112.3362 | 0.086412 | 1 | 0.5 | 0 | 4.1373 | 0 | 4.1373
2007-10-21 07:01 | 10 | 21 | 7 | 294 | 7039 | 46.04 | 2192.9026 | 0 | Heating | 2192.9026 | 4 | 1754.3221 | 1754.3221 | 0 | 6 | 0 | 0 | 4 | 0 | 0 | 0 | 6 | 0 | 350.8644 | 0.13495 | 1 | 0.5 | 0 | 8.2745 | 0 | 8.2745 | 1790.1246 | 0 | 102.4685 | 0.078822 | 1 | 0.5 | 0 | 4.1373 | 0 | 4.1373
2007-10-21 08:01 | 10 | 21 | 8 | 294 | 7040 | 48.92 | 1843.8751 | 0 | Heating | 1843.8751 | 4 | 1475.1001 | 1475.1001 | 0 | 6 | 0 | 0 | 4 | 0 | 0 | 0 | 6 | 0 | 295.02 | 0.11347 | 1 | 0.5 | 0 | 8.2745 | 0 | 8.2745 | 1505.2042 | 0 | 86.1594 | 0.066276 | 1 | 0.5 | 0 | 4.1373 | 0 | 4.1373
2007-10-21 09:01 | 10 | 21 | 9 | 294 | 7041 | 51.98 | 1325.803 | 0 | Heating | 1325.803 | 4 | 1060.6424 | 1060.6424 | 0 | 6 | 0 | 0 | 4 | 0 | 0 | 0 | 6 | 0 | 212.1285 | 0.081588 | 1 | 0.5 | 0 | 8.2745 | 0 | 8.2745 | 1082.2882 | 0 | 61.9512 | 0.047655 | 1 | 0.5 | 0 | 4.1373 | 0 | 4.1373
2007-10-21 10:01 | 10 | 21 | 10 | 294 | 7042 | 53.96 | 996.7845 | 0 | Heating | 996.7845 | 4 | 797.4276 | 797.4276 | 0 | 6 | 0 | 0 | 4 | 0 | 0 | 0 | 6 | 0 | 159.4855 | 0.061341 | 1 | 0.5 | 0 | 8.2745 | 0 | 8.2745 | 813.7016 | 0 | 46.5771 | 0.035829 | 1 | 0.5 | 0 | 4.1373 | 0 | 4.1373
2007-10-21 11:01 | 10 | 21 | 11 | 294 | 7043 | 53.96 | 610.0602 | 0 | Heating | 610.0602 | 4 | 488.0482 | 488.0482 | 0 | 6 | 0 | 0 | 4 | 0 | 0 | 0 | 6 | 0 | 97.6096 | 0.037542 | 1 | 0.5 | 0 | 8.2745 | 0 | 8.2745 | 498.0083 | 0 | 28.5065 | 0.021928 | 1 | 0.5 | 0 | 4.1373 | 0 | 4.1373
2007-10-21 12:01 | 10 | 21 | 12 | 294 | 7044 | 53.96 | 265.3474 | 0 | Heating | 265.3474 | 4 | 212.2779 | 212.2779 | 0 | 6 | 0 | 0 | 4 | 0 | 0 | 0 | 6 | 0 | 42.4556 | 0.016329 | 1 | 0.5 | 0 | 8.2745 | 0 | 8.2745 | 216.6101 | 0 | 12.399 | 0.0095377 | 1 | 0.5 | 0 | 4.1373 | 0 | 4.1373
2007-10-21 13:01 | 10 | 21 | 13 | 294 | 7045 | 51.8 | 71.4828 | 0 | Heating | 71.4828 | 4 | 57.1863 | 57.1863 | 0 | 6 | 0 | 0 | 4 | 0 | 0 | 0 | 6 | 0 | 11.4373 | 0.0043989 | 1 | 0.5 | 0 | 8.2745 | 0 | 8.2745 | 58.3533 | 0 | 3.3402 | 0.0025694 | 1 | 0.5 | 0 | 4.1373 | 0 | 4.1373
2007-10-21 14:01 | 10 | 21 | 14 | 294 | 7046 | 53.06 | 44.9671 | 0 | Heating | 44.9671 | 4 | 35.9737 | 35.9737 | 0 | 6 | 0 | 0 | 4 | 0 | 0 | 0 | 6 | 0 | 7.1947 | 0.0027672 | 1 | 0.5 | 0 | 8.2745 | 0 | 8.2745 | 36.7078 | 0 | 2.1012 | 0.0016163 | 1 | 0.5 | 0 | 4.1373 | 0 | 4.1373
2007-10-21 15:01 | 10 | 21 | 15 | 294 | 7047 | 53.96 | 0 | 8.1605 | Cooling | 0 | 4 | 0 | 0 | 0 | 6 | 0 | 8.1605 | 4 | 10.2006 | 10.2006 | 0 | 6 | 0 | 1.0201 | 0.00039233 | 1 | 0.5 | 0 | 8.2745 | 0 | 8.2745 | 0 | 9.9966 | 1.2496 | 0.00096121 | 1 | 0.5 | 0 | 4.1373 | 0 | 4.1373
2007-10-21 16:01 | 10 | 21 | 16 | 294 | 7048 | 53.96 | 9.5666 | 0 | Heating | 9.5666 | 4 | 7.6533 | 7.6533 | 0 | 6 | 0 | 0 | 4 | 0 | 0 | 0 | 6 | 0 | 1.5307 | 0.00058871 | 1 | 0.5 | 0 | 8.2745 | 0 | 8.2745 | 7.8095 | 0 | 0.44702 | 0.00034386 | 1 | 0.5 | 0 | 4.1373 | 0 | 4.1373
2007-10-21 17:01 | 10 | 21 | 17 | 294 | 7049 | 53.96 | 64.3672 | 0 | Heating | 64.3672 | 4 | 51.4938 | 51.4938 | 0 | 6 | 0 | 0 | 4 | 0 | 0 | 0 | 6 | 0 | 10.2988 | 0.0039611 | 1 | 0.5 | 0 | 8.2745 | 0 | 8.2745 | 52.5447 | 0 | 3.0077 | 0.0023136 | 1 | 0.5 | 0 | 4.1373 | 0 | 4.1373
2007-10-21 18:01 | 10 | 21 | 18 | 294 | 7050 | 53.96 | 202.486 | 0 | Heating | 202.486 | 4 | 161.9888 | 161.9888 | 0 | 6 | 0 | 0 | 4 | 0 | 0 | 0 | 6 | 0 | 32.3978 | 0.012461 | 1 | 0.5 | 0 | 8.2745 | 0 | 8.2745 | 165.2947 | 0 | 9.4616 | 0.0072782 | 1 | 0.5 | 0 | 4.1373 | 0 | 4.1373
2007-10-21 19:01 | 10 | 21 | 19 | 294 | 7051 | 53.96 | 324.54 | 0 | Heating | 324.54 | 4 | 259.632 | 259.632 | 0 | 6 | 0 | 0 | 4 | 0 | 0 | 0 | 6 | 0 | 51.9264 | 0.019972 | 1 | 0.5 | 0 | 8.2745 | 0 | 8.2745 | 264.9306 | 0 | 15.1649 | 0.011665 | 1 | 0.5 | 0 | 4.1373 | 0 | 4.1373
2007-10-21 20:01 | 10 | 21 | 20 | 294 | 7052 | 53.96 | 394.6249 | 0 | Heating | 394.6249 | 4 | 315.7 | 315.7 | 0 | 6 | 0 | 0 | 4 | 0 | 0 | 0 | 6 | 0 | 63.14 | 0.024285 | 1 | 0.5 | 0 | 8.2745 | 0 | 8.2745 | 322.1428 | 0 | 18.4398 | 0.014184 | 1 | 0.5 | 0 | 4.1373 | 0 | 4.1373
2007-10-21 21:01 | 10 | 21 | 21 | 294 | 7053 | 55.94 | 343.0873 | 0 | Heating | 343.0873 | 4 | 274.4698 | 274.4698 | 0 | 6 | 0 | 0 | 4 | 0 | 0 | 0 | 6 | 0 | 54.894 | 0.021113 | 1 | 0.5 | 0 | 8.2745 | 0 | 8.2745 | 280.0712 | 0 | 16.0316 | 0.012332 | 1 | 0.5 | 0 | 4.1373 | 0 | 4.1373
2007-10-21 22:01 | 10 | 21 | 22 | 294 | 7054 | 55.94 | 348.4555 | 0 | Heating | 348.4555 | 4 | 278.7644 | 278.7644 | 0 | 6 | 0 | 0 | 4 | 0 | 0 | 0 | 6 | 0 | 55.7529 | 0.021443 | 1 | 0.5 | 0 | 8.2745 | 0 | 8.2745 | 284.4535 | 0 | 16.2824 | 0.012525 | 1 | 0.5 | 0 | 4.1373 | 0 | 4.1373
2007-10-21 23:01 | 10 | 21 | 23 | 294 | 7055 | 55.94 | 411.5863 | 0 | Heating | 411.5863 | 4 | 329.2691 | 329.2691 | 0 | 6 | 0 | 0 | 4 | 0 | 0 | 0 | 6 | 0 | 65.8538 | 0.025328 | 1 | 0.5 | 0 | 8.2745 | 0 | 8.2745 | 335.9888 | 0 | 19.2323 | 0.014794 | 1 | 0.5 | 0 | 4.1373 | 0 | 4.1373
2007-10-22 00:01 | 10 | 22 | 0 | 295 | 7056 | 60.08 | 374.6239 | 0 | Heating | 374.6239 | 4 | 299.6991 | 299.6991 | 0 | 6 | 0 | 0 | 4 | 0 | 0 | 0 | 6 | 0 | 59.9398 | 0.023054 | 1 | 0.5 | 0 | 8.2745 | 0 | 8.2745 | 305.8154 | 0 | 17.5052 | 0.013466 | 1 | 0.5 | 0 | 4.1373 | 0 | 4.1373
2007-10-22 01:01 | 10 | 22 | 1 | 295 | 7057 | 60.98 | 245.1801 | 0 | Heating | 245.1801 | 4 | 196.1441 | 196.1441 | 0 | 6 | 0 | 0 | 4 | 0 | 0 | 0 | 6 | 0 | 39.2288 | 0.015088 | 1 | 0.5 | 0 | 8.2745 | 0 | 8.2745 | 200.147 | 0 | 11.4566 | 0.0088128 | 1 | 0.5 | 0 | 4.1373 | 0 | 4.1373
2007-10-22 02:01 | 10 | 22 | 2 | 295 | 7058 | 60.98 | 259.7793 | 0 | Heating | 259.7793 | 4 | 207.8234 | 207.8234 | 0 | 6 | 0 | 0 | 4 | 0 | 0 | 0 | 6 | 0 | 41.5647 | 0.015986 | 1 | 0.5 | 0 | 8.2745 | 0 | 8.2745 | 212.0647 | 0 | 12.1388 | 0.0093375 | 1 | 0.5 | 0 | 4.1373 | 0 | 4.1373
2007-10-22 03:01 | 10 | 22 | 3 | 295 | 7059 | 60.98 | 300.6456 | 0 | Heating | 300.6456 | 4 | 240.5165 | 240.5165 | 0 | 6 | 0 | 0 | 4 | 0 | 0 | 0 | 6 | 0 | 48.1033 | 0.018501 | 1 | 0.5 | 0 | 8.2745 | 0 | 8.2745 | 245.425 | 0 | 14.0484 | 0.010806 | 1 | 0.5 | 0 | 4.1373 | 0 | 4.1373
2007-10-22 04:01 | 10 | 22 | 4 | 295 | 7060 | 62.96 | 357.4047 | 0 | Heating | 357.4047 | 4 | 285.9238 | 285.9238 | 0 | 6 | 0 | 0 | 4 | 0 | 0 | 0 | 6 | 0 | 57.1848 | 0.021994 | 1 | 0.5 | 0 | 8.2745 | 0 | 8.2745 | 291.7589 | 0 | 16.7006 | 0.012847 | 1 | 0.5 | 0 | 4.1373 | 0 | 4.1373
2007-10-22 05:01 | 10 | 22 | 5 | 295 | 7061 | 62.96 | 485.3336 | 0 | Heating | 485.3336 | 4 | 388.2669 | 388.2669 | 0 | 6 | 0 | 0 | 4 | 0 | 0 | 0 | 6 | 0 | 77.6534 | 0.029867 | 1 | 0.5 | 0 | 8.2745 | 0 | 8.2745 | 396.1907 | 0 | 22.6783 | 0.017445 | 1 | 0.5 | 0 | 4.1373 | 0 | 4.1373
2007-10-22 06:01 | 10 | 22 | 6 | 295 | 7062 | 64.94 | 1893.3781 | 0 | Heating | 1893.3781 | 4 | 1514.7025 | 1514.7025 | 0 | 6 | 0 | 0 | 4 | 0 | 0 | 0 | 6 | 0 | 302.9405 | 0.11652 | 1 | 0.5 | 0 | 8.2745 | 0 | 8.2745 | 1545.6148 | 0 | 88.4725 | 0.068056 | 1 | 0.5 | 0 | 4.1373 | 0 | 4.1373
2007-10-22 07:01 | 10 | 22 | 7 | 295 | 7063 | 64.94 | 1715.0962 | 0 | Heating | 1715.0962 | 4 | 1372.077 | 1372.077 | 0 | 6 | 0 | 0 | 4 | 0 | 0 | 0 | 6 | 0 | 274.4154 | 0.10554 | 1 | 0.5 | 0 | 8.2745 | 0 | 8.2745 | 1400.0785 | 0 | 80.1419 | 0.061648 | 1 | 0.5 | 0 | 4.1373 | 0 | 4.1373
2007-10-22 08:01 | 10 | 22 | 8 | 295 | 7064 | 64.94 | 1474.8271 | 0 | Heating | 1474.8271 | 4 | 1179.8617 | 1179.8617 | 0 | 6 | 0 | 0 | 4 | 0 | 0 | 0 | 6 | 0 | 235.9723 | 0.090759 | 1 | 0.5 | 0 | 8.2745 | 0 | 8.2745 | 1203.9405 | 0 | 68.9147 | 0.053011 | 1 | 0.5 | 0 | 4.1373 | 0 | 4.1373
2007-10-22 09:01 | 10 | 22 | 9 | 295 | 7065 | 69.08 | 1000.0329 | 0 | Heating | 1000.0329 | 4 | 800.0263 | 800.0263 | 0 | 6 | 0 | 0 | 4 | 0 | 0 | 0 | 6 | 0 | 160.0053 | 0.06154 | 1 | 0.5 | 0 | 8.2745 | 0 | 8.2745 | 816.3534 | 0 | 46.7289 | 0.035945 | 1 | 0.5 | 0 | 4.1373 | 0 | 4.1373
2007-10-22 10:01 | 10 | 22 | 10 | 295 | 7066 | 71.06 | 547.8293 | 0 | Heating | 547.8293 | 4 | 438.2634 | 438.2634 | 0 | 6 | 0 | 0 | 4 | 0 | 0 | 0 | 6 | 0 | 87.6527 | 0.033713 | 1 | 0.5 | 0 | 8.2745 | 0 | 8.2745 | 447.2076 | 0 | 25.5986 | 0.019691 | 1 | 0.5 | 0 | 4.1373 | 0 | 4.1373
2007-10-22 11:01 | 10 | 22 | 11 | 295 | 7067 | 71.06 | 172.4007 | 0 | Heating | 172.4007 | 4 | 137.9205 | 137.9205 | 0 | 6 | 0 | 0 | 4 | 0 | 0 | 0 | 6 | 0 | 27.5841 | 0.010609 | 1 | 0.5 | 0 | 8.2745 | 0 | 8.2745 | 140.7352 | 0 | 8.0558 | 0.0061968 | 1 | 0.5 | 0 | 4.1373 | 0 | 4.1373
2007-10-22 12:01 | 10 | 22 | 12 | 295 | 7068 | 69.08 | 0 | 119.2449 | Cooling | 0 | 4 | 0 | 0 | 0 | 6 | 0 | 119.2449 | 4 | 149.0561 | 149.0561 | 0 | 6 | 0 | 14.9056 | 0.0057329 | 1 | 0.5 | 0 | 8.2745 | 0 | 8.2745 | 0 | 146.075 | 18.2594 | 0.014046 | 1 | 0.5 | 0 | 4.1373 | 0 | 4.1373
2007-10-22 13:01 | 10 | 22 | 13 | 295 | 7069 | 66.92 | 0 | 556.8846 | Cooling | 0 | 4 | 0 | 0 | 0 | 6 | 0 | 556.8846 | 4 | 696.1058 | 696.1058 | 0 | 6 | 0 | 69.6106 | 0.026773 | 1 | 0.5 | 0 | 8.2745 | 0 | 8.2745 | 0 | 682.1837 | 85.273 | 0.065595 | 1 | 0.5 | 0 | 4.1373 | 0 | 4.1373
2007-10-22 14:01 | 10 | 22 | 14 | 295 | 7070 | 69.08 | 0 | 939.6681 | Cooling | 0 | 4 | 0 | 0 | 0 | 6 | 0 | 939.6681 | 4 | 1174.5851 | 1174.5851 | 0 | 6 | 0 | 117.4585 | 0.045176 | 1 | 0.5 | 0 | 8.2745 | 0 | 8.2745 | 0 | 1151.0934 | 143.8867 | 0.11068 | 1 | 0.5 | 0 | 4.1373 | 0 | 4.1373
2007-10-22 15:01 | 10 | 22 | 15 | 295 | 7071 | 68 | 0 | 1236.8635 | Cooling | 0 | 4 | 0 | 0 | 0 | 6 | 0 | 1236.8635 | 4 | 1546.0793 | 1546.0793 | 0 | 6 | 0 | 154.6079 | 0.059465 | 1 | 0.5 | 0 | 8.2745 | 0 | 8.2745 | 0 | 1515.1577 | 189.3947 | 0.14569 | 1 | 0.5 | 0 | 4.1373 | 0 | 4.1373
2007-10-22 16:01 | 10 | 22 | 16 | 295 | 7072 | 66.2 | 0 | 1214.5849 | Cooling | 0 | 4 | 0 | 0 | 0 | 6 | 0 | 1214.5849 | 4 | 1518.2311 | 1518.2311 | 0 | 6 | 0 | 151.8231 | 0.058394 | 1 | 0.5 | 0 | 8.2745 | 0 | 8.2745 | 0 | 1487.8665 | 185.9833 | 0.14306 | 1 | 0.5 | 0 | 4.1373 | 0 | 4.1373
2007-10-22 17:01 | 10 | 22 | 17 | 295 | 7073 | 66.92 | 0 | 698.1344 | Cooling | 0 | 4 | 0 | 0 | 0 | 6 | 0 | 698.1344 | 4 | 872.668 | 872.668 | 0 | 6 | 0 | 87.2668 | 0.033564 | 1 | 0.5 | 0 | 8.2745 | 0 | 8.2745 | 0 | 855.2146 | 106.9018 | 0.082232 | 1 | 0.5 | 0 | 4.1373 | 0 | 4.1373
2007-10-22 18:01 | 10 | 22 | 18 | 295 | 7074 | 64.04 | 0 | 100.0279 | Cooling | 0 | 4 | 0 | 0 | 0 | 6 | 0 | 100.0279 | 4 | 125.0349 | 125.0349 | 0 | 6 | 0 | 12.5035 | 0.004809 | 1 | 0.5 | 0 | 8.2745 | 0 | 8.2745 | 0 | 122.5342 | 15.3168 | 0.011782 | 1 | 0.5 | 0 | 4.1373 | 0 | 4.1373
2007-10-22 19:01 | 10 | 22 | 19 | 295 | 7075 | 62.6 | 144.8327 | 0 | Heating | 144.8327 | 4 | 115.8661 | 115.8661 | 0 | 6 | 0 | 0 | 4 | 0 | 0 | 0 | 6 | 0 | 23.1732 | 0.0089128 | 1 | 0.5 | 0 | 8.2745 | 0 | 8.2745 | 118.2308 | 0 | 6.7676 | 0.0052059 | 1 | 0.5 | 0 | 4.1373 | 0 | 4.1373
2007-10-22 20:01 | 10 | 22 | 20 | 295 | 7076 | 62.06 | 381.8803 | 0 | Heating | 381.8803 | 4 | 305.5042 | 305.5042 | 0 | 6 | 0 | 0 | 4 | 0 | 0 | 0 | 6 | 0 | 61.1008 | 0.0235 | 1 | 0.5 | 0 | 8.2745 | 0 | 8.2745 | 311.739 | 0 | 17.8442 | 0.013726 | 1 | 0.5 | 0 | 4.1373 | 0 | 4.1373
2007-10-22 21:01 | 10 | 22 | 21 | 295 | 7077 | 55.04 | 344.9157 | 0 | Heating | 344.9157 | 4 | 275.9325 | 275.9325 | 0 | 6 | 0 | 0 | 4 | 0 | 0 | 0 | 6 | 0 | 55.1865 | 0.021226 | 1 | 0.5 | 0 | 8.2745 | 0 | 8.2745 | 281.5638 | 0 | 16.117 | 0.012398 | 1 | 0.5 | 0 | 4.1373 | 0 | 4.1373
2007-10-22 22:01 | 10 | 22 | 22 | 295 | 7078 | 53.06 | 389.2723 | 0 | Heating | 389.2723 | 4 | 311.4179 | 311.4179 | 0 | 6 | 0 | 0 | 4 | 0 | 0 | 0 | 6 | 0 | 62.2836 | 0.023955 | 1 | 0.5 | 0 | 8.2745 | 0 | 8.2745 | 317.7733 | 0 | 18.1897 | 0.013992 | 1 | 0.5 | 0 | 4.1373 | 0 | 4.1373
2007-10-22 23:01 | 10 | 22 | 23 | 295 | 7079 | 51.98 | 377.2447 | 0 | Heating | 377.2447 | 4 | 301.7958 | 301.7958 | 0 | 6 | 0 | 0 | 4 | 0 | 0 | 0 | 6 | 0 | 60.3592 | 0.023215 | 1 | 0.5 | 0 | 8.2745 | 0 | 8.2745 | 307.9549 | 0 | 17.6276 | 0.01356 | 1 | 0.5 | 0 | 4.1373 | 0 | 4.1373
2007-10-23 00:01 | 10 | 23 | 0 | 296 | 7080 | 51.08 | 255.642 | 0 | Heating | 255.642 | 4 | 204.5136 | 204.5136 | 0 | 6 | 0 | 0 | 4 | 0 | 0 | 0 | 6 | 0 | 40.9027 | 0.015732 | 1 | 0.5 | 0 | 8.2745 | 0 | 8.2745 | 208.6873 | 0 | 11.9455 | 0.0091888 | 1 | 0.5 | 0 | 4.1373 | 0 | 4.1373
2007-10-23 01:01 | 10 | 23 | 1 | 296 | 7081 | 50 | 85.5774 | 0 | Heating | 85.5774 | 4 | 68.4619 | 68.4619 | 0 | 6 | 0 | 0 | 4 | 0 | 0 | 0 | 6 | 0 | 13.6924 | 0.0052663 | 1 | 0.5 | 0 | 8.2745 | 0 | 8.2745 | 69.8591 | 0 | 3.9988 | 0.003076 | 1 | 0.5 | 0 | 4.1373 | 0 | 4.1373
2007-10-23 02:01 | 10 | 23 | 2 | 296 | 7082 | 50 | 83.2143 | 0 | Heating | 83.2143 | 4 | 66.5714 | 66.5714 | 0 | 6 | 0 | 0 | 4 | 0 | 0 | 0 | 6 | 0 | 13.3143 | 0.0051209 | 1 | 0.5 | 0 | 8.2745 | 0 | 8.2745 | 67.93 | 0 | 3.8884 | 0.0029911 | 1 | 0.5 | 0 | 4.1373 | 0 | 4.1373
2007-10-23 03:01 | 10 | 23 | 3 | 296 | 7083 | 50 | 83.6101 | 0 | Heating | 83.6101 | 4 | 66.8881 | 66.8881 | 0 | 6 | 0 | 0 | 4 | 0 | 0 | 0 | 6 | 0 | 13.3776 | 0.0051452 | 1 | 0.5 | 0 | 8.2745 | 0 | 8.2745 | 68.2531 | 0 | 3.9069 | 0.0030053 | 1 | 0.5 | 0 | 4.1373 | 0 | 4.1373
2007-10-23 04:01 | 10 | 23 | 4 | 296 | 7084 | 48.92 | 93.0702 | 0 | Heating | 93.0702 | 4 | 74.4561 | 74.4561 | 0 | 6 | 0 | 0 | 4 | 0 | 0 | 0 | 6 | 0 | 14.8912 | 0.0057274 | 1 | 0.5 | 0 | 8.2745 | 0 | 8.2745 | 75.9757 | 0 | 4.3489 | 0.0033453 | 1 | 0.5 | 0 | 4.1373 | 0 | 4.1373
2007-10-23 05:01 | 10 | 23 | 5 | 296 | 7085 | 48.02 | 155.073 | 0 | Heating | 155.073 | 4 | 124.0584 | 124.0584 | 0 | 6 | 0 | 0 | 4 | 0 | 0 | 0 | 6 | 0 | 24.8117 | 0.009543 | 1 | 0.5 | 0 | 8.2745 | 0 | 8.2745 | 126.5902 | 0 | 7.2461 | 0.005574 | 1 | 0.5 | 0 | 4.1373 | 0 | 4.1373
2007-10-23 06:01 | 10 | 23 | 6 | 296 | 7086 | 46.04 | 911.0576 | 0 | Heating | 911.0576 | 4 | 728.846 | 728.846 | 0 | 6 | 0 | 0 | 4 | 0 | 0 | 0 | 6 | 0 | 145.7692 | 0.056065 | 1 | 0.5 | 0 | 8.2745 | 0 | 8.2745 | 743.7205 | 0 | 42.5713 | 0.032747 | 1 | 0.5 | 0 | 4.1373 | 0 | 4.1373
2007-10-23 07:01 | 10 | 23 | 7 | 296 | 7087 | 44.96 | 1031.1408 | 0 | Heating | 1031.1408 | 4 | 824.9127 | 824.9127 | 0 | 6 | 0 | 0 | 4 | 0 | 0 | 0 | 6 | 0 | 164.9825 | 0.063455 | 1 | 0.5 | 0 | 8.2745 | 0 | 8.2745 | 841.7476 | 0 | 48.1825 | 0.037063 | 1 | 0.5 | 0 | 4.1373 | 0 | 4.1373
2007-10-23 08:01 | 10 | 23 | 8 | 296 | 7088 | 44.96 | 1000.0487 | 0 | Heating | 1000.0487 | 4 | 800.0389 | 800.0389 | 0 | 6 | 0 | 0 | 4 | 0 | 0 | 0 | 6 | 0 | 160.0078 | 0.061541 | 1 | 0.5 | 0 | 8.2745 | 0 | 8.2745 | 816.3663 | 0 | 46.7296 | 0.035946 | 1 | 0.5 | 0 | 4.1373 | 0 | 4.1373
2007-10-23 09:01 | 10 | 23 | 9 | 296 | 7089 | 44.06 | 628.1059 | 0 | Heating | 628.1059 | 4 | 502.4847 | 502.4847 | 0 | 6 | 0 | 0 | 4 | 0 | 0 | 0 | 6 | 0 | 100.4969 | 0.038653 | 1 | 0.5 | 0 | 8.2745 | 0 | 8.2745 | 512.7395 | 0 | 29.3497 | 0.022577 | 1 | 0.5 | 0 | 4.1373 | 0 | 4.1373
2007-10-23 10:01 | 10 | 23 | 10 | 296 | 7090 | 44.06 | 223.8506 | 0 | Heating | 223.8506 | 4 | 179.0805 | 179.0805 | 0 | 6 | 0 | 0 | 4 | 0 | 0 | 0 | 6 | 0 | 35.8161 | 0.013775 | 1 | 0.5 | 0 | 8.2745 | 0 | 8.2745 | 182.7352 | 0 | 10.4599 | 0.0080461 | 1 | 0.5 | 0 | 4.1373 | 0 | 4.1373
2007-10-23 11:01 | 10 | 23 | 11 | 296 | 7091 | 44.06 | 0 | 144.4772 | Cooling | 0 | 4 | 0 | 0 | 0 | 6 | 0 | 144.4772 | 4 | 180.5965 | 180.5965 | 0 | 6 | 0 | 18.0596 | 0.006946 | 1 | 0.5 | 0 | 8.2745 | 0 | 8.2745 | 0 | 176.9845 | 22.1231 | 0.017018 | 1 | 0.5 | 0 | 4.1373 | 0 | 4.1373
2007-10-23 12:01 | 10 | 23 | 12 | 296 | 7092 | 41 | 0 | 656.9711 | Cooling | 0 | 4 | 0 | 0 | 0 | 6 | 0 | 656.9711 | 4 | 821.2138 | 821.2138 | 0 | 6 | 0 | 82.1214 | 0.031585 | 1 | 0.5 | 0 | 8.2745 | 0 | 8.2745 | 0 | 804.7896 | 100.5987 | 0.077384 | 1 | 0.5 | 0 | 4.1373 | 0 | 4.1373
2007-10-23 13:01 | 10 | 23 | 13 | 296 | 7093 | 39.92 | 0 | 1026.8735 | Cooling | 0 | 4 | 0 | 0 | 0 | 6 | 0 | 1026.8735 | 4 | 1283.5919 | 1283.5919 | 0 | 6 | 0 | 128.3592 | 0.049369 | 1 | 0.5 | 0 | 8.2745 | 0 | 8.2745 | 0 | 1257.9201 | 157.24 | 0.12095 | 1 | 0.5 | 0 | 4.1373 | 0 | 4.1373
2007-10-23 14:01 | 10 | 23 | 14 | 296 | 7094 | 39.92 | 0 | 627.2546 | Cooling | 0 | 4 | 0 | 0 | 0 | 6 | 0 | 627.2546 | 4 | 784.0683 | 784.0683 | 0 | 6 | 0 | 78.4068 | 0.030156 | 1 | 0.5 | 0 | 8.2745 | 0 | 8.2745 | 0 | 768.3869 | 96.0484 | 0.073883 | 1 | 0.5 | 0 | 4.1373 | 0 | 4.1373
2007-10-23 15:01 | 10 | 23 | 15 | 296 | 7095 | 39.92 | 0 | 201.8206 | Cooling | 0 | 4 | 0 | 0 | 0 | 6 | 0 | 201.8206 | 4 | 252.2758 | 252.2758 | 0 | 6 | 0 | 25.2276 | 0.0097029 | 1 | 0.5 | 0 | 8.2745 | 0 | 8.2745 | 0 | 247.2303 | 30.9038 | 0.023772 | 1 | 0.5 | 0 | 4.1373 | 0 | 4.1373
2007-10-23 16:01 | 10 | 23 | 16 | 296 | 7096 | 41 | 0 | 202.179 | Cooling | 0 | 4 | 0 | 0 | 0 | 6 | 0 | 202.179 | 4 | 252.7237 | 252.7237 | 0 | 6 | 0 | 25.2724 | 0.0097201 | 1 | 0.5 | 0 | 8.2745 | 0 | 8.2745 | 0 | 247.6692 | 30.9587 | 0.023814 | 1 | 0.5 | 0 | 4.1373 | 0 | 4.1373
2007-10-23 17:01 | 10 | 23 | 17 | 296 | 7097 | 41 | 0 | 124.2017 | Cooling | 0 | 4 | 0 | 0 | 0 | 6 | 0 | 124.2017 | 4 | 155.2522 | 155.2522 | 0 | 6 | 0 | 15.5252 | 0.0059712 | 1 | 0.5 | 0 | 8.2745 | 0 | 8.2745 | 0 | 152.1471 | 19.0184 | 0.01463 | 1 | 0.5 | 0 | 4.1373 | 0 | 4.1373
2007-10-23 18:01 | 10 | 23 | 18 | 296 | 7098 | 42.08 | 73.6985 | 0 | Heating | 73.6985 | 4 | 58.9588 | 58.9588 | 0 | 6 | 0 | 0 | 4 | 0 | 0 | 0 | 6 | 0 | 11.7918 | 0.0045353 | 1 | 0.5 | 0 | 8.2745 | 0 | 8.2745 | 60.162 | 0 | 3.4437 | 0.002649 | 1 | 0.5 | 0 | 4.1373 | 0 | 4.1373
2007-10-23 19:01 | 10 | 23 | 19 | 296 | 7099 | 42.08 | 215.1992 | 0 | Heating | 215.1992 | 4 | 172.1594 | 172.1594 | 0 | 6 | 0 | 0 | 4 | 0 | 0 | 0 | 6 | 0 | 34.4319 | 0.013243 | 1 | 0.5 | 0 | 8.2745 | 0 | 8.2745 | 175.6728 | 0 | 10.0557 | 0.0077351 | 1 | 0.5 | 0 | 4.1373 | 0 | 4.1373
2007-10-23 20:01 | 10 | 23 | 20 | 296 | 7100 | 42.08 | 327.4487 | 0 | Heating | 327.4487 | 4 | 261.959 | 261.959 | 0 | 6 | 0 | 0 | 4 | 0 | 0 | 0 | 6 | 0 | 52.3918 | 0.020151 | 1 | 0.5 | 0 | 8.2745 | 0 | 8.2745 | 267.3051 | 0 | 15.3008 | 0.01177 | 1 | 0.5 | 0 | 4.1373 | 0 | 4.1373
2007-10-23 21:01 | 10 | 23 | 21 | 296 | 7101 | 42.98 | 323.256 | 0 | Heating | 323.256 | 4 | 258.6048 | 258.6048 | 0 | 6 | 0 | 0 | 4 | 0 | 0 | 0 | 6 | 0 | 51.721 | 0.019893 | 1 | 0.5 | 0 | 8.2745 | 0 | 8.2745 | 263.8825 | 0 | 15.1049 | 0.011619 | 1 | 0.5 | 0 | 4.1373 | 0 | 4.1373
2007-10-23 22:01 | 10 | 23 | 22 | 296 | 7102 | 42.98 | 380.8571 | 0 | Heating | 380.8571 | 4 | 304.6857 | 304.6857 | 0 | 6 | 0 | 0 | 4 | 0 | 0 | 0 | 6 | 0 | 60.9371 | 0.023437 | 1 | 0.5 | 0 | 8.2745 | 0 | 8.2745 | 310.9037 | 0 | 17.7964 | 0.01369 | 1 | 0.5 | 0 | 4.1373 | 0 | 4.1373
2007-10-23 23:01 | 10 | 23 | 23 | 296 | 7103 | 44.06 | 453.0362 | 0 | Heating | 453.0362 | 4 | 362.429 | 362.429 | 0 | 6 | 0 | 0 | 4 | 0 | 0 | 0 | 6 | 0 | 72.4858 | 0.027879 | 1 | 0.5 | 0 | 8.2745 | 0 | 8.2745 | 369.8255 | 0 | 21.1692 | 0.016284 | 1 | 0.5 | 0 | 4.1373 | 0 | 4.1373
2007-10-24 00:01 | 10 | 24 | 0 | 297 | 7104 | 44.6 | 410.4351 | 0 | Heating | 410.4351 | 4 | 328.3481 | 328.3481 | 0 | 6 | 0 | 0 | 4 | 0 | 0 | 0 | 6 | 0 | 65.6696 | 0.025258 | 1 | 0.5 | 0 | 8.2745 | 0 | 8.2745 | 335.0491 | 0 | 19.1785 | 0.014753 | 1 | 0.5 | 0 | 4.1373 | 0 | 4.1373
2007-10-24 01:01 | 10 | 24 | 1 | 297 | 7105 | 44.6 | 254.2312 | 0 | Heating | 254.2312 | 4 | 203.385 | 203.385 | 0 | 6 | 0 | 0 | 4 | 0 | 0 | 0 | 6 | 0 | 40.677 | 0.015645 | 1 | 0.5 | 0 | 8.2745 | 0 | 8.2745 | 207.5357 | 0 | 11.8795 | 0.0091381 | 1 | 0.5 | 0 | 4.1373 | 0 | 4.1373
2007-10-24 02:01 | 10 | 24 | 2 | 297 | 7106 | 44.06 | 274.3646 | 0 | Heating | 274.3646 | 4 | 219.4917 | 219.4917 | 0 | 6 | 0 | 0 | 4 | 0 | 0 | 0 | 6 | 0 | 43.8983 | 0.016884 | 1 | 0.5 | 0 | 8.2745 | 0 | 8.2745 | 223.9711 | 0 | 12.8203 | 0.0098618 | 1 | 0.5 | 0 | 4.1373 | 0 | 4.1373
2007-10-24 03:01 | 10 | 24 | 3 | 297 | 7107 | 42.98 | 297.5497 | 0 | Heating | 297.5497 | 4 | 238.0397 | 238.0397 | 0 | 6 | 0 | 0 | 4 | 0 | 0 | 0 | 6 | 0 | 47.6079 | 0.018311 | 1 | 0.5 | 0 | 8.2745 | 0 | 8.2745 | 242.8977 | 0 | 13.9037 | 0.010695 | 1 | 0.5 | 0 | 4.1373 | 0 | 4.1373
2007-10-24 04:01 | 10 | 24 | 4 | 297 | 7108 | 42.08 | 337.2122 | 0 | Heating | 337.2122 | 4 | 269.7698 | 269.7698 | 0 | 6 | 0 | 0 | 4 | 0 | 0 | 0 | 6 | 0 | 53.954 | 0.020752 | 1 | 0.5 | 0 | 8.2745 | 0 | 8.2745 | 275.2753 | 0 | 15.757 | 0.012121 | 1 | 0.5 | 0 | 4.1373 | 0 | 4.1373
2007-10-24 05:01 | 10 | 24 | 5 | 297 | 7109 | 42.08 | 497.9578 | 0 | Heating | 497.9578 | 4 | 398.3663 | 398.3663 | 0 | 6 | 0 | 0 | 4 | 0 | 0 | 0 | 6 | 0 | 79.6733 | 0.030644 | 1 | 0.5 | 0 | 8.2745 | 0 | 8.2745 | 406.4962 | 0 | 23.2682 | 0.017899 | 1 | 0.5 | 0 | 4.1373 | 0 | 4.1373
2007-10-24 06:01 | 10 | 24 | 6 | 297 | 7110 | 42.98 | 2036.2158 | 0 | Heating | 2036.2158 | 4 | 1628.9727 | 1628.9727 | 0 | 6 | 0 | 0 | 4 | 0 | 0 | 0 | 6 | 0 | 325.7945 | 0.12531 | 1 | 0.5 | 0 | 8.2745 | 0 | 8.2745 | 1662.217 | 0 | 95.1469 | 0.07319 | 1 | 0.5 | 0 | 4.1373 | 0 | 4.1373
2007-10-24 07:01 | 10 | 24 | 7 | 297 | 7111 | 44.06 | 1963.8184 | 0 | Heating | 1963.8184 | 4 | 1571.0547 | 1571.0547 | 0 | 6 | 0 | 0 | 4 | 0 | 0 | 0 | 6 | 0 | 314.2109 | 0.12085 | 1 | 0.5 | 0 | 8.2745 | 0 | 8.2745 | 1603.1171 | 0 | 91.764 | 0.070588 | 1 | 0.5 | 0 | 4.1373 | 0 | 4.1373
2007-10-24 08:01 | 10 | 24 | 8 | 297 | 7112 | 44.06 | 1696.0241 | 0 | Heating | 1696.0241 | 4 | 1356.8193 | 1356.8193 | 0 | 6 | 0 | 0 | 4 | 0 | 0 | 0 | 6 | 0 | 271.3639 | 0.10437 | 1 | 0.5 | 0 | 8.2745 | 0 | 8.2745 | 1384.5095 | 0 | 79.2507 | 0.060962 | 1 | 0.5 | 0 | 4.1373 | 0 | 4.1373
2007-10-24 09:01 | 10 | 24 | 9 | 297 | 7113 | 48.02 | 1190.693 | 0 | Heating | 1190.693 | 4 | 952.5544 | 952.5544 | 0 | 6 | 0 | 0 | 4 | 0 | 0 | 0 | 6 | 0 | 190.5109 | 0.073273 | 1 | 0.5 | 0 | 8.2745 | 0 | 8.2745 | 971.9943 | 0 | 55.6379 | 0.042798 | 1 | 0.5 | 0 | 4.1373 | 0 | 4.1373
2007-10-24 10:01 | 10 | 24 | 10 | 297 | 7114 | 51.08 | 833.7276 | 0 | Heating | 833.7276 | 4 | 666.9821 | 666.9821 | 0 | 6 | 0 | 0 | 4 | 0 | 0 | 0 | 6 | 0 | 133.3964 | 0.051306 | 1 | 0.5 | 0 | 8.2745 | 0 | 8.2745 | 680.5939 | 0 | 38.9579 | 0.029968 | 1 | 0.5 | 0 | 4.1373 | 0 | 4.1373
2007-10-24 11:01 | 10 | 24 | 11 | 297 | 7115 | 51.08 | 585.7409 | 0 | Heating | 585.7409 | 4 | 468.5928 | 468.5928 | 0 | 6 | 0 | 0 | 4 | 0 | 0 | 0 | 6 | 0 | 93.7186 | 0.036046 | 1 | 0.5 | 0 | 8.2745 | 0 | 8.2745 | 478.1559 | 0 | 27.3701 | 0.021054 | 1 | 0.5 | 0 | 4.1373 | 0 | 4.1373
2007-10-24 12:01 | 10 | 24 | 12 | 297 | 7116 | 53.96 | 320.3308 | 0 | Heating | 320.3308 | 4 | 256.2647 | 256.2647 | 0 | 6 | 0 | 0 | 4 | 0 | 0 | 0 | 6 | 0 | 51.2529 | 0.019713 | 1 | 0.5 | 0 | 8.2745 | 0 | 8.2745 | 261.4946 | 0 | 14.9682 | 0.011514 | 1 | 0.5 | 0 | 4.1373 | 0 | 4.1373
2007-10-24 13:01 | 10 | 24 | 13 | 297 | 7117 | 55.04 | 91.6714 | 0 | Heating | 91.6714 | 4 | 73.3371 | 73.3371 | 0 | 6 | 0 | 0 | 4 | 0 | 0 | 0 | 6 | 0 | 14.6674 | 0.0056413 | 1 | 0.5 | 0 | 8.2745 | 0 | 8.2745 | 74.8338 | 0 | 4.2836 | 0.003295 | 1 | 0.5 | 0 | 4.1373 | 0 | 4.1373
2007-10-24 14:01 | 10 | 24 | 14 | 297 | 7118 | 55.04 | 0 | 93.6274 | Cooling | 0 | 4 | 0 | 0 | 0 | 6 | 0 | 93.6274 | 4 | 117.0342 | 117.0342 | 0 | 6 | 0 | 11.7034 | 0.0045013 | 1 | 0.5 | 0 | 8.2745 | 0 | 8.2745 | 0 | 114.6935 | 14.3367 | 0.011028 | 1 | 0.5 | 0 | 4.1373 | 0 | 4.1373
2007-10-24 15:01 | 10 | 24 | 15 | 297 | 7119 | 55.94 | 0 | 219.4548 | Cooling | 0 | 4 | 0 | 0 | 0 | 6 | 0 | 219.4548 | 4 | 274.3185 | 274.3185 | 0 | 6 | 0 | 27.4319 | 0.010551 | 1 | 0.5 | 0 | 8.2745 | 0 | 8.2745 | 0 | 268.8322 | 33.604 | 0.025849 | 1 | 0.5 | 0 | 4.1373 | 0 | 4.1373
2007-10-24 16:01 | 10 | 24 | 16 | 297 | 7120 | 53.96 | 0 | 196.2873 | Cooling | 0 | 4 | 0 | 0 | 0 | 6 | 0 | 196.2873 | 4 | 245.3591 | 245.3591 | 0 | 6 | 0 | 24.5359 | 0.0094369 | 1 | 0.5 | 0 | 8.2745 | 0 | 8.2745 | 0 | 240.4519 | 30.0565 | 0.02312 | 1 | 0.5 | 0 | 4.1373 | 0 | 4.1373
2007-10-24 17:01 | 10 | 24 | 17 | 297 | 7121 | 53.96 | 0 | 32.3984 | Cooling | 0 | 4 | 0 | 0 | 0 | 6 | 0 | 32.3984 | 4 | 40.498 | 40.498 | 0 | 6 | 0 | 4.0498 | 0.0015576 | 1 | 0.5 | 0 | 8.2745 | 0 | 8.2745 | 0 | 39.6881 | 4.961 | 0.0038162 | 1 | 0.5 | 0 | 4.1373 | 0 | 4.1373
2007-10-24 18:01 | 10 | 24 | 18 | 297 | 7122 | 51.98 | 385.408 | 0 | Heating | 385.408 | 4 | 308.3264 | 308.3264 | 0 | 6 | 0 | 0 | 4 | 0 | 0 | 0 | 6 | 0 | 61.6653 | 0.023717 | 1 | 0.5 | 0 | 8.2745 | 0 | 8.2745 | 314.6188 | 0 | 18.0091 | 0.013853 | 1 | 0.5 | 0 | 4.1373 | 0 | 4.1373
2007-10-24 19:01 | 10 | 24 | 19 | 297 | 7123 | 51.08 | 728.1302 | 0 | Heating | 728.1302 | 4 | 582.5041 | 582.5041 | 0 | 6 | 0 | 0 | 4 | 0 | 0 | 0 | 6 | 0 | 116.5008 | 0.044808 | 1 | 0.5 | 0 | 8.2745 | 0 | 8.2745 | 594.392 | 0 | 34.0236 | 0.026172 | 1 | 0.5 | 0 | 4.1373 | 0 | 4.1373
2007-10-24 20:01 | 10 | 24 | 20 | 297 | 7124 | 51.08 | 978.7883 | 0 | Heating | 978.7883 | 4 | 783.0306 | 783.0306 | 0 | 6 | 0 | 0 | 4 | 0 | 0 | 0 | 6 | 0 | 156.6061 | 0.060233 | 1 | 0.5 | 0 | 8.2745 | 0 | 8.2745 | 799.0108 | 0 | 45.7362 | 0.035182 | 1 | 0.5 | 0 | 4.1373 | 0 | 4.1373
2007-10-24 21:01 | 10 | 24 | 21 | 297 | 7125 | 48.02 | 697.7319 | 0 | Heating | 697.7319 | 4 | 558.1855 | 558.1855 | 0 | 6 | 0 | 0 | 4 | 0 | 0 | 0 | 6 | 0 | 111.6371 | 0.042937 | 1 | 0.5 | 0 | 8.2745 | 0 | 8.2745 | 569.577 | 0 | 32.6032 | 0.025079 | 1 | 0.5 | 0 | 4.1373 | 0 | 4.1373
2007-10-24 22:01 | 10 | 24 | 22 | 297 | 7126 | 46.94 | 710.8595 | 0 | Heating | 710.8595 | 4 | 568.6876 | 568.6876 | 0 | 6 | 0 | 0 | 4 | 0 | 0 | 0 | 6 | 0 | 113.7375 | 0.043745 | 1 | 0.5 | 0 | 8.2745 | 0 | 8.2745 | 580.2935 | 0 | 33.2166 | 0.025551 | 1 | 0.5 | 0 | 4.1373 | 0 | 4.1373
2007-10-24 23:01 | 10 | 24 | 23 | 297 | 7127 | 46.94 | 771.8187 | 0 | Heating | 771.8187 | 4 | 617.455 | 617.455 | 0 | 6 | 0 | 0 | 4 | 0 | 0 | 0 | 6 | 0 | 123.491 | 0.047497 | 1 | 0.5 | 0 | 8.2745 | 0 | 8.2745 | 630.0561 | 0 | 36.065 | 0.027742 | 1 | 0.5 | 0 | 4.1373 | 0 | 4.1373
2007-10-25 00:01 | 10 | 25 | 0 | 298 | 7128 | 48.92 | 726.9458 | 0 | Heating | 726.9458 | 4 | 581.5566 | 581.5566 | 0 | 6 | 0 | 0 | 4 | 0 | 0 | 0 | 6 | 0 | 116.3113 | 0.044735 | 1 | 0.5 | 0 | 8.2745 | 0 | 8.2745 | 593.4251 | 0 | 33.9682 | 0.026129 | 1 | 0.5 | 0 | 4.1373 | 0 | 4.1373
2007-10-25 01:01 | 10 | 25 | 1 | 298 | 7129 | 48.92 | 496.5354 | 0 | Heating | 496.5354 | 4 | 397.2283 | 397.2283 | 0 | 6 | 0 | 0 | 4 | 0 | 0 | 0 | 6 | 0 | 79.4457 | 0.030556 | 1 | 0.5 | 0 | 8.2745 | 0 | 8.2745 | 405.335 | 0 | 23.2018 | 0.017848 | 1 | 0.5 | 0 | 4.1373 | 0 | 4.1373
2007-10-25 02:01 | 10 | 25 | 2 | 298 | 7130 | 48.92 | 570.489 | 0 | Heating | 570.489 | 4 | 456.3912 | 456.3912 | 0 | 6 | 0 | 0 | 4 | 0 | 0 | 0 | 6 | 0 | 91.2782 | 0.035107 | 1 | 0.5 | 0 | 8.2745 | 0 | 8.2745 | 465.7053 | 0 | 26.6574 | 0.020506 | 1 | 0.5 | 0 | 4.1373 | 0 | 4.1373
2007-10-25 03:01 | 10 | 25 | 3 | 298 | 7131 | 48.02 | 649.0355 | 0 | Heating | 649.0355 | 4 | 519.2284 | 519.2284 | 0 | 6 | 0 | 0 | 4 | 0 | 0 | 0 | 6 | 0 | 103.8457 | 0.039941 | 1 | 0.5 | 0 | 8.2745 | 0 | 8.2745 | 529.8249 | 0 | 30.3277 | 0.023329 | 1 | 0.5 | 0 | 4.1373 | 0 | 4.1373
2007-10-25 04:01 | 10 | 25 | 4 | 298 | 7132 | 46.94 | 740.7889 | 0 | Heating | 740.7889 | 4 | 592.6311 | 592.6311 | 0 | 6 | 0 | 0 | 4 | 0 | 0 | 0 | 6 | 0 | 118.5262 | 0.045587 | 1 | 0.5 | 0 | 8.2745 | 0 | 8.2745 | 604.7256 | 0 | 34.6151 | 0.026627 | 1 | 0.5 | 0 | 4.1373 | 0 | 4.1373
2007-10-25 05:01 | 10 | 25 | 5 | 298 | 7133 | 46.94 | 907.6268 | 0 | Heating | 907.6268 | 4 | 726.1014 | 726.1014 | 0 | 6 | 0 | 0 | 4 | 0 | 0 | 0 | 6 | 0 | 145.2203 | 0.055854 | 1 | 0.5 | 0 | 8.2745 | 0 | 8.2745 | 740.9198 | 0 | 42.411 | 0.032624 | 1 | 0.5 | 0 | 4.1373 | 0 | 4.1373
2007-10-25 06:01 | 10 | 25 | 6 | 298 | 7134 | 44.06 | 2936.7795 | 0 | Heating | 2936.7795 | 4 | 2349.4236 | 2349.4236 | 0 | 6 | 0 | 0 | 4 | 0 | 0 | 0 | 6 | 0 | 469.8847 | 0.18072 | 1 | 0.5 | 0 | 8.2745 | 0 | 8.2745 | 2397.371 | 0 | 137.2279 | 0.10556 | 1 | 0.5 | 0 | 4.1373 | 0 | 4.1373
2007-10-25 07:01 | 10 | 25 | 7 | 298 | 7135 | 44.06 | 2790.7089 | 0 | Heating | 2790.7089 | 4 | 2232.5672 | 2232.5672 | 0 | 6 | 0 | 0 | 4 | 0 | 0 | 0 | 6 | 0 | 446.5134 | 0.17174 | 1 | 0.5 | 0 | 8.2745 | 0 | 8.2745 | 2278.1297 | 0 | 130.4024 | 0.10031 | 1 | 0.5 | 0 | 4.1373 | 0 | 4.1373
2007-10-25 08:01 | 10 | 25 | 8 | 298 | 7136 | 44.06 | 2455.1759 | 0 | Heating | 2455.1759 | 4 | 1964.1407 | 1964.1407 | 0 | 6 | 0 | 0 | 4 | 0 | 0 | 0 | 6 | 0 | 392.8281 | 0.15109 | 1 | 0.5 | 0 | 8.2745 | 0 | 8.2745 | 2004.2252 | 0 | 114.7238 | 0.088249 | 1 | 0.5 | 0 | 4.1373 | 0 | 4.1373
2007-10-25 09:01 | 10 | 25 | 9 | 298 | 7137 | 50 | 1818.2534 | 0 | Heating | 1818.2534 | 4 | 1454.6027 | 1454.6027 | 0 | 6 | 0 | 0 | 4 | 0 | 0 | 0 | 6 | 0 | 290.9205 | 0.11189 | 1 | 0.5 | 0 | 8.2745 | 0 | 8.2745 | 1484.2885 | 0 | 84.9621 | 0.065355 | 1 | 0.5 | 0 | 4.1373 | 0 | 4.1373
2007-10-25 10:01 | 10 | 25 | 10 | 298 | 7138 | 50 | 1316.6793 | 0 | Heating | 1316.6793 | 4 | 1053.3434 | 1053.3434 | 0 | 6 | 0 | 0 | 4 | 0 | 0 | 0 | 6 | 0 | 210.6687 | 0.081026 | 1 | 0.5 | 0 | 8.2745 | 0 | 8.2745 | 1074.8402 | 0 | 61.5249 | 0.047327 | 1 | 0.5 | 0 | 4.1373 | 0 | 4.1373
2007-10-25 11:01 | 10 | 25 | 11 | 298 | 7139 | 50 | 870.7036 | 0 | Heating | 870.7036 | 4 | 696.5629 | 696.5629 | 0 | 6 | 0 | 0 | 4 | 0 | 0 | 0 | 6 | 0 | 139.3126 | 0.053582 | 1 | 0.5 | 0 | 8.2745 | 0 | 8.2745 | 710.7785 | 0 | 40.6857 | 0.031297 | 1 | 0.5 | 0 | 4.1373 | 0 | 4.1373
2007-10-25 12:01 | 10 | 25 | 12 | 298 | 7140 | 50 | 534.207 | 0 | Heating | 534.207 | 4 | 427.3656 | 427.3656 | 0 | 6 | 0 | 0 | 4 | 0 | 0 | 0 | 6 | 0 | 85.4731 | 0.032874 | 1 | 0.5 | 0 | 8.2745 | 0 | 8.2745 | 436.0873 | 0 | 24.9621 | 0.019202 | 1 | 0.5 | 0 | 4.1373 | 0 | 4.1373
2007-10-25 13:01 | 10 | 25 | 13 | 298 | 7141 | 50 | 286.7347 | 0 | Heating | 286.7347 | 4 | 229.3878 | 229.3878 | 0 | 6 | 0 | 0 | 4 | 0 | 0 | 0 | 6 | 0 | 45.8776 | 0.017645 | 1 | 0.5 | 0 | 8.2745 | 0 | 8.2745 | 234.0692 | 0 | 13.3984 | 0.010306 | 1 | 0.5 | 0 | 4.1373 | 0 | 4.1373
2007-10-25 14:01 | 10 | 25 | 14 | 298 | 7142 | 50 | 114.6218 | 0 | Heating | 114.6218 | 4 | 91.6974 | 91.6974 | 0 | 6 | 0 | 0 | 4 | 0 | 0 | 0 | 6 | 0 | 18.3395 | 0.0070536 | 1 | 0.5 | 0 | 8.2745 | 0 | 8.2745 | 93.5688 | 0 | 5.356 | 0.00412 | 1 | 0.5 | 0 | 4.1373 | 0 | 4.1373
2007-10-25 15:01 | 10 | 25 | 15 | 298 | 7143 | 48.92 | 109.8622 | 0 | Heating | 109.8622 | 4 | 87.8898 | 87.8898 | 0 | 6 | 0 | 0 | 4 | 0 | 0 | 0 | 6 | 0 | 17.578 | 0.0067608 | 1 | 0.5 | 0 | 8.2745 | 0 | 8.2745 | 89.6834 | 0 | 5.1336 | 0.0039489 | 1 | 0.5 | 0 | 4.1373 | 0 | 4.1373
2007-10-25 16:01 | 10 | 25 | 16 | 298 | 7144 | 48.92 | 203.1763 | 0 | Heating | 203.1763 | 4 | 162.541 | 162.541 | 0 | 6 | 0 | 0 | 4 | 0 | 0 | 0 | 6 | 0 | 32.5082 | 0.012503 | 1 | 0.5 | 0 | 8.2745 | 0 | 8.2745 | 165.8582 | 0 | 9.4939 | 0.007303 | 1 | 0.5 | 0 | 4.1373 | 0 | 4.1373
2007-10-25 17:01 | 10 | 25 | 17 | 298 | 7145 | 48.92 | 373.7908 | 0 | Heating | 373.7908 | 4 | 299.0326 | 299.0326 | 0 | 6 | 0 | 0 | 4 | 0 | 0 | 0 | 6 | 0 | 59.8065 | 0.023003 | 1 | 0.5 | 0 | 8.2745 | 0 | 8.2745 | 305.1353 | 0 | 17.4662 | 0.013436 | 1 | 0.5 | 0 | 4.1373 | 0 | 4.1373
2007-10-25 18:01 | 10 | 25 | 18 | 298 | 7146 | 44.96 | 583.3002 | 0 | Heating | 583.3002 | 4 | 466.6402 | 466.6402 | 0 | 6 | 0 | 0 | 4 | 0 | 0 | 0 | 6 | 0 | 93.328 | 0.035895 | 1 | 0.5 | 0 | 8.2745 | 0 | 8.2745 | 476.1635 | 0 | 27.2561 | 0.020966 | 1 | 0.5 | 0 | 4.1373 | 0 | 4.1373
2007-10-25 19:01 | 10 | 25 | 19 | 298 | 7147 | 46.04 | 751.3957 | 0 | Heating | 751.3957 | 4 | 601.1166 | 601.1166 | 0 | 6 | 0 | 0 | 4 | 0 | 0 | 0 | 6 | 0 | 120.2233 | 0.04624 | 1 | 0.5 | 0 | 8.2745 | 0 | 8.2745 | 613.3843 | 0 | 35.1107 | 0.027008 | 1 | 0.5 | 0 | 4.1373 | 0 | 4.1373
2007-10-25 20:01 | 10 | 25 | 20 | 298 | 7148 | 46.04 | 854.3488 | 0 | Heating | 854.3488 | 4 | 683.479 | 683.479 | 0 | 6 | 0 | 0 | 4 | 0 | 0 | 0 | 6 | 0 | 136.6958 | 0.052575 | 1 | 0.5 | 0 | 8.2745 | 0 | 8.2745 | 697.4276 | 0 | 39.9214 | 0.030709 | 1 | 0.5 | 0 | 4.1373 | 0 | 4.1373
2007-10-25 21:01 | 10 | 25 | 21 | 298 | 7149 | 44.06 | 629.2989 | 0 | Heating | 629.2989 | 4 | 503.4391 | 503.4391 | 0 | 6 | 0 | 0 | 4 | 0 | 0 | 0 | 6 | 0 | 100.6878 | 0.038726 | 1 | 0.5 | 0 | 8.2745 | 0 | 8.2745 | 513.7133 | 0 | 29.4055 | 0.02262 | 1 | 0.5 | 0 | 4.1373 | 0 | 4.1373
2007-10-25 22:01 | 10 | 25 | 22 | 298 | 7150 | 44.06 | 655.4699 | 0 | Heating | 655.4699 | 4 | 524.3759 | 524.3759 | 0 | 6 | 0 | 0 | 4 | 0 | 0 | 0 | 6 | 0 | 104.8752 | 0.040337 | 1 | 0.5 | 0 | 8.2745 | 0 | 8.2745 | 535.0775 | 0 | 30.6284 | 0.02356 | 1 | 0.5 | 0 | 4.1373 | 0 | 4.1373
2007-10-25 23:01 | 10 | 25 | 23 | 298 | 7151 | 44.06 | 665.8813 | 0 | Heating | 665.8813 | 4 | 532.7051 | 532.7051 | 0 | 6 | 0 | 0 | 4 | 0 | 0 | 0 | 6 | 0 | 106.541 | 0.040977 | 1 | 0.5 | 0 | 8.2745 | 0 | 8.2745 | 543.5766 | 0 | 31.1149 | 0.023935 | 1 | 0.5 | 0 | 4.1373 | 0 | 4.1373
2007-10-26 00:01 | 10 | 26 | 0 | 299 | 7152 | 44.96 | 452.0585 | 0 | Heating | 452.0585 | 4 | 361.6468 | 361.6468 | 0 | 6 | 0 | 0 | 4 | 0 | 0 | 0 | 6 | 0 | 72.3294 | 0.027819 | 1 | 0.5 | 0 | 8.2745 | 0 | 8.2745 | 369.0273 | 0 | 21.1235 | 0.016249 | 1 | 0.5 | 0 | 4.1373 | 0 | 4.1373
2007-10-26 01:01 | 10 | 26 | 1 | 299 | 7153 | 42.98 | 375.347 | 0 | Heating | 375.347 | 4 | 300.2776 | 300.2776 | 0 | 6 | 0 | 0 | 4 | 0 | 0 | 0 | 6 | 0 | 60.0555 | 0.023098 | 1 | 0.5 | 0 | 8.2745 | 0 | 8.2745 | 306.4057 | 0 | 17.539 | 0.013492 | 1 | 0.5 | 0 | 4.1373 | 0 | 4.1373
2007-10-26 02:01 | 10 | 26 | 2 | 299 | 7154 | 42.98 | 384.9433 | 0 | Heating | 384.9433 | 4 | 307.9547 | 307.9547 | 0 | 6 | 0 | 0 | 4 | 0 | 0 | 0 | 6 | 0 | 61.5909 | 0.023689 | 1 | 0.5 | 0 | 8.2745 | 0 | 8.2745 | 314.2395 | 0 | 17.9874 | 0.013836 | 1 | 0.5 | 0 | 4.1373 | 0 | 4.1373
2007-10-26 03:01 | 10 | 26 | 3 | 299 | 7155 | 37.94 | 397.6208 | 0 | Heating | 397.6208 | 4 | 318.0966 | 318.0966 | 0 | 6 | 0 | 0 | 4 | 0 | 0 | 0 | 6 | 0 | 63.6193 | 0.024469 | 1 | 0.5 | 0 | 8.2745 | 0 | 8.2745 | 324.5884 | 0 | 18.5798 | 0.014292 | 1 | 0.5 | 0 | 4.1373 | 0 | 4.1373
2007-10-26 04:01 | 10 | 26 | 4 | 299 | 7156 | 39.92 | 414.9094 | 0 | Heating | 414.9094 | 4 | 331.9275 | 331.9275 | 0 | 6 | 0 | 0 | 4 | 0 | 0 | 0 | 6 | 0 | 66.3855 | 0.025533 | 1 | 0.5 | 0 | 8.2745 | 0 | 8.2745 | 338.7016 | 0 | 19.3876 | 0.014914 | 1 | 0.5 | 0 | 4.1373 | 0 | 4.1373
2007-10-26 05:01 | 10 | 26 | 5 | 299 | 7157 | 39.92 | 510.184 | 0 | Heating | 510.184 | 4 | 408.1472 | 408.1472 | 0 | 6 | 0 | 0 | 4 | 0 | 0 | 0 | 6 | 0 | 81.6294 | 0.031396 | 1 | 0.5 | 0 | 8.2745 | 0 | 8.2745 | 416.4768 | 0 | 23.8395 | 0.018338 | 1 | 0.5 | 0 | 4.1373 | 0 | 4.1373
2007-10-26 06:01 | 10 | 26 | 6 | 299 | 7158 | 37.94 | 1918.9535 | 0 | Heating | 1918.9535 | 4 | 1535.1628 | 1535.1628 | 0 | 6 | 0 | 0 | 4 | 0 | 0 | 0 | 6 | 0 | 307.0326 | 0.11809 | 1 | 0.5 | 0 | 8.2745 | 0 | 8.2745 | 1566.4926 | 0 | 89.6676 | 0.068975 | 1 | 0.5 | 0 | 4.1373 | 0 | 4.1373
2007-10-26 07:01 | 10 | 26 | 7 | 299 | 7159 | 35.96 | 1810.1623 | 0 | Heating | 1810.1623 | 4 | 1448.1298 | 1448.1298 | 0 | 6 | 0 | 0 | 4 | 0 | 0 | 0 | 6 | 0 | 289.626 | 0.11139 | 1 | 0.5 | 0 | 8.2745 | 0 | 8.2745 | 1477.6835 | 0 | 84.5841 | 0.065065 | 1 | 0.5 | 0 | 4.1373 | 0 | 4.1373
2007-10-26 08:01 | 10 | 26 | 8 | 299 | 7160 | 35.96 | 1804.2503 | 0 | Heating | 1804.2503 | 4 | 1443.4002 | 1443.4002 | 0 | 6 | 0 | 0 | 4 | 0 | 0 | 0 | 6 | 0 | 288.68 | 0.11103 | 1 | 0.5 | 0 | 8.2745 | 0 | 8.2745 | 1472.8574 | 0 | 84.3078 | 0.064852 | 1 | 0.5 | 0 | 4.1373 | 0 | 4.1373
2007-10-26 09:01 | 10 | 26 | 9 | 299 | 7161 | 42.98 | 1519.4247 | 0 | Heating | 1519.4247 | 4 | 1215.5398 | 1215.5398 | 0 | 6 | 0 | 0 | 4 | 0 | 0 | 0 | 6 | 0 | 243.108 | 0.093503 | 1 | 0.5 | 0 | 8.2745 | 0 | 8.2745 | 1240.3467 | 0 | 70.9987 | 0.054614 | 1 | 0.5 | 0 | 4.1373 | 0 | 4.1373
2007-10-26 10:01 | 10 | 26 | 10 | 299 | 7162 | 44.06 | 1286.1892 | 0 | Heating | 1286.1892 | 4 | 1028.9513 | 1028.9513 | 0 | 6 | 0 | 0 | 4 | 0 | 0 | 0 | 6 | 0 | 205.7903 | 0.07915 | 1 | 0.5 | 0 | 8.2745 | 0 | 8.2745 | 1049.9503 | 0 | 60.1002 | 0.046231 | 1 | 0.5 | 0 | 4.1373 | 0 | 4.1373
2007-10-26 11:01 | 10 | 26 | 11 | 299 | 7163 | 44.06 | 1086.3923 | 0 | Heating | 1086.3923 | 4 | 869.1138 | 869.1138 | 0 | 6 | 0 | 0 | 4 | 0 | 0 | 0 | 6 | 0 | 173.8228 | 0.066855 | 1 | 0.5 | 0 | 8.2745 | 0 | 8.2745 | 886.8509 | 0 | 50.7642 | 0.039049 | 1 | 0.5 | 0 | 4.1373 | 0 | 4.1373
2007-10-26 12:01 | 10 | 26 | 12 | 299 | 7164 | 46.04 | 908.0069 | 0 | Heating | 908.0069 | 4 | 726.4055 | 726.4055 | 0 | 6 | 0 | 0 | 4 | 0 | 0 | 0 | 6 | 0 | 145.2811 | 0.055877 | 1 | 0.5 | 0 | 8.2745 | 0 | 8.2745 | 741.2301 | 0 | 42.4287 | 0.032637 | 1 | 0.5 | 0 | 4.1373 | 0 | 4.1373
2007-10-26 13:01 | 10 | 26 | 13 | 299 | 7165 | 44.06 | 789.3907 | 0 | Heating | 789.3907 | 4 | 631.5125 | 631.5125 | 0 | 6 | 0 | 0 | 4 | 0 | 0 | 0 | 6 | 0 | 126.3025 | 0.048578 | 1 | 0.5 | 0 | 8.2745 | 0 | 8.2745 | 644.4005 | 0 | 36.8861 | 0.028374 | 1 | 0.5 | 0 | 4.1373 | 0 | 4.1373
2007-10-26 14:01 | 10 | 26 | 14 | 299 | 7166 | 44.06 | 749.4486 | 0 | Heating | 749.4486 | 4 | 599.5589 | 599.5589 | 0 | 6 | 0 | 0 | 4 | 0 | 0 | 0 | 6 | 0 | 119.9118 | 0.04612 | 1 | 0.5 | 0 | 8.2745 | 0 | 8.2745 | 611.7948 | 0 | 35.0197 | 0.026938 | 1 | 0.5 | 0 | 4.1373 | 0 | 4.1373
2007-10-26 15:01 | 10 | 26 | 15 | 299 | 7167 | 44.06 | 704.3962 | 0 | Heating | 704.3962 | 4 | 563.517 | 563.517 | 0 | 6 | 0 | 0 | 4 | 0 | 0 | 0 | 6 | 0 | 112.7034 | 0.043347 | 1 | 0.5 | 0 | 8.2745 | 0 | 8.2745 | 575.0173 | 0 | 32.9146 | 0.025319 | 1 | 0.5 | 0 | 4.1373 | 0 | 4.1373
2007-10-26 16:01 | 10 | 26 | 16 | 299 | 7168 | 44.06 | 736.4035 | 0 | Heating | 736.4035 | 4 | 589.1228 | 589.1228 | 0 | 6 | 0 | 0 | 4 | 0 | 0 | 0 | 6 | 0 | 117.8246 | 0.045317 | 1 | 0.5 | 0 | 8.2745 | 0 | 8.2745 | 601.1457 | 0 | 34.4102 | 0.026469 | 1 | 0.5 | 0 | 4.1373 | 0 | 4.1373
2007-10-26 17:01 | 10 | 26 | 17 | 299 | 7169 | 44.06 | 786.2356 | 0 | Heating | 786.2356 | 4 | 628.9885 | 628.9885 | 0 | 6 | 0 | 0 | 4 | 0 | 0 | 0 | 6 | 0 | 125.7977 | 0.048384 | 1 | 0.5 | 0 | 8.2745 | 0 | 8.2745 | 641.825 | 0 | 36.7387 | 0.028261 | 1 | 0.5 | 0 | 4.1373 | 0 | 4.1373
2007-10-26 18:01 | 10 | 26 | 18 | 299 | 7170 | 42.08 | 911.5073 | 0 | Heating | 911.5073 | 4 | 729.2058 | 729.2058 | 0 | 6 | 0 | 0 | 4 | 0 | 0 | 0 | 6 | 0 | 145.8412 | 0.056093 | 1 | 0.5 | 0 | 8.2745 | 0 | 8.2745 | 744.0876 | 0 | 42.5923 | 0.032763 | 1 | 0.5 | 0 | 4.1373 | 0 | 4.1373
2007-10-26 19:01 | 10 | 26 | 19 | 299 | 7171 | 42.08 | 1006.5306 | 0 | Heating | 1006.5306 | 4 | 805.2245 | 805.2245 | 0 | 6 | 0 | 0 | 4 | 0 | 0 | 0 | 6 | 0 | 161.0449 | 0.06194 | 1 | 0.5 | 0 | 8.2745 | 0 | 8.2745 | 821.6576 | 0 | 47.0325 | 0.036179 | 1 | 0.5 | 0 | 4.1373 | 0 | 4.1373
2007-10-26 20:01 | 10 | 26 | 20 | 299 | 7172 | 42.08 | 1040.1844 | 0 | Heating | 1040.1844 | 4 | 832.1475 | 832.1475 | 0 | 6 | 0 | 0 | 4 | 0 | 0 | 0 | 6 | 0 | 166.4295 | 0.064011 | 1 | 0.5 | 0 | 8.2745 | 0 | 8.2745 | 849.1301 | 0 | 48.605 | 0.037388 | 1 | 0.5 | 0 | 4.1373 | 0 | 4.1373
2007-10-26 21:01 | 10 | 26 | 21 | 299 | 7173 | 39.02 | 1092.8456 | 0 | Heating | 1092.8456 | 4 | 874.2765 | 874.2765 | 0 | 6 | 0 | 0 | 4 | 0 | 0 | 0 | 6 | 0 | 174.8553 | 0.067252 | 1 | 0.5 | 0 | 8.2745 | 0 | 8.2745 | 892.1189 | 0 | 51.0658 | 0.039281 | 1 | 0.5 | 0 | 4.1373 | 0 | 4.1373
2007-10-26 22:01 | 10 | 26 | 22 | 299 | 7174 | 35.96 | 617.5881 | 0 | Heating | 617.5881 | 4 | 494.0705 | 494.0705 | 0 | 6 | 0 | 0 | 4 | 0 | 0 | 0 | 6 | 0 | 98.8141 | 0.038005 | 1 | 0.5 | 0 | 8.2745 | 0 | 8.2745 | 504.1536 | 0 | 28.8582 | 0.022199 | 1 | 0.5 | 0 | 4.1373 | 0 | 4.1373
2007-10-26 23:01 | 10 | 26 | 23 | 299 | 7175 | 35.96 | 617.1477 | 0 | Heating | 617.1477 | 4 | 493.7181 | 493.7181 | 0 | 6 | 0 | 0 | 4 | 0 | 0 | 0 | 6 | 0 | 98.7436 | 0.037978 | 1 | 0.5 | 0 | 8.2745 | 0 | 8.2745 | 503.794 | 0 | 28.8377 | 0.022183 | 1 | 0.5 | 0 | 4.1373 | 0 | 4.1373
2007-10-27 00:01 | 10 | 27 | 0 | 300 | 7176 | 37.04 | 429.1525 | 0 | Heating | 429.1525 | 4 | 343.322 | 343.322 | 0 | 6 | 0 | 0 | 4 | 0 | 0 | 0 | 6 | 0 | 68.6644 | 0.026409 | 1 | 0.5 | 0 | 8.2745 | 0 | 8.2745 | 350.3285 | 0 | 20.0532 | 0.015426 | 1 | 0.5 | 0 | 4.1373 | 0 | 4.1373
2007-10-27 01:01 | 10 | 27 | 1 | 300 | 7177 | 39.02 | 327.3845 | 0 | Heating | 327.3845 | 4 | 261.9076 | 261.9076 | 0 | 6 | 0 | 0 | 4 | 0 | 0 | 0 | 6 | 0 | 52.3815 | 0.020147 | 1 | 0.5 | 0 | 8.2745 | 0 | 8.2745 | 267.2526 | 0 | 15.2978 | 0.011768 | 1 | 0.5 | 0 | 4.1373 | 0 | 4.1373
2007-10-27 02:01 | 10 | 27 | 2 | 300 | 7178 | 39.02 | 316.7309 | 0 | Heating | 316.7309 | 4 | 253.3847 | 253.3847 | 0 | 6 | 0 | 0 | 4 | 0 | 0 | 0 | 6 | 0 | 50.6769 | 0.019491 | 1 | 0.5 | 0 | 8.2745 | 0 | 8.2745 | 258.5559 | 0 | 14.8 | 0.011385 | 1 | 0.5 | 0 | 4.1373 | 0 | 4.1373
2007-10-27 03:01 | 10 | 27 | 3 | 300 | 7179 | 39.02 | 303.8059 | 0 | Heating | 303.8059 | 4 | 243.0447 | 243.0447 | 0 | 6 | 0 | 0 | 4 | 0 | 0 | 0 | 6 | 0 | 48.6089 | 0.018696 | 1 | 0.5 | 0 | 8.2745 | 0 | 8.2745 | 248.0048 | 0 | 14.196 | 0.01092 | 1 | 0.5 | 0 | 4.1373 | 0 | 4.1373
2007-10-27 04:01 | 10 | 27 | 4 | 300 | 7180 | 39.02 | 302.5253 | 0 | Heating | 302.5253 | 4 | 242.0202 | 242.0202 | 0 | 6 | 0 | 0 | 4 | 0 | 0 | 0 | 6 | 0 | 48.404 | 0.018617 | 1 | 0.5 | 0 | 8.2745 | 0 | 8.2745 | 246.9594 | 0 | 14.1362 | 0.010874 | 1 | 0.5 | 0 | 4.1373 | 0 | 4.1373
2007-10-27 05:01 | 10 | 27 | 5 | 300 | 7181 | 39.02 | 404.9896 | 0 | Heating | 404.9896 | 4 | 323.9917 | 323.9917 | 0 | 6 | 0 | 0 | 4 | 0 | 0 | 0 | 6 | 0 | 64.7983 | 0.024922 | 1 | 0.5 | 0 | 8.2745 | 0 | 8.2745 | 330.6038 | 0 | 18.9241 | 0.014557 | 1 | 0.5 | 0 | 4.1373 | 0 | 4.1373
2007-10-27 06:01 | 10 | 27 | 6 | 300 | 7182 | 37.94 | 520.7205 | 0 | Heating | 520.7205 | 4 | 416.5764 | 416.5764 | 0 | 6 | 0 | 0 | 4 | 0 | 0 | 0 | 6 | 0 | 83.3153 | 0.032044 | 1 | 0.5 | 0 | 8.2745 | 0 | 8.2745 | 425.0779 | 0 | 24.3319 | 0.018717 | 1 | 0.5 | 0 | 4.1373 | 0 | 4.1373
2007-10-27 07:01 | 10 | 27 | 7 | 300 | 7183 | 33.98 | 847.3263 | 0 | Heating | 847.3263 | 4 | 677.8611 | 677.8611 | 0 | 6 | 0 | 0 | 4 | 0 | 0 | 0 | 6 | 0 | 135.5722 | 0.052143 | 1 | 0.5 | 0 | 8.2745 | 0 | 8.2745 | 691.695 | 0 | 39.5933 | 0.030456 | 1 | 0.5 | 0 | 4.1373 | 0 | 4.1373
2007-10-27 08:01 | 10 | 27 | 8 | 300 | 7184 | 33.98 | 2042.3101 | 0 | Heating | 2042.3101 | 4 | 1633.8481 | 1633.8481 | 0 | 6 | 0 | 0 | 4 | 0 | 0 | 0 | 6 | 0 | 326.7696 | 0.12568 | 1 | 0.5 | 0 | 8.2745 | 0 | 8.2745 | 1667.1919 | 0 | 95.4317 | 0.073409 | 1 | 0.5 | 0 | 4.1373 | 0 | 4.1373
2007-10-27 09:01 | 10 | 27 | 9 | 300 | 7185 | 41 | 1634.069 | 0 | Heating | 1634.069 | 4 | 1307.2552 | 1307.2552 | 0 | 6 | 0 | 0 | 4 | 0 | 0 | 0 | 6 | 0 | 261.451 | 0.10056 | 1 | 0.5 | 0 | 8.2745 | 0 | 8.2745 | 1333.9339 | 0 | 76.3557 | 0.058735 | 1 | 0.5 | 0 | 4.1373 | 0 | 4.1373
2007-10-27 10:01 | 10 | 27 | 10 | 300 | 7186 | 42.08 | 1349.2564 | 0 | Heating | 1349.2564 | 4 | 1079.4051 | 1079.4051 | 0 | 6 | 0 | 0 | 4 | 0 | 0 | 0 | 6 | 0 | 215.881 | 0.083031 | 1 | 0.5 | 0 | 8.2745 | 0 | 8.2745 | 1101.4338 | 0 | 63.0472 | 0.048498 | 1 | 0.5 | 0 | 4.1373 | 0 | 4.1373
2007-10-27 11:01 | 10 | 27 | 11 | 300 | 7187 | 42.08 | 1155.7859 | 0 | Heating | 1155.7859 | 4 | 924.6288 | 924.6288 | 0 | 6 | 0 | 0 | 4 | 0 | 0 | 0 | 6 | 0 | 184.9258 | 0.071125 | 1 | 0.5 | 0 | 8.2745 | 0 | 8.2745 | 943.4987 | 0 | 54.0068 | 0.041544 | 1 | 0.5 | 0 | 4.1373 | 0 | 4.1373
2007-10-27 12:01 | 10 | 27 | 12 | 300 | 7188 | 42.98 | 894.9412 | 0 | Heating | 894.9412 | 4 | 715.953 | 715.953 | 0 | 6 | 0 | 0 | 4 | 0 | 0 | 0 | 6 | 0 | 143.1906 | 0.055073 | 1 | 0.5 | 0 | 8.2745 | 0 | 8.2745 | 730.5643 | 0 | 41.8182 | 0.032168 | 1 | 0.5 | 0 | 4.1373 | 0 | 4.1373
2007-10-27 13:01 | 10 | 27 | 13 | 300 | 7189 | 44.06 | 755.5733 | 0 | Heating | 755.5733 | 4 | 604.4587 | 604.4587 | 0 | 6 | 0 | 0 | 4 | 0 | 0 | 0 | 6 | 0 | 120.8917 | 0.046497 | 1 | 0.5 | 0 | 8.2745 | 0 | 8.2745 | 616.7945 | 0 | 35.3059 | 0.027158 | 1 | 0.5 | 0 | 4.1373 | 0 | 4.1373
2007-10-27 14:01 | 10 | 27 | 14 | 300 | 7190 | 44.06 | 696.2536 | 0 | Heating | 696.2536 | 4 | 557.0029 | 557.0029 | 0 | 6 | 0 | 0 | 4 | 0 | 0 | 0 | 6 | 0 | 111.4006 | 0.042846 | 1 | 0.5 | 0 | 8.2745 | 0 | 8.2745 | 568.3703 | 0 | 32.5341 | 0.025026 | 1 | 0.5 | 0 | 4.1373 | 0 | 4.1373
2007-10-27 15:01 | 10 | 27 | 15 | 300 | 7191 | 42.98 | 646.1515 | 0 | Heating | 646.1515 | 4 | 516.9212 | 516.9212 | 0 | 6 | 0 | 0 | 4 | 0 | 0 | 0 | 6 | 0 | 103.3842 | 0.039763 | 1 | 0.5 | 0 | 8.2745 | 0 | 8.2745 | 527.4706 | 0 | 30.1929 | 0.023225 | 1 | 0.5 | 0 | 4.1373 | 0 | 4.1373
2007-10-27 16:01 | 10 | 27 | 16 | 300 | 7192 | 42.08 | 653.8049 | 0 | Heating | 653.8049 | 4 | 523.0439 | 523.0439 | 0 | 6 | 0 | 0 | 4 | 0 | 0 | 0 | 6 | 0 | 104.6088 | 0.040234 | 1 | 0.5 | 0 | 8.2745 | 0 | 8.2745 | 533.7182 | 0 | 30.5506 | 0.0235 | 1 | 0.5 | 0 | 4.1373 | 0 | 4.1373
2007-10-27 17:01 | 10 | 27 | 17 | 300 | 7193 | 42.08 | 812.9182 | 0 | Heating | 812.9182 | 4 | 650.3346 | 650.3346 | 0 | 6 | 0 | 0 | 4 | 0 | 0 | 0 | 6 | 0 | 130.0669 | 0.050026 | 1 | 0.5 | 0 | 8.2745 | 0 | 8.2745 | 663.6067 | 0 | 37.9855 | 0.02922 | 1 | 0.5 | 0 | 4.1373 | 0 | 4.1373
2007-10-27 18:01 | 10 | 27 | 18 | 300 | 7194 | 35.96 | 939.9878 | 0 | Heating | 939.9878 | 4 | 751.9902 | 751.9902 | 0 | 6 | 0 | 0 | 4 | 0 | 0 | 0 | 6 | 0 | 150.398 | 0.057845 | 1 | 0.5 | 0 | 8.2745 | 0 | 8.2745 | 767.337 | 0 | 43.9231 | 0.033787 | 1 | 0.5 | 0 | 4.1373 | 0 | 4.1373
2007-10-27 19:01 | 10 | 27 | 19 | 300 | 7195 | 35.96 | 594.6358 | 0 | Heating | 594.6358 | 4 | 475.7087 | 475.7087 | 0 | 6 | 0 | 0 | 4 | 0 | 0 | 0 | 6 | 0 | 95.1417 | 0.036593 | 1 | 0.5 | 0 | 8.2745 | 0 | 8.2745 | 485.417 | 0 | 27.7857 | 0.021374 | 1 | 0.5 | 0 | 4.1373 | 0 | 4.1373
2007-10-27 20:01 | 10 | 27 | 20 | 300 | 7196 | 35.96 | 591.6061 | 0 | Heating | 591.6061 | 4 | 473.2849 | 473.2849 | 0 | 6 | 0 | 0 | 4 | 0 | 0 | 0 | 6 | 0 | 94.657 | 0.036407 | 1 | 0.5 | 0 | 8.2745 | 0 | 8.2745 | 482.9437 | 0 | 27.6442 | 0.021265 | 1 | 0.5 | 0 | 4.1373 | 0 | 4.1373
2007-10-27 21:01 | 10 | 27 | 21 | 300 | 7197 | 33.98 | 590.2024 | 0 | Heating | 590.2024 | 4 | 472.1619 | 472.1619 | 0 | 6 | 0 | 0 | 4 | 0 | 0 | 0 | 6 | 0 | 94.4324 | 0.03632 | 1 | 0.5 | 0 | 8.2745 | 0 | 8.2745 | 481.7979 | 0 | 27.5786 | 0.021214 | 1 | 0.5 | 0 | 4.1373 | 0 | 4.1373
2007-10-27 22:01 | 10 | 27 | 22 | 300 | 7198 | 33.08 | 557.4354 | 0 | Heating | 557.4354 | 4 | 445.9483 | 445.9483 | 0 | 6 | 0 | 0 | 4 | 0 | 0 | 0 | 6 | 0 | 89.1897 | 0.034304 | 1 | 0.5 | 0 | 8.2745 | 0 | 8.2745 | 455.0493 | 0 | 26.0475 | 0.020037 | 1 | 0.5 | 0 | 4.1373 | 0 | 4.1373
2007-10-27 23:01 | 10 | 27 | 23 | 300 | 7199 | 33.08 | 540.2959 | 0 | Heating | 540.2959 | 4 | 432.2367 | 432.2367 | 0 | 6 | 0 | 0 | 4 | 0 | 0 | 0 | 6 | 0 | 86.4473 | 0.033249 | 1 | 0.5 | 0 | 8.2745 | 0 | 8.2745 | 441.0579 | 0 | 25.2466 | 0.01942 | 1 | 0.5 | 0 | 4.1373 | 0 | 4.1373
2007-10-28 00:01 | 10 | 28 | 0 | 301 | 7200 | 33.08 | 362.7697 | 0 | Heating | 362.7697 | 4 | 290.2157 | 290.2157 | 0 | 6 | 0 | 0 | 4 | 0 | 0 | 0 | 6 | 0 | 58.0431 | 0.022324 | 1 | 0.5 | 0 | 8.2745 | 0 | 8.2745 | 296.1385 | 0 | 16.9513 | 0.013039 | 1 | 0.5 | 0 | 4.1373 | 0 | 4.1373
2007-10-28 01:01 | 10 | 28 | 1 | 301 | 7201 | 32 | 269.789 | 0 | Heating | 269.789 | 4 | 215.8312 | 215.8312 | 0 | 6 | 0 | 0 | 4 | 0 | 0 | 0 | 6 | 0 | 43.1662 | 0.016602 | 1 | 0.5 | 0 | 8.2745 | 0 | 8.2745 | 220.2359 | 0 | 12.6065 | 0.0096973 | 1 | 0.5 | 0 | 4.1373 | 0 | 4.1373
2007-10-28 02:01 | 10 | 28 | 2 | 301 | 7202 | 32 | 248.3119 | 0 | Heating | 248.3119 | 4 | 198.6495 | 198.6495 | 0 | 6 | 0 | 0 | 4 | 0 | 0 | 0 | 6 | 0 | 39.7299 | 0.015281 | 1 | 0.5 | 0 | 8.2745 | 0 | 8.2745 | 202.7036 | 0 | 11.603 | 0.0089253 | 1 | 0.5 | 0 | 4.1373 | 0 | 4.1373
2007-10-28 03:01 | 10 | 28 | 3 | 301 | 7203 | 32 | 231.3729 | 0 | Heating | 231.3729 | 4 | 185.0984 | 185.0984 | 0 | 6 | 0 | 0 | 4 | 0 | 0 | 0 | 6 | 0 | 37.0197 | 0.014238 | 1 | 0.5 | 0 | 8.2745 | 0 | 8.2745 | 188.8759 | 0 | 10.8114 | 0.0083165 | 1 | 0.5 | 0 | 4.1373 | 0 | 4.1373
2007-10-28 04:01 | 10 | 28 | 4 | 301 | 7204 | 30.92 | 231.9671 | 0 | Heating | 231.9671 | 4 | 185.5736 | 185.5736 | 0 | 6 | 0 | 0 | 4 | 0 | 0 | 0 | 6 | 0 | 37.1147 | 0.014275 | 1 | 0.5 | 0 | 8.2745 | 0 | 8.2745 | 189.3609 | 0 | 10.8392 | 0.0083378 | 1 | 0.5 | 0 | 4.1373 | 0 | 4.1373
2007-10-28 05:01 | 10 | 28 | 5 | 301 | 7205 | 30.92 | 299.6933 | 0 | Heating | 299.6933 | 4 | 239.7546 | 239.7546 | 0 | 6 | 0 | 0 | 4 | 0 | 0 | 0 | 6 | 0 | 47.9509 | 0.018443 | 1 | 0.5 | 0 | 8.2745 | 0 | 8.2745 | 244.6476 | 0 | 14.0039 | 0.010772 | 1 | 0.5 | 0 | 4.1373 | 0 | 4.1373
2007-10-28 06:01 | 10 | 28 | 6 | 301 | 7206 | 32 | 1468.721 | 0 | Heating | 1468.721 | 4 | 1174.9768 | 1174.9768 | 0 | 6 | 0 | 0 | 4 | 0 | 0 | 0 | 6 | 0 | 234.9954 | 0.090383 | 1 | 0.5 | 0 | 8.2745 | 0 | 8.2745 | 1198.9559 | 0 | 68.6294 | 0.052792 | 1 | 0.5 | 0 | 4.1373 | 0 | 4.1373
2007-10-28 07:01 | 10 | 28 | 7 | 301 | 7207 | 32 | 1432.6917 | 0 | Heating | 1432.6917 | 4 | 1146.1534 | 1146.1534 | 0 | 6 | 0 | 0 | 4 | 0 | 0 | 0 | 6 | 0 | 229.2307 | 0.088166 | 1 | 0.5 | 0 | 8.2745 | 0 | 8.2745 | 1169.5442 | 0 | 66.9459 | 0.051497 | 1 | 0.5 | 0 | 4.1373 | 0 | 4.1373
2007-10-28 08:01 | 10 | 28 | 8 | 301 | 7208 | 32 | 1294.5495 | 0 | Heating | 1294.5495 | 4 | 1035.6396 | 1035.6396 | 0 | 6 | 0 | 0 | 4 | 0 | 0 | 0 | 6 | 0 | 207.1279 | 0.079665 | 1 | 0.5 | 0 | 8.2745 | 0 | 8.2745 | 1056.7751 | 0 | 60.4908 | 0.046531 | 1 | 0.5 | 0 | 4.1373 | 0 | 4.1373
2007-10-28 09:01 | 10 | 28 | 9 | 301 | 7209 | 35.06 | 912.121 | 0 | Heating | 912.121 | 4 | 729.6968 | 729.6968 | 0 | 6 | 0 | 0 | 4 | 0 | 0 | 0 | 6 | 0 | 145.9394 | 0.056131 | 1 | 0.5 | 0 | 8.2745 | 0 | 8.2745 | 744.5886 | 0 | 42.621 | 0.032785 | 1 | 0.5 | 0 | 4.1373 | 0 | 4.1373
2007-10-28 10:01 | 10 | 28 | 10 | 301 | 7210 | 35.06 | 671.6897 | 0 | Heating | 671.6897 | 4 | 537.3518 | 537.3518 | 0 | 6 | 0 | 0 | 4 | 0 | 0 | 0 | 6 | 0 | 107.4704 | 0.041335 | 1 | 0.5 | 0 | 8.2745 | 0 | 8.2745 | 548.3182 | 0 | 31.3863 | 0.024143 | 1 | 0.5 | 0 | 4.1373 | 0 | 4.1373
2007-10-28 11:01 | 10 | 28 | 11 | 301 | 7211 | 35.06 | 535.5391 | 0 | Heating | 535.5391 | 4 | 428.4313 | 428.4313 | 0 | 6 | 0 | 0 | 4 | 0 | 0 | 0 | 6 | 0 | 85.6863 | 0.032956 | 1 | 0.5 | 0 | 8.2745 | 0 | 8.2745 | 437.1748 | 0 | 25.0243 | 0.019249 | 1 | 0.5 | 0 | 4.1373 | 0 | 4.1373
2007-10-28 12:01 | 10 | 28 | 12 | 301 | 7212 | 33.08 | 410.2686 | 0 | Heating | 410.2686 | 4 | 328.2149 | 328.2149 | 0 | 6 | 0 | 0 | 4 | 0 | 0 | 0 | 6 | 0 | 65.643 | 0.025247 | 1 | 0.5 | 0 | 8.2745 | 0 | 8.2745 | 334.9131 | 0 | 19.1708 | 0.014747 | 1 | 0.5 | 0 | 4.1373 | 0 | 4.1373
2007-10-28 13:01 | 10 | 28 | 13 | 301 | 7213 | 33.08 | 321.9692 | 0 | Heating | 321.9692 | 4 | 257.5753 | 257.5753 | 0 | 6 | 0 | 0 | 4 | 0 | 0 | 0 | 6 | 0 | 51.5151 | 0.019813 | 1 | 0.5 | 0 | 8.2745 | 0 | 8.2745 | 262.832 | 0 | 15.0448 | 0.011573 | 1 | 0.5 | 0 | 4.1373 | 0 | 4.1373
2007-10-28 14:01 | 10 | 28 | 14 | 301 | 7214 | 33.08 | 283.192 | 0 | Heating | 283.192 | 4 | 226.5536 | 226.5536 | 0 | 6 | 0 | 0 | 4 | 0 | 0 | 0 | 6 | 0 | 45.3107 | 0.017427 | 1 | 0.5 | 0 | 8.2745 | 0 | 8.2745 | 231.1771 | 0 | 13.2328 | 0.010179 | 1 | 0.5 | 0 | 4.1373 | 0 | 4.1373
2007-10-28 15:01 | 10 | 28 | 15 | 301 | 7215 | 33.08 | 239.0075 | 0 | Heating | 239.0075 | 4 | 191.206 | 191.206 | 0 | 6 | 0 | 0 | 4 | 0 | 0 | 0 | 6 | 0 | 38.2412 | 0.014708 | 1 | 0.5 | 0 | 8.2745 | 0 | 8.2745 | 195.1082 | 0 | 11.1682 | 0.0085909 | 1 | 0.5 | 0 | 4.1373 | 0 | 4.1373
2007-10-28 16:01 | 10 | 28 | 16 | 301 | 7216 | 33.08 | 220.6868 | 0 | Heating | 220.6868 | 4 | 176.5494 | 176.5494 | 0 | 6 | 0 | 0 | 4 | 0 | 0 | 0 | 6 | 0 | 35.3099 | 0.013581 | 1 | 0.5 | 0 | 8.2745 | 0 | 8.2745 | 180.1525 | 0 | 10.3121 | 0.0079324 | 1 | 0.5 | 0 | 4.1373 | 0 | 4.1373
2007-10-28 17:01 | 10 | 28 | 17 | 301 | 7217 | 32 | 296.5141 | 0 | Heating | 296.5141 | 4 | 237.2112 | 237.2112 | 0 | 6 | 0 | 0 | 4 | 0 | 0 | 0 | 6 | 0 | 47.4422 | 0.018247 | 1 | 0.5 | 0 | 8.2745 | 0 | 8.2745 | 242.0523 | 0 | 13.8553 | 0.010658 | 1 | 0.5 | 0 | 4.1373 | 0 | 4.1373
2007-10-28 18:01 | 10 | 28 | 18 | 301 | 7218 | 33.08 | 448.6101 | 0 | Heating | 448.6101 | 4 | 358.8881 | 358.8881 | 0 | 6 | 0 | 0 | 4 | 0 | 0 | 0 | 6 | 0 | 71.7776 | 0.027607 | 1 | 0.5 | 0 | 8.2745 | 0 | 8.2745 | 366.2123 | 0 | 20.9624 | 0.016125 | 1 | 0.5 | 0 | 4.1373 | 0 | 4.1373
2007-10-28 19:01 | 10 | 28 | 19 | 301 | 7219 | 33.98 | 599.0079 | 0 | Heating | 599.0079 | 4 | 479.2063 | 479.2063 | 0 | 6 | 0 | 0 | 4 | 0 | 0 | 0 | 6 | 0 | 95.8413 | 0.036862 | 1 | 0.5 | 0 | 8.2745 | 0 | 8.2745 | 488.986 | 0 | 27.99 | 0.021531 | 1 | 0.5 | 0 | 4.1373 | 0 | 4.1373
2007-10-28 20:01 | 10 | 28 | 20 | 301 | 7220 | 33.98 | 681.7433 | 0 | Heating | 681.7433 | 4 | 545.3946 | 545.3946 | 0 | 6 | 0 | 0 | 4 | 0 | 0 | 0 | 6 | 0 | 109.0789 | 0.041953 | 1 | 0.5 | 0 | 8.2745 | 0 | 8.2745 | 556.5251 | 0 | 31.856 | 0.024505 | 1 | 0.5 | 0 | 4.1373 | 0 | 4.1373
2007-10-28 21:01 | 10 | 28 | 21 | 301 | 7221 | 33.08 | 509.1466 | 0 | Heating | 509.1466 | 4 | 407.3173 | 407.3173 | 0 | 6 | 0 | 0 | 4 | 0 | 0 | 0 | 6 | 0 | 81.4635 | 0.031332 | 1 | 0.5 | 0 | 8.2745 | 0 | 8.2745 | 415.6299 | 0 | 23.7911 | 0.018301 | 1 | 0.5 | 0 | 4.1373 | 0 | 4.1373
2007-10-28 22:01 | 10 | 28 | 22 | 301 | 7222 | 33.08 | 611.1445 | 0 | Heating | 611.1445 | 4 | 488.9156 | 488.9156 | 0 | 6 | 0 | 0 | 4 | 0 | 0 | 0 | 6 | 0 | 97.7831 | 0.037609 | 1 | 0.5 | 0 | 8.2745 | 0 | 8.2745 | 498.8935 | 0 | 28.5572 | 0.021967 | 1 | 0.5 | 0 | 4.1373 | 0 | 4.1373
2007-10-28 23:01 | 10 | 28 | 23 | 301 | 7223 | 33.08 | 707.0937 | 0 | Heating | 707.0937 | 4 | 565.675 | 565.675 | 0 | 6 | 0 | 0 | 4 | 0 | 0 | 0 | 6 | 0 | 113.135 | 0.043513 | 1 | 0.5 | 0 | 8.2745 | 0 | 8.2745 | 577.2193 | 0 | 33.0406 | 0.025416 | 1 | 0.5 | 0 | 4.1373 | 0 | 4.1373
2007-10-29 00:01 | 10 | 29 | 0 | 302 | 7224 | 33.8 | 644.786 | 0 | Heating | 644.786 | 4 | 515.8288 | 515.8288 | 0 | 6 | 0 | 0 | 4 | 0 | 0 | 0 | 6 | 0 | 103.1658 | 0.039679 | 1 | 0.5 | 0 | 8.2745 | 0 | 8.2745 | 526.356 | 0 | 30.1291 | 0.023176 | 1 | 0.5 | 0 | 4.1373 | 0 | 4.1373
2007-10-29 01:01 | 10 | 29 | 1 | 302 | 7225 | 33.98 | 439.2516 | 0 | Heating | 439.2516 | 4 | 351.4013 | 351.4013 | 0 | 6 | 0 | 0 | 4 | 0 | 0 | 0 | 6 | 0 | 70.2803 | 0.027031 | 1 | 0.5 | 0 | 8.2745 | 0 | 8.2745 | 358.5727 | 0 | 20.5251 | 0.015789 | 1 | 0.5 | 0 | 4.1373 | 0 | 4.1373
2007-10-29 02:01 | 10 | 29 | 2 | 302 | 7226 | 33.98 | 433.2372 | 0 | Heating | 433.2372 | 4 | 346.5898 | 346.5898 | 0 | 6 | 0 | 0 | 4 | 0 | 0 | 0 | 6 | 0 | 69.318 | 0.026661 | 1 | 0.5 | 0 | 8.2745 | 0 | 8.2745 | 353.663 | 0 | 20.244 | 0.015572 | 1 | 0.5 | 0 | 4.1373 | 0 | 4.1373
2007-10-29 03:01 | 10 | 29 | 3 | 302 | 7227 | 33.98 | 438.8853 | 0 | Heating | 438.8853 | 4 | 351.1083 | 351.1083 | 0 | 6 | 0 | 0 | 4 | 0 | 0 | 0 | 6 | 0 | 70.2217 | 0.027008 | 1 | 0.5 | 0 | 8.2745 | 0 | 8.2745 | 358.2737 | 0 | 20.5079 | 0.015775 | 1 | 0.5 | 0 | 4.1373 | 0 | 4.1373
2007-10-29 04:01 | 10 | 29 | 4 | 302 | 7228 | 35.06 | 449.0787 | 0 | Heating | 449.0787 | 4 | 359.263 | 359.263 | 0 | 6 | 0 | 0 | 4 | 0 | 0 | 0 | 6 | 0 | 71.8526 | 0.027636 | 1 | 0.5 | 0 | 8.2745 | 0 | 8.2745 | 366.5949 | 0 | 20.9843 | 0.016142 | 1 | 0.5 | 0 | 4.1373 | 0 | 4.1373
2007-10-29 05:01 | 10 | 29 | 5 | 302 | 7229 | 35.06 | 541.97 | 0 | Heating | 541.97 | 4 | 433.576 | 433.576 | 0 | 6 | 0 | 0 | 4 | 0 | 0 | 0 | 6 | 0 | 86.7152 | 0.033352 | 1 | 0.5 | 0 | 8.2745 | 0 | 8.2745 | 442.4245 | 0 | 25.3248 | 0.019481 | 1 | 0.5 | 0 | 4.1373 | 0 | 4.1373
2007-10-29 06:01 | 10 | 29 | 6 | 302 | 7230 | 35.06 | 2090.6504 | 0 | Heating | 2090.6504 | 4 | 1672.5203 | 1672.5203 | 0 | 6 | 0 | 0 | 4 | 0 | 0 | 0 | 6 | 0 | 334.5041 | 0.12866 | 1 | 0.5 | 0 | 8.2745 | 0 | 8.2745 | 1706.6534 | 0 | 97.6905 | 0.075147 | 1 | 0.5 | 0 | 4.1373 | 0 | 4.1373
2007-10-29 07:01 | 10 | 29 | 7 | 302 | 7231 | 37.94 | 1969.4022 | 0 | Heating | 1969.4022 | 4 | 1575.5218 | 1575.5218 | 0 | 6 | 0 | 0 | 4 | 0 | 0 | 0 | 6 | 0 | 315.1044 | 0.12119 | 1 | 0.5 | 0 | 8.2745 | 0 | 8.2745 | 1607.6753 | 0 | 92.0249 | 0.070788 | 1 | 0.5 | 0 | 4.1373 | 0 | 4.1373
2007-10-29 08:01 | 10 | 29 | 8 | 302 | 7232 | 37.94 | 1754.1386 | 0 | Heating | 1754.1386 | 4 | 1403.3109 | 1403.3109 | 0 | 6 | 0 | 0 | 4 | 0 | 0 | 0 | 6 | 0 | 280.6622 | 0.10795 | 1 | 0.5 | 0 | 8.2745 | 0 | 8.2745 | 1431.9499 | 0 | 81.9662 | 0.063051 | 1 | 0.5 | 0 | 4.1373 | 0 | 4.1373
2007-10-29 09:01 | 10 | 29 | 9 | 302 | 7233 | 39.02 | 1329.836 | 0 | Heating | 1329.836 | 4 | 1063.8688 | 1063.8688 | 0 | 6 | 0 | 0 | 4 | 0 | 0 | 0 | 6 | 0 | 212.7738 | 0.081836 | 1 | 0.5 | 0 | 8.2745 | 0 | 8.2745 | 1085.5804 | 0 | 62.1397 | 0.0478 | 1 | 0.5 | 0 | 4.1373 | 0 | 4.1373
2007-10-29 10:01 | 10 | 29 | 10 | 302 | 7234 | 41 | 976.4084 | 0 | Heating | 976.4084 | 4 | 781.1267 | 781.1267 | 0 | 6 | 0 | 0 | 4 | 0 | 0 | 0 | 6 | 0 | 156.2253 | 0.060087 | 1 | 0.5 | 0 | 8.2745 | 0 | 8.2745 | 797.068 | 0 | 45.625 | 0.035096 | 1 | 0.5 | 0 | 4.1373 | 0 | 4.1373
2007-10-29 11:01 | 10 | 29 | 11 | 302 | 7235 | 41 | 527.6806 | 0 | Heating | 527.6806 | 4 | 422.1445 | 422.1445 | 0 | 6 | 0 | 0 | 4 | 0 | 0 | 0 | 6 | 0 | 84.4289 | 0.032473 | 1 | 0.5 | 0 | 8.2745 | 0 | 8.2745 | 430.7597 | 0 | 24.6571 | 0.018967 | 1 | 0.5 | 0 | 4.1373 | 0 | 4.1373
2007-10-29 12:01 | 10 | 29 | 12 | 302 | 7236 | 42.08 | 176.4417 | 0 | Heating | 176.4417 | 4 | 141.1534 | 141.1534 | 0 | 6 | 0 | 0 | 4 | 0 | 0 | 0 | 6 | 0 | 28.2307 | 0.010858 | 1 | 0.5 | 0 | 8.2745 | 0 | 8.2745 | 144.034 | 0 | 8.2446 | 0.006342 | 1 | 0.5 | 0 | 4.1373 | 0 | 4.1373
2007-10-29 13:01 | 10 | 29 | 13 | 302 | 7237 | 44.06 | 0 | 67.223 | Cooling | 0 | 4 | 0 | 0 | 0 | 6 | 0 | 67.223 | 4 | 84.0287 | 84.0287 | 0 | 6 | 0 | 8.4029 | 0.0032319 | 1 | 0.5 | 0 | 8.2745 | 0 | 8.2745 | 0 | 82.3481 | 10.2935 | 0.0079181 | 1 | 0.5 | 0 | 4.1373 | 0 | 4.1373
2007-10-29 14:01 | 10 | 29 | 14 | 302 | 7238 | 44.96 | 0 | 565.8833 | Cooling | 0 | 4 | 0 | 0 | 0 | 6 | 0 | 565.8833 | 4 | 707.3542 | 707.3542 | 0 | 6 | 0 | 70.7354 | 0.027206 | 1 | 0.5 | 0 | 8.2745 | 0 | 8.2745 | 0 | 693.2071 | 86.6509 | 0.066655 | 1 | 0.5 | 0 | 4.1373 | 0 | 4.1373
2007-10-29 15:01 | 10 | 29 | 15 | 302 | 7239 | 46.04 | 0 | 909.9276 | Cooling | 0 | 4 | 0 | 0 | 0 | 6 | 0 | 909.9276 | 4 | 1137.4095 | 1137.4095 | 0 | 6 | 0 | 113.741 | 0.043747 | 1 | 0.5 | 0 | 8.2745 | 0 | 8.2745 | 0 | 1114.6613 | 139.3327 | 0.10718 | 1 | 0.5 | 0 | 4.1373 | 0 | 4.1373
2007-10-29 16:01 | 10 | 29 | 16 | 302 | 7240 | 44.96 | 0 | 947.3971 | Cooling | 0 | 4 | 0 | 0 | 0 | 6 | 0 | 947.3971 | 4 | 1184.2463 | 1184.2463 | 0 | 6 | 0 | 118.4246 | 0.045548 | 1 | 0.5 | 0 | 8.2745 | 0 | 8.2745 | 0 | 1160.5614 | 145.0702 | 0.11159 | 1 | 0.5 | 0 | 4.1373 | 0 | 4.1373
2007-10-29 17:01 | 10 | 29 | 17 | 302 | 7241 | 44.96 | 0 | 601.5085 | Cooling | 0 | 4 | 0 | 0 | 0 | 6 | 0 | 601.5085 | 4 | 751.8857 | 751.8857 | 0 | 6 | 0 | 75.1886 | 0.028919 | 1 | 0.5 | 0 | 8.2745 | 0 | 8.2745 | 0 | 736.848 | 92.106 | 0.070851 | 1 | 0.5 | 0 | 4.1373 | 0 | 4.1373
2007-10-29 18:01 | 10 | 29 | 18 | 302 | 7242 | 42.08 | 0 | 95.0196 | Cooling | 0 | 4 | 0 | 0 | 0 | 6 | 0 | 95.0196 | 4 | 118.7745 | 118.7745 | 0 | 6 | 0 | 11.8775 | 0.0045683 | 1 | 0.5 | 0 | 8.2745 | 0 | 8.2745 | 0 | 116.399 | 14.5499 | 0.011192 | 1 | 0.5 | 0 | 4.1373 | 0 | 4.1373
2007-10-29 19:01 | 10 | 29 | 19 | 302 | 7243 | 42.08 | 86.2539 | 0 | Heating | 86.2539 | 4 | 69.0031 | 69.0031 | 0 | 6 | 0 | 0 | 4 | 0 | 0 | 0 | 6 | 0 | 13.8006 | 0.0053079 | 1 | 0.5 | 0 | 8.2745 | 0 | 8.2745 | 70.4113 | 0 | 4.0304 | 0.0031003 | 1 | 0.5 | 0 | 4.1373 | 0 | 4.1373
2007-10-29 20:01 | 10 | 29 | 20 | 302 | 7244 | 42.08 | 200.8174 | 0 | Heating | 200.8174 | 4 | 160.6539 | 160.6539 | 0 | 6 | 0 | 0 | 4 | 0 | 0 | 0 | 6 | 0 | 32.1308 | 0.012358 | 1 | 0.5 | 0 | 8.2745 | 0 | 8.2745 | 163.9325 | 0 | 9.3837 | 0.0072182 | 1 | 0.5 | 0 | 4.1373 | 0 | 4.1373
2007-10-29 21:01 | 10 | 29 | 21 | 302 | 7245 | 41 | 199.1927 | 0 | Heating | 199.1927 | 4 | 159.3542 | 159.3542 | 0 | 6 | 0 | 0 | 4 | 0 | 0 | 0 | 6 | 0 | 31.8708 | 0.012258 | 1 | 0.5 | 0 | 8.2745 | 0 | 8.2745 | 162.6063 | 0 | 9.3077 | 0.0071598 | 1 | 0.5 | 0 | 4.1373 | 0 | 4.1373
2007-10-29 22:01 | 10 | 29 | 22 | 302 | 7246 | 39.92 | 196.9848 | 0 | Heating | 196.9848 | 4 | 157.5878 | 157.5878 | 0 | 6 | 0 | 0 | 4 | 0 | 0 | 0 | 6 | 0 | 31.5176 | 0.012122 | 1 | 0.5 | 0 | 8.2745 | 0 | 8.2745 | 160.8039 | 0 | 9.2046 | 0.0070804 | 1 | 0.5 | 0 | 4.1373 | 0 | 4.1373
2007-10-29 23:01 | 10 | 29 | 23 | 302 | 7247 | 39.92 | 169.1779 | 0 | Heating | 169.1779 | 4 | 135.3423 | 135.3423 | 0 | 6 | 0 | 0 | 4 | 0 | 0 | 0 | 6 | 0 | 27.0685 | 0.010411 | 1 | 0.5 | 0 | 8.2745 | 0 | 8.2745 | 138.1044 | 0 | 7.9052 | 0.0060809 | 1 | 0.5 | 0 | 4.1373 | 0 | 4.1373
2007-10-30 00:01 | 10 | 30 | 0 | 303 | 7248 | 39.02 | 96.8986 | 0 | Heating | 96.8986 | 4 | 77.5188 | 77.5188 | 0 | 6 | 0 | 0 | 4 | 0 | 0 | 0 | 6 | 0 | 15.5038 | 0.005963 | 1 | 0.5 | 0 | 8.2745 | 0 | 8.2745 | 79.1009 | 0 | 4.5278 | 0.0034829 | 1 | 0.5 | 0 | 4.1373 | 0 | 4.1373
2007-10-30 01:01 | 10 | 30 | 1 | 303 | 7249 | 39.02 | 0.90241 | 0 | Heating | 0.90241 | 4 | 0.72193 | 0.72193 | 0 | 6 | 0 | 0 | 4 | 0 | 0 | 0 | 6 | 0 | 0.14439 | 5.5533e-05 | 1 | 0.5 | 0 | 8.2745 | 0 | 8.2745 | 0.73666 | 0 | 0.042167 | 3.2436e-05 | 1 | 0.5 | 0 | 4.1373 | 0 | 4.1373
2007-10-30 02:01 | 10 | 30 | 2 | 303 | 7250 | 39.02 | 4.3638 | 0 | Heating | 4.3638 | 4 | 3.491 | 3.491 | 0 | 6 | 0 | 0 | 4 | 0 | 0 | 0 | 6 | 0 | 0.69821 | 0.00026854 | 1 | 0.5 | 0 | 8.2745 | 0 | 8.2745 | 3.5623 | 0 | 0.20391 | 0.00015685 | 1 | 0.5 | 0 | 4.1373 | 0 | 4.1373
2007-10-30 03:01 | 10 | 30 | 3 | 303 | 7251 | 37.94 | 11.2124 | 0 | Heating | 11.2124 | 4 | 8.9699 | 8.9699 | 0 | 6 | 0 | 0 | 4 | 0 | 0 | 0 | 6 | 0 | 1.794 | 0.00068999 | 1 | 0.5 | 0 | 8.2745 | 0 | 8.2745 | 9.153 | 0 | 0.52392 | 0.00040302 | 1 | 0.5 | 0 | 4.1373 | 0 | 4.1373
2007-10-30 04:01 | 10 | 30 | 4 | 303 | 7252 | 37.04 | 36.9597 | 0 | Heating | 36.9597 | 4 | 29.5678 | 29.5678 | 0 | 6 | 0 | 0 | 4 | 0 | 0 | 0 | 6 | 0 | 5.9136 | 0.0022744 | 1 | 0.5 | 0 | 8.2745 | 0 | 8.2745 | 30.1712 | 0 | 1.727 | 0.0013285 | 1 | 0.5 | 0 | 4.1373 | 0 | 4.1373
2007-10-30 05:01 | 10 | 30 | 5 | 303 | 7253 | 37.04 | 111.54 | 0 | Heating | 111.54 | 4 | 89.232 | 89.232 | 0 | 6 | 0 | 0 | 4 | 0 | 0 | 0 | 6 | 0 | 17.8464 | 0.006864 | 1 | 0.5 | 0 | 8.2745 | 0 | 8.2745 | 91.0531 | 0 | 5.212 | 0.0040092 | 1 | 0.5 | 0 | 4.1373 | 0 | 4.1373
2007-10-30 06:01 | 10 | 30 | 6 | 303 | 7254 | 37.04 | 831.4401 | 0 | Heating | 831.4401 | 4 | 665.1521 | 665.1521 | 0 | 6 | 0 | 0 | 4 | 0 | 0 | 0 | 6 | 0 | 133.0304 | 0.051166 | 1 | 0.5 | 0 | 8.2745 | 0 | 8.2745 | 678.7266 | 0 | 38.851 | 0.029885 | 1 | 0.5 | 0 | 4.1373 | 0 | 4.1373
2007-10-30 07:01 | 10 | 30 | 7 | 303 | 7255 | 37.94 | 1017.1693 | 0 | Heating | 1017.1693 | 4 | 813.7355 | 813.7355 | 0 | 6 | 0 | 0 | 4 | 0 | 0 | 0 | 6 | 0 | 162.7471 | 0.062595 | 1 | 0.5 | 0 | 8.2745 | 0 | 8.2745 | 830.3423 | 0 | 47.5296 | 0.036561 | 1 | 0.5 | 0 | 4.1373 | 0 | 4.1373
2007-10-30 08:01 | 10 | 30 | 8 | 303 | 7256 | 37.94 | 1085.7343 | 0 | Heating | 1085.7343 | 4 | 868.5875 | 868.5875 | 0 | 6 | 0 | 0 | 4 | 0 | 0 | 0 | 6 | 0 | 173.7175 | 0.066814 | 1 | 0.5 | 0 | 8.2745 | 0 | 8.2745 | 886.3137 | 0 | 50.7335 | 0.039026 | 1 | 0.5 | 0 | 4.1373 | 0 | 4.1373
2007-10-30 09:01 | 10 | 30 | 9 | 303 | 7257 | 39.02 | 859.8682 | 0 | Heating | 859.8682 | 4 | 687.8945 | 687.8945 | 0 | 6 | 0 | 0 | 4 | 0 | 0 | 0 | 6 | 0 | 137.5789 | 0.052915 | 1 | 0.5 | 0 | 8.2745 | 0 | 8.2745 | 701.9332 | 0 | 40.1793 | 0.030907 | 1 | 0.5 | 0 | 4.1373 | 0 | 4.1373
2007-10-30 10:01 | 10 | 30 | 10 | 303 | 7258 | 39.92 | 656.5963 | 0 | Heating | 656.5963 | 4 | 525.2771 | 525.2771 | 0 | 6 | 0 | 0 | 4 | 0 | 0 | 0 | 6 | 0 | 105.0554 | 0.040406 | 1 | 0.5 | 0 | 8.2745 | 0 | 8.2745 | 535.997 | 0 | 30.681 | 0.023601 | 1 | 0.5 | 0 | 4.1373 | 0 | 4.1373
2007-10-30 11:01 | 10 | 30 | 11 | 303 | 7259 | 39.92 | 448.9918 | 0 | Heating | 448.9918 | 4 | 359.1934 | 359.1934 | 0 | 6 | 0 | 0 | 4 | 0 | 0 | 0 | 6 | 0 | 71.8387 | 0.02763 | 1 | 0.5 | 0 | 8.2745 | 0 | 8.2745 | 366.5239 | 0 | 20.9802 | 0.016139 | 1 | 0.5 | 0 | 4.1373 | 0 | 4.1373
2007-10-30 12:01 | 10 | 30 | 12 | 303 | 7260 | 46.04 | 262.924 | 0 | Heating | 262.924 | 4 | 210.3392 | 210.3392 | 0 | 6 | 0 | 0 | 4 | 0 | 0 | 0 | 6 | 0 | 42.0678 | 0.01618 | 1 | 0.5 | 0 | 8.2745 | 0 | 8.2745 | 214.6318 | 0 | 12.2857 | 0.0094506 | 1 | 0.5 | 0 | 4.1373 | 0 | 4.1373
2007-10-30 13:01 | 10 | 30 | 13 | 303 | 7261 | 48.02 | 93.4925 | 0 | Heating | 93.4925 | 4 | 74.794 | 74.794 | 0 | 6 | 0 | 0 | 4 | 0 | 0 | 0 | 6 | 0 | 14.9588 | 0.0057534 | 1 | 0.5 | 0 | 8.2745 | 0 | 8.2745 | 76.3204 | 0 | 4.3687 | 0.0033605 | 1 | 0.5 | 0 | 4.1373 | 0 | 4.1373
2007-10-30 14:01 | 10 | 30 | 14 | 303 | 7262 | 48.02 | 19.1456 | 0 | Heating | 19.1456 | 4 | 15.3165 | 15.3165 | 0 | 6 | 0 | 0 | 4 | 0 | 0 | 0 | 6 | 0 | 3.0633 | 0.0011782 | 1 | 0.5 | 0 | 8.2745 | 0 | 8.2745 | 15.629 | 0 | 0.89462 | 0.00068817 | 1 | 0.5 | 0 | 4.1373 | 0 | 4.1373
2007-10-30 15:01 | 10 | 30 | 15 | 303 | 7263 | 51.98 | 50.259 | 0 | Heating | 50.259 | 4 | 40.2072 | 40.2072 | 0 | 6 | 0 | 0 | 4 | 0 | 0 | 0 | 6 | 0 | 8.0414 | 0.0030929 | 1 | 0.5 | 0 | 8.2745 | 0 | 8.2745 | 41.0277 | 0 | 2.3485 | 0.0018065 | 1 | 0.5 | 0 | 4.1373 | 0 | 4.1373
2007-10-30 16:01 | 10 | 30 | 16 | 303 | 7264 | 53.06 | 184.4651 | 0 | Heating | 184.4651 | 4 | 147.5721 | 147.5721 | 0 | 6 | 0 | 0 | 4 | 0 | 0 | 0 | 6 | 0 | 29.5144 | 0.011352 | 1 | 0.5 | 0 | 8.2745 | 0 | 8.2745 | 150.5838 | 0 | 8.6196 | 0.0066304 | 1 | 0.5 | 0 | 4.1373 | 0 | 4.1373
2007-10-30 17:01 | 10 | 30 | 17 | 303 | 7265 | 53.06 | 402.7052 | 0 | Heating | 402.7052 | 4 | 322.1642 | 322.1642 | 0 | 6 | 0 | 0 | 4 | 0 | 0 | 0 | 6 | 0 | 64.4328 | 0.024782 | 1 | 0.5 | 0 | 8.2745 | 0 | 8.2745 | 328.7389 | 0 | 18.8173 | 0.014475 | 1 | 0.5 | 0 | 4.1373 | 0 | 4.1373
2007-10-30 18:01 | 10 | 30 | 18 | 303 | 7266 | 46.94 | 722.7096 | 0 | Heating | 722.7096 | 4 | 578.1677 | 578.1677 | 0 | 6 | 0 | 0 | 4 | 0 | 0 | 0 | 6 | 0 | 115.6335 | 0.044474 | 1 | 0.5 | 0 | 8.2745 | 0 | 8.2745 | 589.967 | 0 | 33.7703 | 0.025977 | 1 | 0.5 | 0 | 4.1373 | 0 | 4.1373
2007-10-30 19:01 | 10 | 30 | 19 | 303 | 7267 | 46.04 | 1014.3254 | 0 | Heating | 1014.3254 | 4 | 811.4603 | 811.4603 | 0 | 6 | 0 | 0 | 4 | 0 | 0 | 0 | 6 | 0 | 162.2921 | 0.06242 | 1 | 0.5 | 0 | 8.2745 | 0 | 8.2745 | 828.0207 | 0 | 47.3967 | 0.036459 | 1 | 0.5 | 0 | 4.1373 | 0 | 4.1373
2007-10-30 20:01 | 10 | 30 | 20 | 303 | 7268 | 46.04 | 1236.9845 | 0 | Heating | 1236.9845 | 4 | 989.5876 | 989.5876 | 0 | 6 | 0 | 0 | 4 | 0 | 0 | 0 | 6 | 0 | 197.9175 | 0.076122 | 1 | 0.5 | 0 | 8.2745 | 0 | 8.2745 | 1009.7833 | 0 | 57.801 | 0.044462 | 1 | 0.5 | 0 | 4.1373 | 0 | 4.1373
2007-10-30 21:01 | 10 | 30 | 21 | 303 | 7269 | 42.98 | 807.4274 | 0 | Heating | 807.4274 | 4 | 645.9419 | 645.9419 | 0 | 6 | 0 | 0 | 4 | 0 | 0 | 0 | 6 | 0 | 129.1884 | 0.049688 | 1 | 0.5 | 0 | 8.2745 | 0 | 8.2745 | 659.1244 | 0 | 37.7289 | 0.029022 | 1 | 0.5 | 0 | 4.1373 | 0 | 4.1373
2007-10-30 22:01 | 10 | 30 | 22 | 303 | 7270 | 41 | 832.2235 | 0 | Heating | 832.2235 | 4 | 665.7788 | 665.7788 | 0 | 6 | 0 | 0 | 4 | 0 | 0 | 0 | 6 | 0 | 133.1558 | 0.051214 | 1 | 0.5 | 0 | 8.2745 | 0 | 8.2745 | 679.3661 | 0 | 38.8876 | 0.029914 | 1 | 0.5 | 0 | 4.1373 | 0 | 4.1373
2007-10-30 23:01 | 10 | 30 | 23 | 303 | 7271 | 41 | 891.7212 | 0 | Heating | 891.7212 | 4 | 713.377 | 713.377 | 0 | 6 | 0 | 0 | 4 | 0 | 0 | 0 | 6 | 0 | 142.6754 | 0.054875 | 1 | 0.5 | 0 | 8.2745 | 0 | 8.2745 | 727.9357 | 0 | 41.6678 | 0.032052 | 1 | 0.5 | 0 | 4.1373 | 0 | 4.1373
2007-10-31 00:01 | 10 | 31 | 0 | 304 | 7272 | 46.04 | 850.6232 | 0 | Heating | 850.6232 | 4 | 680.4985 | 680.4985 | 0 | 6 | 0 | 0 | 4 | 0 | 0 | 0 | 6 | 0 | 136.0997 | 0.052346 | 1 | 0.5 | 0 | 8.2745 | 0 | 8.2745 | 694.3863 | 0 | 39.7474 | 0.030575 | 1 | 0.5 | 0 | 4.1373 | 0 | 4.1373
2007-10-31 01:01 | 10 | 31 | 1 | 304 | 7273 | 55.04 | 830.9813 | 0 | Heating | 830.9813 | 4 | 664.7851 | 664.7851 | 0 | 6 | 0 | 0 | 4 | 0 | 0 | 0 | 6 | 0 | 132.957 | 0.051137 | 1 | 0.5 | 0 | 8.2745 | 0 | 8.2745 | 678.3521 | 0 | 38.8295 | 0.029869 | 1 | 0.5 | 0 | 4.1373 | 0 | 4.1373
2007-10-31 02:01 | 10 | 31 | 2 | 304 | 7274 | 55.04 | 679.5738 | 0 | Heating | 679.5738 | 4 | 543.6591 | 543.6591 | 0 | 6 | 0 | 0 | 4 | 0 | 0 | 0 | 6 | 0 | 108.7318 | 0.04182 | 1 | 0.5 | 0 | 8.2745 | 0 | 8.2745 | 554.7541 | 0 | 31.7547 | 0.024427 | 1 | 0.5 | 0 | 4.1373 | 0 | 4.1373
2007-10-31 03:01 | 10 | 31 | 3 | 304 | 7275 | 59 | 820.5214 | 0 | Heating | 820.5214 | 4 | 656.4172 | 656.4172 | 0 | 6 | 0 | 0 | 4 | 0 | 0 | 0 | 6 | 0 | 131.2834 | 0.050494 | 1 | 0.5 | 0 | 8.2745 | 0 | 8.2745 | 669.8134 | 0 | 38.3408 | 0.029493 | 1 | 0.5 | 0 | 4.1373 | 0 | 4.1373
2007-10-31 04:01 | 10 | 31 | 4 | 304 | 7276 | 53.96 | 876.9459 | 0 | Heating | 876.9459 | 4 | 701.5567 | 701.5567 | 0 | 6 | 0 | 0 | 4 | 0 | 0 | 0 | 6 | 0 | 140.3113 | 0.053966 | 1 | 0.5 | 0 | 8.2745 | 0 | 8.2745 | 715.8742 | 0 | 40.9773 | 0.031521 | 1 | 0.5 | 0 | 4.1373 | 0 | 4.1373
2007-10-31 05:01 | 10 | 31 | 5 | 304 | 7277 | 53.96 | 987.4746 | 0 | Heating | 987.4746 | 4 | 789.9797 | 789.9797 | 0 | 6 | 0 | 0 | 4 | 0 | 0 | 0 | 6 | 0 | 157.9959 | 0.060768 | 1 | 0.5 | 0 | 8.2745 | 0 | 8.2745 | 806.1017 | 0 | 46.1421 | 0.035494 | 1 | 0.5 | 0 | 4.1373 | 0 | 4.1373
2007-10-31 06:01 | 10 | 31 | 6 | 304 | 7278 | 53.96 | 1213.4502 | 0 | Heating | 1213.4502 | 4 | 970.7602 | 970.7602 | 0 | 6 | 0 | 0 | 4 | 0 | 0 | 0 | 6 | 0 | 194.152 | 0.074674 | 1 | 0.5 | 0 | 8.2745 | 0 | 8.2745 | 990.5716 | 0 | 56.7013 | 0.043616 | 1 | 0.5 | 0 | 4.1373 | 0 | 4.1373
2007-10-31 07:01 | 10 | 31 | 7 | 304 | 7279 | 53.96 | 3627.4205 | 0 | Heating | 3627.4205 | 4 | 2901.9364 | 2901.9364 | 0 | 6 | 0 | 0 | 4 | 0 | 0 | 0 | 6 | 0 | 580.3873 | 0.22323 | 1 | 0.5 | 0 | 8.2745 | 0 | 8.2745 | 2961.1596 | 0 | 169.4997 | 0.13038 | 1 | 0.5 | 0 | 4.1373 | 0 | 4.1373
2007-10-31 08:01 | 10 | 31 | 8 | 304 | 7280 | 53.96 | 2907.5183 | 0 | Heating | 2907.5183 | 4 | 2326.0147 | 2326.0147 | 0 | 6 | 0 | 0 | 4 | 0 | 0 | 0 | 6 | 0 | 465.2029 | 0.17892 | 1 | 0.5 | 0 | 8.2745 | 0 | 8.2745 | 2373.4843 | 0 | 135.8606 | 0.10451 | 1 | 0.5 | 0 | 4.1373 | 0 | 4.1373
2007-10-31 09:01 | 10 | 31 | 9 | 304 | 7281 | 57.92 | 2329.0227 | 0 | Heating | 2329.0227 | 4 | 1863.2182 | 1863.2182 | 0 | 6 | 0 | 0 | 4 | 0 | 0 | 0 | 6 | 0 | 372.6436 | 0.14332 | 1 | 0.5 | 0 | 8.2745 | 0 | 8.2745 | 1901.243 | 0 | 108.829 | 0.083715 | 1 | 0.5 | 0 | 4.1373 | 0 | 4.1373
2007-10-31 10:01 | 10 | 31 | 10 | 304 | 7282 | 57.02 | 1730.528 | 0 | Heating | 1730.528 | 4 | 1384.4224 | 1384.4224 | 0 | 6 | 0 | 0 | 4 | 0 | 0 | 0 | 6 | 0 | 276.8845 | 0.10649 | 1 | 0.5 | 0 | 8.2745 | 0 | 8.2745 | 1412.6759 | 0 | 80.863 | 0.062202 | 1 | 0.5 | 0 | 4.1373 | 0 | 4.1373
2007-10-31 11:01 | 10 | 31 | 11 | 304 | 7283 | 57.02 | 1248.9167 | 0 | Heating | 1248.9167 | 4 | 999.1333 | 999.1333 | 0 | 6 | 0 | 0 | 4 | 0 | 0 | 0 | 6 | 0 | 199.8267 | 0.076856 | 1 | 0.5 | 0 | 8.2745 | 0 | 8.2745 | 1019.5238 | 0 | 58.3585 | 0.044891 | 1 | 0.5 | 0 | 4.1373 | 0 | 4.1373
2007-10-31 12:01 | 10 | 31 | 12 | 304 | 7284 | 57.92 | 803.0712 | 0 | Heating | 803.0712 | 4 | 642.457 | 642.457 | 0 | 6 | 0 | 0 | 4 | 0 | 0 | 0 | 6 | 0 | 128.4914 | 0.04942 | 1 | 0.5 | 0 | 8.2745 | 0 | 8.2745 | 655.5683 | 0 | 37.5254 | 0.028866 | 1 | 0.5 | 0 | 4.1373 | 0 | 4.1373
2007-10-31 13:01 | 10 | 31 | 13 | 304 | 7285 | 57.92 | 580.469 | 0 | Heating | 580.469 | 4 | 464.3752 | 464.3752 | 0 | 6 | 0 | 0 | 4 | 0 | 0 | 0 | 6 | 0 | 92.875 | 0.035721 | 1 | 0.5 | 0 | 8.2745 | 0 | 8.2745 | 473.8522 | 0 | 27.1238 | 0.020864 | 1 | 0.5 | 0 | 4.1373 | 0 | 4.1373
2007-10-31 14:01 | 10 | 31 | 14 | 304 | 7286 | 57.92 | 381.141 | 0 | Heating | 381.141 | 4 | 304.9128 | 304.9128 | 0 | 6 | 0 | 0 | 4 | 0 | 0 | 0 | 6 | 0 | 60.9826 | 0.023455 | 1 | 0.5 | 0 | 8.2745 | 0 | 8.2745 | 311.1355 | 0 | 17.8097 | 0.0137 | 1 | 0.5 | 0 | 4.1373 | 0 | 4.1373
2007-10-31 15:01 | 10 | 31 | 15 | 304 | 7287 | 53.96 | 265.3284 | 0 | Heating | 265.3284 | 4 | 212.2627 | 212.2627 | 0 | 6 | 0 | 0 | 4 | 0 | 0 | 0 | 6 | 0 | 42.4525 | 0.016328 | 1 | 0.5 | 0 | 8.2745 | 0 | 8.2745 | 216.5946 | 0 | 12.3981 | 0.009537 | 1 | 0.5 | 0 | 4.1373 | 0 | 4.1373
2007-10-31 16:01 | 10 | 31 | 16 | 304 | 7288 | 51.98 | 282.7854 | 0 | Heating | 282.7854 | 4 | 226.2283 | 226.2283 | 0 | 6 | 0 | 0 | 4 | 0 | 0 | 0 | 6 | 0 | 45.2457 | 0.017402 | 1 | 0.5 | 0 | 8.2745 | 0 | 8.2745 | 230.8452 | 0 | 13.2138 | 0.010164 | 1 | 0.5 | 0 | 4.1373 | 0 | 4.1373
2007-10-31 17:01 | 10 | 31 | 17 | 304 | 7289 | 51.98 | 509.2413 | 0 | Heating | 509.2413 | 4 | 407.3931 | 407.3931 | 0 | 6 | 0 | 0 | 4 | 0 | 0 | 0 | 6 | 0 | 81.4786 | 0.031338 | 1 | 0.5 | 0 | 8.2745 | 0 | 8.2745 | 415.7072 | 0 | 23.7955 | 0.018304 | 1 | 0.5 | 0 | 4.1373 | 0 | 4.1373
2007-10-31 18:01 | 10 | 31 | 18 | 304 | 7290 | 51.08 | 807.1632 | 0 | Heating | 807.1632 | 4 | 645.7306 | 645.7306 | 0 | 6 | 0 | 0 | 4 | 0 | 0 | 0 | 6 | 0 | 129.1461 | 0.049672 | 1 | 0.5 | 0 | 8.2745 | 0 | 8.2745 | 658.9087 | 0 | 37.7166 | 0.029013 | 1 | 0.5 | 0 | 4.1373 | 0 | 4.1373
2007-10-31 19:01 | 10 | 31 | 19 | 304 | 7291 | 44.96 | 1001.7875 | 0 | Heating | 1001.7875 | 4 | 801.43 | 801.43 | 0 | 6 | 0 | 0 | 4 | 0 | 0 | 0 | 6 | 0 | 160.286 | 0.061648 | 1 | 0.5 | 0 | 8.2745 | 0 | 8.2745 | 817.7857 | 0 | 46.8109 | 0.036008 | 1 | 0.5 | 0 | 4.1373 | 0 | 4.1373
2007-10-31 20:01 | 10 | 31 | 20 | 304 | 7292 | 44.06 | 1081.3438 | 0 | Heating | 1081.3438 | 4 | 865.075 | 865.075 | 0 | 6 | 0 | 0 | 4 | 0 | 0 | 0 | 6 | 0 | 173.015 | 0.066544 | 1 | 0.5 | 0 | 8.2745 | 0 | 8.2745 | 882.7296 | 0 | 50.5283 | 0.038868 | 1 | 0.5 | 0 | 4.1373 | 0 | 4.1373
2007-10-31 21:01 | 10 | 31 | 21 | 304 | 7293 | 43.16 | 1125.8328 | 0 | Heating | 1125.8328 | 4 | 900.6662 | 900.6662 | 0 | 6 | 0 | 0 | 4 | 0 | 0 | 0 | 6 | 0 | 180.1332 | 0.069282 | 1 | 0.5 | 0 | 8.2745 | 0 | 8.2745 | 919.0472 | 0 | 52.6072 | 0.040467 | 1 | 0.5 | 0 | 4.1373 | 0 | 4.1373
2007-10-31 22:01 | 10 | 31 | 22 | 304 | 7294 | 42.98 | 667.141 | 0 | Heating | 667.141 | 4 | 533.7128 | 533.7128 | 0 | 6 | 0 | 0 | 4 | 0 | 0 | 0 | 6 | 0 | 106.7426 | 0.041055 | 1 | 0.5 | 0 | 8.2745 | 0 | 8.2745 | 544.6049 | 0 | 31.1737 | 0.02398 | 1 | 0.5 | 0 | 4.1373 | 0 | 4.1373
2007-10-31 23:01 | 10 | 31 | 23 | 304 | 7295 | 42.8 | 638.8272 | 0 | Heating | 638.8272 | 4 | 511.0617 | 511.0617 | 0 | 6 | 0 | 0 | 4 | 0 | 0 | 0 | 6 | 0 | 102.2123 | 0.039312 | 1 | 0.5 | 0 | 8.2745 | 0 | 8.2745 | 521.4916 | 0 | 29.8507 | 0.022962 | 1 | 0.5 | 0 | 4.1373 | 0 | 4.1373
2007-11-01 00:01 | 11 | 1 | 0 | 305 | 7296 | 41.9 | 556.5669 | 0 | Heating | 556.5669 | 4 | 445.2536 | 445.2536 | 0 | 6 | 0 | 0 | 4 | 0 | 0 | 0 | 6 | 0 | 89.0507 | 0.03425 | 1 | 0.5 | 0 | 8.2745 | 0 | 8.2745 | 454.3404 | 0 | 26.0069 | 0.020005 | 1 | 0.5 | 0 | 4.1373 | 0 | 4.1373
2007-11-01 01:01 | 11 | 1 | 1 | 305 | 7297 | 41 | 334.7272 | 0 | Heating | 334.7272 | 4 | 267.7818 | 267.7818 | 0 | 6 | 0 | 0 | 4 | 0 | 0 | 0 | 6 | 0 | 53.5564 | 0.020599 | 1 | 0.5 | 0 | 8.2745 | 0 | 8.2745 | 273.2467 | 0 | 15.6409 | 0.012031 | 1 | 0.5 | 0 | 4.1373 | 0 | 4.1373
2007-11-01 02:01 | 11 | 1 | 2 | 305 | 7298 | 39.92 | 314.5681 | 0 | Heating | 314.5681 | 4 | 251.6545 | 251.6545 | 0 | 6 | 0 | 0 | 4 | 0 | 0 | 0 | 6 | 0 | 50.3309 | 0.019358 | 1 | 0.5 | 0 | 8.2745 | 0 | 8.2745 | 256.7903 | 0 | 14.6989 | 0.011307 | 1 | 0.5 | 0 | 4.1373 | 0 | 4.1373
2007-11-01 03:01 | 11 | 1 | 3 | 305 | 7299 | 38.48 | 299.614 | 0 | Heating | 299.614 | 4 | 239.6912 | 239.6912 | 0 | 6 | 0 | 0 | 4 | 0 | 0 | 0 | 6 | 0 | 47.9382 | 0.018438 | 1 | 0.5 | 0 | 8.2745 | 0 | 8.2745 | 244.5829 | 0 | 14.0002 | 0.010769 | 1 | 0.5 | 0 | 4.1373 | 0 | 4.1373
2007-11-01 04:01 | 11 | 1 | 4 | 305 | 7300 | 37.4 | 299.4794 | 0 | Heating | 299.4794 | 4 | 239.5835 | 239.5835 | 0 | 6 | 0 | 0 | 4 | 0 | 0 | 0 | 6 | 0 | 47.9167 | 0.01843 | 1 | 0.5 | 0 | 8.2745 | 0 | 8.2745 | 244.473 | 0 | 13.9939 | 0.010765 | 1 | 0.5 | 0 | 4.1373 | 0 | 4.1373
2007-11-01 05:01 | 11 | 1 | 5 | 305 | 7301 | 36.68 | 316.98 | 0 | Heating | 316.98 | 4 | 253.584 | 253.584 | 0 | 6 | 0 | 0 | 4 | 0 | 0 | 0 | 6 | 0 | 50.7168 | 0.019506 | 1 | 0.5 | 0 | 8.2745 | 0 | 8.2745 | 258.7592 | 0 | 14.8116 | 0.011394 | 1 | 0.5 | 0 | 4.1373 | 0 | 4.1373
2007-11-01 06:01 | 11 | 1 | 6 | 305 | 7302 | 37.76 | 524.169 | 0 | Heating | 524.169 | 4 | 419.3352 | 419.3352 | 0 | 6 | 0 | 0 | 4 | 0 | 0 | 0 | 6 | 0 | 83.867 | 0.032257 | 1 | 0.5 | 0 | 8.2745 | 0 | 8.2745 | 427.8931 | 0 | 24.493 | 0.018841 | 1 | 0.5 | 0 | 4.1373 | 0 | 4.1373
2007-11-01 07:01 | 11 | 1 | 7 | 305 | 7303 | 35.96 | 2136.1217 | 0 | Heating | 2136.1217 | 4 | 1708.8974 | 1708.8974 | 0 | 6 | 0 | 0 | 4 | 0 | 0 | 0 | 6 | 0 | 341.7795 | 0.13145 | 1 | 0.5 | 0 | 8.2745 | 0 | 8.2745 | 1743.7729 | 0 | 99.8153 | 0.076781 | 1 | 0.5 | 0 | 4.1373 | 0 | 4.1373
2007-11-01 08:01 | 11 | 1 | 8 | 305 | 7304 | 35.96 | 1741.8717 | 0 | Heating | 1741.8717 | 4 | 1393.4974 | 1393.4974 | 0 | 6 | 0 | 0 | 4 | 0 | 0 | 0 | 6 | 0 | 278.6995 | 0.10719 | 1 | 0.5 | 0 | 8.2745 | 0 | 8.2745 | 1421.9361 | 0 | 81.393 | 0.06261 | 1 | 0.5 | 0 | 4.1373 | 0 | 4.1373
2007-11-01 09:01 | 11 | 1 | 9 | 305 | 7305 | 42.98 | 1526.2312 | 0 | Heating | 1526.2312 | 4 | 1220.985 | 1220.985 | 0 | 6 | 0 | 0 | 4 | 0 | 0 | 0 | 6 | 0 | 244.197 | 0.093922 | 1 | 0.5 | 0 | 8.2745 | 0 | 8.2745 | 1245.903 | 0 | 71.3167 | 0.054859 | 1 | 0.5 | 0 | 4.1373 | 0 | 4.1373
2007-11-01 10:01 | 11 | 1 | 10 | 305 | 7306 | 46.04 | 1122.5475 | 0 | Heating | 1122.5475 | 4 | 898.038 | 898.038 | 0 | 6 | 0 | 0 | 4 | 0 | 0 | 0 | 6 | 0 | 179.6076 | 0.06908 | 1 | 0.5 | 0 | 8.2745 | 0 | 8.2745 | 916.3653 | 0 | 52.4537 | 0.040349 | 1 | 0.5 | 0 | 4.1373 | 0 | 4.1373
2007-11-01 11:01 | 11 | 1 | 11 | 305 | 7307 | 46.04 | 860.9021 | 0 | Heating | 860.9021 | 4 | 688.7217 | 688.7217 | 0 | 6 | 0 | 0 | 4 | 0 | 0 | 0 | 6 | 0 | 137.7443 | 0.052979 | 1 | 0.5 | 0 | 8.2745 | 0 | 8.2745 | 702.7772 | 0 | 40.2277 | 0.030944 | 1 | 0.5 | 0 | 4.1373 | 0 | 4.1373
2007-11-01 12:01 | 11 | 1 | 12 | 305 | 7308 | 46.04 | 574.1509 | 0 | Heating | 574.1509 | 4 | 459.3207 | 459.3207 | 0 | 6 | 0 | 0 | 4 | 0 | 0 | 0 | 6 | 0 | 91.8641 | 0.035332 | 1 | 0.5 | 0 | 8.2745 | 0 | 8.2745 | 468.6946 | 0 | 26.8285 | 0.020637 | 1 | 0.5 | 0 | 4.1373 | 0 | 4.1373
2007-11-01 13:01 | 11 | 1 | 13 | 305 | 7309 | 48.02 | 437.3991 | 0 | Heating | 437.3991 | 4 | 349.9193 | 349.9193 | 0 | 6 | 0 | 0 | 4 | 0 | 0 | 0 | 6 | 0 | 69.9839 | 0.026917 | 1 | 0.5 | 0 | 8.2745 | 0 | 8.2745 | 357.0605 | 0 | 20.4385 | 0.015722 | 1 | 0.5 | 0 | 4.1373 | 0 | 4.1373
2007-11-01 14:01 | 11 | 1 | 14 | 305 | 7310 | 48.02 | 302.4188 | 0 | Heating | 302.4188 | 4 | 241.935 | 241.935 | 0 | 6 | 0 | 0 | 4 | 0 | 0 | 0 | 6 | 0 | 48.387 | 0.01861 | 1 | 0.5 | 0 | 8.2745 | 0 | 8.2745 | 246.8725 | 0 | 14.1312 | 0.01087 | 1 | 0.5 | 0 | 4.1373 | 0 | 4.1373
2007-11-01 15:01 | 11 | 1 | 15 | 305 | 7311 | 48.02 | 254.7428 | 0 | Heating | 254.7428 | 4 | 203.7943 | 203.7943 | 0 | 6 | 0 | 0 | 4 | 0 | 0 | 0 | 6 | 0 | 40.7589 | 0.015676 | 1 | 0.5 | 0 | 8.2745 | 0 | 8.2745 | 207.9533 | 0 | 11.9035 | 0.0091565 | 1 | 0.5 | 0 | 4.1373 | 0 | 4.1373
2007-11-01 16:01 | 11 | 1 | 16 | 305 | 7312 | 46.04 | 325.3552 | 0 | Heating | 325.3552 | 4 | 260.2842 | 260.2842 | 0 | 6 | 0 | 0 | 4 | 0 | 0 | 0 | 6 | 0 | 52.0568 | 0.020022 | 1 | 0.5 | 0 | 8.2745 | 0 | 8.2745 | 265.5961 | 0 | 15.203 | 0.011695 | 1 | 0.5 | 0 | 4.1373 | 0 | 4.1373
2007-11-01 17:01 | 11 | 1 | 17 | 305 | 7313 | 46.04 | 491.3814 | 0 | Heating | 491.3814 | 4 | 393.1051 | 393.1051 | 0 | 6 | 0 | 0 | 4 | 0 | 0 | 0 | 6 | 0 | 78.621 | 0.030239 | 1 | 0.5 | 0 | 8.2745 | 0 | 8.2745 | 401.1277 | 0 | 22.9609 | 0.017662 | 1 | 0.5 | 0 | 4.1373 | 0 | 4.1373
2007-11-01 18:01 | 11 | 1 | 18 | 305 | 7314 | 39.92 | 726.3423 | 0 | Heating | 726.3423 | 4 | 581.0738 | 581.0738 | 0 | 6 | 0 | 0 | 4 | 0 | 0 | 0 | 6 | 0 | 116.2148 | 0.044698 | 1 | 0.5 | 0 | 8.2745 | 0 | 8.2745 | 592.9325 | 0 | 33.94 | 0.026108 | 1 | 0.5 | 0 | 4.1373 | 0 | 4.1373
2007-11-01 19:01 | 11 | 1 | 19 | 305 | 7315 | 37.04 | 875.3514 | 0 | Heating | 875.3514 | 4 | 700.2812 | 700.2812 | 0 | 6 | 0 | 0 | 4 | 0 | 0 | 0 | 6 | 0 | 140.0562 | 0.053868 | 1 | 0.5 | 0 | 8.2745 | 0 | 8.2745 | 714.5726 | 0 | 40.9028 | 0.031464 | 1 | 0.5 | 0 | 4.1373 | 0 | 4.1373
2007-11-01 20:01 | 11 | 1 | 20 | 305 | 7316 | 37.04 | 930.6928 | 0 | Heating | 930.6928 | 4 | 744.5543 | 744.5543 | 0 | 6 | 0 | 0 | 4 | 0 | 0 | 0 | 6 | 0 | 148.9109 | 0.057273 | 1 | 0.5 | 0 | 8.2745 | 0 | 8.2745 | 759.7492 | 0 | 43.4888 | 0.033453 | 1 | 0.5 | 0 | 4.1373 | 0 | 4.1373
2007-11-01 21:01 | 11 | 1 | 21 | 305 | 7317 | 35.06 | 989.8577 | 0 | Heating | 989.8577 | 4 | 791.8861 | 791.8861 | 0 | 6 | 0 | 0 | 4 | 0 | 0 | 0 | 6 | 0 | 158.3772 | 0.060914 | 1 | 0.5 | 0 | 8.2745 | 0 | 8.2745 | 808.0471 | 0 | 46.2534 | 0.03558 | 1 | 0.5 | 0 | 4.1373 | 0 | 4.1373
2007-11-01 22:01 | 11 | 1 | 22 | 305 | 7318 | 35.06 | 625.495 | 0 | Heating | 625.495 | 4 | 500.396 | 500.396 | 0 | 6 | 0 | 0 | 4 | 0 | 0 | 0 | 6 | 0 | 100.0792 | 0.038492 | 1 | 0.5 | 0 | 8.2745 | 0 | 8.2745 | 510.6082 | 0 | 29.2277 | 0.022483 | 1 | 0.5 | 0 | 4.1373 | 0 | 4.1373
2007-11-01 23:01 | 11 | 1 | 23 | 305 | 7319 | 35.06 | 657.4705 | 0 | Heating | 657.4705 | 4 | 525.9764 | 525.9764 | 0 | 6 | 0 | 0 | 4 | 0 | 0 | 0 | 6 | 0 | 105.1953 | 0.04046 | 1 | 0.5 | 0 | 8.2745 | 0 | 8.2745 | 536.7106 | 0 | 30.7218 | 0.023632 | 1 | 0.5 | 0 | 4.1373 | 0 | 4.1373
2007-11-02 00:01 | 11 | 2 | 0 | 306 | 7320 | 30.92 | 625.6398 | 0 | Heating | 625.6398 | 4 | 500.5119 | 500.5119 | 0 | 6 | 0 | 0 | 4 | 0 | 0 | 0 | 6 | 0 | 100.1024 | 0.038501 | 1 | 0.5 | 0 | 8.2745 | 0 | 8.2745 | 510.7264 | 0 | 29.2345 | 0.022488 | 1 | 0.5 | 0 | 4.1373 | 0 | 4.1373
2007-11-02 01:01 | 11 | 2 | 1 | 306 | 7321 | 28.94 | 444.1857 | 0 | Heating | 444.1857 | 4 | 355.3486 | 355.3486 | 0 | 6 | 0 | 0 | 4 | 0 | 0 | 0 | 6 | 0 | 71.0697 | 0.027335 | 1 | 0.5 | 0 | 8.2745 | 0 | 8.2745 | 362.6006 | 0 | 20.7556 | 0.015966 | 1 | 0.5 | 0 | 4.1373 | 0 | 4.1373
2007-11-02 02:01 | 11 | 2 | 2 | 306 | 7322 | 28.94 | 514.5901 | 0 | Heating | 514.5901 | 4 | 411.6721 | 411.6721 | 0 | 6 | 0 | 0 | 4 | 0 | 0 | 0 | 6 | 0 | 82.3344 | 0.031667 | 1 | 0.5 | 0 | 8.2745 | 0 | 8.2745 | 420.0736 | 0 | 24.0454 | 0.018496 | 1 | 0.5 | 0 | 4.1373 | 0 | 4.1373
2007-11-02 03:01 | 11 | 2 | 3 | 306 | 7323 | 28.04 | 554.2897 | 0 | Heating | 554.2897 | 4 | 443.4318 | 443.4318 | 0 | 6 | 0 | 0 | 4 | 0 | 0 | 0 | 6 | 0 | 88.6864 | 0.03411 | 1 | 0.5 | 0 | 8.2745 | 0 | 8.2745 | 452.4814 | 0 | 25.9005 | 0.019923 | 1 | 0.5 | 0 | 4.1373 | 0 | 4.1373
2007-11-02 04:01 | 11 | 2 | 4 | 306 | 7324 | 26.06 | 563.5252 | 0 | Heating | 563.5252 | 4 | 450.8202 | 450.8202 | 0 | 6 | 0 | 0 | 4 | 0 | 0 | 0 | 6 | 0 | 90.164 | 0.034678 | 1 | 0.5 | 0 | 8.2745 | 0 | 8.2745 | 460.0206 | 0 | 26.332 | 0.020255 | 1 | 0.5 | 0 | 4.1373 | 0 | 4.1373
2007-11-02 05:01 | 11 | 2 | 5 | 306 | 7325 | 26.96 | 563.0136 | 0 | Heating | 563.0136 | 4 | 450.4109 | 450.4109 | 0 | 6 | 0 | 0 | 4 | 0 | 0 | 0 | 6 | 0 | 90.0822 | 0.034647 | 1 | 0.5 | 0 | 8.2745 | 0 | 8.2745 | 459.6029 | 0 | 26.3081 | 0.020237 | 1 | 0.5 | 0 | 4.1373 | 0 | 4.1373
2007-11-02 06:01 | 11 | 2 | 6 | 306 | 7326 | 26.6 | 748.7201 | 0 | Heating | 748.7201 | 4 | 598.976 | 598.976 | 0 | 6 | 0 | 0 | 4 | 0 | 0 | 0 | 6 | 0 | 119.7952 | 0.046075 | 1 | 0.5 | 0 | 8.2745 | 0 | 8.2745 | 611.2 | 0 | 34.9857 | 0.026912 | 1 | 0.5 | 0 | 4.1373 | 0 | 4.1373
2007-11-02 07:01 | 11 | 2 | 7 | 306 | 7327 | 26.06 | 2636.9848 | 0 | Heating | 2636.9848 | 4 | 2109.5879 | 2109.5879 | 0 | 6 | 0 | 0 | 4 | 0 | 0 | 0 | 6 | 0 | 421.9176 | 0.16228 | 1 | 0.5 | 0 | 8.2745 | 0 | 8.2745 | 2152.6407 | 0 | 123.2193 | 0.094784 | 1 | 0.5 | 0 | 4.1373 | 0 | 4.1373
2007-11-02 08:01 | 11 | 2 | 8 | 306 | 7328 | 26.06 | 2076.246 | 0 | Heating | 2076.246 | 4 | 1660.9968 | 1660.9968 | 0 | 6 | 0 | 0 | 4 | 0 | 0 | 0 | 6 | 0 | 332.1994 | 0.12777 | 1 | 0.5 | 0 | 8.2745 | 0 | 8.2745 | 1694.8947 | 0 | 97.0174 | 0.074629 | 1 | 0.5 | 0 | 4.1373 | 0 | 4.1373
2007-11-02 09:01 | 11 | 2 | 9 | 306 | 7329 | 35.96 | 1942.4874 | 0 | Heating | 1942.4874 | 4 | 1553.9899 | 1553.9899 | 0 | 6 | 0 | 0 | 4 | 0 | 0 | 0 | 6 | 0 | 310.798 | 0.11954 | 1 | 0.5 | 0 | 8.2745 | 0 | 8.2745 | 1585.704 | 0 | 90.7673 | 0.069821 | 1 | 0.5 | 0 | 4.1373 | 0 | 4.1373
2007-11-02 10:01 | 11 | 2 | 10 | 306 | 7330 | 41 | 1594.0274 | 0 | Heating | 1594.0274 | 4 | 1275.2219 | 1275.2219 | 0 | 6 | 0 | 0 | 4 | 0 | 0 | 0 | 6 | 0 | 255.0444 | 0.098094 | 1 | 0.5 | 0 | 8.2745 | 0 | 8.2745 | 1301.2468 | 0 | 74.4846 | 0.057296 | 1 | 0.5 | 0 | 4.1373 | 0 | 4.1373
2007-11-02 11:01 | 11 | 2 | 11 | 306 | 7331 | 41 | 1294.1223 | 0 | Heating | 1294.1223 | 4 | 1035.2979 | 1035.2979 | 0 | 6 | 0 | 0 | 4 | 0 | 0 | 0 | 6 | 0 | 207.0596 | 0.079638 | 1 | 0.5 | 0 | 8.2745 | 0 | 8.2745 | 1056.4264 | 0 | 60.4709 | 0.046516 | 1 | 0.5 | 0 | 4.1373 | 0 | 4.1373
2007-11-02 12:01 | 11 | 2 | 12 | 306 | 7332 | 48.92 | 1012.8983 | 0 | Heating | 1012.8983 | 4 | 810.3187 | 810.3187 | 0 | 6 | 0 | 0 | 4 | 0 | 0 | 0 | 6 | 0 | 162.0637 | 0.062332 | 1 | 0.5 | 0 | 8.2745 | 0 | 8.2745 | 826.8558 | 0 | 47.33 | 0.036408 | 1 | 0.5 | 0 | 4.1373 | 0 | 4.1373
2007-11-02 13:01 | 11 | 2 | 13 | 306 | 7333 | 51.08 | 888.944 | 0 | Heating | 888.944 | 4 | 711.1552 | 711.1552 | 0 | 6 | 0 | 0 | 4 | 0 | 0 | 0 | 6 | 0 | 142.231 | 0.054704 | 1 | 0.5 | 0 | 8.2745 | 0 | 8.2745 | 725.6686 | 0 | 41.538 | 0.031952 | 1 | 0.5 | 0 | 4.1373 | 0 | 4.1373
2007-11-02 14:01 | 11 | 2 | 14 | 306 | 7334 | 51.08 | 764.9543 | 0 | Heating | 764.9543 | 4 | 611.9634 | 611.9634 | 0 | 6 | 0 | 0 | 4 | 0 | 0 | 0 | 6 | 0 | 122.3927 | 0.047074 | 1 | 0.5 | 0 | 8.2745 | 0 | 8.2745 | 624.4525 | 0 | 35.7443 | 0.027496 | 1 | 0.5 | 0 | 4.1373 | 0 | 4.1373
2007-11-02 15:01 | 11 | 2 | 15 | 306 | 7335 | 55.04 | 639.6225 | 0 | Heating | 639.6225 | 4 | 511.698 | 511.698 | 0 | 6 | 0 | 0 | 4 | 0 | 0 | 0 | 6 | 0 | 102.3396 | 0.039361 | 1 | 0.5 | 0 | 8.2745 | 0 | 8.2745 | 522.1408 | 0 | 29.8879 | 0.022991 | 1 | 0.5 | 0 | 4.1373 | 0 | 4.1373
2007-11-02 16:01 | 11 | 2 | 16 | 306 | 7336 | 55.04 | 583.2322 | 0 | Heating | 583.2322 | 4 | 466.5858 | 466.5858 | 0 | 6 | 0 | 0 | 4 | 0 | 0 | 0 | 6 | 0 | 93.3172 | 0.035891 | 1 | 0.5 | 0 | 8.2745 | 0 | 8.2745 | 476.1079 | 0 | 27.2529 | 0.020964 | 1 | 0.5 | 0 | 4.1373 | 0 | 4.1373
2007-11-02 17:01 | 11 | 2 | 17 | 306 | 7337 | 55.04 | 584.0344 | 0 | Heating | 584.0344 | 4 | 467.2275 | 467.2275 | 0 | 6 | 0 | 0 | 4 | 0 | 0 | 0 | 6 | 0 | 93.4455 | 0.035941 | 1 | 0.5 | 0 | 8.2745 | 0 | 8.2745 | 476.7628 | 0 | 27.2904 | 0.020993 | 1 | 0.5 | 0 | 4.1373 | 0 | 4.1373
2007-11-02 18:01 | 11 | 2 | 18 | 306 | 7338 | 53.06 | 664.8402 | 0 | Heating | 664.8402 | 4 | 531.8721 | 531.8721 | 0 | 6 | 0 | 0 | 4 | 0 | 0 | 0 | 6 | 0 | 106.3744 | 0.040913 | 1 | 0.5 | 0 | 8.2745 | 0 | 8.2745 | 542.7267 | 0 | 31.0662 | 0.023897 | 1 | 0.5 | 0 | 4.1373 | 0 | 4.1373
2007-11-02 19:01 | 11 | 2 | 19 | 306 | 7339 | 53.06 | 772.889 | 0 | Heating | 772.889 | 4 | 618.3112 | 618.3112 | 0 | 6 | 0 | 0 | 4 | 0 | 0 | 0 | 6 | 0 | 123.6622 | 0.047562 | 1 | 0.5 | 0 | 8.2745 | 0 | 8.2745 | 630.9298 | 0 | 36.115 | 0.027781 | 1 | 0.5 | 0 | 4.1373 | 0 | 4.1373
2007-11-02 20:01 | 11 | 2 | 20 | 306 | 7340 | 53.06 | 815.4023 | 0 | Heating | 815.4023 | 4 | 652.3218 | 652.3218 | 0 | 6 | 0 | 0 | 4 | 0 | 0 | 0 | 6 | 0 | 130.4644 | 0.050179 | 1 | 0.5 | 0 | 8.2745 | 0 | 8.2745 | 665.6345 | 0 | 38.1016 | 0.029309 | 1 | 0.5 | 0 | 4.1373 | 0 | 4.1373
2007-11-02 21:01 | 11 | 2 | 21 | 306 | 7341 | 53.06 | 804.3704 | 0 | Heating | 804.3704 | 4 | 643.4963 | 643.4963 | 0 | 6 | 0 | 0 | 4 | 0 | 0 | 0 | 6 | 0 | 128.6993 | 0.0495 | 1 | 0.5 | 0 | 8.2745 | 0 | 8.2745 | 656.6289 | 0 | 37.5861 | 0.028912 | 1 | 0.5 | 0 | 4.1373 | 0 | 4.1373
2007-11-02 22:01 | 11 | 2 | 22 | 306 | 7342 | 51.98 | 787.8345 | 0 | Heating | 787.8345 | 4 | 630.2676 | 630.2676 | 0 | 6 | 0 | 0 | 4 | 0 | 0 | 0 | 6 | 0 | 126.0535 | 0.048482 | 1 | 0.5 | 0 | 8.2745 | 0 | 8.2745 | 643.1302 | 0 | 36.8134 | 0.028318 | 1 | 0.5 | 0 | 4.1373 | 0 | 4.1373
2007-11-02 23:01 | 11 | 2 | 23 | 306 | 7343 | 51.98 | 475.5348 | 0 | Heating | 475.5348 | 4 | 380.4278 | 380.4278 | 0 | 6 | 0 | 0 | 4 | 0 | 0 | 0 | 6 | 0 | 76.0856 | 0.029264 | 1 | 0.5 | 0 | 8.2745 | 0 | 8.2745 | 388.1917 | 0 | 22.2205 | 0.017093 | 1 | 0.5 | 0 | 4.1373 | 0 | 4.1373
2007-11-03 00:01 | 11 | 3 | 0 | 307 | 7344 | 53.06 | 405.1981 | 0 | Heating | 405.1981 | 4 | 324.1585 | 324.1585 | 0 | 6 | 0 | 0 | 4 | 0 | 0 | 0 | 6 | 0 | 64.8317 | 0.024935 | 1 | 0.5 | 0 | 8.2745 | 0 | 8.2745 | 330.774 | 0 | 18.9338 | 0.014564 | 1 | 0.5 | 0 | 4.1373 | 0 | 4.1373
2007-11-03 01:01 | 11 | 3 | 1 | 307 | 7345 | 53.6 | 268.4184 | 0 | Heating | 268.4184 | 4 | 214.7347 | 214.7347 | 0 | 6 | 0 | 0 | 4 | 0 | 0 | 0 | 6 | 0 | 42.9469 | 0.016518 | 1 | 0.5 | 0 | 8.2745 | 0 | 8.2745 | 219.117 | 0 | 12.5425 | 0.0096481 | 1 | 0.5 | 0 | 4.1373 | 0 | 4.1373
2007-11-03 02:01 | 11 | 3 | 2 | 307 | 7346 | 53.06 | 247.8765 | 0 | Heating | 247.8765 | 4 | 198.3012 | 198.3012 | 0 | 6 | 0 | 0 | 4 | 0 | 0 | 0 | 6 | 0 | 39.6602 | 0.015254 | 1 | 0.5 | 0 | 8.2745 | 0 | 8.2745 | 202.3482 | 0 | 11.5826 | 0.0089097 | 1 | 0.5 | 0 | 4.1373 | 0 | 4.1373
2007-11-03 03:01 | 11 | 3 | 3 | 307 | 7347 | 51.08 | 248.4654 | 0 | Heating | 248.4654 | 4 | 198.7723 | 198.7723 | 0 | 6 | 0 | 0 | 4 | 0 | 0 | 0 | 6 | 0 | 39.7545 | 0.01529 | 1 | 0.5 | 0 | 8.2745 | 0 | 8.2745 | 202.8289 | 0 | 11.6101 | 0.0089309 | 1 | 0.5 | 0 | 4.1373 | 0 | 4.1373
2007-11-03 04:01 | 11 | 3 | 4 | 307 | 7348 | 50 | 279.1417 | 0 | Heating | 279.1417 | 4 | 223.3134 | 223.3134 | 0 | 6 | 0 | 0 | 4 | 0 | 0 | 0 | 6 | 0 | 44.6627 | 0.017178 | 1 | 0.5 | 0 | 8.2745 | 0 | 8.2745 | 227.8708 | 0 | 13.0435 | 0.010033 | 1 | 0.5 | 0 | 4.1373 | 0 | 4.1373
2007-11-03 05:01 | 11 | 3 | 5 | 307 | 7349 | 50 | 331.0356 | 0 | Heating | 331.0356 | 4 | 264.8285 | 264.8285 | 0 | 6 | 0 | 0 | 4 | 0 | 0 | 0 | 6 | 0 | 52.9657 | 0.020371 | 1 | 0.5 | 0 | 8.2745 | 0 | 8.2745 | 270.2332 | 0 | 15.4684 | 0.011899 | 1 | 0.5 | 0 | 4.1373 | 0 | 4.1373
2007-11-03 06:01 | 11 | 3 | 6 | 307 | 7350 | 50 | 579.4608 | 0 | Heating | 579.4608 | 4 | 463.5686 | 463.5686 | 0 | 6 | 0 | 0 | 4 | 0 | 0 | 0 | 6 | 0 | 92.7137 | 0.035659 | 1 | 0.5 | 0 | 8.2745 | 0 | 8.2745 | 473.0292 | 0 | 27.0767 | 0.020828 | 1 | 0.5 | 0 | 4.1373 | 0 | 4.1373
2007-11-03 07:01 | 11 | 3 | 7 | 307 | 7351 | 50 | 966.7051 | 0 | Heating | 966.7051 | 4 | 773.3641 | 773.3641 | 0 | 6 | 0 | 0 | 4 | 0 | 0 | 0 | 6 | 0 | 154.6728 | 0.05949 | 1 | 0.5 | 0 | 8.2745 | 0 | 8.2745 | 789.147 | 0 | 45.1716 | 0.034747 | 1 | 0.5 | 0 | 4.1373 | 0 | 4.1373
2007-11-03 08:01 | 11 | 3 | 8 | 307 | 7352 | 50 | 985.394 | 0 | Heating | 985.394 | 4 | 788.3152 | 788.3152 | 0 | 6 | 0 | 0 | 4 | 0 | 0 | 0 | 6 | 0 | 157.663 | 0.06064 | 1 | 0.5 | 0 | 8.2745 | 0 | 8.2745 | 804.4032 | 0 | 46.0448 | 0.035419 | 1 | 0.5 | 0 | 4.1373 | 0 | 4.1373
2007-11-03 09:01 | 11 | 3 | 9 | 307 | 7353 | 53.96 | 2182.5718 | 0 | Heating | 2182.5718 | 4 | 1746.0575 | 1746.0575 | 0 | 6 | 0 | 0 | 4 | 0 | 0 | 0 | 6 | 0 | 349.2115 | 0.13431 | 1 | 0.5 | 0 | 8.2745 | 0 | 8.2745 | 1781.6913 | 0 | 101.9858 | 0.078451 | 1 | 0.5 | 0 | 4.1373 | 0 | 4.1373
2007-11-03 10:01 | 11 | 3 | 10 | 307 | 7354 | 55.94 | 1624.9649 | 0 | Heating | 1624.9649 | 4 | 1299.9719 | 1299.9719 | 0 | 6 | 0 | 0 | 4 | 0 | 0 | 0 | 6 | 0 | 259.9944 | 0.099998 | 1 | 0.5 | 0 | 8.2745 | 0 | 8.2745 | 1326.502 | 0 | 75.9303 | 0.058408 | 1 | 0.5 | 0 | 4.1373 | 0 | 4.1373
2007-11-03 11:01 | 11 | 3 | 11 | 307 | 7355 | 55.94 | 1279.9073 | 0 | Heating | 1279.9073 | 4 | 1023.9258 | 1023.9258 | 0 | 6 | 0 | 0 | 4 | 0 | 0 | 0 | 6 | 0 | 204.7852 | 0.078764 | 1 | 0.5 | 0 | 8.2745 | 0 | 8.2745 | 1044.8223 | 0 | 59.8067 | 0.046005 | 1 | 0.5 | 0 | 4.1373 | 0 | 4.1373
2007-11-03 12:01 | 11 | 3 | 12 | 307 | 7356 | 57.02 | 1002.9691 | 0 | Heating | 1002.9691 | 4 | 802.3753 | 802.3753 | 0 | 6 | 0 | 0 | 4 | 0 | 0 | 0 | 6 | 0 | 160.4751 | 0.061721 | 1 | 0.5 | 0 | 8.2745 | 0 | 8.2745 | 818.7503 | 0 | 46.8661 | 0.036051 | 1 | 0.5 | 0 | 4.1373 | 0 | 4.1373
2007-11-03 13:01 | 11 | 3 | 13 | 307 | 7357 | 60.98 | 750.01 | 0 | Heating | 750.01 | 4 | 600.008 | 600.008 | 0 | 6 | 0 | 0 | 4 | 0 | 0 | 0 | 6 | 0 | 120.0016 | 0.046154 | 1 | 0.5 | 0 | 8.2745 | 0 | 8.2745 | 612.253 | 0 | 35.046 | 0.026958 | 1 | 0.5 | 0 | 4.1373 | 0 | 4.1373
2007-11-03 14:01 | 11 | 3 | 14 | 307 | 7358 | 60.98 | 640.7358 | 0 | Heating | 640.7358 | 4 | 512.5887 | 512.5887 | 0 | 6 | 0 | 0 | 4 | 0 | 0 | 0 | 6 | 0 | 102.5177 | 0.03943 | 1 | 0.5 | 0 | 8.2745 | 0 | 8.2745 | 523.0497 | 0 | 29.9399 | 0.023031 | 1 | 0.5 | 0 | 4.1373 | 0 | 4.1373
2007-11-03 15:01 | 11 | 3 | 15 | 307 | 7359 | 62.96 | 649.643 | 0 | Heating | 649.643 | 4 | 519.7144 | 519.7144 | 0 | 6 | 0 | 0 | 4 | 0 | 0 | 0 | 6 | 0 | 103.9429 | 0.039978 | 1 | 0.5 | 0 | 8.2745 | 0 | 8.2745 | 530.3208 | 0 | 30.3561 | 0.023351 | 1 | 0.5 | 0 | 4.1373 | 0 | 4.1373
2007-11-03 16:01 | 11 | 3 | 16 | 307 | 7360 | 62.96 | 749.5299 | 0 | Heating | 749.5299 | 4 | 599.6239 | 599.6239 | 0 | 6 | 0 | 0 | 4 | 0 | 0 | 0 | 6 | 0 | 119.9248 | 0.046125 | 1 | 0.5 | 0 | 8.2745 | 0 | 8.2745 | 611.8611 | 0 | 35.0235 | 0.026941 | 1 | 0.5 | 0 | 4.1373 | 0 | 4.1373
2007-11-03 17:01 | 11 | 3 | 17 | 307 | 7361 | 62.96 | 947.2055 | 0 | Heating | 947.2055 | 4 | 757.7644 | 757.7644 | 0 | 6 | 0 | 0 | 4 | 0 | 0 | 0 | 6 | 0 | 151.5529 | 0.05829 | 1 | 0.5 | 0 | 8.2745 | 0 | 8.2745 | 773.2289 | 0 | 44.2604 | 0.034046 | 1 | 0.5 | 0 | 4.1373 | 0 | 4.1373
2007-11-03 18:01 | 11 | 3 | 18 | 307 | 7362 | 59 | 1376.6211 | 0 | Heating | 1376.6211 | 4 | 1101.2969 | 1101.2969 | 0 | 6 | 0 | 0 | 4 | 0 | 0 | 0 | 6 | 0 | 220.2594 | 0.084715 | 1 | 0.5 | 0 | 8.2745 | 0 | 8.2745 | 1123.7723 | 0 | 64.3258 | 0.049481 | 1 | 0.5 | 0 | 4.1373 | 0 | 4.1373
2007-11-03 19:01 | 11 | 3 | 19 | 307 | 7363 | 57.02 | 1613.2644 | 0 | Heating | 1613.2644 | 4 | 1290.6115 | 1290.6115 | 0 | 6 | 0 | 0 | 4 | 0 | 0 | 0 | 6 | 0 | 258.1223 | 0.099278 | 1 | 0.5 | 0 | 8.2745 | 0 | 8.2745 | 1316.9505 | 0 | 75.3835 | 0.057987 | 1 | 0.5 | 0 | 4.1373 | 0 | 4.1373
2007-11-03 20:01 | 11 | 3 | 20 | 307 | 7364 | 57.02 | 918.1582 | 0 | Heating | 918.1582 | 4 | 734.5266 | 734.5266 | 0 | 6 | 0 | 0 | 4 | 0 | 0 | 0 | 6 | 0 | 146.9053 | 0.056502 | 1 | 0.5 | 0 | 8.2745 | 0 | 8.2745 | 749.5169 | 0 | 42.9031 | 0.033002 | 1 | 0.5 | 0 | 4.1373 | 0 | 4.1373
2007-11-03 21:01 | 11 | 3 | 21 | 307 | 7365 | 55.04 | 922.225 | 0 | Heating | 922.225 | 4 | 737.78 | 737.78 | 0 | 6 | 0 | 0 | 4 | 0 | 0 | 0 | 6 | 0 | 147.556 | 0.056752 | 1 | 0.5 | 0 | 8.2745 | 0 | 8.2745 | 752.8367 | 0 | 43.0931 | 0.033149 | 1 | 0.5 | 0 | 4.1373 | 0 | 4.1373
2007-11-03 22:01 | 11 | 3 | 22 | 307 | 7366 | 55.94 | 928.1165 | 0 | Heating | 928.1165 | 4 | 742.4932 | 742.4932 | 0 | 6 | 0 | 0 | 4 | 0 | 0 | 0 | 6 | 0 | 148.4986 | 0.057115 | 1 | 0.5 | 0 | 8.2745 | 0 | 8.2745 | 757.6461 | 0 | 43.3684 | 0.03336 | 1 | 0.5 | 0 | 4.1373 | 0 | 4.1373
2007-11-03 23:01 | 11 | 3 | 23 | 307 | 7367 | 55.94 | 969.1322 | 0 | Heating | 969.1322 | 4 | 775.3058 | 775.3058 | 0 | 6 | 0 | 0 | 4 | 0 | 0 | 0 | 6 | 0 | 155.0612 | 0.059639 | 1 | 0.5 | 0 | 8.2745 | 0 | 8.2745 | 791.1283 | 0 | 45.285 | 0.034835 | 1 | 0.5 | 0 | 4.1373 | 0 | 4.1373
2007-11-04 00:01 | 11 | 4 | 0 | 308 | 7368 | 55.94 | 982.5322 | 0 | Heating | 982.5322 | 4 | 786.0258 | 786.0258 | 0 | 6 | 0 | 0 | 4 | 0 | 0 | 0 | 6 | 0 | 157.2052 | 0.060464 | 1 | 0.5 | 0 | 8.2745 | 0 | 8.2745 | 802.0671 | 0 | 45.9111 | 0.035316 | 1 | 0.5 | 0 | 4.1373 | 0 | 4.1373
2007-11-04 01:01 | 11 | 4 | 1 | 308 | 7369 | 55.04 | 997.2855 | 0 | Heating | 997.2855 | 4 | 797.8284 | 797.8284 | 0 | 6 | 0 | 0 | 4 | 0 | 0 | 0 | 6 | 0 | 159.5657 | 0.061371 | 1 | 0.5 | 0 | 8.2745 | 0 | 8.2745 | 814.1106 | 0 | 46.6005 | 0.035847 | 1 | 0.5 | 0 | 4.1373 | 0 | 4.1373
2007-11-04 02:01 | 11 | 4 | 2 | 308 | 7370 | 55.04 | 874.0394 | 0 | Heating | 874.0394 | 4 | 699.2315 | 699.2315 | 0 | 6 | 0 | 0 | 4 | 0 | 0 | 0 | 6 | 0 | 139.8463 | 0.053787 | 1 | 0.5 | 0 | 8.2745 | 0 | 8.2745 | 713.5015 | 0 | 40.8415 | 0.031417 | 1 | 0.5 | 0 | 4.1373 | 0 | 4.1373
2007-11-04 03:01 | 11 | 4 | 3 | 308 | 7371 | 53.06 | 950.7418 | 0 | Heating | 950.7418 | 4 | 760.5934 | 760.5934 | 0 | 6 | 0 | 0 | 4 | 0 | 0 | 0 | 6 | 0 | 152.1187 | 0.058507 | 1 | 0.5 | 0 | 8.2745 | 0 | 8.2745 | 776.1158 | 0 | 44.4256 | 0.034174 | 1 | 0.5 | 0 | 4.1373 | 0 | 4.1373
2007-11-04 04:01 | 11 | 4 | 4 | 308 | 7372 | 51.98 | 969.199 | 0 | Heating | 969.199 | 4 | 775.3592 | 775.3592 | 0 | 6 | 0 | 0 | 4 | 0 | 0 | 0 | 6 | 0 | 155.0718 | 0.059643 | 1 | 0.5 | 0 | 8.2745 | 0 | 8.2745 | 791.1829 | 0 | 45.2881 | 0.034837 | 1 | 0.5 | 0 | 4.1373 | 0 | 4.1373
2007-11-04 05:01 | 11 | 4 | 5 | 308 | 7373 | 53.06 | 1077.7354 | 0 | Heating | 1077.7354 | 4 | 862.1883 | 862.1883 | 0 | 6 | 0 | 0 | 4 | 0 | 0 | 0 | 6 | 0 | 172.4377 | 0.066322 | 1 | 0.5 | 0 | 8.2745 | 0 | 8.2745 | 879.784 | 0 | 50.3597 | 0.038738 | 1 | 0.5 | 0 | 4.1373 | 0 | 4.1373
2007-11-04 06:01 | 11 | 4 | 6 | 308 | 7374 | 51.98 | 1324.3572 | 0 | Heating | 1324.3572 | 4 | 1059.4858 | 1059.4858 | 0 | 6 | 0 | 0 | 4 | 0 | 0 | 0 | 6 | 0 | 211.8972 | 0.081499 | 1 | 0.5 | 0 | 8.2745 | 0 | 8.2745 | 1081.108 | 0 | 61.8837 | 0.047603 | 1 | 0.5 | 0 | 4.1373 | 0 | 4.1373
2007-11-04 07:01 | 11 | 4 | 7 | 308 | 7375 | 51.98 | 3715.8721 | 0 | Heating | 3715.8721 | 4 | 2972.6977 | 2972.6977 | 0 | 6 | 0 | 0 | 4 | 0 | 0 | 0 | 6 | 0 | 594.5395 | 0.22867 | 1 | 0.5 | 0 | 8.2745 | 0 | 8.2745 | 3033.365 | 0 | 173.6328 | 0.13356 | 1 | 0.5 | 0 | 4.1373 | 0 | 4.1373
2007-11-04 08:01 | 11 | 4 | 8 | 308 | 7376 | 51.98 | 3043.7491 | 0 | Heating | 3043.7491 | 4 | 2434.9993 | 2434.9993 | 0 | 6 | 0 | 0 | 4 | 0 | 0 | 0 | 6 | 0 | 486.9999 | 0.18731 | 1 | 0.5 | 0 | 8.2745 | 0 | 8.2745 | 2484.6932 | 0 | 142.2263 | 0.1094 | 1 | 0.5 | 0 | 4.1373 | 0 | 4.1373
2007-11-04 09:01 | 11 | 4 | 9 | 308 | 7377 | 53.06 | 2553.0352 | 0 | Heating | 2553.0352 | 4 | 2042.4282 | 2042.4282 | 0 | 6 | 0 | 0 | 4 | 0 | 0 | 0 | 6 | 0 | 408.4856 | 0.15711 | 1 | 0.5 | 0 | 8.2745 | 0 | 8.2745 | 2084.1104 | 0 | 119.2965 | 0.091767 | 1 | 0.5 | 0 | 4.1373 | 0 | 4.1373
2007-11-04 10:01 | 11 | 4 | 10 | 308 | 7378 | 53.06 | 2014.3676 | 0 | Heating | 2014.3676 | 4 | 1611.4941 | 1611.4941 | 0 | 6 | 0 | 0 | 4 | 0 | 0 | 0 | 6 | 0 | 322.2988 | 0.12396 | 1 | 0.5 | 0 | 8.2745 | 0 | 8.2745 | 1644.3817 | 0 | 94.126 | 0.072405 | 1 | 0.5 | 0 | 4.1373 | 0 | 4.1373
2007-11-04 11:01 | 11 | 4 | 11 | 308 | 7379 | 53.06 | 1660.009 | 0 | Heating | 1660.009 | 4 | 1328.0072 | 1328.0072 | 0 | 6 | 0 | 0 | 4 | 0 | 0 | 0 | 6 | 0 | 265.6014 | 0.10215 | 1 | 0.5 | 0 | 8.2745 | 0 | 8.2745 | 1355.1094 | 0 | 77.5678 | 0.059668 | 1 | 0.5 | 0 | 4.1373 | 0 | 4.1373
2007-11-04 12:01 | 11 | 4 | 12 | 308 | 7380 | 53.06 | 1353.4468 | 0 | Heating | 1353.4468 | 4 | 1082.7574 | 1082.7574 | 0 | 6 | 0 | 0 | 4 | 0 | 0 | 0 | 6 | 0 | 216.5515 | 0.083289 | 1 | 0.5 | 0 | 8.2745 | 0 | 8.2745 | 1104.8545 | 0 | 63.243 | 0.048648 | 1 | 0.5 | 0 | 4.1373 | 0 | 4.1373
2007-11-04 13:01 | 11 | 4 | 13 | 308 | 7381 | 55.04 | 1209.7083 | 0 | Heating | 1209.7083 | 4 | 967.7667 | 967.7667 | 0 | 6 | 0 | 0 | 4 | 0 | 0 | 0 | 6 | 0 | 193.5533 | 0.074444 | 1 | 0.5 | 0 | 8.2745 | 0 | 8.2745 | 987.517 | 0 | 56.5264 | 0.043482 | 1 | 0.5 | 0 | 4.1373 | 0 | 4.1373
2007-11-04 14:01 | 11 | 4 | 14 | 308 | 7382 | 55.04 | 1117.3704 | 0 | Heating | 1117.3704 | 4 | 893.8963 | 893.8963 | 0 | 6 | 0 | 0 | 4 | 0 | 0 | 0 | 6 | 0 | 178.7793 | 0.068761 | 1 | 0.5 | 0 | 8.2745 | 0 | 8.2745 | 912.1391 | 0 | 52.2117 | 0.040163 | 1 | 0.5 | 0 | 4.1373 | 0 | 4.1373
2007-11-04 15:01 | 11 | 4 | 15 | 308 | 7383 | 57.02 | 1107.4489 | 0 | Heating | 1107.4489 | 4 | 885.9591 | 885.9591 | 0 | 6 | 0 | 0 | 4 | 0 | 0 | 0 | 6 | 0 | 177.1918 | 0.068151 | 1 | 0.5 | 0 | 8.2745 | 0 | 8.2745 | 904.0399 | 0 | 51.7481 | 0.039806 | 1 | 0.5 | 0 | 4.1373 | 0 | 4.1373
2007-11-04 16:01 | 11 | 4 | 16 | 308 | 7384 | 57.92 | 1224.1123 | 0 | Heating | 1224.1123 | 4 | 979.2898 | 979.2898 | 0 | 6 | 0 | 0 | 4 | 0 | 0 | 0 | 6 | 0 | 195.858 | 0.07533 | 1 | 0.5 | 0 | 8.2745 | 0 | 8.2745 | 999.2754 | 0 | 57.1995 | 0.044 | 1 | 0.5 | 0 | 4.1373 | 0 | 4.1373
2007-11-04 17:01 | 11 | 4 | 17 | 308 | 7385 | 57.92 | 1298.7282 | 0 | Heating | 1298.7282 | 4 | 1038.9825 | 1038.9825 | 0 | 6 | 0 | 0 | 4 | 0 | 0 | 0 | 6 | 0 | 207.7965 | 0.079922 | 1 | 0.5 | 0 | 8.2745 | 0 | 8.2745 | 1060.1862 | 0 | 60.6861 | 0.046682 | 1 | 0.5 | 0 | 4.1373 | 0 | 4.1373
2007-11-04 18:01 | 11 | 4 | 18 | 308 | 7386 | 55.04 | 1387.0238 | 0 | Heating | 1387.0238 | 4 | 1109.6191 | 1109.6191 | 0 | 6 | 0 | 0 | 4 | 0 | 0 | 0 | 6 | 0 | 221.9238 | 0.085355 | 1 | 0.5 | 0 | 8.2745 | 0 | 8.2745 | 1132.2644 | 0 | 64.8119 | 0.049855 | 1 | 0.5 | 0 | 4.1373 | 0 | 4.1373
2007-11-04 19:01 | 11 | 4 | 19 | 308 | 7387 | 53.06 | 1509.3463 | 0 | Heating | 1509.3463 | 4 | 1207.477 | 1207.477 | 0 | 6 | 0 | 0 | 4 | 0 | 0 | 0 | 6 | 0 | 241.4954 | 0.092883 | 1 | 0.5 | 0 | 8.2745 | 0 | 8.2745 | 1232.1194 | 0 | 70.5277 | 0.054252 | 1 | 0.5 | 0 | 4.1373 | 0 | 4.1373
2007-11-04 20:01 | 11 | 4 | 20 | 308 | 7388 | 53.6 | 1440.9577 | 0 | Heating | 1440.9577 | 4 | 1152.7662 | 1152.7662 | 0 | 6 | 0 | 0 | 4 | 0 | 0 | 0 | 6 | 0 | 230.5532 | 0.088674 | 1 | 0.5 | 0 | 8.2745 | 0 | 8.2745 | 1176.292 | 0 | 67.3321 | 0.051794 | 1 | 0.5 | 0 | 4.1373 | 0 | 4.1373
2007-11-04 21:01 | 11 | 4 | 21 | 308 | 7389 | 53.06 | 1402.8427 | 0 | Heating | 1402.8427 | 4 | 1122.2741 | 1122.2741 | 0 | 6 | 0 | 0 | 4 | 0 | 0 | 0 | 6 | 0 | 224.4548 | 0.086329 | 1 | 0.5 | 0 | 8.2745 | 0 | 8.2745 | 1145.1777 | 0 | 65.5511 | 0.050424 | 1 | 0.5 | 0 | 4.1373 | 0 | 4.1373
2007-11-04 22:01 | 11 | 4 | 22 | 308 | 7390 | 53.06 | 863.4927 | 0 | Heating | 863.4927 | 4 | 690.7941 | 690.7941 | 0 | 6 | 0 | 0 | 4 | 0 | 0 | 0 | 6 | 0 | 138.1588 | 0.053138 | 1 | 0.5 | 0 | 8.2745 | 0 | 8.2745 | 704.892 | 0 | 40.3487 | 0.031037 | 1 | 0.5 | 0 | 4.1373 | 0 | 4.1373
2007-11-04 23:01 | 11 | 4 | 23 | 308 | 7391 | 53.06 | 742.5721 | 0 | Heating | 742.5721 | 4 | 594.0577 | 594.0577 | 0 | 6 | 0 | 0 | 4 | 0 | 0 | 0 | 6 | 0 | 118.8115 | 0.045697 | 1 | 0.5 | 0 | 8.2745 | 0 | 8.2745 | 606.1813 | 0 | 34.6984 | 0.026691 | 1 | 0.5 | 0 | 4.1373 | 0 | 4.1373
2007-11-05 00:01 | 11 | 5 | 0 | 309 | 7392 | 51.98 | 633.9014 | 0 | Heating | 633.9014 | 4 | 507.1211 | 507.1211 | 0 | 6 | 0 | 0 | 4 | 0 | 0 | 0 | 6 | 0 | 101.4242 | 0.039009 | 1 | 0.5 | 0 | 8.2745 | 0 | 8.2745 | 517.4705 | 0 | 29.6205 | 0.022785 | 1 | 0.5 | 0 | 4.1373 | 0 | 4.1373
2007-11-05 01:01 | 11 | 5 | 1 | 309 | 7393 | 50 | 518.1438 | 0 | Heating | 518.1438 | 4 | 414.5151 | 414.5151 | 0 | 6 | 0 | 0 | 4 | 0 | 0 | 0 | 6 | 0 | 82.903 | 0.031886 | 1 | 0.5 | 0 | 8.2745 | 0 | 8.2745 | 422.9746 | 0 | 24.2115 | 0.018624 | 1 | 0.5 | 0 | 4.1373 | 0 | 4.1373
2007-11-05 02:01 | 11 | 5 | 2 | 309 | 7394 | 50 | 387.4251 | 0 | Heating | 387.4251 | 4 | 309.9401 | 309.9401 | 0 | 6 | 0 | 0 | 4 | 0 | 0 | 0 | 6 | 0 | 61.988 | 0.023842 | 1 | 0.5 | 0 | 8.2745 | 0 | 8.2745 | 316.2654 | 0 | 18.1033 | 0.013926 | 1 | 0.5 | 0 | 4.1373 | 0 | 4.1373
2007-11-05 03:01 | 11 | 5 | 3 | 309 | 7395 | 50 | 358.6484 | 0 | Heating | 358.6484 | 4 | 286.9187 | 286.9187 | 0 | 6 | 0 | 0 | 4 | 0 | 0 | 0 | 6 | 0 | 57.3837 | 0.022071 | 1 | 0.5 | 0 | 8.2745 | 0 | 8.2745 | 292.7742 | 0 | 16.7587 | 0.012891 | 1 | 0.5 | 0 | 4.1373 | 0 | 4.1373
2007-11-05 04:01 | 11 | 5 | 4 | 309 | 7396 | 48.92 | 353.6627 | 0 | Heating | 353.6627 | 4 | 282.9302 | 282.9302 | 0 | 6 | 0 | 0 | 4 | 0 | 0 | 0 | 6 | 0 | 56.586 | 0.021764 | 1 | 0.5 | 0 | 8.2745 | 0 | 8.2745 | 288.7042 | 0 | 16.5257 | 0.012712 | 1 | 0.5 | 0 | 4.1373 | 0 | 4.1373
2007-11-05 05:01 | 11 | 5 | 5 | 309 | 7397 | 48.92 | 395.0813 | 0 | Heating | 395.0813 | 4 | 316.065 | 316.065 | 0 | 6 | 0 | 0 | 4 | 0 | 0 | 0 | 6 | 0 | 63.213 | 0.024313 | 1 | 0.5 | 0 | 8.2745 | 0 | 8.2745 | 322.5153 | 0 | 18.4611 | 0.014201 | 1 | 0.5 | 0 | 4.1373 | 0 | 4.1373
2007-11-05 06:01 | 11 | 5 | 6 | 309 | 7398 | 48.02 | 636.9352 | 0 | Heating | 636.9352 | 4 | 509.5481 | 509.5481 | 0 | 6 | 0 | 0 | 4 | 0 | 0 | 0 | 6 | 0 | 101.9096 | 0.039196 | 1 | 0.5 | 0 | 8.2745 | 0 | 8.2745 | 519.9471 | 0 | 29.7623 | 0.022894 | 1 | 0.5 | 0 | 4.1373 | 0 | 4.1373
2007-11-05 07:01 | 11 | 5 | 7 | 309 | 7399 | 48.02 | 2496.3242 | 0 | Heating | 2496.3242 | 4 | 1997.0594 | 1997.0594 | 0 | 6 | 0 | 0 | 4 | 0 | 0 | 0 | 6 | 0 | 399.4119 | 0.15362 | 1 | 0.5 | 0 | 8.2745 | 0 | 8.2745 | 2037.8157 | 0 | 116.6466 | 0.089728 | 1 | 0.5 | 0 | 4.1373 | 0 | 4.1373
2007-11-05 08:01 | 11 | 5 | 8 | 309 | 7400 | 48.02 | 2162.9448 | 0 | Heating | 2162.9448 | 4 | 1730.3559 | 1730.3559 | 0 | 6 | 0 | 0 | 4 | 0 | 0 | 0 | 6 | 0 | 346.0712 | 0.1331 | 1 | 0.5 | 0 | 8.2745 | 0 | 8.2745 | 1765.6693 | 0 | 101.0686 | 0.077745 | 1 | 0.5 | 0 | 4.1373 | 0 | 4.1373
2007-11-05 09:01 | 11 | 5 | 9 | 309 | 7401 | 50 | 1967.4975 | 0 | Heating | 1967.4975 | 4 | 1573.998 | 1573.998 | 0 | 6 | 0 | 0 | 4 | 0 | 0 | 0 | 6 | 0 | 314.7996 | 0.12108 | 1 | 0.5 | 0 | 8.2745 | 0 | 8.2745 | 1606.1204 | 0 | 91.9359 | 0.07072 | 1 | 0.5 | 0 | 4.1373 | 0 | 4.1373
2007-11-05 10:01 | 11 | 5 | 10 | 309 | 7402 | 50 | 1526.9798 | 0 | Heating | 1526.9798 | 4 | 1221.5839 | 1221.5839 | 0 | 6 | 0 | 0 | 4 | 0 | 0 | 0 | 6 | 0 | 244.3168 | 0.093968 | 1 | 0.5 | 0 | 8.2745 | 0 | 8.2745 | 1246.5141 | 0 | 71.3517 | 0.054886 | 1 | 0.5 | 0 | 4.1373 | 0 | 4.1373
2007-11-05 11:01 | 11 | 5 | 11 | 309 | 7403 | 50 | 1335.4258 | 0 | Heating | 1335.4258 | 4 | 1068.3407 | 1068.3407 | 0 | 6 | 0 | 0 | 4 | 0 | 0 | 0 | 6 | 0 | 213.6681 | 0.08218 | 1 | 0.5 | 0 | 8.2745 | 0 | 8.2745 | 1090.1435 | 0 | 62.4009 | 0.048001 | 1 | 0.5 | 0 | 4.1373 | 0 | 4.1373
2007-11-05 12:01 | 11 | 5 | 12 | 309 | 7404 | 51.08 | 1121.9389 | 0 | Heating | 1121.9389 | 4 | 897.5511 | 897.5511 | 0 | 6 | 0 | 0 | 4 | 0 | 0 | 0 | 6 | 0 | 179.5102 | 0.069042 | 1 | 0.5 | 0 | 8.2745 | 0 | 8.2745 | 915.8685 | 0 | 52.4252 | 0.040327 | 1 | 0.5 | 0 | 4.1373 | 0 | 4.1373
2007-11-05 13:01 | 11 | 5 | 13 | 309 | 7405 | 51.98 | 996.7888 | 0 | Heating | 996.7888 | 4 | 797.431 | 797.431 | 0 | 6 | 0 | 0 | 4 | 0 | 0 | 0 | 6 | 0 | 159.4862 | 0.061341 | 1 | 0.5 | 0 | 8.2745 | 0 | 8.2745 | 813.7051 | 0 | 46.5773 | 0.035829 | 1 | 0.5 | 0 | 4.1373 | 0 | 4.1373
2007-11-05 14:01 | 11 | 5 | 14 | 309 | 7406 | 51.98 | 923.8303 | 0 | Heating | 923.8303 | 4 | 739.0642 | 739.0642 | 0 | 6 | 0 | 0 | 4 | 0 | 0 | 0 | 6 | 0 | 147.8128 | 0.056851 | 1 | 0.5 | 0 | 8.2745 | 0 | 8.2745 | 754.1472 | 0 | 43.1681 | 0.033206 | 1 | 0.5 | 0 | 4.1373 | 0 | 4.1373
2007-11-05 15:01 | 11 | 5 | 15 | 309 | 7407 | 51.98 | 943.3577 | 0 | Heating | 943.3577 | 4 | 754.6862 | 754.6862 | 0 | 6 | 0 | 0 | 4 | 0 | 0 | 0 | 6 | 0 | 150.9372 | 0.058053 | 1 | 0.5 | 0 | 8.2745 | 0 | 8.2745 | 770.0879 | 0 | 44.0806 | 0.033908 | 1 | 0.5 | 0 | 4.1373 | 0 | 4.1373
2007-11-05 16:01 | 11 | 5 | 16 | 309 | 7408 | 50 | 983.5358 | 0 | Heating | 983.5358 | 4 | 786.8286 | 786.8286 | 0 | 6 | 0 | 0 | 4 | 0 | 0 | 0 | 6 | 0 | 157.3657 | 0.060525 | 1 | 0.5 | 0 | 8.2745 | 0 | 8.2745 | 802.8864 | 0 | 45.958 | 0.035352 | 1 | 0.5 | 0 | 4.1373 | 0 | 4.1373
2007-11-05 17:01 | 11 | 5 | 17 | 309 | 7409 | 50 | 1061.201 | 0 | Heating | 1061.201 | 4 | 848.9608 | 848.9608 | 0 | 6 | 0 | 0 | 4 | 0 | 0 | 0 | 6 | 0 | 169.7922 | 0.065305 | 1 | 0.5 | 0 | 8.2745 | 0 | 8.2745 | 866.2865 | 0 | 49.5871 | 0.038144 | 1 | 0.5 | 0 | 4.1373 | 0 | 4.1373
2007-11-05 18:01 | 11 | 5 | 18 | 309 | 7410 | 44.96 | 1205.1473 | 0 | Heating | 1205.1473 | 4 | 964.1179 | 964.1179 | 0 | 6 | 0 | 0 | 4 | 0 | 0 | 0 | 6 | 0 | 192.8236 | 0.074163 | 1 | 0.5 | 0 | 8.2745 | 0 | 8.2745 | 983.7937 | 0 | 56.3133 | 0.043318 | 1 | 0.5 | 0 | 4.1373 | 0 | 4.1373
2007-11-05 19:01 | 11 | 5 | 19 | 309 | 7411 | 44.06 | 1346.9436 | 0 | Heating | 1346.9436 | 4 | 1077.5549 | 1077.5549 | 0 | 6 | 0 | 0 | 4 | 0 | 0 | 0 | 6 | 0 | 215.511 | 0.082889 | 1 | 0.5 | 0 | 8.2745 | 0 | 8.2745 | 1099.5458 | 0 | 62.9391 | 0.048415 | 1 | 0.5 | 0 | 4.1373 | 0 | 4.1373
2007-11-05 20:01 | 11 | 5 | 20 | 309 | 7412 | 44.06 | 1343.6117 | 0 | Heating | 1343.6117 | 4 | 1074.8893 | 1074.8893 | 0 | 6 | 0 | 0 | 4 | 0 | 0 | 0 | 6 | 0 | 214.9779 | 0.082684 | 1 | 0.5 | 0 | 8.2745 | 0 | 8.2745 | 1096.8258 | 0 | 62.7834 | 0.048295 | 1 | 0.5 | 0 | 4.1373 | 0 | 4.1373
2007-11-05 21:01 | 11 | 5 | 21 | 309 | 7413 | 41 | 1331.0536 | 0 | Heating | 1331.0536 | 4 | 1064.8428 | 1064.8428 | 0 | 6 | 0 | 0 | 4 | 0 | 0 | 0 | 6 | 0 | 212.9686 | 0.081911 | 1 | 0.5 | 0 | 8.2745 | 0 | 8.2745 | 1086.5743 | 0 | 62.1966 | 0.047844 | 1 | 0.5 | 0 | 4.1373 | 0 | 4.1373
2007-11-05 22:01 | 11 | 5 | 22 | 309 | 7414 | 37.94 | 832.668 | 0 | Heating | 832.668 | 4 | 666.1344 | 666.1344 | 0 | 6 | 0 | 0 | 4 | 0 | 0 | 0 | 6 | 0 | 133.2269 | 0.051241 | 1 | 0.5 | 0 | 8.2745 | 0 | 8.2745 | 679.729 | 0 | 38.9084 | 0.02993 | 1 | 0.5 | 0 | 4.1373 | 0 | 4.1373
2007-11-05 23:01 | 11 | 5 | 23 | 309 | 7415 | 37.94 | 762.3088 | 0 | Heating | 762.3088 | 4 | 609.847 | 609.847 | 0 | 6 | 0 | 0 | 4 | 0 | 0 | 0 | 6 | 0 | 121.9694 | 0.046911 | 1 | 0.5 | 0 | 8.2745 | 0 | 8.2745 | 622.2929 | 0 | 35.6207 | 0.027401 | 1 | 0.5 | 0 | 4.1373 | 0 | 4.1373
2007-11-06 00:01 | 11 | 6 | 0 | 310 | 7416 | 32 | 669.2178 | 0 | Heating | 669.2178 | 4 | 535.3742 | 535.3742 | 0 | 6 | 0 | 0 | 4 | 0 | 0 | 0 | 6 | 0 | 107.0748 | 0.041183 | 1 | 0.5 | 0 | 8.2745 | 0 | 8.2745 | 546.3002 | 0 | 31.2708 | 0.024054 | 1 | 0.5 | 0 | 4.1373 | 0 | 4.1373
2007-11-06 01:01 | 11 | 6 | 1 | 310 | 7417 | 33.08 | 581.0009 | 0 | Heating | 581.0009 | 4 | 464.8007 | 464.8007 | 0 | 6 | 0 | 0 | 4 | 0 | 0 | 0 | 6 | 0 | 92.9601 | 0.035754 | 1 | 0.5 | 0 | 8.2745 | 0 | 8.2745 | 474.2864 | 0 | 27.1486 | 0.020884 | 1 | 0.5 | 0 | 4.1373 | 0 | 4.1373
2007-11-06 02:01 | 11 | 6 | 2 | 310 | 7418 | 33.08 | 507.4369 | 0 | Heating | 507.4369 | 4 | 405.9495 | 405.9495 | 0 | 6 | 0 | 0 | 4 | 0 | 0 | 0 | 6 | 0 | 81.1899 | 0.031227 | 1 | 0.5 | 0 | 8.2745 | 0 | 8.2745 | 414.2342 | 0 | 23.7112 | 0.018239 | 1 | 0.5 | 0 | 4.1373 | 0 | 4.1373
2007-11-06 03:01 | 11 | 6 | 3 | 310 | 7419 | 35.06 | 564.6213 | 0 | Heating | 564.6213 | 4 | 451.6971 | 451.6971 | 0 | 6 | 0 | 0 | 4 | 0 | 0 | 0 | 6 | 0 | 90.3394 | 0.034746 | 1 | 0.5 | 0 | 8.2745 | 0 | 8.2745 | 460.9154 | 0 | 26.3832 | 0.020295 | 1 | 0.5 | 0 | 4.1373 | 0 | 4.1373
2007-11-06 04:01 | 11 | 6 | 4 | 310 | 7420 | 37.04 | 567.7239 | 0 | Heating | 567.7239 | 4 | 454.1791 | 454.1791 | 0 | 6 | 0 | 0 | 4 | 0 | 0 | 0 | 6 | 0 | 90.8358 | 0.034937 | 1 | 0.5 | 0 | 8.2745 | 0 | 8.2745 | 463.4481 | 0 | 26.5282 | 0.020406 | 1 | 0.5 | 0 | 4.1373 | 0 | 4.1373
2007-11-06 05:01 | 11 | 6 | 5 | 310 | 7421 | 35.06 | 619.095 | 0 | Heating | 619.095 | 4 | 495.276 | 495.276 | 0 | 6 | 0 | 0 | 4 | 0 | 0 | 0 | 6 | 0 | 99.0552 | 0.038098 | 1 | 0.5 | 0 | 8.2745 | 0 | 8.2745 | 505.3836 | 0 | 28.9287 | 0.022253 | 1 | 0.5 | 0 | 4.1373 | 0 | 4.1373
2007-11-06 06:01 | 11 | 6 | 6 | 310 | 7422 | 39.2 | 849.1177 | 0 | Heating | 849.1177 | 4 | 679.2941 | 679.2941 | 0 | 6 | 0 | 0 | 4 | 0 | 0 | 0 | 6 | 0 | 135.8588 | 0.052253 | 1 | 0.5 | 0 | 8.2745 | 0 | 8.2745 | 693.1573 | 0 | 39.677 | 0.030521 | 1 | 0.5 | 0 | 4.1373 | 0 | 4.1373
2007-11-06 07:01 | 11 | 6 | 7 | 310 | 7423 | 41 | 2781.992 | 0 | Heating | 2781.992 | 4 | 2225.5936 | 2225.5936 | 0 | 6 | 0 | 0 | 4 | 0 | 0 | 0 | 6 | 0 | 445.1187 | 0.1712 | 1 | 0.5 | 0 | 8.2745 | 0 | 8.2745 | 2271.0139 | 0 | 129.9951 | 0.099996 | 1 | 0.5 | 0 | 4.1373 | 0 | 4.1373
2007-11-06 08:01 | 11 | 6 | 8 | 310 | 7424 | 41 | 2265.5605 | 0 | Heating | 2265.5605 | 4 | 1812.4484 | 1812.4484 | 0 | 6 | 0 | 0 | 4 | 0 | 0 | 0 | 6 | 0 | 362.4897 | 0.13942 | 1 | 0.5 | 0 | 8.2745 | 0 | 8.2745 | 1849.4372 | 0 | 105.8636 | 0.081434 | 1 | 0.5 | 0 | 4.1373 | 0 | 4.1373
2007-11-06 09:01 | 11 | 6 | 9 | 310 | 7425 | 42.98 | 1961.2839 | 0 | Heating | 1961.2839 | 4 | 1569.0271 | 1569.0271 | 0 | 6 | 0 | 0 | 4 | 0 | 0 | 0 | 6 | 0 | 313.8054 | 0.12069 | 1 | 0.5 | 0 | 8.2745 | 0 | 8.2745 | 1601.0481 | 0 | 91.6456 | 0.070497 | 1 | 0.5 | 0 | 4.1373 | 0 | 4.1373
2007-11-06 10:01 | 11 | 6 | 10 | 310 | 7426 | 46.04 | 1419.0162 | 0 | Heating | 1419.0162 | 4 | 1135.213 | 1135.213 | 0 | 6 | 0 | 0 | 4 | 0 | 0 | 0 | 6 | 0 | 227.0426 | 0.087324 | 1 | 0.5 | 0 | 8.2745 | 0 | 8.2745 | 1158.3806 | 0 | 66.3068 | 0.051005 | 1 | 0.5 | 0 | 4.1373 | 0 | 4.1373
2007-11-06 11:01 | 11 | 6 | 11 | 310 | 7427 | 46.04 | 1053.4652 | 0 | Heating | 1053.4652 | 4 | 842.7721 | 842.7721 | 0 | 6 | 0 | 0 | 4 | 0 | 0 | 0 | 6 | 0 | 168.5544 | 0.064829 | 1 | 0.5 | 0 | 8.2745 | 0 | 8.2745 | 859.9716 | 0 | 49.2256 | 0.037866 | 1 | 0.5 | 0 | 4.1373 | 0 | 4.1373
2007-11-06 12:01 | 11 | 6 | 12 | 310 | 7428 | 51.08 | 649.059 | 0 | Heating | 649.059 | 4 | 519.2472 | 519.2472 | 0 | 6 | 0 | 0 | 4 | 0 | 0 | 0 | 6 | 0 | 103.8494 | 0.039942 | 1 | 0.5 | 0 | 8.2745 | 0 | 8.2745 | 529.844 | 0 | 30.3288 | 0.02333 | 1 | 0.5 | 0 | 4.1373 | 0 | 4.1373
2007-11-06 13:01 | 11 | 6 | 13 | 310 | 7429 | 55.94 | 419.5108 | 0 | Heating | 419.5108 | 4 | 335.6086 | 335.6086 | 0 | 6 | 0 | 0 | 4 | 0 | 0 | 0 | 6 | 0 | 67.1217 | 0.025816 | 1 | 0.5 | 0 | 8.2745 | 0 | 8.2745 | 342.4578 | 0 | 19.6026 | 0.015079 | 1 | 0.5 | 0 | 4.1373 | 0 | 4.1373
2007-11-06 14:01 | 11 | 6 | 14 | 310 | 7430 | 55.94 | 258.4683 | 0 | Heating | 258.4683 | 4 | 206.7746 | 206.7746 | 0 | 6 | 0 | 0 | 4 | 0 | 0 | 0 | 6 | 0 | 41.3549 | 0.015906 | 1 | 0.5 | 0 | 8.2745 | 0 | 8.2745 | 210.9945 | 0 | 12.0775 | 0.0092904 | 1 | 0.5 | 0 | 4.1373 | 0 | 4.1373
2007-11-06 15:01 | 11 | 6 | 15 | 310 | 7431 | 55.94 | 161.1033 | 0 | Heating | 161.1033 | 4 | 128.8826 | 128.8826 | 0 | 6 | 0 | 0 | 4 | 0 | 0 | 0 | 6 | 0 | 25.7765 | 0.009914 | 1 | 0.5 | 0 | 8.2745 | 0 | 8.2745 | 131.5129 | 0 | 7.5279 | 0.0057907 | 1 | 0.5 | 0 | 4.1373 | 0 | 4.1373
2007-11-06 16:01 | 11 | 6 | 16 | 310 | 7432 | 57.02 | 195.2289 | 0 | Heating | 195.2289 | 4 | 156.1831 | 156.1831 | 0 | 6 | 0 | 0 | 4 | 0 | 0 | 0 | 6 | 0 | 31.2366 | 0.012014 | 1 | 0.5 | 0 | 8.2745 | 0 | 8.2745 | 159.3705 | 0 | 9.1225 | 0.0070173 | 1 | 0.5 | 0 | 4.1373 | 0 | 4.1373
2007-11-06 17:01 | 11 | 6 | 17 | 310 | 7433 | 57.02 | 328.5822 | 0 | Heating | 328.5822 | 4 | 262.8657 | 262.8657 | 0 | 6 | 0 | 0 | 4 | 0 | 0 | 0 | 6 | 0 | 52.5731 | 0.02022 | 1 | 0.5 | 0 | 8.2745 | 0 | 8.2745 | 268.2303 | 0 | 15.3538 | 0.011811 | 1 | 0.5 | 0 | 4.1373 | 0 | 4.1373
2007-11-06 18:01 | 11 | 6 | 18 | 310 | 7434 | 51.98 | 528.4796 | 0 | Heating | 528.4796 | 4 | 422.7837 | 422.7837 | 0 | 6 | 0 | 0 | 4 | 0 | 0 | 0 | 6 | 0 | 84.5567 | 0.032522 | 1 | 0.5 | 0 | 8.2745 | 0 | 8.2745 | 431.4119 | 0 | 24.6944 | 0.018996 | 1 | 0.5 | 0 | 4.1373 | 0 | 4.1373
2007-11-06 19:01 | 11 | 6 | 19 | 310 | 7435 | 48.02 | 705.8143 | 0 | Heating | 705.8143 | 4 | 564.6515 | 564.6515 | 0 | 6 | 0 | 0 | 4 | 0 | 0 | 0 | 6 | 0 | 112.9303 | 0.043435 | 1 | 0.5 | 0 | 8.2745 | 0 | 8.2745 | 576.1749 | 0 | 32.9808 | 0.02537 | 1 | 0.5 | 0 | 4.1373 | 0 | 4.1373
2007-11-06 20:01 | 11 | 6 | 20 | 310 | 7436 | 48.02 | 754.8895 | 0 | Heating | 754.8895 | 4 | 603.9116 | 603.9116 | 0 | 6 | 0 | 0 | 4 | 0 | 0 | 0 | 6 | 0 | 120.7823 | 0.046455 | 1 | 0.5 | 0 | 8.2745 | 0 | 8.2745 | 616.2363 | 0 | 35.274 | 0.027134 | 1 | 0.5 | 0 | 4.1373 | 0 | 4.1373
2007-11-06 21:01 | 11 | 6 | 21 | 310 | 7437 | 44.06 | 829.914 | 0 | Heating | 829.914 | 4 | 663.9312 | 663.9312 | 0 | 6 | 0 | 0 | 4 | 0 | 0 | 0 | 6 | 0 | 132.7862 | 0.051072 | 1 | 0.5 | 0 | 8.2745 | 0 | 8.2745 | 677.4808 | 0 | 38.7797 | 0.029831 | 1 | 0.5 | 0 | 4.1373 | 0 | 4.1373
2007-11-06 22:01 | 11 | 6 | 22 | 310 | 7438 | 44.06 | 634.4897 | 0 | Heating | 634.4897 | 4 | 507.5918 | 507.5918 | 0 | 6 | 0 | 0 | 4 | 0 | 0 | 0 | 6 | 0 | 101.5184 | 0.039046 | 1 | 0.5 | 0 | 8.2745 | 0 | 8.2745 | 517.9508 | 0 | 29.648 | 0.022806 | 1 | 0.5 | 0 | 4.1373 | 0 | 4.1373
2007-11-06 23:01 | 11 | 6 | 23 | 310 | 7439 | 44.06 | 703.916 | 0 | Heating | 703.916 | 4 | 563.1328 | 563.1328 | 0 | 6 | 0 | 0 | 4 | 0 | 0 | 0 | 6 | 0 | 112.6266 | 0.043318 | 1 | 0.5 | 0 | 8.2745 | 0 | 8.2745 | 574.6253 | 0 | 32.8921 | 0.025302 | 1 | 0.5 | 0 | 4.1373 | 0 | 4.1373
2007-11-07 00:01 | 11 | 7 | 0 | 311 | 7440 | 46.94 | 652.8607 | 0 | Heating | 652.8607 | 4 | 522.2886 | 522.2886 | 0 | 6 | 0 | 0 | 4 | 0 | 0 | 0 | 6 | 0 | 104.4577 | 0.040176 | 1 | 0.5 | 0 | 8.2745 | 0 | 8.2745 | 532.9475 | 0 | 30.5064 | 0.023466 | 1 | 0.5 | 0 | 4.1373 | 0 | 4.1373
2007-11-07 01:01 | 11 | 7 | 1 | 311 | 7441 | 46.04 | 530.4804 | 0 | Heating | 530.4804 | 4 | 424.3843 | 424.3843 | 0 | 6 | 0 | 0 | 4 | 0 | 0 | 0 | 6 | 0 | 84.8769 | 0.032645 | 1 | 0.5 | 0 | 8.2745 | 0 | 8.2745 | 433.0452 | 0 | 24.7879 | 0.019068 | 1 | 0.5 | 0 | 4.1373 | 0 | 4.1373
2007-11-07 02:01 | 11 | 7 | 2 | 311 | 7442 | 42.98 | 437.3389 | 0 | Heating | 437.3389 | 4 | 349.8711 | 349.8711 | 0 | 6 | 0 | 0 | 4 | 0 | 0 | 0 | 6 | 0 | 69.9742 | 0.026913 | 1 | 0.5 | 0 | 8.2745 | 0 | 8.2745 | 357.0114 | 0 | 20.4357 | 0.01572 | 1 | 0.5 | 0 | 4.1373 | 0 | 4.1373
2007-11-07 03:01 | 11 | 7 | 3 | 311 | 7443 | 48.92 | 483.9637 | 0 | Heating | 483.9637 | 4 | 387.1709 | 387.1709 | 0 | 6 | 0 | 0 | 4 | 0 | 0 | 0 | 6 | 0 | 77.4342 | 0.029782 | 1 | 0.5 | 0 | 8.2745 | 0 | 8.2745 | 395.0724 | 0 | 22.6143 | 0.017396 | 1 | 0.5 | 0 | 4.1373 | 0 | 4.1373
2007-11-07 04:01 | 11 | 7 | 4 | 311 | 7444 | 48.02 | 425.833 | 0 | Heating | 425.833 | 4 | 340.6664 | 340.6664 | 0 | 6 | 0 | 0 | 4 | 0 | 0 | 0 | 6 | 0 | 68.1333 | 0.026205 | 1 | 0.5 | 0 | 8.2745 | 0 | 8.2745 | 347.6188 | 0 | 19.898 | 0.015306 | 1 | 0.5 | 0 | 4.1373 | 0 | 4.1373
2007-11-07 05:01 | 11 | 7 | 5 | 311 | 7445 | 46.94 | 403.3567 | 0 | Heating | 403.3567 | 4 | 322.6854 | 322.6854 | 0 | 6 | 0 | 0 | 4 | 0 | 0 | 0 | 6 | 0 | 64.5371 | 0.024822 | 1 | 0.5 | 0 | 8.2745 | 0 | 8.2745 | 329.2708 | 0 | 18.8478 | 0.014498 | 1 | 0.5 | 0 | 4.1373 | 0 | 4.1373
2007-11-07 06:01 | 11 | 7 | 6 | 311 | 7446 | 44.06 | 603.412 | 0 | Heating | 603.412 | 4 | 482.7296 | 482.7296 | 0 | 6 | 0 | 0 | 4 | 0 | 0 | 0 | 6 | 0 | 96.5459 | 0.037133 | 1 | 0.5 | 0 | 8.2745 | 0 | 8.2745 | 492.5812 | 0 | 28.1958 | 0.021689 | 1 | 0.5 | 0 | 4.1373 | 0 | 4.1373
2007-11-07 07:01 | 11 | 7 | 7 | 311 | 7447 | 44.96 | 2274.5941 | 0 | Heating | 2274.5941 | 4 | 1819.6753 | 1819.6753 | 0 | 6 | 0 | 0 | 4 | 0 | 0 | 0 | 6 | 0 | 363.9351 | 0.13998 | 1 | 0.5 | 0 | 8.2745 | 0 | 8.2745 | 1856.8115 | 0 | 106.2857 | 0.081758 | 1 | 0.5 | 0 | 4.1373 | 0 | 4.1373
2007-11-07 08:01 | 11 | 7 | 8 | 311 | 7448 | 44.96 | 1808.0371 | 0 | Heating | 1808.0371 | 4 | 1446.4297 | 1446.4297 | 0 | 6 | 0 | 0 | 4 | 0 | 0 | 0 | 6 | 0 | 289.2859 | 0.11126 | 1 | 0.5 | 0 | 8.2745 | 0 | 8.2745 | 1475.9486 | 0 | 84.4848 | 0.064988 | 1 | 0.5 | 0 | 4.1373 | 0 | 4.1373
2007-11-07 09:01 | 11 | 7 | 9 | 311 | 7449 | 44.96 | 1571.1547 | 0 | Heating | 1571.1547 | 4 | 1256.9238 | 1256.9238 | 0 | 6 | 0 | 0 | 4 | 0 | 0 | 0 | 6 | 0 | 251.3848 | 0.096686 | 1 | 0.5 | 0 | 8.2745 | 0 | 8.2745 | 1282.5753 | 0 | 73.4159 | 0.056474 | 1 | 0.5 | 0 | 4.1373 | 0 | 4.1373
2007-11-07 10:01 | 11 | 7 | 10 | 311 | 7450 | 44.96 | 1147.1675 | 0 | Heating | 1147.1675 | 4 | 917.734 | 917.734 | 0 | 6 | 0 | 0 | 4 | 0 | 0 | 0 | 6 | 0 | 183.5468 | 0.070595 | 1 | 0.5 | 0 | 8.2745 | 0 | 8.2745 | 936.4633 | 0 | 53.6041 | 0.041234 | 1 | 0.5 | 0 | 4.1373 | 0 | 4.1373
2007-11-07 11:01 | 11 | 7 | 11 | 311 | 7451 | 44.96 | 756.9212 | 0 | Heating | 756.9212 | 4 | 605.5369 | 605.5369 | 0 | 6 | 0 | 0 | 4 | 0 | 0 | 0 | 6 | 0 | 121.1074 | 0.04658 | 1 | 0.5 | 0 | 8.2745 | 0 | 8.2745 | 617.8948 | 0 | 35.3689 | 0.027207 | 1 | 0.5 | 0 | 4.1373 | 0 | 4.1373
2007-11-07 12:01 | 11 | 7 | 12 | 311 | 7452 | 46.04 | 346.8677 | 0 | Heating | 346.8677 | 4 | 277.4942 | 277.4942 | 0 | 6 | 0 | 0 | 4 | 0 | 0 | 0 | 6 | 0 | 55.4988 | 0.021346 | 1 | 0.5 | 0 | 8.2745 | 0 | 8.2745 | 283.1573 | 0 | 16.2082 | 0.012468 | 1 | 0.5 | 0 | 4.1373 | 0 | 4.1373
2007-11-07 13:01 | 11 | 7 | 13 | 311 | 7453 | 48.02 | 194.9302 | 0 | Heating | 194.9302 | 4 | 155.9442 | 155.9442 | 0 | 6 | 0 | 0 | 4 | 0 | 0 | 0 | 6 | 0 | 31.1888 | 0.011996 | 1 | 0.5 | 0 | 8.2745 | 0 | 8.2745 | 159.1267 | 0 | 9.1086 | 0.0070066 | 1 | 0.5 | 0 | 4.1373 | 0 | 4.1373
2007-11-07 14:01 | 11 | 7 | 14 | 311 | 7454 | 48.02 | 0 | 6.6622 | Cooling | 0 | 4 | 0 | 0 | 0 | 6 | 0 | 6.6622 | 4 | 8.3278 | 8.3278 | 0 | 6 | 0 | 0.83278 | 0.0003203 | 1 | 0.5 | 0 | 8.2745 | 0 | 8.2745 | 0 | 8.1612 | 1.0202 | 0.00078473 | 1 | 0.5 | 0 | 4.1373 | 0 | 4.1373
2007-11-07 15:01 | 11 | 7 | 15 | 311 | 7455 | 50 | 0 | 9.6232 | Cooling | 0 | 4 | 0 | 0 | 0 | 6 | 0 | 9.6232 | 4 | 12.029 | 12.029 | 0 | 6 | 0 | 1.2029 | 0.00046265 | 1 | 0.5 | 0 | 8.2745 | 0 | 8.2745 | 0 | 11.7884 | 1.4735 | 0.0011335 | 1 | 0.5 | 0 | 4.1373 | 0 | 4.1373
2007-11-07 16:01 | 11 | 7 | 16 | 311 | 7456 | 48.02 | 5.4984 | 0 | Heating | 5.4984 | 4 | 4.3987 | 4.3987 | 0 | 6 | 0 | 0 | 4 | 0 | 0 | 0 | 6 | 0 | 0.87974 | 0.00033836 | 1 | 0.5 | 0 | 8.2745 | 0 | 8.2745 | 4.4885 | 0 | 0.25693 | 0.00019764 | 1 | 0.5 | 0 | 4.1373 | 0 | 4.1373
2007-11-07 17:01 | 11 | 7 | 17 | 311 | 7457 | 48.02 | 71.9329 | 0 | Heating | 71.9329 | 4 | 57.5463 | 57.5463 | 0 | 6 | 0 | 0 | 4 | 0 | 0 | 0 | 6 | 0 | 11.5093 | 0.0044266 | 1 | 0.5 | 0 | 8.2745 | 0 | 8.2745 | 58.7208 | 0 | 3.3612 | 0.0025856 | 1 | 0.5 | 0 | 4.1373 | 0 | 4.1373
2007-11-07 18:01 | 11 | 7 | 18 | 311 | 7458 | 44.96 | 149.2453 | 0 | Heating | 149.2453 | 4 | 119.3963 | 119.3963 | 0 | 6 | 0 | 0 | 4 | 0 | 0 | 0 | 6 | 0 | 23.8793 | 0.0091843 | 1 | 0.5 | 0 | 8.2745 | 0 | 8.2745 | 121.8329 | 0 | 6.9738 | 0.0053645 | 1 | 0.5 | 0 | 4.1373 | 0 | 4.1373
2007-11-07 19:01 | 11 | 7 | 19 | 311 | 7459 | 44.06 | 208.2163 | 0 | Heating | 208.2163 | 4 | 166.5731 | 166.5731 | 0 | 6 | 0 | 0 | 4 | 0 | 0 | 0 | 6 | 0 | 33.3146 | 0.012813 | 1 | 0.5 | 0 | 8.2745 | 0 | 8.2745 | 169.9725 | 0 | 9.7294 | 0.0074841 | 1 | 0.5 | 0 | 4.1373 | 0 | 4.1373
2007-11-07 20:01 | 11 | 7 | 20 | 311 | 7460 | 44.06 | 292.3297 | 0 | Heating | 292.3297 | 4 | 233.8637 | 233.8637 | 0 | 6 | 0 | 0 | 4 | 0 | 0 | 0 | 6 | 0 | 46.7727 | 0.01799 | 1 | 0.5 | 0 | 8.2745 | 0 | 8.2745 | 238.6365 | 0 | 13.6598 | 0.010508 | 1 | 0.5 | 0 | 4.1373 | 0 | 4.1373
2007-11-07 21:01 | 11 | 7 | 21 | 311 | 7461 | 39.92 | 374.8234 | 0 | Heating | 374.8234 | 4 | 299.8587 | 299.8587 | 0 | 6 | 0 | 0 | 4 | 0 | 0 | 0 | 6 | 0 | 59.9717 | 0.023066 | 1 | 0.5 | 0 | 8.2745 | 0 | 8.2745 | 305.9783 | 0 | 17.5145 | 0.013473 | 1 | 0.5 | 0 | 4.1373 | 0 | 4.1373
2007-11-07 22:01 | 11 | 7 | 22 | 311 | 7462 | 37.94 | 347.0461 | 0 | Heating | 347.0461 | 4 | 277.6369 | 277.6369 | 0 | 6 | 0 | 0 | 4 | 0 | 0 | 0 | 6 | 0 | 55.5274 | 0.021357 | 1 | 0.5 | 0 | 8.2745 | 0 | 8.2745 | 283.303 | 0 | 16.2165 | 0.012474 | 1 | 0.5 | 0 | 4.1373 | 0 | 4.1373
2007-11-07 23:01 | 11 | 7 | 23 | 311 | 7463 | 37.94 | 421.803 | 0 | Heating | 421.803 | 4 | 337.4424 | 337.4424 | 0 | 6 | 0 | 0 | 4 | 0 | 0 | 0 | 6 | 0 | 67.4885 | 0.025957 | 1 | 0.5 | 0 | 8.2745 | 0 | 8.2745 | 344.329 | 0 | 19.7097 | 0.015161 | 1 | 0.5 | 0 | 4.1373 | 0 | 4.1373
2007-11-08 00:01 | 11 | 8 | 0 | 312 | 7464 | 35.96 | 394.5856 | 0 | Heating | 394.5856 | 4 | 315.6685 | 315.6685 | 0 | 6 | 0 | 0 | 4 | 0 | 0 | 0 | 6 | 0 | 63.1337 | 0.024282 | 1 | 0.5 | 0 | 8.2745 | 0 | 8.2745 | 322.1107 | 0 | 18.4379 | 0.014183 | 1 | 0.5 | 0 | 4.1373 | 0 | 4.1373
2007-11-08 01:01 | 11 | 8 | 1 | 312 | 7465 | 37.04 | 248.6374 | 0 | Heating | 248.6374 | 4 | 198.9099 | 198.9099 | 0 | 6 | 0 | 0 | 4 | 0 | 0 | 0 | 6 | 0 | 39.782 | 0.015301 | 1 | 0.5 | 0 | 8.2745 | 0 | 8.2745 | 202.9693 | 0 | 11.6182 | 0.008937 | 1 | 0.5 | 0 | 4.1373 | 0 | 4.1373
2007-11-08 02:01 | 11 | 8 | 2 | 312 | 7466 | 37.04 | 275.0285 | 0 | Heating | 275.0285 | 4 | 220.0228 | 220.0228 | 0 | 6 | 0 | 0 | 4 | 0 | 0 | 0 | 6 | 0 | 44.0046 | 0.016925 | 1 | 0.5 | 0 | 8.2745 | 0 | 8.2745 | 224.513 | 0 | 12.8513 | 0.0098857 | 1 | 0.5 | 0 | 4.1373 | 0 | 4.1373
2007-11-08 03:01 | 11 | 8 | 3 | 312 | 7467 | 30.02 | 337.583 | 0 | Heating | 337.583 | 4 | 270.0664 | 270.0664 | 0 | 6 | 0 | 0 | 4 | 0 | 0 | 0 | 6 | 0 | 54.0133 | 0.020774 | 1 | 0.5 | 0 | 8.2745 | 0 | 8.2745 | 275.5779 | 0 | 15.7744 | 0.012134 | 1 | 0.5 | 0 | 4.1373 | 0 | 4.1373
2007-11-08 04:01 | 11 | 8 | 4 | 312 | 7468 | 30.92 | 436.9651 | 0 | Heating | 436.9651 | 4 | 349.5721 | 349.5721 | 0 | 6 | 0 | 0 | 4 | 0 | 0 | 0 | 6 | 0 | 69.9144 | 0.02689 | 1 | 0.5 | 0 | 8.2745 | 0 | 8.2745 | 356.7062 | 0 | 20.4182 | 0.015706 | 1 | 0.5 | 0 | 4.1373 | 0 | 4.1373
2007-11-08 05:01 | 11 | 8 | 5 | 312 | 7469 | 30.92 | 534.005 | 0 | Heating | 534.005 | 4 | 427.204 | 427.204 | 0 | 6 | 0 | 0 | 4 | 0 | 0 | 0 | 6 | 0 | 85.4408 | 0.032862 | 1 | 0.5 | 0 | 8.2745 | 0 | 8.2745 | 435.9224 | 0 | 24.9526 | 0.019194 | 1 | 0.5 | 0 | 4.1373 | 0 | 4.1373
2007-11-08 06:01 | 11 | 8 | 6 | 312 | 7470 | 30.02 | 780.6508 | 0 | Heating | 780.6508 | 4 | 624.5206 | 624.5206 | 0 | 6 | 0 | 0 | 4 | 0 | 0 | 0 | 6 | 0 | 124.9041 | 0.04804 | 1 | 0.5 | 0 | 8.2745 | 0 | 8.2745 | 637.2659 | 0 | 36.4777 | 0.02806 | 1 | 0.5 | 0 | 4.1373 | 0 | 4.1373
2007-11-08 07:01 | 11 | 8 | 7 | 312 | 7471 | 28.94 | 2807.0518 | 0 | Heating | 2807.0518 | 4 | 2245.6414 | 2245.6414 | 0 | 6 | 0 | 0 | 4 | 0 | 0 | 0 | 6 | 0 | 449.1283 | 0.17274 | 1 | 0.5 | 0 | 8.2745 | 0 | 8.2745 | 2291.4709 | 0 | 131.166 | 0.1009 | 1 | 0.5 | 0 | 4.1373 | 0 | 4.1373
2007-11-08 08:01 | 11 | 8 | 8 | 312 | 7472 | 28.94 | 2256.288 | 0 | Heating | 2256.288 | 4 | 1805.0304 | 1805.0304 | 0 | 6 | 0 | 0 | 4 | 0 | 0 | 0 | 6 | 0 | 361.0061 | 0.13885 | 1 | 0.5 | 0 | 8.2745 | 0 | 8.2745 | 1841.8678 | 0 | 105.4303 | 0.0811 | 1 | 0.5 | 0 | 4.1373 | 0 | 4.1373
2007-11-08 09:01 | 11 | 8 | 9 | 312 | 7473 | 37.94 | 1868.3545 | 0 | Heating | 1868.3545 | 4 | 1494.6836 | 1494.6836 | 0 | 6 | 0 | 0 | 4 | 0 | 0 | 0 | 6 | 0 | 298.9367 | 0.11498 | 1 | 0.5 | 0 | 8.2745 | 0 | 8.2745 | 1525.1873 | 0 | 87.3032 | 0.067156 | 1 | 0.5 | 0 | 4.1373 | 0 | 4.1373
2007-11-08 10:01 | 11 | 8 | 10 | 312 | 7474 | 42.98 | 1401.5663 | 0 | Heating | 1401.5663 | 4 | 1121.253 | 1121.253 | 0 | 6 | 0 | 0 | 4 | 0 | 0 | 0 | 6 | 0 | 224.2506 | 0.08625 | 1 | 0.5 | 0 | 8.2745 | 0 | 8.2745 | 1144.1358 | 0 | 65.4915 | 0.050378 | 1 | 0.5 | 0 | 4.1373 | 0 | 4.1373
2007-11-08 11:01 | 11 | 8 | 11 | 312 | 7475 | 42.98 | 1148.7838 | 0 | Heating | 1148.7838 | 4 | 919.027 | 919.027 | 0 | 6 | 0 | 0 | 4 | 0 | 0 | 0 | 6 | 0 | 183.8054 | 0.070694 | 1 | 0.5 | 0 | 8.2745 | 0 | 8.2745 | 937.7827 | 0 | 53.6796 | 0.041292 | 1 | 0.5 | 0 | 4.1373 | 0 | 4.1373
2007-11-08 12:01 | 11 | 8 | 12 | 312 | 7476 | 48.02 | 821.647 | 0 | Heating | 821.647 | 4 | 657.3176 | 657.3176 | 0 | 6 | 0 | 0 | 4 | 0 | 0 | 0 | 6 | 0 | 131.4635 | 0.050563 | 1 | 0.5 | 0 | 8.2745 | 0 | 8.2745 | 670.7322 | 0 | 38.3934 | 0.029533 | 1 | 0.5 | 0 | 4.1373 | 0 | 4.1373
2007-11-08 13:01 | 11 | 8 | 13 | 312 | 7477 | 50 | 630.702 | 0 | Heating | 630.702 | 4 | 504.5616 | 504.5616 | 0 | 6 | 0 | 0 | 4 | 0 | 0 | 0 | 6 | 0 | 100.9123 | 0.038812 | 1 | 0.5 | 0 | 8.2745 | 0 | 8.2745 | 514.8588 | 0 | 29.471 | 0.02267 | 1 | 0.5 | 0 | 4.1373 | 0 | 4.1373
2007-11-08 14:01 | 11 | 8 | 14 | 312 | 7478 | 50 | 831.0859 | 0 | Heating | 831.0859 | 4 | 664.8687 | 664.8687 | 0 | 6 | 0 | 0 | 4 | 0 | 0 | 0 | 6 | 0 | 132.9737 | 0.051144 | 1 | 0.5 | 0 | 8.2745 | 0 | 8.2745 | 678.4374 | 0 | 38.8344 | 0.029873 | 1 | 0.5 | 0 | 4.1373 | 0 | 4.1373
2007-11-08 15:01 | 11 | 8 | 15 | 312 | 7479 | 53.06 | 909.3475 | 0 | Heating | 909.3475 | 4 | 727.478 | 727.478 | 0 | 6 | 0 | 0 | 4 | 0 | 0 | 0 | 6 | 0 | 145.4956 | 0.05596 | 1 | 0.5 | 0 | 8.2745 | 0 | 8.2745 | 742.3245 | 0 | 42.4914 | 0.032686 | 1 | 0.5 | 0 | 4.1373 | 0 | 4.1373
2007-11-08 16:01 | 11 | 8 | 16 | 312 | 7480 | 51.98 | 940.5068 | 0 | Heating | 940.5068 | 4 | 752.4054 | 752.4054 | 0 | 6 | 0 | 0 | 4 | 0 | 0 | 0 | 6 | 0 | 150.4811 | 0.057877 | 1 | 0.5 | 0 | 8.2745 | 0 | 8.2745 | 767.7607 | 0 | 43.9474 | 0.033806 | 1 | 0.5 | 0 | 4.1373 | 0 | 4.1373
2007-11-08 17:01 | 11 | 8 | 17 | 312 | 7481 | 51.98 | 1126.6485 | 0 | Heating | 1126.6485 | 4 | 901.3188 | 901.3188 | 0 | 6 | 0 | 0 | 4 | 0 | 0 | 0 | 6 | 0 | 180.2638 | 0.069332 | 1 | 0.5 | 0 | 8.2745 | 0 | 8.2745 | 919.713 | 0 | 52.6453 | 0.040496 | 1 | 0.5 | 0 | 4.1373 | 0 | 4.1373
2007-11-08 18:01 | 11 | 8 | 18 | 312 | 7482 | 42.08 | 1367.9414 | 0 | Heating | 1367.9414 | 4 | 1094.3531 | 1094.3531 | 0 | 6 | 0 | 0 | 4 | 0 | 0 | 0 | 6 | 0 | 218.8706 | 0.084181 | 1 | 0.5 | 0 | 8.2745 | 0 | 8.2745 | 1116.6869 | 0 | 63.9203 | 0.049169 | 1 | 0.5 | 0 | 4.1373 | 0 | 4.1373
2007-11-08 19:01 | 11 | 8 | 19 | 312 | 7483 | 39.02 | 1578.4358 | 0 | Heating | 1578.4358 | 4 | 1262.7487 | 1262.7487 | 0 | 6 | 0 | 0 | 4 | 0 | 0 | 0 | 6 | 0 | 252.5497 | 0.097135 | 1 | 0.5 | 0 | 8.2745 | 0 | 8.2745 | 1288.519 | 0 | 73.7561 | 0.056735 | 1 | 0.5 | 0 | 4.1373 | 0 | 4.1373
2007-11-08 20:01 | 11 | 8 | 20 | 312 | 7484 | 39.02 | 1692.7937 | 0 | Heating | 1692.7937 | 4 | 1354.2349 | 1354.2349 | 0 | 6 | 0 | 0 | 4 | 0 | 0 | 0 | 6 | 0 | 270.847 | 0.10417 | 1 | 0.5 | 0 | 8.2745 | 0 | 8.2745 | 1381.8724 | 0 | 79.0997 | 0.060846 | 1 | 0.5 | 0 | 4.1373 | 0 | 4.1373
2007-11-08 21:01 | 11 | 8 | 21 | 312 | 7485 | 35.96 | 1773.3504 | 0 | Heating | 1773.3504 | 4 | 1418.6803 | 1418.6803 | 0 | 6 | 0 | 0 | 4 | 0 | 0 | 0 | 6 | 0 | 283.7361 | 0.10913 | 1 | 0.5 | 0 | 8.2745 | 0 | 8.2745 | 1447.633 | 0 | 82.8639 | 0.063741 | 1 | 0.5 | 0 | 4.1373 | 0 | 4.1373
2007-11-08 22:01 | 11 | 8 | 22 | 312 | 7486 | 35.06 | 1052.8213 | 0 | Heating | 1052.8213 | 4 | 842.2571 | 842.2571 | 0 | 6 | 0 | 0 | 4 | 0 | 0 | 0 | 6 | 0 | 168.4514 | 0.064789 | 1 | 0.5 | 0 | 8.2745 | 0 | 8.2745 | 859.446 | 0 | 49.1955 | 0.037843 | 1 | 0.5 | 0 | 4.1373 | 0 | 4.1373
2007-11-08 23:01 | 11 | 8 | 23 | 312 | 7487 | 35.06 | 1031.9593 | 0 | Heating | 1031.9593 | 4 | 825.5674 | 825.5674 | 0 | 6 | 0 | 0 | 4 | 0 | 0 | 0 | 6 | 0 | 165.1135 | 0.063505 | 1 | 0.5 | 0 | 8.2745 | 0 | 8.2745 | 842.4157 | 0 | 48.2207 | 0.037093 | 1 | 0.5 | 0 | 4.1373 | 0 | 4.1373
2007-11-09 00:01 | 11 | 9 | 0 | 313 | 7488 | 33.08 | 1025.083 | 0 | Heating | 1025.083 | 4 | 820.0664 | 820.0664 | 0 | 6 | 0 | 0 | 4 | 0 | 0 | 0 | 6 | 0 | 164.0133 | 0.063082 | 1 | 0.5 | 0 | 8.2745 | 0 | 8.2745 | 836.8025 | 0 | 47.8994 | 0.036846 | 1 | 0.5 | 0 | 4.1373 | 0 | 4.1373
2007-11-09 01:01 | 11 | 9 | 1 | 313 | 7489 | 32 | 769.1262 | 0 | Heating | 769.1262 | 4 | 615.301 | 615.301 | 0 | 6 | 0 | 0 | 4 | 0 | 0 | 0 | 6 | 0 | 123.0602 | 0.047331 | 1 | 0.5 | 0 | 8.2745 | 0 | 8.2745 | 627.8582 | 0 | 35.9392 | 0.027646 | 1 | 0.5 | 0 | 4.1373 | 0 | 4.1373
2007-11-09 02:01 | 11 | 9 | 2 | 313 | 7490 | 32 | 907.8413 | 0 | Heating | 907.8413 | 4 | 726.2731 | 726.2731 | 0 | 6 | 0 | 0 | 4 | 0 | 0 | 0 | 6 | 0 | 145.2546 | 0.055867 | 1 | 0.5 | 0 | 8.2745 | 0 | 8.2745 | 741.095 | 0 | 42.421 | 0.032632 | 1 | 0.5 | 0 | 4.1373 | 0 | 4.1373
2007-11-09 03:01 | 11 | 9 | 3 | 313 | 7491 | 30.02 | 1007.723 | 0 | Heating | 1007.723 | 4 | 806.1784 | 806.1784 | 0 | 6 | 0 | 0 | 4 | 0 | 0 | 0 | 6 | 0 | 161.2357 | 0.062014 | 1 | 0.5 | 0 | 8.2745 | 0 | 8.2745 | 822.631 | 0 | 47.0882 | 0.036222 | 1 | 0.5 | 0 | 4.1373 | 0 | 4.1373
2007-11-09 04:01 | 11 | 9 | 4 | 313 | 7492 | 26.96 | 1031.0353 | 0 | Heating | 1031.0353 | 4 | 824.8282 | 824.8282 | 0 | 6 | 0 | 0 | 4 | 0 | 0 | 0 | 6 | 0 | 164.9656 | 0.063448 | 1 | 0.5 | 0 | 8.2745 | 0 | 8.2745 | 841.6614 | 0 | 48.1775 | 0.03706 | 1 | 0.5 | 0 | 4.1373 | 0 | 4.1373
2007-11-09 05:01 | 11 | 9 | 5 | 313 | 7493 | 26.96 | 1095.8004 | 0 | Heating | 1095.8004 | 4 | 876.6403 | 876.6403 | 0 | 6 | 0 | 0 | 4 | 0 | 0 | 0 | 6 | 0 | 175.3281 | 0.067434 | 1 | 0.5 | 0 | 8.2745 | 0 | 8.2745 | 894.5309 | 0 | 51.2038 | 0.039388 | 1 | 0.5 | 0 | 4.1373 | 0 | 4.1373
2007-11-09 06:01 | 11 | 9 | 6 | 313 | 7494 | 28.04 | 1393.5503 | 0 | Heating | 1393.5503 | 4 | 1114.8402 | 1114.8402 | 0 | 6 | 0 | 0 | 4 | 0 | 0 | 0 | 6 | 0 | 222.968 | 0.085757 | 1 | 0.5 | 0 | 8.2745 | 0 | 8.2745 | 1137.5921 | 0 | 65.1169 | 0.05009 | 1 | 0.5 | 0 | 4.1373 | 0 | 4.1373
2007-11-09 07:01 | 11 | 9 | 7 | 313 | 7495 | 28.04 | 3825.4083 | 0 | Heating | 3825.4083 | 4 | 3060.3266 | 3060.3266 | 0 | 6 | 0 | 0 | 4 | 0 | 0 | 0 | 6 | 0 | 612.0653 | 0.23541 | 1 | 0.5 | 0 | 8.2745 | 0 | 8.2745 | 3122.7823 | 0 | 178.7511 | 0.1375 | 1 | 0.5 | 0 | 4.1373 | 0 | 4.1373
2007-11-09 08:01 | 11 | 9 | 8 | 313 | 7496 | 28.04 | 3055.8222 | 0 | Heating | 3055.8222 | 4 | 2444.6577 | 2444.6577 | 0 | 6 | 0 | 0 | 4 | 0 | 0 | 0 | 6 | 0 | 488.9315 | 0.18805 | 1 | 0.5 | 0 | 8.2745 | 0 | 8.2745 | 2494.5487 | 0 | 142.7904 | 0.10984 | 1 | 0.5 | 0 | 4.1373 | 0 | 4.1373
2007-11-09 09:01 | 11 | 9 | 9 | 313 | 7497 | 37.94 | 2706.6372 | 0 | Heating | 2706.6372 | 4 | 2165.3097 | 2165.3097 | 0 | 6 | 0 | 0 | 4 | 0 | 0 | 0 | 6 | 0 | 433.0619 | 0.16656 | 1 | 0.5 | 0 | 8.2745 | 0 | 8.2745 | 2209.4997 | 0 | 126.4739 | 0.097288 | 1 | 0.5 | 0 | 4.1373 | 0 | 4.1373
2007-11-09 10:01 | 11 | 9 | 10 | 313 | 7498 | 42.98 | 2195.0406 | 0 | Heating | 2195.0406 | 4 | 1756.0325 | 1756.0325 | 0 | 6 | 0 | 0 | 4 | 0 | 0 | 0 | 6 | 0 | 351.2065 | 0.13508 | 1 | 0.5 | 0 | 8.2745 | 0 | 8.2745 | 1791.8699 | 0 | 102.5684 | 0.078899 | 1 | 0.5 | 0 | 4.1373 | 0 | 4.1373
2007-11-09 11:01 | 11 | 9 | 11 | 313 | 7499 | 42.98 | 1890.7587 | 0 | Heating | 1890.7587 | 4 | 1512.6069 | 1512.6069 | 0 | 6 | 0 | 0 | 4 | 0 | 0 | 0 | 6 | 0 | 302.5214 | 0.11635 | 1 | 0.5 | 0 | 8.2745 | 0 | 8.2745 | 1543.4765 | 0 | 88.3501 | 0.067962 | 1 | 0.5 | 0 | 4.1373 | 0 | 4.1373
2007-11-09 12:01 | 11 | 9 | 12 | 313 | 7500 | 51.98 | 1605.3484 | 0 | Heating | 1605.3484 | 4 | 1284.2787 | 1284.2787 | 0 | 6 | 0 | 0 | 4 | 0 | 0 | 0 | 6 | 0 | 256.8557 | 0.098791 | 1 | 0.5 | 0 | 8.2745 | 0 | 8.2745 | 1310.4885 | 0 | 75.0137 | 0.057703 | 1 | 0.5 | 0 | 4.1373 | 0 | 4.1373
2007-11-09 13:01 | 11 | 9 | 13 | 313 | 7501 | 55.94 | 1426.5233 | 0 | Heating | 1426.5233 | 4 | 1141.2186 | 1141.2186 | 0 | 6 | 0 | 0 | 4 | 0 | 0 | 0 | 6 | 0 | 228.2437 | 0.087786 | 1 | 0.5 | 0 | 8.2745 | 0 | 8.2745 | 1164.5088 | 0 | 66.6576 | 0.051275 | 1 | 0.5 | 0 | 4.1373 | 0 | 4.1373
2007-11-09 14:01 | 11 | 9 | 14 | 313 | 7502 | 55.94 | 1372.4026 | 0 | Heating | 1372.4026 | 4 | 1097.922 | 1097.922 | 0 | 6 | 0 | 0 | 4 | 0 | 0 | 0 | 6 | 0 | 219.5844 | 0.084456 | 1 | 0.5 | 0 | 8.2745 | 0 | 8.2745 | 1120.3286 | 0 | 64.1287 | 0.04933 | 1 | 0.5 | 0 | 4.1373 | 0 | 4.1373
2007-11-09 15:01 | 11 | 9 | 15 | 313 | 7503 | 59 | 1414.7007 | 0 | Heating | 1414.7007 | 4 | 1131.7606 | 1131.7606 | 0 | 6 | 0 | 0 | 4 | 0 | 0 | 0 | 6 | 0 | 226.3521 | 0.087059 | 1 | 0.5 | 0 | 8.2745 | 0 | 8.2745 | 1154.8577 | 0 | 66.1052 | 0.05085 | 1 | 0.5 | 0 | 4.1373 | 0 | 4.1373
2007-11-09 16:01 | 11 | 9 | 16 | 313 | 7504 | 57.92 | 1491.8107 | 0 | Heating | 1491.8107 | 4 | 1193.4485 | 1193.4485 | 0 | 6 | 0 | 0 | 4 | 0 | 0 | 0 | 6 | 0 | 238.6897 | 0.091804 | 1 | 0.5 | 0 | 8.2745 | 0 | 8.2745 | 1217.8046 | 0 | 69.7083 | 0.053622 | 1 | 0.5 | 0 | 4.1373 | 0 | 4.1373
2007-11-09 17:01 | 11 | 9 | 17 | 313 | 7505 | 57.92 | 1656.3339 | 0 | Heating | 1656.3339 | 4 | 1325.0671 | 1325.0671 | 0 | 6 | 0 | 0 | 4 | 0 | 0 | 0 | 6 | 0 | 265.0134 | 0.10193 | 1 | 0.5 | 0 | 8.2745 | 0 | 8.2745 | 1352.1093 | 0 | 77.3961 | 0.059535 | 1 | 0.5 | 0 | 4.1373 | 0 | 4.1373
2007-11-09 18:01 | 11 | 9 | 18 | 313 | 7506 | 46.94 | 1868.9925 | 0 | Heating | 1868.9925 | 4 | 1495.194 | 1495.194 | 0 | 6 | 0 | 0 | 4 | 0 | 0 | 0 | 6 | 0 | 299.0388 | 0.11501 | 1 | 0.5 | 0 | 8.2745 | 0 | 8.2745 | 1525.7082 | 0 | 87.333 | 0.067179 | 1 | 0.5 | 0 | 4.1373 | 0 | 4.1373
2007-11-09 19:01 | 11 | 9 | 19 | 313 | 7507 | 44.96 | 1946.7596 | 0 | Heating | 1946.7596 | 4 | 1557.4077 | 1557.4077 | 0 | 6 | 0 | 0 | 4 | 0 | 0 | 0 | 6 | 0 | 311.4815 | 0.1198 | 1 | 0.5 | 0 | 8.2745 | 0 | 8.2745 | 1589.1915 | 0 | 90.9669 | 0.069975 | 1 | 0.5 | 0 | 4.1373 | 0 | 4.1373
2007-11-09 20:01 | 11 | 9 | 20 | 313 | 7508 | 44.96 | 2130.7858 | 0 | Heating | 2130.7858 | 4 | 1704.6286 | 1704.6286 | 0 | 6 | 0 | 0 | 4 | 0 | 0 | 0 | 6 | 0 | 340.9257 | 0.13113 | 1 | 0.5 | 0 | 8.2745 | 0 | 8.2745 | 1739.417 | 0 | 99.5659 | 0.076589 | 1 | 0.5 | 0 | 4.1373 | 0 | 4.1373
2007-11-09 21:01 | 11 | 9 | 21 | 313 | 7509 | 41 | 2179.3743 | 0 | Heating | 2179.3743 | 4 | 1743.4994 | 1743.4994 | 0 | 6 | 0 | 0 | 4 | 0 | 0 | 0 | 6 | 0 | 348.6999 | 0.13412 | 1 | 0.5 | 0 | 8.2745 | 0 | 8.2745 | 1779.0811 | 0 | 101.8364 | 0.078336 | 1 | 0.5 | 0 | 4.1373 | 0 | 4.1373
2007-11-09 22:01 | 11 | 9 | 22 | 313 | 7510 | 41 | 2303.0067 | 0 | Heating | 2303.0067 | 4 | 1842.4054 | 1842.4054 | 0 | 6 | 0 | 0 | 4 | 0 | 0 | 0 | 6 | 0 | 368.4811 | 0.14172 | 1 | 0.5 | 0 | 8.2745 | 0 | 8.2745 | 1880.0055 | 0 | 107.6134 | 0.08278 | 1 | 0.5 | 0 | 4.1373 | 0 | 4.1373
2007-11-09 23:01 | 11 | 9 | 23 | 313 | 7511 | 41 | 1482.2525 | 0 | Heating | 1482.2525 | 4 | 1185.802 | 1185.802 | 0 | 6 | 0 | 0 | 4 | 0 | 0 | 0 | 6 | 0 | 237.1604 | 0.091216 | 1 | 0.5 | 0 | 8.2745 | 0 | 8.2745 | 1210.0021 | 0 | 69.2617 | 0.053278 | 1 | 0.5 | 0 | 4.1373 | 0 | 4.1373
2007-11-10 00:01 | 11 | 10 | 0 | 314 | 7512 | 39.92 | 1451.2666 | 0 | Heating | 1451.2666 | 4 | 1161.0133 | 1161.0133 | 0 | 6 | 0 | 0 | 4 | 0 | 0 | 0 | 6 | 0 | 232.2027 | 0.089309 | 1 | 0.5 | 0 | 8.2745 | 0 | 8.2745 | 1184.7074 | 0 | 67.8138 | 0.052164 | 1 | 0.5 | 0 | 4.1373 | 0 | 4.1373
2007-11-10 01:01 | 11 | 10 | 1 | 314 | 7513 | 39.92 | 1262.0877 | 0 | Heating | 1262.0877 | 4 | 1009.6702 | 1009.6702 | 0 | 6 | 0 | 0 | 4 | 0 | 0 | 0 | 6 | 0 | 201.934 | 0.077667 | 1 | 0.5 | 0 | 8.2745 | 0 | 8.2745 | 1030.2757 | 0 | 58.974 | 0.045365 | 1 | 0.5 | 0 | 4.1373 | 0 | 4.1373
2007-11-10 02:01 | 11 | 10 | 2 | 314 | 7514 | 39.92 | 1397.8543 | 0 | Heating | 1397.8543 | 4 | 1118.2834 | 1118.2834 | 0 | 6 | 0 | 0 | 4 | 0 | 0 | 0 | 6 | 0 | 223.6567 | 0.086022 | 1 | 0.5 | 0 | 8.2745 | 0 | 8.2745 | 1141.1055 | 0 | 65.318 | 0.050245 | 1 | 0.5 | 0 | 4.1373 | 0 | 4.1373
2007-11-10 03:01 | 11 | 10 | 3 | 314 | 7515 | 42.98 | 1498.6855 | 0 | Heating | 1498.6855 | 4 | 1198.9484 | 1198.9484 | 0 | 6 | 0 | 0 | 4 | 0 | 0 | 0 | 6 | 0 | 239.7897 | 0.092227 | 1 | 0.5 | 0 | 8.2745 | 0 | 8.2745 | 1223.4167 | 0 | 70.0296 | 0.053869 | 1 | 0.5 | 0 | 4.1373 | 0 | 4.1373
2007-11-10 04:01 | 11 | 10 | 4 | 314 | 7516 | 44.06 | 1509.5862 | 0 | Heating | 1509.5862 | 4 | 1207.669 | 1207.669 | 0 | 6 | 0 | 0 | 4 | 0 | 0 | 0 | 6 | 0 | 241.5338 | 0.092898 | 1 | 0.5 | 0 | 8.2745 | 0 | 8.2745 | 1232.3153 | 0 | 70.5389 | 0.054261 | 1 | 0.5 | 0 | 4.1373 | 0 | 4.1373
2007-11-10 05:01 | 11 | 10 | 5 | 314 | 7517 | 44.06 | 1544.2155 | 0 | Heating | 1544.2155 | 4 | 1235.3724 | 1235.3724 | 0 | 6 | 0 | 0 | 4 | 0 | 0 | 0 | 6 | 0 | 247.0745 | 0.095029 | 1 | 0.5 | 0 | 8.2745 | 0 | 8.2745 | 1260.5841 | 0 | 72.1571 | 0.055505 | 1 | 0.5 | 0 | 4.1373 | 0 | 4.1373
2007-11-10 06:01 | 11 | 10 | 6 | 314 | 7518 | 42.98 | 1719.5172 | 0 | Heating | 1719.5172 | 4 | 1375.6138 | 1375.6138 | 0 | 6 | 0 | 0 | 4 | 0 | 0 | 0 | 6 | 0 | 275.1228 | 0.10582 | 1 | 0.5 | 0 | 8.2745 | 0 | 8.2745 | 1403.6875 | 0 | 80.3485 | 0.061807 | 1 | 0.5 | 0 | 4.1373 | 0 | 4.1373
2007-11-10 07:01 | 11 | 10 | 7 | 314 | 7519 | 42.98 | 1970.1085 | 0 | Heating | 1970.1085 | 4 | 1576.0868 | 1576.0868 | 0 | 6 | 0 | 0 | 4 | 0 | 0 | 0 | 6 | 0 | 315.2174 | 0.12124 | 1 | 0.5 | 0 | 8.2745 | 0 | 8.2745 | 1608.2518 | 0 | 92.0579 | 0.070814 | 1 | 0.5 | 0 | 4.1373 | 0 | 4.1373
2007-11-10 08:01 | 11 | 10 | 8 | 314 | 7520 | 42.98 | 1906.9791 | 0 | Heating | 1906.9791 | 4 | 1525.5833 | 1525.5833 | 0 | 6 | 0 | 0 | 4 | 0 | 0 | 0 | 6 | 0 | 305.1167 | 0.11735 | 1 | 0.5 | 0 | 8.2745 | 0 | 8.2745 | 1556.7177 | 0 | 89.1081 | 0.068545 | 1 | 0.5 | 0 | 4.1373 | 0 | 4.1373
2007-11-10 09:01 | 11 | 10 | 9 | 314 | 7521 | 46.04 | 3917.6555 | 0 | Heating | 3917.6555 | 4 | 3134.1244 | 3134.1244 | 0 | 6 | 0 | 0 | 4 | 0 | 0 | 0 | 6 | 0 | 626.8249 | 0.24109 | 1 | 0.5 | 0 | 8.2745 | 0 | 8.2745 | 3198.0861 | 0 | 183.0616 | 0.14082 | 1 | 0.5 | 0 | 4.1373 | 0 | 4.1373
2007-11-10 10:01 | 11 | 10 | 10 | 314 | 7522 | 48.02 | 3180.4269 | 0 | Heating | 3180.4269 | 4 | 2544.3416 | 2544.3416 | 0 | 6 | 0 | 0 | 4 | 0 | 0 | 0 | 6 | 0 | 508.8683 | 0.19572 | 1 | 0.5 | 0 | 8.2745 | 0 | 8.2745 | 2596.2669 | 0 | 148.6129 | 0.11432 | 1 | 0.5 | 0 | 4.1373 | 0 | 4.1373
2007-11-10 11:01 | 11 | 10 | 11 | 314 | 7523 | 48.02 | 2809.6985 | 0 | Heating | 2809.6985 | 4 | 2247.7588 | 2247.7588 | 0 | 6 | 0 | 0 | 4 | 0 | 0 | 0 | 6 | 0 | 449.5518 | 0.1729 | 1 | 0.5 | 0 | 8.2745 | 0 | 8.2745 | 2293.6314 | 0 | 131.2897 | 0.10099 | 1 | 0.5 | 0 | 4.1373 | 0 | 4.1373
2007-11-10 12:01 | 11 | 10 | 12 | 314 | 7524 | 50 | 2527.4354 | 0 | Heating | 2527.4354 | 4 | 2021.9483 | 2021.9483 | 0 | 6 | 0 | 0 | 4 | 0 | 0 | 0 | 6 | 0 | 404.3897 | 0.15553 | 1 | 0.5 | 0 | 8.2745 | 0 | 8.2745 | 2063.2125 | 0 | 118.1003 | 0.090846 | 1 | 0.5 | 0 | 4.1373 | 0 | 4.1373
2007-11-10 13:01 | 11 | 10 | 13 | 314 | 7525 | 50 | 2198.0974 | 0 | Heating | 2198.0974 | 4 | 1758.4779 | 1758.4779 | 0 | 6 | 0 | 0 | 4 | 0 | 0 | 0 | 6 | 0 | 351.6956 | 0.13527 | 1 | 0.5 | 0 | 8.2745 | 0 | 8.2745 | 1794.3653 | 0 | 102.7112 | 0.079009 | 1 | 0.5 | 0 | 4.1373 | 0 | 4.1373
2007-11-10 14:01 | 11 | 10 | 14 | 314 | 7526 | 50 | 1923.8679 | 0 | Heating | 1923.8679 | 4 | 1539.0944 | 1539.0944 | 0 | 6 | 0 | 0 | 4 | 0 | 0 | 0 | 6 | 0 | 307.8189 | 0.11839 | 1 | 0.5 | 0 | 8.2745 | 0 | 8.2745 | 1570.5044 | 0 | 89.8972 | 0.069152 | 1 | 0.5 | 0 | 4.1373 | 0 | 4.1373
2007-11-10 15:01 | 11 | 10 | 15 | 314 | 7527 | 48.02 | 1713.4983 | 0 | Heating | 1713.4983 | 4 | 1370.7986 | 1370.7986 | 0 | 6 | 0 | 0 | 4 | 0 | 0 | 0 | 6 | 0 | 274.1597 | 0.10545 | 1 | 0.5 | 0 | 8.2745 | 0 | 8.2745 | 1398.7741 | 0 | 80.0672 | 0.06159 | 1 | 0.5 | 0 | 4.1373 | 0 | 4.1373
2007-11-10 16:01 | 11 | 10 | 16 | 314 | 7528 | 46.94 | 1682.9017 | 0 | Heating | 1682.9017 | 4 | 1346.3214 | 1346.3214 | 0 | 6 | 0 | 0 | 4 | 0 | 0 | 0 | 6 | 0 | 269.2643 | 0.10356 | 1 | 0.5 | 0 | 8.2745 | 0 | 8.2745 | 1373.7973 | 0 | 78.6375 | 0.06049 | 1 | 0.5 | 0 | 4.1373 | 0 | 4.1373
2007-11-10 17:01 | 11 | 10 | 17 | 314 | 7529 | 44.96 | 1723.3221 | 0 | Heating | 1723.3221 | 4 | 1378.6577 | 1378.6577 | 0 | 6 | 0 | 0 | 4 | 0 | 0 | 0 | 6 | 0 | 275.7315 | 0.10605 | 1 | 0.5 | 0 | 8.2745 | 0 | 8.2745 | 1406.7935 | 0 | 80.5262 | 0.061943 | 1 | 0.5 | 0 | 4.1373 | 0 | 4.1373
2007-11-10 18:01 | 11 | 10 | 18 | 314 | 7530 | 44.06 | 2112.1486 | 0 | Heating | 2112.1486 | 4 | 1689.7189 | 1689.7189 | 0 | 6 | 0 | 0 | 4 | 0 | 0 | 0 | 6 | 0 | 337.9438 | 0.12998 | 1 | 0.5 | 0 | 8.2745 | 0 | 8.2745 | 1724.2029 | 0 | 98.6951 | 0.075919 | 1 | 0.5 | 0 | 4.1373 | 0 | 4.1373
2007-11-10 19:01 | 11 | 10 | 19 | 314 | 7531 | 44.06 | 2174.262 | 0 | Heating | 2174.262 | 4 | 1739.4096 | 1739.4096 | 0 | 6 | 0 | 0 | 4 | 0 | 0 | 0 | 6 | 0 | 347.8819 | 0.1338 | 1 | 0.5 | 0 | 8.2745 | 0 | 8.2745 | 1774.9078 | 0 | 101.5975 | 0.078152 | 1 | 0.5 | 0 | 4.1373 | 0 | 4.1373
2007-11-10 20:01 | 11 | 10 | 20 | 314 | 7532 | 44.06 | 1162.3337 | 0 | Heating | 1162.3337 | 4 | 929.867 | 929.867 | 0 | 6 | 0 | 0 | 4 | 0 | 0 | 0 | 6 | 0 | 185.9734 | 0.071528 | 1 | 0.5 | 0 | 8.2745 | 0 | 8.2745 | 948.8438 | 0 | 54.3128 | 0.041779 | 1 | 0.5 | 0 | 4.1373 | 0 | 4.1373
2007-11-10 21:01 | 11 | 10 | 21 | 314 | 7533 | 42.98 | 1106.5297 | 0 | Heating | 1106.5297 | 4 | 885.2237 | 885.2237 | 0 | 6 | 0 | 0 | 4 | 0 | 0 | 0 | 6 | 0 | 177.0447 | 0.068094 | 1 | 0.5 | 0 | 8.2745 | 0 | 8.2745 | 903.2895 | 0 | 51.7052 | 0.039773 | 1 | 0.5 | 0 | 4.1373 | 0 | 4.1373
2007-11-10 22:01 | 11 | 10 | 22 | 314 | 7534 | 42.08 | 1055.1052 | 0 | Heating | 1055.1052 | 4 | 844.0841 | 844.0841 | 0 | 6 | 0 | 0 | 4 | 0 | 0 | 0 | 6 | 0 | 168.8168 | 0.06493 | 1 | 0.5 | 0 | 8.2745 | 0 | 8.2745 | 861.3103 | 0 | 49.3023 | 0.037925 | 1 | 0.5 | 0 | 4.1373 | 0 | 4.1373
2007-11-10 23:01 | 11 | 10 | 23 | 314 | 7535 | 42.08 | 1047.8545 | 0 | Heating | 1047.8545 | 4 | 838.2836 | 838.2836 | 0 | 6 | 0 | 0 | 4 | 0 | 0 | 0 | 6 | 0 | 167.6567 | 0.064483 | 1 | 0.5 | 0 | 8.2745 | 0 | 8.2745 | 855.3915 | 0 | 48.9634 | 0.037664 | 1 | 0.5 | 0 | 4.1373 | 0 | 4.1373
2007-11-11 00:01 | 11 | 11 | 0 | 315 | 7536 | 39.92 | 959.7717 | 0 | Heating | 959.7717 | 4 | 767.8174 | 767.8174 | 0 | 6 | 0 | 0 | 4 | 0 | 0 | 0 | 6 | 0 | 153.5635 | 0.059063 | 1 | 0.5 | 0 | 8.2745 | 0 | 8.2745 | 783.4871 | 0 | 44.8476 | 0.034498 | 1 | 0.5 | 0 | 4.1373 | 0 | 4.1373
2007-11-11 01:01 | 11 | 11 | 1 | 315 | 7537 | 39.02 | 881.3594 | 0 | Heating | 881.3594 | 4 | 705.0875 | 705.0875 | 0 | 6 | 0 | 0 | 4 | 0 | 0 | 0 | 6 | 0 | 141.0175 | 0.054238 | 1 | 0.5 | 0 | 8.2745 | 0 | 8.2745 | 719.4771 | 0 | 41.1836 | 0.03168 | 1 | 0.5 | 0 | 4.1373 | 0 | 4.1373
2007-11-11 02:01 | 11 | 11 | 2 | 315 | 7538 | 39.02 | 726.3482 | 0 | Heating | 726.3482 | 4 | 581.0786 | 581.0786 | 0 | 6 | 0 | 0 | 4 | 0 | 0 | 0 | 6 | 0 | 116.2157 | 0.044698 | 1 | 0.5 | 0 | 8.2745 | 0 | 8.2745 | 592.9373 | 0 | 33.9403 | 0.026108 | 1 | 0.5 | 0 | 4.1373 | 0 | 4.1373
2007-11-11 03:01 | 11 | 11 | 3 | 315 | 7539 | 33.98 | 771.3482 | 0 | Heating | 771.3482 | 4 | 617.0786 | 617.0786 | 0 | 6 | 0 | 0 | 4 | 0 | 0 | 0 | 6 | 0 | 123.4157 | 0.047468 | 1 | 0.5 | 0 | 8.2745 | 0 | 8.2745 | 629.672 | 0 | 36.043 | 0.027725 | 1 | 0.5 | 0 | 4.1373 | 0 | 4.1373
2007-11-11 04:01 | 11 | 11 | 4 | 315 | 7540 | 33.08 | 806.3828 | 0 | Heating | 806.3828 | 4 | 645.1062 | 645.1062 | 0 | 6 | 0 | 0 | 4 | 0 | 0 | 0 | 6 | 0 | 129.0212 | 0.049624 | 1 | 0.5 | 0 | 8.2745 | 0 | 8.2745 | 658.2716 | 0 | 37.6801 | 0.028985 | 1 | 0.5 | 0 | 4.1373 | 0 | 4.1373
2007-11-11 05:01 | 11 | 11 | 5 | 315 | 7541 | 33.08 | 800.7245 | 0 | Heating | 800.7245 | 4 | 640.5796 | 640.5796 | 0 | 6 | 0 | 0 | 4 | 0 | 0 | 0 | 6 | 0 | 128.1159 | 0.049275 | 1 | 0.5 | 0 | 8.2745 | 0 | 8.2745 | 653.6527 | 0 | 37.4157 | 0.028781 | 1 | 0.5 | 0 | 4.1373 | 0 | 4.1373
2007-11-11 06:01 | 11 | 11 | 6 | 315 | 7542 | 30.92 | 1004.6353 | 0 | Heating | 1004.6353 | 4 | 803.7082 | 803.7082 | 0 | 6 | 0 | 0 | 4 | 0 | 0 | 0 | 6 | 0 | 160.7416 | 0.061824 | 1 | 0.5 | 0 | 8.2745 | 0 | 8.2745 | 820.1104 | 0 | 46.9439 | 0.036111 | 1 | 0.5 | 0 | 4.1373 | 0 | 4.1373
2007-11-11 07:01 | 11 | 11 | 7 | 315 | 7543 | 30.92 | 2984.4364 | 0 | Heating | 2984.4364 | 4 | 2387.5491 | 2387.5491 | 0 | 6 | 0 | 0 | 4 | 0 | 0 | 0 | 6 | 0 | 477.5098 | 0.18366 | 1 | 0.5 | 0 | 8.2745 | 0 | 8.2745 | 2436.2746 | 0 | 139.4548 | 0.10727 | 1 | 0.5 | 0 | 4.1373 | 0 | 4.1373
2007-11-11 08:01 | 11 | 11 | 8 | 315 | 7544 | 30.92 | 2414.2301 | 0 | Heating | 2414.2301 | 4 | 1931.3841 | 1931.3841 | 0 | 6 | 0 | 0 | 4 | 0 | 0 | 0 | 6 | 0 | 386.2768 | 0.14857 | 1 | 0.5 | 0 | 8.2745 | 0 | 8.2745 | 1970.8001 | 0 | 112.8105 | 0.086777 | 1 | 0.5 | 0 | 4.1373 | 0 | 4.1373
2007-11-11 09:01 | 11 | 11 | 9 | 315 | 7545 | 39.02 | 2119.7548 | 0 | Heating | 2119.7548 | 4 | 1695.8038 | 1695.8038 | 0 | 6 | 0 | 0 | 4 | 0 | 0 | 0 | 6 | 0 | 339.1608 | 0.13045 | 1 | 0.5 | 0 | 8.2745 | 0 | 8.2745 | 1730.4121 | 0 | 99.0505 | 0.076193 | 1 | 0.5 | 0 | 4.1373 | 0 | 4.1373
2007-11-11 10:01 | 11 | 11 | 10 | 315 | 7546 | 42.08 | 1672.3622 | 0 | Heating | 1672.3622 | 4 | 1337.8898 | 1337.8898 | 0 | 6 | 0 | 0 | 4 | 0 | 0 | 0 | 6 | 0 | 267.578 | 0.10291 | 1 | 0.5 | 0 | 8.2745 | 0 | 8.2745 | 1365.1937 | 0 | 78.145 | 0.060112 | 1 | 0.5 | 0 | 4.1373 | 0 | 4.1373
2007-11-11 11:01 | 11 | 11 | 11 | 315 | 7547 | 42.08 | 1385.0635 | 0 | Heating | 1385.0635 | 4 | 1108.0508 | 1108.0508 | 0 | 6 | 0 | 0 | 4 | 0 | 0 | 0 | 6 | 0 | 221.6102 | 0.085235 | 1 | 0.5 | 0 | 8.2745 | 0 | 8.2745 | 1130.6641 | 0 | 64.7203 | 0.049785 | 1 | 0.5 | 0 | 4.1373 | 0 | 4.1373
2007-11-11 12:01 | 11 | 11 | 12 | 315 | 7548 | 44.96 | 978.6146 | 0 | Heating | 978.6146 | 4 | 782.8916 | 782.8916 | 0 | 6 | 0 | 0 | 4 | 0 | 0 | 0 | 6 | 0 | 156.5783 | 0.060222 | 1 | 0.5 | 0 | 8.2745 | 0 | 8.2745 | 798.869 | 0 | 45.728 | 0.035175 | 1 | 0.5 | 0 | 4.1373 | 0 | 4.1373
2007-11-11 13:01 | 11 | 11 | 13 | 315 | 7549 | 48.92 | 779.4208 | 0 | Heating | 779.4208 | 4 | 623.5366 | 623.5366 | 0 | 6 | 0 | 0 | 4 | 0 | 0 | 0 | 6 | 0 | 124.7073 | 0.047964 | 1 | 0.5 | 0 | 8.2745 | 0 | 8.2745 | 636.2619 | 0 | 36.4203 | 0.028016 | 1 | 0.5 | 0 | 4.1373 | 0 | 4.1373
2007-11-11 14:01 | 11 | 11 | 14 | 315 | 7550 | 48.92 | 627.6885 | 0 | Heating | 627.6885 | 4 | 502.1508 | 502.1508 | 0 | 6 | 0 | 0 | 4 | 0 | 0 | 0 | 6 | 0 | 100.4302 | 0.038627 | 1 | 0.5 | 0 | 8.2745 | 0 | 8.2745 | 512.3987 | 0 | 29.3302 | 0.022562 | 1 | 0.5 | 0 | 4.1373 | 0 | 4.1373
2007-11-11 15:01 | 11 | 11 | 15 | 315 | 7551 | 48.02 | 573.6425 | 0 | Heating | 573.6425 | 4 | 458.914 | 458.914 | 0 | 6 | 0 | 0 | 4 | 0 | 0 | 0 | 6 | 0 | 91.7828 | 0.035301 | 1 | 0.5 | 0 | 8.2745 | 0 | 8.2745 | 468.2796 | 0 | 26.8048 | 0.020619 | 1 | 0.5 | 0 | 4.1373 | 0 | 4.1373
2007-11-11 16:01 | 11 | 11 | 16 | 315 | 7552 | 48.02 | 611.1917 | 0 | Heating | 611.1917 | 4 | 488.9533 | 488.9533 | 0 | 6 | 0 | 0 | 4 | 0 | 0 | 0 | 6 | 0 | 97.7907 | 0.037612 | 1 | 0.5 | 0 | 8.2745 | 0 | 8.2745 | 498.932 | 0 | 28.5594 | 0.021969 | 1 | 0.5 | 0 | 4.1373 | 0 | 4.1373
2007-11-11 17:01 | 11 | 11 | 17 | 315 | 7553 | 48.02 | 723.7878 | 0 | Heating | 723.7878 | 4 | 579.0303 | 579.0303 | 0 | 6 | 0 | 0 | 4 | 0 | 0 | 0 | 6 | 0 | 115.8061 | 0.044541 | 1 | 0.5 | 0 | 8.2745 | 0 | 8.2745 | 590.8472 | 0 | 33.8207 | 0.026016 | 1 | 0.5 | 0 | 4.1373 | 0 | 4.1373
2007-11-11 18:01 | 11 | 11 | 18 | 315 | 7554 | 44.96 | 917.2636 | 0 | Heating | 917.2636 | 4 | 733.8109 | 733.8109 | 0 | 6 | 0 | 0 | 4 | 0 | 0 | 0 | 6 | 0 | 146.7622 | 0.056447 | 1 | 0.5 | 0 | 8.2745 | 0 | 8.2745 | 748.7866 | 0 | 42.8613 | 0.03297 | 1 | 0.5 | 0 | 4.1373 | 0 | 4.1373
2007-11-11 19:01 | 11 | 11 | 19 | 315 | 7555 | 44.06 | 1154.525 | 0 | Heating | 1154.525 | 4 | 923.62 | 923.62 | 0 | 6 | 0 | 0 | 4 | 0 | 0 | 0 | 6 | 0 | 184.724 | 0.071048 | 1 | 0.5 | 0 | 8.2745 | 0 | 8.2745 | 942.4693 | 0 | 53.9479 | 0.041498 | 1 | 0.5 | 0 | 4.1373 | 0 | 4.1373
2007-11-11 20:01 | 11 | 11 | 20 | 315 | 7556 | 44.06 | 1310.7352 | 0 | Heating | 1310.7352 | 4 | 1048.5882 | 1048.5882 | 0 | 6 | 0 | 0 | 4 | 0 | 0 | 0 | 6 | 0 | 209.7176 | 0.080661 | 1 | 0.5 | 0 | 8.2745 | 0 | 8.2745 | 1069.9879 | 0 | 61.2472 | 0.047113 | 1 | 0.5 | 0 | 4.1373 | 0 | 4.1373
2007-11-11 21:01 | 11 | 11 | 21 | 315 | 7557 | 42.08 | 1428.5304 | 0 | Heating | 1428.5304 | 4 | 1142.8243 | 1142.8243 | 0 | 6 | 0 | 0 | 4 | 0 | 0 | 0 | 6 | 0 | 228.5649 | 0.08791 | 1 | 0.5 | 0 | 8.2745 | 0 | 8.2745 | 1166.1473 | 0 | 66.7514 | 0.051347 | 1 | 0.5 | 0 | 4.1373 | 0 | 4.1373
2007-11-11 22:01 | 11 | 11 | 22 | 315 | 7558 | 42.08 | 945.7482 | 0 | Heating | 945.7482 | 4 | 756.5985 | 756.5985 | 0 | 6 | 0 | 0 | 4 | 0 | 0 | 0 | 6 | 0 | 151.3197 | 0.0582 | 1 | 0.5 | 0 | 8.2745 | 0 | 8.2745 | 772.0393 | 0 | 44.1923 | 0.033994 | 1 | 0.5 | 0 | 4.1373 | 0 | 4.1373
2007-11-11 23:01 | 11 | 11 | 23 | 315 | 7559 | 42.08 | 887.6707 | 0 | Heating | 887.6707 | 4 | 710.1366 | 710.1366 | 0 | 6 | 0 | 0 | 4 | 0 | 0 | 0 | 6 | 0 | 142.0273 | 0.054626 | 1 | 0.5 | 0 | 8.2745 | 0 | 8.2745 | 724.6292 | 0 | 41.4785 | 0.031907 | 1 | 0.5 | 0 | 4.1373 | 0 | 4.1373
2007-11-12 00:01 | 11 | 12 | 0 | 316 | 7560 | 44.96 | 895.7819 | 0 | Heating | 895.7819 | 4 | 716.6255 | 716.6255 | 0 | 6 | 0 | 0 | 4 | 0 | 0 | 0 | 6 | 0 | 143.3251 | 0.055125 | 1 | 0.5 | 0 | 8.2745 | 0 | 8.2745 | 731.2505 | 0 | 41.8575 | 0.032198 | 1 | 0.5 | 0 | 4.1373 | 0 | 4.1373
2007-11-12 01:01 | 11 | 12 | 1 | 316 | 7561 | 44.96 | 882.8156 | 0 | Heating | 882.8156 | 4 | 706.2525 | 706.2525 | 0 | 6 | 0 | 0 | 4 | 0 | 0 | 0 | 6 | 0 | 141.2505 | 0.054327 | 1 | 0.5 | 0 | 8.2745 | 0 | 8.2745 | 720.6658 | 0 | 41.2516 | 0.031732 | 1 | 0.5 | 0 | 4.1373 | 0 | 4.1373
2007-11-12 02:01 | 11 | 12 | 2 | 316 | 7562 | 44.96 | 748.8074 | 0 | Heating | 748.8074 | 4 | 599.0459 | 599.0459 | 0 | 6 | 0 | 0 | 4 | 0 | 0 | 0 | 6 | 0 | 119.8092 | 0.04608 | 1 | 0.5 | 0 | 8.2745 | 0 | 8.2745 | 611.2714 | 0 | 34.9898 | 0.026915 | 1 | 0.5 | 0 | 4.1373 | 0 | 4.1373
2007-11-12 03:01 | 11 | 12 | 3 | 316 | 7563 | 39.92 | 824.9159 | 0 | Heating | 824.9159 | 4 | 659.9327 | 659.9327 | 0 | 6 | 0 | 0 | 4 | 0 | 0 | 0 | 6 | 0 | 131.9865 | 0.050764 | 1 | 0.5 | 0 | 8.2745 | 0 | 8.2745 | 673.4008 | 0 | 38.5461 | 0.029651 | 1 | 0.5 | 0 | 4.1373 | 0 | 4.1373
2007-11-12 04:01 | 11 | 12 | 4 | 316 | 7564 | 46.04 | 903.5232 | 0 | Heating | 903.5232 | 4 | 722.8185 | 722.8185 | 0 | 6 | 0 | 0 | 4 | 0 | 0 | 0 | 6 | 0 | 144.5637 | 0.055601 | 1 | 0.5 | 0 | 8.2745 | 0 | 8.2745 | 737.5699 | 0 | 42.2192 | 0.032476 | 1 | 0.5 | 0 | 4.1373 | 0 | 4.1373
2007-11-12 05:01 | 11 | 12 | 5 | 316 | 7565 | 46.04 | 964.764 | 0 | Heating | 964.764 | 4 | 771.8112 | 771.8112 | 0 | 6 | 0 | 0 | 4 | 0 | 0 | 0 | 6 | 0 | 154.3622 | 0.05937 | 1 | 0.5 | 0 | 8.2745 | 0 | 8.2745 | 787.5625 | 0 | 45.0809 | 0.034678 | 1 | 0.5 | 0 | 4.1373 | 0 | 4.1373
2007-11-12 06:01 | 11 | 12 | 6 | 316 | 7566 | 53.96 | 1188.295 | 0 | Heating | 1188.295 | 4 | 950.636 | 950.636 | 0 | 6 | 0 | 0 | 4 | 0 | 0 | 0 | 6 | 0 | 190.1272 | 0.073126 | 1 | 0.5 | 0 | 8.2745 | 0 | 8.2745 | 970.0368 | 0 | 55.5259 | 0.042712 | 1 | 0.5 | 0 | 4.1373 | 0 | 4.1373
2007-11-12 07:01 | 11 | 12 | 7 | 316 | 7567 | 51.98 | 3354.3493 | 0 | Heating | 3354.3493 | 4 | 2683.4795 | 2683.4795 | 0 | 6 | 0 | 0 | 4 | 0 | 0 | 0 | 6 | 0 | 536.6959 | 0.20642 | 1 | 0.5 | 0 | 8.2745 | 0 | 8.2745 | 2738.2443 | 0 | 156.7398 | 0.12057 | 1 | 0.5 | 0 | 4.1373 | 0 | 4.1373
2007-11-12 08:01 | 11 | 12 | 8 | 316 | 7568 | 51.98 | 2847.0468 | 0 | Heating | 2847.0468 | 4 | 2277.6375 | 2277.6375 | 0 | 6 | 0 | 0 | 4 | 0 | 0 | 0 | 6 | 0 | 455.5275 | 0.1752 | 1 | 0.5 | 0 | 8.2745 | 0 | 8.2745 | 2324.1199 | 0 | 133.0349 | 0.10233 | 1 | 0.5 | 0 | 4.1373 | 0 | 4.1373
2007-11-12 09:01 | 11 | 12 | 9 | 316 | 7569 | 51.98 | 2648.7753 | 0 | Heating | 2648.7753 | 4 | 2119.0202 | 2119.0202 | 0 | 6 | 0 | 0 | 4 | 0 | 0 | 0 | 6 | 0 | 423.804 | 0.163 | 1 | 0.5 | 0 | 8.2745 | 0 | 8.2745 | 2162.2656 | 0 | 123.7702 | 0.095208 | 1 | 0.5 | 0 | 4.1373 | 0 | 4.1373
2007-11-12 10:01 | 11 | 12 | 10 | 316 | 7570 | 51.08 | 2346.6958 | 0 | Heating | 2346.6958 | 4 | 1877.3566 | 1877.3566 | 0 | 6 | 0 | 0 | 4 | 0 | 0 | 0 | 6 | 0 | 375.4713 | 0.14441 | 1 | 0.5 | 0 | 8.2745 | 0 | 8.2745 | 1915.67 | 0 | 109.6548 | 0.08435 | 1 | 0.5 | 0 | 4.1373 | 0 | 4.1373
2007-11-12 11:01 | 11 | 12 | 11 | 316 | 7571 | 51.08 | 2222.0546 | 0 | Heating | 2222.0546 | 4 | 1777.6437 | 1777.6437 | 0 | 6 | 0 | 0 | 4 | 0 | 0 | 0 | 6 | 0 | 355.5287 | 0.13674 | 1 | 0.5 | 0 | 8.2745 | 0 | 8.2745 | 1813.9221 | 0 | 103.8307 | 0.07987 | 1 | 0.5 | 0 | 4.1373 | 0 | 4.1373
2007-11-12 12:01 | 11 | 12 | 12 | 316 | 7572 | 48.92 | 2016.8472 | 0 | Heating | 2016.8472 | 4 | 1613.4778 | 1613.4778 | 0 | 6 | 0 | 0 | 4 | 0 | 0 | 0 | 6 | 0 | 322.6956 | 0.12411 | 1 | 0.5 | 0 | 8.2745 | 0 | 8.2745 | 1646.4059 | 0 | 94.2419 | 0.072494 | 1 | 0.5 | 0 | 4.1373 | 0 | 4.1373
2007-11-12 13:01 | 11 | 12 | 13 | 316 | 7573 | 44.96 | 1868.1056 | 0 | Heating | 1868.1056 | 4 | 1494.4844 | 1494.4844 | 0 | 6 | 0 | 0 | 4 | 0 | 0 | 0 | 6 | 0 | 298.8969 | 0.11496 | 1 | 0.5 | 0 | 8.2745 | 0 | 8.2745 | 1524.9841 | 0 | 87.2916 | 0.067147 | 1 | 0.5 | 0 | 4.1373 | 0 | 4.1373
2007-11-12 14:01 | 11 | 12 | 14 | 316 | 7574 | 44.96 | 1755.5026 | 0 | Heating | 1755.5026 | 4 | 1404.4021 | 1404.4021 | 0 | 6 | 0 | 0 | 4 | 0 | 0 | 0 | 6 | 0 | 280.8804 | 0.10803 | 1 | 0.5 | 0 | 8.2745 | 0 | 8.2745 | 1433.0634 | 0 | 82.03 | 0.0631 | 1 | 0.5 | 0 | 4.1373 | 0 | 4.1373
2007-11-12 15:01 | 11 | 12 | 15 | 316 | 7575 | 44.96 | 1717.8873 | 0 | Heating | 1717.8873 | 4 | 1374.3098 | 1374.3098 | 0 | 6 | 0 | 0 | 4 | 0 | 0 | 0 | 6 | 0 | 274.862 | 0.10572 | 1 | 0.5 | 0 | 8.2745 | 0 | 8.2745 | 1402.3569 | 0 | 80.2723 | 0.061748 | 1 | 0.5 | 0 | 4.1373 | 0 | 4.1373
2007-11-12 16:01 | 11 | 12 | 16 | 316 | 7576 | 42.98 | 1702.5989 | 0 | Heating | 1702.5989 | 4 | 1362.0791 | 1362.0791 | 0 | 6 | 0 | 0 | 4 | 0 | 0 | 0 | 6 | 0 | 272.4158 | 0.10478 | 1 | 0.5 | 0 | 8.2745 | 0 | 8.2745 | 1389.8767 | 0 | 79.5579 | 0.061198 | 1 | 0.5 | 0 | 4.1373 | 0 | 4.1373
2007-11-12 17:01 | 11 | 12 | 17 | 316 | 7577 | 42.98 | 1714.3749 | 0 | Heating | 1714.3749 | 4 | 1371.4999 | 1371.4999 | 0 | 6 | 0 | 0 | 4 | 0 | 0 | 0 | 6 | 0 | 274.3 | 0.1055 | 1 | 0.5 | 0 | 8.2745 | 0 | 8.2745 | 1399.4897 | 0 | 80.1082 | 0.061622 | 1 | 0.5 | 0 | 4.1373 | 0 | 4.1373
2007-11-12 18:01 | 11 | 12 | 18 | 316 | 7578 | 41 | 1797.6254 | 0 | Heating | 1797.6254 | 4 | 1438.1003 | 1438.1003 | 0 | 6 | 0 | 0 | 4 | 0 | 0 | 0 | 6 | 0 | 287.6201 | 0.11062 | 1 | 0.5 | 0 | 8.2745 | 0 | 8.2745 | 1467.4493 | 0 | 83.9982 | 0.064614 | 1 | 0.5 | 0 | 4.1373 | 0 | 4.1373
2007-11-12 19:01 | 11 | 12 | 19 | 316 | 7579 | 39.02 | 1948.393 | 0 | Heating | 1948.393 | 4 | 1558.7144 | 1558.7144 | 0 | 6 | 0 | 0 | 4 | 0 | 0 | 0 | 6 | 0 | 311.7429 | 0.1199 | 1 | 0.5 | 0 | 8.2745 | 0 | 8.2745 | 1590.5249 | 0 | 91.0432 | 0.070033 | 1 | 0.5 | 0 | 4.1373 | 0 | 4.1373
2007-11-12 20:01 | 11 | 12 | 20 | 316 | 7580 | 39.02 | 1968.1954 | 0 | Heating | 1968.1954 | 4 | 1574.5563 | 1574.5563 | 0 | 6 | 0 | 0 | 4 | 0 | 0 | 0 | 6 | 0 | 314.9113 | 0.12112 | 1 | 0.5 | 0 | 8.2745 | 0 | 8.2745 | 1606.6901 | 0 | 91.9685 | 0.070745 | 1 | 0.5 | 0 | 4.1373 | 0 | 4.1373
2007-11-12 21:01 | 11 | 12 | 21 | 316 | 7581 | 37.04 | 1977.0593 | 0 | Heating | 1977.0593 | 4 | 1581.6475 | 1581.6475 | 0 | 6 | 0 | 0 | 4 | 0 | 0 | 0 | 6 | 0 | 316.3295 | 0.12167 | 1 | 0.5 | 0 | 8.2745 | 0 | 8.2745 | 1613.926 | 0 | 92.3827 | 0.071064 | 1 | 0.5 | 0 | 4.1373 | 0 | 4.1373
2007-11-12 22:01 | 11 | 12 | 22 | 316 | 7582 | 37.04 | 1198.1328 | 0 | Heating | 1198.1328 | 4 | 958.5062 | 958.5062 | 0 | 6 | 0 | 0 | 4 | 0 | 0 | 0 | 6 | 0 | 191.7012 | 0.073731 | 1 | 0.5 | 0 | 8.2745 | 0 | 8.2745 | 978.0676 | 0 | 55.9856 | 0.043066 | 1 | 0.5 | 0 | 4.1373 | 0 | 4.1373
2007-11-12 23:01 | 11 | 12 | 23 | 316 | 7583 | 37.04 | 1089.8706 | 0 | Heating | 1089.8706 | 4 | 871.8965 | 871.8965 | 0 | 6 | 0 | 0 | 4 | 0 | 0 | 0 | 6 | 0 | 174.3793 | 0.067069 | 1 | 0.5 | 0 | 8.2745 | 0 | 8.2745 | 889.6903 | 0 | 50.9267 | 0.039174 | 1 | 0.5 | 0 | 4.1373 | 0 | 4.1373
2007-11-13 00:01 | 11 | 13 | 0 | 317 | 7584 | 35.06 | 1108.8231 | 0 | Heating | 1108.8231 | 4 | 887.0585 | 887.0585 | 0 | 6 | 0 | 0 | 4 | 0 | 0 | 0 | 6 | 0 | 177.4117 | 0.068235 | 1 | 0.5 | 0 | 8.2745 | 0 | 8.2745 | 905.1617 | 0 | 51.8123 | 0.039856 | 1 | 0.5 | 0 | 4.1373 | 0 | 4.1373
2007-11-13 01:01 | 11 | 13 | 1 | 317 | 7585 | 33.98 | 1102.0927 | 0 | Heating | 1102.0927 | 4 | 881.6742 | 881.6742 | 0 | 6 | 0 | 0 | 4 | 0 | 0 | 0 | 6 | 0 | 176.3348 | 0.067821 | 1 | 0.5 | 0 | 8.2745 | 0 | 8.2745 | 899.6675 | 0 | 51.4979 | 0.039614 | 1 | 0.5 | 0 | 4.1373 | 0 | 4.1373
2007-11-13 02:01 | 11 | 13 | 2 | 317 | 7586 | 33.98 | 984.2493 | 0 | Heating | 984.2493 | 4 | 787.3994 | 787.3994 | 0 | 6 | 0 | 0 | 4 | 0 | 0 | 0 | 6 | 0 | 157.4799 | 0.060569 | 1 | 0.5 | 0 | 8.2745 | 0 | 8.2745 | 803.4688 | 0 | 45.9913 | 0.035378 | 1 | 0.5 | 0 | 4.1373 | 0 | 4.1373
2007-11-13 03:01 | 11 | 13 | 3 | 317 | 7587 | 30.92 | 1101.7983 | 0 | Heating | 1101.7983 | 4 | 881.4387 | 881.4387 | 0 | 6 | 0 | 0 | 4 | 0 | 0 | 0 | 6 | 0 | 176.2877 | 0.067803 | 1 | 0.5 | 0 | 8.2745 | 0 | 8.2745 | 899.4272 | 0 | 51.4841 | 0.039603 | 1 | 0.5 | 0 | 4.1373 | 0 | 4.1373
2007-11-13 04:01 | 11 | 13 | 4 | 317 | 7588 | 28.94 | 1173.8615 | 0 | Heating | 1173.8615 | 4 | 939.0892 | 939.0892 | 0 | 6 | 0 | 0 | 4 | 0 | 0 | 0 | 6 | 0 | 187.8178 | 0.072238 | 1 | 0.5 | 0 | 8.2745 | 0 | 8.2745 | 958.2543 | 0 | 54.8514 | 0.042193 | 1 | 0.5 | 0 | 4.1373 | 0 | 4.1373
2007-11-13 05:01 | 11 | 13 | 5 | 317 | 7589 | 28.94 | 1249.0547 | 0 | Heating | 1249.0547 | 4 | 999.2438 | 999.2438 | 0 | 6 | 0 | 0 | 4 | 0 | 0 | 0 | 6 | 0 | 199.8488 | 0.076865 | 1 | 0.5 | 0 | 8.2745 | 0 | 8.2745 | 1019.6365 | 0 | 58.365 | 0.044896 | 1 | 0.5 | 0 | 4.1373 | 0 | 4.1373
2007-11-13 06:01 | 11 | 13 | 6 | 317 | 7590 | 26.96 | 1548.3521 | 0 | Heating | 1548.3521 | 4 | 1238.6817 | 1238.6817 | 0 | 6 | 0 | 0 | 4 | 0 | 0 | 0 | 6 | 0 | 247.7363 | 0.095283 | 1 | 0.5 | 0 | 8.2745 | 0 | 8.2745 | 1263.9609 | 0 | 72.3504 | 0.055654 | 1 | 0.5 | 0 | 4.1373 | 0 | 4.1373
2007-11-13 07:01 | 11 | 13 | 7 | 317 | 7591 | 28.94 | 3983.2851 | 0 | Heating | 3983.2851 | 4 | 3186.6281 | 3186.6281 | 0 | 6 | 0 | 0 | 4 | 0 | 0 | 0 | 6 | 0 | 637.3256 | 0.24513 | 1 | 0.5 | 0 | 8.2745 | 0 | 8.2745 | 3251.6613 | 0 | 186.1283 | 0.14318 | 1 | 0.5 | 0 | 4.1373 | 0 | 4.1373
2007-11-13 08:01 | 11 | 13 | 8 | 317 | 7592 | 28.94 | 3321.6161 | 0 | Heating | 3321.6161 | 4 | 2657.2929 | 2657.2929 | 0 | 6 | 0 | 0 | 4 | 0 | 0 | 0 | 6 | 0 | 531.4586 | 0.20441 | 1 | 0.5 | 0 | 8.2745 | 0 | 8.2745 | 2711.5233 | 0 | 155.2103 | 0.11939 | 1 | 0.5 | 0 | 4.1373 | 0 | 4.1373
2007-11-13 09:01 | 11 | 13 | 9 | 317 | 7593 | 35.96 | 2832.3247 | 0 | Heating | 2832.3247 | 4 | 2265.8597 | 2265.8597 | 0 | 6 | 0 | 0 | 4 | 0 | 0 | 0 | 6 | 0 | 453.1719 | 0.1743 | 1 | 0.5 | 0 | 8.2745 | 0 | 8.2745 | 2312.1018 | 0 | 132.347 | 0.10181 | 1 | 0.5 | 0 | 4.1373 | 0 | 4.1373
2007-11-13 10:01 | 11 | 13 | 10 | 317 | 7594 | 37.94 | 2235.2861 | 0 | Heating | 2235.2861 | 4 | 1788.2289 | 1788.2289 | 0 | 6 | 0 | 0 | 4 | 0 | 0 | 0 | 6 | 0 | 357.6458 | 0.13756 | 1 | 0.5 | 0 | 8.2745 | 0 | 8.2745 | 1824.7233 | 0 | 104.449 | 0.080345 | 1 | 0.5 | 0 | 4.1373 | 0 | 4.1373
2007-11-13 11:01 | 11 | 13 | 11 | 317 | 7595 | 37.94 | 1850.6625 | 0 | Heating | 1850.6625 | 4 | 1480.53 | 1480.53 | 0 | 6 | 0 | 0 | 4 | 0 | 0 | 0 | 6 | 0 | 296.106 | 0.11389 | 1 | 0.5 | 0 | 8.2745 | 0 | 8.2745 | 1510.7449 | 0 | 86.4765 | 0.06652 | 1 | 0.5 | 0 | 4.1373 | 0 | 4.1373
2007-11-13 12:01 | 11 | 13 | 12 | 317 | 7596 | 41 | 1483.359 | 0 | Heating | 1483.359 | 4 | 1186.6872 | 1186.6872 | 0 | 6 | 0 | 0 | 4 | 0 | 0 | 0 | 6 | 0 | 237.3374 | 0.091284 | 1 | 0.5 | 0 | 8.2745 | 0 | 8.2745 | 1210.9053 | 0 | 69.3134 | 0.053318 | 1 | 0.5 | 0 | 4.1373 | 0 | 4.1373
2007-11-13 13:01 | 11 | 13 | 13 | 317 | 7597 | 42.98 | 1291.8939 | 0 | Heating | 1291.8939 | 4 | 1033.5151 | 1033.5151 | 0 | 6 | 0 | 0 | 4 | 0 | 0 | 0 | 6 | 0 | 206.703 | 0.079501 | 1 | 0.5 | 0 | 8.2745 | 0 | 8.2745 | 1054.6073 | 0 | 60.3668 | 0.046436 | 1 | 0.5 | 0 | 4.1373 | 0 | 4.1373
2007-11-13 14:01 | 11 | 13 | 14 | 317 | 7598 | 42.98 | 1161.1516 | 0 | Heating | 1161.1516 | 4 | 928.9213 | 928.9213 | 0 | 6 | 0 | 0 | 4 | 0 | 0 | 0 | 6 | 0 | 185.7843 | 0.071455 | 1 | 0.5 | 0 | 8.2745 | 0 | 8.2745 | 947.8789 | 0 | 54.2575 | 0.041737 | 1 | 0.5 | 0 | 4.1373 | 0 | 4.1373
2007-11-13 15:01 | 11 | 13 | 15 | 317 | 7599 | 44.06 | 1120.9523 | 0 | Heating | 1120.9523 | 4 | 896.7618 | 896.7618 | 0 | 6 | 0 | 0 | 4 | 0 | 0 | 0 | 6 | 0 | 179.3524 | 0.068982 | 1 | 0.5 | 0 | 8.2745 | 0 | 8.2745 | 915.0631 | 0 | 52.3791 | 0.040292 | 1 | 0.5 | 0 | 4.1373 | 0 | 4.1373
2007-11-13 16:01 | 11 | 13 | 16 | 317 | 7600 | 44.06 | 1209.3617 | 0 | Heating | 1209.3617 | 4 | 967.4894 | 967.4894 | 0 | 6 | 0 | 0 | 4 | 0 | 0 | 0 | 6 | 0 | 193.4979 | 0.074422 | 1 | 0.5 | 0 | 8.2745 | 0 | 8.2745 | 987.2341 | 0 | 56.5102 | 0.043469 | 1 | 0.5 | 0 | 4.1373 | 0 | 4.1373
2007-11-13 17:01 | 11 | 13 | 17 | 317 | 7601 | 44.06 | 1392.1395 | 0 | Heating | 1392.1395 | 4 | 1113.7116 | 1113.7116 | 0 | 6 | 0 | 0 | 4 | 0 | 0 | 0 | 6 | 0 | 222.7423 | 0.08567 | 1 | 0.5 | 0 | 8.2745 | 0 | 8.2745 | 1136.4404 | 0 | 65.051 | 0.050039 | 1 | 0.5 | 0 | 4.1373 | 0 | 4.1373
2007-11-13 18:01 | 11 | 13 | 18 | 317 | 7602 | 37.94 | 1632.8965 | 0 | Heating | 1632.8965 | 4 | 1306.3172 | 1306.3172 | 0 | 6 | 0 | 0 | 4 | 0 | 0 | 0 | 6 | 0 | 261.2634 | 0.10049 | 1 | 0.5 | 0 | 8.2745 | 0 | 8.2745 | 1332.9768 | 0 | 76.3009 | 0.058693 | 1 | 0.5 | 0 | 4.1373 | 0 | 4.1373
2007-11-13 19:01 | 11 | 13 | 19 | 317 | 7603 | 33.08 | 1921.0846 | 0 | Heating | 1921.0846 | 4 | 1536.8677 | 1536.8677 | 0 | 6 | 0 | 0 | 4 | 0 | 0 | 0 | 6 | 0 | 307.3735 | 0.11822 | 1 | 0.5 | 0 | 8.2745 | 0 | 8.2745 | 1568.2324 | 0 | 89.7672 | 0.069052 | 1 | 0.5 | 0 | 4.1373 | 0 | 4.1373
2007-11-13 20:01 | 11 | 13 | 20 | 317 | 7604 | 33.08 | 2001.479 | 0 | Heating | 2001.479 | 4 | 1601.1832 | 1601.1832 | 0 | 6 | 0 | 0 | 4 | 0 | 0 | 0 | 6 | 0 | 320.2366 | 0.12317 | 1 | 0.5 | 0 | 8.2745 | 0 | 8.2745 | 1633.8604 | 0 | 93.5238 | 0.071941 | 1 | 0.5 | 0 | 4.1373 | 0 | 4.1373
2007-11-13 21:01 | 11 | 13 | 21 | 317 | 7605 | 28.94 | 2095.0154 | 0 | Heating | 2095.0154 | 4 | 1676.0123 | 1676.0123 | 0 | 6 | 0 | 0 | 4 | 0 | 0 | 0 | 6 | 0 | 335.2025 | 0.12892 | 1 | 0.5 | 0 | 8.2745 | 0 | 8.2745 | 1710.2166 | 0 | 97.8945 | 0.075303 | 1 | 0.5 | 0 | 4.1373 | 0 | 4.1373
2007-11-13 22:01 | 11 | 13 | 22 | 317 | 7606 | 30.02 | 1324.4935 | 0 | Heating | 1324.4935 | 4 | 1059.5948 | 1059.5948 | 0 | 6 | 0 | 0 | 4 | 0 | 0 | 0 | 6 | 0 | 211.919 | 0.081507 | 1 | 0.5 | 0 | 8.2745 | 0 | 8.2745 | 1081.2192 | 0 | 61.8901 | 0.047608 | 1 | 0.5 | 0 | 4.1373 | 0 | 4.1373
2007-11-13 23:01 | 11 | 13 | 23 | 317 | 7607 | 30.02 | 1305.1528 | 0 | Heating | 1305.1528 | 4 | 1044.1223 | 1044.1223 | 0 | 6 | 0 | 0 | 4 | 0 | 0 | 0 | 6 | 0 | 208.8245 | 0.080317 | 1 | 0.5 | 0 | 8.2745 | 0 | 8.2745 | 1065.4309 | 0 | 60.9863 | 0.046913 | 1 | 0.5 | 0 | 4.1373 | 0 | 4.1373
2007-11-14 00:01 | 11 | 14 | 0 | 318 | 7608 | 30.92 | 1339.728 | 0 | Heating | 1339.728 | 4 | 1071.7824 | 1071.7824 | 0 | 6 | 0 | 0 | 4 | 0 | 0 | 0 | 6 | 0 | 214.3565 | 0.082445 | 1 | 0.5 | 0 | 8.2745 | 0 | 8.2745 | 1093.6555 | 0 | 62.6019 | 0.048155 | 1 | 0.5 | 0 | 4.1373 | 0 | 4.1373
2007-11-14 01:01 | 11 | 14 | 1 | 318 | 7609 | 33.08 | 1368.1701 | 0 | Heating | 1368.1701 | 4 | 1094.5361 | 1094.5361 | 0 | 6 | 0 | 0 | 4 | 0 | 0 | 0 | 6 | 0 | 218.9072 | 0.084195 | 1 | 0.5 | 0 | 8.2745 | 0 | 8.2745 | 1116.8736 | 0 | 63.9309 | 0.049178 | 1 | 0.5 | 0 | 4.1373 | 0 | 4.1373
2007-11-14 02:01 | 11 | 14 | 2 | 318 | 7610 | 33.08 | 1306.7238 | 0 | Heating | 1306.7238 | 4 | 1045.379 | 1045.379 | 0 | 6 | 0 | 0 | 4 | 0 | 0 | 0 | 6 | 0 | 209.0758 | 0.080414 | 1 | 0.5 | 0 | 8.2745 | 0 | 8.2745 | 1066.7133 | 0 | 61.0597 | 0.046969 | 1 | 0.5 | 0 | 4.1373 | 0 | 4.1373
2007-11-14 03:01 | 11 | 14 | 3 | 318 | 7611 | 35.96 | 1358.1326 | 0 | Heating | 1358.1326 | 4 | 1086.5061 | 1086.5061 | 0 | 6 | 0 | 0 | 4 | 0 | 0 | 0 | 6 | 0 | 217.3012 | 0.083577 | 1 | 0.5 | 0 | 8.2745 | 0 | 8.2745 | 1108.6797 | 0 | 63.4619 | 0.048817 | 1 | 0.5 | 0 | 4.1373 | 0 | 4.1373
2007-11-14 04:01 | 11 | 14 | 4 | 318 | 7612 | 35.06 | 1409.1078 | 0 | Heating | 1409.1078 | 4 | 1127.2862 | 1127.2862 | 0 | 6 | 0 | 0 | 4 | 0 | 0 | 0 | 6 | 0 | 225.4572 | 0.086714 | 1 | 0.5 | 0 | 8.2745 | 0 | 8.2745 | 1150.2921 | 0 | 65.8439 | 0.050649 | 1 | 0.5 | 0 | 4.1373 | 0 | 4.1373
2007-11-14 05:01 | 11 | 14 | 5 | 318 | 7613 | 35.06 | 1521.3543 | 0 | Heating | 1521.3543 | 4 | 1217.0835 | 1217.0835 | 0 | 6 | 0 | 0 | 4 | 0 | 0 | 0 | 6 | 0 | 243.4167 | 0.093622 | 1 | 0.5 | 0 | 8.2745 | 0 | 8.2745 | 1241.9219 | 0 | 71.0888 | 0.054684 | 1 | 0.5 | 0 | 4.1373 | 0 | 4.1373
2007-11-14 06:01 | 11 | 14 | 6 | 318 | 7614 | 35.06 | 1819.2573 | 0 | Heating | 1819.2573 | 4 | 1455.4058 | 1455.4058 | 0 | 6 | 0 | 0 | 4 | 0 | 0 | 0 | 6 | 0 | 291.0812 | 0.11195 | 1 | 0.5 | 0 | 8.2745 | 0 | 8.2745 | 1485.108 | 0 | 85.009 | 0.065392 | 1 | 0.5 | 0 | 4.1373 | 0 | 4.1373
2007-11-14 07:01 | 11 | 14 | 7 | 318 | 7615 | 35.96 | 4326.664 | 0 | Heating | 4326.664 | 4 | 3461.3312 | 3200 | 261.3312 | 6 | 12.7653 | 0 | 4 | 0 | 0 | 0 | 6 | 0 | 692.2662 | 0.26626 | 1 | 0.53251 | 0 | 9.5647 | 0 | 9.5647 | 3265.3061 | 0 | 186.9093 | 0.14378 | 1 | 0.5 | 0 | 4.1373 | 0 | 4.1373
2007-11-14 08:01 | 11 | 14 | 8 | 318 | 7616 | 35.96 | 3611.8705 | 0 | Heating | 3611.8705 | 4 | 2889.4964 | 2889.4964 | 0 | 6 | 0 | 0 | 4 | 0 | 0 | 0 | 6 | 0 | 577.8993 | 0.22227 | 1 | 0.5 | 0 | 8.2745 | 0 | 8.2745 | 2948.4657 | 0 | 168.7731 | 0.12983 | 1 | 0.5 | 0 | 4.1373 | 0 | 4.1373
2007-11-14 09:01 | 11 | 14 | 9 | 318 | 7617 | 39.92 | 3003.5306 | 0 | Heating | 3003.5306 | 4 | 2402.8245 | 2402.8245 | 0 | 6 | 0 | 0 | 4 | 0 | 0 | 0 | 6 | 0 | 480.5649 | 0.18483 | 1 | 0.5 | 0 | 8.2745 | 0 | 8.2745 | 2451.8617 | 0 | 140.347 | 0.10796 | 1 | 0.5 | 0 | 4.1373 | 0 | 4.1373
2007-11-14 10:01 | 11 | 14 | 10 | 318 | 7618 | 46.94 | 2271.1711 | 0 | Heating | 2271.1711 | 4 | 1816.9368 | 1816.9368 | 0 | 6 | 0 | 0 | 4 | 0 | 0 | 0 | 6 | 0 | 363.3874 | 0.13976 | 1 | 0.5 | 0 | 8.2745 | 0 | 8.2745 | 1854.0172 | 0 | 106.1258 | 0.081635 | 1 | 0.5 | 0 | 4.1373 | 0 | 4.1373
2007-11-14 11:01 | 11 | 14 | 11 | 318 | 7619 | 46.94 | 1705.5952 | 0 | Heating | 1705.5952 | 4 | 1364.4762 | 1364.4762 | 0 | 6 | 0 | 0 | 4 | 0 | 0 | 0 | 6 | 0 | 272.8952 | 0.10496 | 1 | 0.5 | 0 | 8.2745 | 0 | 8.2745 | 1392.3226 | 0 | 79.6979 | 0.061306 | 1 | 0.5 | 0 | 4.1373 | 0 | 4.1373
2007-11-14 12:01 | 11 | 14 | 12 | 318 | 7620 | 53.96 | 1218.4926 | 0 | Heating | 1218.4926 | 4 | 974.7941 | 974.7941 | 0 | 6 | 0 | 0 | 4 | 0 | 0 | 0 | 6 | 0 | 194.9588 | 0.074984 | 1 | 0.5 | 0 | 8.2745 | 0 | 8.2745 | 994.6878 | 0 | 56.9369 | 0.043798 | 1 | 0.5 | 0 | 4.1373 | 0 | 4.1373
2007-11-14 13:01 | 11 | 14 | 13 | 318 | 7621 | 55.94 | 930.3983 | 0 | Heating | 930.3983 | 4 | 744.3186 | 744.3186 | 0 | 6 | 0 | 0 | 4 | 0 | 0 | 0 | 6 | 0 | 148.8637 | 0.057255 | 1 | 0.5 | 0 | 8.2745 | 0 | 8.2745 | 759.5088 | 0 | 43.475 | 0.033442 | 1 | 0.5 | 0 | 4.1373 | 0 | 4.1373
2007-11-14 14:01 | 11 | 14 | 14 | 318 | 7622 | 55.94 | 737.029 | 0 | Heating | 737.029 | 4 | 589.6232 | 589.6232 | 0 | 6 | 0 | 0 | 4 | 0 | 0 | 0 | 6 | 0 | 117.9246 | 0.045356 | 1 | 0.5 | 0 | 8.2745 | 0 | 8.2745 | 601.6563 | 0 | 34.4394 | 0.026492 | 1 | 0.5 | 0 | 4.1373 | 0 | 4.1373
2007-11-14 15:01 | 11 | 14 | 15 | 318 | 7623 | 57.92 | 672.2048 | 0 | Heating | 672.2048 | 4 | 537.7638 | 537.7638 | 0 | 6 | 0 | 0 | 4 | 0 | 0 | 0 | 6 | 0 | 107.5528 | 0.041366 | 1 | 0.5 | 0 | 8.2745 | 0 | 8.2745 | 548.7386 | 0 | 31.4103 | 0.024162 | 1 | 0.5 | 0 | 4.1373 | 0 | 4.1373
2007-11-14 16:01 | 11 | 14 | 16 | 318 | 7624 | 55.04 | 769.6664 | 0 | Heating | 769.6664 | 4 | 615.7331 | 615.7331 | 0 | 6 | 0 | 0 | 4 | 0 | 0 | 0 | 6 | 0 | 123.1466 | 0.047364 | 1 | 0.5 | 0 | 8.2745 | 0 | 8.2745 | 628.2991 | 0 | 35.9645 | 0.027665 | 1 | 0.5 | 0 | 4.1373 | 0 | 4.1373
2007-11-14 17:01 | 11 | 14 | 17 | 318 | 7625 | 55.04 | 929.8471 | 0 | Heating | 929.8471 | 4 | 743.8777 | 743.8777 | 0 | 6 | 0 | 0 | 4 | 0 | 0 | 0 | 6 | 0 | 148.7755 | 0.057221 | 1 | 0.5 | 0 | 8.2745 | 0 | 8.2745 | 759.0589 | 0 | 43.4493 | 0.033423 | 1 | 0.5 | 0 | 4.1373 | 0 | 4.1373
2007-11-14 18:01 | 11 | 14 | 18 | 318 | 7626 | 42.98 | 1098.9008 | 0 | Heating | 1098.9008 | 4 | 879.1207 | 879.1207 | 0 | 6 | 0 | 0 | 4 | 0 | 0 | 0 | 6 | 0 | 175.8241 | 0.067625 | 1 | 0.5 | 0 | 8.2745 | 0 | 8.2745 | 897.0619 | 0 | 51.3487 | 0.039499 | 1 | 0.5 | 0 | 4.1373 | 0 | 4.1373
2007-11-14 19:01 | 11 | 14 | 19 | 318 | 7627 | 39.92 | 1305.4485 | 0 | Heating | 1305.4485 | 4 | 1044.3588 | 1044.3588 | 0 | 6 | 0 | 0 | 4 | 0 | 0 | 0 | 6 | 0 | 208.8718 | 0.080335 | 1 | 0.5 | 0 | 8.2745 | 0 | 8.2745 | 1065.6723 | 0 | 61.0001 | 0.046923 | 1 | 0.5 | 0 | 4.1373 | 0 | 4.1373
2007-11-14 20:01 | 11 | 14 | 20 | 318 | 7628 | 39.92 | 1363.8653 | 0 | Heating | 1363.8653 | 4 | 1091.0922 | 1091.0922 | 0 | 6 | 0 | 0 | 4 | 0 | 0 | 0 | 6 | 0 | 218.2184 | 0.08393 | 1 | 0.5 | 0 | 8.2745 | 0 | 8.2745 | 1113.3594 | 0 | 63.7298 | 0.049023 | 1 | 0.5 | 0 | 4.1373 | 0 | 4.1373
2007-11-14 21:01 | 11 | 14 | 21 | 318 | 7629 | 35.96 | 1404.1979 | 0 | Heating | 1404.1979 | 4 | 1123.3583 | 1123.3583 | 0 | 6 | 0 | 0 | 4 | 0 | 0 | 0 | 6 | 0 | 224.6717 | 0.086412 | 1 | 0.5 | 0 | 8.2745 | 0 | 8.2745 | 1146.284 | 0 | 65.6144 | 0.050473 | 1 | 0.5 | 0 | 4.1373 | 0 | 4.1373
2007-11-14 22:01 | 11 | 14 | 22 | 318 | 7630 | 33.08 | 871.4078 | 0 | Heating | 871.4078 | 4 | 697.1262 | 697.1262 | 0 | 6 | 0 | 0 | 4 | 0 | 0 | 0 | 6 | 0 | 139.4252 | 0.053625 | 1 | 0.5 | 0 | 8.2745 | 0 | 8.2745 | 711.3533 | 0 | 40.7186 | 0.031322 | 1 | 0.5 | 0 | 4.1373 | 0 | 4.1373
2007-11-14 23:01 | 11 | 14 | 23 | 318 | 7631 | 33.08 | 802.8561 | 0 | Heating | 802.8561 | 4 | 642.2848 | 642.2848 | 0 | 6 | 0 | 0 | 4 | 0 | 0 | 0 | 6 | 0 | 128.457 | 0.049407 | 1 | 0.5 | 0 | 8.2745 | 0 | 8.2745 | 655.3927 | 0 | 37.5153 | 0.028858 | 1 | 0.5 | 0 | 4.1373 | 0 | 4.1373
2007-11-15 00:01 | 11 | 15 | 0 | 319 | 7632 | 33.98 | 764.9227 | 0 | Heating | 764.9227 | 4 | 611.9382 | 611.9382 | 0 | 6 | 0 | 0 | 4 | 0 | 0 | 0 | 6 | 0 | 122.3876 | 0.047072 | 1 | 0.5 | 0 | 8.2745 | 0 | 8.2745 | 624.4267 | 0 | 35.7428 | 0.027494 | 1 | 0.5 | 0 | 4.1373 | 0 | 4.1373
2007-11-15 01:01 | 11 | 15 | 1 | 319 | 7633 | 32 | 625.2954 | 0 | Heating | 625.2954 | 4 | 500.2363 | 500.2363 | 0 | 6 | 0 | 0 | 4 | 0 | 0 | 0 | 6 | 0 | 100.0473 | 0.03848 | 1 | 0.5 | 0 | 8.2745 | 0 | 8.2745 | 510.4452 | 0 | 29.2184 | 0.022476 | 1 | 0.5 | 0 | 4.1373 | 0 | 4.1373
2007-11-15 02:01 | 11 | 15 | 2 | 319 | 7634 | 32 | 691.3003 | 0 | Heating | 691.3003 | 4 | 553.0403 | 553.0403 | 0 | 6 | 0 | 0 | 4 | 0 | 0 | 0 | 6 | 0 | 110.6081 | 0.042542 | 1 | 0.5 | 0 | 8.2745 | 0 | 8.2745 | 564.3268 | 0 | 32.3026 | 0.024848 | 1 | 0.5 | 0 | 4.1373 | 0 | 4.1373
2007-11-15 03:01 | 11 | 15 | 3 | 319 | 7635 | 32 | 716.9739 | 0 | Heating | 716.9739 | 4 | 573.5791 | 573.5791 | 0 | 6 | 0 | 0 | 4 | 0 | 0 | 0 | 6 | 0 | 114.7158 | 0.044121 | 1 | 0.5 | 0 | 8.2745 | 0 | 8.2745 | 585.2848 | 0 | 33.5023 | 0.025771 | 1 | 0.5 | 0 | 4.1373 | 0 | 4.1373
2007-11-15 04:01 | 11 | 15 | 4 | 319 | 7636 | 30.02 | 774.3302 | 0 | Heating | 774.3302 | 4 | 619.4641 | 619.4641 | 0 | 6 | 0 | 0 | 4 | 0 | 0 | 0 | 6 | 0 | 123.8928 | 0.047651 | 1 | 0.5 | 0 | 8.2745 | 0 | 8.2745 | 632.1063 | 0 | 36.1824 | 0.027833 | 1 | 0.5 | 0 | 4.1373 | 0 | 4.1373
2007-11-15 05:01 | 11 | 15 | 5 | 319 | 7637 | 30.02 | 783.6276 | 0 | Heating | 783.6276 | 4 | 626.9021 | 626.9021 | 0 | 6 | 0 | 0 | 4 | 0 | 0 | 0 | 6 | 0 | 125.3804 | 0.048223 | 1 | 0.5 | 0 | 8.2745 | 0 | 8.2745 | 639.696 | 0 | 36.6168 | 0.028167 | 1 | 0.5 | 0 | 4.1373 | 0 | 4.1373
2007-11-15 06:01 | 11 | 15 | 6 | 319 | 7638 | 26.06 | 1004.471 | 0 | Heating | 1004.471 | 4 | 803.5768 | 803.5768 | 0 | 6 | 0 | 0 | 4 | 0 | 0 | 0 | 6 | 0 | 160.7154 | 0.061814 | 1 | 0.5 | 0 | 8.2745 | 0 | 8.2745 | 819.9763 | 0 | 46.9363 | 0.036105 | 1 | 0.5 | 0 | 4.1373 | 0 | 4.1373
2007-11-15 07:01 | 11 | 15 | 7 | 319 | 7639 | 26.06 | 3113.6978 | 0 | Heating | 3113.6978 | 4 | 2490.9583 | 2490.9583 | 0 | 6 | 0 | 0 | 4 | 0 | 0 | 0 | 6 | 0 | 498.1917 | 0.19161 | 1 | 0.5 | 0 | 8.2745 | 0 | 8.2745 | 2541.7941 | 0 | 145.4948 | 0.11192 | 1 | 0.5 | 0 | 4.1373 | 0 | 4.1373
2007-11-15 08:01 | 11 | 15 | 8 | 319 | 7640 | 26.06 | 2517.8545 | 0 | Heating | 2517.8545 | 4 | 2014.2836 | 2014.2836 | 0 | 6 | 0 | 0 | 4 | 0 | 0 | 0 | 6 | 0 | 402.8567 | 0.15494 | 1 | 0.5 | 0 | 8.2745 | 0 | 8.2745 | 2055.3915 | 0 | 117.6526 | 0.090502 | 1 | 0.5 | 0 | 4.1373 | 0 | 4.1373
2007-11-15 09:01 | 11 | 15 | 9 | 319 | 7641 | 42.98 | 2068.8892 | 0 | Heating | 2068.8892 | 4 | 1655.1113 | 1655.1113 | 0 | 6 | 0 | 0 | 4 | 0 | 0 | 0 | 6 | 0 | 331.0223 | 0.12732 | 1 | 0.5 | 0 | 8.2745 | 0 | 8.2745 | 1688.8891 | 0 | 96.6737 | 0.074364 | 1 | 0.5 | 0 | 4.1373 | 0 | 4.1373
2007-11-15 10:01 | 11 | 15 | 10 | 319 | 7642 | 46.94 | 1503.9463 | 0 | Heating | 1503.9463 | 4 | 1203.1571 | 1203.1571 | 0 | 6 | 0 | 0 | 4 | 0 | 0 | 0 | 6 | 0 | 240.6314 | 0.092551 | 1 | 0.5 | 0 | 8.2745 | 0 | 8.2745 | 1227.7113 | 0 | 70.2754 | 0.054058 | 1 | 0.5 | 0 | 4.1373 | 0 | 4.1373
2007-11-15 11:01 | 11 | 15 | 11 | 319 | 7643 | 46.94 | 1153.9922 | 0 | Heating | 1153.9922 | 4 | 923.1938 | 923.1938 | 0 | 6 | 0 | 0 | 4 | 0 | 0 | 0 | 6 | 0 | 184.6388 | 0.071015 | 1 | 0.5 | 0 | 8.2745 | 0 | 8.2745 | 942.0344 | 0 | 53.923 | 0.041479 | 1 | 0.5 | 0 | 4.1373 | 0 | 4.1373
2007-11-15 12:01 | 11 | 15 | 12 | 319 | 7644 | 53.96 | 779.1525 | 0 | Heating | 779.1525 | 4 | 623.322 | 623.322 | 0 | 6 | 0 | 0 | 4 | 0 | 0 | 0 | 6 | 0 | 124.6644 | 0.047948 | 1 | 0.5 | 0 | 8.2745 | 0 | 8.2745 | 636.0429 | 0 | 36.4077 | 0.028006 | 1 | 0.5 | 0 | 4.1373 | 0 | 4.1373
2007-11-15 13:01 | 11 | 15 | 13 | 319 | 7645 | 57.02 | 529.0867 | 0 | Heating | 529.0867 | 4 | 423.2694 | 423.2694 | 0 | 6 | 0 | 0 | 4 | 0 | 0 | 0 | 6 | 0 | 84.6539 | 0.032559 | 1 | 0.5 | 0 | 8.2745 | 0 | 8.2745 | 431.9075 | 0 | 24.7228 | 0.019018 | 1 | 0.5 | 0 | 4.1373 | 0 | 4.1373
2007-11-15 14:01 | 11 | 15 | 14 | 319 | 7646 | 57.02 | 356.6679 | 0 | Heating | 356.6679 | 4 | 285.3343 | 285.3343 | 0 | 6 | 0 | 0 | 4 | 0 | 0 | 0 | 6 | 0 | 57.0669 | 0.021949 | 1 | 0.5 | 0 | 8.2745 | 0 | 8.2745 | 291.1574 | 0 | 16.6661 | 0.01282 | 1 | 0.5 | 0 | 4.1373 | 0 | 4.1373
2007-11-15 15:01 | 11 | 15 | 15 | 319 | 7647 | 57.02 | 312.8107 | 0 | Heating | 312.8107 | 4 | 250.2486 | 250.2486 | 0 | 6 | 0 | 0 | 4 | 0 | 0 | 0 | 6 | 0 | 50.0497 | 0.01925 | 1 | 0.5 | 0 | 8.2745 | 0 | 8.2745 | 255.3557 | 0 | 14.6168 | 0.011244 | 1 | 0.5 | 0 | 4.1373 | 0 | 4.1373
2007-11-15 16:01 | 11 | 15 | 16 | 319 | 7648 | 57.02 | 386.9446 | 0 | Heating | 386.9446 | 4 | 309.5557 | 309.5557 | 0 | 6 | 0 | 0 | 4 | 0 | 0 | 0 | 6 | 0 | 61.9111 | 0.023812 | 1 | 0.5 | 0 | 8.2745 | 0 | 8.2745 | 315.8731 | 0 | 18.0809 | 0.013908 | 1 | 0.5 | 0 | 4.1373 | 0 | 4.1373
2007-11-15 17:01 | 11 | 15 | 17 | 319 | 7649 | 53.06 | 604.3214 | 0 | Heating | 604.3214 | 4 | 483.4571 | 483.4571 | 0 | 6 | 0 | 0 | 4 | 0 | 0 | 0 | 6 | 0 | 96.6914 | 0.037189 | 1 | 0.5 | 0 | 8.2745 | 0 | 8.2745 | 493.3236 | 0 | 28.2383 | 0.021722 | 1 | 0.5 | 0 | 4.1373 | 0 | 4.1373
2007-11-15 18:01 | 11 | 15 | 18 | 319 | 7650 | 46.04 | 815.2189 | 0 | Heating | 815.2189 | 4 | 652.1751 | 652.1751 | 0 | 6 | 0 | 0 | 4 | 0 | 0 | 0 | 6 | 0 | 130.435 | 0.050167 | 1 | 0.5 | 0 | 8.2745 | 0 | 8.2745 | 665.4848 | 0 | 38.093 | 0.029302 | 1 | 0.5 | 0 | 4.1373 | 0 | 4.1373
2007-11-15 19:01 | 11 | 15 | 19 | 319 | 7651 | 39.92 | 979.7621 | 0 | Heating | 979.7621 | 4 | 783.8096 | 783.8096 | 0 | 6 | 0 | 0 | 4 | 0 | 0 | 0 | 6 | 0 | 156.7619 | 0.060293 | 1 | 0.5 | 0 | 8.2745 | 0 | 8.2745 | 799.8058 | 0 | 45.7817 | 0.035217 | 1 | 0.5 | 0 | 4.1373 | 0 | 4.1373
2007-11-15 20:01 | 11 | 15 | 20 | 319 | 7652 | 39.92 | 1050.8494 | 0 | Heating | 1050.8494 | 4 | 840.6795 | 840.6795 | 0 | 6 | 0 | 0 | 4 | 0 | 0 | 0 | 6 | 0 | 168.1359 | 0.064668 | 1 | 0.5 | 0 | 8.2745 | 0 | 8.2745 | 857.8363 | 0 | 49.1034 | 0.037772 | 1 | 0.5 | 0 | 4.1373 | 0 | 4.1373
2007-11-15 21:01 | 11 | 15 | 21 | 319 | 7653 | 41 | 1069.2807 | 0 | Heating | 1069.2807 | 4 | 855.4245 | 855.4245 | 0 | 6 | 0 | 0 | 4 | 0 | 0 | 0 | 6 | 0 | 171.0849 | 0.065802 | 1 | 0.5 | 0 | 8.2745 | 0 | 8.2745 | 872.8822 | 0 | 49.9646 | 0.038434 | 1 | 0.5 | 0 | 4.1373 | 0 | 4.1373
2007-11-15 22:01 | 11 | 15 | 22 | 319 | 7654 | 39.92 | 714.9728 | 0 | Heating | 714.9728 | 4 | 571.9782 | 571.9782 | 0 | 6 | 0 | 0 | 4 | 0 | 0 | 0 | 6 | 0 | 114.3956 | 0.043998 | 1 | 0.5 | 0 | 8.2745 | 0 | 8.2745 | 583.6513 | 0 | 33.4088 | 0.025699 | 1 | 0.5 | 0 | 4.1373 | 0 | 4.1373
2007-11-15 23:01 | 11 | 15 | 23 | 319 | 7655 | 39.92 | 783.6371 | 0 | Heating | 783.6371 | 4 | 626.9097 | 626.9097 | 0 | 6 | 0 | 0 | 4 | 0 | 0 | 0 | 6 | 0 | 125.3819 | 0.048224 | 1 | 0.5 | 0 | 8.2745 | 0 | 8.2745 | 639.7038 | 0 | 36.6173 | 0.028167 | 1 | 0.5 | 0 | 4.1373 | 0 | 4.1373
2007-11-16 00:01 | 11 | 16 | 0 | 320 | 7656 | 39.92 | 795.4863 | 0 | Heating | 795.4863 | 4 | 636.389 | 636.389 | 0 | 6 | 0 | 0 | 4 | 0 | 0 | 0 | 6 | 0 | 127.2778 | 0.048953 | 1 | 0.5 | 0 | 8.2745 | 0 | 8.2745 | 649.3766 | 0 | 37.171 | 0.028593 | 1 | 0.5 | 0 | 4.1373 | 0 | 4.1373
2007-11-16 01:01 | 11 | 16 | 1 | 320 | 7657 | 35.06 | 593.0684 | 0 | Heating | 593.0684 | 4 | 474.4547 | 474.4547 | 0 | 6 | 0 | 0 | 4 | 0 | 0 | 0 | 6 | 0 | 94.8909 | 0.036497 | 1 | 0.5 | 0 | 8.2745 | 0 | 8.2745 | 484.1375 | 0 | 27.7125 | 0.021317 | 1 | 0.5 | 0 | 4.1373 | 0 | 4.1373
2007-11-16 02:01 | 11 | 16 | 2 | 320 | 7658 | 35.06 | 698.29 | 0 | Heating | 698.29 | 4 | 558.632 | 558.632 | 0 | 6 | 0 | 0 | 4 | 0 | 0 | 0 | 6 | 0 | 111.7264 | 0.042972 | 1 | 0.5 | 0 | 8.2745 | 0 | 8.2745 | 570.0326 | 0 | 32.6292 | 0.025099 | 1 | 0.5 | 0 | 4.1373 | 0 | 4.1373
2007-11-16 03:01 | 11 | 16 | 3 | 320 | 7659 | 37.04 | 756.391 | 0 | Heating | 756.391 | 4 | 605.1128 | 605.1128 | 0 | 6 | 0 | 0 | 4 | 0 | 0 | 0 | 6 | 0 | 121.0226 | 0.046547 | 1 | 0.5 | 0 | 8.2745 | 0 | 8.2745 | 617.462 | 0 | 35.3441 | 0.027188 | 1 | 0.5 | 0 | 4.1373 | 0 | 4.1373
2007-11-16 04:01 | 11 | 16 | 4 | 320 | 7660 | 37.94 | 643.8608 | 0 | Heating | 643.8608 | 4 | 515.0886 | 515.0886 | 0 | 6 | 0 | 0 | 4 | 0 | 0 | 0 | 6 | 0 | 103.0177 | 0.039622 | 1 | 0.5 | 0 | 8.2745 | 0 | 8.2745 | 525.6006 | 0 | 30.0859 | 0.023143 | 1 | 0.5 | 0 | 4.1373 | 0 | 4.1373
2007-11-16 05:01 | 11 | 16 | 5 | 320 | 7661 | 37.94 | 610.7255 | 0 | Heating | 610.7255 | 4 | 488.5804 | 488.5804 | 0 | 6 | 0 | 0 | 4 | 0 | 0 | 0 | 6 | 0 | 97.7161 | 0.037583 | 1 | 0.5 | 0 | 8.2745 | 0 | 8.2745 | 498.5514 | 0 | 28.5376 | 0.021952 | 1 | 0.5 | 0 | 4.1373 | 0 | 4.1373
2007-11-16 06:01 | 11 | 16 | 6 | 320 | 7662 | 37.94 | 902.5753 | 0 | Heating | 902.5753 | 4 | 722.0603 | 722.0603 | 0 | 6 | 0 | 0 | 4 | 0 | 0 | 0 | 6 | 0 | 144.4121 | 0.055543 | 1 | 0.5 | 0 | 8.2745 | 0 | 8.2745 | 736.7962 | 0 | 42.1749 | 0.032442 | 1 | 0.5 | 0 | 4.1373 | 0 | 4.1373
2007-11-16 07:01 | 11 | 16 | 7 | 320 | 7663 | 35.96 | 3077.4855 | 0 | Heating | 3077.4855 | 4 | 2461.9884 | 2461.9884 | 0 | 6 | 0 | 0 | 4 | 0 | 0 | 0 | 6 | 0 | 492.3977 | 0.18938 | 1 | 0.5 | 0 | 8.2745 | 0 | 8.2745 | 2512.2331 | 0 | 143.8027 | 0.11062 | 1 | 0.5 | 0 | 4.1373 | 0 | 4.1373
2007-11-16 08:01 | 11 | 16 | 8 | 320 | 7664 | 35.96 | 2378.3542 | 0 | Heating | 2378.3542 | 4 | 1902.6834 | 1902.6834 | 0 | 6 | 0 | 0 | 4 | 0 | 0 | 0 | 6 | 0 | 380.5367 | 0.14636 | 1 | 0.5 | 0 | 8.2745 | 0 | 8.2745 | 1941.5136 | 0 | 111.1342 | 0.085488 | 1 | 0.5 | 0 | 4.1373 | 0 | 4.1373
2007-11-16 09:01 | 11 | 16 | 9 | 320 | 7665 | 39.02 | 2095.7749 | 0 | Heating | 2095.7749 | 4 | 1676.6199 | 1676.6199 | 0 | 6 | 0 | 0 | 4 | 0 | 0 | 0 | 6 | 0 | 335.324 | 0.12897 | 1 | 0.5 | 0 | 8.2745 | 0 | 8.2745 | 1710.8367 | 0 | 97.93 | 0.075331 | 1 | 0.5 | 0 | 4.1373 | 0 | 4.1373
2007-11-16 10:01 | 11 | 16 | 10 | 320 | 7666 | 42.08 | 1708.824 | 0 | Heating | 1708.824 | 4 | 1367.0592 | 1367.0592 | 0 | 6 | 0 | 0 | 4 | 0 | 0 | 0 | 6 | 0 | 273.4118 | 0.10516 | 1 | 0.5 | 0 | 8.2745 | 0 | 8.2745 | 1394.9583 | 0 | 79.8488 | 0.061422 | 1 | 0.5 | 0 | 4.1373 | 0 | 4.1373
2007-11-16 11:01 | 11 | 16 | 11 | 320 | 7667 | 42.08 | 1417.9832 | 0 | Heating | 1417.9832 | 4 | 1134.3865 | 1134.3865 | 0 | 6 | 0 | 0 | 4 | 0 | 0 | 0 | 6 | 0 | 226.8773 | 0.087261 | 1 | 0.5 | 0 | 8.2745 | 0 | 8.2745 | 1157.5373 | 0 | 66.2586 | 0.050968 | 1 | 0.5 | 0 | 4.1373 | 0 | 4.1373
2007-11-16 12:01 | 11 | 16 | 12 | 320 | 7668 | 42.08 | 1094.1233 | 0 | Heating | 1094.1233 | 4 | 875.2986 | 875.2986 | 0 | 6 | 0 | 0 | 4 | 0 | 0 | 0 | 6 | 0 | 175.0597 | 0.067331 | 1 | 0.5 | 0 | 8.2745 | 0 | 8.2745 | 893.1619 | 0 | 51.1255 | 0.039327 | 1 | 0.5 | 0 | 4.1373 | 0 | 4.1373
2007-11-16 13:01 | 11 | 16 | 13 | 320 | 7669 | 42.98 | 841.573 | 0 | Heating | 841.573 | 4 | 673.2584 | 673.2584 | 0 | 6 | 0 | 0 | 4 | 0 | 0 | 0 | 6 | 0 | 134.6517 | 0.051789 | 1 | 0.5 | 0 | 8.2745 | 0 | 8.2745 | 686.9984 | 0 | 39.3245 | 0.03025 | 1 | 0.5 | 0 | 4.1373 | 0 | 4.1373
2007-11-16 14:01 | 11 | 16 | 14 | 320 | 7670 | 42.98 | 658.7042 | 0 | Heating | 658.7042 | 4 | 526.9633 | 526.9633 | 0 | 6 | 0 | 0 | 4 | 0 | 0 | 0 | 6 | 0 | 105.3927 | 0.040536 | 1 | 0.5 | 0 | 8.2745 | 0 | 8.2745 | 537.7177 | 0 | 30.7795 | 0.023677 | 1 | 0.5 | 0 | 4.1373 | 0 | 4.1373
2007-11-16 15:01 | 11 | 16 | 15 | 320 | 7671 | 41 | 563.7801 | 0 | Heating | 563.7801 | 4 | 451.0241 | 451.0241 | 0 | 6 | 0 | 0 | 4 | 0 | 0 | 0 | 6 | 0 | 90.2048 | 0.034694 | 1 | 0.5 | 0 | 8.2745 | 0 | 8.2745 | 460.2287 | 0 | 26.3439 | 0.020265 | 1 | 0.5 | 0 | 4.1373 | 0 | 4.1373
2007-11-16 16:01 | 11 | 16 | 16 | 320 | 7672 | 42.08 | 617.5729 | 0 | Heating | 617.5729 | 4 | 494.0584 | 494.0584 | 0 | 6 | 0 | 0 | 4 | 0 | 0 | 0 | 6 | 0 | 98.8117 | 0.038004 | 1 | 0.5 | 0 | 8.2745 | 0 | 8.2745 | 504.1412 | 0 | 28.8575 | 0.022198 | 1 | 0.5 | 0 | 4.1373 | 0 | 4.1373
2007-11-16 17:01 | 11 | 16 | 17 | 320 | 7673 | 42.08 | 794.0389 | 0 | Heating | 794.0389 | 4 | 635.2311 | 635.2311 | 0 | 6 | 0 | 0 | 4 | 0 | 0 | 0 | 6 | 0 | 127.0462 | 0.048864 | 1 | 0.5 | 0 | 8.2745 | 0 | 8.2745 | 648.195 | 0 | 37.1033 | 0.028541 | 1 | 0.5 | 0 | 4.1373 | 0 | 4.1373
2007-11-16 18:01 | 11 | 16 | 18 | 320 | 7674 | 44.06 | 1151.7498 | 0 | Heating | 1151.7498 | 4 | 921.3998 | 921.3998 | 0 | 6 | 0 | 0 | 4 | 0 | 0 | 0 | 6 | 0 | 184.28 | 0.070877 | 1 | 0.5 | 0 | 8.2745 | 0 | 8.2745 | 940.2039 | 0 | 53.8182 | 0.041399 | 1 | 0.5 | 0 | 4.1373 | 0 | 4.1373
2007-11-16 19:01 | 11 | 16 | 19 | 320 | 7675 | 44.96 | 1366.4046 | 0 | Heating | 1366.4046 | 4 | 1093.1237 | 1093.1237 | 0 | 6 | 0 | 0 | 4 | 0 | 0 | 0 | 6 | 0 | 218.6247 | 0.084086 | 1 | 0.5 | 0 | 8.2745 | 0 | 8.2745 | 1115.4323 | 0 | 63.8484 | 0.049114 | 1 | 0.5 | 0 | 4.1373 | 0 | 4.1373
2007-11-16 20:01 | 11 | 16 | 20 | 320 | 7676 | 46.04 | 1487.944 | 0 | Heating | 1487.944 | 4 | 1190.3552 | 1190.3552 | 0 | 6 | 0 | 0 | 4 | 0 | 0 | 0 | 6 | 0 | 238.071 | 0.091566 | 1 | 0.5 | 0 | 8.2745 | 0 | 8.2745 | 1214.6481 | 0 | 69.5277 | 0.053483 | 1 | 0.5 | 0 | 4.1373 | 0 | 4.1373
2007-11-16 21:01 | 11 | 16 | 21 | 320 | 7677 | 46.04 | 1619.0028 | 0 | Heating | 1619.0028 | 4 | 1295.2022 | 1295.2022 | 0 | 6 | 0 | 0 | 4 | 0 | 0 | 0 | 6 | 0 | 259.0404 | 0.099631 | 1 | 0.5 | 0 | 8.2745 | 0 | 8.2745 | 1321.6349 | 0 | 75.6517 | 0.058194 | 1 | 0.5 | 0 | 4.1373 | 0 | 4.1373
2007-11-16 22:01 | 11 | 16 | 22 | 320 | 7678 | 46.04 | 1725.1238 | 0 | Heating | 1725.1238 | 4 | 1380.0991 | 1380.0991 | 0 | 6 | 0 | 0 | 4 | 0 | 0 | 0 | 6 | 0 | 276.0198 | 0.10616 | 1 | 0.5 | 0 | 8.2745 | 0 | 8.2745 | 1408.2644 | 0 | 80.6104 | 0.062008 | 1 | 0.5 | 0 | 4.1373 | 0 | 4.1373
2007-11-16 23:01 | 11 | 16 | 23 | 320 | 7679 | 46.04 | 975.562 | 0 | Heating | 975.562 | 4 | 780.4496 | 780.4496 | 0 | 6 | 0 | 0 | 4 | 0 | 0 | 0 | 6 | 0 | 156.0899 | 0.060035 | 1 | 0.5 | 0 | 8.2745 | 0 | 8.2745 | 796.3771 | 0 | 45.5854 | 0.035066 | 1 | 0.5 | 0 | 4.1373 | 0 | 4.1373
2007-11-17 00:01 | 11 | 17 | 0 | 321 | 7680 | 46.04 | 920.0396 | 0 | Heating | 920.0396 | 4 | 736.0317 | 736.0317 | 0 | 6 | 0 | 0 | 4 | 0 | 0 | 0 | 6 | 0 | 147.2063 | 0.056618 | 1 | 0.5 | 0 | 8.2745 | 0 | 8.2745 | 751.0528 | 0 | 42.991 | 0.03307 | 1 | 0.5 | 0 | 4.1373 | 0 | 4.1373
2007-11-17 01:01 | 11 | 17 | 1 | 321 | 7681 | 46.04 | 757.6499 | 0 | Heating | 757.6499 | 4 | 606.1199 | 606.1199 | 0 | 6 | 0 | 0 | 4 | 0 | 0 | 0 | 6 | 0 | 121.224 | 0.046625 | 1 | 0.5 | 0 | 8.2745 | 0 | 8.2745 | 618.4897 | 0 | 35.403 | 0.027233 | 1 | 0.5 | 0 | 4.1373 | 0 | 4.1373
2007-11-17 02:01 | 11 | 17 | 2 | 321 | 7682 | 46.04 | 828.988 | 0 | Heating | 828.988 | 4 | 663.1904 | 663.1904 | 0 | 6 | 0 | 0 | 4 | 0 | 0 | 0 | 6 | 0 | 132.6381 | 0.051015 | 1 | 0.5 | 0 | 8.2745 | 0 | 8.2745 | 676.7249 | 0 | 38.7364 | 0.029797 | 1 | 0.5 | 0 | 4.1373 | 0 | 4.1373
2007-11-17 03:01 | 11 | 17 | 3 | 321 | 7683 | 46.4 | 863.3004 | 0 | Heating | 863.3004 | 4 | 690.6403 | 690.6403 | 0 | 6 | 0 | 0 | 4 | 0 | 0 | 0 | 6 | 0 | 138.1281 | 0.053126 | 1 | 0.5 | 0 | 8.2745 | 0 | 8.2745 | 704.735 | 0 | 40.3397 | 0.031031 | 1 | 0.5 | 0 | 4.1373 | 0 | 4.1373
2007-11-17 04:01 | 11 | 17 | 4 | 321 | 7684 | 46.4 | 913.2007 | 0 | Heating | 913.2007 | 4 | 730.5605 | 730.5605 | 0 | 6 | 0 | 0 | 4 | 0 | 0 | 0 | 6 | 0 | 146.1121 | 0.056197 | 1 | 0.5 | 0 | 8.2745 | 0 | 8.2745 | 745.4699 | 0 | 42.6714 | 0.032824 | 1 | 0.5 | 0 | 4.1373 | 0 | 4.1373
2007-11-17 05:01 | 11 | 17 | 5 | 321 | 7685 | 46.04 | 909.1832 | 0 | Heating | 909.1832 | 4 | 727.3465 | 727.3465 | 0 | 6 | 0 | 0 | 4 | 0 | 0 | 0 | 6 | 0 | 145.4693 | 0.05595 | 1 | 0.5 | 0 | 8.2745 | 0 | 8.2745 | 742.1903 | 0 | 42.4837 | 0.03268 | 1 | 0.5 | 0 | 4.1373 | 0 | 4.1373
2007-11-17 06:01 | 11 | 17 | 6 | 321 | 7686 | 46.04 | 1115.1905 | 0 | Heating | 1115.1905 | 4 | 892.1524 | 892.1524 | 0 | 6 | 0 | 0 | 4 | 0 | 0 | 0 | 6 | 0 | 178.4305 | 0.068627 | 1 | 0.5 | 0 | 8.2745 | 0 | 8.2745 | 910.3596 | 0 | 52.1099 | 0.040085 | 1 | 0.5 | 0 | 4.1373 | 0 | 4.1373
2007-11-17 07:01 | 11 | 17 | 7 | 321 | 7687 | 46.04 | 1423.1788 | 0 | Heating | 1423.1788 | 4 | 1138.5431 | 1138.5431 | 0 | 6 | 0 | 0 | 4 | 0 | 0 | 0 | 6 | 0 | 227.7086 | 0.08758 | 1 | 0.5 | 0 | 8.2745 | 0 | 8.2745 | 1161.7786 | 0 | 66.5014 | 0.051155 | 1 | 0.5 | 0 | 4.1373 | 0 | 4.1373
2007-11-17 08:01 | 11 | 17 | 8 | 321 | 7688 | 46.04 | 1368.1034 | 0 | Heating | 1368.1034 | 4 | 1094.4827 | 1094.4827 | 0 | 6 | 0 | 0 | 4 | 0 | 0 | 0 | 6 | 0 | 218.8965 | 0.084191 | 1 | 0.5 | 0 | 8.2745 | 0 | 8.2745 | 1116.8191 | 0 | 63.9278 | 0.049175 | 1 | 0.5 | 0 | 4.1373 | 0 | 4.1373
2007-11-17 09:01 | 11 | 17 | 9 | 321 | 7689 | 48.02 | 2894.175 | 0 | Heating | 2894.175 | 4 | 2315.34 | 2315.34 | 0 | 6 | 0 | 0 | 4 | 0 | 0 | 0 | 6 | 0 | 463.068 | 0.1781 | 1 | 0.5 | 0 | 8.2745 | 0 | 8.2745 | 2362.5918 | 0 | 135.2371 | 0.10403 | 1 | 0.5 | 0 | 4.1373 | 0 | 4.1373
2007-11-17 10:01 | 11 | 17 | 10 | 321 | 7690 | 48.92 | 2220.5672 | 0 | Heating | 2220.5672 | 4 | 1776.4537 | 1776.4537 | 0 | 6 | 0 | 0 | 4 | 0 | 0 | 0 | 6 | 0 | 355.2907 | 0.13665 | 1 | 0.5 | 0 | 8.2745 | 0 | 8.2745 | 1812.7079 | 0 | 103.7612 | 0.079816 | 1 | 0.5 | 0 | 4.1373 | 0 | 4.1373
2007-11-17 11:01 | 11 | 17 | 11 | 321 | 7691 | 48.92 | 1803.53 | 0 | Heating | 1803.53 | 4 | 1442.824 | 1442.824 | 0 | 6 | 0 | 0 | 4 | 0 | 0 | 0 | 6 | 0 | 288.5648 | 0.11099 | 1 | 0.5 | 0 | 8.2745 | 0 | 8.2745 | 1472.2694 | 0 | 84.2741 | 0.064826 | 1 | 0.5 | 0 | 4.1373 | 0 | 4.1373
2007-11-17 12:01 | 11 | 17 | 12 | 321 | 7692 | 51.98 | 1435.6778 | 0 | Heating | 1435.6778 | 4 | 1148.5422 | 1148.5422 | 0 | 6 | 0 | 0 | 4 | 0 | 0 | 0 | 6 | 0 | 229.7084 | 0.088349 | 1 | 0.5 | 0 | 8.2745 | 0 | 8.2745 | 1171.9819 | 0 | 67.0854 | 0.051604 | 1 | 0.5 | 0 | 4.1373 | 0 | 4.1373
2007-11-17 13:01 | 11 | 17 | 13 | 321 | 7693 | 51.98 | 1148.6869 | 0 | Heating | 1148.6869 | 4 | 918.9495 | 918.9495 | 0 | 6 | 0 | 0 | 4 | 0 | 0 | 0 | 6 | 0 | 183.7899 | 0.070688 | 1 | 0.5 | 0 | 8.2745 | 0 | 8.2745 | 937.7036 | 0 | 53.6751 | 0.041289 | 1 | 0.5 | 0 | 4.1373 | 0 | 4.1373
2007-11-17 14:01 | 11 | 17 | 14 | 321 | 7694 | 51.98 | 994.9298 | 0 | Heating | 994.9298 | 4 | 795.9438 | 795.9438 | 0 | 6 | 0 | 0 | 4 | 0 | 0 | 0 | 6 | 0 | 159.1888 | 0.061226 | 1 | 0.5 | 0 | 8.2745 | 0 | 8.2745 | 812.1876 | 0 | 46.4904 | 0.035762 | 1 | 0.5 | 0 | 4.1373 | 0 | 4.1373
2007-11-17 15:01 | 11 | 17 | 15 | 321 | 7695 | 53.96 | 923.2355 | 0 | Heating | 923.2355 | 4 | 738.5884 | 738.5884 | 0 | 6 | 0 | 0 | 4 | 0 | 0 | 0 | 6 | 0 | 147.7177 | 0.056814 | 1 | 0.5 | 0 | 8.2745 | 0 | 8.2745 | 753.6616 | 0 | 43.1403 | 0.033185 | 1 | 0.5 | 0 | 4.1373 | 0 | 4.1373
2007-11-17 16:01 | 11 | 17 | 16 | 321 | 7696 | 53.06 | 942.8691 | 0 | Heating | 942.8691 | 4 | 754.2953 | 754.2953 | 0 | 6 | 0 | 0 | 4 | 0 | 0 | 0 | 6 | 0 | 150.8591 | 0.058023 | 1 | 0.5 | 0 | 8.2745 | 0 | 8.2745 | 769.689 | 0 | 44.0578 | 0.033891 | 1 | 0.5 | 0 | 4.1373 | 0 | 4.1373
2007-11-17 17:01 | 11 | 17 | 17 | 321 | 7697 | 53.06 | 995.8797 | 0 | Heating | 995.8797 | 4 | 796.7038 | 796.7038 | 0 | 6 | 0 | 0 | 4 | 0 | 0 | 0 | 6 | 0 | 159.3408 | 0.061285 | 1 | 0.5 | 0 | 8.2745 | 0 | 8.2745 | 812.963 | 0 | 46.5348 | 0.035796 | 1 | 0.5 | 0 | 4.1373 | 0 | 4.1373
2007-11-17 18:01 | 11 | 17 | 18 | 321 | 7698 | 48.02 | 1341.0439 | 0 | Heating | 1341.0439 | 4 | 1072.8351 | 1072.8351 | 0 | 6 | 0 | 0 | 4 | 0 | 0 | 0 | 6 | 0 | 214.567 | 0.082526 | 1 | 0.5 | 0 | 8.2745 | 0 | 8.2745 | 1094.7297 | 0 | 62.6634 | 0.048203 | 1 | 0.5 | 0 | 4.1373 | 0 | 4.1373
2007-11-17 19:01 | 11 | 17 | 19 | 321 | 7699 | 46.94 | 1493.4765 | 0 | Heating | 1493.4765 | 4 | 1194.7812 | 1194.7812 | 0 | 6 | 0 | 0 | 4 | 0 | 0 | 0 | 6 | 0 | 238.9562 | 0.091906 | 1 | 0.5 | 0 | 8.2745 | 0 | 8.2745 | 1219.1645 | 0 | 69.7862 | 0.053682 | 1 | 0.5 | 0 | 4.1373 | 0 | 4.1373
2007-11-17 20:01 | 11 | 17 | 20 | 321 | 7700 | 46.94 | 818.5388 | 0 | Heating | 818.5388 | 4 | 654.8311 | 654.8311 | 0 | 6 | 0 | 0 | 4 | 0 | 0 | 0 | 6 | 0 | 130.9662 | 0.050372 | 1 | 0.5 | 0 | 8.2745 | 0 | 8.2745 | 668.195 | 0 | 38.2481 | 0.029422 | 1 | 0.5 | 0 | 4.1373 | 0 | 4.1373
2007-11-17 21:01 | 11 | 17 | 21 | 321 | 7701 | 39.92 | 781.4694 | 0 | Heating | 781.4694 | 4 | 625.1755 | 625.1755 | 0 | 6 | 0 | 0 | 4 | 0 | 0 | 0 | 6 | 0 | 125.0351 | 0.04809 | 1 | 0.5 | 0 | 8.2745 | 0 | 8.2745 | 637.9342 | 0 | 36.516 | 0.028089 | 1 | 0.5 | 0 | 4.1373 | 0 | 4.1373
2007-11-17 22:01 | 11 | 17 | 22 | 321 | 7702 | 42.98 | 749.6022 | 0 | Heating | 749.6022 | 4 | 599.6817 | 599.6817 | 0 | 6 | 0 | 0 | 4 | 0 | 0 | 0 | 6 | 0 | 119.9363 | 0.046129 | 1 | 0.5 | 0 | 8.2745 | 0 | 8.2745 | 611.9201 | 0 | 35.0269 | 0.026944 | 1 | 0.5 | 0 | 4.1373 | 0 | 4.1373
2007-11-17 23:01 | 11 | 17 | 23 | 321 | 7703 | 42.98 | 747.3461 | 0 | Heating | 747.3461 | 4 | 597.8769 | 597.8769 | 0 | 6 | 0 | 0 | 4 | 0 | 0 | 0 | 6 | 0 | 119.5754 | 0.045991 | 1 | 0.5 | 0 | 8.2745 | 0 | 8.2745 | 610.0784 | 0 | 34.9215 | 0.026863 | 1 | 0.5 | 0 | 4.1373 | 0 | 4.1373
2007-11-18 00:01 | 11 | 18 | 0 | 322 | 7704 | 41 | 660.1659 | 0 | Heating | 660.1659 | 4 | 528.1327 | 528.1327 | 0 | 6 | 0 | 0 | 4 | 0 | 0 | 0 | 6 | 0 | 105.6265 | 0.040626 | 1 | 0.5 | 0 | 8.2745 | 0 | 8.2745 | 538.9109 | 0 | 30.8478 | 0.023729 | 1 | 0.5 | 0 | 4.1373 | 0 | 4.1373
2007-11-18 01:01 | 11 | 18 | 1 | 322 | 7705 | 41 | 581.0337 | 0 | Heating | 581.0337 | 4 | 464.8269 | 464.8269 | 0 | 6 | 0 | 0 | 4 | 0 | 0 | 0 | 6 | 0 | 92.9654 | 0.035756 | 1 | 0.5 | 0 | 8.2745 | 0 | 8.2745 | 474.3132 | 0 | 27.1502 | 0.020885 | 1 | 0.5 | 0 | 4.1373 | 0 | 4.1373
2007-11-18 02:01 | 11 | 18 | 2 | 322 | 7706 | 41 | 450.784 | 0 | Heating | 450.784 | 4 | 360.6272 | 360.6272 | 0 | 6 | 0 | 0 | 4 | 0 | 0 | 0 | 6 | 0 | 72.1254 | 0.027741 | 1 | 0.5 | 0 | 8.2745 | 0 | 8.2745 | 367.987 | 0 | 21.0639 | 0.016203 | 1 | 0.5 | 0 | 4.1373 | 0 | 4.1373
2007-11-18 03:01 | 11 | 18 | 3 | 322 | 7707 | 37.04 | 460.1517 | 0 | Heating | 460.1517 | 4 | 368.1214 | 368.1214 | 0 | 6 | 0 | 0 | 4 | 0 | 0 | 0 | 6 | 0 | 73.6243 | 0.028317 | 1 | 0.5 | 0 | 8.2745 | 0 | 8.2745 | 375.6341 | 0 | 21.5017 | 0.01654 | 1 | 0.5 | 0 | 4.1373 | 0 | 4.1373
2007-11-18 04:01 | 11 | 18 | 4 | 322 | 7708 | 39.02 | 497.4182 | 0 | Heating | 497.4182 | 4 | 397.9346 | 397.9346 | 0 | 6 | 0 | 0 | 4 | 0 | 0 | 0 | 6 | 0 | 79.5869 | 0.03061 | 1 | 0.5 | 0 | 8.2745 | 0 | 8.2745 | 406.0557 | 0 | 23.243 | 0.017879 | 1 | 0.5 | 0 | 4.1373 | 0 | 4.1373
2007-11-18 05:01 | 11 | 18 | 5 | 322 | 7709 | 39.02 | 612.0842 | 0 | Heating | 612.0842 | 4 | 489.6673 | 489.6673 | 0 | 6 | 0 | 0 | 4 | 0 | 0 | 0 | 6 | 0 | 97.9335 | 0.037667 | 1 | 0.5 | 0 | 8.2745 | 0 | 8.2745 | 499.6605 | 0 | 28.6011 | 0.022001 | 1 | 0.5 | 0 | 4.1373 | 0 | 4.1373
2007-11-18 06:01 | 11 | 18 | 6 | 322 | 7710 | 44.96 | 933.1704 | 0 | Heating | 933.1704 | 4 | 746.5363 | 746.5363 | 0 | 6 | 0 | 0 | 4 | 0 | 0 | 0 | 6 | 0 | 149.3073 | 0.057426 | 1 | 0.5 | 0 | 8.2745 | 0 | 8.2745 | 761.7717 | 0 | 43.6046 | 0.033542 | 1 | 0.5 | 0 | 4.1373 | 0 | 4.1373
2007-11-18 07:01 | 11 | 18 | 7 | 322 | 7711 | 39.02 | 2855.9772 | 0 | Heating | 2855.9772 | 4 | 2284.7818 | 2284.7818 | 0 | 6 | 0 | 0 | 4 | 0 | 0 | 0 | 6 | 0 | 456.9564 | 0.17575 | 1 | 0.5 | 0 | 8.2745 | 0 | 8.2745 | 2331.41 | 0 | 133.4522 | 0.10266 | 1 | 0.5 | 0 | 4.1373 | 0 | 4.1373
2007-11-18 08:01 | 11 | 18 | 8 | 322 | 7712 | 39.02 | 2240.759 | 0 | Heating | 2240.759 | 4 | 1792.6072 | 1792.6072 | 0 | 6 | 0 | 0 | 4 | 0 | 0 | 0 | 6 | 0 | 358.5214 | 0.13789 | 1 | 0.5 | 0 | 8.2745 | 0 | 8.2745 | 1829.191 | 0 | 104.7047 | 0.080542 | 1 | 0.5 | 0 | 4.1373 | 0 | 4.1373
2007-11-18 09:01 | 11 | 18 | 9 | 322 | 7713 | 50 | 1944.5186 | 0 | Heating | 1944.5186 | 4 | 1555.6149 | 1555.6149 | 0 | 6 | 0 | 0 | 4 | 0 | 0 | 0 | 6 | 0 | 311.123 | 0.11966 | 1 | 0.5 | 0 | 8.2745 | 0 | 8.2745 | 1587.3621 | 0 | 90.8622 | 0.069894 | 1 | 0.5 | 0 | 4.1373 | 0 | 4.1373
2007-11-18 10:01 | 11 | 18 | 10 | 322 | 7714 | 53.06 | 1459.1305 | 0 | Heating | 1459.1305 | 4 | 1167.3044 | 1167.3044 | 0 | 6 | 0 | 0 | 4 | 0 | 0 | 0 | 6 | 0 | 233.4609 | 0.089793 | 1 | 0.5 | 0 | 8.2745 | 0 | 8.2745 | 1191.1269 | 0 | 68.1813 | 0.052447 | 1 | 0.5 | 0 | 4.1373 | 0 | 4.1373
2007-11-18 11:01 | 11 | 18 | 11 | 322 | 7715 | 53.06 | 1138.6939 | 0 | Heating | 1138.6939 | 4 | 910.9551 | 910.9551 | 0 | 6 | 0 | 0 | 4 | 0 | 0 | 0 | 6 | 0 | 182.191 | 0.070073 | 1 | 0.5 | 0 | 8.2745 | 0 | 8.2745 | 929.5461 | 0 | 53.2081 | 0.040929 | 1 | 0.5 | 0 | 4.1373 | 0 | 4.1373
2007-11-18 12:01 | 11 | 18 | 12 | 322 | 7716 | 51.08 | 811.5075 | 0 | Heating | 811.5075 | 4 | 649.206 | 649.206 | 0 | 6 | 0 | 0 | 4 | 0 | 0 | 0 | 6 | 0 | 129.8412 | 0.049939 | 1 | 0.5 | 0 | 8.2745 | 0 | 8.2745 | 662.4551 | 0 | 37.9196 | 0.029169 | 1 | 0.5 | 0 | 4.1373 | 0 | 4.1373
2007-11-18 13:01 | 11 | 18 | 13 | 322 | 7717 | 51.98 | 662.2991 | 0 | Heating | 662.2991 | 4 | 529.8393 | 529.8393 | 0 | 6 | 0 | 0 | 4 | 0 | 0 | 0 | 6 | 0 | 105.9679 | 0.040757 | 1 | 0.5 | 0 | 8.2745 | 0 | 8.2745 | 540.6523 | 0 | 30.9475 | 0.023806 | 1 | 0.5 | 0 | 4.1373 | 0 | 4.1373
2007-11-18 14:01 | 11 | 18 | 14 | 322 | 7718 | 51.98 | 607.7202 | 0 | Heating | 607.7202 | 4 | 486.1762 | 486.1762 | 0 | 6 | 0 | 0 | 4 | 0 | 0 | 0 | 6 | 0 | 97.2352 | 0.037398 | 1 | 0.5 | 0 | 8.2745 | 0 | 8.2745 | 496.0982 | 0 | 28.3971 | 0.021844 | 1 | 0.5 | 0 | 4.1373 | 0 | 4.1373
2007-11-18 15:01 | 11 | 18 | 15 | 322 | 7719 | 55.94 | 592.1702 | 0 | Heating | 592.1702 | 4 | 473.7361 | 473.7361 | 0 | 6 | 0 | 0 | 4 | 0 | 0 | 0 | 6 | 0 | 94.7472 | 0.036441 | 1 | 0.5 | 0 | 8.2745 | 0 | 8.2745 | 483.4042 | 0 | 27.6705 | 0.021285 | 1 | 0.5 | 0 | 4.1373 | 0 | 4.1373
2007-11-18 16:01 | 11 | 18 | 16 | 322 | 7720 | 53.96 | 611.9192 | 0 | Heating | 611.9192 | 4 | 489.5354 | 489.5354 | 0 | 6 | 0 | 0 | 4 | 0 | 0 | 0 | 6 | 0 | 97.9071 | 0.037657 | 1 | 0.5 | 0 | 8.2745 | 0 | 8.2745 | 499.5259 | 0 | 28.5934 | 0.021995 | 1 | 0.5 | 0 | 4.1373 | 0 | 4.1373
2007-11-18 17:01 | 11 | 18 | 17 | 322 | 7721 | 53.96 | 670.738 | 0 | Heating | 670.738 | 4 | 536.5904 | 536.5904 | 0 | 6 | 0 | 0 | 4 | 0 | 0 | 0 | 6 | 0 | 107.3181 | 0.041276 | 1 | 0.5 | 0 | 8.2745 | 0 | 8.2745 | 547.5412 | 0 | 31.3418 | 0.024109 | 1 | 0.5 | 0 | 4.1373 | 0 | 4.1373
2007-11-18 18:01 | 11 | 18 | 18 | 322 | 7722 | 46.94 | 798.1302 | 0 | Heating | 798.1302 | 4 | 638.5041 | 638.5041 | 0 | 6 | 0 | 0 | 4 | 0 | 0 | 0 | 6 | 0 | 127.7008 | 0.049116 | 1 | 0.5 | 0 | 8.2745 | 0 | 8.2745 | 651.5348 | 0 | 37.2945 | 0.028688 | 1 | 0.5 | 0 | 4.1373 | 0 | 4.1373
2007-11-18 19:01 | 11 | 18 | 19 | 322 | 7723 | 44.06 | 915.362 | 0 | Heating | 915.362 | 4 | 732.2896 | 732.2896 | 0 | 6 | 0 | 0 | 4 | 0 | 0 | 0 | 6 | 0 | 146.4579 | 0.05633 | 1 | 0.5 | 0 | 8.2745 | 0 | 8.2745 | 747.2343 | 0 | 42.7724 | 0.032902 | 1 | 0.5 | 0 | 4.1373 | 0 | 4.1373
2007-11-18 20:01 | 11 | 18 | 20 | 322 | 7724 | 44.06 | 936.6633 | 0 | Heating | 936.6633 | 4 | 749.3307 | 749.3307 | 0 | 6 | 0 | 0 | 4 | 0 | 0 | 0 | 6 | 0 | 149.8661 | 0.057641 | 1 | 0.5 | 0 | 8.2745 | 0 | 8.2745 | 764.6231 | 0 | 43.7678 | 0.033668 | 1 | 0.5 | 0 | 4.1373 | 0 | 4.1373
2007-11-18 21:01 | 11 | 18 | 21 | 322 | 7725 | 42.08 | 965.6017 | 0 | Heating | 965.6017 | 4 | 772.4814 | 772.4814 | 0 | 6 | 0 | 0 | 4 | 0 | 0 | 0 | 6 | 0 | 154.4963 | 0.059422 | 1 | 0.5 | 0 | 8.2745 | 0 | 8.2745 | 788.2463 | 0 | 45.12 | 0.034708 | 1 | 0.5 | 0 | 4.1373 | 0 | 4.1373
2007-11-18 22:01 | 11 | 18 | 22 | 322 | 7726 | 41 | 647.502 | 0 | Heating | 647.502 | 4 | 518.0016 | 518.0016 | 0 | 6 | 0 | 0 | 4 | 0 | 0 | 0 | 6 | 0 | 103.6003 | 0.039846 | 1 | 0.5 | 0 | 8.2745 | 0 | 8.2745 | 528.5731 | 0 | 30.256 | 0.023274 | 1 | 0.5 | 0 | 4.1373 | 0 | 4.1373
2007-11-18 23:01 | 11 | 18 | 23 | 322 | 7727 | 41 | 617.2692 | 0 | Heating | 617.2692 | 4 | 493.8154 | 493.8154 | 0 | 6 | 0 | 0 | 4 | 0 | 0 | 0 | 6 | 0 | 98.7631 | 0.037986 | 1 | 0.5 | 0 | 8.2745 | 0 | 8.2745 | 503.8932 | 0 | 28.8433 | 0.022187 | 1 | 0.5 | 0 | 4.1373 | 0 | 4.1373
2007-11-19 00:01 | 11 | 19 | 0 | 323 | 7728 | 37.94 | 528.7393 | 0 | Heating | 528.7393 | 4 | 422.9915 | 422.9915 | 0 | 6 | 0 | 0 | 4 | 0 | 0 | 0 | 6 | 0 | 84.5983 | 0.032538 | 1 | 0.5 | 0 | 8.2745 | 0 | 8.2745 | 431.6239 | 0 | 24.7066 | 0.019005 | 1 | 0.5 | 0 | 4.1373 | 0 | 4.1373
2007-11-19 01:01 | 11 | 19 | 1 | 323 | 7729 | 35.96 | 414.8896 | 0 | Heating | 414.8896 | 4 | 331.9117 | 331.9117 | 0 | 6 | 0 | 0 | 4 | 0 | 0 | 0 | 6 | 0 | 66.3823 | 0.025532 | 1 | 0.5 | 0 | 8.2745 | 0 | 8.2745 | 338.6854 | 0 | 19.3867 | 0.014913 | 1 | 0.5 | 0 | 4.1373 | 0 | 4.1373
2007-11-19 02:01 | 11 | 19 | 2 | 323 | 7730 | 35.96 | 289.3267 | 0 | Heating | 289.3267 | 4 | 231.4614 | 231.4614 | 0 | 6 | 0 | 0 | 4 | 0 | 0 | 0 | 6 | 0 | 46.2923 | 0.017805 | 1 | 0.5 | 0 | 8.2745 | 0 | 8.2745 | 236.1851 | 0 | 13.5195 | 0.0104 | 1 | 0.5 | 0 | 4.1373 | 0 | 4.1373
2007-11-19 03:01 | 11 | 19 | 3 | 323 | 7731 | 33.98 | 272.7561 | 0 | Heating | 272.7561 | 4 | 218.2049 | 218.2049 | 0 | 6 | 0 | 0 | 4 | 0 | 0 | 0 | 6 | 0 | 43.641 | 0.016785 | 1 | 0.5 | 0 | 8.2745 | 0 | 8.2745 | 222.658 | 0 | 12.7452 | 0.009804 | 1 | 0.5 | 0 | 4.1373 | 0 | 4.1373
2007-11-19 04:01 | 11 | 19 | 4 | 323 | 7732 | 33.08 | 282.8238 | 0 | Heating | 282.8238 | 4 | 226.259 | 226.259 | 0 | 6 | 0 | 0 | 4 | 0 | 0 | 0 | 6 | 0 | 45.2518 | 0.017405 | 1 | 0.5 | 0 | 8.2745 | 0 | 8.2745 | 230.8766 | 0 | 13.2156 | 0.010166 | 1 | 0.5 | 0 | 4.1373 | 0 | 4.1373
2007-11-19 05:01 | 11 | 19 | 5 | 323 | 7733 | 33.08 | 276.6106 | 0 | Heating | 276.6106 | 4 | 221.2885 | 221.2885 | 0 | 6 | 0 | 0 | 4 | 0 | 0 | 0 | 6 | 0 | 44.2577 | 0.017022 | 1 | 0.5 | 0 | 8.2745 | 0 | 8.2745 | 225.8046 | 0 | 12.9253 | 0.0099425 | 1 | 0.5 | 0 | 4.1373 | 0 | 4.1373
2007-11-19 06:01 | 11 | 19 | 6 | 323 | 7734 | 32 | 448.4926 | 0 | Heating | 448.4926 | 4 | 358.7941 | 358.7941 | 0 | 6 | 0 | 0 | 4 | 0 | 0 | 0 | 6 | 0 | 71.7588 | 0.0276 | 1 | 0.5 | 0 | 8.2745 | 0 | 8.2745 | 366.1164 | 0 | 20.9569 | 0.016121 | 1 | 0.5 | 0 | 4.1373 | 0 | 4.1373
2007-11-19 07:01 | 11 | 19 | 7 | 323 | 7735 | 30.92 | 1789.7503 | 0 | Heating | 1789.7503 | 4 | 1431.8002 | 1431.8002 | 0 | 6 | 0 | 0 | 4 | 0 | 0 | 0 | 6 | 0 | 286.36 | 0.11014 | 1 | 0.5 | 0 | 8.2745 | 0 | 8.2745 | 1461.0207 | 0 | 83.6303 | 0.064331 | 1 | 0.5 | 0 | 4.1373 | 0 | 4.1373
2007-11-19 08:01 | 11 | 19 | 8 | 323 | 7736 | 30.92 | 1423.3746 | 0 | Heating | 1423.3746 | 4 | 1138.6997 | 1138.6997 | 0 | 6 | 0 | 0 | 4 | 0 | 0 | 0 | 6 | 0 | 227.7399 | 0.087592 | 1 | 0.5 | 0 | 8.2745 | 0 | 8.2745 | 1161.9384 | 0 | 66.5105 | 0.051162 | 1 | 0.5 | 0 | 4.1373 | 0 | 4.1373
2007-11-19 09:01 | 11 | 19 | 9 | 323 | 7737 | 39.02 | 1263.9944 | 0 | Heating | 1263.9944 | 4 | 1011.1955 | 1011.1955 | 0 | 6 | 0 | 0 | 4 | 0 | 0 | 0 | 6 | 0 | 202.2391 | 0.077784 | 1 | 0.5 | 0 | 8.2745 | 0 | 8.2745 | 1031.8322 | 0 | 59.0631 | 0.045433 | 1 | 0.5 | 0 | 4.1373 | 0 | 4.1373
2007-11-19 10:01 | 11 | 19 | 10 | 323 | 7738 | 44.06 | 893.0714 | 0 | Heating | 893.0714 | 4 | 714.4571 | 714.4571 | 0 | 6 | 0 | 0 | 4 | 0 | 0 | 0 | 6 | 0 | 142.8914 | 0.054958 | 1 | 0.5 | 0 | 8.2745 | 0 | 8.2745 | 729.0378 | 0 | 41.7308 | 0.032101 | 1 | 0.5 | 0 | 4.1373 | 0 | 4.1373
2007-11-19 11:01 | 11 | 19 | 11 | 323 | 7739 | 44.06 | 724.3578 | 0 | Heating | 724.3578 | 4 | 579.4862 | 579.4862 | 0 | 6 | 0 | 0 | 4 | 0 | 0 | 0 | 6 | 0 | 115.8972 | 0.044576 | 1 | 0.5 | 0 | 8.2745 | 0 | 8.2745 | 591.3125 | 0 | 33.8473 | 0.026036 | 1 | 0.5 | 0 | 4.1373 | 0 | 4.1373
2007-11-19 12:01 | 11 | 19 | 12 | 323 | 7740 | 51.08 | 467.5079 | 0 | Heating | 467.5079 | 4 | 374.0063 | 374.0063 | 0 | 6 | 0 | 0 | 4 | 0 | 0 | 0 | 6 | 0 | 74.8013 | 0.02877 | 1 | 0.5 | 0 | 8.2745 | 0 | 8.2745 | 381.6391 | 0 | 21.8454 | 0.016804 | 1 | 0.5 | 0 | 4.1373 | 0 | 4.1373
2007-11-19 13:01 | 11 | 19 | 13 | 323 | 7741 | 53.06 | 389.7318 | 0 | Heating | 389.7318 | 4 | 311.7855 | 311.7855 | 0 | 6 | 0 | 0 | 4 | 0 | 0 | 0 | 6 | 0 | 62.3571 | 0.023983 | 1 | 0.5 | 0 | 8.2745 | 0 | 8.2745 | 318.1484 | 0 | 18.2111 | 0.014009 | 1 | 0.5 | 0 | 4.1373 | 0 | 4.1373
2007-11-19 14:01 | 11 | 19 | 14 | 323 | 7742 | 53.06 | 302.5469 | 0 | Heating | 302.5469 | 4 | 242.0375 | 242.0375 | 0 | 6 | 0 | 0 | 4 | 0 | 0 | 0 | 6 | 0 | 48.4075 | 0.018618 | 1 | 0.5 | 0 | 8.2745 | 0 | 8.2745 | 246.977 | 0 | 14.1372 | 0.010875 | 1 | 0.5 | 0 | 4.1373 | 0 | 4.1373
2007-11-19 15:01 | 11 | 19 | 15 | 323 | 7743 | 55.94 | 290.1343 | 0 | Heating | 290.1343 | 4 | 232.1075 | 232.1075 | 0 | 6 | 0 | 0 | 4 | 0 | 0 | 0 | 6 | 0 | 46.4215 | 0.017854 | 1 | 0.5 | 0 | 8.2745 | 0 | 8.2745 | 236.8443 | 0 | 13.5572 | 0.010429 | 1 | 0.5 | 0 | 4.1373 | 0 | 4.1373
2007-11-19 16:01 | 11 | 19 | 16 | 323 | 7744 | 53.96 | 372.2237 | 0 | Heating | 372.2237 | 4 | 297.7789 | 297.7789 | 0 | 6 | 0 | 0 | 4 | 0 | 0 | 0 | 6 | 0 | 59.5558 | 0.022906 | 1 | 0.5 | 0 | 8.2745 | 0 | 8.2745 | 303.8561 | 0 | 17.393 | 0.013379 | 1 | 0.5 | 0 | 4.1373 | 0 | 4.1373
2007-11-19 17:01 | 11 | 19 | 17 | 323 | 7745 | 53.96 | 488.1617 | 0 | Heating | 488.1617 | 4 | 390.5294 | 390.5294 | 0 | 6 | 0 | 0 | 4 | 0 | 0 | 0 | 6 | 0 | 78.1059 | 0.030041 | 1 | 0.5 | 0 | 8.2745 | 0 | 8.2745 | 398.4994 | 0 | 22.8105 | 0.017547 | 1 | 0.5 | 0 | 4.1373 | 0 | 4.1373
2007-11-19 18:01 | 11 | 19 | 18 | 323 | 7746 | 41 | 839.6817 | 0 | Heating | 839.6817 | 4 | 671.7454 | 671.7454 | 0 | 6 | 0 | 0 | 4 | 0 | 0 | 0 | 6 | 0 | 134.3491 | 0.051673 | 1 | 0.5 | 0 | 8.2745 | 0 | 8.2745 | 685.4545 | 0 | 39.2361 | 0.030182 | 1 | 0.5 | 0 | 4.1373 | 0 | 4.1373
2007-11-19 19:01 | 11 | 19 | 19 | 323 | 7747 | 42.08 | 1043.7158 | 0 | Heating | 1043.7158 | 4 | 834.9727 | 834.9727 | 0 | 6 | 0 | 0 | 4 | 0 | 0 | 0 | 6 | 0 | 166.9945 | 0.064229 | 1 | 0.5 | 0 | 8.2745 | 0 | 8.2745 | 852.0129 | 0 | 48.7701 | 0.037515 | 1 | 0.5 | 0 | 4.1373 | 0 | 4.1373
2007-11-19 20:01 | 11 | 19 | 20 | 323 | 7748 | 42.08 | 1089.2259 | 0 | Heating | 1089.2259 | 4 | 871.3807 | 871.3807 | 0 | 6 | 0 | 0 | 4 | 0 | 0 | 0 | 6 | 0 | 174.2761 | 0.067029 | 1 | 0.5 | 0 | 8.2745 | 0 | 8.2745 | 889.164 | 0 | 50.8966 | 0.039151 | 1 | 0.5 | 0 | 4.1373 | 0 | 4.1373
2007-11-19 21:01 | 11 | 19 | 21 | 323 | 7749 | 37.04 | 1161.1577 | 0 | Heating | 1161.1577 | 4 | 928.9261 | 928.9261 | 0 | 6 | 0 | 0 | 4 | 0 | 0 | 0 | 6 | 0 | 185.7852 | 0.071456 | 1 | 0.5 | 0 | 8.2745 | 0 | 8.2745 | 947.8838 | 0 | 54.2578 | 0.041737 | 1 | 0.5 | 0 | 4.1373 | 0 | 4.1373
2007-11-19 22:01 | 11 | 19 | 22 | 323 | 7750 | 35.96 | 729.4364 | 0 | Heating | 729.4364 | 4 | 583.5491 | 583.5491 | 0 | 6 | 0 | 0 | 4 | 0 | 0 | 0 | 6 | 0 | 116.7098 | 0.044888 | 1 | 0.5 | 0 | 8.2745 | 0 | 8.2745 | 595.4583 | 0 | 34.0846 | 0.026219 | 1 | 0.5 | 0 | 4.1373 | 0 | 4.1373
2007-11-19 23:01 | 11 | 19 | 23 | 323 | 7751 | 35.96 | 714.1177 | 0 | Heating | 714.1177 | 4 | 571.2942 | 571.2942 | 0 | 6 | 0 | 0 | 4 | 0 | 0 | 0 | 6 | 0 | 114.2588 | 0.043946 | 1 | 0.5 | 0 | 8.2745 | 0 | 8.2745 | 582.9533 | 0 | 33.3688 | 0.025668 | 1 | 0.5 | 0 | 4.1373 | 0 | 4.1373
2007-11-20 00:01 | 11 | 20 | 0 | 324 | 7752 | 35.06 | 633.9828 | 0 | Heating | 633.9828 | 4 | 507.1862 | 507.1862 | 0 | 6 | 0 | 0 | 4 | 0 | 0 | 0 | 6 | 0 | 101.4372 | 0.039014 | 1 | 0.5 | 0 | 8.2745 | 0 | 8.2745 | 517.537 | 0 | 29.6243 | 0.022788 | 1 | 0.5 | 0 | 4.1373 | 0 | 4.1373
2007-11-20 01:01 | 11 | 20 | 1 | 324 | 7753 | 33.98 | 550.0825 | 0 | Heating | 550.0825 | 4 | 440.066 | 440.066 | 0 | 6 | 0 | 0 | 4 | 0 | 0 | 0 | 6 | 0 | 88.0132 | 0.033851 | 1 | 0.5 | 0 | 8.2745 | 0 | 8.2745 | 449.0469 | 0 | 25.7039 | 0.019772 | 1 | 0.5 | 0 | 4.1373 | 0 | 4.1373
2007-11-20 02:01 | 11 | 20 | 2 | 324 | 7754 | 33.98 | 438.2387 | 0 | Heating | 438.2387 | 4 | 350.5909 | 350.5909 | 0 | 6 | 0 | 0 | 4 | 0 | 0 | 0 | 6 | 0 | 70.1182 | 0.026969 | 1 | 0.5 | 0 | 8.2745 | 0 | 8.2745 | 357.7458 | 0 | 20.4777 | 0.015752 | 1 | 0.5 | 0 | 4.1373 | 0 | 4.1373
2007-11-20 03:01 | 11 | 20 | 3 | 324 | 7755 | 33.08 | 489.0995 | 0 | Heating | 489.0995 | 4 | 391.2796 | 391.2796 | 0 | 6 | 0 | 0 | 4 | 0 | 0 | 0 | 6 | 0 | 78.2559 | 0.030098 | 1 | 0.5 | 0 | 8.2745 | 0 | 8.2745 | 399.2649 | 0 | 22.8543 | 0.01758 | 1 | 0.5 | 0 | 4.1373 | 0 | 4.1373
2007-11-20 04:01 | 11 | 20 | 4 | 324 | 7756 | 30.92 | 504.4872 | 0 | Heating | 504.4872 | 4 | 403.5897 | 403.5897 | 0 | 6 | 0 | 0 | 4 | 0 | 0 | 0 | 6 | 0 | 80.7179 | 0.031045 | 1 | 0.5 | 0 | 8.2745 | 0 | 8.2745 | 411.8263 | 0 | 23.5733 | 0.018133 | 1 | 0.5 | 0 | 4.1373 | 0 | 4.1373
2007-11-20 05:01 | 11 | 20 | 5 | 324 | 7757 | 30.92 | 537.5435 | 0 | Heating | 537.5435 | 4 | 430.0348 | 430.0348 | 0 | 6 | 0 | 0 | 4 | 0 | 0 | 0 | 6 | 0 | 86.007 | 0.03308 | 1 | 0.5 | 0 | 8.2745 | 0 | 8.2745 | 438.811 | 0 | 25.118 | 0.019322 | 1 | 0.5 | 0 | 4.1373 | 0 | 4.1373
2007-11-20 06:01 | 11 | 20 | 6 | 324 | 7758 | 30.92 | 766.6884 | 0 | Heating | 766.6884 | 4 | 613.3507 | 613.3507 | 0 | 6 | 0 | 0 | 4 | 0 | 0 | 0 | 6 | 0 | 122.6701 | 0.047181 | 1 | 0.5 | 0 | 8.2745 | 0 | 8.2745 | 625.868 | 0 | 35.8253 | 0.027558 | 1 | 0.5 | 0 | 4.1373 | 0 | 4.1373
2007-11-20 07:01 | 11 | 20 | 7 | 324 | 7759 | 30.02 | 2740.4692 | 0 | Heating | 2740.4692 | 4 | 2192.3754 | 2192.3754 | 0 | 6 | 0 | 0 | 4 | 0 | 0 | 0 | 6 | 0 | 438.4751 | 0.16864 | 1 | 0.5 | 0 | 8.2745 | 0 | 8.2745 | 2237.1177 | 0 | 128.0548 | 0.098504 | 1 | 0.5 | 0 | 4.1373 | 0 | 4.1373
2007-11-20 08:01 | 11 | 20 | 8 | 324 | 7760 | 30.02 | 2294.2671 | 0 | Heating | 2294.2671 | 4 | 1835.4137 | 1835.4137 | 0 | 6 | 0 | 0 | 4 | 0 | 0 | 0 | 6 | 0 | 367.0827 | 0.14119 | 1 | 0.5 | 0 | 8.2745 | 0 | 8.2745 | 1872.8711 | 0 | 107.205 | 0.082465 | 1 | 0.5 | 0 | 4.1373 | 0 | 4.1373
2007-11-20 09:01 | 11 | 20 | 9 | 324 | 7761 | 32 | 2064.0834 | 0 | Heating | 2064.0834 | 4 | 1651.2667 | 1651.2667 | 0 | 6 | 0 | 0 | 4 | 0 | 0 | 0 | 6 | 0 | 330.2533 | 0.12702 | 1 | 0.5 | 0 | 8.2745 | 0 | 8.2745 | 1684.9661 | 0 | 96.4491 | 0.074192 | 1 | 0.5 | 0 | 4.1373 | 0 | 4.1373
2007-11-20 10:01 | 11 | 20 | 10 | 324 | 7762 | 37.04 | 1642.0611 | 0 | Heating | 1642.0611 | 4 | 1313.6489 | 1313.6489 | 0 | 6 | 0 | 0 | 4 | 0 | 0 | 0 | 6 | 0 | 262.7298 | 0.10105 | 1 | 0.5 | 0 | 8.2745 | 0 | 8.2745 | 1340.458 | 0 | 76.7291 | 0.059022 | 1 | 0.5 | 0 | 4.1373 | 0 | 4.1373
2007-11-20 11:01 | 11 | 20 | 11 | 324 | 7763 | 44.06 | 1398.2934 | 0 | Heating | 1398.2934 | 4 | 1118.6347 | 1118.6347 | 0 | 6 | 0 | 0 | 4 | 0 | 0 | 0 | 6 | 0 | 223.7269 | 0.086049 | 1 | 0.5 | 0 | 8.2745 | 0 | 8.2745 | 1141.464 | 0 | 65.3385 | 0.05026 | 1 | 0.5 | 0 | 4.1373 | 0 | 4.1373
2007-11-20 12:01 | 11 | 20 | 12 | 324 | 7764 | 55.94 | 1130.2679 | 0 | Heating | 1130.2679 | 4 | 904.2143 | 904.2143 | 0 | 6 | 0 | 0 | 4 | 0 | 0 | 0 | 6 | 0 | 180.8429 | 0.069555 | 1 | 0.5 | 0 | 8.2745 | 0 | 8.2745 | 922.6677 | 0 | 52.8144 | 0.040626 | 1 | 0.5 | 0 | 4.1373 | 0 | 4.1373
2007-11-20 13:01 | 11 | 20 | 13 | 324 | 7765 | 60.98 | 988.2585 | 0 | Heating | 988.2585 | 4 | 790.6068 | 790.6068 | 0 | 6 | 0 | 0 | 4 | 0 | 0 | 0 | 6 | 0 | 158.1214 | 0.060816 | 1 | 0.5 | 0 | 8.2745 | 0 | 8.2745 | 806.7416 | 0 | 46.1787 | 0.035522 | 1 | 0.5 | 0 | 4.1373 | 0 | 4.1373
2007-11-20 14:01 | 11 | 20 | 14 | 324 | 7766 | 60.98 | 912.4664 | 0 | Heating | 912.4664 | 4 | 729.9731 | 729.9731 | 0 | 6 | 0 | 0 | 4 | 0 | 0 | 0 | 6 | 0 | 145.9946 | 0.056152 | 1 | 0.5 | 0 | 8.2745 | 0 | 8.2745 | 744.8705 | 0 | 42.6371 | 0.032798 | 1 | 0.5 | 0 | 4.1373 | 0 | 4.1373
2007-11-20 15:01 | 11 | 20 | 15 | 324 | 7767 | 64.04 | 901.8321 | 0 | Heating | 901.8321 | 4 | 721.4657 | 721.4657 | 0 | 6 | 0 | 0 | 4 | 0 | 0 | 0 | 6 | 0 | 144.2931 | 0.055497 | 1 | 0.5 | 0 | 8.2745 | 0 | 8.2745 | 736.1895 | 0 | 42.1402 | 0.032416 | 1 | 0.5 | 0 | 4.1373 | 0 | 4.1373
2007-11-20 16:01 | 11 | 20 | 16 | 324 | 7768 | 60.98 | 999.7802 | 0 | Heating | 999.7802 | 4 | 799.8242 | 799.8242 | 0 | 6 | 0 | 0 | 4 | 0 | 0 | 0 | 6 | 0 | 159.9648 | 0.061525 | 1 | 0.5 | 0 | 8.2745 | 0 | 8.2745 | 816.1471 | 0 | 46.7171 | 0.035936 | 1 | 0.5 | 0 | 4.1373 | 0 | 4.1373
2007-11-20 17:01 | 11 | 20 | 17 | 324 | 7769 | 60.98 | 1077.1995 | 0 | Heating | 1077.1995 | 4 | 861.7596 | 861.7596 | 0 | 6 | 0 | 0 | 4 | 0 | 0 | 0 | 6 | 0 | 172.3519 | 0.066289 | 1 | 0.5 | 0 | 8.2745 | 0 | 8.2745 | 879.3466 | 0 | 50.3347 | 0.038719 | 1 | 0.5 | 0 | 4.1373 | 0 | 4.1373
2007-11-20 18:01 | 11 | 20 | 18 | 324 | 7770 | 57.92 | 1176.9878 | 0 | Heating | 1176.9878 | 4 | 941.5902 | 941.5902 | 0 | 6 | 0 | 0 | 4 | 0 | 0 | 0 | 6 | 0 | 188.318 | 0.07243 | 1 | 0.5 | 0 | 8.2745 | 0 | 8.2745 | 960.8063 | 0 | 54.9975 | 0.042306 | 1 | 0.5 | 0 | 4.1373 | 0 | 4.1373
2007-11-20 19:01 | 11 | 20 | 19 | 324 | 7771 | 57.02 | 1306.6986 | 0 | Heating | 1306.6986 | 4 | 1045.3589 | 1045.3589 | 0 | 6 | 0 | 0 | 4 | 0 | 0 | 0 | 6 | 0 | 209.0718 | 0.080412 | 1 | 0.5 | 0 | 8.2745 | 0 | 8.2745 | 1066.6927 | 0 | 61.0585 | 0.046968 | 1 | 0.5 | 0 | 4.1373 | 0 | 4.1373
2007-11-20 20:01 | 11 | 20 | 20 | 324 | 7772 | 57.02 | 1269.1359 | 0 | Heating | 1269.1359 | 4 | 1015.3087 | 1015.3087 | 0 | 6 | 0 | 0 | 4 | 0 | 0 | 0 | 6 | 0 | 203.0617 | 0.078101 | 1 | 0.5 | 0 | 8.2745 | 0 | 8.2745 | 1036.0293 | 0 | 59.3033 | 0.045618 | 1 | 0.5 | 0 | 4.1373 | 0 | 4.1373
2007-11-20 21:01 | 11 | 20 | 21 | 324 | 7773 | 48.92 | 1273.7872 | 0 | Heating | 1273.7872 | 4 | 1019.0298 | 1019.0298 | 0 | 6 | 0 | 0 | 4 | 0 | 0 | 0 | 6 | 0 | 203.806 | 0.078387 | 1 | 0.5 | 0 | 8.2745 | 0 | 8.2745 | 1039.8263 | 0 | 59.5207 | 0.045785 | 1 | 0.5 | 0 | 4.1373 | 0 | 4.1373
2007-11-20 22:01 | 11 | 20 | 22 | 324 | 7774 | 46.94 | 798.3861 | 0 | Heating | 798.3861 | 4 | 638.7089 | 638.7089 | 0 | 6 | 0 | 0 | 4 | 0 | 0 | 0 | 6 | 0 | 127.7418 | 0.049131 | 1 | 0.5 | 0 | 8.2745 | 0 | 8.2745 | 651.7438 | 0 | 37.3065 | 0.028697 | 1 | 0.5 | 0 | 4.1373 | 0 | 4.1373
2007-11-20 23:01 | 11 | 20 | 23 | 324 | 7775 | 46.94 | 736.6179 | 0 | Heating | 736.6179 | 4 | 589.2943 | 589.2943 | 0 | 6 | 0 | 0 | 4 | 0 | 0 | 0 | 6 | 0 | 117.8589 | 0.04533 | 1 | 0.5 | 0 | 8.2745 | 0 | 8.2745 | 601.3207 | 0 | 34.4202 | 0.026477 | 1 | 0.5 | 0 | 4.1373 | 0 | 4.1373
2007-11-21 00:01 | 11 | 21 | 0 | 325 | 7776 | 42.08 | 651.5658 | 0 | Heating | 651.5658 | 4 | 521.2527 | 521.2527 | 0 | 6 | 0 | 0 | 4 | 0 | 0 | 0 | 6 | 0 | 104.2505 | 0.040096 | 1 | 0.5 | 0 | 8.2745 | 0 | 8.2745 | 531.8905 | 0 | 30.4459 | 0.02342 | 1 | 0.5 | 0 | 4.1373 | 0 | 4.1373
2007-11-21 01:01 | 11 | 21 | 1 | 325 | 7777 | 41 | 539.3914 | 0 | Heating | 539.3914 | 4 | 431.5131 | 431.5131 | 0 | 6 | 0 | 0 | 4 | 0 | 0 | 0 | 6 | 0 | 86.3026 | 0.033193 | 1 | 0.5 | 0 | 8.2745 | 0 | 8.2745 | 440.3195 | 0 | 25.2043 | 0.019388 | 1 | 0.5 | 0 | 4.1373 | 0 | 4.1373
2007-11-21 02:01 | 11 | 21 | 2 | 325 | 7778 | 41 | 402.9044 | 0 | Heating | 402.9044 | 4 | 322.3235 | 322.3235 | 0 | 6 | 0 | 0 | 4 | 0 | 0 | 0 | 6 | 0 | 64.4647 | 0.024794 | 1 | 0.5 | 0 | 8.2745 | 0 | 8.2745 | 328.9016 | 0 | 18.8266 | 0.014482 | 1 | 0.5 | 0 | 4.1373 | 0 | 4.1373
2007-11-21 03:01 | 11 | 21 | 3 | 325 | 7779 | 35.96 | 398.5449 | 0 | Heating | 398.5449 | 4 | 318.836 | 318.836 | 0 | 6 | 0 | 0 | 4 | 0 | 0 | 0 | 6 | 0 | 63.7672 | 0.024526 | 1 | 0.5 | 0 | 8.2745 | 0 | 8.2745 | 325.3428 | 0 | 18.6229 | 0.014325 | 1 | 0.5 | 0 | 4.1373 | 0 | 4.1373
2007-11-21 04:01 | 11 | 21 | 4 | 325 | 7780 | 33.98 | 403.8593 | 0 | Heating | 403.8593 | 4 | 323.0874 | 323.0874 | 0 | 6 | 0 | 0 | 4 | 0 | 0 | 0 | 6 | 0 | 64.6175 | 0.024853 | 1 | 0.5 | 0 | 8.2745 | 0 | 8.2745 | 329.6811 | 0 | 18.8713 | 0.014516 | 1 | 0.5 | 0 | 4.1373 | 0 | 4.1373
2007-11-21 05:01 | 11 | 21 | 5 | 325 | 7781 | 33.98 | 421.3195 | 0 | Heating | 421.3195 | 4 | 337.0556 | 337.0556 | 0 | 6 | 0 | 0 | 4 | 0 | 0 | 0 | 6 | 0 | 67.4111 | 0.025927 | 1 | 0.5 | 0 | 8.2745 | 0 | 8.2745 | 343.9343 | 0 | 19.6871 | 0.015144 | 1 | 0.5 | 0 | 4.1373 | 0 | 4.1373
2007-11-21 06:01 | 11 | 21 | 6 | 325 | 7782 | 33.08 | 621.5627 | 0 | Heating | 621.5627 | 4 | 497.2502 | 497.2502 | 0 | 6 | 0 | 0 | 4 | 0 | 0 | 0 | 6 | 0 | 99.45 | 0.03825 | 1 | 0.5 | 0 | 8.2745 | 0 | 8.2745 | 507.3981 | 0 | 29.044 | 0.022342 | 1 | 0.5 | 0 | 4.1373 | 0 | 4.1373
2007-11-21 07:01 | 11 | 21 | 7 | 325 | 7783 | 33.98 | 2320.1896 | 0 | Heating | 2320.1896 | 4 | 1856.1517 | 1856.1517 | 0 | 6 | 0 | 0 | 4 | 0 | 0 | 0 | 6 | 0 | 371.2303 | 0.14278 | 1 | 0.5 | 0 | 8.2745 | 0 | 8.2745 | 1894.0323 | 0 | 108.4163 | 0.083397 | 1 | 0.5 | 0 | 4.1373 | 0 | 4.1373
2007-11-21 08:01 | 11 | 21 | 8 | 325 | 7784 | 33.98 | 1881.8981 | 0 | Heating | 1881.8981 | 4 | 1505.5185 | 1505.5185 | 0 | 6 | 0 | 0 | 4 | 0 | 0 | 0 | 6 | 0 | 301.1037 | 0.11581 | 1 | 0.5 | 0 | 8.2745 | 0 | 8.2745 | 1536.2433 | 0 | 87.9361 | 0.067643 | 1 | 0.5 | 0 | 4.1373 | 0 | 4.1373
2007-11-21 09:01 | 11 | 21 | 9 | 325 | 7785 | 33.98 | 1728.5391 | 0 | Heating | 1728.5391 | 4 | 1382.8313 | 1382.8313 | 0 | 6 | 0 | 0 | 4 | 0 | 0 | 0 | 6 | 0 | 276.5663 | 0.10637 | 1 | 0.5 | 0 | 8.2745 | 0 | 8.2745 | 1411.0523 | 0 | 80.77 | 0.062131 | 1 | 0.5 | 0 | 4.1373 | 0 | 4.1373
2007-11-21 10:01 | 11 | 21 | 10 | 325 | 7786 | 33.98 | 1370.8663 | 0 | Heating | 1370.8663 | 4 | 1096.6931 | 1096.6931 | 0 | 6 | 0 | 0 | 4 | 0 | 0 | 0 | 6 | 0 | 219.3386 | 0.084361 | 1 | 0.5 | 0 | 8.2745 | 0 | 8.2745 | 1119.0746 | 0 | 64.0569 | 0.049275 | 1 | 0.5 | 0 | 4.1373 | 0 | 4.1373
2007-11-21 11:01 | 11 | 21 | 11 | 325 | 7787 | 33.98 | 1209.1791 | 0 | Heating | 1209.1791 | 4 | 967.3433 | 967.3433 | 0 | 6 | 0 | 0 | 4 | 0 | 0 | 0 | 6 | 0 | 193.4687 | 0.074411 | 1 | 0.5 | 0 | 8.2745 | 0 | 8.2745 | 987.085 | 0 | 56.5017 | 0.043463 | 1 | 0.5 | 0 | 4.1373 | 0 | 4.1373
2007-11-21 12:01 | 11 | 21 | 12 | 325 | 7788 | 33.98 | 1000.4108 | 0 | Heating | 1000.4108 | 4 | 800.3286 | 800.3286 | 0 | 6 | 0 | 0 | 4 | 0 | 0 | 0 | 6 | 0 | 160.0657 | 0.061564 | 1 | 0.5 | 0 | 8.2745 | 0 | 8.2745 | 816.6619 | 0 | 46.7465 | 0.035959 | 1 | 0.5 | 0 | 4.1373 | 0 | 4.1373
2007-11-21 13:01 | 11 | 21 | 13 | 325 | 7789 | 35.96 | 864.7271 | 0 | Heating | 864.7271 | 4 | 691.7817 | 691.7817 | 0 | 6 | 0 | 0 | 4 | 0 | 0 | 0 | 6 | 0 | 138.3563 | 0.053214 | 1 | 0.5 | 0 | 8.2745 | 0 | 8.2745 | 705.8997 | 0 | 40.4064 | 0.031082 | 1 | 0.5 | 0 | 4.1373 | 0 | 4.1373
2007-11-21 14:01 | 11 | 21 | 14 | 325 | 7790 | 37.04 | 795.4556 | 0 | Heating | 795.4556 | 4 | 636.3645 | 636.3645 | 0 | 6 | 0 | 0 | 4 | 0 | 0 | 0 | 6 | 0 | 127.2729 | 0.048951 | 1 | 0.5 | 0 | 8.2745 | 0 | 8.2745 | 649.3515 | 0 | 37.1695 | 0.028592 | 1 | 0.5 | 0 | 4.1373 | 0 | 4.1373
2007-11-21 15:01 | 11 | 21 | 15 | 325 | 7791 | 35.96 | 755.0408 | 0 | Heating | 755.0408 | 4 | 604.0327 | 604.0327 | 0 | 6 | 0 | 0 | 4 | 0 | 0 | 0 | 6 | 0 | 120.8065 | 0.046464 | 1 | 0.5 | 0 | 8.2745 | 0 | 8.2745 | 616.3599 | 0 | 35.281 | 0.027139 | 1 | 0.5 | 0 | 4.1373 | 0 | 4.1373
2007-11-21 16:01 | 11 | 21 | 16 | 325 | 7792 | 35.06 | 776.5609 | 0 | Heating | 776.5609 | 4 | 621.2487 | 621.2487 | 0 | 6 | 0 | 0 | 4 | 0 | 0 | 0 | 6 | 0 | 124.2497 | 0.047788 | 1 | 0.5 | 0 | 8.2745 | 0 | 8.2745 | 633.9272 | 0 | 36.2866 | 0.027913 | 1 | 0.5 | 0 | 4.1373 | 0 | 4.1373
2007-11-21 17:01 | 11 | 21 | 17 | 325 | 7793 | 35.06 | 809.1679 | 0 | Heating | 809.1679 | 4 | 647.3343 | 647.3343 | 0 | 6 | 0 | 0 | 4 | 0 | 0 | 0 | 6 | 0 | 129.4669 | 0.049795 | 1 | 0.5 | 0 | 8.2745 | 0 | 8.2745 | 660.5452 | 0 | 37.8103 | 0.029085 | 1 | 0.5 | 0 | 4.1373 | 0 | 4.1373
2007-11-21 18:01 | 11 | 21 | 18 | 325 | 7794 | 33.08 | 920.2865 | 0 | Heating | 920.2865 | 4 | 736.2292 | 736.2292 | 0 | 6 | 0 | 0 | 4 | 0 | 0 | 0 | 6 | 0 | 147.2458 | 0.056633 | 1 | 0.5 | 0 | 8.2745 | 0 | 8.2745 | 751.2543 | 0 | 43.0025 | 0.033079 | 1 | 0.5 | 0 | 4.1373 | 0 | 4.1373
2007-11-21 19:01 | 11 | 21 | 19 | 325 | 7795 | 32 | 1052.9421 | 0 | Heating | 1052.9421 | 4 | 842.3537 | 842.3537 | 0 | 6 | 0 | 0 | 4 | 0 | 0 | 0 | 6 | 0 | 168.4707 | 0.064796 | 1 | 0.5 | 0 | 8.2745 | 0 | 8.2745 | 859.5446 | 0 | 49.2012 | 0.037847 | 1 | 0.5 | 0 | 4.1373 | 0 | 4.1373
2007-11-21 20:01 | 11 | 21 | 20 | 325 | 7796 | 32 | 1063.153 | 0 | Heating | 1063.153 | 4 | 850.5224 | 850.5224 | 0 | 6 | 0 | 0 | 4 | 0 | 0 | 0 | 6 | 0 | 170.1045 | 0.065425 | 1 | 0.5 | 0 | 8.2745 | 0 | 8.2745 | 867.88 | 0 | 49.6783 | 0.038214 | 1 | 0.5 | 0 | 4.1373 | 0 | 4.1373
2007-11-21 21:01 | 11 | 21 | 21 | 325 | 7797 | 30.02 | 1110.858 | 0 | Heating | 1110.858 | 4 | 888.6864 | 888.6864 | 0 | 6 | 0 | 0 | 4 | 0 | 0 | 0 | 6 | 0 | 177.7373 | 0.06836 | 1 | 0.5 | 0 | 8.2745 | 0 | 8.2745 | 906.8228 | 0 | 51.9074 | 0.039929 | 1 | 0.5 | 0 | 4.1373 | 0 | 4.1373
2007-11-21 22:01 | 11 | 21 | 22 | 325 | 7798 | 30.02 | 734.8654 | 0 | Heating | 734.8654 | 4 | 587.8923 | 587.8923 | 0 | 6 | 0 | 0 | 4 | 0 | 0 | 0 | 6 | 0 | 117.5785 | 0.045222 | 1 | 0.5 | 0 | 8.2745 | 0 | 8.2745 | 599.8902 | 0 | 34.3383 | 0.026414 | 1 | 0.5 | 0 | 4.1373 | 0 | 4.1373
2007-11-21 23:01 | 11 | 21 | 23 | 325 | 7799 | 30.02 | 736.3159 | 0 | Heating | 736.3159 | 4 | 589.0527 | 589.0527 | 0 | 6 | 0 | 0 | 4 | 0 | 0 | 0 | 6 | 0 | 117.8105 | 0.045312 | 1 | 0.5 | 0 | 8.2745 | 0 | 8.2745 | 601.0742 | 0 | 34.4061 | 0.026466 | 1 | 0.5 | 0 | 4.1373 | 0 | 4.1373
2007-11-22 00:01 | 11 | 22 | 0 | 326 | 7800 | 30.92 | 705.8567 | 0 | Heating | 705.8567 | 4 | 564.6853 | 564.6853 | 0 | 6 | 0 | 0 | 4 | 0 | 0 | 0 | 6 | 0 | 112.9371 | 0.043437 | 1 | 0.5 | 0 | 8.2745 | 0 | 8.2745 | 576.2095 | 0 | 32.9828 | 0.025371 | 1 | 0.5 | 0 | 4.1373 | 0 | 4.1373
2007-11-22 01:01 | 11 | 22 | 1 | 326 | 7801 | 30.92 | 513.2297 | 0 | Heating | 513.2297 | 4 | 410.5838 | 410.5838 | 0 | 6 | 0 | 0 | 4 | 0 | 0 | 0 | 6 | 0 | 82.1168 | 0.031583 | 1 | 0.5 | 0 | 8.2745 | 0 | 8.2745 | 418.963 | 0 | 23.9819 | 0.018448 | 1 | 0.5 | 0 | 4.1373 | 0 | 4.1373
2007-11-22 02:01 | 11 | 22 | 2 | 326 | 7802 | 30.92 | 583.4316 | 0 | Heating | 583.4316 | 4 | 466.7453 | 466.7453 | 0 | 6 | 0 | 0 | 4 | 0 | 0 | 0 | 6 | 0 | 93.3491 | 0.035903 | 1 | 0.5 | 0 | 8.2745 | 0 | 8.2745 | 476.2707 | 0 | 27.2622 | 0.020971 | 1 | 0.5 | 0 | 4.1373 | 0 | 4.1373
2007-11-22 03:01 | 11 | 22 | 3 | 326 | 7803 | 30.02 | 658.9366 | 0 | Heating | 658.9366 | 4 | 527.1493 | 527.1493 | 0 | 6 | 0 | 0 | 4 | 0 | 0 | 0 | 6 | 0 | 105.4299 | 0.04055 | 1 | 0.5 | 0 | 8.2745 | 0 | 8.2745 | 537.9075 | 0 | 30.7904 | 0.023685 | 1 | 0.5 | 0 | 4.1373 | 0 | 4.1373
2007-11-22 04:01 | 11 | 22 | 4 | 326 | 7804 | 30.02 | 715.9209 | 0 | Heating | 715.9209 | 4 | 572.7367 | 572.7367 | 0 | 6 | 0 | 0 | 4 | 0 | 0 | 0 | 6 | 0 | 114.5473 | 0.044057 | 1 | 0.5 | 0 | 8.2745 | 0 | 8.2745 | 584.4252 | 0 | 33.4531 | 0.025733 | 1 | 0.5 | 0 | 4.1373 | 0 | 4.1373
2007-11-22 05:01 | 11 | 22 | 5 | 326 | 7805 | 30.02 | 766.5356 | 0 | Heating | 766.5356 | 4 | 613.2284 | 613.2284 | 0 | 6 | 0 | 0 | 4 | 0 | 0 | 0 | 6 | 0 | 122.6457 | 0.047171 | 1 | 0.5 | 0 | 8.2745 | 0 | 8.2745 | 625.7433 | 0 | 35.8182 | 0.027552 | 1 | 0.5 | 0 | 4.1373 | 0 | 4.1373
2007-11-22 06:01 | 11 | 22 | 6 | 326 | 7806 | 30.02 | 996.0274 | 0 | Heating | 996.0274 | 4 | 796.8219 | 796.8219 | 0 | 6 | 0 | 0 | 4 | 0 | 0 | 0 | 6 | 0 | 159.3644 | 0.061294 | 1 | 0.5 | 0 | 8.2745 | 0 | 8.2745 | 813.0836 | 0 | 46.5417 | 0.035801 | 1 | 0.5 | 0 | 4.1373 | 0 | 4.1373
2007-11-22 07:01 | 11 | 22 | 7 | 326 | 7807 | 28.94 | 3079.0231 | 0 | Heating | 3079.0231 | 4 | 2463.2185 | 2463.2185 | 0 | 6 | 0 | 0 | 4 | 0 | 0 | 0 | 6 | 0 | 492.6437 | 0.18948 | 1 | 0.5 | 0 | 8.2745 | 0 | 8.2745 | 2513.4883 | 0 | 143.8745 | 0.11067 | 1 | 0.5 | 0 | 4.1373 | 0 | 4.1373
2007-11-22 08:01 | 11 | 22 | 8 | 326 | 7808 | 28.94 | 2479.3463 | 0 | Heating | 2479.3463 | 4 | 1983.4771 | 1983.4771 | 0 | 6 | 0 | 0 | 4 | 0 | 0 | 0 | 6 | 0 | 396.6954 | 0.15258 | 1 | 0.5 | 0 | 8.2745 | 0 | 8.2745 | 2023.9562 | 0 | 115.8532 | 0.089118 | 1 | 0.5 | 0 | 4.1373 | 0 | 4.1373
2007-11-22 09:01 | 11 | 22 | 9 | 326 | 7809 | 30.92 | 2126.2881 | 0 | Heating | 2126.2881 | 4 | 1701.0305 | 1701.0305 | 0 | 6 | 0 | 0 | 4 | 0 | 0 | 0 | 6 | 0 | 340.2061 | 0.13085 | 1 | 0.5 | 0 | 8.2745 | 0 | 8.2745 | 1735.7454 | 0 | 99.3558 | 0.076428 | 1 | 0.5 | 0 | 4.1373 | 0 | 4.1373
2007-11-22 10:01 | 11 | 22 | 10 | 326 | 7810 | 30.92 | 1526.5377 | 0 | Heating | 1526.5377 | 4 | 1221.2301 | 1221.2301 | 0 | 6 | 0 | 0 | 4 | 0 | 0 | 0 | 6 | 0 | 244.246 | 0.093941 | 1 | 0.5 | 0 | 8.2745 | 0 | 8.2745 | 1246.1532 | 0 | 71.331 | 0.05487 | 1 | 0.5 | 0 | 4.1373 | 0 | 4.1373
2007-11-22 11:01 | 11 | 22 | 11 | 326 | 7811 | 30.92 | 1224.0104 | 0 | Heating | 1224.0104 | 4 | 979.2084 | 979.2084 | 0 | 6 | 0 | 0 | 4 | 0 | 0 | 0 | 6 | 0 | 195.8417 | 0.075324 | 1 | 0.5 | 0 | 8.2745 | 0 | 8.2745 | 999.1922 | 0 | 57.1947 | 0.043996 | 1 | 0.5 | 0 | 4.1373 | 0 | 4.1373
2007-11-22 12:01 | 11 | 22 | 12 | 326 | 7812 | 33.08 | 962.2118 | 0 | Heating | 962.2118 | 4 | 769.7694 | 769.7694 | 0 | 6 | 0 | 0 | 4 | 0 | 0 | 0 | 6 | 0 | 153.9539 | 0.059213 | 1 | 0.5 | 0 | 8.2745 | 0 | 8.2745 | 785.479 | 0 | 44.9616 | 0.034586 | 1 | 0.5 | 0 | 4.1373 | 0 | 4.1373
2007-11-22 13:01 | 11 | 22 | 13 | 326 | 7813 | 33.08 | 840.8546 | 0 | Heating | 840.8546 | 4 | 672.6837 | 672.6837 | 0 | 6 | 0 | 0 | 4 | 0 | 0 | 0 | 6 | 0 | 134.5367 | 0.051745 | 1 | 0.5 | 0 | 8.2745 | 0 | 8.2745 | 686.4119 | 0 | 39.2909 | 0.030224 | 1 | 0.5 | 0 | 4.1373 | 0 | 4.1373
2007-11-22 14:01 | 11 | 22 | 14 | 326 | 7814 | 33.08 | 707.3143 | 0 | Heating | 707.3143 | 4 | 565.8514 | 565.8514 | 0 | 6 | 0 | 0 | 4 | 0 | 0 | 0 | 6 | 0 | 113.1703 | 0.043527 | 1 | 0.5 | 0 | 8.2745 | 0 | 8.2745 | 577.3994 | 0 | 33.0509 | 0.025424 | 1 | 0.5 | 0 | 4.1373 | 0 | 4.1373
2007-11-22 15:01 | 11 | 22 | 15 | 326 | 7815 | 33.08 | 630.7753 | 0 | Heating | 630.7753 | 4 | 504.6202 | 504.6202 | 0 | 6 | 0 | 0 | 4 | 0 | 0 | 0 | 6 | 0 | 100.924 | 0.038817 | 1 | 0.5 | 0 | 8.2745 | 0 | 8.2745 | 514.9186 | 0 | 29.4744 | 0.022673 | 1 | 0.5 | 0 | 4.1373 | 0 | 4.1373
2007-11-22 16:01 | 11 | 22 | 16 | 326 | 7816 | 30.92 | 745.3465 | 0 | Heating | 745.3465 | 4 | 596.2772 | 596.2772 | 0 | 6 | 0 | 0 | 4 | 0 | 0 | 0 | 6 | 0 | 119.2554 | 0.045867 | 1 | 0.5 | 0 | 8.2745 | 0 | 8.2745 | 608.4461 | 0 | 34.8281 | 0.026791 | 1 | 0.5 | 0 | 4.1373 | 0 | 4.1373
2007-11-22 17:01 | 11 | 22 | 17 | 326 | 7817 | 30.92 | 845.316 | 0 | Heating | 845.316 | 4 | 676.2528 | 676.2528 | 0 | 6 | 0 | 0 | 4 | 0 | 0 | 0 | 6 | 0 | 135.2506 | 0.052019 | 1 | 0.5 | 0 | 8.2745 | 0 | 8.2745 | 690.0539 | 0 | 39.4994 | 0.030384 | 1 | 0.5 | 0 | 4.1373 | 0 | 4.1373
2007-11-22 18:01 | 11 | 22 | 18 | 326 | 7818 | 30.92 | 1102.2691 | 0 | Heating | 1102.2691 | 4 | 881.8153 | 881.8153 | 0 | 6 | 0 | 0 | 4 | 0 | 0 | 0 | 6 | 0 | 176.3631 | 0.067832 | 1 | 0.5 | 0 | 8.2745 | 0 | 8.2745 | 899.8115 | 0 | 51.5061 | 0.03962 | 1 | 0.5 | 0 | 4.1373 | 0 | 4.1373
2007-11-22 19:01 | 11 | 22 | 19 | 326 | 7819 | 30.92 | 1374.5811 | 0 | Heating | 1374.5811 | 4 | 1099.6649 | 1099.6649 | 0 | 6 | 0 | 0 | 4 | 0 | 0 | 0 | 6 | 0 | 219.933 | 0.08459 | 1 | 0.5 | 0 | 8.2745 | 0 | 8.2745 | 1122.107 | 0 | 64.2305 | 0.049408 | 1 | 0.5 | 0 | 4.1373 | 0 | 4.1373
2007-11-22 20:01 | 11 | 22 | 20 | 326 | 7820 | 30.92 | 1463.315 | 0 | Heating | 1463.315 | 4 | 1170.652 | 1170.652 | 0 | 6 | 0 | 0 | 4 | 0 | 0 | 0 | 6 | 0 | 234.1304 | 0.09005 | 1 | 0.5 | 0 | 8.2745 | 0 | 8.2745 | 1194.5429 | 0 | 68.3768 | 0.052598 | 1 | 0.5 | 0 | 4.1373 | 0 | 4.1373
2007-11-22 21:01 | 11 | 22 | 21 | 326 | 7821 | 30.92 | 1581.5701 | 0 | Heating | 1581.5701 | 4 | 1265.2561 | 1265.2561 | 0 | 6 | 0 | 0 | 4 | 0 | 0 | 0 | 6 | 0 | 253.0512 | 0.097327 | 1 | 0.5 | 0 | 8.2745 | 0 | 8.2745 | 1291.0777 | 0 | 73.9026 | 0.056848 | 1 | 0.5 | 0 | 4.1373 | 0 | 4.1373
2007-11-22 22:01 | 11 | 22 | 22 | 326 | 7822 | 30.02 | 995.0479 | 0 | Heating | 995.0479 | 4 | 796.0383 | 796.0383 | 0 | 6 | 0 | 0 | 4 | 0 | 0 | 0 | 6 | 0 | 159.2077 | 0.061234 | 1 | 0.5 | 0 | 8.2745 | 0 | 8.2745 | 812.284 | 0 | 46.4959 | 0.035766 | 1 | 0.5 | 0 | 4.1373 | 0 | 4.1373
2007-11-22 23:01 | 11 | 22 | 23 | 326 | 7823 | 30.02 | 968.9646 | 0 | Heating | 968.9646 | 4 | 775.1716 | 775.1716 | 0 | 6 | 0 | 0 | 4 | 0 | 0 | 0 | 6 | 0 | 155.0343 | 0.059629 | 1 | 0.5 | 0 | 8.2745 | 0 | 8.2745 | 790.9915 | 0 | 45.2771 | 0.034829 | 1 | 0.5 | 0 | 4.1373 | 0 | 4.1373
2007-11-23 00:01 | 11 | 23 | 0 | 327 | 7824 | 30.92 | 919.2647 | 0 | Heating | 919.2647 | 4 | 735.4118 | 735.4118 | 0 | 6 | 0 | 0 | 4 | 0 | 0 | 0 | 6 | 0 | 147.0824 | 0.05657 | 1 | 0.5 | 0 | 8.2745 | 0 | 8.2745 | 750.4202 | 0 | 42.9548 | 0.033042 | 1 | 0.5 | 0 | 4.1373 | 0 | 4.1373
2007-11-23 01:01 | 11 | 23 | 1 | 327 | 7825 | 30.02 | 732.6461 | 0 | Heating | 732.6461 | 4 | 586.1169 | 586.1169 | 0 | 6 | 0 | 0 | 4 | 0 | 0 | 0 | 6 | 0 | 117.2234 | 0.045086 | 1 | 0.5 | 0 | 8.2745 | 0 | 8.2745 | 598.0785 | 0 | 34.2346 | 0.026334 | 1 | 0.5 | 0 | 4.1373 | 0 | 4.1373
2007-11-23 02:01 | 11 | 23 | 2 | 327 | 7826 | 30.02 | 858.1325 | 0 | Heating | 858.1325 | 4 | 686.506 | 686.506 | 0 | 6 | 0 | 0 | 4 | 0 | 0 | 0 | 6 | 0 | 137.3012 | 0.052808 | 1 | 0.5 | 0 | 8.2745 | 0 | 8.2745 | 700.5163 | 0 | 40.0982 | 0.030845 | 1 | 0.5 | 0 | 4.1373 | 0 | 4.1373
2007-11-23 03:01 | 11 | 23 | 3 | 327 | 7827 | 30.02 | 950.6896 | 0 | Heating | 950.6896 | 4 | 760.5517 | 760.5517 | 0 | 6 | 0 | 0 | 4 | 0 | 0 | 0 | 6 | 0 | 152.1103 | 0.058504 | 1 | 0.5 | 0 | 8.2745 | 0 | 8.2745 | 776.0732 | 0 | 44.4232 | 0.034172 | 1 | 0.5 | 0 | 4.1373 | 0 | 4.1373
2007-11-23 04:01 | 11 | 23 | 4 | 327 | 7828 | 30.02 | 1016.9729 | 0 | Heating | 1016.9729 | 4 | 813.5783 | 813.5783 | 0 | 6 | 0 | 0 | 4 | 0 | 0 | 0 | 6 | 0 | 162.7157 | 0.062583 | 1 | 0.5 | 0 | 8.2745 | 0 | 8.2745 | 830.1819 | 0 | 47.5204 | 0.036554 | 1 | 0.5 | 0 | 4.1373 | 0 | 4.1373
2007-11-23 05:01 | 11 | 23 | 5 | 327 | 7829 | 30.02 | 1070.8698 | 0 | Heating | 1070.8698 | 4 | 856.6959 | 856.6959 | 0 | 6 | 0 | 0 | 4 | 0 | 0 | 0 | 6 | 0 | 171.3392 | 0.0659 | 1 | 0.5 | 0 | 8.2745 | 0 | 8.2745 | 874.1795 | 0 | 50.0389 | 0.038491 | 1 | 0.5 | 0 | 4.1373 | 0 | 4.1373
2007-11-23 06:01 | 11 | 23 | 6 | 327 | 7830 | 30.02 | 1358.5308 | 0 | Heating | 1358.5308 | 4 | 1086.8246 | 1086.8246 | 0 | 6 | 0 | 0 | 4 | 0 | 0 | 0 | 6 | 0 | 217.3649 | 0.083602 | 1 | 0.5 | 0 | 8.2745 | 0 | 8.2745 | 1109.0047 | 0 | 63.4805 | 0.048831 | 1 | 0.5 | 0 | 4.1373 | 0 | 4.1373
2007-11-23 07:01 | 11 | 23 | 7 | 327 | 7831 | 30.02 | 3774.0056 | 0 | Heating | 3774.0056 | 4 | 3019.2045 | 3019.2045 | 0 | 6 | 0 | 0 | 4 | 0 | 0 | 0 | 6 | 0 | 603.8409 | 0.23225 | 1 | 0.5 | 0 | 8.2745 | 0 | 8.2745 | 3080.8209 | 0 | 176.3492 | 0.13565 | 1 | 0.5 | 0 | 4.1373 | 0 | 4.1373
2007-11-23 08:01 | 11 | 23 | 8 | 327 | 7832 | 30.02 | 3137.0442 | 0 | Heating | 3137.0442 | 4 | 2509.6353 | 2509.6353 | 0 | 6 | 0 | 0 | 4 | 0 | 0 | 0 | 6 | 0 | 501.9271 | 0.19305 | 1 | 0.5 | 0 | 8.2745 | 0 | 8.2745 | 2560.8524 | 0 | 146.5857 | 0.11276 | 1 | 0.5 | 0 | 4.1373 | 0 | 4.1373
2007-11-23 09:01 | 11 | 23 | 9 | 327 | 7833 | 32 | 2787.3194 | 0 | Heating | 2787.3194 | 4 | 2229.8555 | 2229.8555 | 0 | 6 | 0 | 0 | 4 | 0 | 0 | 0 | 6 | 0 | 445.9711 | 0.17153 | 1 | 0.5 | 0 | 8.2745 | 0 | 8.2745 | 2275.3627 | 0 | 130.244 | 0.10019 | 1 | 0.5 | 0 | 4.1373 | 0 | 4.1373
2007-11-23 10:01 | 11 | 23 | 10 | 327 | 7834 | 32 | 2131.733 | 0 | Heating | 2131.733 | 4 | 1705.3864 | 1705.3864 | 0 | 6 | 0 | 0 | 4 | 0 | 0 | 0 | 6 | 0 | 341.0773 | 0.13118 | 1 | 0.5 | 0 | 8.2745 | 0 | 8.2745 | 1740.1902 | 0 | 99.6102 | 0.076623 | 1 | 0.5 | 0 | 4.1373 | 0 | 4.1373
2007-11-23 11:01 | 11 | 23 | 11 | 327 | 7835 | 32 | 1599.2655 | 0 | Heating | 1599.2655 | 4 | 1279.4124 | 1279.4124 | 0 | 6 | 0 | 0 | 4 | 0 | 0 | 0 | 6 | 0 | 255.8825 | 0.098416 | 1 | 0.5 | 0 | 8.2745 | 0 | 8.2745 | 1305.5229 | 0 | 74.7294 | 0.057484 | 1 | 0.5 | 0 | 4.1373 | 0 | 4.1373
2007-11-23 12:01 | 11 | 23 | 12 | 327 | 7836 | 37.04 | 1098.6677 | 0 | Heating | 1098.6677 | 4 | 878.9341 | 878.9341 | 0 | 6 | 0 | 0 | 4 | 0 | 0 | 0 | 6 | 0 | 175.7868 | 0.06761 | 1 | 0.5 | 0 | 8.2745 | 0 | 8.2745 | 896.8716 | 0 | 51.3378 | 0.039491 | 1 | 0.5 | 0 | 4.1373 | 0 | 4.1373
2007-11-23 13:01 | 11 | 23 | 13 | 327 | 7837 | 35.96 | 797.3758 | 0 | Heating | 797.3758 | 4 | 637.9006 | 637.9006 | 0 | 6 | 0 | 0 | 4 | 0 | 0 | 0 | 6 | 0 | 127.5801 | 0.049069 | 1 | 0.5 | 0 | 8.2745 | 0 | 8.2745 | 650.919 | 0 | 37.2592 | 0.028661 | 1 | 0.5 | 0 | 4.1373 | 0 | 4.1373
2007-11-23 14:01 | 11 | 23 | 14 | 327 | 7838 | 35.96 | 586.8714 | 0 | Heating | 586.8714 | 4 | 469.4971 | 469.4971 | 0 | 6 | 0 | 0 | 4 | 0 | 0 | 0 | 6 | 0 | 93.8994 | 0.036115 | 1 | 0.5 | 0 | 8.2745 | 0 | 8.2745 | 479.0787 | 0 | 27.4229 | 0.021095 | 1 | 0.5 | 0 | 4.1373 | 0 | 4.1373
2007-11-23 15:01 | 11 | 23 | 15 | 327 | 7839 | 33.98 | 503.9799 | 0 | Heating | 503.9799 | 4 | 403.1839 | 403.1839 | 0 | 6 | 0 | 0 | 4 | 0 | 0 | 0 | 6 | 0 | 80.6368 | 0.031014 | 1 | 0.5 | 0 | 8.2745 | 0 | 8.2745 | 411.4121 | 0 | 23.5496 | 0.018115 | 1 | 0.5 | 0 | 4.1373 | 0 | 4.1373
2007-11-23 16:01 | 11 | 23 | 16 | 327 | 7840 | 33.98 | 549.5281 | 0 | Heating | 549.5281 | 4 | 439.6225 | 439.6225 | 0 | 6 | 0 | 0 | 4 | 0 | 0 | 0 | 6 | 0 | 87.9245 | 0.033817 | 1 | 0.5 | 0 | 8.2745 | 0 | 8.2745 | 448.5944 | 0 | 25.678 | 0.019752 | 1 | 0.5 | 0 | 4.1373 | 0 | 4.1373
2007-11-23 17:01 | 11 | 23 | 17 | 327 | 7841 | 33.98 | 696.1064 | 0 | Heating | 696.1064 | 4 | 556.8851 | 556.8851 | 0 | 6 | 0 | 0 | 4 | 0 | 0 | 0 | 6 | 0 | 111.377 | 0.042837 | 1 | 0.5 | 0 | 8.2745 | 0 | 8.2745 | 568.2501 | 0 | 32.5272 | 0.025021 | 1 | 0.5 | 0 | 4.1373 | 0 | 4.1373
2007-11-23 18:01 | 11 | 23 | 18 | 327 | 7842 | 33.08 | 878.6661 | 0 | Heating | 878.6661 | 4 | 702.9329 | 702.9329 | 0 | 6 | 0 | 0 | 4 | 0 | 0 | 0 | 6 | 0 | 140.5866 | 0.054072 | 1 | 0.5 | 0 | 8.2745 | 0 | 8.2745 | 717.2785 | 0 | 41.0577 | 0.031583 | 1 | 0.5 | 0 | 4.1373 | 0 | 4.1373
2007-11-23 19:01 | 11 | 23 | 19 | 327 | 7843 | 32 | 1045.8612 | 0 | Heating | 1045.8612 | 4 | 836.6889 | 836.6889 | 0 | 6 | 0 | 0 | 4 | 0 | 0 | 0 | 6 | 0 | 167.3378 | 0.064361 | 1 | 0.5 | 0 | 8.2745 | 0 | 8.2745 | 853.7642 | 0 | 48.8703 | 0.037593 | 1 | 0.5 | 0 | 4.1373 | 0 | 4.1373
2007-11-23 20:01 | 11 | 23 | 20 | 327 | 7844 | 32 | 1115.9822 | 0 | Heating | 1115.9822 | 4 | 892.7858 | 892.7858 | 0 | 6 | 0 | 0 | 4 | 0 | 0 | 0 | 6 | 0 | 178.5572 | 0.068676 | 1 | 0.5 | 0 | 8.2745 | 0 | 8.2745 | 911.0059 | 0 | 52.1469 | 0.040113 | 1 | 0.5 | 0 | 4.1373 | 0 | 4.1373
2007-11-23 21:01 | 11 | 23 | 21 | 327 | 7845 | 32 | 1227.4731 | 0 | Heating | 1227.4731 | 4 | 981.9785 | 981.9785 | 0 | 6 | 0 | 0 | 4 | 0 | 0 | 0 | 6 | 0 | 196.3957 | 0.075537 | 1 | 0.5 | 0 | 8.2745 | 0 | 8.2745 | 1002.0188 | 0 | 57.3565 | 0.04412 | 1 | 0.5 | 0 | 4.1373 | 0 | 4.1373
2007-11-23 22:01 | 11 | 23 | 22 | 327 | 7846 | 32 | 1322.9311 | 0 | Heating | 1322.9311 | 4 | 1058.3448 | 1058.3448 | 0 | 6 | 0 | 0 | 4 | 0 | 0 | 0 | 6 | 0 | 211.669 | 0.081411 | 1 | 0.5 | 0 | 8.2745 | 0 | 8.2745 | 1079.9437 | 0 | 61.817 | 0.047552 | 1 | 0.5 | 0 | 4.1373 | 0 | 4.1373
2007-11-23 23:01 | 11 | 23 | 23 | 327 | 7847 | 32 | 717.8774 | 0 | Heating | 717.8774 | 4 | 574.3019 | 574.3019 | 0 | 6 | 0 | 0 | 4 | 0 | 0 | 0 | 6 | 0 | 114.8604 | 0.044177 | 1 | 0.5 | 0 | 8.2745 | 0 | 8.2745 | 586.0224 | 0 | 33.5445 | 0.025803 | 1 | 0.5 | 0 | 4.1373 | 0 | 4.1373
2007-11-24 00:01 | 11 | 24 | 0 | 328 | 7848 | 32 | 659.6012 | 0 | Heating | 659.6012 | 4 | 527.681 | 527.681 | 0 | 6 | 0 | 0 | 4 | 0 | 0 | 0 | 6 | 0 | 105.5362 | 0.040591 | 1 | 0.5 | 0 | 8.2745 | 0 | 8.2745 | 538.45 | 0 | 30.8214 | 0.023709 | 1 | 0.5 | 0 | 4.1373 | 0 | 4.1373
2007-11-24 01:01 | 11 | 24 | 1 | 328 | 7849 | 30.92 | 447.2948 | 0 | Heating | 447.2948 | 4 | 357.8359 | 357.8359 | 0 | 6 | 0 | 0 | 4 | 0 | 0 | 0 | 6 | 0 | 71.5672 | 0.027526 | 1 | 0.5 | 0 | 8.2745 | 0 | 8.2745 | 365.1386 | 0 | 20.9009 | 0.016078 | 1 | 0.5 | 0 | 4.1373 | 0 | 4.1373
2007-11-24 02:01 | 11 | 24 | 2 | 328 | 7850 | 30.92 | 449.7589 | 0 | Heating | 449.7589 | 4 | 359.8071 | 359.8071 | 0 | 6 | 0 | 0 | 4 | 0 | 0 | 0 | 6 | 0 | 71.9614 | 0.027677 | 1 | 0.5 | 0 | 8.2745 | 0 | 8.2745 | 367.1501 | 0 | 21.016 | 0.016166 | 1 | 0.5 | 0 | 4.1373 | 0 | 4.1373
2007-11-24 03:01 | 11 | 24 | 3 | 328 | 7851 | 30.02 | 447.6082 | 0 | Heating | 447.6082 | 4 | 358.0865 | 358.0865 | 0 | 6 | 0 | 0 | 4 | 0 | 0 | 0 | 6 | 0 | 71.6173 | 0.027545 | 1 | 0.5 | 0 | 8.2745 | 0 | 8.2745 | 365.3944 | 0 | 20.9155 | 0.016089 | 1 | 0.5 | 0 | 4.1373 | 0 | 4.1373
2007-11-24 04:01 | 11 | 24 | 4 | 328 | 7852 | 28.94 | 442.3634 | 0 | Heating | 442.3634 | 4 | 353.8907 | 353.8907 | 0 | 6 | 0 | 0 | 4 | 0 | 0 | 0 | 6 | 0 | 70.7781 | 0.027222 | 1 | 0.5 | 0 | 8.2745 | 0 | 8.2745 | 361.113 | 0 | 20.6705 | 0.0159 | 1 | 0.5 | 0 | 4.1373 | 0 | 4.1373
2007-11-24 05:01 | 11 | 24 | 5 | 328 | 7853 | 28.94 | 407.6534 | 0 | Heating | 407.6534 | 4 | 326.1228 | 326.1228 | 0 | 6 | 0 | 0 | 4 | 0 | 0 | 0 | 6 | 0 | 65.2246 | 0.025086 | 1 | 0.5 | 0 | 8.2745 | 0 | 8.2745 | 332.7783 | 0 | 19.0486 | 0.014653 | 1 | 0.5 | 0 | 4.1373 | 0 | 4.1373
2007-11-24 06:01 | 11 | 24 | 6 | 328 | 7854 | 28.04 | 573.7909 | 0 | Heating | 573.7909 | 4 | 459.0327 | 459.0327 | 0 | 6 | 0 | 0 | 4 | 0 | 0 | 0 | 6 | 0 | 91.8065 | 0.03531 | 1 | 0.5 | 0 | 8.2745 | 0 | 8.2745 | 468.4007 | 0 | 26.8117 | 0.020624 | 1 | 0.5 | 0 | 4.1373 | 0 | 4.1373
2007-11-24 07:01 | 11 | 24 | 7 | 328 | 7855 | 28.4 | 901.3303 | 0 | Heating | 901.3303 | 4 | 721.0642 | 721.0642 | 0 | 6 | 0 | 0 | 4 | 0 | 0 | 0 | 6 | 0 | 144.2128 | 0.055466 | 1 | 0.5 | 0 | 8.2745 | 0 | 8.2745 | 735.7798 | 0 | 42.1168 | 0.032398 | 1 | 0.5 | 0 | 4.1373 | 0 | 4.1373
2007-11-24 08:01 | 11 | 24 | 8 | 328 | 7856 | 28.04 | 884.2136 | 0 | Heating | 884.2136 | 4 | 707.3709 | 707.3709 | 0 | 6 | 0 | 0 | 4 | 0 | 0 | 0 | 6 | 0 | 141.4742 | 0.054413 | 1 | 0.5 | 0 | 8.2745 | 0 | 8.2745 | 721.807 | 0 | 41.3169 | 0.031782 | 1 | 0.5 | 0 | 4.1373 | 0 | 4.1373
2007-11-24 09:01 | 11 | 24 | 9 | 328 | 7857 | 28.94 | 2000.5825 | 0 | Heating | 2000.5825 | 4 | 1600.466 | 1600.466 | 0 | 6 | 0 | 0 | 4 | 0 | 0 | 0 | 6 | 0 | 320.0932 | 0.12311 | 1 | 0.5 | 0 | 8.2745 | 0 | 8.2745 | 1633.1286 | 0 | 93.4819 | 0.071909 | 1 | 0.5 | 0 | 4.1373 | 0 | 4.1373
2007-11-24 10:01 | 11 | 24 | 10 | 328 | 7858 | 32 | 1554.0782 | 0 | Heating | 1554.0782 | 4 | 1243.2626 | 1243.2626 | 0 | 6 | 0 | 0 | 4 | 0 | 0 | 0 | 6 | 0 | 248.6525 | 0.095636 | 1 | 0.5 | 0 | 8.2745 | 0 | 8.2745 | 1268.6353 | 0 | 72.6179 | 0.05586 | 1 | 0.5 | 0 | 4.1373 | 0 | 4.1373
2007-11-24 11:01 | 11 | 24 | 11 | 328 | 7859 | 32 | 1353.7435 | 0 | Heating | 1353.7435 | 4 | 1082.9948 | 1082.9948 | 0 | 6 | 0 | 0 | 4 | 0 | 0 | 0 | 6 | 0 | 216.599 | 0.083307 | 1 | 0.5 | 0 | 8.2745 | 0 | 8.2745 | 1105.0968 | 0 | 63.2568 | 0.048659 | 1 | 0.5 | 0 | 4.1373 | 0 | 4.1373
2007-11-24 12:01 | 11 | 24 | 12 | 328 | 7860 | 35.06 | 1168.9558 | 0 | Heating | 1168.9558 | 4 | 935.1646 | 935.1646 | 0 | 6 | 0 | 0 | 4 | 0 | 0 | 0 | 6 | 0 | 187.0329 | 0.071936 | 1 | 0.5 | 0 | 8.2745 | 0 | 8.2745 | 954.2496 | 0 | 54.6222 | 0.042017 | 1 | 0.5 | 0 | 4.1373 | 0 | 4.1373
2007-11-24 13:01 | 11 | 24 | 13 | 328 | 7861 | 35.96 | 952.5994 | 0 | Heating | 952.5994 | 4 | 762.0795 | 762.0795 | 0 | 6 | 0 | 0 | 4 | 0 | 0 | 0 | 6 | 0 | 152.4159 | 0.058622 | 1 | 0.5 | 0 | 8.2745 | 0 | 8.2745 | 777.6322 | 0 | 44.5124 | 0.03424 | 1 | 0.5 | 0 | 4.1373 | 0 | 4.1373
2007-11-24 14:01 | 11 | 24 | 14 | 328 | 7862 | 35.96 | 820.0635 | 0 | Heating | 820.0635 | 4 | 656.0508 | 656.0508 | 0 | 6 | 0 | 0 | 4 | 0 | 0 | 0 | 6 | 0 | 131.2102 | 0.050465 | 1 | 0.5 | 0 | 8.2745 | 0 | 8.2745 | 669.4396 | 0 | 38.3194 | 0.029476 | 1 | 0.5 | 0 | 4.1373 | 0 | 4.1373
2007-11-24 15:01 | 11 | 24 | 15 | 328 | 7863 | 37.04 | 756.058 | 0 | Heating | 756.058 | 4 | 604.8464 | 604.8464 | 0 | 6 | 0 | 0 | 4 | 0 | 0 | 0 | 6 | 0 | 120.9693 | 0.046527 | 1 | 0.5 | 0 | 8.2745 | 0 | 8.2745 | 617.1902 | 0 | 35.3286 | 0.027176 | 1 | 0.5 | 0 | 4.1373 | 0 | 4.1373
2007-11-24 16:01 | 11 | 24 | 16 | 328 | 7864 | 35.06 | 797.2402 | 0 | Heating | 797.2402 | 4 | 637.7922 | 637.7922 | 0 | 6 | 0 | 0 | 4 | 0 | 0 | 0 | 6 | 0 | 127.5584 | 0.049061 | 1 | 0.5 | 0 | 8.2745 | 0 | 8.2745 | 650.8084 | 0 | 37.2529 | 0.028656 | 1 | 0.5 | 0 | 4.1373 | 0 | 4.1373
2007-11-24 17:01 | 11 | 24 | 17 | 328 | 7865 | 35.06 | 860.2037 | 0 | Heating | 860.2037 | 4 | 688.1629 | 688.1629 | 0 | 6 | 0 | 0 | 4 | 0 | 0 | 0 | 6 | 0 | 137.6326 | 0.052936 | 1 | 0.5 | 0 | 8.2745 | 0 | 8.2745 | 702.2071 | 0 | 40.195 | 0.030919 | 1 | 0.5 | 0 | 4.1373 | 0 | 4.1373
2007-11-24 18:01 | 11 | 24 | 18 | 328 | 7866 | 30.02 | 1151.0976 | 0 | Heating | 1151.0976 | 4 | 920.8781 | 920.8781 | 0 | 6 | 0 | 0 | 4 | 0 | 0 | 0 | 6 | 0 | 184.1756 | 0.070837 | 1 | 0.5 | 0 | 8.2745 | 0 | 8.2745 | 939.6715 | 0 | 53.7877 | 0.041375 | 1 | 0.5 | 0 | 4.1373 | 0 | 4.1373
2007-11-24 19:01 | 11 | 24 | 19 | 328 | 7867 | 30.02 | 1250.6958 | 0 | Heating | 1250.6958 | 4 | 1000.5566 | 1000.5566 | 0 | 6 | 0 | 0 | 4 | 0 | 0 | 0 | 6 | 0 | 200.1113 | 0.076966 | 1 | 0.5 | 0 | 8.2745 | 0 | 8.2745 | 1020.9762 | 0 | 58.4417 | 0.044955 | 1 | 0.5 | 0 | 4.1373 | 0 | 4.1373
2007-11-24 20:01 | 11 | 24 | 20 | 328 | 7868 | 30.02 | 683.7613 | 0 | Heating | 683.7613 | 4 | 547.0091 | 547.0091 | 0 | 6 | 0 | 0 | 4 | 0 | 0 | 0 | 6 | 0 | 109.4018 | 0.042078 | 1 | 0.5 | 0 | 8.2745 | 0 | 8.2745 | 558.1725 | 0 | 31.9503 | 0.024577 | 1 | 0.5 | 0 | 4.1373 | 0 | 4.1373
2007-11-24 21:01 | 11 | 24 | 21 | 328 | 7869 | 28.04 | 639.8711 | 0 | Heating | 639.8711 | 4 | 511.8969 | 511.8969 | 0 | 6 | 0 | 0 | 4 | 0 | 0 | 0 | 6 | 0 | 102.3794 | 0.039377 | 1 | 0.5 | 0 | 8.2745 | 0 | 8.2745 | 522.3438 | 0 | 29.8995 | 0.023 | 1 | 0.5 | 0 | 4.1373 | 0 | 4.1373
2007-11-24 22:01 | 11 | 24 | 22 | 328 | 7870 | 28.04 | 567.5285 | 0 | Heating | 567.5285 | 4 | 454.0228 | 454.0228 | 0 | 6 | 0 | 0 | 4 | 0 | 0 | 0 | 6 | 0 | 90.8046 | 0.034925 | 1 | 0.5 | 0 | 8.2745 | 0 | 8.2745 | 463.2886 | 0 | 26.5191 | 0.020399 | 1 | 0.5 | 0 | 4.1373 | 0 | 4.1373
2007-11-24 23:01 | 11 | 24 | 23 | 328 | 7871 | 28.04 | 521.9121 | 0 | Heating | 521.9121 | 4 | 417.5297 | 417.5297 | 0 | 6 | 0 | 0 | 4 | 0 | 0 | 0 | 6 | 0 | 83.5059 | 0.032118 | 1 | 0.5 | 0 | 8.2745 | 0 | 8.2745 | 426.0507 | 0 | 24.3876 | 0.01876 | 1 | 0.5 | 0 | 4.1373 | 0 | 4.1373
2007-11-25 00:01 | 11 | 25 | 0 | 329 | 7872 | 30.92 | 389.5448 | 0 | Heating | 389.5448 | 4 | 311.6359 | 311.6359 | 0 | 6 | 0 | 0 | 4 | 0 | 0 | 0 | 6 | 0 | 62.3272 | 0.023972 | 1 | 0.5 | 0 | 8.2745 | 0 | 8.2745 | 317.9958 | 0 | 18.2024 | 0.014002 | 1 | 0.5 | 0 | 4.1373 | 0 | 4.1373
2007-11-25 01:01 | 11 | 25 | 1 | 329 | 7873 | 30.02 | 262.6905 | 0 | Heating | 262.6905 | 4 | 210.1524 | 210.1524 | 0 | 6 | 0 | 0 | 4 | 0 | 0 | 0 | 6 | 0 | 42.0305 | 0.016166 | 1 | 0.5 | 0 | 8.2745 | 0 | 8.2745 | 214.4412 | 0 | 12.2748 | 0.0094422 | 1 | 0.5 | 0 | 4.1373 | 0 | 4.1373
2007-11-25 02:01 | 11 | 25 | 2 | 329 | 7874 | 30.02 | 173.5104 | 0 | Heating | 173.5104 | 4 | 138.8083 | 138.8083 | 0 | 6 | 0 | 0 | 4 | 0 | 0 | 0 | 6 | 0 | 27.7617 | 0.010678 | 1 | 0.5 | 0 | 8.2745 | 0 | 8.2745 | 141.6411 | 0 | 8.1077 | 0.0062367 | 1 | 0.5 | 0 | 4.1373 | 0 | 4.1373
2007-11-25 03:01 | 11 | 25 | 3 | 329 | 7875 | 30.92 | 145.4863 | 0 | Heating | 145.4863 | 4 | 116.3891 | 116.3891 | 0 | 6 | 0 | 0 | 4 | 0 | 0 | 0 | 6 | 0 | 23.2778 | 0.008953 | 1 | 0.5 | 0 | 8.2745 | 0 | 8.2745 | 118.7644 | 0 | 6.7982 | 0.0052294 | 1 | 0.5 | 0 | 4.1373 | 0 | 4.1373
2007-11-25 04:01 | 11 | 25 | 4 | 329 | 7876 | 30.92 | 131.9637 | 0 | Heating | 131.9637 | 4 | 105.571 | 105.571 | 0 | 6 | 0 | 0 | 4 | 0 | 0 | 0 | 6 | 0 | 21.1142 | 0.0081208 | 1 | 0.5 | 0 | 8.2745 | 0 | 8.2745 | 107.7255 | 0 | 6.1663 | 0.0047433 | 1 | 0.5 | 0 | 4.1373 | 0 | 4.1373
2007-11-25 05:01 | 11 | 25 | 5 | 329 | 7877 | 30.92 | 133.0257 | 0 | Heating | 133.0257 | 4 | 106.4206 | 106.4206 | 0 | 6 | 0 | 0 | 4 | 0 | 0 | 0 | 6 | 0 | 21.2841 | 0.0081862 | 1 | 0.5 | 0 | 8.2745 | 0 | 8.2745 | 108.5924 | 0 | 6.2159 | 0.0047815 | 1 | 0.5 | 0 | 4.1373 | 0 | 4.1373
2007-11-25 06:01 | 11 | 25 | 6 | 329 | 7878 | 32 | 263.2386 | 0 | Heating | 263.2386 | 4 | 210.5909 | 210.5909 | 0 | 6 | 0 | 0 | 4 | 0 | 0 | 0 | 6 | 0 | 42.1182 | 0.016199 | 1 | 0.5 | 0 | 8.2745 | 0 | 8.2745 | 214.8886 | 0 | 12.3004 | 0.0094619 | 1 | 0.5 | 0 | 4.1373 | 0 | 4.1373
2007-11-25 07:01 | 11 | 25 | 7 | 329 | 7879 | 32 | 1164.3803 | 0 | Heating | 1164.3803 | 4 | 931.5042 | 931.5042 | 0 | 6 | 0 | 0 | 4 | 0 | 0 | 0 | 6 | 0 | 186.3008 | 0.071654 | 1 | 0.5 | 0 | 8.2745 | 0 | 8.2745 | 950.5145 | 0 | 54.4084 | 0.041853 | 1 | 0.5 | 0 | 4.1373 | 0 | 4.1373
2007-11-25 08:01 | 11 | 25 | 8 | 329 | 7880 | 32 | 990.1146 | 0 | Heating | 990.1146 | 4 | 792.0917 | 792.0917 | 0 | 6 | 0 | 0 | 4 | 0 | 0 | 0 | 6 | 0 | 158.4183 | 0.06093 | 1 | 0.5 | 0 | 8.2745 | 0 | 8.2745 | 808.2568 | 0 | 46.2654 | 0.035589 | 1 | 0.5 | 0 | 4.1373 | 0 | 4.1373
2007-11-25 09:01 | 11 | 25 | 9 | 329 | 7881 | 33.98 | 740.2606 | 0 | Heating | 740.2606 | 4 | 592.2085 | 592.2085 | 0 | 6 | 0 | 0 | 4 | 0 | 0 | 0 | 6 | 0 | 118.4417 | 0.045554 | 1 | 0.5 | 0 | 8.2745 | 0 | 8.2745 | 604.2944 | 0 | 34.5904 | 0.026608 | 1 | 0.5 | 0 | 4.1373 | 0 | 4.1373
2007-11-25 10:01 | 11 | 25 | 10 | 329 | 7882 | 35.06 | 487.3695 | 0 | Heating | 487.3695 | 4 | 389.8956 | 389.8956 | 0 | 6 | 0 | 0 | 4 | 0 | 0 | 0 | 6 | 0 | 77.9791 | 0.029992 | 1 | 0.5 | 0 | 8.2745 | 0 | 8.2745 | 397.8527 | 0 | 22.7735 | 0.017518 | 1 | 0.5 | 0 | 4.1373 | 0 | 4.1373
2007-11-25 11:01 | 11 | 25 | 11 | 329 | 7883 | 35.06 | 574.4822 | 0 | Heating | 574.4822 | 4 | 459.5857 | 459.5857 | 0 | 6 | 0 | 0 | 4 | 0 | 0 | 0 | 6 | 0 | 91.9171 | 0.035353 | 1 | 0.5 | 0 | 8.2745 | 0 | 8.2745 | 468.965 | 0 | 26.844 | 0.020649 | 1 | 0.5 | 0 | 4.1373 | 0 | 4.1373
2007-11-25 12:01 | 11 | 25 | 12 | 329 | 7884 | 39.02 | 531.0612 | 0 | Heating | 531.0612 | 4 | 424.849 | 424.849 | 0 | 6 | 0 | 0 | 4 | 0 | 0 | 0 | 6 | 0 | 84.9698 | 0.032681 | 1 | 0.5 | 0 | 8.2745 | 0 | 8.2745 | 433.5194 | 0 | 24.8151 | 0.019089 | 1 | 0.5 | 0 | 4.1373 | 0 | 4.1373
2007-11-25 13:01 | 11 | 25 | 13 | 329 | 7885 | 37.94 | 569.2182 | 0 | Heating | 569.2182 | 4 | 455.3746 | 455.3746 | 0 | 6 | 0 | 0 | 4 | 0 | 0 | 0 | 6 | 0 | 91.0749 | 0.035029 | 1 | 0.5 | 0 | 8.2745 | 0 | 8.2745 | 464.6679 | 0 | 26.5981 | 0.02046 | 1 | 0.5 | 0 | 4.1373 | 0 | 4.1373
2007-11-25 14:01 | 11 | 25 | 14 | 329 | 7886 | 35.96 | 738.1558 | 0 | Heating | 738.1558 | 4 | 590.5246 | 590.5246 | 0 | 6 | 0 | 0 | 4 | 0 | 0 | 0 | 6 | 0 | 118.1049 | 0.045425 | 1 | 0.5 | 0 | 8.2745 | 0 | 8.2745 | 602.5761 | 0 | 34.4921 | 0.026532 | 1 | 0.5 | 0 | 4.1373 | 0 | 4.1373
2007-11-25 15:01 | 11 | 25 | 15 | 329 | 7887 | 35.06 | 835.7433 | 0 | Heating | 835.7433 | 4 | 668.5946 | 668.5946 | 0 | 6 | 0 | 0 | 4 | 0 | 0 | 0 | 6 | 0 | 133.7189 | 0.05143 | 1 | 0.5 | 0 | 8.2745 | 0 | 8.2745 | 682.2394 | 0 | 39.0521 | 0.03004 | 1 | 0.5 | 0 | 4.1373 | 0 | 4.1373
2007-11-25 16:01 | 11 | 25 | 16 | 329 | 7888 | 35.06 | 955.5982 | 0 | Heating | 955.5982 | 4 | 764.4786 | 764.4786 | 0 | 6 | 0 | 0 | 4 | 0 | 0 | 0 | 6 | 0 | 152.8957 | 0.058806 | 1 | 0.5 | 0 | 8.2745 | 0 | 8.2745 | 780.0802 | 0 | 44.6526 | 0.034348 | 1 | 0.5 | 0 | 4.1373 | 0 | 4.1373
2007-11-25 17:01 | 11 | 25 | 17 | 329 | 7889 | 35.06 | 1128.4465 | 0 | Heating | 1128.4465 | 4 | 902.7572 | 902.7572 | 0 | 6 | 0 | 0 | 4 | 0 | 0 | 0 | 6 | 0 | 180.5514 | 0.069443 | 1 | 0.5 | 0 | 8.2745 | 0 | 8.2745 | 921.1808 | 0 | 52.7293 | 0.040561 | 1 | 0.5 | 0 | 4.1373 | 0 | 4.1373
2007-11-25 18:01 | 11 | 25 | 18 | 329 | 7890 | 33.98 | 1339.256 | 0 | Heating | 1339.256 | 4 | 1071.4048 | 1071.4048 | 0 | 6 | 0 | 0 | 4 | 0 | 0 | 0 | 6 | 0 | 214.281 | 0.082416 | 1 | 0.5 | 0 | 8.2745 | 0 | 8.2745 | 1093.2702 | 0 | 62.5799 | 0.048138 | 1 | 0.5 | 0 | 4.1373 | 0 | 4.1373
2007-11-25 19:01 | 11 | 25 | 19 | 329 | 7891 | 33.98 | 1546.9239 | 0 | Heating | 1546.9239 | 4 | 1237.5391 | 1237.5391 | 0 | 6 | 0 | 0 | 4 | 0 | 0 | 0 | 6 | 0 | 247.5078 | 0.095195 | 1 | 0.5 | 0 | 8.2745 | 0 | 8.2745 | 1262.795 | 0 | 72.2836 | 0.055603 | 1 | 0.5 | 0 | 4.1373 | 0 | 4.1373
2007-11-25 20:01 | 11 | 25 | 20 | 329 | 7892 | 33.98 | 1592.7789 | 0 | Heating | 1592.7789 | 4 | 1274.2231 | 1274.2231 | 0 | 6 | 0 | 0 | 4 | 0 | 0 | 0 | 6 | 0 | 254.8446 | 0.098017 | 1 | 0.5 | 0 | 8.2745 | 0 | 8.2745 | 1300.2277 | 0 | 74.4263 | 0.057251 | 1 | 0.5 | 0 | 4.1373 | 0 | 4.1373
2007-11-25 21:01 | 11 | 25 | 21 | 329 | 7893 | 33.98 | 1650.1314 | 0 | Heating | 1650.1314 | 4 | 1320.1051 | 1320.1051 | 0 | 6 | 0 | 0 | 4 | 0 | 0 | 0 | 6 | 0 | 264.021 | 0.10155 | 1 | 0.5 | 0 | 8.2745 | 0 | 8.2745 | 1347.046 | 0 | 77.1062 | 0.059312 | 1 | 0.5 | 0 | 4.1373 | 0 | 4.1373
2007-11-25 22:01 | 11 | 25 | 22 | 329 | 7894 | 35.06 | 1042.8818 | 0 | Heating | 1042.8818 | 4 | 834.3055 | 834.3055 | 0 | 6 | 0 | 0 | 4 | 0 | 0 | 0 | 6 | 0 | 166.8611 | 0.064177 | 1 | 0.5 | 0 | 8.2745 | 0 | 8.2745 | 851.3321 | 0 | 48.7311 | 0.037485 | 1 | 0.5 | 0 | 4.1373 | 0 | 4.1373
2007-11-25 23:01 | 11 | 25 | 23 | 329 | 7895 | 35.06 | 978.2692 | 0 | Heating | 978.2692 | 4 | 782.6154 | 782.6154 | 0 | 6 | 0 | 0 | 4 | 0 | 0 | 0 | 6 | 0 | 156.5231 | 0.060201 | 1 | 0.5 | 0 | 8.2745 | 0 | 8.2745 | 798.5871 | 0 | 45.7119 | 0.035163 | 1 | 0.5 | 0 | 4.1373 | 0 | 4.1373
2007-11-26 00:01 | 11 | 26 | 0 | 330 | 7896 | 35.06 | 1026.2665 | 0 | Heating | 1026.2665 | 4 | 821.0132 | 821.0132 | 0 | 6 | 0 | 0 | 4 | 0 | 0 | 0 | 6 | 0 | 164.2026 | 0.063155 | 1 | 0.5 | 0 | 8.2745 | 0 | 8.2745 | 837.7686 | 0 | 47.9547 | 0.036888 | 1 | 0.5 | 0 | 4.1373 | 0 | 4.1373
2007-11-26 01:01 | 11 | 26 | 1 | 330 | 7897 | 35.06 | 1013.6119 | 0 | Heating | 1013.6119 | 4 | 810.8895 | 810.8895 | 0 | 6 | 0 | 0 | 4 | 0 | 0 | 0 | 6 | 0 | 162.1779 | 0.062376 | 1 | 0.5 | 0 | 8.2745 | 0 | 8.2745 | 827.4383 | 0 | 47.3634 | 0.036433 | 1 | 0.5 | 0 | 4.1373 | 0 | 4.1373
2007-11-26 02:01 | 11 | 26 | 2 | 330 | 7898 | 35.06 | 898.4839 | 0 | Heating | 898.4839 | 4 | 718.7871 | 718.7871 | 0 | 6 | 0 | 0 | 4 | 0 | 0 | 0 | 6 | 0 | 143.7574 | 0.055291 | 1 | 0.5 | 0 | 8.2745 | 0 | 8.2745 | 733.4562 | 0 | 41.9838 | 0.032295 | 1 | 0.5 | 0 | 4.1373 | 0 | 4.1373
2007-11-26 03:01 | 11 | 26 | 3 | 330 | 7899 | 35.96 | 1012.2475 | 0 | Heating | 1012.2475 | 4 | 809.798 | 809.798 | 0 | 6 | 0 | 0 | 4 | 0 | 0 | 0 | 6 | 0 | 161.9596 | 0.062292 | 1 | 0.5 | 0 | 8.2745 | 0 | 8.2745 | 826.3245 | 0 | 47.2996 | 0.036384 | 1 | 0.5 | 0 | 4.1373 | 0 | 4.1373
2007-11-26 04:01 | 11 | 26 | 4 | 330 | 7900 | 37.04 | 1078.4672 | 0 | Heating | 1078.4672 | 4 | 862.7738 | 862.7738 | 0 | 6 | 0 | 0 | 4 | 0 | 0 | 0 | 6 | 0 | 172.5548 | 0.066367 | 1 | 0.5 | 0 | 8.2745 | 0 | 8.2745 | 880.3814 | 0 | 50.3939 | 0.038765 | 1 | 0.5 | 0 | 4.1373 | 0 | 4.1373
2007-11-26 05:01 | 11 | 26 | 5 | 330 | 7901 | 37.04 | 1137.2413 | 0 | Heating | 1137.2413 | 4 | 909.793 | 909.793 | 0 | 6 | 0 | 0 | 4 | 0 | 0 | 0 | 6 | 0 | 181.9586 | 0.069984 | 1 | 0.5 | 0 | 8.2745 | 0 | 8.2745 | 928.3602 | 0 | 53.1403 | 0.040877 | 1 | 0.5 | 0 | 4.1373 | 0 | 4.1373
2007-11-26 06:01 | 11 | 26 | 6 | 330 | 7902 | 37.04 | 1420.3369 | 0 | Heating | 1420.3369 | 4 | 1136.2695 | 1136.2695 | 0 | 6 | 0 | 0 | 4 | 0 | 0 | 0 | 6 | 0 | 227.2539 | 0.087405 | 1 | 0.5 | 0 | 8.2745 | 0 | 8.2745 | 1159.4587 | 0 | 66.3686 | 0.051053 | 1 | 0.5 | 0 | 4.1373 | 0 | 4.1373
2007-11-26 07:01 | 11 | 26 | 7 | 330 | 7903 | 37.04 | 3795.0947 | 0 | Heating | 3795.0947 | 4 | 3036.0757 | 3036.0757 | 0 | 6 | 0 | 0 | 4 | 0 | 0 | 0 | 6 | 0 | 607.2151 | 0.23354 | 1 | 0.5 | 0 | 8.2745 | 0 | 8.2745 | 3098.0365 | 0 | 177.3347 | 0.13641 | 1 | 0.5 | 0 | 4.1373 | 0 | 4.1373
2007-11-26 08:01 | 11 | 26 | 8 | 330 | 7904 | 37.04 | 3198.0425 | 0 | Heating | 3198.0425 | 4 | 2558.434 | 2558.434 | 0 | 6 | 0 | 0 | 4 | 0 | 0 | 0 | 6 | 0 | 511.6868 | 0.1968 | 1 | 0.5 | 0 | 8.2745 | 0 | 8.2745 | 2610.6469 | 0 | 149.436 | 0.11495 | 1 | 0.5 | 0 | 4.1373 | 0 | 4.1373
2007-11-26 09:01 | 11 | 26 | 9 | 330 | 7905 | 39.02 | 2766.0425 | 0 | Heating | 2766.0425 | 4 | 2212.834 | 2212.834 | 0 | 6 | 0 | 0 | 4 | 0 | 0 | 0 | 6 | 0 | 442.5668 | 0.17022 | 1 | 0.5 | 0 | 8.2745 | 0 | 8.2745 | 2257.9938 | 0 | 129.2498 | 0.099423 | 1 | 0.5 | 0 | 4.1373 | 0 | 4.1373
2007-11-26 10:01 | 11 | 26 | 10 | 330 | 7906 | 39.02 | 2189.13 | 0 | Heating | 2189.13 | 4 | 1751.304 | 1751.304 | 0 | 6 | 0 | 0 | 4 | 0 | 0 | 0 | 6 | 0 | 350.2608 | 0.13472 | 1 | 0.5 | 0 | 8.2745 | 0 | 8.2745 | 1787.0449 | 0 | 102.2922 | 0.078686 | 1 | 0.5 | 0 | 4.1373 | 0 | 4.1373
2007-11-26 11:01 | 11 | 26 | 11 | 330 | 7907 | 39.92 | 1869.6857 | 0 | Heating | 1869.6857 | 4 | 1495.7486 | 1495.7486 | 0 | 6 | 0 | 0 | 4 | 0 | 0 | 0 | 6 | 0 | 299.1497 | 0.11506 | 1 | 0.5 | 0 | 8.2745 | 0 | 8.2745 | 1526.274 | 0 | 87.3654 | 0.067204 | 1 | 0.5 | 0 | 4.1373 | 0 | 4.1373
2007-11-26 12:01 | 11 | 26 | 12 | 330 | 7908 | 42.08 | 1580.1934 | 0 | Heating | 1580.1934 | 4 | 1264.1547 | 1264.1547 | 0 | 6 | 0 | 0 | 4 | 0 | 0 | 0 | 6 | 0 | 252.8309 | 0.097243 | 1 | 0.5 | 0 | 8.2745 | 0 | 8.2745 | 1289.9538 | 0 | 73.8382 | 0.056799 | 1 | 0.5 | 0 | 4.1373 | 0 | 4.1373
2007-11-26 13:01 | 11 | 26 | 13 | 330 | 7909 | 42.08 | 1321.8593 | 0 | Heating | 1321.8593 | 4 | 1057.4875 | 1057.4875 | 0 | 6 | 0 | 0 | 4 | 0 | 0 | 0 | 6 | 0 | 211.4975 | 0.081345 | 1 | 0.5 | 0 | 8.2745 | 0 | 8.2745 | 1079.0688 | 0 | 61.767 | 0.047513 | 1 | 0.5 | 0 | 4.1373 | 0 | 4.1373
2007-11-26 14:01 | 11 | 26 | 14 | 330 | 7910 | 42.98 | 1161.1763 | 0 | Heating | 1161.1763 | 4 | 928.941 | 928.941 | 0 | 6 | 0 | 0 | 4 | 0 | 0 | 0 | 6 | 0 | 185.7882 | 0.071457 | 1 | 0.5 | 0 | 8.2745 | 0 | 8.2745 | 947.899 | 0 | 54.2587 | 0.041737 | 1 | 0.5 | 0 | 4.1373 | 0 | 4.1373
2007-11-26 15:01 | 11 | 26 | 15 | 330 | 7911 | 46.04 | 1099.2416 | 0 | Heating | 1099.2416 | 4 | 879.3933 | 879.3933 | 0 | 6 | 0 | 0 | 4 | 0 | 0 | 0 | 6 | 0 | 175.8787 | 0.067646 | 1 | 0.5 | 0 | 8.2745 | 0 | 8.2745 | 897.3401 | 0 | 51.3646 | 0.039511 | 1 | 0.5 | 0 | 4.1373 | 0 | 4.1373
2007-11-26 16:01 | 11 | 26 | 16 | 330 | 7912 | 44.96 | 1167.9625 | 0 | Heating | 1167.9625 | 4 | 934.37 | 934.37 | 0 | 6 | 0 | 0 | 4 | 0 | 0 | 0 | 6 | 0 | 186.874 | 0.071875 | 1 | 0.5 | 0 | 8.2745 | 0 | 8.2745 | 953.4387 | 0 | 54.5758 | 0.041981 | 1 | 0.5 | 0 | 4.1373 | 0 | 4.1373
2007-11-26 17:01 | 11 | 26 | 17 | 330 | 7913 | 44.96 | 1316.8281 | 0 | Heating | 1316.8281 | 4 | 1053.4625 | 1053.4625 | 0 | 6 | 0 | 0 | 4 | 0 | 0 | 0 | 6 | 0 | 210.6925 | 0.081036 | 1 | 0.5 | 0 | 8.2745 | 0 | 8.2745 | 1074.9617 | 0 | 61.5319 | 0.047332 | 1 | 0.5 | 0 | 4.1373 | 0 | 4.1373
2007-11-26 18:01 | 11 | 26 | 18 | 330 | 7914 | 37.94 | 1493.1705 | 0 | Heating | 1493.1705 | 4 | 1194.5364 | 1194.5364 | 0 | 6 | 0 | 0 | 4 | 0 | 0 | 0 | 6 | 0 | 238.9073 | 0.091887 | 1 | 0.5 | 0 | 8.2745 | 0 | 8.2745 | 1218.9147 | 0 | 69.7719 | 0.053671 | 1 | 0.5 | 0 | 4.1373 | 0 | 4.1373
2007-11-26 19:01 | 11 | 26 | 19 | 330 | 7915 | 35.96 | 1652.3262 | 0 | Heating | 1652.3262 | 4 | 1321.861 | 1321.861 | 0 | 6 | 0 | 0 | 4 | 0 | 0 | 0 | 6 | 0 | 264.3722 | 0.10168 | 1 | 0.5 | 0 | 8.2745 | 0 | 8.2745 | 1348.8378 | 0 | 77.2088 | 0.059391 | 1 | 0.5 | 0 | 4.1373 | 0 | 4.1373
2007-11-26 20:01 | 11 | 26 | 20 | 330 | 7916 | 37.04 | 1621.9332 | 0 | Heating | 1621.9332 | 4 | 1297.5465 | 1297.5465 | 0 | 6 | 0 | 0 | 4 | 0 | 0 | 0 | 6 | 0 | 259.5093 | 0.099811 | 1 | 0.5 | 0 | 8.2745 | 0 | 8.2745 | 1324.0271 | 0 | 75.7886 | 0.058299 | 1 | 0.5 | 0 | 4.1373 | 0 | 4.1373
2007-11-26 21:01 | 11 | 26 | 21 | 330 | 7917 | 37.04 | 1657.028 | 0 | Heating | 1657.028 | 4 | 1325.6224 | 1325.6224 | 0 | 6 | 0 | 0 | 4 | 0 | 0 | 0 | 6 | 0 | 265.1245 | 0.10197 | 1 | 0.5 | 0 | 8.2745 | 0 | 8.2745 | 1352.6759 | 0 | 77.4285 | 0.05956 | 1 | 0.5 | 0 | 4.1373 | 0 | 4.1373
2007-11-26 22:01 | 11 | 26 | 22 | 330 | 7918 | 37.94 | 1033.9583 | 0 | Heating | 1033.9583 | 4 | 827.1667 | 827.1667 | 0 | 6 | 0 | 0 | 4 | 0 | 0 | 0 | 6 | 0 | 165.4333 | 0.063628 | 1 | 0.5 | 0 | 8.2745 | 0 | 8.2745 | 844.0476 | 0 | 48.3141 | 0.037165 | 1 | 0.5 | 0 | 4.1373 | 0 | 4.1373
2007-11-26 23:01 | 11 | 26 | 23 | 330 | 7919 | 39.02 | 946.5894 | 0 | Heating | 946.5894 | 4 | 757.2715 | 757.2715 | 0 | 6 | 0 | 0 | 4 | 0 | 0 | 0 | 6 | 0 | 151.4543 | 0.058252 | 1 | 0.5 | 0 | 8.2745 | 0 | 8.2745 | 772.7261 | 0 | 44.2316 | 0.034024 | 1 | 0.5 | 0 | 4.1373 | 0 | 4.1373
2007-11-27 00:01 | 11 | 27 | 0 | 331 | 7920 | 37.94 | 881.138 | 0 | Heating | 881.138 | 4 | 704.9104 | 704.9104 | 0 | 6 | 0 | 0 | 4 | 0 | 0 | 0 | 6 | 0 | 140.9821 | 0.054224 | 1 | 0.5 | 0 | 8.2745 | 0 | 8.2745 | 719.2963 | 0 | 41.1732 | 0.031672 | 1 | 0.5 | 0 | 4.1373 | 0 | 4.1373
2007-11-27 01:01 | 11 | 27 | 1 | 331 | 7921 | 37.94 | 893.9041 | 0 | Heating | 893.9041 | 4 | 715.1233 | 715.1233 | 0 | 6 | 0 | 0 | 4 | 0 | 0 | 0 | 6 | 0 | 143.0247 | 0.055009 | 1 | 0.5 | 0 | 8.2745 | 0 | 8.2745 | 729.7176 | 0 | 41.7698 | 0.032131 | 1 | 0.5 | 0 | 4.1373 | 0 | 4.1373
2007-11-27 02:01 | 11 | 27 | 2 | 331 | 7922 | 37.94 | 780.8327 | 0 | Heating | 780.8327 | 4 | 624.6661 | 624.6661 | 0 | 6 | 0 | 0 | 4 | 0 | 0 | 0 | 6 | 0 | 124.9332 | 0.048051 | 1 | 0.5 | 0 | 8.2745 | 0 | 8.2745 | 637.4144 | 0 | 36.4862 | 0.028066 | 1 | 0.5 | 0 | 4.1373 | 0 | 4.1373
2007-11-27 03:01 | 11 | 27 | 3 | 331 | 7923 | 37.04 | 859.3649 | 0 | Heating | 859.3649 | 4 | 687.4919 | 687.4919 | 0 | 6 | 0 | 0 | 4 | 0 | 0 | 0 | 6 | 0 | 137.4984 | 0.052884 | 1 | 0.5 | 0 | 8.2745 | 0 | 8.2745 | 701.5224 | 0 | 40.1558 | 0.030889 | 1 | 0.5 | 0 | 4.1373 | 0 | 4.1373
2007-11-27 04:01 | 11 | 27 | 4 | 331 | 7924 | 37.4 | 912.9977 | 0 | Heating | 912.9977 | 4 | 730.3982 | 730.3982 | 0 | 6 | 0 | 0 | 4 | 0 | 0 | 0 | 6 | 0 | 146.0796 | 0.056184 | 1 | 0.5 | 0 | 8.2745 | 0 | 8.2745 | 745.3042 | 0 | 42.6619 | 0.032817 | 1 | 0.5 | 0 | 4.1373 | 0 | 4.1373
2007-11-27 05:01 | 11 | 27 | 5 | 331 | 7925 | 37.94 | 979.4852 | 0 | Heating | 979.4852 | 4 | 783.5881 | 783.5881 | 0 | 6 | 0 | 0 | 4 | 0 | 0 | 0 | 6 | 0 | 156.7176 | 0.060276 | 1 | 0.5 | 0 | 8.2745 | 0 | 8.2745 | 799.5797 | 0 | 45.7687 | 0.035207 | 1 | 0.5 | 0 | 4.1373 | 0 | 4.1373
2007-11-27 06:01 | 11 | 27 | 6 | 331 | 7926 | 35.96 | 1202.1648 | 0 | Heating | 1202.1648 | 4 | 961.7319 | 961.7319 | 0 | 6 | 0 | 0 | 4 | 0 | 0 | 0 | 6 | 0 | 192.3464 | 0.073979 | 1 | 0.5 | 0 | 8.2745 | 0 | 8.2745 | 981.359 | 0 | 56.174 | 0.043211 | 1 | 0.5 | 0 | 4.1373 | 0 | 4.1373
2007-11-27 07:01 | 11 | 27 | 7 | 331 | 7927 | 37.04 | 3431.2251 | 0 | Heating | 3431.2251 | 4 | 2744.9801 | 2744.9801 | 0 | 6 | 0 | 0 | 4 | 0 | 0 | 0 | 6 | 0 | 548.996 | 0.21115 | 1 | 0.5 | 0 | 8.2745 | 0 | 8.2745 | 2801.0001 | 0 | 160.332 | 0.12333 | 1 | 0.5 | 0 | 4.1373 | 0 | 4.1373
2007-11-27 08:01 | 11 | 27 | 8 | 331 | 7928 | 37.04 | 2857.1348 | 0 | Heating | 2857.1348 | 4 | 2285.7079 | 2285.7079 | 0 | 6 | 0 | 0 | 4 | 0 | 0 | 0 | 6 | 0 | 457.1416 | 0.17582 | 1 | 0.5 | 0 | 8.2745 | 0 | 8.2745 | 2332.355 | 0 | 133.5063 | 0.1027 | 1 | 0.5 | 0 | 4.1373 | 0 | 4.1373
2007-11-27 09:01 | 11 | 27 | 9 | 331 | 7929 | 41 | 2550.3116 | 0 | Heating | 2550.3116 | 4 | 2040.2493 | 2040.2493 | 0 | 6 | 0 | 0 | 4 | 0 | 0 | 0 | 6 | 0 | 408.0499 | 0.15694 | 1 | 0.5 | 0 | 8.2745 | 0 | 8.2745 | 2081.887 | 0 | 119.1693 | 0.091669 | 1 | 0.5 | 0 | 4.1373 | 0 | 4.1373
2007-11-27 10:01 | 11 | 27 | 10 | 331 | 7930 | 42.08 | 2140.9691 | 0 | Heating | 2140.9691 | 4 | 1712.7753 | 1712.7753 | 0 | 6 | 0 | 0 | 4 | 0 | 0 | 0 | 6 | 0 | 342.5551 | 0.13175 | 1 | 0.5 | 0 | 8.2745 | 0 | 8.2745 | 1747.7299 | 0 | 100.0418 | 0.076955 | 1 | 0.5 | 0 | 4.1373 | 0 | 4.1373
2007-11-27 11:01 | 11 | 27 | 11 | 331 | 7931 | 42.08 | 1857.9285 | 0 | Heating | 1857.9285 | 4 | 1486.3428 | 1486.3428 | 0 | 6 | 0 | 0 | 4 | 0 | 0 | 0 | 6 | 0 | 297.2686 | 0.11433 | 1 | 0.5 | 0 | 8.2745 | 0 | 8.2745 | 1516.6763 | 0 | 86.816 | 0.066782 | 1 | 0.5 | 0 | 4.1373 | 0 | 4.1373
2007-11-27 12:01 | 11 | 27 | 12 | 331 | 7932 | 42.08 | 1483.4082 | 0 | Heating | 1483.4082 | 4 | 1186.7266 | 1186.7266 | 0 | 6 | 0 | 0 | 4 | 0 | 0 | 0 | 6 | 0 | 237.3453 | 0.091287 | 1 | 0.5 | 0 | 8.2745 | 0 | 8.2745 | 1210.9455 | 0 | 69.3157 | 0.05332 | 1 | 0.5 | 0 | 4.1373 | 0 | 4.1373
2007-11-27 13:01 | 11 | 27 | 13 | 331 | 7933 | 42.08 | 1172.3891 | 0 | Heating | 1172.3891 | 4 | 937.9113 | 937.9113 | 0 | 6 | 0 | 0 | 4 | 0 | 0 | 0 | 6 | 0 | 187.5823 | 0.072147 | 1 | 0.5 | 0 | 8.2745 | 0 | 8.2745 | 957.0524 | 0 | 54.7826 | 0.04214 | 1 | 0.5 | 0 | 4.1373 | 0 | 4.1373
2007-11-27 14:01 | 11 | 27 | 14 | 331 | 7934 | 42.08 | 947.2879 | 0 | Heating | 947.2879 | 4 | 757.8303 | 757.8303 | 0 | 6 | 0 | 0 | 4 | 0 | 0 | 0 | 6 | 0 | 151.5661 | 0.058295 | 1 | 0.5 | 0 | 8.2745 | 0 | 8.2745 | 773.2962 | 0 | 44.2642 | 0.034049 | 1 | 0.5 | 0 | 4.1373 | 0 | 4.1373
2007-11-27 15:01 | 11 | 27 | 15 | 331 | 7935 | 42.8 | 858.5096 | 0 | Heating | 858.5096 | 4 | 686.8076 | 686.8076 | 0 | 6 | 0 | 0 | 4 | 0 | 0 | 0 | 6 | 0 | 137.3615 | 0.052831 | 1 | 0.5 | 0 | 8.2745 | 0 | 8.2745 | 700.8241 | 0 | 40.1159 | 0.030858 | 1 | 0.5 | 0 | 4.1373 | 0 | 4.1373
2007-11-27 16:01 | 11 | 27 | 16 | 331 | 7936 | 39.92 | 836.6942 | 0 | Heating | 836.6942 | 4 | 669.3554 | 669.3554 | 0 | 6 | 0 | 0 | 4 | 0 | 0 | 0 | 6 | 0 | 133.8711 | 0.051489 | 1 | 0.5 | 0 | 8.2745 | 0 | 8.2745 | 683.0157 | 0 | 39.0965 | 0.030074 | 1 | 0.5 | 0 | 4.1373 | 0 | 4.1373
2007-11-27 17:01 | 11 | 27 | 17 | 331 | 7937 | 39.92 | 873.6889 | 0 | Heating | 873.6889 | 4 | 698.9511 | 698.9511 | 0 | 6 | 0 | 0 | 4 | 0 | 0 | 0 | 6 | 0 | 139.7902 | 0.053765 | 1 | 0.5 | 0 | 8.2745 | 0 | 8.2745 | 713.2155 | 0 | 40.8252 | 0.031404 | 1 | 0.5 | 0 | 4.1373 | 0 | 4.1373
2007-11-27 18:01 | 11 | 27 | 18 | 331 | 7938 | 39.02 | 1001.3957 | 0 | Heating | 1001.3957 | 4 | 801.1165 | 801.1165 | 0 | 6 | 0 | 0 | 4 | 0 | 0 | 0 | 6 | 0 | 160.2233 | 0.061624 | 1 | 0.5 | 0 | 8.2745 | 0 | 8.2745 | 817.4658 | 0 | 46.7926 | 0.035994 | 1 | 0.5 | 0 | 4.1373 | 0 | 4.1373
2007-11-27 19:01 | 11 | 27 | 19 | 331 | 7939 | 39.92 | 1157.7018 | 0 | Heating | 1157.7018 | 4 | 926.1614 | 926.1614 | 0 | 6 | 0 | 0 | 4 | 0 | 0 | 0 | 6 | 0 | 185.2323 | 0.071243 | 1 | 0.5 | 0 | 8.2745 | 0 | 8.2745 | 945.0627 | 0 | 54.0963 | 0.041613 | 1 | 0.5 | 0 | 4.1373 | 0 | 4.1373
2007-11-27 20:01 | 11 | 27 | 20 | 331 | 7940 | 39.92 | 1188.9228 | 0 | Heating | 1188.9228 | 4 | 951.1382 | 951.1382 | 0 | 6 | 0 | 0 | 4 | 0 | 0 | 0 | 6 | 0 | 190.2276 | 0.073164 | 1 | 0.5 | 0 | 8.2745 | 0 | 8.2745 | 970.5492 | 0 | 55.5552 | 0.042735 | 1 | 0.5 | 0 | 4.1373 | 0 | 4.1373
2007-11-27 21:01 | 11 | 27 | 21 | 331 | 7941 | 37.94 | 1216.3487 | 0 | Heating | 1216.3487 | 4 | 973.079 | 973.079 | 0 | 6 | 0 | 0 | 4 | 0 | 0 | 0 | 6 | 0 | 194.6158 | 0.074852 | 1 | 0.5 | 0 | 8.2745 | 0 | 8.2745 | 992.9377 | 0 | 56.8367 | 0.043721 | 1 | 0.5 | 0 | 4.1373 | 0 | 4.1373
2007-11-27 22:01 | 11 | 27 | 22 | 331 | 7942 | 37.94 | 782.9068 | 0 | Heating | 782.9068 | 4 | 626.3254 | 626.3254 | 0 | 6 | 0 | 0 | 4 | 0 | 0 | 0 | 6 | 0 | 125.2651 | 0.048179 | 1 | 0.5 | 0 | 8.2745 | 0 | 8.2745 | 639.1076 | 0 | 36.5831 | 0.028141 | 1 | 0.5 | 0 | 4.1373 | 0 | 4.1373
2007-11-27 23:01 | 11 | 27 | 23 | 331 | 7943 | 37.94 | 726.2098 | 0 | Heating | 726.2098 | 4 | 580.9679 | 580.9679 | 0 | 6 | 0 | 0 | 4 | 0 | 0 | 0 | 6 | 0 | 116.1936 | 0.04469 | 1 | 0.5 | 0 | 8.2745 | 0 | 8.2745 | 592.8244 | 0 | 33.9339 | 0.026103 | 1 | 0.5 | 0 | 4.1373 | 0 | 4.1373
2007-11-28 00:01 | 11 | 28 | 0 | 332 | 7944 | 37.94 | 618.8747 | 0 | Heating | 618.8747 | 4 | 495.0998 | 495.0998 | 0 | 6 | 0 | 0 | 4 | 0 | 0 | 0 | 6 | 0 | 99.02 | 0.038085 | 1 | 0.5 | 0 | 8.2745 | 0 | 8.2745 | 505.2039 | 0 | 28.9184 | 0.022245 | 1 | 0.5 | 0 | 4.1373 | 0 | 4.1373
2007-11-28 01:01 | 11 | 28 | 1 | 332 | 7945 | 37.94 | 489.8796 | 0 | Heating | 489.8796 | 4 | 391.9037 | 391.9037 | 0 | 6 | 0 | 0 | 4 | 0 | 0 | 0 | 6 | 0 | 78.3807 | 0.030146 | 1 | 0.5 | 0 | 8.2745 | 0 | 8.2745 | 399.9017 | 0 | 22.8908 | 0.017608 | 1 | 0.5 | 0 | 4.1373 | 0 | 4.1373
2007-11-28 02:01 | 11 | 28 | 2 | 332 | 7946 | 37.94 | 360.2929 | 0 | Heating | 360.2929 | 4 | 288.2343 | 288.2343 | 0 | 6 | 0 | 0 | 4 | 0 | 0 | 0 | 6 | 0 | 57.6469 | 0.022172 | 1 | 0.5 | 0 | 8.2745 | 0 | 8.2745 | 294.1166 | 0 | 16.8355 | 0.01295 | 1 | 0.5 | 0 | 4.1373 | 0 | 4.1373
2007-11-28 03:01 | 11 | 28 | 3 | 332 | 7947 | 33.98 | 342.0223 | 0 | Heating | 342.0223 | 4 | 273.6178 | 273.6178 | 0 | 6 | 0 | 0 | 4 | 0 | 0 | 0 | 6 | 0 | 54.7236 | 0.021048 | 1 | 0.5 | 0 | 8.2745 | 0 | 8.2745 | 279.2019 | 0 | 15.9818 | 0.012294 | 1 | 0.5 | 0 | 4.1373 | 0 | 4.1373
2007-11-28 04:01 | 11 | 28 | 4 | 332 | 7948 | 35.06 | 341.1921 | 0 | Heating | 341.1921 | 4 | 272.9537 | 272.9537 | 0 | 6 | 0 | 0 | 4 | 0 | 0 | 0 | 6 | 0 | 54.5907 | 0.020996 | 1 | 0.5 | 0 | 8.2745 | 0 | 8.2745 | 278.5242 | 0 | 15.943 | 0.012264 | 1 | 0.5 | 0 | 4.1373 | 0 | 4.1373
2007-11-28 05:01 | 11 | 28 | 5 | 332 | 7949 | 35.06 | 358.4529 | 0 | Heating | 358.4529 | 4 | 286.7623 | 286.7623 | 0 | 6 | 0 | 0 | 4 | 0 | 0 | 0 | 6 | 0 | 57.3525 | 0.022059 | 1 | 0.5 | 0 | 8.2745 | 0 | 8.2745 | 292.6146 | 0 | 16.7495 | 0.012884 | 1 | 0.5 | 0 | 4.1373 | 0 | 4.1373
2007-11-28 06:01 | 11 | 28 | 6 | 332 | 7950 | 35.06 | 547.9744 | 0 | Heating | 547.9744 | 4 | 438.3795 | 438.3795 | 0 | 6 | 0 | 0 | 4 | 0 | 0 | 0 | 6 | 0 | 87.6759 | 0.033722 | 1 | 0.5 | 0 | 8.2745 | 0 | 8.2745 | 447.326 | 0 | 25.6054 | 0.019696 | 1 | 0.5 | 0 | 4.1373 | 0 | 4.1373
2007-11-28 07:01 | 11 | 28 | 7 | 332 | 7951 | 33.98 | 2119.2215 | 0 | Heating | 2119.2215 | 4 | 1695.3772 | 1695.3772 | 0 | 6 | 0 | 0 | 4 | 0 | 0 | 0 | 6 | 0 | 339.0754 | 0.13041 | 1 | 0.5 | 0 | 8.2745 | 0 | 8.2745 | 1729.9767 | 0 | 99.0256 | 0.076174 | 1 | 0.5 | 0 | 4.1373 | 0 | 4.1373
2007-11-28 08:01 | 11 | 28 | 8 | 332 | 7952 | 33.98 | 1663.0748 | 0 | Heating | 1663.0748 | 4 | 1330.4598 | 1330.4598 | 0 | 6 | 0 | 0 | 4 | 0 | 0 | 0 | 6 | 0 | 266.092 | 0.10234 | 1 | 0.5 | 0 | 8.2745 | 0 | 8.2745 | 1357.612 | 0 | 77.711 | 0.059778 | 1 | 0.5 | 0 | 4.1373 | 0 | 4.1373
2007-11-28 09:01 | 11 | 28 | 9 | 332 | 7953 | 37.94 | 1501.8188 | 0 | Heating | 1501.8188 | 4 | 1201.455 | 1201.455 | 0 | 6 | 0 | 0 | 4 | 0 | 0 | 0 | 6 | 0 | 240.291 | 0.09242 | 1 | 0.5 | 0 | 8.2745 | 0 | 8.2745 | 1225.9745 | 0 | 70.176 | 0.053982 | 1 | 0.5 | 0 | 4.1373 | 0 | 4.1373
2007-11-28 10:01 | 11 | 28 | 10 | 332 | 7954 | 39.02 | 1102.4464 | 0 | Heating | 1102.4464 | 4 | 881.9571 | 881.9571 | 0 | 6 | 0 | 0 | 4 | 0 | 0 | 0 | 6 | 0 | 176.3914 | 0.067843 | 1 | 0.5 | 0 | 8.2745 | 0 | 8.2745 | 899.9562 | 0 | 51.5144 | 0.039626 | 1 | 0.5 | 0 | 4.1373 | 0 | 4.1373
2007-11-28 11:01 | 11 | 28 | 11 | 332 | 7955 | 39.02 | 947.9782 | 0 | Heating | 947.9782 | 4 | 758.3825 | 758.3825 | 0 | 6 | 0 | 0 | 4 | 0 | 0 | 0 | 6 | 0 | 151.6765 | 0.058337 | 1 | 0.5 | 0 | 8.2745 | 0 | 8.2745 | 773.8597 | 0 | 44.2965 | 0.034074 | 1 | 0.5 | 0 | 4.1373 | 0 | 4.1373
2007-11-28 12:01 | 11 | 28 | 12 | 332 | 7956 | 41 | 805.9706 | 0 | Heating | 805.9706 | 4 | 644.7765 | 644.7765 | 0 | 6 | 0 | 0 | 4 | 0 | 0 | 0 | 6 | 0 | 128.9553 | 0.049598 | 1 | 0.5 | 0 | 8.2745 | 0 | 8.2745 | 657.9352 | 0 | 37.6609 | 0.02897 | 1 | 0.5 | 0 | 4.1373 | 0 | 4.1373
2007-11-28 13:01 | 11 | 28 | 13 | 332 | 7957 | 41 | 705.9093 | 0 | Heating | 705.9093 | 4 | 564.7274 | 564.7274 | 0 | 6 | 0 | 0 | 4 | 0 | 0 | 0 | 6 | 0 | 112.9455 | 0.043441 | 1 | 0.5 | 0 | 8.2745 | 0 | 8.2745 | 576.2525 | 0 | 32.9853 | 0.025373 | 1 | 0.5 | 0 | 4.1373 | 0 | 4.1373
2007-11-28 14:01 | 11 | 28 | 14 | 332 | 7958 | 41 | 640.3086 | 0 | Heating | 640.3086 | 4 | 512.2469 | 512.2469 | 0 | 6 | 0 | 0 | 4 | 0 | 0 | 0 | 6 | 0 | 102.4494 | 0.039404 | 1 | 0.5 | 0 | 8.2745 | 0 | 8.2745 | 522.7009 | 0 | 29.9199 | 0.023015 | 1 | 0.5 | 0 | 4.1373 | 0 | 4.1373
2007-11-28 15:01 | 11 | 28 | 15 | 332 | 7959 | 41 | 611.5715 | 0 | Heating | 611.5715 | 4 | 489.2572 | 489.2572 | 0 | 6 | 0 | 0 | 4 | 0 | 0 | 0 | 6 | 0 | 97.8514 | 0.037635 | 1 | 0.5 | 0 | 8.2745 | 0 | 8.2745 | 499.242 | 0 | 28.5771 | 0.021982 | 1 | 0.5 | 0 | 4.1373 | 0 | 4.1373
2007-11-28 16:01 | 11 | 28 | 16 | 332 | 7960 | 39.92 | 630.6661 | 0 | Heating | 630.6661 | 4 | 504.5328 | 504.5328 | 0 | 6 | 0 | 0 | 4 | 0 | 0 | 0 | 6 | 0 | 100.9066 | 0.03881 | 1 | 0.5 | 0 | 8.2745 | 0 | 8.2745 | 514.8294 | 0 | 29.4693 | 0.022669 | 1 | 0.5 | 0 | 4.1373 | 0 | 4.1373
2007-11-28 17:01 | 11 | 28 | 17 | 332 | 7961 | 39.92 | 687.7553 | 0 | Heating | 687.7553 | 4 | 550.2042 | 550.2042 | 0 | 6 | 0 | 0 | 4 | 0 | 0 | 0 | 6 | 0 | 110.0408 | 0.042323 | 1 | 0.5 | 0 | 8.2745 | 0 | 8.2745 | 561.4329 | 0 | 32.137 | 0.024721 | 1 | 0.5 | 0 | 4.1373 | 0 | 4.1373
2007-11-28 18:01 | 11 | 28 | 18 | 332 | 7962 | 35.96 | 863.1638 | 0 | Heating | 863.1638 | 4 | 690.531 | 690.531 | 0 | 6 | 0 | 0 | 4 | 0 | 0 | 0 | 6 | 0 | 138.1062 | 0.053118 | 1 | 0.5 | 0 | 8.2745 | 0 | 8.2745 | 704.6235 | 0 | 40.3333 | 0.031026 | 1 | 0.5 | 0 | 4.1373 | 0 | 4.1373
2007-11-28 19:01 | 11 | 28 | 19 | 332 | 7963 | 33.98 | 1032.3592 | 0 | Heating | 1032.3592 | 4 | 825.8874 | 825.8874 | 0 | 6 | 0 | 0 | 4 | 0 | 0 | 0 | 6 | 0 | 165.1775 | 0.06353 | 1 | 0.5 | 0 | 8.2745 | 0 | 8.2745 | 842.7422 | 0 | 48.2394 | 0.037107 | 1 | 0.5 | 0 | 4.1373 | 0 | 4.1373
2007-11-28 20:01 | 11 | 28 | 20 | 332 | 7964 | 33.98 | 1120.2189 | 0 | Heating | 1120.2189 | 4 | 896.1751 | 896.1751 | 0 | 6 | 0 | 0 | 4 | 0 | 0 | 0 | 6 | 0 | 179.235 | 0.068937 | 1 | 0.5 | 0 | 8.2745 | 0 | 8.2745 | 914.4644 | 0 | 52.3448 | 0.040265 | 1 | 0.5 | 0 | 4.1373 | 0 | 4.1373
2007-11-28 21:01 | 11 | 28 | 21 | 332 | 7965 | 35.06 | 1167.7377 | 0 | Heating | 1167.7377 | 4 | 934.1902 | 934.1902 | 0 | 6 | 0 | 0 | 4 | 0 | 0 | 0 | 6 | 0 | 186.838 | 0.071861 | 1 | 0.5 | 0 | 8.2745 | 0 | 8.2745 | 953.2553 | 0 | 54.5653 | 0.041973 | 1 | 0.5 | 0 | 4.1373 | 0 | 4.1373
2007-11-28 22:01 | 11 | 28 | 22 | 332 | 7966 | 33.08 | 773.2415 | 0 | Heating | 773.2415 | 4 | 618.5932 | 618.5932 | 0 | 6 | 0 | 0 | 4 | 0 | 0 | 0 | 6 | 0 | 123.7186 | 0.047584 | 1 | 0.5 | 0 | 8.2745 | 0 | 8.2745 | 631.2176 | 0 | 36.1315 | 0.027793 | 1 | 0.5 | 0 | 4.1373 | 0 | 4.1373
2007-11-28 23:01 | 11 | 28 | 23 | 332 | 7967 | 33.08 | 725.4478 | 0 | Heating | 725.4478 | 4 | 580.3582 | 580.3582 | 0 | 6 | 0 | 0 | 4 | 0 | 0 | 0 | 6 | 0 | 116.0716 | 0.044643 | 1 | 0.5 | 0 | 8.2745 | 0 | 8.2745 | 592.2023 | 0 | 33.8982 | 0.026076 | 1 | 0.5 | 0 | 4.1373 | 0 | 4.1373
2007-11-29 00:01 | 11 | 29 | 0 | 333 | 7968 | 30.02 | 644.7261 | 0 | Heating | 644.7261 | 4 | 515.7809 | 515.7809 | 0 | 6 | 0 | 0 | 4 | 0 | 0 | 0 | 6 | 0 | 103.1562 | 0.039675 | 1 | 0.5 | 0 | 8.2745 | 0 | 8.2745 | 526.3071 | 0 | 30.1263 | 0.023174 | 1 | 0.5 | 0 | 4.1373 | 0 | 4.1373
2007-11-29 01:01 | 11 | 29 | 1 | 333 | 7969 | 26.06 | 431.9761 | 0 | Heating | 431.9761 | 4 | 345.5809 | 345.5809 | 0 | 6 | 0 | 0 | 4 | 0 | 0 | 0 | 6 | 0 | 69.1162 | 0.026583 | 1 | 0.5 | 0 | 8.2745 | 0 | 8.2745 | 352.6335 | 0 | 20.1851 | 0.015527 | 1 | 0.5 | 0 | 4.1373 | 0 | 4.1373
2007-11-29 02:01 | 11 | 29 | 2 | 333 | 7970 | 26.06 | 434.2084 | 0 | Heating | 434.2084 | 4 | 347.3667 | 347.3667 | 0 | 6 | 0 | 0 | 4 | 0 | 0 | 0 | 6 | 0 | 69.4733 | 0.026721 | 1 | 0.5 | 0 | 8.2745 | 0 | 8.2745 | 354.4559 | 0 | 20.2894 | 0.015607 | 1 | 0.5 | 0 | 4.1373 | 0 | 4.1373
2007-11-29 03:01 | 11 | 29 | 3 | 333 | 7971 | 24.98 | 439.2973 | 0 | Heating | 439.2973 | 4 | 351.4378 | 351.4378 | 0 | 6 | 0 | 0 | 4 | 0 | 0 | 0 | 6 | 0 | 70.2876 | 0.027034 | 1 | 0.5 | 0 | 8.2745 | 0 | 8.2745 | 358.61 | 0 | 20.5272 | 0.01579 | 1 | 0.5 | 0 | 4.1373 | 0 | 4.1373
2007-11-29 04:01 | 11 | 29 | 4 | 333 | 7972 | 24.98 | 521.0645 | 0 | Heating | 521.0645 | 4 | 416.8516 | 416.8516 | 0 | 6 | 0 | 0 | 4 | 0 | 0 | 0 | 6 | 0 | 83.3703 | 0.032066 | 1 | 0.5 | 0 | 8.2745 | 0 | 8.2745 | 425.3588 | 0 | 24.348 | 0.018729 | 1 | 0.5 | 0 | 4.1373 | 0 | 4.1373
2007-11-29 05:01 | 11 | 29 | 5 | 333 | 7973 | 24.98 | 625.3196 | 0 | Heating | 625.3196 | 4 | 500.2557 | 500.2557 | 0 | 6 | 0 | 0 | 4 | 0 | 0 | 0 | 6 | 0 | 100.0511 | 0.038481 | 1 | 0.5 | 0 | 8.2745 | 0 | 8.2745 | 510.465 | 0 | 29.2195 | 0.022477 | 1 | 0.5 | 0 | 4.1373 | 0 | 4.1373
2007-11-29 06:01 | 11 | 29 | 6 | 333 | 7974 | 23 | 873.2961 | 0 | Heating | 873.2961 | 4 | 698.6369 | 698.6369 | 0 | 6 | 0 | 0 | 4 | 0 | 0 | 0 | 6 | 0 | 139.7274 | 0.053741 | 1 | 0.5 | 0 | 8.2745 | 0 | 8.2745 | 712.8948 | 0 | 40.8068 | 0.03139 | 1 | 0.5 | 0 | 4.1373 | 0 | 4.1373
2007-11-29 07:01 | 11 | 29 | 7 | 333 | 7975 | 23 | 2881.1232 | 0 | Heating | 2881.1232 | 4 | 2304.8986 | 2304.8986 | 0 | 6 | 0 | 0 | 4 | 0 | 0 | 0 | 6 | 0 | 460.9797 | 0.1773 | 1 | 0.5 | 0 | 8.2745 | 0 | 8.2745 | 2351.9373 | 0 | 134.6272 | 0.10356 | 1 | 0.5 | 0 | 4.1373 | 0 | 4.1373
2007-11-29 08:01 | 11 | 29 | 8 | 333 | 7976 | 23 | 2432.7748 | 0 | Heating | 2432.7748 | 4 | 1946.2198 | 1946.2198 | 0 | 6 | 0 | 0 | 4 | 0 | 0 | 0 | 6 | 0 | 389.244 | 0.14971 | 1 | 0.5 | 0 | 8.2745 | 0 | 8.2745 | 1985.9386 | 0 | 113.6771 | 0.087444 | 1 | 0.5 | 0 | 4.1373 | 0 | 4.1373
2007-11-29 09:01 | 11 | 29 | 9 | 333 | 7977 | 30.92 | 2154.969 | 0 | Heating | 2154.969 | 4 | 1723.9752 | 1723.9752 | 0 | 6 | 0 | 0 | 4 | 0 | 0 | 0 | 6 | 0 | 344.795 | 0.13261 | 1 | 0.5 | 0 | 8.2745 | 0 | 8.2745 | 1759.1583 | 0 | 100.696 | 0.077458 | 1 | 0.5 | 0 | 4.1373 | 0 | 4.1373
2007-11-29 10:01 | 11 | 29 | 10 | 333 | 7978 | 35.96 | 1677.0733 | 0 | Heating | 1677.0733 | 4 | 1341.6586 | 1341.6586 | 0 | 6 | 0 | 0 | 4 | 0 | 0 | 0 | 6 | 0 | 268.3317 | 0.1032 | 1 | 0.5 | 0 | 8.2745 | 0 | 8.2745 | 1369.0394 | 0 | 78.3652 | 0.060281 | 1 | 0.5 | 0 | 4.1373 | 0 | 4.1373
2007-11-29 11:01 | 11 | 29 | 11 | 333 | 7979 | 35.96 | 1461.6667 | 0 | Heating | 1461.6667 | 4 | 1169.3333 | 1169.3333 | 0 | 6 | 0 | 0 | 4 | 0 | 0 | 0 | 6 | 0 | 233.8667 | 0.089949 | 1 | 0.5 | 0 | 8.2745 | 0 | 8.2745 | 1193.1973 | 0 | 68.2998 | 0.052538 | 1 | 0.5 | 0 | 4.1373 | 0 | 4.1373
2007-11-29 12:01 | 11 | 29 | 12 | 333 | 7980 | 41 | 1291.8434 | 0 | Heating | 1291.8434 | 4 | 1033.4748 | 1033.4748 | 0 | 6 | 0 | 0 | 4 | 0 | 0 | 0 | 6 | 0 | 206.695 | 0.079498 | 1 | 0.5 | 0 | 8.2745 | 0 | 8.2745 | 1054.5661 | 0 | 60.3644 | 0.046434 | 1 | 0.5 | 0 | 4.1373 | 0 | 4.1373
2007-11-29 13:01 | 11 | 29 | 13 | 333 | 7981 | 42.08 | 1176.5565 | 0 | Heating | 1176.5565 | 4 | 941.2452 | 941.2452 | 0 | 6 | 0 | 0 | 4 | 0 | 0 | 0 | 6 | 0 | 188.249 | 0.072403 | 1 | 0.5 | 0 | 8.2745 | 0 | 8.2745 | 960.4543 | 0 | 54.9773 | 0.04229 | 1 | 0.5 | 0 | 4.1373 | 0 | 4.1373
2007-11-29 14:01 | 11 | 29 | 14 | 333 | 7982 | 42.08 | 1053.7271 | 0 | Heating | 1053.7271 | 4 | 842.9817 | 842.9817 | 0 | 6 | 0 | 0 | 4 | 0 | 0 | 0 | 6 | 0 | 168.5963 | 0.064845 | 1 | 0.5 | 0 | 8.2745 | 0 | 8.2745 | 860.1854 | 0 | 49.2379 | 0.037875 | 1 | 0.5 | 0 | 4.1373 | 0 | 4.1373
2007-11-29 15:01 | 11 | 29 | 15 | 333 | 7983 | 44.06 | 1016.2667 | 0 | Heating | 1016.2667 | 4 | 813.0134 | 813.0134 | 0 | 6 | 0 | 0 | 4 | 0 | 0 | 0 | 6 | 0 | 162.6027 | 0.062539 | 1 | 0.5 | 0 | 8.2745 | 0 | 8.2745 | 829.6055 | 0 | 47.4874 | 0.036529 | 1 | 0.5 | 0 | 4.1373 | 0 | 4.1373
2007-11-29 16:01 | 11 | 29 | 16 | 333 | 7984 | 42.98 | 1085.9861 | 0 | Heating | 1085.9861 | 4 | 868.7889 | 868.7889 | 0 | 6 | 0 | 0 | 4 | 0 | 0 | 0 | 6 | 0 | 173.7578 | 0.06683 | 1 | 0.5 | 0 | 8.2745 | 0 | 8.2745 | 886.5192 | 0 | 50.7452 | 0.039035 | 1 | 0.5 | 0 | 4.1373 | 0 | 4.1373
2007-11-29 17:01 | 11 | 29 | 17 | 333 | 7985 | 42.98 | 1240.9804 | 0 | Heating | 1240.9804 | 4 | 992.7843 | 992.7843 | 0 | 6 | 0 | 0 | 4 | 0 | 0 | 0 | 6 | 0 | 198.5569 | 0.076368 | 1 | 0.5 | 0 | 8.2745 | 0 | 8.2745 | 1013.0452 | 0 | 57.9877 | 0.044606 | 1 | 0.5 | 0 | 4.1373 | 0 | 4.1373
2007-11-29 18:01 | 11 | 29 | 18 | 333 | 7986 | 35.06 | 1436.426 | 0 | Heating | 1436.426 | 4 | 1149.1408 | 1149.1408 | 0 | 6 | 0 | 0 | 4 | 0 | 0 | 0 | 6 | 0 | 229.8282 | 0.088395 | 1 | 0.5 | 0 | 8.2745 | 0 | 8.2745 | 1172.5926 | 0 | 67.1204 | 0.051631 | 1 | 0.5 | 0 | 4.1373 | 0 | 4.1373
2007-11-29 19:01 | 11 | 29 | 19 | 333 | 7987 | 33.08 | 1613.6258 | 0 | Heating | 1613.6258 | 4 | 1290.9007 | 1290.9007 | 0 | 6 | 0 | 0 | 4 | 0 | 0 | 0 | 6 | 0 | 258.1801 | 0.0993 | 1 | 0.5 | 0 | 8.2745 | 0 | 8.2745 | 1317.2456 | 0 | 75.4004 | 0.058 | 1 | 0.5 | 0 | 4.1373 | 0 | 4.1373
2007-11-29 20:01 | 11 | 29 | 20 | 333 | 7988 | 33.08 | 1626.0913 | 0 | Heating | 1626.0913 | 4 | 1300.8731 | 1300.8731 | 0 | 6 | 0 | 0 | 4 | 0 | 0 | 0 | 6 | 0 | 260.1746 | 0.10007 | 1 | 0.5 | 0 | 8.2745 | 0 | 8.2745 | 1327.4215 | 0 | 75.9829 | 0.058448 | 1 | 0.5 | 0 | 4.1373 | 0 | 4.1373
2007-11-29 21:01 | 11 | 29 | 21 | 333 | 7989 | 30.02 | 1658.8766 | 0 | Heating | 1658.8766 | 4 | 1327.1013 | 1327.1013 | 0 | 6 | 0 | 0 | 4 | 0 | 0 | 0 | 6 | 0 | 265.4203 | 0.10208 | 1 | 0.5 | 0 | 8.2745 | 0 | 8.2745 | 1354.185 | 0 | 77.5149 | 0.059627 | 1 | 0.5 | 0 | 4.1373 | 0 | 4.1373
2007-11-29 22:01 | 11 | 29 | 22 | 333 | 7990 | 28.04 | 1004.8599 | 0 | Heating | 1004.8599 | 4 | 803.8879 | 803.8879 | 0 | 6 | 0 | 0 | 4 | 0 | 0 | 0 | 6 | 0 | 160.7776 | 0.061838 | 1 | 0.5 | 0 | 8.2745 | 0 | 8.2745 | 820.2938 | 0 | 46.9544 | 0.036119 | 1 | 0.5 | 0 | 4.1373 | 0 | 4.1373
2007-11-29 23:01 | 11 | 29 | 23 | 333 | 7991 | 28.04 | 954.1033 | 0 | Heating | 954.1033 | 4 | 763.2827 | 763.2827 | 0 | 6 | 0 | 0 | 4 | 0 | 0 | 0 | 6 | 0 | 152.6565 | 0.058714 | 1 | 0.5 | 0 | 8.2745 | 0 | 8.2745 | 778.8599 | 0 | 44.5827 | 0.034294 | 1 | 0.5 | 0 | 4.1373 | 0 | 4.1373
2007-11-30 00:01 | 11 | 30 | 0 | 334 | 7992 | 30.92 | 867.3444 | 0 | Heating | 867.3444 | 4 | 693.8755 | 693.8755 | 0 | 6 | 0 | 0 | 4 | 0 | 0 | 0 | 6 | 0 | 138.7751 | 0.053375 | 1 | 0.5 | 0 | 8.2745 | 0 | 8.2745 | 708.0363 | 0 | 40.5287 | 0.031176 | 1 | 0.5 | 0 | 4.1373 | 0 | 4.1373
2007-11-30 01:01 | 11 | 30 | 1 | 334 | 7993 | 32 | 630.9778 | 0 | Heating | 630.9778 | 4 | 504.7823 | 504.7823 | 0 | 6 | 0 | 0 | 4 | 0 | 0 | 0 | 6 | 0 | 100.9565 | 0.038829 | 1 | 0.5 | 0 | 8.2745 | 0 | 8.2745 | 515.0839 | 0 | 29.4839 | 0.02268 | 1 | 0.5 | 0 | 4.1373 | 0 | 4.1373
2007-11-30 02:01 | 11 | 30 | 2 | 334 | 7994 | 32 | 687.8847 | 0 | Heating | 687.8847 | 4 | 550.3078 | 550.3078 | 0 | 6 | 0 | 0 | 4 | 0 | 0 | 0 | 6 | 0 | 110.0616 | 0.042331 | 1 | 0.5 | 0 | 8.2745 | 0 | 8.2745 | 561.5385 | 0 | 32.143 | 0.024725 | 1 | 0.5 | 0 | 4.1373 | 0 | 4.1373
2007-11-30 03:01 | 11 | 30 | 3 | 334 | 7995 | 32 | 737.2384 | 0 | Heating | 737.2384 | 4 | 589.7907 | 589.7907 | 0 | 6 | 0 | 0 | 4 | 0 | 0 | 0 | 6 | 0 | 117.9581 | 0.045369 | 1 | 0.5 | 0 | 8.2745 | 0 | 8.2745 | 601.8272 | 0 | 34.4492 | 0.026499 | 1 | 0.5 | 0 | 4.1373 | 0 | 4.1373
2007-11-30 04:01 | 11 | 30 | 4 | 334 | 7996 | 33.08 | 759.106 | 0 | Heating | 759.106 | 4 | 607.2848 | 607.2848 | 0 | 6 | 0 | 0 | 4 | 0 | 0 | 0 | 6 | 0 | 121.457 | 0.046714 | 1 | 0.5 | 0 | 8.2745 | 0 | 8.2745 | 619.6783 | 0 | 35.471 | 0.027285 | 1 | 0.5 | 0 | 4.1373 | 0 | 4.1373
2007-11-30 05:01 | 11 | 30 | 5 | 334 | 7997 | 33.08 | 806.7574 | 0 | Heating | 806.7574 | 4 | 645.4059 | 645.4059 | 0 | 6 | 0 | 0 | 4 | 0 | 0 | 0 | 6 | 0 | 129.0812 | 0.049647 | 1 | 0.5 | 0 | 8.2745 | 0 | 8.2745 | 658.5775 | 0 | 37.6976 | 0.028998 | 1 | 0.5 | 0 | 4.1373 | 0 | 4.1373
2007-11-30 06:01 | 11 | 30 | 6 | 334 | 7998 | 44.96 | 1030.827 | 0 | Heating | 1030.827 | 4 | 824.6616 | 824.6616 | 0 | 6 | 0 | 0 | 4 | 0 | 0 | 0 | 6 | 0 | 164.9323 | 0.063436 | 1 | 0.5 | 0 | 8.2745 | 0 | 8.2745 | 841.4914 | 0 | 48.1678 | 0.037052 | 1 | 0.5 | 0 | 4.1373 | 0 | 4.1373
2007-11-30 07:01 | 11 | 30 | 7 | 334 | 7999 | 44.06 | 3185.3577 | 0 | Heating | 3185.3577 | 4 | 2548.2862 | 2548.2862 | 0 | 6 | 0 | 0 | 4 | 0 | 0 | 0 | 6 | 0 | 509.6572 | 0.19602 | 1 | 0.5 | 0 | 8.2745 | 0 | 8.2745 | 2600.292 | 0 | 148.8433 | 0.11449 | 1 | 0.5 | 0 | 4.1373 | 0 | 4.1373
2007-11-30 08:01 | 11 | 30 | 8 | 334 | 8000 | 44.06 | 2690.7945 | 0 | Heating | 2690.7945 | 4 | 2152.6356 | 2152.6356 | 0 | 6 | 0 | 0 | 4 | 0 | 0 | 0 | 6 | 0 | 430.5271 | 0.16559 | 1 | 0.5 | 0 | 8.2745 | 0 | 8.2745 | 2196.567 | 0 | 125.7337 | 0.096718 | 1 | 0.5 | 0 | 4.1373 | 0 | 4.1373
2007-11-30 09:01 | 11 | 30 | 9 | 334 | 8001 | 46.04 | 2518.1189 | 0 | Heating | 2518.1189 | 4 | 2014.4951 | 2014.4951 | 0 | 6 | 0 | 0 | 4 | 0 | 0 | 0 | 6 | 0 | 402.899 | 0.15496 | 1 | 0.5 | 0 | 8.2745 | 0 | 8.2745 | 2055.6072 | 0 | 117.665 | 0.090512 | 1 | 0.5 | 0 | 4.1373 | 0 | 4.1373
2007-11-30 10:01 | 11 | 30 | 10 | 334 | 8002 | 46.04 | 2046.1866 | 0 | Heating | 2046.1866 | 4 | 1636.9493 | 1636.9493 | 0 | 6 | 0 | 0 | 4 | 0 | 0 | 0 | 6 | 0 | 327.3899 | 0.12592 | 1 | 0.5 | 0 | 8.2745 | 0 | 8.2745 | 1670.3564 | 0 | 95.6128 | 0.073548 | 1 | 0.5 | 0 | 4.1373 | 0 | 4.1373
2007-11-30 11:01 | 11 | 30 | 11 | 334 | 8003 | 46.04 | 1661.9627 | 0 | Heating | 1661.9627 | 4 | 1329.5702 | 1329.5702 | 0 | 6 | 0 | 0 | 4 | 0 | 0 | 0 | 6 | 0 | 265.914 | 0.10227 | 1 | 0.5 | 0 | 8.2745 | 0 | 8.2745 | 1356.7042 | 0 | 77.6591 | 0.059738 | 1 | 0.5 | 0 | 4.1373 | 0 | 4.1373
2007-11-30 12:01 | 11 | 30 | 12 | 334 | 8004 | 48.92 | 1376.9867 | 0 | Heating | 1376.9867 | 4 | 1101.5894 | 1101.5894 | 0 | 6 | 0 | 0 | 4 | 0 | 0 | 0 | 6 | 0 | 220.3179 | 0.084738 | 1 | 0.5 | 0 | 8.2745 | 0 | 8.2745 | 1124.0708 | 0 | 64.3429 | 0.049495 | 1 | 0.5 | 0 | 4.1373 | 0 | 4.1373
2007-11-30 13:01 | 11 | 30 | 13 | 334 | 8005 | 51.98 | 1196.8876 | 0 | Heating | 1196.8876 | 4 | 957.5101 | 957.5101 | 0 | 6 | 0 | 0 | 4 | 0 | 0 | 0 | 6 | 0 | 191.502 | 0.073655 | 1 | 0.5 | 0 | 8.2745 | 0 | 8.2745 | 977.0511 | 0 | 55.9274 | 0.043021 | 1 | 0.5 | 0 | 4.1373 | 0 | 4.1373
2007-11-30 14:01 | 11 | 30 | 14 | 334 | 8006 | 51.98 | 1066.3214 | 0 | Heating | 1066.3214 | 4 | 853.0571 | 853.0571 | 0 | 6 | 0 | 0 | 4 | 0 | 0 | 0 | 6 | 0 | 170.6114 | 0.06562 | 1 | 0.5 | 0 | 8.2745 | 0 | 8.2745 | 870.4664 | 0 | 49.8264 | 0.038328 | 1 | 0.5 | 0 | 4.1373 | 0 | 4.1373
2007-11-30 15:01 | 11 | 30 | 15 | 334 | 8007 | 53.06 | 1036.2726 | 0 | Heating | 1036.2726 | 4 | 829.0181 | 829.0181 | 0 | 6 | 0 | 0 | 4 | 0 | 0 | 0 | 6 | 0 | 165.8036 | 0.063771 | 1 | 0.5 | 0 | 8.2745 | 0 | 8.2745 | 845.9368 | 0 | 48.4223 | 0.037248 | 1 | 0.5 | 0 | 4.1373 | 0 | 4.1373
2007-11-30 16:01 | 11 | 30 | 16 | 334 | 8008 | 53.06 | 1085.4539 | 0 | Heating | 1085.4539 | 4 | 868.3631 | 868.3631 | 0 | 6 | 0 | 0 | 4 | 0 | 0 | 0 | 6 | 0 | 173.6726 | 0.066797 | 1 | 0.5 | 0 | 8.2745 | 0 | 8.2745 | 886.0848 | 0 | 50.7204 | 0.039016 | 1 | 0.5 | 0 | 4.1373 | 0 | 4.1373
2007-11-30 17:01 | 11 | 30 | 17 | 334 | 8009 | 53.06 | 1176.1399 | 0 | Heating | 1176.1399 | 4 | 940.9119 | 940.9119 | 0 | 6 | 0 | 0 | 4 | 0 | 0 | 0 | 6 | 0 | 188.1824 | 0.072378 | 1 | 0.5 | 0 | 8.2745 | 0 | 8.2745 | 960.1142 | 0 | 54.9579 | 0.042275 | 1 | 0.5 | 0 | 4.1373 | 0 | 4.1373
2007-11-30 18:01 | 11 | 30 | 18 | 334 | 8010 | 53.06 | 1302.8971 | 0 | Heating | 1302.8971 | 4 | 1042.3177 | 1042.3177 | 0 | 6 | 0 | 0 | 4 | 0 | 0 | 0 | 6 | 0 | 208.4635 | 0.080178 | 1 | 0.5 | 0 | 8.2745 | 0 | 8.2745 | 1063.5895 | 0 | 60.8809 | 0.046831 | 1 | 0.5 | 0 | 4.1373 | 0 | 4.1373
2007-11-30 19:01 | 11 | 30 | 19 | 334 | 8011 | 52.7 | 1379.4825 | 0 | Heating | 1379.4825 | 4 | 1103.586 | 1103.586 | 0 | 6 | 0 | 0 | 4 | 0 | 0 | 0 | 6 | 0 | 220.7172 | 0.084891 | 1 | 0.5 | 0 | 8.2745 | 0 | 8.2745 | 1126.1081 | 0 | 64.4595 | 0.049584 | 1 | 0.5 | 0 | 4.1373 | 0 | 4.1373
2007-11-30 20:01 | 11 | 30 | 20 | 334 | 8012 | 52.52 | 1447.4489 | 0 | Heating | 1447.4489 | 4 | 1157.9591 | 1157.9591 | 0 | 6 | 0 | 0 | 4 | 0 | 0 | 0 | 6 | 0 | 231.5918 | 0.089074 | 1 | 0.5 | 0 | 8.2745 | 0 | 8.2745 | 1181.591 | 0 | 67.6354 | 0.052027 | 1 | 0.5 | 0 | 4.1373 | 0 | 4.1373
2007-11-30 21:01 | 11 | 30 | 21 | 334 | 8013 | 51.8 | 1461.603 | 0 | Heating | 1461.603 | 4 | 1169.2824 | 1169.2824 | 0 | 6 | 0 | 0 | 4 | 0 | 0 | 0 | 6 | 0 | 233.8565 | 0.089945 | 1 | 0.5 | 0 | 8.2745 | 0 | 8.2745 | 1193.1453 | 0 | 68.2968 | 0.052536 | 1 | 0.5 | 0 | 4.1373 | 0 | 4.1373
2007-11-30 22:01 | 11 | 30 | 22 | 334 | 8014 | 50.72 | 1517.2574 | 0 | Heating | 1517.2574 | 4 | 1213.8059 | 1213.8059 | 0 | 6 | 0 | 0 | 4 | 0 | 0 | 0 | 6 | 0 | 242.7612 | 0.09337 | 1 | 0.5 | 0 | 8.2745 | 0 | 8.2745 | 1238.5774 | 0 | 70.8974 | 0.054536 | 1 | 0.5 | 0 | 4.1373 | 0 | 4.1373
2007-11-30 23:01 | 11 | 30 | 23 | 334 | 8015 | 49.82 | 905.5055 | 0 | Heating | 905.5055 | 4 | 724.4044 | 724.4044 | 0 | 6 | 0 | 0 | 4 | 0 | 0 | 0 | 6 | 0 | 144.8809 | 0.055723 | 1 | 0.5 | 0 | 8.2745 | 0 | 8.2745 | 739.1882 | 0 | 42.3119 | 0.032548 | 1 | 0.5 | 0 | 4.1373 | 0 | 4.1373
2007-12-01 00:01 | 12 | 1 | 0 | 335 | 8016 | 47.84 | 903.7966 | 0 | Heating | 903.7966 | 4 | 723.0373 | 723.0373 | 0 | 6 | 0 | 0 | 4 | 0 | 0 | 0 | 6 | 0 | 144.6075 | 0.055618 | 1 | 0.5 | 0 | 8.2745 | 0 | 8.2745 | 737.7932 | 0 | 42.232 | 0.032486 | 1 | 0.5 | 0 | 4.1373 | 0 | 4.1373
2007-12-01 01:01 | 12 | 1 | 1 | 335 | 8017 | 46.58 | 773.3404 | 0 | Heating | 773.3404 | 4 | 618.6724 | 618.6724 | 0 | 6 | 0 | 0 | 4 | 0 | 0 | 0 | 6 | 0 | 123.7345 | 0.04759 | 1 | 0.5 | 0 | 8.2745 | 0 | 8.2745 | 631.2983 | 0 | 36.1361 | 0.027797 | 1 | 0.5 | 0 | 4.1373 | 0 | 4.1373
2007-12-01 02:01 | 12 | 1 | 2 | 335 | 8018 | 45.5 | 916.8089 | 0 | Heating | 916.8089 | 4 | 733.4471 | 733.4471 | 0 | 6 | 0 | 0 | 4 | 0 | 0 | 0 | 6 | 0 | 146.6894 | 0.056419 | 1 | 0.5 | 0 | 8.2745 | 0 | 8.2745 | 748.4154 | 0 | 42.84 | 0.032954 | 1 | 0.5 | 0 | 4.1373 | 0 | 4.1373
2007-12-01 03:01 | 12 | 1 | 3 | 335 | 8019 | 44.42 | 1034.4569 | 0 | Heating | 1034.4569 | 4 | 827.5655 | 827.5655 | 0 | 6 | 0 | 0 | 4 | 0 | 0 | 0 | 6 | 0 | 165.5131 | 0.063659 | 1 | 0.5 | 0 | 8.2745 | 0 | 8.2745 | 844.4546 | 0 | 48.3374 | 0.037183 | 1 | 0.5 | 0 | 4.1373 | 0 | 4.1373
2007-12-01 04:01 | 12 | 1 | 4 | 335 | 8020 | 44.42 | 1169.543 | 0 | Heating | 1169.543 | 4 | 935.6344 | 935.6344 | 0 | 6 | 0 | 0 | 4 | 0 | 0 | 0 | 6 | 0 | 187.1269 | 0.071972 | 1 | 0.5 | 0 | 8.2745 | 0 | 8.2745 | 954.729 | 0 | 54.6496 | 0.042038 | 1 | 0.5 | 0 | 4.1373 | 0 | 4.1373
2007-12-01 05:01 | 12 | 1 | 5 | 335 | 8021 | 44.24 | 1285.8299 | 0 | Heating | 1285.8299 | 4 | 1028.664 | 1028.664 | 0 | 6 | 0 | 0 | 4 | 0 | 0 | 0 | 6 | 0 | 205.7328 | 0.079128 | 1 | 0.5 | 0 | 8.2745 | 0 | 8.2745 | 1049.6571 | 0 | 60.0834 | 0.046218 | 1 | 0.5 | 0 | 4.1373 | 0 | 4.1373
2007-12-01 06:01 | 12 | 1 | 6 | 335 | 8022 | 44.6 | 1585.2872 | 0 | Heating | 1585.2872 | 4 | 1268.2298 | 1268.2298 | 0 | 6 | 0 | 0 | 4 | 0 | 0 | 0 | 6 | 0 | 253.646 | 0.097556 | 1 | 0.5 | 0 | 8.2745 | 0 | 8.2745 | 1294.112 | 0 | 74.0762 | 0.056982 | 1 | 0.5 | 0 | 4.1373 | 0 | 4.1373
2007-12-01 07:01 | 12 | 1 | 7 | 335 | 8023 | 44.06 | 1980.2994 | 0 | Heating | 1980.2994 | 4 | 1584.2395 | 1584.2395 | 0 | 6 | 0 | 0 | 4 | 0 | 0 | 0 | 6 | 0 | 316.8479 | 0.12186 | 1 | 0.5 | 0 | 8.2745 | 0 | 8.2745 | 1616.5709 | 0 | 92.5341 | 0.07118 | 1 | 0.5 | 0 | 4.1373 | 0 | 4.1373
2007-12-01 08:01 | 12 | 1 | 8 | 335 | 8024 | 44.06 | 1911.258 | 0 | Heating | 1911.258 | 4 | 1529.0064 | 1529.0064 | 0 | 6 | 0 | 0 | 4 | 0 | 0 | 0 | 6 | 0 | 305.8013 | 0.11762 | 1 | 0.5 | 0 | 8.2745 | 0 | 8.2745 | 1560.2106 | 0 | 89.308 | 0.068698 | 1 | 0.5 | 0 | 4.1373 | 0 | 4.1373
2007-12-01 09:01 | 12 | 1 | 9 | 335 | 8025 | 46.04 | 3732.9721 | 0 | Heating | 3732.9721 | 4 | 2986.3777 | 2986.3777 | 0 | 6 | 0 | 0 | 4 | 0 | 0 | 0 | 6 | 0 | 597.2755 | 0.22972 | 1 | 0.5 | 0 | 8.2745 | 0 | 8.2745 | 3047.3241 | 0 | 174.4318 | 0.13418 | 1 | 0.5 | 0 | 4.1373 | 0 | 4.1373
2007-12-01 10:01 | 12 | 1 | 10 | 335 | 8026 | 48.02 | 2847.5231 | 0 | Heating | 2847.5231 | 4 | 2278.0185 | 2278.0185 | 0 | 6 | 0 | 0 | 4 | 0 | 0 | 0 | 6 | 0 | 455.6037 | 0.17523 | 1 | 0.5 | 0 | 8.2745 | 0 | 8.2745 | 2324.5086 | 0 | 133.0572 | 0.10235 | 1 | 0.5 | 0 | 4.1373 | 0 | 4.1373
2007-12-01 11:01 | 12 | 1 | 11 | 335 | 8027 | 48.02 | 2321.0318 | 0 | Heating | 2321.0318 | 4 | 1856.8255 | 1856.8255 | 0 | 6 | 0 | 0 | 4 | 0 | 0 | 0 | 6 | 0 | 371.3651 | 0.14283 | 1 | 0.5 | 0 | 8.2745 | 0 | 8.2745 | 1894.7199 | 0 | 108.4556 | 0.083427 | 1 | 0.5 | 0 | 4.1373 | 0 | 4.1373
2007-12-01 12:01 | 12 | 1 | 12 | 335 | 8028 | 48.92 | 1909.5544 | 0 | Heating | 1909.5544 | 4 | 1527.6436 | 1527.6436 | 0 | 6 | 0 | 0 | 4 | 0 | 0 | 0 | 6 | 0 | 305.5287 | 0.11751 | 1 | 0.5 | 0 | 8.2745 | 0 | 8.2745 | 1558.82 | 0 | 89.2284 | 0.068637 | 1 | 0.5 | 0 | 4.1373 | 0 | 4.1373
2007-12-01 13:01 | 12 | 1 | 13 | 335 | 8029 | 51.08 | 1530.4029 | 0 | Heating | 1530.4029 | 4 | 1224.3223 | 1224.3223 | 0 | 6 | 0 | 0 | 4 | 0 | 0 | 0 | 6 | 0 | 244.8645 | 0.094179 | 1 | 0.5 | 0 | 8.2745 | 0 | 8.2745 | 1249.3085 | 0 | 71.5116 | 0.055009 | 1 | 0.5 | 0 | 4.1373 | 0 | 4.1373
2007-12-01 14:01 | 12 | 1 | 14 | 335 | 8030 | 51.08 | 1374.1294 | 0 | Heating | 1374.1294 | 4 | 1099.3035 | 1099.3035 | 0 | 6 | 0 | 0 | 4 | 0 | 0 | 0 | 6 | 0 | 219.8607 | 0.084562 | 1 | 0.5 | 0 | 8.2745 | 0 | 8.2745 | 1121.7383 | 0 | 64.2094 | 0.049392 | 1 | 0.5 | 0 | 4.1373 | 0 | 4.1373
2007-12-01 15:01 | 12 | 1 | 15 | 335 | 8031 | 51.08 | 1350.0273 | 0 | Heating | 1350.0273 | 4 | 1080.0218 | 1080.0218 | 0 | 6 | 0 | 0 | 4 | 0 | 0 | 0 | 6 | 0 | 216.0044 | 0.083079 | 1 | 0.5 | 0 | 8.2745 | 0 | 8.2745 | 1102.0631 | 0 | 63.0832 | 0.048526 | 1 | 0.5 | 0 | 4.1373 | 0 | 4.1373
2007-12-01 16:01 | 12 | 1 | 16 | 335 | 8032 | 51.08 | 1421.339 | 0 | Heating | 1421.339 | 4 | 1137.0712 | 1137.0712 | 0 | 6 | 0 | 0 | 4 | 0 | 0 | 0 | 6 | 0 | 227.4142 | 0.087467 | 1 | 0.5 | 0 | 8.2745 | 0 | 8.2745 | 1160.2768 | 0 | 66.4154 | 0.051089 | 1 | 0.5 | 0 | 4.1373 | 0 | 4.1373
2007-12-01 17:01 | 12 | 1 | 17 | 335 | 8033 | 51.08 | 1509.425 | 0 | Heating | 1509.425 | 4 | 1207.54 | 1207.54 | 0 | 6 | 0 | 0 | 4 | 0 | 0 | 0 | 6 | 0 | 241.508 | 0.092888 | 1 | 0.5 | 0 | 8.2745 | 0 | 8.2745 | 1232.1837 | 0 | 70.5314 | 0.054255 | 1 | 0.5 | 0 | 4.1373 | 0 | 4.1373
2007-12-01 18:01 | 12 | 1 | 18 | 335 | 8034 | 51.08 | 1925.3769 | 0 | Heating | 1925.3769 | 4 | 1540.3015 | 1540.3015 | 0 | 6 | 0 | 0 | 4 | 0 | 0 | 0 | 6 | 0 | 308.0603 | 0.11848 | 1 | 0.5 | 0 | 8.2745 | 0 | 8.2745 | 1571.7362 | 0 | 89.9677 | 0.069206 | 1 | 0.5 | 0 | 4.1373 | 0 | 4.1373
2007-12-01 19:01 | 12 | 1 | 19 | 335 | 8035 | 50 | 2082.2291 | 0 | Heating | 2082.2291 | 4 | 1665.7833 | 1665.7833 | 0 | 6 | 0 | 0 | 4 | 0 | 0 | 0 | 6 | 0 | 333.1567 | 0.12814 | 1 | 0.5 | 0 | 8.2745 | 0 | 8.2745 | 1699.7788 | 0 | 97.297 | 0.074844 | 1 | 0.5 | 0 | 4.1373 | 0 | 4.1373
2007-12-01 20:01 | 12 | 1 | 20 | 335 | 8036 | 50 | 1163.2067 | 0 | Heating | 1163.2067 | 4 | 930.5653 | 930.5653 | 0 | 6 | 0 | 0 | 4 | 0 | 0 | 0 | 6 | 0 | 186.1131 | 0.071582 | 1 | 0.5 | 0 | 8.2745 | 0 | 8.2745 | 949.5565 | 0 | 54.3535 | 0.04181 | 1 | 0.5 | 0 | 4.1373 | 0 | 4.1373
2007-12-01 21:01 | 12 | 1 | 21 | 335 | 8037 | 51.8 | 1130.6768 | 0 | Heating | 1130.6768 | 4 | 904.5414 | 904.5414 | 0 | 6 | 0 | 0 | 4 | 0 | 0 | 0 | 6 | 0 | 180.9083 | 0.06958 | 1 | 0.5 | 0 | 8.2745 | 0 | 8.2745 | 923.0015 | 0 | 52.8335 | 0.040641 | 1 | 0.5 | 0 | 4.1373 | 0 | 4.1373
2007-12-01 22:01 | 12 | 1 | 22 | 335 | 8038 | 51.08 | 1088.1594 | 0 | Heating | 1088.1594 | 4 | 870.5275 | 870.5275 | 0 | 6 | 0 | 0 | 4 | 0 | 0 | 0 | 6 | 0 | 174.1055 | 0.066964 | 1 | 0.5 | 0 | 8.2745 | 0 | 8.2745 | 888.2934 | 0 | 50.8468 | 0.039113 | 1 | 0.5 | 0 | 4.1373 | 0 | 4.1373
2007-12-01 23:01 | 12 | 1 | 23 | 335 | 8039 | 51.08 | 1101.6182 | 0 | Heating | 1101.6182 | 4 | 881.2946 | 881.2946 | 0 | 6 | 0 | 0 | 4 | 0 | 0 | 0 | 6 | 0 | 176.2589 | 0.067792 | 1 | 0.5 | 0 | 8.2745 | 0 | 8.2745 | 899.2802 | 0 | 51.4757 | 0.039597 | 1 | 0.5 | 0 | 4.1373 | 0 | 4.1373
2007-12-02 00:01 | 12 | 2 | 0 | 336 | 8040 | 50 | 1047.0926 | 0 | Heating | 1047.0926 | 4 | 837.6741 | 837.6741 | 0 | 6 | 0 | 0 | 4 | 0 | 0 | 0 | 6 | 0 | 167.5348 | 0.064436 | 1 | 0.5 | 0 | 8.2745 | 0 | 8.2745 | 854.7695 | 0 | 48.9278 | 0.037637 | 1 | 0.5 | 0 | 4.1373 | 0 | 4.1373
2007-12-02 01:01 | 12 | 2 | 1 | 336 | 8041 | 48.02 | 1000.619 | 0 | Heating | 1000.619 | 4 | 800.4952 | 800.4952 | 0 | 6 | 0 | 0 | 4 | 0 | 0 | 0 | 6 | 0 | 160.099 | 0.061577 | 1 | 0.5 | 0 | 8.2745 | 0 | 8.2745 | 816.8319 | 0 | 46.7563 | 0.035966 | 1 | 0.5 | 0 | 4.1373 | 0 | 4.1373
2007-12-02 02:01 | 12 | 2 | 2 | 336 | 8042 | 48.02 | 840.9798 | 0 | Heating | 840.9798 | 4 | 672.7838 | 672.7838 | 0 | 6 | 0 | 0 | 4 | 0 | 0 | 0 | 6 | 0 | 134.5568 | 0.051753 | 1 | 0.5 | 0 | 8.2745 | 0 | 8.2745 | 686.5141 | 0 | 39.2967 | 0.030228 | 1 | 0.5 | 0 | 4.1373 | 0 | 4.1373
2007-12-02 03:01 | 12 | 2 | 3 | 336 | 8043 | 46.94 | 873.3537 | 0 | Heating | 873.3537 | 4 | 698.683 | 698.683 | 0 | 6 | 0 | 0 | 4 | 0 | 0 | 0 | 6 | 0 | 139.7366 | 0.053745 | 1 | 0.5 | 0 | 8.2745 | 0 | 8.2745 | 712.9418 | 0 | 40.8095 | 0.031392 | 1 | 0.5 | 0 | 4.1373 | 0 | 4.1373
2007-12-02 04:01 | 12 | 2 | 4 | 336 | 8044 | 46.94 | 886.5063 | 0 | Heating | 886.5063 | 4 | 709.205 | 709.205 | 0 | 6 | 0 | 0 | 4 | 0 | 0 | 0 | 6 | 0 | 141.841 | 0.054554 | 1 | 0.5 | 0 | 8.2745 | 0 | 8.2745 | 723.6786 | 0 | 41.4241 | 0.031865 | 1 | 0.5 | 0 | 4.1373 | 0 | 4.1373
2007-12-02 05:01 | 12 | 2 | 5 | 336 | 8045 | 48.92 | 895.0279 | 0 | Heating | 895.0279 | 4 | 716.0223 | 716.0223 | 0 | 6 | 0 | 0 | 4 | 0 | 0 | 0 | 6 | 0 | 143.2045 | 0.055079 | 1 | 0.5 | 0 | 8.2745 | 0 | 8.2745 | 730.635 | 0 | 41.8223 | 0.032171 | 1 | 0.5 | 0 | 4.1373 | 0 | 4.1373
2007-12-02 06:01 | 12 | 2 | 6 | 336 | 8046 | 48.02 | 1083.6115 | 0 | Heating | 1083.6115 | 4 | 866.8892 | 866.8892 | 0 | 6 | 0 | 0 | 4 | 0 | 0 | 0 | 6 | 0 | 173.3778 | 0.066684 | 1 | 0.5 | 0 | 8.2745 | 0 | 8.2745 | 884.5808 | 0 | 50.6343 | 0.038949 | 1 | 0.5 | 0 | 4.1373 | 0 | 4.1373
2007-12-02 07:01 | 12 | 2 | 7 | 336 | 8047 | 44.96 | 3099.9596 | 0 | Heating | 3099.9596 | 4 | 2479.9677 | 2479.9677 | 0 | 6 | 0 | 0 | 4 | 0 | 0 | 0 | 6 | 0 | 495.9935 | 0.19077 | 1 | 0.5 | 0 | 8.2745 | 0 | 8.2745 | 2530.5793 | 0 | 144.8528 | 0.11143 | 1 | 0.5 | 0 | 4.1373 | 0 | 4.1373
2007-12-02 08:01 | 12 | 2 | 8 | 336 | 8048 | 44.96 | 2577.65 | 0 | Heating | 2577.65 | 4 | 2062.12 | 2062.12 | 0 | 6 | 0 | 0 | 4 | 0 | 0 | 0 | 6 | 0 | 412.424 | 0.15862 | 1 | 0.5 | 0 | 8.2745 | 0 | 8.2745 | 2104.2041 | 0 | 120.4467 | 0.092651 | 1 | 0.5 | 0 | 4.1373 | 0 | 4.1373
2007-12-02 09:01 | 12 | 2 | 9 | 336 | 8049 | 48.92 | 2314.8275 | 0 | Heating | 2314.8275 | 4 | 1851.862 | 1851.862 | 0 | 6 | 0 | 0 | 4 | 0 | 0 | 0 | 6 | 0 | 370.3724 | 0.14245 | 1 | 0.5 | 0 | 8.2745 | 0 | 8.2745 | 1889.6551 | 0 | 108.1657 | 0.083204 | 1 | 0.5 | 0 | 4.1373 | 0 | 4.1373
2007-12-02 10:01 | 12 | 2 | 10 | 336 | 8050 | 48.02 | 1907.1163 | 0 | Heating | 1907.1163 | 4 | 1525.693 | 1525.693 | 0 | 6 | 0 | 0 | 4 | 0 | 0 | 0 | 6 | 0 | 305.1386 | 0.11736 | 1 | 0.5 | 0 | 8.2745 | 0 | 8.2745 | 1556.8296 | 0 | 89.1145 | 0.06855 | 1 | 0.5 | 0 | 4.1373 | 0 | 4.1373
2007-12-02 11:01 | 12 | 2 | 11 | 336 | 8051 | 48.02 | 1699.4441 | 0 | Heating | 1699.4441 | 4 | 1359.5553 | 1359.5553 | 0 | 6 | 0 | 0 | 4 | 0 | 0 | 0 | 6 | 0 | 271.9111 | 0.10458 | 1 | 0.5 | 0 | 8.2745 | 0 | 8.2745 | 1387.3013 | 0 | 79.4105 | 0.061085 | 1 | 0.5 | 0 | 4.1373 | 0 | 4.1373